## Introduction
Diffusion Tube Data Processing Tool
This diffusion tube data processing tool has been developed to assist local authorities in processing their NO2 diffusion tube monitoring data. It allows annual mean NO2 concentration results to be calculated from NO2 diffusion tube raw monthly data, by consolidating previous LAQM tools for processing diffusion tube monitoring data into a single tool. This serves to streamline the data processing requirements of NO2 diffusion tubes and improve the quality assurance associated with NO2 diffusion tube data processing. Through alignment of the output result tables with the annual reporting template requirements, the tool facilitates ease of population of the associated annual reporting data tables. In addition, it provides an output table which can be directly uploaded into the LAQM Portal via the Diffusion Tube Data Entry System (DTDES), which is part of the annual submission requirements for local authorities in England (including London), Scotland and Wales. While this tool can be used in Northern Ireland to aid in data processing, it is not yet required to be used at this time.
The tool includes steps to assist with:
1. Annualisation - the process of estimating annual mean NO2 concentrations when data capture for the year is below 75% 2. Bias Adjustment - the process of accounting for the variable accuracy of annual mean NO2 concentrations as measured by diffusion tubes relative to the chemiluminescent reference method 3. Fall off with Distance Adjustment - the process of estimating an annual mean NO2 concentration at a receptor location that is close to a monitoring site 4. Calculation of the Annual Mean Concentration
For important information about the application of this tool and associated limitations, please see the "Important Notes" tab. This should be read and understood in full before using the tool.
Further information with regards to the use of the Diffusion Tube Data Processing Tool is provided within LAQM.TG(22).
https://laqm.defra.gov.uk/technical-guidance/index.html
INPUTS
The following input STEPS are required. Users should complete each STEP in full before progressing to the next subsequent STEP. Cells highlighted PINK denote where user input is required. Error messages that require action are flagged in RED boxes, whilst warning messages and other prompts are presented in ITALICS to alert users to the need of further potential action.
STEP 1 - DT Calendar Inputs. i) Define the monitoring year to auto populate with the default Defra calendar dates. Check the deployment start and end dates are correct and make any manual adjustments to the default calendar dates in line with the specific monitoring programme undertaken.
STEP 2 - Diffusion Tube Inputs. i) Select the Local Authority area from the dropdown list. This should correspond to your region (i.e. England/London/Scotland/Wales/Northern Ireland) and show the relevant tables to match with the appropriate template. ii) Enter the diffusion tube monthly raw data and site information for each diffusion tube site. Note, any clear outliers in the raw data or other questionable data should be removed prior to this step - all entered data will be used to calculate the annual mean concentration results. If annualisation is required for any diffusion tubes this will be denoted by a 'Yes' in the final column.
STEP 2a Annualisation Inputs. If annualisation is required, this tab will appear. i) Enter continuous background monitoring data. Input the Start Date and Start Time for the continuous monitor datasets. Enter hourly NO2 concentration data from two to four nearby background continuous monitoring sites. Ensure the period for which continuous monitoring data are entered spans the entirety of the Monitoring Year Start and End Dates as defined in STEP 1. The continuous monitoring sites should ideally meet the selection criteria as specified in Box 7.9 of LAQM.TG(22) and Box 4.2 of LLAQM.TG(19) and form part of the national network:
https://uk-air.defra.gov.uk/interactive-map?network=aurn
STEP 3 - Bias Adjustment. i) Enter the national bias adjustment factor. ii) Confirm the number of co-located diffusion tube sites in the Local Authority area. If there are co-located sites available, complete the STEP 3a to STEP 3g Local Bias Adjustment tabs that will appear after defining the number of co-location sites (N.B. the number of tabs will depend upon the number of co-location sites specified - if there are no co-location sites no tabs will appear). iii) Review the bias adjusted data in the table below and confirm the choice of bias adjustment factor to be used for data processing.
STEP 3a to STEP 3g Local Bias Adjustment. If there are co-location sites in the Local Authority area, these tabs will appear in order to complete local bias adjustment. Each tab should be completed in turn as follows: i) Enter co-located diffusion tube period mean data in the table provided. ii) Enter co-located continuous monitor hourly monitoring data. Input the Start Date and Start Time for the continuous monitor dataset and enter the hourly NO2 concentration data from the co-located continuous monitor in the table provided. Once all tabs are complete, return to STEP 3 - Bias Adjustment and review the bias adjusted data and confirm the choice of bias adjustment factor to be used for data processing.
STEP 4 - Fall off with Distance. i) If there are sites listed in the table, enter the background concentration associated with the site location. If no sites are listed, fall off with distance adjustment is not required. Once completed, proceed to the output result tables (highlighted tabs).
OUTPUTS
The Diffusion Tube Data Processing Tool provides the following tabulated outputs (highlighted tabs), which can be used as input into the annual reporting process.
1. Annualisation Summary (only if annualisation was required). Provides a summary of the calculated annualisation factors. Information is provided for each continuous monitoring site and on a per diffusion tube site basis. The Annualised Data Annual Mean is the product of the Average Annualisation Factor and the Raw Data Annual Mean. Either a Simple or a Time Weighted Annualised Data Annual Mean will be presented, dependent upon the deployment dates as defined in STEP 1. Note, these results are exclusive of the user-defined Bias Adjustment Factor.
2. Local Bias Adjustment Outputs (Only if local bias adjustment was required). Provides a summary of the calculated local bias adjustment factors. Information is provided for each co-location site and as an overall local bias adjustment factor. If multiple co-location sites have been used to calculate the local factor, the combined local bias adjustment factor is provided in line with the methodology described in paragraph 7.218 of LAQM.TG(22) and 4.83 of LLAQM.TG(19).
3. Annual Results Summary. Provides a summary of the raw and annualised concentration data for each diffusion tube site, inclusive of the user-defined Bias Adjustment Factor and Fall-off with Distance adjustment (where applicable). All data on this tab is either defined by or calculated from the user inputs entered on the Input tabs. If any errors are highlighted on this tab, users should return to the relevant Input tab STEP to resolve the error as instructed - results will only be displayed in the results table once errors have been resolved. Warnings will highlight any potential inconsistencies in data which may need checking. Results are provided in a format consistent with the Annual Results Summary tab: Table B.1 of the Annual Status Report (ASR) template for local authorities in England, Table R in the London ASR template, Table B.1 of the Scottish Annual Progress Report (APR) template and Table A.1 of the Welsh APR template.
4. Details of Non-Automatic Monitoring Sites. Provides site information for each non-automatic NO2 diffusion tube monitoring site. All data on this tab is defined by the user inputs entered on the Input tabs, with the exception of the pink highlighted cells that need to be manually populated with data to complete the table for annual report submission. The data from this table should be used to populate the corresponding data tables as required in the English ASR Template (Table A.2), London ASR template (Table C), the Scottish APR template (Table A.2) and the Welsh APR template (Table 2.2).
5. Annual Mean NO2 Monitoring Results. Provides annual mean NO2 concentration results for the past 5 years in England, Scotland and Wales or 7 years in London. All data on this tab is either defined by or calculated from the user inputs entered on the Input tabs, with the exception of the pink highlighted cells that need to be manually populated with data to complete the table for annual report submission. Results are provided in a format consistent with Table A.4 of the ASR template for local authorities in England, the London ASR template (Table E), the Scottish APR template (Table A.4) and the Welsh APR template (Table 2.4).
6. DTDES Inputs. Provides a table that can be exported for direct upload to the LAQM Portal via the DTDES, which is part of the annual submission requirements for English (including London boroughs), Scottish and Welsh Local Authorities. All data on this tab is either defined by or calculated from the user inputs entered on the Input tabs. Providing the user has completed all required Inputs correctly, the table will include all the data required for submission to the DTDES. Once the DTDES Inputs tab has been exported, it is not possible to edit any of the data contained in the exported sheet - if changes are required, users must return to the Diffusion Tube Processing Tool to make the necessary adjustments before re-exporting the DTDES Input tab.
Web: | https://laqm.defra.gov.uk/
Telephone: | +44 (0)800 032 7953
Email: | LAQMHelpdesk@bureauveritas.com
The LAQM Support Helpdesk is operated by Bureau Veritas UK, part of the Bureau Veritas Group.
v4.0 released March 2024

## Important Notes
Important Notes
GENERAL
1. Users should complete each STEP in full before progressing to the next subsequent STEP.
2. The required processing steps (i.e. annualisation, bias and fall-off with distance adjustment) will be determined based on the information entered and will be applied to the relevant diffusion tubes as necessary.
3. Cells highlighted PINK denote where user input is required.
4. Error messages that require action are flagged in RED boxes, whilst warning messages and other prompts are presented in ITALICS to alert users to the need of further potential action.
5. Additional user information is provided as cell comments for a number of table column headings within the tool. These are denoted by a small red triangle in the top right hand corner of the cell.
6. Tabulated outputs generated by the tool (highlighted tabs) are presented in a format consistent with the annual reporting template requirements.
7. Either a Simple or a Time Weighted Annualised Data Annual Mean will be presented in the Annual Results Summary, Details of Non-Automatic Monitoring Sites and DTDES Inputs tabs, dependent upon the deployment dates as defined in STEP 1 - DT Calendar Inputs.
8. For duplicate and triplicate sets of diffusion tubes, results on the Annualisation Summary, STEP 3 - Bias Adjustment and Annual Results Summary tabs will only be provided against a single diffusion tube but will represent the average across the duplicate/triplicate set of diffusion tubes.
9. In STEP 4 - Fall off with Distance, Details of Non-Automatic Monitoring Sites, Annual Mean NO2 Monitoring Results and the DTDES Inputs tabs, a single row is reported which represents the duplicate/triplicate site. The concentration values reported will be representative of the average across the duplicate/triplicate set of diffusion tubes.
10. For a NO2 concentration within 10% of the annual mean objective of 40µg/m3 (between 36.0µg/m3 and <40µg/m3) the concentration is shown in italics.
11. Exceedances of the NO2 annual mean objective of 40µg/m3 are shown in bold.
12. NO2 annual means exceeding 60µg/m3, indicating a potential exceedance of the NO2 1-hour mean objective, are shown in bold and underlined.
STEP 1 - DT Calendar Inputs
1. The diffusion tube data processing tool has been pre-populated with Defra recommended diffusion tube calendar dates for 2017 to 2023. If the tool is needed for data processing of diffusion tubes deployed outside of these years, please contact the LAQM Helpdesk for further support.
2. The diffusion tube deployment data as defined in STEP 1 are assumed to be applicable to all diffusion tube data entered in STEP 2.
3. If all diffusion tubes have been deployed/collected in line with the dates specified in the Defra diffusion tube calendar (±2 days), the entered dates do not need to be adjusted from the pre-populated Defra calendar dates. If a date of deployment and/or collection is greater than ±2 days of the pre-populated Defra calendar dates, please enter the exact date.
4. If any of the Diffusion Tube On and Off Deployment Dates, as defined in STEP 1 - DT Calendar Inputs, vary beyond the 4 to 5 week (±4 days) recommended exposure period as detailed within LAQM.TG(22) and LLAQM.TG(19), a Time Weighted Annual Mean NO2 concentration will be calculated for all diffusion tubes. However, if all diffusion tubes were exposed within these criteria, then a Simple Annual Mean will be used to calculate the annual mean NO2 concentration. This will be applied irrespective of whether the diffusion tube requires annualisation.
STEP 2 - Diffusion Tube Inputs
1. A maximum of 500 diffusion tubes can be entered. If the total number of diffusion tubes to be processed exceeds 500, please contact the LAQM Helpdesk for advice.
2. All cells where no data are available should be left blank, i.e. do not enter "n/a" or "-", etc.
3. The tool will not perform any validation of the user defined concentration data inputs. Any clear outliers in the raw data or other questionable data should therefore be removed prior to entering the data into the tool.
4. A value of 0 entered in the user defined concentration data inputs will be treated as though no concentration was reported for that period.
5. Any duplicate/triplicate diffusion tube sites should be denoted in STEP 2 - Diffusion Tube Inputs as required by applying a common Duplicate/Triplicate ID reference across the relevant data rows, e.g. enter “Triplicate Set 1” across the three diffusion tubes that comprise a triplicate site, etc.
6. For duplicate and triplicate sets of diffusion tubes, results on the Annualisation Summary will only be provided against a single diffusion tube. On Details of Non-Automatic Monitoring Sites, Annual Mean NO2 Monitoring Results and the DTDES Inputs tabs, a single row is reported which represents the duplicate/triplicate site. These concentration values will be representative of the average across the duplicate/triplicate set of diffusion tubes.
7. The term "kerb" may be taken to be the edge of the carriageway with free-flowing traffic, as per the definition in LAQM.TG(22) and LLAQM.TG(19).
8. Distances should be measured perpendicular to the kerb.
9. If the location of relevant exposure (i.e. receptor) is closer to the kerb than the monitoring site, enter the distance from the monitoring site to relevant exposure as a negative value. For example, if the receptor is 2m from the kerb and the monitoring site is 3m from the kerb, enter a value of -1m into the Distance to Relevant Exposure column.
10. Site coordinates should be entered in OSGB36 National Grid Eastings and Northings format, e.g. 123456, 123456.
11. Distances should be measured perpendicular to the kerb.
12. If the diffusion tubes are not local authority specific, please select "Not Specified" as the local authority area.
STEP 2a Annualisation Inputs
1. Annualisation will only be performed at diffusion tube sites where there is between 3 and 8 months' worth of diffusion tube data available (i.e. where data capture is ≥25% but <75% of the year). Note, if the site is a duplicate or triplicate site, data capture is calculated for all deployed diffusion tubes in combination, rather than for each tube individually.
2. Two or more continuous monitoring sites are required for annualisation to be attempted. For information on site selection criteria please refer to LAQM.TG(22) or LLAQM.TG(19).
3. Continuous background monitoring data needs to be provided for the entire time period between the Monitoring Year Start and End dates, as defined in STEP 1 - DT Calendar Inputs.
4. The continuous background monitoring data needs to have over 85% data capture for the time period between the Annualisation Year Start and End dates, as defined in STEP 1 - DT Calendar Inputs. If there is less than 85% data capture, an annualisation factor will not be calculated for that specific continuous monitoring site.
5. An average annualisation factor will only be calculated if two or more annualisation factors have been calculated from the continuous monitoring data for each diffusion tube site.
6. The tool will always use a time-weighted approach to calculate the annualisation factor for each continuous monitoring site/diffusion tube, irrespective of whether the recommended exposure period defined within LAQM.TG(22) and LLAQM.TG(19) has been followed.
7. The tool assumes diffusion tubes have been changed over at midday on the dates as defined in STEP 1 - DT Calendar Inputs. Any actual deviation relative to this is considered immaterial to the calculations.
8. Annualisation calculations will be applied for the period between the Monitoring Year Start and End Dates as defined in STEP 1 - DT Calendar Inputs.
STEP 3 - Bias Adjustment
1. Only a single bias adjustment factor can be applied to the diffusion tube sites entered. If a variable bias adjustment factor needs to be applied, or bias adjustment is to be performed elsewhere, the user should select 'none' when asked which bias adjustment factor will be used for data processing. This will result in no bias adjustment being applied to the annual mean NO2 concentration. Please note, in such circumstances the results as presented in the Annual Results Summary, Annual Mean NO2 Monitoring Results and DTDES Inputs tabs will be exclusive of any bias adjustment.
2. When considering whether to apply either a national or a local bias adjustment factor, users should give due consideration to the associated discussion in Chapter 7 of LAQM.TG(22) or Chapter 4 of LLAQM.TG(19).
3. If a bias adjustment factor is to be calculated from co-location sites across a number of neighbouring Local Authorities please define this as a local bias adjustment factor.
4. The number of co-location sites defined in STEP 3 - Bias Adjustment corresponds to the number of co-location sites that will be used to calculate the local bias adjustment factor (providing the required data is entered into STEPs 3a to 3g).
5. If multiple co-location sites have been used to calculate the local factor, the combined local bias adjustment factor is provided in line with the methodology described in paragraph 7.218 of LAQM.TG(22) and 4.83 of LLAQM.TG(19).
STEP 3a to STEP 3g - Local Bias Adjustment
1.The Coefficient of Variation (CV) of the diffusion tube represents their precision. This value is used to carry out a data quality check on the replicates for each period. When the CV of a single period is above 20%, the period measurement is considered of poor precision and will not be used in subsequent calculations. All others, below 20%, are considered of good precision. The average CV of the different periods of monitoring is used to assess the overall precision of the survey. It is considered that if the average CV is above 10%, the survey is of poor overall precision. In such circumstances the Local Bias Adjustment Factor should be treated with caution.
2. Quality checks for the automatic monitoring data are carried out automatically. Having entered the data, those periods with poor data capture (below 75%) are highlighted. The periods with poor data capture will not be used in subsequent calculations. If the data capture of the overall period is below 90% the survey is considered of poor overall data capture. In such circumstances the Local Bias Adjustment Factor should be treated with caution.
3. The accuracy of the co-location study is defined by the Bias Adjustment Factor A and Diffusion Tube Bias B.
4. The Bias Adjustment Factor A and Diffusion Tube Bias B are calculated with a 95% Confidence Interval defined in brackets. These values exclude replicate data with poor precision.
5. Outlier tubes are common in diffusion tube datasets. Individual outlier tubes are statistically difficult to identify with 3 replicates (triplicate). Triplicates with poor precision highlight those that might contain outliers. However, it is not possible to identify individual outliers. In order to be consistent throughout the calculations, those triplicates identified with poor precision are excluded.
STEP 4 - Fall off with Distance
1. Following the process of fall off with distance adjustment, concentration results will have a greater uncertainty than measured data. More confidence can be placed in results where the distance between the monitor and the receptor is small than where it is large.
2. Fall off with distance adjustment should only be used where the influence of one road source is present, i.e. an increasing distance from a road source in one direction cannot lead to a decreased distance toward a secondary road source.
3. Fall off with distance adjustment should only be undertaken if the monitor and receptor have similar elevations.
4. The measurement and the background must be for the same year. The background concentration could come from the national maps published at https://uk-air.defra.gov.uk/data/laqm-background-home, or alternatively from a nearby monitor in a background location.
5. The defined background concentration must be below the measured annual mean concentration for fall off with distance adjustment to be undertaken.
6. Whilst the user can define any distances for Distance to Relevant Exposure (m) and Distance to Kerb of Nearest Road (m) on STEP 2 - Diffusion Tube Inputs, fall off with distance adjustment will only be undertaken if the Monitoring Site to Kerb distance and the Receptor to Kerb distance is between 0.1m and 50m.
7. When the receptor is further from the kerb than the monitor, it is recommended that the receptor and monitor should be within 20m of each other.
8. When the receptor is closer to the kerb than the monitor, it is recommended that the receptor and monitor should be within 10m of each other.
Annual Results Summary
1. The Diffusion Tube Co-ordinate Check Warning will flag orange if there are any diffusion tubes which may have X and Y coordinates outside the specified local authority. Due to the resolution of the check, it may also flag diffusion tubes with co-ordinates located near to the local authority boundary. Please double check the highlighted diffusion tubes and correct if necessary.

## STEP 1 - DT Calendar Inputs
Diffusion Tube Calendar Inputs
| Enter data into the pink cells (if required) |  |  | 2024
| Monitoring Year |  | 2023
| Year Start Date |  | 2023-01-02
| Year End Date |  | 2024-01-04
Diffusion Tube Deployment Dates
Month |  |  | Comments |  | 11 | 367 | 0
Jan | 2023-01-02 | 2023-02-02 |  |  | 0 | 31
Feb | 2023-02-02 | 2023-03-03 |  |  | 0 | 29
Mar | 2023-03-03 | 2023-03-30 |  |  | 0 | 27
Apr | 2023-03-30 | 2023-05-06 |  |  | 0 | 37
May | 2023-05-06 | 2023-06-03 |  |  | 0 | 28
Jun | 2023-06-03 | 2023-07-02 |  |  | 0 | 29
Jul | 2023-07-02 | 2023-07-29 |  |  | 0 | 27
Aug | 2023-07-29 | 2023-08-26 |  |  | 0 | 28
Sep | 2023-08-26 | 2023-10-01 |  |  | 0 | 36
Oct | 2023-10-01 | 2023-11-14 | Diffusion tube exposure period longer than the recommended 5 weeks (+ 4 days) |  | 0 | 44
Nov | 2023-11-14 | 2023-12-09 |  |  | 0 | 25
Dec | 2023-12-09 | 2024-01-04 |  |  |  | 26

## STEP 2 - Diffusion Tube Inputs
|  | Diffusion Tube Raw Data Inputs | [13 empty] | Annualisation required, follow instructions on STEP 2a Annualisation Inputs tab
Enter data into the pink cells
i) Select local authority
ii) Enter raw diffusion tube data
NO2 Monthly Concentration Data (µg/m3)
| Diffusion Tube ID | Site Name | Duplicate/Triplicate ID | New or Existing Site? | X OS Grid Ref (Easting) | Y OS Grid Ref (Northing) | Site Type | Distance to Relevant Exposure (m) | Distance to Kerb of Nearest Road (m) | JAN | FEB | MAR | APR | MAY | JUN | JUL | AUG | SEP | OCT | NOV | DEC | Requires Annualisation? | Urban Centre | New | Aberdeen City Council | Brighton and Hove Council | LA | Region Check | England
A23 C01-2020 | A23 C01-2020 | Old Steine St James Street Corner |  | Existing | 531361 | 104040 | Roadside | 0 | 8 | 31.1 | 33.8 | 25.4 | 29.7 | 26.9 | 28.9 | 23 | 23.3 | 28.4 | 23.6 | 33.4 | 20.4 | NO | Urban Background | Existing | Aberdeenshire Council
A23 C02-2022 | A23 C02-2022 | Old Steine West |  | Existing | 531255 | 104062 | Roadside | 0 | 7 | 37.4 | 37.1 | 27.8 | 31.3 | 26.8 | 28.2 | 23.3 | 25.2 | 26.9 | 28.4 | 37.2 | 29.4 | NO | Suburban |  | Adur District Council
B2066 C04-2010 | B2066 C04-2010 | Castle Square |  | Existing | 531228 | 104088 | Roadside | 0 | 5.7 | 38.1 | 41 | 34.6 | 35.7 | 28.4 | 35.6 | 32.3 | 34.4 | 36.4 | 32.3 | 37.7 | 33.3 | NO | Roadside |  | Amber Valley Borough Council
C05-2012 | C05-2012 | Pavilion Gardens |  | Existing | 531230 | 104260 | Urban Background | 0 | 102 | 23.6 | 25.3 | 18.1 | 18.2 | 14 |  | 13.2 | 12.7 | 16.3 | 16.1 | 24.1 | 16.7 | NO | Kerbside |  | Isle of Anglesey County Council
B2066 C10-2012 | B2066 C10-2012 | North Street near Ship Street | Duplicate | Existing | 530995 | 104271 | Roadside | 0 | 6.1 | 34.8 | 47.3 | 34.6 | 37.8 | 30.8 | 36.3 | 33.3 | 32.6 | 35.9 | 32.2 | 37.6 | 32.3 | NO | Industrial |  | Angus Council
B2066 C11-2007 | B2066 C11-2007 | North Street Central |  | Existing | 530947 | 104284 | Roadside | 0 | 6.5 | 50 |  | 43.9 | 48 | 33.8 | 46.2 | 43.8 | 40.7 |  | 38.7 | 45 | 39.5 | NO | Rural |  | Antrim and Newtownabbey District Council
B2066 C11-2012 | B2066 C11-2012 | North Street East of Clock Tower |  | Existing | 530890 | 104302 | Kerbside | 3 | 1.5 | 55.8 | 58.1 | 53.7 | 55.4 | 42 | 52.2 | 50.4 | 50.7 | 51 | 45.1 | 54.5 | 50.7 | NO | Other |  | Argyll & Bute Council
A2010 C12-2010 | A2010 C12-2010 | Queens Road South of Church Street |  | Existing | 530900 | 104451 | Roadside | 0 | 4.2 | NO2 Monthly Concentration Data (µg/m3) JAN: 44.4; NO2 Monthly Concentration Data (µg/m3) FEB: 40.2; NO2 Monthly Concentration Data (µg/m3) MAR: 34.6; NO2 Monthly Concentration Data (µg/m3) APR: 38.9; NO2 Monthly Concentration Data (µg/m3) MAY: 30.7; NO2 Monthly Concentration Data (µg/m3) JUN: 38.5; NO2 Monthly Concentration Data (µg/m3) DEC: 26.6 | YES |  |  | Armagh Banbridge and Craigavon District Council
A2010 W01-2005 | A2010 W01-2005 | Queens Road North |  | Existing | 530969 | 104785 | Roadside | 0 | 4.2 | 32.6 |  | 31.7 | 32.4 | 25.9 | 30.2 | 27.4 | 28.2 | 30.9 | 26 | 31.4 | 24.7 | NO |  |  | Arun District Council
C-Link C13-2014 | C-Link C13-2014 | Lower Dyke Road |  | Existing | 530770 | 104363 | Roadside | 0 | 4.5 | 37.4 | 38.6 | 33.5 | 33.4 | 29 | 33.8 | 30.6 | 33.8 | 34.1 | 32.6 | 42.8 | 32.5 | NO |  |  | Ashfield District Council
A23 C09-2005 | A23 C09-2005 | Marlborough Place |  | Existing | 531302 | 104392 | Roadside | 0 | 4.3 | 35.9 | 39.4 | 30.9 | 28.9 | 28.5 | 30.7 | 26.5 | 27.4 | 32.6 | 31.6 | 36.6 | 27.5 | NO |  |  | Ashford Borough Council
A23 C16-2013 | A23 C16-2013 | York Place |  | Existing | 531400 | 104844 | Roadside | 0 | 4.9 | 39.4 | 41.2 | 32.4 | 33.1 | 33.3 | 32.7 | 26 |  | 34 |  | 43.2 | 27.6 | NO |  |  | Babergh District Council
A23 C17-2012 | A23 C17-2012 | Cheapside |  | Existing | 531364 | 104982 | Roadside | 0 | 3.4 | 51.1 | 47.5 | 46.6 | 41.3 | 33.7 | 42.3 | 41.4 | 37.9 | 41.8 | 37.1 | 41.2 | 36.4 | NO |  |  | Barking and Dagenham - London Borough of
A23 C18-2019 | A23 C18-2019 | London Road Brunswick Row |  | Existing | 531369 | 105042 | Roadside | 2 | 2 | 46.5 | 45.5 | 42.1 | 47.6 | 40.8 | 50.1 | 43.7 | 42.2 | 47.3 | 41.2 | 45.9 | 42.6 | NO |  |  | Barnet - London Borough of
A23 C18-2010 | A23 C18-2010 | Oxford Street London Road |  | Existing | 531373 | 105136 | Roadside | 0 | 3 |  | 51 |  | 46.9 | 34.9 | 40.6 | 39.4 | 39 |  |  | 48.9 | 37.6 | YES |  |  | Barnsley Metropolitan Borough Council
A23 C19-2021 | A23 C19-2021 | Oxford Street Ditchling Road |  | Existing | 531472 | 105161 | Roadside | 0 | 3.3 |  | 40.6 | 32.5 | 32.6 |  | 33 | 27.7 | 27 | 21.5 | 29.9 | 40 | 30.9 | NO |  | Annualisation? | Barrow-in-Furness Borough Council
A23 C20-2005 | A23 C20-2005 | Ditchling Road Viaduct Terrace |  | Existing | 531496 | 105315 | Roadside | 0 | 4.7 |  | 38.9 | 31.7 | 35.7 | 28.3 | 32 | 25.7 | 28 | 30.7 | 27.1 | 34.5 | 24.6 | NO |  | 6 | Basildon District Council
A23 C21-2005 | A23 C21-2005 | Viaduct Terrace |  | Existing | 531451 | 105356 | Roadside | 0 | 3.6 | 41.6 | 44.6 | 42.5 | 43 | 30.4 | 40.2 | 39.9 | 41.1 | 42.6 | 27 | 38.4 | 31.5 | NO |  |  | Basingstoke and Deane Borough Council
A23 C23-2005 | A23 C23-2005 | London Road Rose Hill Terrace |  | Existing | 531189 | 105375 | Roadside | 0 | 5.4 | 35.5 | 36.3 | 32.1 | 29.5 | 20.2 | 28.7 | 29.2 | 28.6 | 31.2 |  |  | 30.6 | NO |  |  | Bassetlaw District Council
A270 C24-2015 | A270 C24-2015 | New England Road Elder Place |  | Existing | 531101 | 105443 | Roadside | 0 | 3.6 | 44.5 | 50.8 | 39.6 | 41.5 | 35.3 | 40.5 | 35 | 37.8 | 43.7 | 39.5 | 48.5 | 38.3 | NO |  |  | Bath and North East Somerset Council
A270 C25-2010 | A270 C25-2010 | New England West of Argyle Road |  | Existing | 530985 | 105419 | Roadside | 0 | 3.5 | 42.2 |  | 39.5 | 43.2 |  | 42.3 | 39.5 | 39.6 | 44.6 | 41.5 | 45.2 | 38.2 | NO |  |  | Bedford Borough Council
A270 C26-2022 | A270 C26-2022 | New England Road under the bridge |  | Existing | 530870 | 105354 | Kerbside | 2.5 | 2.5 | 49.2 | 46.4 | 56.3 | 54.1 | 41.1 | 52.2 | 61.4 | 58.8 | 63.4 | 53.5 | 51.3 | 46.6 | NO |  |  | Belfast City Council
B2199 C28-2010 | B2199 C28-2010 | Frederick Place, North Laine |  | Existing | 531032 | 104843 | Suburban | 0 | 2.8 | 37.7 | 36.2 | 34.1 | 32.3 | 25.6 | 28 |  | 30 | 31.2 | 33.6 | 36.7 | 30.2 | NO |  |  | Bexley - London Borough of
A23 E01-2016 | A23 E01-2016 | Preston Road near Preston Circus |  | Existing | 531101 | 105498 | Roadside | 0 | 2.5 | 35.2 | 39.9 | 32.6 |  | 34.4 | 32.2 | 22.1 | 23.9 | 31.4 | 26.2 | 33.9 | 20.2 | NO |  |  | Birmingham City Council
A23 E02-2009 | A23 E02-2009 | Preston Road near Preston Drove |  | Existing | 530233 | 106515 | Roadside | 0 | 4 | 38.2 | 40.5 | 36 | 31.2 | 22.8 | 29 | 28.8 | 30.5 | 33.6 | 30.8 | 34.6 | 29.9 | NO |  |  | Blaby District Council
C-Link E02-2012 | C-Link E02-2012 | The Drove linked with South Street |  | Existing | 530063 | 106368 | Roadside | 0 | 2.6 | 37 | 43.6 | 40 | 35.7 | 28.3 | 35.7 | 33.9 | 31.2 | 36.5 | 33.2 | 35.6 | 29.4 | NO |  |  | Blackburn with Darwen Borough Council
A23 E06-2020 | A23 E06-2020 | Beaconsfield Road |  | Existing | 531107 | 105595 | Roadside | 0 | 3.8 | 35.4 | 41.5 | 33.2 | 31.7 | 24.3 | 29 | 28.2 | 28.8 | 33.5 | 29.7 | 37.1 | 26.4 | NO |  |  | Blackpool Borough Council
A270 E07-2019 | A270 E07-2019 | Lewes Road north of Elm Grove |  | Existing | 531838 | 105349 | Roadside | 0 | 2.9 | 58.3 | 60 | 45 | 44.3 | 48.9 | 47.4 | 43.4 | 40.7 | 42.5 | 43.4 | 53.9 | 43.2 | NO |  |  | Blaenau Gwent County Borough Council
A270 E40-2022 | A270 E40-2022 | Hartington Road near Lewes Road |  | Existing | 532095 | 105679 | Suburban | 0 | 5 | 35.3 | 38.6 | 31.9 | 28.7 | 30 | 30 | 23.5 | 25.7 | 29 | 28 | 35.1 | 24.9 | NO |  |  | Bolsover District Council
A270 E08-1996 | A270 E08-1996 | Lewes Road near Inverness Road |  | Existing | 532090 | 105752 | Roadside | 0 | 4.4 | 51.1 | 54 | 46.3 | 42.6 | 43.4 | 45.3 | 40.2 | 38.7 | 42.1 | 44.1 | 48.6 | 39.8 | NO |  |  | Bolton Metropolitan Borough Council
A270 E10-2015 | A270 E10-2015 | Vogue Gyratory Island |  | Existing | 532126 | 105838 | Roadside | 0 | 3 | 39.5 | 40.2 | 37.6 | 33.7 | 29.6 | 33.3 | 29.6 | 32.8 | 34.7 | 33.7 | 36.3 | 32.9 | NO |  |  | Boston Borough Council
C-Link E12-2022 | C-Link E12-2022 | Hollingdean Road |  | Existing | 532064 | 105939 | Roadside | 0 | 4.5 | 38.7 | 40.4 | 35.2 | 37 | 25.6 | 38.8 | 44 | 40.9 | 43.3 | 44.4 | 45.2 | 39.3 | NO |  |  | Bournemouth, Christchurch and Poole Council
A270 E14-2019 | A270 E14-2019 | Lewes Road on Pelham Terrace |  | Existing | 532377 | 106314 | Roadside | 0 | 3.4 | 35.5 | 42.9 | 37.7 | 37.8 | 32.8 | 38 | 30.1 | 28.7 | 35.2 | 32.1 | 34.2 | 25.4 | NO |  |  | Bracknell Forest Borough Council
A270 E15-2012 | A270 E15-2012 | Lewes Road on Coombe Terrace |  | Existing | 532300 | 106159 | Roadside | 0 | 3.7 | 36.5 | 42.4 | 37.7 | 36.8 | 32.2 | 35.4 | 26.7 | 27.8 | 36.2 | 34.4 | 37.7 | 29.6 | NO |  |  | Bradford City Council
A23 E16-1996 | A23 E16-1996 | Grand Parade North |  | Existing | 531465 | 104629 | Roadside | 0 | 4.4 | 34.7 | 46.4 | 40.2 | 41.6 | 37.2 | 43.1 | 28.1 | 33.3 | 41.6 | 32.2 | 35.7 | 25.4 | NO |  |  | Braintree District Council
A23 E16-2015 | A23 E16-2015 | Grand Parade Middle |  | Existing | 531426 | 104514 | Roadside | 0 | 3.6 | 34.7 | 51.4 | 41.1 | 45.7 | 44 | 44.8 | 34 | 34.9 | 40.9 |  |  | 28.3 | NO |  |  | Breckland District Council
A23 E17-2003 | A23 E17-2003 | Grand Parade South |  | Existing | 531394 | 104338 | Roadside | 0 | 5 |  | 44.1 |  |  |  | 44.7 | 33.1 | 33.4 | 39.3 | 31.6 | 34.8 | 25.1 | YES |  |  | Brent - London Borough of
C-Link E17-2018 | C-Link E17-2018 | Edward Street South Side |  | Existing | 531408 | 104233 | Roadside | 0 | 1.6 | 42.3 | 46.6 | 38.7 | 37.9 | 32.5 | 40.4 | 40.8 | 37.4 | 39.3 | 37.1 | 38.1 | 35 | NO |  |  | Brentwood Borough Council
C-Link E17-2022 | C-Link E17-2022 | Edward Street North Side |  | Existing | 531430 | 104247 | Roadside | 0 | 5 | 35.5 | 42.9 | 27.4 | 28.4 | 34.9 | 32 | 23.5 | 24.8 | 29.6 | 26.4 | 34.3 | 22 | NO |  |  | Bridgend County Borough Council
C-Link E18-2021 | C-Link E18-2021 | Eastern Road near Sudley Place |  | Existing | 532759 | 103810 | Roadside | 0 | 2.4 | 27.8 | 30.5 | 23.6 | 24 | 21.6 | 24.3 | 21.8 | 19.3 | 26.6 | 17.4 | 30.2 | 19.1 | NO |  |  | Brighton and Hove Council
B2123 E22-2009 | B2123 E22-2009 | Rottingdean High Street East |  | Existing | 536970 | 102280 | Roadside | 0 | 0.2 | 29.4 | 38.8 | 29.8 | 33 | 27.4 | 36.4 | 24.2 | 25 | 32 | 25 | 32 | 20.7 | NO |  |  | Bristol City Council
B2123 E23-2010 | B2123 E23-2010 | Rottingdean High Street West |  | Existing | 536966 | 102273 | Roadside | 0 | 0.2 |  | 39.8 | 32.1 | 29.4 | 22.8 | 31.8 | 27.1 | 26.2 | 32 | 25.4 | 29.9 | 23.9 | NO |  |  | Broadland District Council
A259 E25-2018 | A259 E25-2018 | Rottingdean Marine Drive |  | Existing | 537014 | 102238 | Roadside | 0 | 2.7 | 41.1 | 34.4 | 32.2 | 37.8 | 33.1 | 35.6 | 21.2 | 23.6 | 30.3 | 23.7 | 32.5 | 19.4 | NO |  |  | Bromley Council - London Borough of
B2123 E30-2020 | B2123 E30-2020 | Rottingdean High Street Mid |  | Existing | 536947 | 102341 | Roadside | 0 | 1.8 | 28 | 46.3 | 27.5 | 31.9 | 27.9 | 34.2 | 19.9 | 19.6 | 28.8 | 20.8 | 30.4 |  | NO |  |  | Bromsgrove District Council
E32-2020 | E32-2020 | Rottingdean Sea Front |  | Existing | 537011 | 102099 | Urban Background | 0 | 112 | 16.6 | 19.5 | 14.7 | 15.3 | 9.6 | 14 | 11.3 | 11.4 | 13.3 | 12.5 | 18.2 | 16 | NO |  |  | Broxbourne Borough Council
A2010 W03-2006 | A2010 W03-2006 | Terminus Road Terrace and Hill |  | Existing | 530963 | 104994 | Roadside | 0 | 3.5 | 34.6 | 39.4 | 35.1 | 35.3 | 27.5 | 33.9 | 32.5 | 33.4 | 34.3 | 32 | 36.9 | 30.1 | NO |  |  | Broxtowe Borough Council
A2010 W04-2006 | A2010 W04-2006 | Chatham Place |  | Existing | 530808 | 105340 | Roadside | 0 | 3.4 | 41 | 43.4 | 32.6 | 33.7 | 34.1 | 34.5 | 30.5 | 32 | 35.7 | 36.3 | 39.4 | 30.9 | NO |  |  | Buckinghamshire Council
A270 W05-2006 | A270 W05-2006 | Old Shoreham Road Terrace and Hill |  | Existing | 530778 | 105362 | Roadside | 0 | 3.6 | 40.9 | 46.9 | 34.4 | 40.3 | 40.2 | 39.6 | 34.6 | 35.2 | 38.7 | 36.6 | 41.9 | 28.2 | NO |  |  | Burnley Borough Council
B2066 W10-2006 | B2066 W10-2006 | Western Road near Sillwood Road |  | Existing | 530302 | 104415 | Roadside | 0 | 4.5 | NO2 Monthly Concentration Data (µg/m3) JAN: 28.7; NO2 Monthly Concentration Data (µg/m3) FEB: 28.5; NO2 Monthly Concentration Data (µg/m3) MAR: 24.4; NO2 Monthly Concentration Data (µg/m3) APR: 25.4; NO2 Monthly Concentration Data (µg/m3) MAY: 16.7; NO2 Monthly Concentration Data (µg/m3) DEC: 36.6 | YES |  |  | Bury Metropolitan Borough Council
B2066 W11-2020 | B2066 W11-2020 | Western Road |  | Existing | 530154 | 104444 | Roadside | 0 | 4 | 31.5 | 38.8 | 29.8 | 32.6 | 25.2 | 30.1 | 27.3 | 25.3 | 32.3 | 26.8 | 31.4 |  | NO |  |  | Caerphilly County Borough Council
A259 W16-2020 | A259 W16-2020 | Wellington Road East |  | Existing | 526233 | 104860 | Roadside | 0 | 3 | 40.2 | 39.3 | 32.9 | 35.7 | 26.7 | 34.8 | 30.3 | 30.5 | 35.6 |  |  |  | YES |  |  | Calderdale Metropolitan Borough Council
A259 W17-2009 | A259 W17-2009 | Wellington Road Church Road |  | Existing | 525931 | 104961 | Roadside | 0 | 3 | NO2 Monthly Concentration Data (µg/m3) JAN: 45.3; NO2 Monthly Concentration Data (µg/m3) FEB: 52.4; NO2 Monthly Concentration Data (µg/m3) MAY: 41.8; NO2 Monthly Concentration Data (µg/m3) JUL: 32.2; NO2 Monthly Concentration Data (µg/m3) AUG: 32.5; NO2 Monthly Concentration Data (µg/m3) SEP: 39.7; NO2 Monthly Concentration Data (µg/m3) DEC: 28.8 | YES |  |  | Cambridge City Council
A259 W18-2010 | A259 W18-2010 | Vale Park |  | Existing | 525970 | 105230 | Urban Background | 0 | 97 | 21.3 | 21.8 | 17.8 | 15.7 | 10 | 12.9 | 12.9 | 11.3 | 14.5 | 8 | 21.7 | 17.9 | NO |  |  | Camden - London Borough of
A259 W19-2009 | A259 W19-2009 | Trafalgar Road Portslade |  | Existing | 525658 | 105695 | Roadside | 0 | 3.9 | 38.7 | 40.9 | 33.1 | 30.6 | 27 | 31.7 | 29.1 | 28.6 | 34.5 | 30.2 | 36.4 | 28.6 | NO |  |  | Cannock Chase District Council
A270 OSR13 W20-2021 | A270 OSR13 W20-2021 | Old Shoreham Road Brackenbury |  | Existing | 525698 | 105872 | Roadside | 2 | 2.5 | 33.1 | 41.9 | 35.8 | 36.6 | 31.9 | 39 | 30.8 | 30.6 | 34.9 | 34.3 | 33.3 | 28.6 | NO |  |  | Canterbury City Council
A2023 W21-2010 | A2023 W21-2010 | Sackville Road Hove Park Tavern |  | Existing | 528388 | 105936 | Roadside | 0 | 3.4 | 36.1 | 39.4 | 31.7 | 30.3 | 25.3 | 30.5 | 28 | 27.8 | 32.4 | 27.9 | 36 | 27.9 | NO |  |  | Cardiff County Council
LN1-2022 | LN1-2022 | Lower Franklin Road |  | Existing | 532039 | 105541 | Suburban | 2.5 | 2 | 42.3 | 34.7 | 24.7 | 22.5 | 20.2 | 19.9 | 19.8 | 18.6 | 22.2 | 22.3 | 31 | 23 | NO |  |  | Carmarthenshire County Council
LN2-2022 | LN2-2022 | Lower Elm Grove near Lewes Road |  | Existing | 531823 | 105287 | Roadside | 0 | 2.5 | 28.1 | 49 | 34.6 |  |  | 34.9 | 25.9 | 26.7 | 32.3 | 34.1 | 42.9 | 32.4 | NO |  |  | Castle Point Borough Council
LN4-2022 | LN4-2022 | Roadside Elm Grove Primary School |  | Existing | 532278 | 105233 | Roadside | 2.5 | 1.5 | 28.2 | 32.4 | 24.4 | 25.3 | 20.3 | 23.7 | 21.6 | 21.2 | 22 | 21.1 | 27.5 | 20 | NO |  |  | Causeway Coast and Glens
LN5-2022 | LN5-2022 | Upper Islingword Road |  | Existing | 532124 | 104850 | Suburban | 0 | 1 | 23.2 | 24.8 | 19.2 | 18.4 | 13.7 | 15.9 | 14 | 13.9 | 17.6 | 17.7 | 26.5 | 15 | NO |  |  | Central Bedfordshire
LN7-2022 | LN7-2022 | Orchard Nursery Queen Park Road |  | Existing | 531987 | 104575 | Roadside | 0 | 2 | 23.3 | 24.4 | 15 | 17.3 | 14 | 18.1 | 16.2 | 15.4 | 18.5 | 17 | 25.6 | 16 | NO |  |  | Ceredigion County Council
LN8-2022 | LN8-2022 | Egremont Place Top |  | Existing | 531910 | 104322 | Roadside | 2.5 | 1.5 | 28.4 | 28.6 | 24.7 | 22.3 | 17.3 | 23.5 | 25.5 | 21.4 | 24.7 | 25.1 | 30.8 | 24.7 | NO |  |  | Charnwood Borough Council
LN9-2022 | LN9-2022 | Egremont Place Middle |  | Existing | 531880 | 104243 | Roadside | 2.5 | 1 | 35.7 | 36.4 | 32.2 | 30 | 27.8 | 33.7 | 33.5 | 31.4 | 32.8 | 31.3 | 36.9 | 30.3 | NO |  |  | Chelmsford Borough Council
LN10-2022 | LN10-2022 | Carlton Hill next to school |  | Existing | 531642 | 104366 | Suburban | 0 | 2 | 29.5 | 31.5 | 24.2 | 23.7 | 17 | 19.9 | 18.2 | 20.5 | 22.2 | 20.1 | 31.8 | 17.6 | NO |  |  | Cheltenham Borough Council
LN11-2022 | LN11-2022 | Morley Street |  | Existing | 531457 | 104546 | Suburban | 0 | 2 | 22.6 | 25.2 | 18 | 17.1 | 13.4 | 15.2 | 14.2 | 13.5 | 17.4 | 18.1 | 25 | 14.1 | NO |  |  | Cherwell District Council
LN12-2022 | LN12-2022 | Richmond Parade |  | Existing | 531505 | 104698 | Roadside | 0 | 3 | 49.6 | 35 | 30.6 | 26.8 | 22.3 | 25.9 | 24.8 | 24.9 | 26.7 | 27.7 | 33.9 | 24.9 | NO |  |  | Cheshire East
LN13-2022 | LN13-2022 | Lower Southover Street |  | Existing | 531654 | 105072 | Roadside | 0 | 2.5 | 39.2 | 31 | 33.6 | 21.8 | 27.2 | 27.6 | 27.7 | 26.9 | 29.4 | 30.2 | 29.5 | 28.3 | NO |  |  | Cheshire West and Chester Council
LN14-2022 | LN14-2022 | Middle Southover Street |  | Existing | 531725 | 105005 | Roadside | 0 | 1 | 28.5 | 31.1 | 20 | 21.1 | 17 | 18.6 | 17.5 | 17.1 | 21.1 | 19.7 | 28.8 | 18.9 | NO |  |  | Chesterfield Borough Council
A259 Kingsway2 | A259 Kingsway2 | Kingsway Sugardough |  | Existing | 528602 | 104416 | Roadside | 0 | 3 | 27.5 | 26.5 | 20.5 | 21.4 | 16.9 | 19.6 | 14.3 | 15.1 | 19.1 | 18.6 | 23.8 | 17.4 | NO |  |  | Chichester District Council
A259 Kingsway4 | A259 Kingsway4 | Kingsway Traffic Light |  | Existing | 528601 | 104420 | Roadside | 2.5 | 1 | 28.5 | 28.4 | 22.9 | 22.6 | 17..9 | 23.5 | 18.1 | 18.5 | 23.4 | 22 | 25.1 | 20.1 | NO |  |  | Chorley Borough Council
WRP1 | WRP1 | Lamppost Lower Montpelier Road |  | New | 530201 | 104468 | Roadside | 5 | 2.4 | 43.3 | 39.4 | 34.5 | 32.3 | 31.2 | 35.4 | 30.3 | 32.9 | 29.8 | 27.9 | 35.4 | 25.5 | NO |  |  | Clackmannanshire Council
WRP2 | WRP2 | Lamppost Façade Upper North Street |  | New | 530597 | 104480 | Roadside | 0 | 1.5 | 33.6 | 37.3 | 27.7 | 19.7 | 12.2 | 15.6 | 16 | 19.7 | 24.1 | 20.5 | 26.7 | 17.1 | NO |  |  | Colchester Borough Council
WRP3 | WRP3 | Upper North Street Regent Hill Corner |  | New | 530648 | 104466 | Roadside | 0 | 1.5 | 34.8 | 35.6 | 26.4 | 26.4 | 18.3 | 23.5 | 18.4 | 19.9 | 25 | 21.6 | 28.5 | 17.1 | NO |  |  | Comhairle nan Eilean Siar (Formerly Western Isles Council)
Conwy County Borough Council
Cornwall County Council
Corporation of the City of London
Cotswold District Council
Coventry City Council
Crawley Borough Council
Croydon - London Borough of
Cumberland Council
Dacorum Borough Council
Darlington Borough Council
Dartford Borough Council
Denbighshire County Council
Derby City Council
Derbyshire Dales District Council
Derry City and Strabane District Council
Doncaster Metropolitan Borough Council
Dorset Council
Dover District Council
Dudley Metropolitan Borough Council
Dumfries and Galloway Council
Dundee City Council
Durham
Ealing - London Borough of
East Ayrshire Council
East Cambridgeshire District Council
East Devon District Council
East Dunbartonshire Council
East Hampshire District Council
East Hertfordshire District Council
East Lindsey District Council
East Lothian Council
East Renfrewshire Council
East Riding of Yorkshire
East Staffordshire Borough Council
East Suffolk Council
Eastbourne Borough Council
Eastleigh Borough Council
Eden District Council
Edinburgh City Council
Elmbridge Borough Council
Enfield - London Borough of
Epping Forest District Council
Epsom and Ewell Borough Council
Erewash Borough Council
Exeter City Council
Falkirk Council
Fareham Borough Council
Fenland District Council
Fermanagh and Omagh District Council
Fife Council
Flintshire County Council
Folkestone & Hythe District Council
Forest of Dean District Council
Fylde Borough Council
Gateshead Metropolitan Borough Council
Gedling Borough Council
Glasgow City Council
Gloucester City Council
Gosport Borough Council
Gravesham Borough Council
Great Yarmouth Borough Council
Greenwich - Royal Borough of
Guildford Borough Council
Gwynedd Council
Hackney - London Borough of
Halton Borough Council
Hammersmith & Fulham - London Borough of
Harborough District Council
Haringey - London Borough of
Harlow District Council
Harrow - London Borough of
Hart District Council
Hartlepool Borough Council
Hastings Borough Council
Havant Borough Council
Havering - London Borough of
Herefordshire Council
Hertsmere Borough Council
High Peak Borough Council
Highland Council
Hillingdon - London Borough of
Hinckley and Bosworth Borough Council
Horsham District Council
Hounslow - London Borough of
Huntingdonshire District Council
Hyndburn Borough Council
Inverclyde Council
Ipswich Borough Council
Isle of Wight Council
Isles of Scilly - Council of the
Islington - London Borough of
Kensington & Chelsea - Royal Borough of
Kings Lynn and West Norfolk Borough Council
Kingston upon Thames - Royal Borough of
Kingston-upon-Hull City Council
Kirklees Metropolitan Council
Knowsley Metropolitan Borough Council
Lambeth - London Borough of
Lancaster City Council
Leeds City Council
Leicester City Council
Lewes District Council
Lewisham - London Borough of
Lichfield District Council
Lincoln City Council
Lisburn City and Castlereagh District Council
Liverpool City Council
Luton Borough Council
Maidstone Borough Council
Maldon District Council
Malvern Hills District Council
Manchester City Council
Mansfield District Council
Medway Council
Melton Borough Council
Merthyr Tydfil County Borough Council
Merton - London Borough of
Mid and East Antrim District Council
Mid Devon District Council
Mid Suffolk District Council
Mid Sussex District Council
Mid Ulster District Council
Middlesbrough Borough Council
Midlothian Council
Milton Keynes Borough Council
Mole Valley District Council
Monmouthshire Council
Moray Council
Neath & Port Talbot County Borough Council
New Forest District Council
Newark and Sherwood District Council
Newcastle City Council
Newcastle-under-Lyme Borough Council
Newham - London Borough of
Newport City Council
Newry Mourne and Down District Council
North Ayrshire Council
North Devon District Council
North Down and Ards District Council
North East Derbyshire District Council
North East Lincolnshire Council
North Hertfordshire District Council
North Kesteven District Council
North Lanarkshire Council
North Lincolnshire Council
North Norfolk District Council
North Northamptonshire Counci
North Somerset Council
North Tyneside Council
North Warwickshire Borough Council
North West Leicestershire District Council
North Yorkshire Council
Northumberland Council
Norwich City Council
Nottingham City Council
Nuneaton and Bedworth Borough Council
Oadby and Wigston District Council
Oldham Metropolitan Borough Council
Orkney Islands Council
Oxford City Council
Pembrokeshire Council
Pendle Borough Council
Perth & Kinross Council
Peterborough Council
Plymouth City Council
Portsmouth City Council
Powys County Council
Preston Borough Council
Reading Borough Council
Redbridge - London Borough of
Redcar and Cleeveland Borough Council
Redditch Borough Council
Reigate and Banstead Borough Council
Renfrewshire Council
Rhondda-Cynon-Taff Council
Ribble Valley Borough Council
Richmond - London Borough of
Rochdale Metropolitan Borough Council
Rochford District Council
Rossendale Borough Council
Rother District Council
Rotherham Metropolitan Borough Council
Rugby Borough Council
Runnymede Borough Council
Rushcliffe Borough Council
Rushmoor Borough Council
Rutland County Council
Salford Metropolitan Borough Council
Sandwell Metropolitan Borough Council
Scottish Borders Council
Sefton Metropolitan Borough Council
Sevenoaks District Council
Sheffield City Council
Shetland Islands Council
Shropshire Council
Slough Borough Council
Solihull Metropolitan Borough Council
Somerset Council
South Ayrshire Council
South Cambridgeshire District Council
South Derbyshire District Council
South Gloucestershire District Council
South Hams District Council
South Holland District Council
South Kesteven District Council
South Lakeland District Council
South Lanarkshire Council
South Norfolk District Council
South Oxfordshire District Council
South Ribble Borough Council
South Staffordshire District Council
South Tyneside Metropolitan Borough Council
Southampton Council
Southend Borough Council
Southwark - London Borough of
Spelthorne Borough Council
St Albans District Council
St Helens Metropolitan Borough Council
Stafford Borough Council
Staffordshire Moorlands District Council
Stevenage Borough Council
Stirling Council
Stockport Metropolitan Borough Council
Stockton-on-Tees Borough Council
Stoke-on-Trent City Council
Stratford on Avon District Council
Stroud District Council
Sunderland City Council
Surrey Heath Council
Sutton - London Borough of
Swale Borough Council
Swansea City and County Council
Swindon Borough Council
Tameside Metropolitan Borough Council
Tamworth Borough Council
Tandridge District Council
Teignbridge District Council
Telford and Wrekin Council
Tendring District Council
Test Valley Borough Council
Tewkesbury Borough Council
Thanet District Council
Three Rivers District Council
Thurrock Council
Tonbridge and Malling Borough Council
Torbay Borough Council
Torfaen County Borough Council
Torridge District Council
Tower Hamlets - London Borough of
Trafford Metropolitan Borough Council
Tunbridge Wells Borough Council
Uttlesford District Council
Vale of Glamorgan Council
Vale of White Horse District Council
Wakefield Metropolitan District Council
Walsall Metropolitan Borough Council
Waltham Forest - London Borough of
Wandsworth - London Borough of
Warrington Borough Council
Warwick District Council
Watford Borough Council
Waverley Borough Council
Wealden District Council
Welwyn Hatfield District Council
West Berkshire Council
West Devon Borough Council
West Dunbartonshire Council
West Lancashire Borough Council
West Lindsey District Council
West Lothian Council
West Northamptonshire Council
West Oxfordshire District Council
West Suffolk Council
Westminster - London Borough of
Wigan Metropolitan Borough Council
Wiltshire Council
Winchester City Council
Windsor and Maidenhead - Royal Borough of
Wirral Metropolitan Borough Council
Woking Borough Council
Wokingham District Council
Wolverhampton City Council
Worcester City Council
Worthing Borough Council
Wrexham County Borough Council
Wychavon District Council
Wyre Borough Council
Wyre Forest District Council
York City Council
Not Specified
Note on D12: This should be a unique ID for each diffusion tube Local authorities should not recycle Diffusion Tube IDs at new locations, e.g. if monitoring at DT1 ceases after 2019, DT1 should not be reused as a Diffusion Tube ID in 2020, etc.
Note on E12: This should be a description of the Site, e.g. 'Property No. 1 LAQM Road'.
Note on F12: Any duplicate/triplicate diffusion tube sites should be denoted by applying a common Duplicate/Triplicate ID reference across the relevant data rows, e.g. “Triplicate Set 1”
Note on G12: If the Site is a new site for the reporting year, select 'New'. If the Site was in-situ in the previous reporting year, select 'Existing'.
Note on H12: Site coordinates should be entered in OSGB36 National Grid Eastings and Northings format, e.g. 123456.
Note on I12: Site coordinates should be entered in OSGB36 National Grid Eastings and Northings format, e.g. 123456.
Note on J12: Options are consistent with the LAQM Site Type Classifications provided within Technical Guidance LAQM.TG(16).
Note on K12: These values as entered are used as part of the Fall-off with Distance Calculations. Please enter a single numeric value. If the location of relevant exposure (i.e. receptor) is closer to the kerb than the monitoring site, enter the distance from the monitoring site to relevant exposure as a negative value. For example, if the receptor is 2m from the kerb and the monitoring site is 3m from the kerb, enter a value of -1m.
Note on L12: These values as entered are used as part of the Fall-off with Distance Calculations. Please enter a single numeric value or N/A if not applicable.

## Diffusion Tube Calendars (hidden)
| Tube On | Tube Off | Months | Years |  | 2023 | Period |  |  | Start date | End date
Jan 2017 | 2017-01-04 | 2017-02-01 | Jan | 2017 | 2017-01-01 | Jan 2023 | Jan | 2023-01-04 | 2023-02-01 | 2023-01-04 | 2024-01-03 | 2022-12-23 | 2023-01-11 | DT 1 | Site 1 Name | Site 2 Name | Site 3 Name | Site 4 Name | 0:00
Feb 2017 | 2017-02-01 | 2017-03-01 | Feb | 2018 | 2018-01-01 | Feb 2023 | Feb | 2023-02-01 | 2023-03-01 |  |  | 2023-12-23 | 2024-01-11 | DT 2 |  |  |  |  | 1:00
Mar 2017 | 2017-03-01 | 2017-03-29 | Mar | 2019 | 2019-01-01 | Mar 2023 | Mar | 2023-03-01 | 2023-04-05 |  |  |  |  | DT 3 |  |  |  |  | 2:00
Apr 2017 | 2017-03-29 | 2017-04-26 | Apr | 2020 | 2020-01-01 | Apr 2023 | Apr | 2023-04-05 | 2023-05-03 | Error Check |  |  |  | DT 4 |  |  |  |  | 3:00
May 2017 | 2017-04-26 | 2017-05-31 | May | 2021 | 2021-01-01 | May 2023 | May | 2023-05-03 | 2023-05-31 | CM Start | An Start |  |  | DT 5 |  |  |  |  | 4:00
Jun 2017 | 2017-05-31 | 2017-06-28 | Jun | 2022 | 2022-01-01 | Jun 2023 | Jun | 2023-05-31 | 2023-07-05 | 2023-01-02 | 2023-01-02 |  |  | DT 6 |  |  |  |  | 5:00
Jul 2017 | 2017-06-28 | 2017-08-02 | Jul | 2023 | 2023-01-01 | Jul 2023 | Jul | 2023-07-05 | 2023-08-02 | DT Inputs Error |  |  |  | DT 7 |  |  |  |  | 6:00
Aug 2017 | 2017-08-02 | 2017-08-30 | Aug |  |  | Aug 2023 | Aug | 2023-08-02 | 2023-09-06 |  |  |  |  | DT 8 |  |  |  |  | 7:00
Sep 2017 | 2017-08-30 | 2017-09-27 | Sep |  |  | Sep 2023 | Sep | 2023-09-06 | 2023-10-04 |  |  |  |  | DT 9 |  |  |  |  | 8:00
Oct 2017 | 2017-09-27 | 2017-11-01 | Oct |  |  | Oct 2023 | Oct | 2023-10-04 | 2023-11-01 |  |  |  |  | DT 10 |  |  |  |  | 9:00
Nov 2017 | 2017-11-01 | 2017-12-06 | Nov |  |  | Nov 2023 | Nov | 2023-11-01 | 2023-12-06 |  |  |  |  | DT 11 |  |  |  |  | 10:00
Dec 2017 | 2017-12-06 | 2018-01-03 | Dec |  |  | Dec 2023 | Dec | 2023-12-06 | 2024-01-03 |  |  |  |  | DT 12 |  |  |  |  | 11:00
Jan 2018 | 2018-01-03 | 2018-01-31 | [11 empty] | DT 13 |  |  |  |  | 12:00
Feb 2018 | 2018-01-31 | 2018-02-28 | [11 empty] | DT 14 |  |  |  |  | 13:00
Mar 2018 | 2018-02-28 | 2018-03-28 | [11 empty] | DT 15 |  |  |  |  | 14:00
Apr 2018 | 2018-03-28 | 2018-05-02 | [11 empty] | DT 16 |  |  |  |  | 15:00
May 2018 | 2018-05-02 | 2018-06-06 | [11 empty] | DT 17 |  |  |  |  | 16:00
Jun 2018 | 2018-06-06 | 2018-07-04 | [11 empty] | DT 18 |  |  |  |  | 17:00
Jul 2018 | 2018-07-04 | 2018-08-01 | [11 empty] | DT 19 |  |  |  |  | 18:00
Aug 2018 | 2018-08-01 | 2018-09-05 | [11 empty] | DT 20 |  |  |  |  | 19:00
Sep 2018 | 2018-09-05 | 2018-10-03 | [11 empty] | DT 21 |  |  |  |  | 20:00
Oct 2018 | 2018-10-03 | 2018-10-31 | [11 empty] | DT 22 |  |  |  |  | 21:00
Nov 2018 | 2018-10-31 | 2018-12-05 | [11 empty] | DT 23 |  |  |  |  | 22:00
Dec 2018 | 2018-12-05 | 2019-01-09 | [11 empty] | DT 24 |  |  |  |  | 23:00
Jan 2019 | 2019-01-09 | 2019-02-06 | [11 empty] | DT 25
Feb 2019 | 2019-02-06 | 2019-03-06 | [11 empty] | DT 26
Mar 2019 | 2019-03-06 | 2019-04-03 | [11 empty] | DT 27
Apr 2019 | 2019-04-03 | 2019-05-01 | [11 empty] | DT 28
May 2019 | 2019-05-01 | 2019-06-05 | [11 empty] | DT 29
Jun 2019 | 2019-06-05 | 2019-07-03 | [11 empty] | DT 30
Jul 2019 | 2019-07-03 | 2019-08-07 | [11 empty] | DT 31
Aug 2019 | 2019-08-07 | 2019-09-04 | [11 empty] | DT 32
Sep 2019 | 2019-09-04 | 2019-10-02 | [11 empty] | DT 33
Oct 2019 | 2019-10-02 | 2019-11-06 | [11 empty] | DT 34
Nov 2019 | 2019-11-06 | 2019-12-04 | [11 empty] | DT 35
Dec 2019 | 2019-12-04 | 2020-01-08 | [11 empty] | DT 36
Jan 2020 | 2020-01-08 | 2020-02-05 | [11 empty] | DT 37
Feb 2020 | 2020-02-05 | 2020-03-04 | [11 empty] | DT 38
Mar 2020 | 2020-03-04 | 2020-04-01 | [11 empty] | DT 39
Apr 2020 | 2020-04-01 | 2020-04-29 | [11 empty] | DT 40
May 2020 | 2020-04-29 | 2020-06-03 | [11 empty] | DT 41
Jun 2020 | 2020-06-03 | 2020-07-01 | [11 empty] | DT 42
Jul 2020 | 2020-07-01 | 2020-07-29 | [11 empty] | DT 43
Aug 2020 | 2020-07-29 | 2020-09-02 | [11 empty] | DT 44
Sep 2020 | 2020-09-02 | 2020-09-30 | [11 empty] | DT 45
Oct 2020 | 2020-09-30 | 2020-11-04 | [11 empty] | DT 46
Nov 2020 | 2020-11-04 | 2020-12-02 | [11 empty] | DT 47
Dec 2020 | 2020-12-02 | 2021-01-06 | [11 empty] | DT 48
Jan 2021 | 2021-01-06 | 2021-02-03 | [11 empty] | DT 49
Feb 2021 | 2021-02-03 | 2021-03-03 | [11 empty] | DT 50
Mar 2021 | 2021-03-03 | 2021-03-31 | [11 empty] | DT 51
Apr 2021 | 2021-03-31 | 2021-05-05 | [11 empty] | DT 52
May 2021 | 2021-05-05 | 2021-06-02 | [11 empty] | DT 53
Jun 2021 | 2021-06-02 | 2021-06-30 | [11 empty] | DT 54
Jul 2021 | 2021-06-30 | 2021-08-04 | [11 empty] | DT 55
Aug 2021 | 2021-08-04 | 2021-09-01 | [11 empty] | DT 56
Sep 2021 | 2021-09-01 | 2021-09-29 | [11 empty] | DT 57
Oct 2021 | 2021-09-29 | 2021-11-03 | [11 empty] | DT 58
Nov 2021 | 2021-11-03 | 2021-12-01 | [11 empty] | DT 59
Dec 2021 | 2021-12-01 | 2022-01-05 | [11 empty] | DT 60
Jan 2022 | 2022-01-05 | 2022-02-02 | [11 empty] | DT 61
Feb 2022 | 2022-02-02 | 2022-03-02 | [11 empty] | DT 62
Mar 2022 | 2022-03-02 | 2022-03-30 | [11 empty] | DT 63
Apr 2022 | 2022-03-30 | 2022-05-04 | [11 empty] | DT 64
May 2022 | 2022-05-04 | 2022-06-08 | [11 empty] | DT 65
Jun 2022 | 2022-06-08 | 2022-07-06 | [11 empty] | DT 66
Jul 2022 | 2022-07-06 | 2022-08-03 | [11 empty] | DT 67
Aug 2022 | 2022-08-03 | 2022-08-31 | [11 empty] | DT 68
Sep 2022 | 2022-08-31 | 2022-09-28 | [11 empty] | DT 69
Oct 2022 | 2022-09-28 | 2022-11-02 | [11 empty] | DT 70
Nov 2022 | 2022-11-02 | 2022-11-30 | [11 empty] | DT 71
Dec 2022 | 2022-11-30 | 2023-01-04 | [11 empty] | DT 72
Jan 2023 | 2023-01-04 | 2023-02-01 | [11 empty] | DT 73
Feb 2023 | 2023-02-01 | 2023-03-01 | [11 empty] | DT 74
Mar 2023 | 2023-03-01 | 2023-04-05 | [11 empty] | DT 75
Apr 2023 | 2023-04-05 | 2023-05-03 | [11 empty] | DT 76
May 2023 | 2023-05-03 | 2023-05-31 | [11 empty] | DT 77
Jun 2023 | 2023-05-31 | 2023-07-05 | [11 empty] | DT 78
Jul 2023 | 2023-07-05 | 2023-08-02 | [11 empty] | DT 79
Aug 2023 | 2023-08-02 | 2023-09-06 | [11 empty] | DT 80
Sep 2023 | 2023-09-06 | 2023-10-04 | [11 empty] | DT 81
Oct 2023 | 2023-10-04 | 2023-11-01 | [11 empty] | DT 82
Nov 2023 | 2023-11-01 | 2023-12-06 | [11 empty] | DT 83
Dec 2023 | 2023-12-06 | 2024-01-03 | [11 empty] | DT 84
DT 85
DT 86
DT 87
DT 88
DT 89
DT 90
DT 91
DT 92
DT 93
DT 94
DT 95
DT 96
DT 97
DT 98
DT 99
DT 100
DT 101
DT 102
DT 103
DT 104
DT 105
DT 106
DT 107
DT 108
DT 109
DT 110
DT 111
DT 112
DT 113
DT 114
DT 115
DT 116
DT 117
DT 118
DT 119
DT 120
DT 121
DT 122
DT 123
DT 124
DT 125
DT 126
DT 127
DT 128
DT 129
DT 130
DT 131
DT 132
DT 133
DT 134
DT 135
DT 136
DT 137
DT 138
DT 139
DT 140
DT 141
DT 142
DT 143
DT 144
DT 145
DT 146
DT 147
DT 148
DT 149
DT 150
DT 151
DT 152
DT 153
DT 154
DT 155
DT 156
DT 157
DT 158
DT 159
DT 160
DT 161
DT 162
DT 163
DT 164
DT 165
DT 166
DT 167
DT 168
DT 169
DT 170
DT 171
DT 172
DT 173
DT 174
DT 175
DT 176
DT 177
DT 178
DT 179
DT 180
DT 181
DT 182
DT 183
DT 184
DT 185
DT 186
DT 187
DT 188
DT 189
DT 190
DT 191
DT 192
DT 193
DT 194
DT 195
DT 196
DT 197
DT 198
DT 199
DT 200
Formulas:
Tube On = [Tube Off, row above]

## STEP 2 - Diffusion Tube Calcs (hidden)
| Step 2 - Diffusion Tube Inputs | 4 | 5 | 6 | 7 | 8 | 9 | 10 | 11 | 12 | 13 | 14 | 15 | 16 | 17 | 18 | 19 | 20 | 21 | 22 | 23 | 24
|  |  | Diffusion Tube Raw Data Inputs | [13 empty] | Annualisation not required, proceed to STEP 3 - Bias Adjustment
Enter data into the pink cells
i) Enter raw diffusion tube data
NO2 Monthly Concentration Data (µg/m3)
|  | Diffusion Tube ID | Site Name | Duplicate/Triplicate ID | New or Existing Site? | X OS Grid Ref (Easting) | Y OS Grid Ref (Northing) | Site Type | Distance to Relevant Exposure (m) | Distance to Kerb of Nearest Road (m) | JAN | FEB | MAR | APR | MAY | JUN | JUL | AUG | SEP | OCT | NOV | DEC | Requires Annualisation? | FALSE | 0 |  | Urban Centre | New | Data Capture | Jan | Feb | Mar | Apr | May | Jun | Jul | Aug | Sep | Oct | Nov | Dec
13 | A23 C01-2020 | A23 C01-2020 | Old Steine St James Street Corner |  | Existing | 531361 | 104040 | Roadside | 0 | 8 | 31.1 | 33.8 | 25.4 | 29.7 | 26.9 | 28.9 | 23 | 23.3 | 28.4 | 23.6 | 33.4 | 20.4 | NO | FALSE | 0 |  | Urban Background | Existing | 100 | 31.1 | 33.8 | 25.4 | 29.7 | 26.9 | 28.9 | 23 | 23.3 | 28.4 | 23.6 | 33.4 | 20.4
14 | A23 C02-2022 | A23 C02-2022 | Old Steine West |  | Existing | 531255 | 104062 | Roadside | 0 | 7 | 37.4 | 37.1 | 27.8 | 31.3 | 26.8 | 28.2 | 23.3 | 25.2 | 26.9 | 28.4 | 37.2 | 29.4 | NO | FALSE | 0 |  | Suburban |  | 100 | 37.4 | 37.1 | 27.8 | 31.3 | 26.8 | 28.2 | 23.3 | 25.2 | 26.9 | 28.4 | 37.2 | 29.4
15 | B2066 C04-2010 | B2066 C04-2010 | Castle Square |  | Existing | 531228 | 104088 | Roadside | 0 | 5.7 | 38.1 | 41 | 34.6 | 35.7 | 28.4 | 35.6 | 32.3 | 34.4 | 36.4 | 32.3 | 37.7 | 33.3 | NO | FALSE | 0 |  | Roadside |  | 100 | 38.1 | 41 | 34.6 | 35.7 | 28.4 | 35.6 | 32.3 | 34.4 | 36.4 | 32.3 | 37.7 | 33.3
16 | C05-2012 | C05-2012 | Pavilion Gardens |  | Existing | 531230 | 104260 | Urban Background | 0 | 102 | 23.6 | 25.3 | 18.1 | 18.2 | 14 |  | 13.2 | 12.7 | 16.3 | 16.1 | 24.1 | 16.7 | NO | FALSE | 0 |  | Kerbside |  | 92.0981 | 23.6 | 25.3 | 18.1 | 18.2 | 14 |  | 13.2 | 12.7 | 16.3 | 16.1 | 24.1 | 16.7
17 | B2066 C10-2012 | B2066 C10-2012 | North Street near Ship Street | Duplicate | Existing | 530995 | 104271 | Roadside | 0 | 6.1 | 34.8 | 47.3 | 34.6 | 37.8 | 30.8 | 36.3 | 33.3 | 32.6 | 35.9 | 32.2 | 37.6 | 32.3 | NO | FALSE | 0 |  | Industrial |  | 100 | 34.8 | 47.3 | 34.6 | 37.8 | 30.8 | 36.3 | 33.3 | 32.6 | 35.9 | 32.2 | 37.6 | 32.3
18 | B2066 C11-2007 | B2066 C11-2007 | North Street Central |  | Existing | 530947 | 104284 | Roadside | 0 | 6.5 | 50 |  | 43.9 | 48 | 33.8 | 46.2 | 43.8 | 40.7 |  | 38.7 | 45 | 39.5 | NO | FALSE | 0 |  | Rural |  | 82.2888 | 50 |  | 43.9 | 48 | 33.8 | 46.2 | 43.8 | 40.7 |  | 38.7 | 45 | 39.5
19 | B2066 C11-2012 | B2066 C11-2012 | North Street East of Clock Tower |  | Existing | 530890 | 104302 | Kerbside | 3 | 1.5 | 55.8 | 58.1 | 53.7 | 55.4 | 42 | 52.2 | 50.4 | 50.7 | 51 | 45.1 | 54.5 | 50.7 | NO | FALSE | 0 |  | Other |  | 100 | 55.8 | 58.1 | 53.7 | 55.4 | 42 | 52.2 | 50.4 | 50.7 | 51 | 45.1 | 54.5 | 50.7
20 | A2010 C12-2010 | A2010 C12-2010 | Queens Road South of Church Street |  | Existing | 530900 | 104451 | Roadside | 0 | 4.2 | NO2 Monthly Concentration Data (µg/m3) JAN: 44.4; NO2 Monthly Concentration Data (µg/m3) FEB: 40.2; NO2 Monthly Concentration Data (µg/m3) MAR: 34.6; NO2 Monthly Concentration Data (µg/m3) APR: 38.9; NO2 Monthly Concentration Data (µg/m3) MAY: 30.7; NO2 Monthly Concentration Data (µg/m3) JUN: 38.5; NO2 Monthly Concentration Data (µg/m3) DEC: 26.6 | YES | FALSE | 0 |  |  |  | 56.4033 | 44.4 | 40.2 | 34.6 | 38.9 | 30.7 | 38.5 | [5 empty] | 26.6
21 | A2010 W01-2005 | A2010 W01-2005 | Queens Road North |  | Existing | 530969 | 104785 | Roadside | 0 | 4.2 | 32.6 |  | 31.7 | 32.4 | 25.9 | 30.2 | 27.4 | 28.2 | 30.9 | 26 | 31.4 | 24.7 | NO | FALSE | 0 |  |  |  | 92.0981 | 32.6 |  | 31.7 | 32.4 | 25.9 | 30.2 | 27.4 | 28.2 | 30.9 | 26 | 31.4 | 24.7
22 | C-Link C13-2014 | C-Link C13-2014 | Lower Dyke Road |  | Existing | 530770 | 104363 | Roadside | 0 | 4.5 | 37.4 | 38.6 | 33.5 | 33.4 | 29 | 33.8 | 30.6 | 33.8 | 34.1 | 32.6 | 42.8 | 32.5 | NO | FALSE | 0 |  |  |  | 100 | 37.4 | 38.6 | 33.5 | 33.4 | 29 | 33.8 | 30.6 | 33.8 | 34.1 | 32.6 | 42.8 | 32.5
23 | A23 C09-2005 | A23 C09-2005 | Marlborough Place |  | Existing | 531302 | 104392 | Roadside | 0 | 4.3 | 35.9 | 39.4 | 30.9 | 28.9 | 28.5 | 30.7 | 26.5 | 27.4 | 32.6 | 31.6 | 36.6 | 27.5 | NO | FALSE | 0 |  |  |  | 100 | 35.9 | 39.4 | 30.9 | 28.9 | 28.5 | 30.7 | 26.5 | 27.4 | 32.6 | 31.6 | 36.6 | 27.5
24 | A23 C16-2013 | A23 C16-2013 | York Place |  | Existing | 531400 | 104844 | Roadside | 0 | 4.9 | 39.4 | 41.2 | 32.4 | 33.1 | 33.3 | 32.7 | 26 |  | 34 |  | 43.2 | 27.6 | NO |  |  | TRUE |  |  | 80.3815 | 39.4 | 41.2 | 32.4 | 33.1 | 33.3 | 32.7 | 26 |  | 34 |  | 43.2 | 27.6
25 | A23 C17-2012 | A23 C17-2012 | Cheapside |  | Existing | 531364 | 104982 | Roadside | 0 | 3.4 | 51.1 | 47.5 | 46.6 | 41.3 | 33.7 | 42.3 | 41.4 | 37.9 | 41.8 | 37.1 | 41.2 | 36.4 | NO | [5 empty] | 100 | 51.1 | 47.5 | 46.6 | 41.3 | 33.7 | 42.3 | 41.4 | 37.9 | 41.8 | 37.1 | 41.2 | 36.4
26 | A23 C18-2019 | A23 C18-2019 | London Road Brunswick Row |  | Existing | 531369 | 105042 | Roadside | 2 | 2 | 46.5 | 45.5 | 42.1 | 47.6 | 40.8 | 50.1 | 43.7 | 42.2 | 47.3 | 41.2 | 45.9 | 42.6 | NO | [5 empty] | 100 | 46.5 | 45.5 | 42.1 | 47.6 | 40.8 | 50.1 | 43.7 | 42.2 | 47.3 | 41.2 | 45.9 | 42.6
27 | A23 C18-2010 | A23 C18-2010 | Oxford Street London Road |  | Existing | 531373 | 105136 | Roadside | 0 | 3 |  | 51 |  | 46.9 | 34.9 | 40.6 | 39.4 | 39 |  |  | 48.9 | 37.6 | YES | [5 empty] | 62.3978 |  | 51 |  | 46.9 | 34.9 | 40.6 | 39.4 | 39 |  |  | 48.9 | 37.6
28 | A23 C19-2021 | A23 C19-2021 | Oxford Street Ditchling Road |  | Existing | 531472 | 105161 | Roadside | 0 | 3.3 |  | 40.6 | 32.5 | 32.6 |  | 33 | 27.7 | 27 | 21.5 | 29.9 | 40 | 30.9 | NO | [5 empty] | 83.9237 |  | 40.6 | 32.5 | 32.6 |  | 33 | 27.7 | 27 | 21.5 | 29.9 | 40 | 30.9
29 | A23 C20-2005 | A23 C20-2005 | Ditchling Road Viaduct Terrace |  | Existing | 531496 | 105315 | Roadside | 0 | 4.7 |  | 38.9 | 31.7 | 35.7 | 28.3 | 32 | 25.7 | 28 | 30.7 | 27.1 | 34.5 | 24.6 | NO | [5 empty] | 91.5531 |  | 38.9 | 31.7 | 35.7 | 28.3 | 32 | 25.7 | 28 | 30.7 | 27.1 | 34.5 | 24.6
30 | A23 C21-2005 | A23 C21-2005 | Viaduct Terrace |  | Existing | 531451 | 105356 | Roadside | 0 | 3.6 | 41.6 | 44.6 | 42.5 | 43 | 30.4 | 40.2 | 39.9 | 41.1 | 42.6 | 27 | 38.4 | 31.5 | NO | [5 empty] | 100 | 41.6 | 44.6 | 42.5 | 43 | 30.4 | 40.2 | 39.9 | 41.1 | 42.6 | 27 | 38.4 | 31.5
31 | A23 C23-2005 | A23 C23-2005 | London Road Rose Hill Terrace |  | Existing | 531189 | 105375 | Roadside | 0 | 5.4 | 35.5 | 36.3 | 32.1 | 29.5 | 20.2 | 28.7 | 29.2 | 28.6 | 31.2 |  |  | 30.6 | NO | [5 empty] | 81.1989 | 35.5 | 36.3 | 32.1 | 29.5 | 20.2 | 28.7 | 29.2 | 28.6 | 31.2 |  |  | 30.6
32 | A270 C24-2015 | A270 C24-2015 | New England Road Elder Place |  | Existing | 531101 | 105443 | Roadside | 0 | 3.6 | 44.5 | 50.8 | 39.6 | 41.5 | 35.3 | 40.5 | 35 | 37.8 | 43.7 | 39.5 | 48.5 | 38.3 | NO | [5 empty] | 100 | 44.5 | 50.8 | 39.6 | 41.5 | 35.3 | 40.5 | 35 | 37.8 | 43.7 | 39.5 | 48.5 | 38.3
33 | A270 C25-2010 | A270 C25-2010 | New England West of Argyle Road |  | Existing | 530985 | 105419 | Roadside | 0 | 3.5 | 42.2 |  | 39.5 | 43.2 |  | 42.3 | 39.5 | 39.6 | 44.6 | 41.5 | 45.2 | 38.2 | NO | [5 empty] | 84.4687 | 42.2 |  | 39.5 | 43.2 |  | 42.3 | 39.5 | 39.6 | 44.6 | 41.5 | 45.2 | 38.2
34 | A270 C26-2022 | A270 C26-2022 | New England Road under the bridge |  | Existing | 530870 | 105354 | Kerbside | 2.5 | 2.5 | 49.2 | 46.4 | 56.3 | 54.1 | 41.1 | 52.2 | 61.4 | 58.8 | 63.4 | 53.5 | 51.3 | 46.6 | NO | [5 empty] | 100 | 49.2 | 46.4 | 56.3 | 54.1 | 41.1 | 52.2 | 61.4 | 58.8 | 63.4 | 53.5 | 51.3 | 46.6
35 | B2199 C28-2010 | B2199 C28-2010 | Frederick Place, North Laine |  | Existing | 531032 | 104843 | Suburban | 0 | 2.8 | 37.7 | 36.2 | 34.1 | 32.3 | 25.6 | 28 |  | 30 | 31.2 | 33.6 | 36.7 | 30.2 | NO | [5 empty] | 92.6431 | 37.7 | 36.2 | 34.1 | 32.3 | 25.6 | 28 |  | 30 | 31.2 | 33.6 | 36.7 | 30.2
36 | A23 E01-2016 | A23 E01-2016 | Preston Road near Preston Circus |  | Existing | 531101 | 105498 | Roadside | 0 | 2.5 | 35.2 | 39.9 | 32.6 |  | 34.4 | 32.2 | 22.1 | 23.9 | 31.4 | 26.2 | 33.9 | 20.2 | NO | [5 empty] | 89.9183 | 35.2 | 39.9 | 32.6 |  | 34.4 | 32.2 | 22.1 | 23.9 | 31.4 | 26.2 | 33.9 | 20.2
37 | A23 E02-2009 | A23 E02-2009 | Preston Road near Preston Drove |  | Existing | 530233 | 106515 | Roadside | 0 | 4 | 38.2 | 40.5 | 36 | 31.2 | 22.8 | 29 | 28.8 | 30.5 | 33.6 | 30.8 | 34.6 | 29.9 | NO | [5 empty] | 100 | 38.2 | 40.5 | 36 | 31.2 | 22.8 | 29 | 28.8 | 30.5 | 33.6 | 30.8 | 34.6 | 29.9
38 | C-Link E02-2012 | C-Link E02-2012 | The Drove linked with South Street |  | Existing | 530063 | 106368 | Roadside | 0 | 2.6 | 37 | 43.6 | 40 | 35.7 | 28.3 | 35.7 | 33.9 | 31.2 | 36.5 | 33.2 | 35.6 | 29.4 | NO | [5 empty] | 100 | 37 | 43.6 | 40 | 35.7 | 28.3 | 35.7 | 33.9 | 31.2 | 36.5 | 33.2 | 35.6 | 29.4
39 | A23 E06-2020 | A23 E06-2020 | Beaconsfield Road |  | Existing | 531107 | 105595 | Roadside | 0 | 3.8 | 35.4 | 41.5 | 33.2 | 31.7 | 24.3 | 29 | 28.2 | 28.8 | 33.5 | 29.7 | 37.1 | 26.4 | NO | [5 empty] | 100 | 35.4 | 41.5 | 33.2 | 31.7 | 24.3 | 29 | 28.2 | 28.8 | 33.5 | 29.7 | 37.1 | 26.4
40 | A270 E07-2019 | A270 E07-2019 | Lewes Road north of Elm Grove |  | Existing | 531838 | 105349 | Roadside | 0 | 2.9 | 58.3 | 60 | 45 | 44.3 | 48.9 | 47.4 | 43.4 | 40.7 | 42.5 | 43.4 | 53.9 | 43.2 | NO | [5 empty] | 100 | 58.3 | 60 | 45 | 44.3 | 48.9 | 47.4 | 43.4 | 40.7 | 42.5 | 43.4 | 53.9 | 43.2
41 | A270 E40-2022 | A270 E40-2022 | Hartington Road near Lewes Road |  | Existing | 532095 | 105679 | Suburban | 0 | 5 | 35.3 | 38.6 | 31.9 | 28.7 | 30 | 30 | 23.5 | 25.7 | 29 | 28 | 35.1 | 24.9 | NO | [5 empty] | 100 | 35.3 | 38.6 | 31.9 | 28.7 | 30 | 30 | 23.5 | 25.7 | 29 | 28 | 35.1 | 24.9
42 | A270 E08-1996 | A270 E08-1996 | Lewes Road near Inverness Road |  | Existing | 532090 | 105752 | Roadside | 0 | 4.4 | 51.1 | 54 | 46.3 | 42.6 | 43.4 | 45.3 | 40.2 | 38.7 | 42.1 | 44.1 | 48.6 | 39.8 | NO | [5 empty] | 100 | 51.1 | 54 | 46.3 | 42.6 | 43.4 | 45.3 | 40.2 | 38.7 | 42.1 | 44.1 | 48.6 | 39.8
43 | A270 E10-2015 | A270 E10-2015 | Vogue Gyratory Island |  | Existing | 532126 | 105838 | Roadside | 0 | 3 | 39.5 | 40.2 | 37.6 | 33.7 | 29.6 | 33.3 | 29.6 | 32.8 | 34.7 | 33.7 | 36.3 | 32.9 | NO | [5 empty] | 100 | 39.5 | 40.2 | 37.6 | 33.7 | 29.6 | 33.3 | 29.6 | 32.8 | 34.7 | 33.7 | 36.3 | 32.9
44 | C-Link E12-2022 | C-Link E12-2022 | Hollingdean Road |  | Existing | 532064 | 105939 | Roadside | 0 | 4.5 | 38.7 | 40.4 | 35.2 | 37 | 25.6 | 38.8 | 44 | 40.9 | 43.3 | 44.4 | 45.2 | 39.3 | NO | [5 empty] | 100 | 38.7 | 40.4 | 35.2 | 37 | 25.6 | 38.8 | 44 | 40.9 | 43.3 | 44.4 | 45.2 | 39.3
45 | A270 E14-2019 | A270 E14-2019 | Lewes Road on Pelham Terrace |  | Existing | 532377 | 106314 | Roadside | 0 | 3.4 | 35.5 | 42.9 | 37.7 | 37.8 | 32.8 | 38 | 30.1 | 28.7 | 35.2 | 32.1 | 34.2 | 25.4 | NO | [5 empty] | 100 | 35.5 | 42.9 | 37.7 | 37.8 | 32.8 | 38 | 30.1 | 28.7 | 35.2 | 32.1 | 34.2 | 25.4
46 | A270 E15-2012 | A270 E15-2012 | Lewes Road on Coombe Terrace |  | Existing | 532300 | 106159 | Roadside | 0 | 3.7 | 36.5 | 42.4 | 37.7 | 36.8 | 32.2 | 35.4 | 26.7 | 27.8 | 36.2 | 34.4 | 37.7 | 29.6 | NO | [5 empty] | 100 | 36.5 | 42.4 | 37.7 | 36.8 | 32.2 | 35.4 | 26.7 | 27.8 | 36.2 | 34.4 | 37.7 | 29.6
47 | A23 E16-1996 | A23 E16-1996 | Grand Parade North |  | Existing | 531465 | 104629 | Roadside | 0 | 4.4 | 34.7 | 46.4 | 40.2 | 41.6 | 37.2 | 43.1 | 28.1 | 33.3 | 41.6 | 32.2 | 35.7 | 25.4 | NO | [5 empty] | 100 | 34.7 | 46.4 | 40.2 | 41.6 | 37.2 | 43.1 | 28.1 | 33.3 | 41.6 | 32.2 | 35.7 | 25.4
48 | A23 E16-2015 | A23 E16-2015 | Grand Parade Middle |  | Existing | 531426 | 104514 | Roadside | 0 | 3.6 | 34.7 | 51.4 | 41.1 | 45.7 | 44 | 44.8 | 34 | 34.9 | 40.9 |  |  | 28.3 | NO | [5 empty] | 81.1989 | 34.7 | 51.4 | 41.1 | 45.7 | 44 | 44.8 | 34 | 34.9 | 40.9 |  |  | 28.3
49 | A23 E17-2003 | A23 E17-2003 | Grand Parade South |  | Existing | 531394 | 104338 | Roadside | 0 | 5 |  | 44.1 |  |  |  | 44.7 | 33.1 | 33.4 | 39.3 | 31.6 | 34.8 | 25.1 | YES | [5 empty] | 66.485 |  | 44.1 |  |  |  | 44.7 | 33.1 | 33.4 | 39.3 | 31.6 | 34.8 | 25.1
50 | C-Link E17-2018 | C-Link E17-2018 | Edward Street South Side |  | Existing | 531408 | 104233 | Roadside | 0 | 1.6 | 42.3 | 46.6 | 38.7 | 37.9 | 32.5 | 40.4 | 40.8 | 37.4 | 39.3 | 37.1 | 38.1 | 35 | NO | [5 empty] | 100 | 42.3 | 46.6 | 38.7 | 37.9 | 32.5 | 40.4 | 40.8 | 37.4 | 39.3 | 37.1 | 38.1 | 35
51 | C-Link E17-2022 | C-Link E17-2022 | Edward Street North Side |  | Existing | 531430 | 104247 | Roadside | 0 | 5 | 35.5 | 42.9 | 27.4 | 28.4 | 34.9 | 32 | 23.5 | 24.8 | 29.6 | 26.4 | 34.3 | 22 | NO | [5 empty] | 100 | 35.5 | 42.9 | 27.4 | 28.4 | 34.9 | 32 | 23.5 | 24.8 | 29.6 | 26.4 | 34.3 | 22
52 | C-Link E18-2021 | C-Link E18-2021 | Eastern Road near Sudley Place |  | Existing | 532759 | 103810 | Roadside | 0 | 2.4 | 27.8 | 30.5 | 23.6 | 24 | 21.6 | 24.3 | 21.8 | 19.3 | 26.6 | 17.4 | 30.2 | 19.1 | NO | [5 empty] | 100 | 27.8 | 30.5 | 23.6 | 24 | 21.6 | 24.3 | 21.8 | 19.3 | 26.6 | 17.4 | 30.2 | 19.1
53 | B2123 E22-2009 | B2123 E22-2009 | Rottingdean High Street East |  | Existing | 536970 | 102280 | Roadside | 0 | 0.2 | 29.4 | 38.8 | 29.8 | 33 | 27.4 | 36.4 | 24.2 | 25 | 32 | 25 | 32 | 20.7 | NO | [5 empty] | 100 | 29.4 | 38.8 | 29.8 | 33 | 27.4 | 36.4 | 24.2 | 25 | 32 | 25 | 32 | 20.7
54 | B2123 E23-2010 | B2123 E23-2010 | Rottingdean High Street West |  | Existing | 536966 | 102273 | Roadside | 0 | 0.2 |  | 39.8 | 32.1 | 29.4 | 22.8 | 31.8 | 27.1 | 26.2 | 32 | 25.4 | 29.9 | 23.9 | NO | [5 empty] | 91.5531 |  | 39.8 | 32.1 | 29.4 | 22.8 | 31.8 | 27.1 | 26.2 | 32 | 25.4 | 29.9 | 23.9
55 | A259 E25-2018 | A259 E25-2018 | Rottingdean Marine Drive |  | Existing | 537014 | 102238 | Roadside | 0 | 2.7 | 41.1 | 34.4 | 32.2 | 37.8 | 33.1 | 35.6 | 21.2 | 23.6 | 30.3 | 23.7 | 32.5 | 19.4 | NO | [5 empty] | 100 | 41.1 | 34.4 | 32.2 | 37.8 | 33.1 | 35.6 | 21.2 | 23.6 | 30.3 | 23.7 | 32.5 | 19.4
56 | B2123 E30-2020 | B2123 E30-2020 | Rottingdean High Street Mid |  | Existing | 536947 | 102341 | Roadside | 0 | 1.8 | 28 | 46.3 | 27.5 | 31.9 | 27.9 | 34.2 | 19.9 | 19.6 | 28.8 | 20.8 | 30.4 |  | NO | [5 empty] | 92.9155 | 28 | 46.3 | 27.5 | 31.9 | 27.9 | 34.2 | 19.9 | 19.6 | 28.8 | 20.8 | 30.4
57 | E32-2020 | E32-2020 | Rottingdean Sea Front |  | Existing | 537011 | 102099 | Urban Background | 0 | 112 | 16.6 | 19.5 | 14.7 | 15.3 | 9.6 | 14 | 11.3 | 11.4 | 13.3 | 12.5 | 18.2 | 16 | NO | [5 empty] | 100 | 16.6 | 19.5 | 14.7 | 15.3 | 9.6 | 14 | 11.3 | 11.4 | 13.3 | 12.5 | 18.2 | 16
58 | A2010 W03-2006 | A2010 W03-2006 | Terminus Road Terrace and Hill |  | Existing | 530963 | 104994 | Roadside | 0 | 3.5 | 34.6 | 39.4 | 35.1 | 35.3 | 27.5 | 33.9 | 32.5 | 33.4 | 34.3 | 32 | 36.9 | 30.1 | NO | [5 empty] | 100 | 34.6 | 39.4 | 35.1 | 35.3 | 27.5 | 33.9 | 32.5 | 33.4 | 34.3 | 32 | 36.9 | 30.1
59 | A2010 W04-2006 | A2010 W04-2006 | Chatham Place |  | Existing | 530808 | 105340 | Roadside | 0 | 3.4 | 41 | 43.4 | 32.6 | 33.7 | 34.1 | 34.5 | 30.5 | 32 | 35.7 | 36.3 | 39.4 | 30.9 | NO | [5 empty] | 100 | 41 | 43.4 | 32.6 | 33.7 | 34.1 | 34.5 | 30.5 | 32 | 35.7 | 36.3 | 39.4 | 30.9
60 | A270 W05-2006 | A270 W05-2006 | Old Shoreham Road Terrace and Hill |  | Existing | 530778 | 105362 | Roadside | 0 | 3.6 | 40.9 | 46.9 | 34.4 | 40.3 | 40.2 | 39.6 | 34.6 | 35.2 | 38.7 | 36.6 | 41.9 | 28.2 | NO | [5 empty] | 100 | 40.9 | 46.9 | 34.4 | 40.3 | 40.2 | 39.6 | 34.6 | 35.2 | 38.7 | 36.6 | 41.9 | 28.2
61 | B2066 W10-2006 | B2066 W10-2006 | Western Road near Sillwood Road |  | Existing | 530302 | 104415 | Roadside | 0 | 4.5 | NO2 Monthly Concentration Data (µg/m3) JAN: 28.7; NO2 Monthly Concentration Data (µg/m3) FEB: 28.5; NO2 Monthly Concentration Data (µg/m3) MAR: 24.4; NO2 Monthly Concentration Data (µg/m3) APR: 25.4; NO2 Monthly Concentration Data (µg/m3) MAY: 16.7; NO2 Monthly Concentration Data (µg/m3) DEC: 36.6 | YES | [5 empty] | 48.5014 | 28.7 | 28.5 | 24.4 | 25.4 | 16.7 | [6 empty] | 36.6
62 | B2066 W11-2020 | B2066 W11-2020 | Western Road |  | Existing | 530154 | 104444 | Roadside | 0 | 4 | 31.5 | 38.8 | 29.8 | 32.6 | 25.2 | 30.1 | 27.3 | 25.3 | 32.3 | 26.8 | 31.4 |  | NO | [5 empty] | 92.9155 | 31.5 | 38.8 | 29.8 | 32.6 | 25.2 | 30.1 | 27.3 | 25.3 | 32.3 | 26.8 | 31.4
63 | A259 W16-2020 | A259 W16-2020 | Wellington Road East |  | Existing | 526233 | 104860 | Roadside | 0 | 3 | 40.2 | 39.3 | 32.9 | 35.7 | 26.7 | 34.8 | 30.3 | 30.5 | 35.6 |  |  |  | YES | [5 empty] | 74.1144 | 40.2 | 39.3 | 32.9 | 35.7 | 26.7 | 34.8 | 30.3 | 30.5 | 35.6
64 | A259 W17-2009 | A259 W17-2009 | Wellington Road Church Road |  | Existing | 525931 | 104961 | Roadside | 0 | 3 | NO2 Monthly Concentration Data (µg/m3) JAN: 45.3; NO2 Monthly Concentration Data (µg/m3) FEB: 52.4; NO2 Monthly Concentration Data (µg/m3) MAY: 41.8; NO2 Monthly Concentration Data (µg/m3) JUL: 32.2; NO2 Monthly Concentration Data (µg/m3) AUG: 32.5; NO2 Monthly Concentration Data (µg/m3) SEP: 39.7; NO2 Monthly Concentration Data (µg/m3) DEC: 28.8 | YES | [5 empty] | 55.8583 | 45.3 | 52.4 |  |  | 41.8 |  | 32.2 | 32.5 | 39.7 |  |  | 28.8
65 | A259 W18-2010 | A259 W18-2010 | Vale Park |  | Existing | 525970 | 105230 | Urban Background | 0 | 97 | 21.3 | 21.8 | 17.8 | 15.7 | 10 | 12.9 | 12.9 | 11.3 | 14.5 | 8 | 21.7 | 17.9 | NO | [5 empty] | 100 | 21.3 | 21.8 | 17.8 | 15.7 | 10 | 12.9 | 12.9 | 11.3 | 14.5 | 8 | 21.7 | 17.9
66 | A259 W19-2009 | A259 W19-2009 | Trafalgar Road Portslade |  | Existing | 525658 | 105695 | Roadside | 0 | 3.9 | 38.7 | 40.9 | 33.1 | 30.6 | 27 | 31.7 | 29.1 | 28.6 | 34.5 | 30.2 | 36.4 | 28.6 | NO | [5 empty] | 100 | 38.7 | 40.9 | 33.1 | 30.6 | 27 | 31.7 | 29.1 | 28.6 | 34.5 | 30.2 | 36.4 | 28.6
67 | A270 OSR13 W20-2021 | A270 OSR13 W20-2021 | Old Shoreham Road Brackenbury |  | Existing | 525698 | 105872 | Roadside | 2 | 2.5 | 33.1 | 41.9 | 35.8 | 36.6 | 31.9 | 39 | 30.8 | 30.6 | 34.9 | 34.3 | 33.3 | 28.6 | NO | [5 empty] | 100 | 33.1 | 41.9 | 35.8 | 36.6 | 31.9 | 39 | 30.8 | 30.6 | 34.9 | 34.3 | 33.3 | 28.6
68 | A2023 W21-2010 | A2023 W21-2010 | Sackville Road Hove Park Tavern |  | Existing | 528388 | 105936 | Roadside | 0 | 3.4 | 36.1 | 39.4 | 31.7 | 30.3 | 25.3 | 30.5 | 28 | 27.8 | 32.4 | 27.9 | 36 | 27.9 | NO | [5 empty] | 100 | 36.1 | 39.4 | 31.7 | 30.3 | 25.3 | 30.5 | 28 | 27.8 | 32.4 | 27.9 | 36 | 27.9
69 | LN1-2022 | LN1-2022 | Lower Franklin Road |  | Existing | 532039 | 105541 | Suburban | 2.5 | 2 | 42.3 | 34.7 | 24.7 | 22.5 | 20.2 | 19.9 | 19.8 | 18.6 | 22.2 | 22.3 | 31 | 23 | NO | [5 empty] | 100 | 42.3 | 34.7 | 24.7 | 22.5 | 20.2 | 19.9 | 19.8 | 18.6 | 22.2 | 22.3 | 31 | 23
70 | LN2-2022 | LN2-2022 | Lower Elm Grove near Lewes Road |  | Existing | 531823 | 105287 | Roadside | 0 | 2.5 | 28.1 | 49 | 34.6 |  |  | 34.9 | 25.9 | 26.7 | 32.3 | 34.1 | 42.9 | 32.4 | NO | [5 empty] | 82.2888 | 28.1 | 49 | 34.6 |  |  | 34.9 | 25.9 | 26.7 | 32.3 | 34.1 | 42.9 | 32.4
71 | LN4-2022 | LN4-2022 | Roadside Elm Grove Primary School |  | Existing | 532278 | 105233 | Roadside | 2.5 | 1.5 | 28.2 | 32.4 | 24.4 | 25.3 | 20.3 | 23.7 | 21.6 | 21.2 | 22 | 21.1 | 27.5 | 20 | NO | [5 empty] | 100 | 28.2 | 32.4 | 24.4 | 25.3 | 20.3 | 23.7 | 21.6 | 21.2 | 22 | 21.1 | 27.5 | 20
72 | LN5-2022 | LN5-2022 | Upper Islingword Road |  | Existing | 532124 | 104850 | Suburban | 0 | 1 | 23.2 | 24.8 | 19.2 | 18.4 | 13.7 | 15.9 | 14 | 13.9 | 17.6 | 17.7 | 26.5 | 15 | NO | [5 empty] | 100 | 23.2 | 24.8 | 19.2 | 18.4 | 13.7 | 15.9 | 14 | 13.9 | 17.6 | 17.7 | 26.5 | 15
73 | LN7-2022 | LN7-2022 | Orchard Nursery Queen Park Road |  | Existing | 531987 | 104575 | Roadside | 0 | 2 | 23.3 | 24.4 | 15 | 17.3 | 14 | 18.1 | 16.2 | 15.4 | 18.5 | 17 | 25.6 | 16 | NO | [5 empty] | 100 | 23.3 | 24.4 | 15 | 17.3 | 14 | 18.1 | 16.2 | 15.4 | 18.5 | 17 | 25.6 | 16
74 | LN8-2022 | LN8-2022 | Egremont Place Top |  | Existing | 531910 | 104322 | Roadside | 2.5 | 1.5 | 28.4 | 28.6 | 24.7 | 22.3 | 17.3 | 23.5 | 25.5 | 21.4 | 24.7 | 25.1 | 30.8 | 24.7 | NO | [5 empty] | 100 | 28.4 | 28.6 | 24.7 | 22.3 | 17.3 | 23.5 | 25.5 | 21.4 | 24.7 | 25.1 | 30.8 | 24.7
75 | LN9-2022 | LN9-2022 | Egremont Place Middle |  | Existing | 531880 | 104243 | Roadside | 2.5 | 1 | 35.7 | 36.4 | 32.2 | 30 | 27.8 | 33.7 | 33.5 | 31.4 | 32.8 | 31.3 | 36.9 | 30.3 | NO | [5 empty] | 100 | 35.7 | 36.4 | 32.2 | 30 | 27.8 | 33.7 | 33.5 | 31.4 | 32.8 | 31.3 | 36.9 | 30.3
76 | LN10-2022 | LN10-2022 | Carlton Hill next to school |  | Existing | 531642 | 104366 | Suburban | 0 | 2 | 29.5 | 31.5 | 24.2 | 23.7 | 17 | 19.9 | 18.2 | 20.5 | 22.2 | 20.1 | 31.8 | 17.6 | NO | [5 empty] | 100 | 29.5 | 31.5 | 24.2 | 23.7 | 17 | 19.9 | 18.2 | 20.5 | 22.2 | 20.1 | 31.8 | 17.6
77 | LN11-2022 | LN11-2022 | Morley Street |  | Existing | 531457 | 104546 | Suburban | 0 | 2 | 22.6 | 25.2 | 18 | 17.1 | 13.4 | 15.2 | 14.2 | 13.5 | 17.4 | 18.1 | 25 | 14.1 | NO | [5 empty] | 100 | 22.6 | 25.2 | 18 | 17.1 | 13.4 | 15.2 | 14.2 | 13.5 | 17.4 | 18.1 | 25 | 14.1
78 | LN12-2022 | LN12-2022 | Richmond Parade |  | Existing | 531505 | 104698 | Roadside | 0 | 3 | 49.6 | 35 | 30.6 | 26.8 | 22.3 | 25.9 | 24.8 | 24.9 | 26.7 | 27.7 | 33.9 | 24.9 | NO | [5 empty] | 100 | 49.6 | 35 | 30.6 | 26.8 | 22.3 | 25.9 | 24.8 | 24.9 | 26.7 | 27.7 | 33.9 | 24.9
79 | LN13-2022 | LN13-2022 | Lower Southover Street |  | Existing | 531654 | 105072 | Roadside | 0 | 2.5 | 39.2 | 31 | 33.6 | 21.8 | 27.2 | 27.6 | 27.7 | 26.9 | 29.4 | 30.2 | 29.5 | 28.3 | NO | [5 empty] | 100 | 39.2 | 31 | 33.6 | 21.8 | 27.2 | 27.6 | 27.7 | 26.9 | 29.4 | 30.2 | 29.5 | 28.3
80 | LN14-2022 | LN14-2022 | Middle Southover Street |  | Existing | 531725 | 105005 | Roadside | 0 | 1 | 28.5 | 31.1 | 20 | 21.1 | 17 | 18.6 | 17.5 | 17.1 | 21.1 | 19.7 | 28.8 | 18.9 | NO | [5 empty] | 100 | 28.5 | 31.1 | 20 | 21.1 | 17 | 18.6 | 17.5 | 17.1 | 21.1 | 19.7 | 28.8 | 18.9
81 | A259 Kingsway2 | A259 Kingsway2 | Kingsway Sugardough |  | Existing | 528602 | 104416 | Roadside | 0 | 3 | 27.5 | 26.5 | 20.5 | 21.4 | 16.9 | 19.6 | 14.3 | 15.1 | 19.1 | 18.6 | 23.8 | 17.4 | NO | [5 empty] | 100 | 27.5 | 26.5 | 20.5 | 21.4 | 16.9 | 19.6 | 14.3 | 15.1 | 19.1 | 18.6 | 23.8 | 17.4
82 | A259 Kingsway4 | A259 Kingsway4 | Kingsway Traffic Light |  | Existing | 528601 | 104420 | Roadside | 2.5 | 1 | 28.5 | 28.4 | 22.9 | 22.6 | 17..9 | 23.5 | 18.1 | 18.5 | 23.4 | 22 | 25.1 | 20.1 | NO | [5 empty] | 92.3706 | 28.5 | 28.4 | 22.9 | 22.6 |  | 23.5 | 18.1 | 18.5 | 23.4 | 22 | 25.1 | 20.1
83 | WRP1 | WRP1 | Lamppost Lower Montpelier Road |  | New | 530201 | 104468 | Roadside | 5 | 2.4 | 43.3 | 39.4 | 34.5 | 32.3 | 31.2 | 35.4 | 30.3 | 32.9 | 29.8 | 27.9 | 35.4 | 25.5 | NO | [5 empty] | 100 | 43.3 | 39.4 | 34.5 | 32.3 | 31.2 | 35.4 | 30.3 | 32.9 | 29.8 | 27.9 | 35.4 | 25.5
84 | WRP2 | WRP2 | Lamppost Façade Upper North Street |  | New | 530597 | 104480 | Roadside | 0 | 1.5 | 33.6 | 37.3 | 27.7 | 19.7 | 12.2 | 15.6 | 16 | 19.7 | 24.1 | 20.5 | 26.7 | 17.1 | NO | [5 empty] | 100 | 33.6 | 37.3 | 27.7 | 19.7 | 12.2 | 15.6 | 16 | 19.7 | 24.1 | 20.5 | 26.7 | 17.1
85 | WRP3 | WRP3 | Upper North Street Regent Hill Corner |  | New | 530648 | 104466 | Roadside | 0 | 1.5 | 34.8 | 35.6 | 26.4 | 26.4 | 18.3 | 23.5 | 18.4 | 19.9 | 25 | 21.6 | 28.5 | 17.1 | NO | [5 empty] | 100 | 34.8 | 35.6 | 26.4 | 26.4 | 18.3 | 23.5 | 18.4 | 19.9 | 25 | 21.6 | 28.5 | 17.1
86
87
88
89
90
91
92
93
94
95
96
97
98
99
100
101
102
103
104
105
106
107
108
109
110
111
112
113
114
115
116
117
118
119
120
121
122
123
124
125
126
127
128
129
130
131
132
133
134
135
136
137
138
139
140
141
142
143
144
145
146
147
148
149
150
151
152
153
154
155
156
157
158
159
160
161
162
163
164
165
166
167
168
169
170
171
172
173
174
175
176
177
178
179
180
181
182
183
184
185
186
187
188
189
190
191
192
193
194
195
196
197
198
199
200
201
202
203
204
205
206
207
208
209
210
211
212
213
214
215
216
217
218
219
220
221
222
223
224
225
226
227
228
229
230
231
232
233
234
235
236
237
238
239
240
241
242
243
244
245
246
247
248
249
250
251
252
253
254
255
256
257
258
259
260
261
262
263
264
265
266
267
268
269
270
271
272
273
274
275
276
277
278
279
280
281
282
283
284
285
286
287
288
289
290
291
292
293
294
295
296
297
298
299
300
301
302
303
304
305
306
307
308
309
310
311
312
313
314
315
316
317
318
319
320
321
322
323
324
325
326
327
328
329
330
331
332
333
334
335
336
337
338
339
340
341
342
343
344
345
346
347
348
349
350
351
352
353
354
355
356
357
358
359
360
361
362
363
364
365
366
367
368
369
370
371
372
373
374
375
376
377
378
379
380
381
382
383
384
385
386
387
388
389
390
391
392
393
394
395
396
397
398
399
400
401
402
403
404
405
406
407
408
409
410
411
412
413
414
415
416
417
418
419
420
421
422
423
424
425
426
427
428
429
430
431
432
433
434
435
436
437
438
439
440
441
442
443
444
445
446
447
448
449
450
451
452
453
454
455
456
457
458
459
460
461
462
463
464
465
466
467
468
469
470
471
472
473
474
475
476
477
478
479
480
481
482
483
484
485
486
487
488
489
490
491
492
493
494
495
496
497
498
499
500
501
502
503
504
505
506
507
508
509
510
511
512
Note on D12: This should be a unique ID for each diffusion tube Local authorities should not recycle Diffusion Tube IDs at new locations, e.g. if monitoring at DT1 ceases after 2019, DT1 should not be reused as a Diffusion Tube ID in 2020, etc.
Note on E12: This should be a description of the Site, e.g. 'Property No. 1 LAQM Road'.
Note on F12: Any duplicate/triplicate diffusion tube sites should be denoted by applying a common Duplicate/Triplicate ID reference across the relevant data rows, e.g. “Triplicate Set 1”
Note on G12: If the Site is a new site for the reporting year, select 'New'. If the Site was in-situ in the previous reporting year, select 'Existing'.
Note on H12: Site coordinates should be entered in OSGB36 National Grid Eastings and Northings format, e.g. 123456.
Note on I12: Site coordinates should be entered in OSGB36 National Grid Eastings and Northings format, e.g. 123456.
Note on J12: Options are consistent with the LAQM Site Type Classifications provided within Technical Guidance LAQM.TG(16).
Note on K12: These values as entered are used as part of the Fall-off with Distance Calculations. Please enter a single numeric value. If the location of relevant exposure (i.e. receptor) is closer to the kerb than the monitoring site, enter the distance from the monitoring site to relevant exposure as a negative value. For example, if the receptor is 2m from the kerb and the monitoring site is 3m from the kerb, enter a value of -1m.
Note on L12: These values as entered are used as part of the Fall-off with Distance Calculations. Please enter a single numeric value or N/A if not applicable.

## STEP 2a Annualisation Inputs
Continuous Monitoring Data Inputs for Annualisation
24 to 39 Days? Time weighted/simple average check
[8 empty] | Tube On | Tube Off | Day Count | Maximum Count | % TDC | CS1 Conc | CS1 % DC | CS1 Sum | CS2 Conc | CS2 % DC | CS2 Sum | CS3 Conc | CS3 % DC | CS3 Sum | CS4 Conc | CS4 % DC | CS4 Sum
| Enter data into the pink cells |  |  |  | 2023-01-02 | 2023-02-02 | JAN | 2023-01-02 | 2023-02-02 | 31 | 744 | 0.084469 | 15.2551 | 99.87% | 11334.5523 | 7.6095 | 100% | 5661.4704 |  | 0% | 0 |  | 0% | 0 | 1
[5 empty] | 2023-02-02 | 2023-03-03 | FEB | 2023-02-02 | 2023-03-03 | 29 | 696 | 0.079019 | 17.6198 | 99.43% | 12192.9051 | 8.7702 | 95.55% | 5832.1907 |  | 0% | 0 |  | 0% | 0 | 1
[5 empty] | 2023-03-03 | 2023-03-30 | MAR | 2023-03-03 | 2023-03-30 | 27 | 648 | 0.073569 | 10.562 | 95.52% | 6537.8775 | 5.7717 | 99.38% | 3716.9621 |  | 0% | 0 |  | 0% | 0 | 1
i) Enter Continuous Background Monitoring Data |  |  |  |  | 2023-03-30 | 2023-05-06 | APR | 2023-03-30 | 2023-05-06 | 37 | 888 | 0.10082 | 11.6141 | 100% | 10313.2853 | 5.9831 | 98.2% | 5217.2322 |  | 0% | 0 |  | 0% | 0 | 1
[5 empty] | 2023-05-06 | 2023-06-03 | MAY | 2023-05-06 | 2023-06-03 | 28 | 672 | 0.076294 | 7.9893 | 99.7% | 5352.8512 | 3.6555 | 98.07% | 2408.9727 |  | 0% | 0 |  | 0% | 0 | 1
Start Date | 2023-01-02 |  |  |  | 2023-06-03 | 2023-07-02 | JUN | 2023-06-03 | 2023-07-02 | 29 | 696 | 0.079019 | 8.7702 | 100% | 6104.0781 | 5.0731 | 97.84% | 3454.7535 |  | 0% | 0 |  | 0% | 0 | 1
Start Time | 12:00 |  |  |  | 2023-07-02 | 2023-07-29 | JUL | 2023-07-02 | 2023-07-29 | 27 | 648 | 0.073569 | 7.5403 | 99.69% | 4871.0541 | 3.8219 | 95.68% | 2369.5613 |  | 0% | 0 |  | 0% | 0 | 1
[5 empty] | 2023-07-29 | 2023-08-26 | AUG | 2023-07-29 | 2023-08-26 | 28 | 672 | 0.076294 | 8.987 | 99.55% | 6012.3091 | 3.9607 | 95.83% | 2550.7157 |  | 0% | 0 |  | 0% | 0 | 1
| NO2 Hourly Concentrations (µg/m3) |  |  |  | 2023-08-26 | 2023-10-01 | SEP | 2023-08-26 | 2023-10-01 | 36 | 864 | 0.098093 | 10.3916 | 99.65% | 8947.1904 | 4.167 | 95.37% | 3433.587 |  | 0% | 0 |  | 0% | 0 | 1
| Sufficient (>85%) annual data capture | Sufficient (>85%) annual data capture |  |  | 2023-10-01 | 2023-11-14 | OCT | 2023-10-01 | 2023-11-14 | 44 | 1056 | 0.11989 | 10.4613 | 97.35% | 10754.2556 | 3.9132 | 98.96% | 4089.2939 |  | 0% | 0 |  | 0% | 0 | 0
Date & Time | BH0 Preston Park | AURN Lullington Health | Site 3 Name | Site 4 Name | 2023-11-14 | 2023-12-09 | NOV | 2023-11-14 | 2023-12-09 | 25 | 600 | 0.06812 | 13.9924 | 100% | 8395.4552 | 6.0889 | 94% | 3440.2199 |  | 0% | 0 |  | 0% | 0 | 1
2023-01-02 12:00 | 6.1692 | 9.9945 |  |  | 2023-12-09 | 2024-01-04 | DEC | 2023-12-09 | 2024-01-04 | 26 | 624 | 0.070845 | 8.186 | 99.84% | 5099.879 | 3.0459 | 100% | 1900.6381 |  | 0% | 0 |  | 0% | 0 | 1
2023-01-02 13:00 | 8.5062 | 6.1653 | [22 empty] | 11
2023-01-02 14:00 | 5.9815 | 8.8552 |  |  |  |  | Data Capture
2023-01-02 15:00 | 7.6605 | 5.9314 |  |  |  |  | Site 1 | 99.17%
2023-01-02 16:00 | 14.5228 | 6.0069 |  |  |  |  | Site 2 | 97.48%
2023-01-02 17:00 | 33.7402 | 6.4115 |  |  |  |  | Site 3 | 0%
2023-01-02 18:00 | 51.216 | 8.9911 |  |  |  |  | Site 4 | 0%
2023-01-02 19:00 | 47.5012 | 7.9821 |  |  |  |  | Pre Jan Gap | 0 | 0 | 0 | 0 | 0 | 0 | 0% | 0 | 0 | 0% | 0 | 0 | 0% | 0 | 0 | 0% | 0
2023-01-02 20:00 | 44.3081 | 7.8449 |  |  |  |  | Jan/Feb Gap | 0 | 0 | 0 | 0 | 0 | 0 | 0% | 0 | 0 | 0% | 0 | 0 | 0% | 0 | 0 | 0% | 0
2023-01-02 21:00 | 41.6397 | 5.1188 |  |  |  |  | Feb/Mar Gap | 0 | 0 | 0 | 0 | 0 | 0 | 0% | 0 | 0 | 0% | 0 | 0 | 0% | 0 | 0 | 0% | 0
2023-01-02 22:00 | 38.1733 | 2.5639 |  |  |  |  | Mar/Apr Gap | 0 | 0 | 0 | 0 | 0 | 0 | 0% | 0 | 0 | 0% | 0 | 0 | 0% | 0 | 0 | 0% | 0
2023-01-02 23:00 | 36.7991 | 3.6807 |  |  |  |  | Apr/May Gap | 0 | 0 | 0 | 0 | 0 | 0 | 0% | 0 | 0 | 0% | 0 | 0 | 0% | 0 | 0 | 0% | 0
2023-01-03 | 32.1768 | 6.7672 |  |  |  |  | May/Jun Gap | 0 | 0 | 0 | 0 | 0 | 0 | 0% | 0 | 0 | 0% | 0 | 0 | 0% | 0 | 0 | 0% | 0
2023-01-03 01:00 | 14.7579 | 7.0368 |  |  |  |  | Jun/July Gap | 0 | 0 | 0 | 0 | 0 | 0 | 0% | 0 | 0 | 0% | 0 | 0 | 0% | 0 | 0 | 0% | 0
2023-01-03 02:00 | 4.3585 | 5.6962 |  |  |  |  | Jul/Aug Gap | 0 | 0 | 0 | 0 | 0 | 0 | 0% | 0 | 0 | 0% | 0 | 0 | 0% | 0 | 0 | 0% | 0
2023-01-03 03:00 | 3.2222 | 4.0279 |  |  |  |  | Aug/Sep Gap | 0 | 0 | 0 | 0 | 0 | 0 | 0% | 0 | 0 | 0% | 0 | 0 | 0% | 0 | 0 | 0% | 0
2023-01-03 04:00 | 3.455 | 5.0874 |  |  |  |  | Sep/Oct Gap | 0 | 0 | 0 | 0 | 0 | 0 | 0% | 0 | 0 | 0% | 0 | 0 | 0% | 0 | 0 | 0% | 0
2023-01-03 05:00 | 2.2417 | 2.6329 |  |  |  |  | Oct/Nov Gap | 0 | 0 | 0 | 0 | 0 | 0 | 0% | 0 | 0 | 0% | 0 | 0 | 0% | 0 | 0 | 0% | 0
2023-01-03 06:00 | 3.6427 | 3.2623 |  |  |  |  | Nov/Dec Gap | 0 | 0 | 0 | 0 | 0 | 0 | 0% | 0 | 0 | 0% | 0 | 0 | 0% | 0 | 0 | 0% | 0
2023-01-03 07:00 | 4.1093 | 3.4557 |  |  |  |  | Post Dec Gap | 0 | 0 | 0 | 0 | 0 | 0 | 0% | 0 | 0 | 0% | 0 | 0 | 0% | 0 | 0 | 0% | 0
2023-01-03 08:00 | 5.4629 | 3.7902
2023-01-03 09:00 | 6.584 | 2.5421 |  |  |  |  | Gap Total |  |  | 0 | 0 | 0 | #DIV/0! | #DIV/0! | 0 | #DIV/0! | #DIV/0! | 0 | #DIV/0! | #DIV/0! | 0 | #DIV/0! | #DIV/0! | 0
2023-01-03 10:00 | 5.6043 | 2.8306 | [7 empty] | TRUE |  | TRUE
2023-01-03 11:00 | 4.4364 | 2.5389 | [9 empty] | TRUE
2023-01-03 12:00 | 4.4374 | 4.1722
2023-01-03 13:00 | 4.1573 | 3.1651
2023-01-03 14:00 | 4.1101 | 4.4148
2023-01-03 15:00 | 4.7636 | 4.0792
2023-01-03 16:00 | 5.0435 | 3.6465
2023-01-03 17:00 | 4.6234 | 3.9831
2023-01-03 18:00 | 4.3435 | 3.3082
2023-01-03 19:00 | 3.5493 | 3.1624
2023-01-03 20:00 | 3.5964 | 3.3093
2023-01-03 21:00 | 5.3689 | 7.4944
2023-01-03 22:00 | 4.2956 | 3.4552
2023-01-03 23:00 | 2.9889 | 2.4459
2023-01-04 | 5.0892 | 3.0727
2023-01-04 01:00 | 3.0511 | 2.5591
2023-01-04 02:00 | 1.993 | 2.4956
2023-01-04 03:00 | 2.0551 | 3.6959
2023-01-04 04:00 | 1.9143 | 5.5693
2023-01-04 05:00 | 1.5879 | 3.2626
2023-01-04 06:00 | 3.8293 | 3.4079
2023-01-04 07:00 | 4.6233 | 3.0729
2023-01-04 08:00 | 5.4624 | 2.6855
2023-01-04 09:00 | 7.8444 | 6.3879
2023-01-04 10:00 | 9.2446 | 8.8426
2023-01-04 11:00 | 7.564 | 5.7141
2023-01-04 12:00 | 7.2844 | 7.3945
2023-01-04 13:00 | 5.5579 | 4.0299
2023-01-04 14:00 | 5.6038 | 3.4544
2023-01-04 15:00 | 5.0897 | 5.5693
2023-01-04 16:00 | 8.1241 | 5.4742
2023-01-04 17:00 | 11.1583 | 6.4835
2023-01-04 18:00 | 9.805 | 4.2666
2023-01-04 19:00 | 8.4983 | 3.5971
2023-01-04 20:00 | 8.8241 | 3.8359
2023-01-04 21:00 | 8.4974 | 4.1228
2023-01-04 22:00 | 8.7308 | 3.5458
2023-01-04 23:00 | 7.3305 | 3.502
2023-01-05 | 7.144 | 2.7758
2023-01-05 01:00 | 5.7271 | 2.8094
2023-01-05 02:00 | 2.4284 | 3.6465
2023-01-05 03:00 | 2.942 | 3.9773
2023-01-05 04:00 | 3.6892 | 3.4975
2023-01-05 05:00 | 3.3625 | 4.1221
2023-01-05 06:00 | 4.1562 | 4.0708
2023-01-05 07:00 | 7.7505 | 4.0687
2023-01-05 08:00 | 9.2441 | 3.4472
2023-01-05 09:00 | 15.0798 | 5.2251
2023-01-05 10:00 | 12.6534 | 5.5575
2023-01-05 11:00 | 11.0663 | 4.5502
2023-01-05 12:00 | 13.6813 | 10.9465
2023-01-05 13:00 | 17.6977 | 11.0406
2023-01-05 14:00 | 14.4278 | 5.5142
2023-01-05 15:00 | 9.3849 | 6.7202
2023-01-05 16:00 | 11.3923 | 4.4123
2023-01-05 17:00 | 9.2908 | 4.4144
2023-01-05 18:00 | 6.9729 | 4.221
2023-01-05 19:00 | 8.0304 | 4.5619
2023-01-05 20:00 | 5.6496 | 3.9324
2023-01-05 21:00 | 6.4898 | 6.1949
2023-01-05 22:00 | 6.2558 | 5.4265
2023-01-05 23:00 | 6.257 | 4.5117
2023-01-06 | 2.849 | 5.186
2023-01-06 01:00 | 3.7973 | 2.4312
2023-01-06 02:00 | 3.0509 | 2.2388
2023-01-06 03:00 | 1.9619 | 3.6976
2023-01-06 04:00 | 5.1825 | 3.6014
2023-01-06 05:00 | 2.662 | 3.9814
2023-01-06 06:00 | 2.3818 | 4.2514
2023-01-06 07:00 | 16.6226 | 5.051
2023-01-06 08:00 | 43.6662 | 5.9189
2023-01-06 09:00 | 50.7778 | 6.7106
2023-01-06 10:00 | 13.4523 | 5.0019
2023-01-06 11:00 | 7.7075 | 5.1573
2023-01-06 12:00 | 7.3331 | 2.5739
2023-01-06 13:00 | 11.3942 | 6.9517
2023-01-06 14:00 | 10.6934 | 5.465
2023-01-06 15:00 | 11.7657 | 6.0934
2023-01-06 16:00 | 8.0308 | 5.4687
2023-01-06 17:00 | 8.124 | 5.7139
2023-01-06 18:00 | 7.4238 | 3.5982
2023-01-06 19:00 | 6.0237 | 3.0227
2023-01-06 20:00 | 6.2561 | 3.4048
2023-01-06 21:00 | 6.2567 | 5.4243
2023-01-06 22:00 | 5.8829 | 4.9428
2023-01-06 23:00 | 4.4366 | 4.4655
2023-01-07 | 4.3432 | 4.8006
2023-01-07 01:00 | 2.6777 | 4.2871
2023-01-07 02:00 | 5.2292 | 3.6464
2023-01-07 03:00 | 3.6887 | 4.3676
2023-01-07 04:00 | 3.035 | 2.4457
2023-01-07 05:00 | 2.8491 | 2.6392
2023-01-07 06:00 | 3.1758 | 3.1196
2023-01-07 07:00 | 2.8958 | 3.312
2023-01-07 08:00 | 3.5953 | 2.9288
2023-01-07 09:00 | 4.4361 | 3.3586
2023-01-07 10:00 | 5.3241 | 2.8791
2023-01-07 11:00 | 4.5769 | 2.7348
2023-01-07 12:00 | 4.7636 | 3.4109
2023-01-07 13:00 | 4.3435 | 3.2613
2023-01-07 14:00 | 5.9315 | 4.8998
2023-01-07 15:00 | 5.9782 | 5.0405
2023-01-07 16:00 | 7.1442 | 4.3713
2023-01-07 17:00 | 6.4442 | 3.7449
2023-01-07 18:00 | 3.5026 | 3.4553
2023-01-07 19:00 | 3.5488 | 2.1576
2023-01-07 20:00 | 3.9686 | 2.8781
2023-01-07 21:00 | 4.109 | 2.4933
2023-01-07 22:00 | 4.7154 | 2.7814
2023-01-07 23:00 | 2.8958 | 2.8284
2023-01-08 | 3.7359 | 2.5408
2023-01-08 01:00 | 2.1168 | 3.3895
2023-01-08 02:00 | 1.9306 | 2.2999
2023-01-08 03:00 | 1.5421 | 2.5406
2023-01-08 04:00 | 1.8217 | 1.8185
2023-01-08 05:00 | 1.868 | 2.2033
2023-01-08 06:00 | 1.3548 | 2.2044
2023-01-08 07:00 | 2.2416 | 1.8666
2023-01-08 08:00 | 2.3354 | 2.4423
2023-01-08 09:00 | 2.475 | 1.5299
2023-01-08 10:00 | 2.4289 | 3.0237
2023-01-08 11:00 | 2.8031 | 2.6875
2023-01-08 12:00 | 3.3179 | 3.7395
2023-01-08 13:00 | 3.4577 | 3.0211
2023-01-08 14:00 | 3.8304 | 2.8313
2023-01-08 15:00 | 3.1295 | 3.409
2023-01-08 16:00 | 4.6226 | 1.9163
2023-01-08 17:00 | 3.2685 | 2.493
2023-01-08 18:00 | 3.9691 | 2.5395
2023-01-08 19:00 | 4.5296 | 2.3466
2023-01-08 20:00 | 3.5482 | 2.2985
2023-01-08 21:00 | 3.4089 | 2.687
2023-01-08 22:00 | 3.2681 | 1.8195
2023-01-08 23:00 | 1.7286 | 2.0611
2023-01-09 | 1.7282 | 1.9184
2023-01-09 01:00 | 1.7436 | 1.6628
2023-01-09 02:00 | 1.6196 | 2.3036
2023-01-09 03:00 | 2.1023 | 3.4569
2023-01-09 04:00 | 3.9682 | 2.9685
2023-01-09 05:00 | 4.6221 | 3.4046
2023-01-09 06:00 | 3.5019 | 4.2229
2023-01-09 07:00 | 7.1896 | 3.6912
2023-01-09 08:00 | 13.6313 | 5.3258
2023-01-09 09:00 | 20.7764 | 6.0955
2023-01-09 10:00 | 16.1122 | 4.3642
2023-01-09 11:00 | 8.7347 | 8.5876
2023-01-09 12:00 | 6.7282 | 6.4761
2023-01-09 13:00 | 5.5143 | 3.8345
2023-01-09 14:00 | 5.2805 | 3.9312
2023-01-09 15:00 | 5.4192 | 4.4546
2023-01-09 16:00 | 7.5187 | 4.4546
2023-01-09 17:00 | 9.6652 | 6.1896
2023-01-09 18:00 | 12.9788 | 7.3431
2023-01-09 19:00 | 16.666 | 8.1604
2023-01-09 20:00 | 18.9528 | 6.0913
2023-01-09 21:00 | 17.8787 | 5.7561
2023-01-09 22:00 | 12.8843 | 5.0408
2023-01-09 23:00 | 10.6904 | 4.8954
2023-01-10 | 6.9096 | 6.2853
2023-01-10 01:00 | 7.4696 | 7.0396
2023-01-10 02:00 | 7.4071 | 4.6675
2023-01-10 03:00 | 6.4423 | 2.9186
2023-01-10 04:00 | 9.3825 | 2.5793
2023-01-10 05:00 | 12.1841 | 2.631
2023-01-10 06:00 | 8.5427 | 4.2192
2023-01-10 07:00 | 6.3972 | 4.7008
2023-01-10 08:00 | 5.1825 | 2.8757
2023-01-10 09:00 | 5.7437 | 2.6367
2023-01-10 10:00 | 4.5768 | 2.4469
2023-01-10 11:00 | 5.7896 | 3.8426
2023-01-10 12:00 | 5.3231 | 3.7438
2023-01-10 13:00 | 4.9967 | 3.0733
2023-01-10 14:00 | 5.5572 | 3.6962
2023-01-10 15:00 | 5.6027 | 5.62
2023-01-10 16:00 | 6.2093 | 4.5166
2023-01-10 17:00 | 6.7233 | 3.7433
2023-01-10 18:00 | 5.0436 | 3.2161
2023-01-10 19:00 | 5.4164 | 3.2146
2023-01-10 20:00 | 4.4829 | 2.4479
2023-01-10 21:00 | 3.4084 | 3.7929
2023-01-10 22:00 | 4.4357 | 3.2182
2023-01-10 23:00 | 8.9635 | 4.0371
2023-01-11 | 9.8965 | 3.8897
2023-01-11 01:00 | 5.1671 | 6.5986
2023-01-11 02:00 | 5.5395 | 3.4484
2023-01-11 03:00 | 3.8283 | 3.7374
2023-01-11 04:00 | 2.7549 | 3.4503
2023-01-11 05:00 | 3.2211 | 2.1507
2023-01-11 06:00 | 4.1544 | 1.9055
2023-01-11 07:00 | 7.7016 | 2.5837
2023-01-11 08:00 | 14.0501 | 2.8243
2023-01-11 09:00 | 20.8225 | 3.0157
2023-01-11 10:00 | 12.6085 | 3.1631
2023-01-11 11:00 | 6.634 | 2.5371
2023-01-11 12:00 | 4.72 | 2.3027
2023-01-11 13:00 | 4.2058 | 2.3979
2023-01-11 14:00 | 4.7173 | 2.5428
2023-01-11 15:00 | 6.21 | 4.13
2023-01-11 16:00 | 4.6221 | 3.7482
2023-01-11 17:00 | 5.9299 | 4.0369
2023-01-11 18:00 | 7.33 | 3.2169
2023-01-11 19:00 | 10.4099 | 3.0731
2023-01-11 20:00 | 10.363 | 3.3602
2023-01-11 21:00 | 3.2217 | 2.3488
2023-01-11 22:00 | 3.0352 | 3.7456
2023-01-11 23:00 | 4.0629 | 4.9014
2023-01-12 | 3.8288 | 4.324
2023-01-12 01:00 | 4.4814 | 4.4179
2023-01-12 02:00 | 2.5528 | 2.6277
2023-01-12 03:00 | 2.335 | 2.9781
2023-01-12 04:00 | 1.9612 | 2.6423
2023-01-12 05:00 | 1.821 | 3.3149
2023-01-12 06:00 | 1.9144 | 3.1711
2023-01-12 07:00 | 2.8475 | 3.6999
2023-01-12 08:00 | 4.3883 | 4.1821
2023-01-12 09:00 | 6.1154 | 5.3348
2023-01-12 10:00 | 5.6964 | 5.6245
2023-01-12 11:00 | 7.3767 | 3.9389
2023-01-12 12:00 | 7.8442 | 4.2276
2023-01-12 13:00 | 7.0972 | 4.373
2023-01-12 14:00 | 6.8633 | 3.4117
2023-01-12 15:00 | 8.3102 | 3.1696
2023-01-12 16:00 | 7.7036 | 4.4713
2023-01-12 17:00 | 6.1165 | 4.1831
2023-01-12 18:00 | 7.1898 | 3.9891
2023-01-12 19:00 | 6.2089 | 3.0247
2023-01-12 20:00 | 8.402 | 2.8783
2023-01-12 21:00 | 7.3296 | 2.6884
2023-01-12 22:00 | 6.4427 | 3.167
2023-01-12 23:00 | 3.6882 | 1.8658
2023-01-13 | 2.1475 | 2.349
2023-01-13 01:00 | 3.1747 | 3.52
2023-01-13 02:00 | 3.362 | 1.344
2023-01-13 03:00 | 3.7814 | 1.3899
2023-01-13 04:00 | 4.529 | 1.2465
2023-01-13 05:00 | 3.3149 | 1.1974
2023-01-13 06:00 | 3.4547 | 1.4421
2023-01-13 07:00 | 4.6692 | 1.4861
2023-01-13 08:00 | 7.3766 | 1.5849
2023-01-13 09:00 | 11.8585 | 2.1158
2023-01-13 10:00 | 9.2469 | 1.8245
2023-01-13 11:00 | 7.7535 | 3.0761
2023-01-13 12:00 | 7.9854 | 3.5548
2023-01-13 13:00 | 8.314 | 2.7357
2023-01-13 14:00 | 4.9054 | 2.9282
2023-01-13 15:00 | 6.7264 | 4.3688
2023-01-13 16:00 | 11.113 | 5.2359
2023-01-13 17:00 | 18.2056 | 3.9408
2023-01-13 18:00 | 18.5791 | 2.9241
2023-01-13 19:00 | 15.545 | 3.2108
2023-01-13 20:00 | 10.4103 | 2.6354
2023-01-13 21:00 | 13.4897 | 3.2599
2023-01-13 22:00 | 7.796 | 3.6419
2023-01-13 23:00 | 4.7616 | 3.261
2023-01-14 | 6.8161 | 4.9928
2023-01-14 01:00 | 6.1622 | 5.508
2023-01-14 02:00 | 2.926 | 3.2643
2023-01-14 03:00 | 3.1276 | 3.1696
2023-01-14 04:00 | 1.5876 | 2.35
2023-01-14 05:00 | 1.5882 | 3.0748
2023-01-14 06:00 | 1.9151 | 3.5059
2023-01-14 07:00 | 3.1748 | 3.9416
2023-01-14 08:00 | 2.8016 | 2.8844
2023-01-14 09:00 | 3.7819 | 1.8246
2023-01-14 10:00 | 2.8481 | 3.0769
2023-01-14 11:00 | 4.2965 | 2.1129
2023-01-14 12:00 | 2.9885 | 2.8864
2023-01-14 13:00 | 5.5562 | 2.162
2023-01-14 14:00 | 7.8915 | 3.8929
2023-01-14 15:00 | 8.8253 | 4.516
2023-01-14 16:00 | 7.8898 | 3.2136
2023-01-14 17:00 | 5.0421 | 3.6944
2023-01-14 18:00 | 8.9162 | 5.5246
2023-01-14 19:00 | 12.0901 | 4.6097
2023-01-14 20:00 | 9.8496 | 3.0688
2023-01-14 21:00 | 8.8223 | 3.0196
2023-01-14 22:00 | 7.1888 | 2.7821
2023-01-14 23:00 | 4.8554 | 1.965
2023-01-15 | 4.1086 | 1.6813
2023-01-15 01:00 | 4.4194 | 2.7532
2023-01-15 02:00 | 2.6768 | 1.7927
2023-01-15 03:00 | 2.568 | 1.2929
2023-01-15 04:00 | 2.7081 | 1.4423
2023-01-15 05:00 | 2.8483 | 1.2964
2023-01-15 06:00 | 2.0076 | 1.4884
2023-01-15 07:00 | 2.7079 | 1.3932
2023-01-15 08:00 | 1.867 | 2.0183
2023-01-15 09:00 | 3.8293 | 2.0634
2023-01-15 10:00 | 4.9503 | 1.8238
2023-01-15 11:00 | 3.8769 | 2.1146
2023-01-15 12:00 | 4.6718 | 2.1141
2023-01-15 13:00 | 4.5322 | 2.0654
2023-01-15 14:00 | 4.6238 | 1.8699
2023-01-15 15:00 | 5.1833 | 3.1192
2023-01-15 16:00 | 6.2091 | 2.2529
2023-01-15 17:00 | 16.4301 | 4.0772
2023-01-15 18:00 | 19.7898 | 5.8609
2023-01-15 19:00 | 16.1959 | 3.1207
2023-01-15 20:00 | 34.326 | 3.1222
2023-01-15 21:00 | 39.9775 | 1.8729
2023-01-15 22:00 | 5.089 | 2.0188
2023-01-15 23:00 | 4.2484 | 2.0183
2023-01-16 | 2.6619 | 2.9312
2023-01-16 01:00 | 2.4908 | 2.3083
2023-01-16 02:00 | 1.6814 | 1.7962
2023-01-16 03:00 | 1.9613 | 1.8255
2023-01-16 04:00 | 1.9616 | 2.1127
2023-01-16 05:00 | 1.3549 | 1.8244
2023-01-16 06:00 | 2.6147 | 2.3028
2023-01-16 07:00 | 5.4615 | 3.9893
2023-01-16 08:00 | 14.9369 | 6.3978
2023-01-16 09:00 | 13.0722 | 6.5923
2023-01-16 10:00 | 12.0942 | 10.1014
2023-01-16 11:00 | 9.6206 | 10.4804
2023-01-16 12:00 | 9.9966 | 8.6043
2023-01-16 13:00 | 8.6436 | 7.2105
2023-01-16 14:00 | 7.1979 | 6.3392
2023-01-16 15:00 | 7.5671 | 7.8799
2023-01-16 16:00 | 10.5999 | 6.1537
2023-01-16 17:00 | 14.0054 | 6.1071
2023-01-16 18:00 | 25.6292 | 7.4026
2023-01-16 19:00 | 26.5634 | 7.9375
2023-01-16 20:00 | 22.1269 | 8.2699
2023-01-16 21:00 | 24.3183 | 8.4118
2023-01-16 22:00 | 33.1 | 8.318
2023-01-16 23:00 | 40.4818 | 8.5572
2023-01-17 | 27.8186 | 9.1363
2023-01-17 01:00 | 19.2297 | 10.0038
2023-01-17 02:00 | 24.7063 | 10.0667
2023-01-17 03:00 | 21.9364 | 9.7155
2023-01-17 04:00 | 18.5298 | 10.2465
2023-01-17 05:00 | 23.6647 | 9.9091
2023-01-17 06:00 | 22.5906 | 10.2485
2023-01-17 07:00 | 31.1357 | 5.9661
2023-01-17 08:00 | 31.6973 | 4.2804
2023-01-17 09:00 | 22.7381 | 6.0117
2023-01-17 10:00 | 24.707 | 11.096
2023-01-17 11:00 | 19.7134 | 14.8742
2023-01-17 12:00 | 18.13 | 10.6157
2023-01-17 13:00 | 19.2578 | 13.9155
2023-01-17 14:00 | 26.2622 | 15.6885
2023-01-17 15:00 | 26.1549 | 12.8745
2023-01-17 16:00 | 42.3297 | 13.0184
2023-01-17 17:00 | 58.2097 | 20.7292
2023-01-17 18:00 | 61.9163 | 24.0073
2023-01-17 19:00 | 57.9818 | 51.6627
2023-01-17 20:00 | 56.2994 | 57.8417
2023-01-17 21:00 | 54.3762 | 45.3697
2023-01-17 22:00 | 51.255 | 34.9331
2023-01-17 23:00 | 48.1884 | 31.9498
2023-01-18 | 45.6895 | 15.9183
2023-01-18 01:00 | 41.9093 | 9.8756
2023-01-18 02:00 | 35.3705 | 7.8211
2023-01-18 03:00 | 26.9644 | 7.5472
2023-01-18 04:00 | 13.6903 | 7.0707
2023-01-18 05:00 | 20.5132 | 6.3933
2023-01-18 06:00 | 21.4063 | 5.6222
2023-01-18 07:00 | 23.2692 | 7.9327
2023-01-18 08:00 | 38.382 | 11.7351
2023-01-18 09:00 | 65.9321 | 15.195
2023-01-18 10:00 | 56.1341 | 16.7638
2023-01-18 11:00 | 39.0293 | 16.4473
2023-01-18 12:00 | 12.409 | 10.0226
2023-01-18 13:00 | 7.4418 | 5.7076
2023-01-18 14:00 | 7.8136 | 6.0445
2023-01-18 15:00 | 8.4188 | 8.2544
2023-01-18 16:00 | 12.1542 | 8.8826
2023-01-18 17:00 | 26.596 | 10.1809
2023-01-18 18:00 | 43.4322 | 9.696
2023-01-18 19:00 | 42.8648 | 10.7968
2023-01-18 20:00 | 28.3196 | 9.0816
2023-01-18 21:00 | 16.6343 | 8.2667
2023-01-18 22:00 | 14.625 | 5.6688
2023-01-18 23:00 |  | 4.3746
2023-01-19 | 10.2793 | 5.187
2023-01-19 01:00 | 12.0969 | 5.1245
2023-01-19 02:00 | 9.4164 | 4.4224
2023-01-19 03:00 | 9.213 | 4.8077
2023-01-19 04:00 | 8.5117 | 4.903
2023-01-19 05:00 | 6.9224 | 4.1347
2023-01-19 06:00 | 17.4959 | 4.2791
2023-01-19 07:00 | 23.6274 | 4.9049
2023-01-19 08:00 | 50.7182 | 4.6171
2023-01-19 09:00 | 53.2279 | 4.423
2023-01-19 10:00 | 51.625 | 5.5273
2023-01-19 11:00 | 32.783 | 4.7522
2023-01-19 12:00 | 15.5039 | 5.8068
2023-01-19 13:00 | 6.1811 | 7.9181
2023-01-19 14:00 | 4.5414 | 9.9862
2023-01-19 15:00 | 7.115 | 11.1799
2023-01-19 16:00 | 15.2067 | 10.225
2023-01-19 17:00 | 42.5807 | 12.5657
2023-01-19 18:00 | 61.3624 | 12.9675
2023-01-19 19:00 | 65.4194 | 13.497
2023-01-19 20:00 | 69.6157 | 14.4161
2023-01-19 21:00 | 64.785 | 15.433
2023-01-19 22:00 | 57.0002 | 8.5047
2023-01-19 23:00 | 28.2205 | 7.5949
2023-01-20 | 16.0417 | 7.6892
2023-01-20 01:00 | 23.7878 | 5.3195
2023-01-20 02:00 | 11.4861 | 4.0356
2023-01-20 03:00 | 8.5203 | 3.8432
2023-01-20 04:00 | 5.8055 | 2.9786
2023-01-20 05:00 | 6.6014 | 3.2684
2023-01-20 06:00 | 7.3037 | 3.3618
2023-01-20 07:00 | 11.0023 | 3.8457
2023-01-20 08:00 | 21.4456 | 4.6651
2023-01-20 09:00 | 31.6177 | 6.0107
2023-01-20 10:00 | 34.3167 | 6.7732
2023-01-20 11:00 | 16.3167 | 7.1033
2023-01-20 12:00 | 9.0955 | 8.2043
2023-01-20 13:00 | 7.313 | 7.629
2023-01-20 14:00 | 7.5466 | 6.1429
2023-01-20 15:00 | 8.4822 | 6.1016
2023-01-20 16:00 | 12.4131 | 7.7375
2023-01-20 17:00 | 20.3704 | 10.3883
2023-01-20 18:00 | 19.243 | 10.9169
2023-01-20 19:00 | 21.8624 | 13.4695
2023-01-20 20:00 | 22.8926 | 17.5151
2023-01-20 21:00 | 23.6872 | 19.7764
2023-01-20 22:00 | 23.7808 | 16.6942
2023-01-20 23:00 | 23.593 | 12.1201
2023-01-21 | 22.5636 | 9.5257
2023-01-21 01:00 | 22.6798 | 8.5971
2023-01-21 02:00 | 17.4309 | 9.2385
2023-01-21 03:00 | 13.1675 | 8.6135
2023-01-21 04:00 | 13.2616 | 7.8932
2023-01-21 05:00 | 12.8391 | 8.0839
2023-01-21 06:00 | 14.2457 | 8.9992
2023-01-21 07:00 | 18.4176 | 8.809
2023-01-21 08:00 | 27.4684 | 7.7473
2023-01-21 09:00 | 33.995 | 6.9284
2023-01-21 10:00 | 27.2373 | 7.065
2023-01-21 11:00 | 18.8745 | 9.0746
2023-01-21 12:00 | 15.6821 | 8.974
2023-01-21 13:00 | 10.183 | 9.0722
2023-01-21 14:00 | 9.7129 | 8.2099
2023-01-21 15:00 | 8.9565 | 11.1858
2023-01-21 16:00 | 12.1406 | 11.3337
2023-01-21 17:00 | 30.1166 | 11.91
2023-01-21 18:00 | 60.7247 | 10.0906
2023-01-21 19:00 | 60.6728 | 8.5566
2023-01-21 20:00 | 60.1306 | 6.6837
2023-01-21 21:00 | 56.2113 | 7.1691
2023-01-21 22:00 | 51.8014 | 5.0983
2023-01-21 23:00 | 47.2109 | 6.2995
2023-01-22 | 44.9257 | 8.2755
2023-01-22 01:00 | 42.9983 | 9.8799
2023-01-22 02:00 | 35.2318 | 11.1035
2023-01-22 03:00 | 32.4438 | 9.9624
2023-01-22 04:00 | 29.7057 | 10.0591
2023-01-22 05:00 | 27.8719 | 8.3248
2023-01-22 06:00 | 23.1739 | 8.9016
2023-01-22 07:00 | 24.112 | 8.9522
2023-01-22 08:00 | 31.4382 | 8.8111
2023-01-22 09:00 | 27.5991 | 8.1798
2023-01-22 10:00 | 24.8485 | 8.7986
2023-01-22 11:00 | 27.9208 | 8.7889
2023-01-22 12:00 | 16.1181 | 7.2467
2023-01-22 13:00 | 6.1973 | 10.0779
2023-01-22 14:00 | 8.5929 | 7.8264
2023-01-22 15:00 | 8.4969 | 6.7165
2023-01-22 16:00 | 7.7426 | 8.2521
2023-01-22 17:00 | 37.8836 | 8.7466
2023-01-22 18:00 | 58.0476 | 9.5203
2023-01-22 19:00 | 61.6504 | 12.459
2023-01-22 20:00 | 59.9183 | 13.7104
2023-01-22 21:00 | 57.4526 | 10.1993
2023-01-22 22:00 | 55.0682 | 10.7294
2023-01-22 23:00 | 50.8242 | 14.2468
2023-01-23 | 43.1894 | 8.905
2023-01-23 01:00 | 39.5366 | 12.6427
2023-01-23 02:00 | 34.4374 | 5.7753
2023-01-23 03:00 | 32.0695 | 7.9425
2023-01-23 04:00 | 31.9728 | 12.1834
2023-01-23 05:00 | 26.8086 | 12.9525
2023-01-23 06:00 | 21.8794 | 10.5929
2023-01-23 07:00 | 31.3233 | 7.5583
2023-01-23 08:00 | 47.2736 | 12.9496
2023-01-23 09:00 | 51.0077 | 14.4328
2023-01-23 10:00 | 48.9405 | 12.4537
2023-01-23 11:00 | 22.5369 | 14.1935
2023-01-23 12:00 | 18.2323 | 20.4959
2023-01-23 13:00 | 19.0698 | 16.1167
2023-01-23 14:00 | 22.5923 | 19.0017
2023-01-23 15:00 | 25.1732 | 21.1691
2023-01-23 16:00 | 31.5572 | 23.1015
2023-01-23 17:00 | 39.539 | 27.6809
2023-01-23 18:00 | 49.5906 | 30.8099
2023-01-23 19:00 | 54.6697 | 34.9541
2023-01-23 20:00 | 52.8323 | 36.0606
2023-01-23 21:00 | 52.9244 | 35.0956
2023-01-23 22:00 | 45.0793 | 29.6075
2023-01-23 23:00 | 31.2229 | 21.2259
2023-01-24 | 25.7753 | 16.2674
2023-01-24 01:00 | 16.9188 | 12.6405
2023-01-24 02:00 | 11.3421 | 8.7891
2023-01-24 03:00 | 9.447 | 6.9762
2023-01-24 04:00 | 9.1179 | 5.9172
2023-01-24 05:00 | 6.0638 | 5.7713
2023-01-24 06:00 | 6.4393 | 5.1462
2023-01-24 07:00 | 7.4732 | 5.2425
2023-01-24 08:00 | 10.3877 | 5.7732
2023-01-24 09:00 | 12.9738 | 6.3034
2023-01-24 10:00 | 11.0002 | 5.3879
2023-01-24 11:00 | 10.9568 | 7.4086
2023-01-24 12:00 | 9.7794 | 7.8249
2023-01-24 13:00 | 10.9082 | 7.9675
2023-01-24 14:00 | 9.6856 | 8.2493
2023-01-24 15:00 | 7.8053 | 8.9202
2023-01-24 16:00 | 10.4846 | 9.973
2023-01-24 17:00 | 9.9645 | 11.3119
2023-01-24 18:00 | 13.1594 | 11.7196
2023-01-24 19:00 | 11.9376 | 11.3448
2023-01-24 20:00 | 11.7494 | 12.2928
2023-01-24 21:00 | 12.0786 | 11.332
2023-01-24 22:00 | 10.1051 | 12.2308
2023-01-24 23:00 | 9.2586 | 12.2266
2023-01-25 | 7.4733 | 11.1814
2023-01-25 01:00 | 6.8376 | 13.83
2023-01-25 02:00 | 5.8976 | 12.9713
2023-01-25 03:00 | 6.5866 | 10.7384
2023-01-25 04:00 | 6.398 | 10.3498
2023-01-25 05:00 | 6.1166 | 10.7955
2023-01-25 06:00 | 6.7281 | 9.7898
2023-01-25 07:00 | 6.9162 | 8.6052
2023-01-25 08:00 | 10.4453 | 10.3371
2023-01-25 09:00 | 15.5779 | 11.4297
2023-01-25 10:00 | 13.7416 | 10.8116
2023-01-25 11:00 | 15.9552 | 11.7776
2023-01-25 12:00 | 18.8304 | 12.2677
2023-01-25 13:00 | 26.37 | 16.7916
2023-01-25 14:00 | 25.0994 | 20.8862
2023-01-25 15:00 | 17.9355 | 21.7054
2023-01-25 16:00 | 31.7332 | 20.9164
2023-01-25 17:00 | 38.1676 | 24.8864
2023-01-25 18:00 | 43.6757 | 24.0251
2023-01-25 19:00 | 47.1483 | 27.6811
2023-01-25 20:00 | 37.2138 | 36.2004
2023-01-25 21:00 | 25.9263 | 29.2775
2023-01-25 22:00 | 23.1927 | 23.705
2023-01-25 23:00 | 22.2984 | 25.0549
2023-01-26 | 24.1801 | 21.6327
2023-01-26 01:00 | 15.9481 | 12.1722
2023-01-26 02:00 | 5.0242 | 7.2248
2023-01-26 03:00 | 4.1911 | 6.7134
2023-01-26 04:00 | 3.3444 | 5.5126
2023-01-26 05:00 | 4.3324 | 5.5608
2023-01-26 06:00 | 5.7932 | 6.6208
2023-01-26 07:00 | 11.2081 | 6.713
2023-01-26 08:00 | 19.1185 | 8.7849
2023-01-26 09:00 | 17.9442 | 10.5651
2023-01-26 10:00 | 17.3384 | 10.9476
2023-01-26 11:00 | 16.8274 | 10.322
2023-01-26 12:00 | 14.2371 | 9.9825
2023-01-26 13:00 | 11.0261 | 8.4473
2023-01-26 14:00 | 9.4236 | 7.3419
2023-01-26 15:00 | 9.6584 | 7.8226
2023-01-26 16:00 | 9.7047 | 7.9199
2023-01-26 17:00 | 12.4806 | 8.5998
2023-01-26 18:00 | 14.4099 | 8.8864
2023-01-26 19:00 | 12.0554 | 8.8817
2023-01-26 20:00 | 9.1827 | 8.1125
2023-01-26 21:00 | 9.8427 | 7.3438
2023-01-26 22:00 | 9.8425 | 7.7697
2023-01-26 23:00 | 5.6984 | 5.4654
2023-01-27 | 6.6872 | 5.1277
2023-01-27 01:00 | 5.1538 | 5.9467
2023-01-27 02:00 | 4.0229 | 5.1747
2023-01-27 03:00 | 2.7819 | 4.6457
2023-01-27 04:00 | 2.7815 | 4.4502
2023-01-27 05:00 | 2.9696 | 4.5545
2023-01-27 06:00 | 4.102 | 4.1691
2023-01-27 07:00 | 6.0341 | 4.5503
2023-01-27 08:00 | 9.7579 | 5.5553
2023-01-27 09:00 | 13.4838 | 6.8576
2023-01-27 10:00 | 11.9338 | 8.92
2023-01-27 11:00 | 9.4847 | 8.9219
2023-01-27 12:00 | 7.7866 | 7.9178
2023-01-27 13:00 | 6.7007 | 5.2751
2023-01-27 14:00 | 6.3216 | 4.9394
2023-01-27 15:00 | 6.6962 | 4.5091
2023-01-27 16:00 | 9.1948 | 4.8458
2023-01-27 17:00 | 16.6867 | 7.055
2023-01-27 18:00 | 22.6722 | 6.8595
2023-01-27 19:00 | 19.5616 | 8.2554
2023-01-27 20:00 | 34.6495 | 7.2435
2023-01-27 21:00 | 38.5659 | 7.771
2023-01-27 22:00 | 39.645 | 9.7449
2023-01-27 23:00 | 37.1944 | 11.377
2023-01-28 | 34.9758 | 11.427
2023-01-28 01:00 | 27.7116 | 11.7204
2023-01-28 02:00 | 27.4613 | 12.6856
2023-01-28 03:00 | 23.7793 | 12.3535
2023-01-28 04:00 | 26.1385 | 11.7273
2023-01-28 05:00 | 31.611 | 12.6393
2023-01-28 06:00 | 27.2222 | 10.8116
2023-01-28 07:00 | 27.5065 | 11.1891
2023-01-28 08:00 | 31.8945 | 10.9015
2023-01-28 09:00 | 36.1048 | 10.3243
2023-01-28 10:00 | 31.2516 | 9.2609
2023-01-28 11:00 | 16.0971 | 10.2238
2023-01-28 12:00 | 6.9887 | 8.6726
2023-01-28 13:00 | 5.4785 | 9.1928
2023-01-28 14:00 | 7.4115 | 10.3919
2023-01-28 15:00 | 12.9804 | 9.7217
2023-01-28 16:00 | 18.5925 | 8.6277
2023-01-28 17:00 | 21.1401 | 9.0228
2023-01-28 18:00 | 30.8647 | 10.7954
2023-01-28 19:00 | 56.6275 | 11.1154
2023-01-28 20:00 | 69.3595 | 13.235
2023-01-28 21:00 | 56.2909 | 15.0543
2023-01-28 22:00 | 36.2348 | 8.9204
2023-01-28 23:00 | 21.7029 | 9.2502
2023-01-29 | 15.8056 | 11.1525
2023-01-29 01:00 | 16.152 | 10.9891
2023-01-29 02:00 | 18.1671 | 8.8076
2023-01-29 03:00 | 16.6237 | 9.8659
2023-01-29 04:00 | 17.0491 | 14.6786
2023-01-29 05:00 | 12.7988 | 13.4298
2023-01-29 06:00 | 8.4535 | 12.5603
2023-01-29 07:00 | 11.0982 | 15.582
2023-01-29 08:00 | 15.5378 | 13.2418
2023-01-29 09:00 | 21.2111 | 10.1743
2023-01-29 10:00 | 27.3674 | 12.6317
2023-01-29 11:00 | 14.5061 | 8.458
2023-01-29 12:00 | 6.5671 | 4.7976
2023-01-29 13:00 | 6.6607 | 4.4655
2023-01-29 14:00 | 6.7085 | 3.792
2023-01-29 15:00 | 6.1421 | 3.7943
2023-01-29 16:00 | 7.0863 | 4.1774
2023-01-29 17:00 | 12.942 | 6.6342
2023-01-29 18:00 | 9.2101 | 4.8518
2023-01-29 19:00 | 9.0678 | 4.7068
2023-01-29 20:00 | 7.4154 | 5.5749
2023-01-29 21:00 | 8.5007 | 5.7185
2023-01-29 22:00 | 6.5646 | 5.9598
2023-01-29 23:00 | 6.8954 | 7.2614
2023-01-30 | 3.4485 | 6.3911
2023-01-30 01:00 | 3.9406 | 7.0478
2023-01-30 02:00 | 4.3812 | 5.1213
2023-01-30 03:00 | 4.8223 | 4.2236
2023-01-30 04:00 | 4.1132 | 3.6019
2023-01-30 05:00 | 4.3496 | 6.3912
2023-01-30 06:00 | 3.924 | 9.0346
2023-01-30 07:00 | 6.3828 | 7.7787
2023-01-30 08:00 | 13.8998 | 6.4279
2023-01-30 09:00 | 14.9437 | 6.8624
2023-01-30 10:00 | 16.4126 | 7.7751
2023-01-30 11:00 | 9.4655 | 8.9722
2023-01-30 12:00 | 6.154 | 7.4374
2023-01-30 13:00 | 5.8216 | 5.4249
2023-01-30 14:00 | 5.7739 | 4.7541
2023-01-30 15:00 | 6.813 | 5.1372
2023-01-30 16:00 | 8.0414 | 7.0533
2023-01-30 17:00 | 18.2519 | 9.694
2023-01-30 18:00 | 31.7267 | 13.4162
2023-01-30 19:00 | 39.9556 | 13.7034
2023-01-30 20:00 | 56.7153 | 14.9759
2023-01-30 21:00 | 58.5294 | 13.1552
2023-01-30 22:00 | 52.4274 | 18.3179
2023-01-30 23:00 | 45.6241 | 27.6071
2023-01-31 | 40.2806 | 33.2085
2023-01-31 01:00 | 36.4759 | 37.6699
2023-01-31 02:00 | 31.1045 | 26.8063
2023-01-31 03:00 | 22.5733 | 22.3174
2023-01-31 04:00 | 14.67 | 17.0266
2023-01-31 05:00 | 10.4108 | 12.933
2023-01-31 06:00 | 9.7486 | 8.5563
2023-01-31 07:00 | 10.6478 | 7.2531
2023-01-31 08:00 | 19.9697 | 7.5917
2023-01-31 09:00 | 36.2216 | 6.4817
2023-01-31 10:00 | 25.2419 | 6.629
2023-01-31 11:00 | 12.5923 | 4.5104
2023-01-31 12:00 | 15.1003 | 5.6217
2023-01-31 13:00 | 12.2607 | 5.3804
2023-01-31 14:00 | 8.1439 | 5.7195
2023-01-31 15:00 | 14.8221 | 5.4318
2023-01-31 16:00 | 8.3807 | 6.6804
2023-01-31 17:00 | 16.8021 | 9.7063
2023-01-31 18:00 | 33.2384 | 12.2458
2023-01-31 19:00 | 33.6055 | 10.7953
2023-01-31 20:00 | 42.5952 | 16.4893
2023-01-31 21:00 | 34.7795 | 19.6238
2023-01-31 22:00 | 20.159 | 19.2325
2023-01-31 23:00 | 14.7165 | 22.4406
2023-02-01 | 13.7699 | 21.147
2023-02-01 01:00 | 9.6937 | 16.2182
2023-02-01 02:00 | 7.2941 | 14.4805
2023-02-01 03:00 | 2.7482 | 11.0693
2023-02-01 04:00 | 3.4578 | 6.4639
2023-02-01 05:00 | 4.5951 | 9.209
2023-02-01 06:00 | 6.205 | 9.8931
2023-02-01 07:00 | 11.7466 | 9.0803
2023-02-01 08:00 | 21.6462 | 11.435
2023-02-01 09:00 | 25.6316 | 14.4665
2023-02-01 10:00 | 30.2817 | 11.9195
2023-02-01 11:00 | 23.0877 | 6.871
2023-02-01 12:00 | 16.3609 | 7.1106
2023-02-01 13:00 | 10.813 | 5.3782
2023-02-01 14:00 | 6.0219 | 5.8618
2023-02-01 15:00 | 5.9259 | 6.2036
2023-02-01 16:00 | 7.3924 | 6.7323
2023-02-01 17:00 | 9.9017 | 8.0779
2023-02-01 18:00 | 12.2217 | 8.2674
2023-02-01 19:00 | 10.8956 | 7.6356
2023-02-01 20:00 | 10.7529 | 13.1273
2023-02-01 21:00 | 10.374 | 11.39
2023-02-01 22:00 | 12.9791 | 12.6491
2023-02-01 23:00 | 13.2618 | 17.2707
2023-02-02 | 11.9832 | 14.7665
2023-02-02 01:00 | 8.2496 | 10.6435
2023-02-02 02:00 | 4.2677 | 9.998
2023-02-02 03:00 | 6.3541 | 8.6059
2023-02-02 04:00 | 7.3018 | 6.2934
2023-02-02 05:00 | 6.6379 | 5.9096
2023-02-02 06:00 | 6.9691 | 4.8437
2023-02-02 07:00 | 8.9611 | 5.0346
2023-02-02 08:00 | 18.2074 | 6.3384
2023-02-02 09:00 | 28.9322 | 7.0144
2023-02-02 10:00 | 22.4391 | 6.727
2023-02-02 11:00 | 16.7981 | 8.1218
2023-02-02 12:00 | 13.9024 | 7.7314
2023-02-02 13:00 | 8.0204 | 4.0821
2023-02-02 14:00 | 8.2527
2023-02-02 15:00 | 10.4819 | 3.4655
2023-02-02 16:00 | 10.9545 | 3.9474
2023-02-02 17:00 | 11.1911 | 3.9474
2023-02-02 18:00 | 11.0009 | 3.8506
2023-02-02 19:00 | 9.2464 | 4.5738
2023-02-02 20:00 | 8.6764 | 3.2219
2023-02-02 21:00 | 8.1553 | 3.7992
2023-02-02 22:00 | 7.2544 | 6.4
2023-02-02 23:00 | 8.4389 | 3.6087
2023-02-03 | 5.8794 | 3.847
2023-02-03 01:00 | 4.3981 | 2.5656
2023-02-03 02:00 | 6.3589 | 3.275
2023-02-03 03:00 | 3.5116 | 3.3692
2023-02-03 04:00 | 4.367 | 2.6437
2023-02-03 05:00 | 3.1796 | 3.1262
2023-02-03 06:00 | 6.6912 | 2.595
2023-02-03 07:00 | 11.5323 | 2.9355
2023-02-03 08:00 | 21.5456 | 3.0306
2023-02-03 09:00 | 27.1501 | 4.2385
2023-02-03 10:00 | 24.2621 | 5.6362
2023-02-03 11:00 | 15.8607 | 5.3931
2023-02-03 12:00 | 15.7207 | 7.5131
2023-02-03 13:00 | 18.1954 | 7.6978
2023-02-03 14:00 | 6.7934 | 8.8974
2023-02-03 15:00 | 7.0279 | 9.7245
2023-02-03 16:00 | 8.5917 | 7.7557
2023-02-03 17:00 | 14.8068 | 4.8128
2023-02-03 18:00 | 15.8525 | 4.3295
2023-02-03 19:00 | 22.8747 | 5.5815
2023-02-03 20:00 | 17.2748 | 7.6569
2023-02-03 21:00 | 13.3829 | 11.4525
2023-02-03 22:00 | 11.3431 | 10.5207
2023-02-03 23:00 | 9.4918 | 6.3787
2023-02-04 | 7.9258 | 5.4777
2023-02-04 01:00 | 7.8235 | 6.2051
2023-02-04 02:00 | 8.2659 | 4.5459
2023-02-04 03:00 | 3.5631 | 4.9436
2023-02-04 04:00 | 2.8979 | 4.6088
2023-02-04 05:00 | 3.0408 | 4.4592
2023-02-04 06:00 | 3.2779 | 4.1694
2023-02-04 07:00 | 4.4183 | 4.0742
2023-02-04 08:00 | 5.2727 | 5.3722
2023-02-04 09:00 | 7.3651 | 4.3711
2023-02-04 10:00 | 7.0332 | 4.6136
2023-02-04 11:00 | 6.1793 | 4.471
2023-02-04 12:00 | 6.4168 | 4.3242
2023-02-04 13:00 | 8.2231 | 4.4729
2023-02-04 14:00 | 8.0313 | 7.2714
2023-02-04 15:00 | 8.0303 | 5.0047
2023-02-04 16:00 | 9.6919 | 4.6689
2023-02-04 17:00 | 15.9622 | 5.4295
2023-02-04 18:00 | 23.7045 | 8.6982
2023-02-04 19:00 | 33.6791 | 14.9222
2023-02-04 20:00 | 31.2085 | 14.9236
2023-02-04 21:00 | 27.3138 | 10.784
2023-02-04 22:00 | 20.853 | 12.0204
2023-02-04 23:00 | 23.1813 | 13.1285
2023-02-05 | 35.3907 | 13.7781
2023-02-05 01:00 | 33.1266 | 14.0917
2023-02-05 02:00 | 6.2457 | 10.9332
2023-02-05 03:00 | 4.8508 | 5.2464
2023-02-05 04:00 | 4.1842 | 5.0061
2023-02-05 05:00 | 3.8521 | 5.4877
2023-02-05 06:00 | 4.6604 | 5.3451
2023-02-05 07:00 | 6.4193 | 4.673
2023-02-05 08:00 | 8.9384 | 4.0951
2023-02-05 09:00 | 12.3665 | 5.0666
2023-02-05 10:00 | 10.374 | 4.4834
2023-02-05 11:00 | 6.0931 | 4.3412
2023-02-05 12:00 | 6.0938 | 4.1474
2023-02-05 13:00 | 5.4275 | 3.8577
2023-02-05 14:00 | 4.8069 | 3.9056
2023-02-05 15:00 | 4.7116 | 3.9979
2023-02-05 16:00 | 5.7565 | 5.3451
2023-02-05 17:00 | 10.2727 | 6.112
2023-02-05 18:00 | 43.5723 | 6.1052
2023-02-05 19:00 | 60.2766 | 6.2976
2023-02-05 20:00 | 59.3167 | 3.2731
2023-02-05 21:00 | 54.8758 | 5.3552
2023-02-05 22:00 | 51.7857 | 5.0685
2023-02-05 23:00 | 45.5007 | 6.3291
2023-02-06 | 40.523 | 8.1134
2023-02-06 01:00 | 18.8168 | 7.8648
2023-02-06 02:00 | 17.0386 | 6.3196
2023-02-06 03:00 | 12.1853 | 5.703
2023-02-06 04:00 | 7.2827 | 5.123
2023-02-06 05:00 | 7.3305 | 4.7866
2023-02-06 06:00 | 10.3761 | 5.167
2023-02-06 07:00 | 24.3223 | 3.5704
2023-02-06 08:00 | 53.5265 | 3.3788
2023-02-06 09:00 | 58.6806 | 3.6174
2023-02-06 10:00 | 51.8266 | 4.7762
2023-02-06 11:00 | 11.1537 | 11.0956
2023-02-06 12:00 | 12.1065 | 12.7276
2023-02-06 13:00 | 14.6368 | 11.8073
2023-02-06 14:00 | 14.6817 | 10.9439
2023-02-06 15:00 | 17.0131 | 11.5089
2023-02-06 16:00 | 21.1991 | 13.5126
2023-02-06 17:00 | 34.0441 | 13.5635
2023-02-06 18:00 | 33.2735 | 14.8073
2023-02-06 19:00 | 57.0473 | 12.0203
2023-02-06 20:00 | 57.9067 | 12.8063
2023-02-06 21:00 | 53.884 | 13.9163
2023-02-06 22:00 | 49.3739 | 24.7507
2023-02-06 23:00 | 43.7378 | 24.5995
2023-02-07 | 40.8824 | 16.2395
2023-02-07 01:00 | 36.5575 | 16.3974
2023-02-07 02:00 | 32.1439 | 12.3283
2023-02-07 03:00 | 29.6277 | 11.517
2023-02-07 04:00 | 26.602 | 10.8941
2023-02-07 05:00 | 25.6976 | 7.2612
2023-02-07 06:00 | 29.1017 | 5.8103
2023-02-07 07:00 | 34.4937 | 5.6139
2023-02-07 08:00 | 43.7679 | 5.4195
2023-02-07 09:00 | 59.6535 | 7.3535
2023-02-07 10:00 | 36.0955 | 11.1176
2023-02-07 11:00 | 13.8397 | 15.7892
2023-02-07 12:00 | 10.402 | 15.2066
2023-02-07 13:00 | 10.0652 | 9.8585
2023-02-07 14:00 | 10.065 | 13.2879
2023-02-07 15:00 | 9.2511 | 15.6555
2023-02-07 16:00 | 19.4995 | 10.8758
2023-02-07 17:00 | 26.5902 | 15.0341
2023-02-07 18:00 | 24.1558 | 20.22
2023-02-07 19:00 | 54.2577 | 23.0932
2023-02-07 20:00 | 66.5868 | 23.2957
2023-02-07 21:00 | 61.7923 | 24.0676
2023-02-07 22:00 | 58.886 | 20.1928
2023-02-07 23:00 | 53.8162 | 20.2979
2023-02-08 | 47.939 | 20.4469
2023-02-08 01:00 | 44.6833 | 20.6878
2023-02-08 02:00 | 39.9956 | 15.3918
2023-02-08 03:00 | 37.5163 | 13.047
2023-02-08 04:00 | 30.4935 | 13.4284
2023-02-08 05:00 | 31.8482 | 13.4299
2023-02-08 06:00 | 31.0656 | 14.2021
2023-02-08 07:00 | 35.0807 | 17.166
2023-02-08 08:00 | 47.4326 | 15.4704
2023-02-08 09:00 | 60.4994 | 14.716
2023-02-08 10:00 | 56.048 | 16.045
2023-02-08 11:00 | 29.3883 | 18.422
2023-02-08 12:00 | 16.836 | 19.1045
2023-02-08 13:00 | 16.5378 | 16.6585
2023-02-08 14:00 | 18.0704 | 16.8615
2023-02-08 15:00 | 19.3052 | 15.9041
2023-02-08 16:00 | 19.2409 | 17.0159
2023-02-08 17:00 | 23.4241 | 19.4012
2023-02-08 18:00 | 36.2945 | 18.04
2023-02-08 19:00 | 57.3369 | 19.3866
2023-02-08 20:00 | 70.82 | 17.3497
2023-02-08 21:00 | 62.2428 | 22.2983
2023-02-08 22:00 | 52.8826 | 21.3331
2023-02-08 23:00 | 47.9896 | 22.1632
2023-02-09 | 43.7802 | 18.5267
2023-02-09 01:00 | 40.1322 | 19.8641
2023-02-09 02:00 | 35.7821 | 12.1694
2023-02-09 03:00 | 31.5646 | 11.7454
2023-02-09 04:00 | 29.0982 | 17.5287
2023-02-09 05:00 | 26.9915 | 9.4175
2023-02-09 06:00 | 25.3633 | 21.3599
2023-02-09 07:00 | 30.1526 | 12.9091
2023-02-09 08:00 | 38.403 | 10.2871
2023-02-09 09:00 | 50.029 | 12.4677
2023-02-09 10:00 | 59.3463 | 16.1045
2023-02-09 11:00 | 45.142
2023-02-09 12:00 | 17.2053
2023-02-09 13:00 | 13.5714
2023-02-09 14:00 | 10.7038
2023-02-09 15:00 |  | 11.8378
2023-02-09 16:00 |  | 16.8279
2023-02-09 17:00 | 20.4041 | 23.5293
2023-02-09 18:00 | 59.6171 | 19.5306
2023-02-09 19:00 | 58.5552 | 19.6298
2023-02-09 20:00 | 58.5201 | 24.3455
2023-02-09 21:00 | 49.5204 | 25.8503
2023-02-09 22:00 | 45.3 | 20.4113
2023-02-09 23:00 | 46.3107 | 25.4633
2023-02-10 | 44.7112 | 17.69
2023-02-10 01:00 | 35.5854 | 14.8073
2023-02-10 02:00 | 32.22 | 14.8145
2023-02-10 03:00 | 26.2368 | 8.9764
2023-02-10 04:00 | 21.7989 | 6.1584
2023-02-10 05:00 | 22.2277 | 4.3622
2023-02-10 06:00 | 26.1109 | 6.1602
2023-02-10 07:00 | 31.2023 | 7.1204
2023-02-10 08:00 | 37.2412 | 8.3406
2023-02-10 09:00 | 49.3944 | 11.0646
2023-02-10 10:00 | 56.3996 | 16.0328
2023-02-10 11:00 | 21.6433 | 14.8724
2023-02-10 12:00 | 16.0053 | 10.3717
2023-02-10 13:00 | 17.4407 | 7.3714
2023-02-10 14:00 | 10.0297 | 6.4022
2023-02-10 15:00 | 9.6895 | 6.499
2023-02-10 16:00 | 9.5429 | 5.6783
2023-02-10 17:00 | 15.0739 | 4.2218
2023-02-10 18:00 | 22.7022 | 5.528
2023-02-10 19:00 | 27.233 | 6.8387
2023-02-10 20:00 | 28.7584 | 6.0499
2023-02-10 21:00 | 24.8476 | 7.3224
2023-02-10 22:00 | 21.7959 | 6.162
2023-02-10 23:00 | 22.5598 | 7.613
2023-02-11 | 26.4695 | 5.7255
2023-02-11 01:00 | 28.2434 | 10.9459
2023-02-11 02:00 | 36.1119 | 8.7407
2023-02-11 03:00 | 31.9886 | 9.0299
2023-02-11 04:00 | 12.5834 | 6.7426
2023-02-11 05:00 | 15.6309 | 5.5712
2023-02-11 06:00 | 16.2027 | 4.1703
2023-02-11 07:00 | 13.1054 | 4.5541
2023-02-11 08:00 | 18.968 | 5.2273
2023-02-11 09:00 | 13.9666 | 4.4543
2023-02-11 10:00 | 8.3423 | 3.5358
2023-02-11 11:00 | 5.054 | 3.584
2023-02-11 12:00 | 4.911 | 4.0701
2023-02-11 13:00 | 5.6256 | 4.5047
2023-02-11 14:00 | 5.3864 | 4.6049
2023-02-11 15:00 | 10.5342 | 6.5401
2023-02-11 16:00 | 10.3419 | 6.2485
2023-02-11 17:00 | 21.4488 | 7.9528
2023-02-11 18:00 | 26.209 | 10.0291
2023-02-11 19:00 | 39.9435 | 10.5587
2023-02-11 20:00 | 50.4313 | 14.9655
2023-02-11 21:00 | 61.3961 | 12.9904
2023-02-11 22:00 | 59.4163 | 10.6713
2023-02-11 23:00 | 57.3382 | 7.3702
2023-02-12 | 47.738 | 5.4162
2023-02-12 01:00 | 16.6069 | 7.6146
2023-02-12 02:00 | 34.3159 | 17.6701
2023-02-12 03:00 | 20.0482 | 17.7671
2023-02-12 04:00 | 15.5702 | 16.3396
2023-02-12 05:00 | 12.2375 | 10.3196
2023-02-12 06:00 | 13.4756 | 8.7567
2023-02-12 07:00 | 12.3327 | 10.3787
2023-02-12 08:00 | 10.4281 | 7.0663
2023-02-12 09:00 | 11.8572 | 5.4707
2023-02-12 10:00 | 8.0485 | 5.5736
2023-02-12 11:00 | 9.0016 | 10.3838
2023-02-12 12:00 | 11.7647 | 8.8314
2023-02-12 13:00 | 9.7646 | 7.8628
2023-02-12 14:00 | 7.2396 | 7.3276
2023-02-12 15:00 | 7.1445 | 6.6488
2023-02-12 16:00 | 6.763 | 6.2072
2023-02-12 17:00 | 8.5723 | 6.3058
2023-02-12 18:00 | 8.476 | 6.7912
2023-02-12 19:00 | 10.0478 | 5.5758
2023-02-12 20:00 | 11.6181 | 6.4039
2023-02-12 21:00 | 10.333 | 6.1602
2023-02-12 22:00 | 7.8097 | 6.8894
2023-02-12 23:00 | 6.7142 | 7.6682
2023-02-13 | 6.5237 | 8.5368
2023-02-13 01:00 | 7.2001 | 9.1278
2023-02-13 02:00 | 7.5809 | 8.9427
2023-02-13 03:00 | 10.324 | 7.3383
2023-02-13 04:00 | 14.5102 | 8.8445
2023-02-13 05:00 | 13.1307 | 7.6277
2023-02-13 06:00 | 22.9857 | 8.5558
2023-02-13 07:00 | 34.8199 | 7.7774
2023-02-13 08:00 | 43.6192 | 11.862
2023-02-13 09:00 | 43.9125 | 14.7752
2023-02-13 10:00 | 21.9707 | 18.4092
2023-02-13 11:00 | 17.684 | 10.0548
2023-02-13 12:00 | 13.7722 | 9.2765
2023-02-13 13:00 | 11.3404 | 6.3159
2023-02-13 14:00 | 9.1937 | 7.6251
2023-02-13 15:00 | 10.3808 | 8.355
2023-02-13 16:00 | 12.378 | 12.4859
2023-02-13 17:00 | 25.9886 | 14.58
2023-02-13 18:00 | 30.9269 | 16.8651
2023-02-13 19:00 | 40.734 | 13.8529
2023-02-13 20:00 | 52.8761 | 14.1926
2023-02-13 21:00 | 51.5918 | 22.9015
2023-02-13 22:00 | 45.7325 | 22.2667
2023-02-13 23:00 | 41.6118 | 22.7516
2023-02-14 | 37.1161 | 27.5164
2023-02-14 01:00 | 32.3747 | 22.8939
2023-02-14 02:00 | 27.5169 | 22.3056
2023-02-14 03:00 | 24.7076 | 29.3301
2023-02-14 04:00 | 23.9084 | 28.7
2023-02-14 05:00 | 23.1828 | 25.1037
2023-02-14 06:00 | 24.1191 | 19.1675
2023-02-14 07:00 | 27.1587 | 16.2977
2023-02-14 08:00 | 36.2539 | 18.3378
2023-02-14 09:00 | 51.7342 | 20.423
2023-02-14 10:00 | 56.9075 | 20.9557
2023-02-14 11:00 | 37.7627 | 20.6633
2023-02-14 12:00 | 22.5723 | 16.3873
2023-02-14 13:00 | 22.9853 | 12.8391
2023-02-14 14:00 | 18.1266 | 9.1434
2023-02-14 15:00 | 15.6959 | 8.7052
2023-02-14 16:00 | 13.7419 | 12.5944
2023-02-14 17:00 | 17.0665 | 17.7021
2023-02-14 18:00 | 37.7082 | 19.6487
2023-02-14 19:00 | 90.1725 | 14.2026
2023-02-14 20:00 | 82.9487 | 15.9566
2023-02-14 21:00 | 71.1892 | 25.4455
2023-02-14 22:00 | 65.3697 | 36.4436
2023-02-14 23:00 | 58.641 | 30.4099
2023-02-15 | 53.5771 | 25.4935
2023-02-15 01:00 | 50.0545 | 29.0115
2023-02-15 02:00 | 39.3893 | 26.0905
2023-02-15 03:00 | 34.0648 | 34.1229
2023-02-15 04:00 | 29.0339 | 33.927
2023-02-15 05:00 | 27.865 | 36.555
2023-02-15 06:00 | 27.1064 | 34.5585
2023-02-15 07:00 | 26.9963 | 39.331
2023-02-15 08:00 | 34.1402 | 23.2679
2023-02-15 09:00 | 43.844 | 28.524
2023-02-15 10:00 | 21.6236 | 24.4831
2023-02-15 11:00 | 16.8742 | 20.102
2023-02-15 12:00 |  | 17.7165
2023-02-15 13:00 |  | 13.434
2023-02-15 14:00 | 13.5936 | 15.7212
2023-02-15 15:00 | 14.6376 | 17.7172
2023-02-15 16:00 | 14.6823 | 19.8108
2023-02-15 17:00 | 18.2872 | 21.0766
2023-02-15 18:00 | 32.2484 | 21.8555
2023-02-15 19:00 | 46.7811 | 19.518
2023-02-15 20:00 | 40.0844 | 23.3637
2023-02-15 21:00 | 27.6415 | 27.5023
2023-02-15 22:00 | 19.4722 | 22.4399
2023-02-15 23:00 | 14.4861 | 20.4441
2023-02-16 | 12.1113 | 20.9796
2023-02-16 01:00 | 13.5857 | 17.2078
2023-02-16 02:00 | 11.1784 | 14.3506
2023-02-16 03:00 | 9.7374 | 12.2728
2023-02-16 04:00 | 9.12 | 7.5987
2023-02-16 05:00 | 8.7884 | 6.4783
2023-02-16 06:00 | 11.7804 | 23.7652
2023-02-16 07:00 | 13.2525 | 19.1875
2023-02-16 08:00 | 14.8683 | 15.8276
2023-02-16 09:00 | 13.7293 | 12.2727
2023-02-16 10:00 | 11.972 | 8.0844
2023-02-16 11:00 | 10.12 | 6.8668
2023-02-16 12:00 | 10.6903 | 7.7435
2023-02-16 13:00 | 7.7924 | 7.5488
2023-02-16 14:00 | 8.6949 | 5.5036
2023-02-16 15:00 | 8.8372 | 8.0357
2023-02-16 16:00 | 12.3045 | 7.1589
2023-02-16 17:00 | 13.5866 | 7.305
2023-02-16 18:00 | 11.1156 | 7.0131
2023-02-16 19:00 | 11.4011 | 5.3086
2023-02-16 20:00 | 12.8259 | 4.8705
2023-02-16 21:00 | 8.4554 | 5.0168
2023-02-16 22:00 | 12.3975 | 7.5494
2023-02-16 23:00 | 12.1596 | 6.6241
2023-02-17 | 9.8803 | 5.8933
2023-02-17 01:00 | 7.4429 | 6.6274
2023-02-17 02:00 | 4.9727 | 4.808
2023-02-17 03:00 | 5.0361 | 5.9931
2023-02-17 04:00 | 2.6127 | 3.1679
2023-02-17 05:00 | 3.8959 | 3.7037
2023-02-17 06:00 | 5.891 | 3.5583
2023-02-17 07:00 | 6.1759 | 2.4377
2023-02-17 08:00 | 7.7437 | 3.8018
2023-02-17 09:00 | 7.6976 | 3.6545
2023-02-17 10:00 | 10.3114 | 4.5316
2023-02-17 11:00 | 10.0271 | 4.1423
2023-02-17 12:00 | 6.1786 | 3.4594
2023-02-17 13:00 | 6.5116 | 2.8746
2023-02-17 14:00 | 9.1715 | 2.8757
2023-02-17 15:00 | 9.3136 | 3.3619
2023-02-17 16:00 | 7.9348 | 4.0936
2023-02-17 17:00 | 9.5967 | 4.0451
2023-02-17 18:00 | 10.927 | 4.1921
2023-02-17 19:00 | 11.8769 | 5.6533
2023-02-17 20:00 | 7.9817 | 3.8507
2023-02-17 21:00 | 6.6511 | 3.9996
2023-02-17 22:00 | 6.3186 | 4.7768
2023-02-17 23:00 | 4.6086 | 4.0949
2023-02-18 | 5.2736 | 4.5325
2023-02-18 01:00 | 4.657 | 6.5012
2023-02-18 02:00 | 3.643 | 3.1852
2023-02-18 03:00 | 4.0392 | 4.5838
2023-02-18 04:00 | 4.039 | 2.975
2023-02-18 05:00 | 3.4689 | 3.1697
2023-02-18 06:00 | 5.6544 | 2.0972
2023-02-18 07:00 | 5.7491 | 2.7294
2023-02-18 08:00 | 5.7024 | 3.5595
2023-02-18 09:00 | 5.8455 | 2.5845
2023-02-18 10:00 | 6.6063 | 2.5355
2023-02-18 11:00 | 6.9393 | 3.0215
2023-02-18 12:00 | 7.6989 | 3.6076
2023-02-18 13:00 | 6.5587 | 3.2658
2023-02-18 14:00 | 6.6535 | 3.8034
2023-02-18 15:00 | 6.3686 | 3.6579
2023-02-18 16:00 | 6.5581 | 3.4616
2023-02-18 17:00 | 7.7452 | 3.6572
2023-02-18 18:00 | 7.8875 | 5.5099
2023-02-18 19:00 | 6.0827 | 4.3403
2023-02-18 20:00 | 6.5574 | 3.4623
2023-02-18 21:00 | 8.9804 | 3.9
2023-02-18 22:00 | 18.3878 | 3.6574
2023-02-18 23:00 | 18.1499 | 4.6832
2023-02-19 | 23.6153 | 5.9017
2023-02-19 01:00 | 10.9304 | 8.3289
2023-02-19 02:00 | 5.7971 | 8.1347
2023-02-19 03:00 | 5.5126 | 8.6871
2023-02-19 04:00 | 6.0349 | 10.158
2023-02-19 05:00 | 5.2748 | 8.3519
2023-02-19 06:00 | 6.6528 | 6.6499
2023-02-19 07:00 | 11.8801 | 7.0534
2023-02-19 08:00 | 15.1609 | 7.5337
2023-02-19 09:00 | 11.5508 | 9.378
2023-02-19 10:00 | 12.3622 | 8.1602
2023-02-19 11:00 | 5.9456 | 5.6226
2023-02-19 12:00 | 3.9953 | 3.6164
2023-02-19 13:00 | 4.2809 | 2.6381
2023-02-19 14:00 | 3.8043 | 3.0293
2023-02-19 15:00 | 8.0375 | 3.6164
2023-02-19 16:00 | 7.085 | 7.0309
2023-02-19 17:00 | 7.2724 | 5.322
2023-02-19 18:00 | 7.6514 | 4.5916
2023-02-19 19:00 | 10.3117 | 3.4714
2023-02-19 20:00 | 9.5041 | 4.4421
2023-02-19 21:00 | 11.3572 | 4.3927
2023-02-19 22:00 | 12.402 | 3.8547
2023-02-19 23:00 | 9.7415 | 6.2455
2023-02-20 | 7.6509 | 4.1481
2023-02-20 01:00 | 5.4181 | 3.4563
2023-02-20 02:00 | 7.8268 | 2.672
2023-02-20 03:00 | 5.1332 | 2.8841
2023-02-20 04:00 | 2.8045 | 2.1994
2023-02-20 05:00 | 2.6144 | 2.2966
2023-02-20 06:00 | 4.61 | 2.2962
2023-02-20 07:00 | 4.61 | 1.8585
2023-02-20 08:00 | 14.5436 | 2.3937
2023-02-20 09:00 | 12.0261 | 3.3203
2023-02-20 10:00 | 9.2706 | 2.7835
2023-02-20 11:00 | 8.0349 | 3.3222
2023-02-20 12:00 | 7.2267 | 2.444
2023-02-20 13:00 | 6.0865 | 2.4444
2023-02-20 14:00 | 6.6564 | 2.4909
2023-02-20 15:00 | 7.5117 | 3.5679
2023-02-20 16:00 | 8.6992 | 2.9317
2023-02-20 17:00 | 7.7002 | 2.6387
2023-02-20 18:00 | 8.6974 | 3.225
2023-02-20 19:00 | 8.6027 | 4.2003
2023-02-20 20:00 | 8.6027 | 3.3721
2023-02-20 21:00 | 6.8915 | 3.8628
2023-02-20 22:00 | 5.5611 | 4.5475
2023-02-20 23:00 | 6.368 | 3.3268
2023-02-21 | 8.269 | 4.2522
2023-02-21 01:00 | 6.4956 | 4.3034
2023-02-21 02:00 | 6.8757 | 5.9264
2023-02-21 03:00 | 6.987 | 4.404
2023-02-21 04:00 | 7.5578 | 3.4752
2023-02-21 05:00 | 5.3246 | 4.8974
2023-02-21 06:00 | 4.8487 | 7.0907
2023-02-21 07:00 | 9.0789 | 5.1385
2023-02-21 08:00 | 11.5988 | 4.6057
2023-02-21 09:00 | 12.5504 | 4.7046
2023-02-21 10:00 | 9.1283 | 3.9204
2023-02-21 11:00 | 5.2305 | 2.7003
2023-02-21 12:00 | 4.851 | 7.0954
2023-02-21 13:00 | 8.94 | 8.4637
2023-02-21 14:00 | 11.3638 | 8.8037
2023-02-21 15:00 | 9.128 | 11.0102
2023-02-21 16:00 | 15.1665 | 13.9943
2023-02-21 17:00 | 26.7188 | 14.3278
2023-02-21 18:00 | 29.4703 | 13.4591
2023-02-21 19:00 | 35.1728 | 13.369
2023-02-21 20:00 | 27.0452 | 14.1566
2023-02-21 21:00 | 25.0008 | 11.4294
2023-02-21 22:00 | 20.9613 | 10.588
2023-02-21 23:00 | 28.0443 | 10.0406
2023-02-22 | 27.1883 | 10.0303
2023-02-22 01:00 | 27.0968 | 9.032
2023-02-22 02:00 | 23.9912 | 13.2087
2023-02-22 03:00 | 21.5353 | 13.0702
2023-02-22 04:00 | 18.7784 | 13.5276
2023-02-22 05:00 | 14.0236 | 14.6768
2023-02-22 06:00 | 11.9793 | 13.9442
2023-02-22 07:00 | 15.2598 | 13.1108
2023-02-22 08:00 | 24.7218 | 14.4339
2023-02-22 09:00 | 30.2458 | 14.4317
2023-02-22 10:00 | 26.1109 | 11.2936
2023-02-22 11:00 | 22.1682
2023-02-22 12:00 | 13.3653
2023-02-22 13:00 | 10.8883
2023-02-22 14:00 | 18.4024
2023-02-22 15:00 | 14.9306
2023-02-22 16:00 | 12.0295
2023-02-22 17:00 | 19.8734
2023-02-22 18:00 | 20.0615
2023-02-22 19:00 | 36.3675
2023-02-22 20:00 | 41.5988
2023-02-22 21:00 | 33.6579
2023-02-22 22:00 | 30.9005
2023-02-22 23:00 | 22.9597
2023-02-23 | 19.4899
2023-02-23 01:00 | 17.6536
2023-02-23 02:00 | 17.9706
2023-02-23 03:00 | 17.6861
2023-02-23 04:00 | 11.1254
2023-02-23 05:00 | 6.514
2023-02-23 06:00 | 6.1333
2023-02-23 07:00 | 8.7953
2023-02-23 08:00 | 10.6027
2023-02-23 09:00 | 10.5582
2023-02-23 10:00 | 9.3231
2023-02-23 11:00 | 9.1329
2023-02-23 12:00 | 7.373
2023-02-23 13:00 | 6.897 | 3.8728
2023-02-23 14:00 | 6.9921 | 3.2034
2023-02-23 15:00 | 7.6575 | 3.4903
2023-02-23 16:00 | 7.6113 | 3.4903
2023-02-23 17:00 | 8.0366 | 3.3947
2023-02-23 18:00 | 10.6986 | 4.9725
2023-02-23 19:00 | 11.744 | 3.8728
2023-02-23 20:00 | 10.5547 | 3.9206
2023-02-23 21:00 | 9.319 | 4.2075
2023-02-23 22:00 | 10.1746 | 4.59
2023-02-23 23:00 | 12.8367 | 5.355
2023-02-24 | 11.6003 | 6.3113
2023-02-24 01:00 | 9.9858 | 6.2462
2023-02-24 02:00 | 10.9994 | 6.3738
2023-02-24 03:00 | 11.1263 | 6.4056
2023-02-24 04:00 | 14.3601 | 6.1188
2023-02-24 05:00 | 19.7327 | 6.788
2023-02-24 06:00 | 26.6306 | 10.4211
2023-02-24 07:00 | 39.0547 | 6.9314
2023-02-24 08:00 | 48.3761 | 4.3023
2023-02-24 09:00 | 59.114 | 6.6446
2023-02-24 10:00 | 36.4698 | 7.8874
2023-02-24 11:00 | 11.4667 | 8.6043
2023-02-24 12:00 | 14.4183 | 8.6521
2023-02-24 13:00 | 12.8043 | 10.564
2023-02-24 14:00 | 13.8019 | 13.4324
2023-02-24 15:00 | 17.1262 | 13.9584
2023-02-24 16:00 | 20.4974 | 11.9984
2023-02-24 17:00 | 22.9735 | 13.0498
2023-02-24 18:00 | 21.7791 | 11.4725
2023-02-24 19:00 | 9.7485 | 5.0191
2023-02-24 20:00 | 9.5579 | 3.7763
2023-02-24 21:00 | 12.6009 | 4.2064
2023-02-24 22:00 | 7.0856 | 3.6807
2023-02-24 23:00 | 5.7065 | 2.8681
2023-02-25 | 5.7066 | 3.7764
2023-02-25 01:00 | 5.6753 | 3.6322
2023-02-25 02:00 | 14.6782 | 4.9067
2023-02-25 03:00 | 13.0778 | 4.4924
2023-02-25 04:00 | 11.2708 | 4.0623
2023-02-25 05:00 | 11.6514 | 4.0145
2023-02-25 06:00 | 13.6485 | 3.7756
2023-02-25 07:00 | 13.8858 | 3.7278
2023-02-25 08:00 | 16.7408 | 3.9667
2023-02-25 09:00 | 14.7465 | 4.4446
2023-02-25 10:00 | 8.6122 | 4.7314
2023-02-25 11:00 | 5.8061 | 4.4924
2023-02-25 12:00 | 5.33 | 3.7754
2023-02-25 13:00 | 4.9004 | 3.1541
2023-02-25 14:00 | 5.9462 | 3.8709
2023-02-25 15:00 | 5.091 | 3.2974
2023-02-25 16:00 | 5.8979 | 2.8673
2023-02-25 17:00 | 6.7542 | 2.9629
2023-02-25 18:00 | 6.6581 | 3.3454
2023-02-25 19:00 | 7.3714 | 3.0108
2023-02-25 20:00 | 8.9403 | 2.3896
2023-02-25 21:00 | 7.2764 | 3.7756
2023-02-25 22:00 | 7.8943 | 3.6322
2023-02-25 23:00 | 8.8933 | 4.9228
2023-02-26 | 8.3226 | 4.9705
2023-02-26 01:00 | 7.5147 | 5.1609
2023-02-26 02:00 | 5.5486 | 4.0138
2023-02-26 03:00 | 5.0416 | 4.1572
2023-02-26 04:00 | 4.9469 | 3.6793
2023-02-26 05:00 | 4.8515 | 3.2971
2023-02-26 06:00 | 5.8027 | 2.8668
2023-02-26 07:00 | 6.7542 | 3.0581
2023-02-26 08:00 | 6.1842 | 2.8192
2023-02-26 09:00 | 6.3274 | 3.1058
2023-02-26 10:00 | 6.1387 | 2.819
2023-02-26 11:00 | 5.6154 | 2.2935
2023-02-26 12:00 | 7.1376 | 2.3889
2023-02-26 13:00 | 4.9967 | 2.8188
2023-02-26 14:00 | 3.8075 | 2.3889
2023-02-26 15:00 | 3.6648 | 2.4844
2023-02-26 16:00 | 4.2349 | 2.58
2023-02-26 17:00 | 4.9004 | 2.7234
2023-02-26 18:00 | 5.5656 | 2.8193
2023-02-26 19:00 | 7.8003 | 2.628
2023-02-26 20:00 | 21.3548 | 2.6279
2023-02-26 21:00 | 16.9795 | 2.3891
2023-02-26 22:00 | 7.848 | 3.2494
2023-02-26 23:00 | 10.4636 | 4.3006
2023-02-27 | 7.4674 | 4.7306
2023-02-27 01:00 | 7.1984 | 5.2872
2023-02-27 02:00 | 6.5646 | 4.2044
2023-02-27 03:00 | 6.2786 | 4.1565
2023-02-27 04:00 | 5.8033 | 4.2522
2023-02-27 05:00 | 6.0413 | 3.8698
2023-02-27 06:00 | 7.4205 | 4.0609
2023-02-27 07:00 | 9.657 | 4.7775
2023-02-27 08:00 | 13.6539 | 4.9208
2023-02-27 09:00 | 13.0405 | 5.8762
2023-02-27 10:00 | 9.283 | 6.1143
2023-02-27 11:00 | 7.9014 | 5.3505
2023-02-27 12:00 | 7.2348 | 5.5414
2023-02-27 13:00 | 6.2815 | 4.6814
2023-02-27 14:00 | 5.2824 | 4.5382
2023-02-27 15:00 | 5.901 | 5.8279
2023-02-27 16:00 | 6.615 | 5.5413
2023-02-27 17:00 | 6.8516 | 5.0637
2023-02-27 18:00 | 8.5627 | 4.7772
2023-02-27 19:00 | 8.0871 | 4.2995
2023-02-27 20:00 | 7.849 | 3.6785
2023-02-27 21:00 | 6.9449 | 3.7262
2023-02-27 22:00 | 5.1854 | 3.774
2023-02-27 23:00 | 5.518 | 3.2962
2023-02-28 | 6.6597 | 2.9618
2023-02-28 01:00 | 5.2331 | 2.9293
2023-02-28 02:00 | 4.4085 | 4.0122
2023-02-28 03:00 | 5.4233 | 4.5856
2023-02-28 04:00 | 5.5663 | 5.3975
2023-02-28 05:00 | 5.8043 | 6.0663
2023-02-28 06:00 | 7.2313 | 5.0633
2023-02-28 07:00 | 9.1344 | 5.2063
2023-02-28 08:00 | 12.7515 | 6.926
2023-02-28 09:00 | 15.7055 | 7.7378
2023-02-28 10:00 | 10.569 | 7.6417
2023-02-28 11:00 | 7.3784 | 6.4476
2023-02-28 12:00 | 6.188 | 5.2056
2023-02-28 13:00 | 6.3302 | 4.4897
2023-02-28 14:00 | 7.9945 | 5.5402
2023-02-28 15:00 | 8.1377 | 8.5961
2023-02-28 16:00 | 8.1382 | 6.018
2023-02-28 17:00 | 8.0418 | 5.0627
2023-02-28 18:00 | 9.9433 | 6.8783
2023-02-28 19:00 | 11.5136 | 10.4608
2023-02-28 20:00 | 10.5147 | 7.3082
2023-02-28 21:00 | 10.1335 | 7.5468
2023-02-28 22:00 | 10.9422 | 7.2127
2023-02-28 23:00 | 9.4675 | 7.2604
2023-03-01 | 9.0868 | 7.9772
2023-03-01 01:00 | 10.4361 | 9.6152
2023-03-01 02:00 | 11.197 | 8.7241
2023-03-01 03:00 | 12.228 | 7.8804
2023-03-01 04:00 | 11.9426 | 7.9757
2023-03-01 05:00 | 11.9423 | 10.3163
2023-03-01 06:00 | 12.7515 | 9.1697
2023-03-01 07:00 | 21.2709 | 8.3575
2023-03-01 08:00 | 25.655 | 8.1188
2023-03-01 09:00 | 26.0421 | 8.405
2023-03-01 10:00 | 13.3805 | 9.1687
2023-03-01 11:00 | 9.8526 | 7.6874
2023-03-01 12:00 | 8.0926 | 5.5866
2023-03-01 13:00 | 7.9486 | 6.6376
2023-03-01 14:00 | 8.6611 | 5.7299
2023-03-01 15:00 | 7.0906 | 6.4466
2023-03-01 16:00 | 9.4697 | 5.3954
2023-03-01 17:00 | 10.9923 | 4.345
2023-03-01 18:00 | 14.1319 | 5.0138
2023-03-01 19:00 | 13.1325 | 3.7245
2023-03-01 20:00 | 11.6093 | 3.9635
2023-03-01 21:00 | 10.7056 | 4.9187
2023-03-01 22:00 | 8.0409 | 5.062
2023-03-01 23:00 | 13.2746 | 3.5337
2023-03-02 | 9.5161 | 3.9634
2023-03-02 01:00 | 8.9779 | 4.7748
2023-03-02 02:00 | 6.3132 | 4.7111
2023-03-02 03:00 | 7.3284 | 4.8222
2023-03-02 04:00 | 7.8043 | 6.6373
2023-03-02 05:00 | 9.042 | 6.8762
2023-03-02 06:00 | 9.8975 | 6.5894
2023-03-02 07:00 | 16.6554 | 8.4038
2023-03-02 08:00 | 20.706 | 9.5491
2023-03-02 09:00 | 15.3327 | 10.5021
2023-03-02 10:00 | 12.2413 | 10.1187
2023-03-02 11:00 | 11.2901 | 9.5473
2023-03-02 12:00 | 11.052 | 9.0225
2023-03-02 13:00 | 9.6207 | 7.7815
2023-03-02 14:00 | 7.6667 | 7.1611
2023-03-02 15:00 | 6.9039 | 7.0653
2023-03-02 16:00 | 7.4742 | 7.0661
2023-03-02 17:00 | 9.4717 | 7.8777
2023-03-02 18:00 | 13.9435 | 7.6393
2023-03-02 19:00 | 15.2752 | 7.8304
2023-03-02 20:00 | 14.3712 | 6.064
2023-03-02 21:00 | 14.8471 | 4.2493
2023-03-02 22:00 | 12.1817 | 3.3422
2023-03-02 23:00 | 7.6139 | 2.9125
2023-03-03 | 5.9009 | 2.9601
2023-03-03 01:00 | 4.9814 | 3.1188
2023-03-03 02:00 | 4.4105 | 3.5006
2023-03-03 03:00 | 4.3311 | 3.9146
2023-03-03 04:00 | 4.8071 | 3.8666
2023-03-03 05:00 | 5.806 | 4.5355
2023-03-03 06:00 | 7.3768 | 4.2483
2023-03-03 07:00 | 7.5197 | 4.1525
2023-03-03 08:00 | 10.0429 | 5.5849
2023-03-03 09:00 | 11.3313 | 6.7309
2023-03-03 10:00 | 7.5704 | 6.1093
2023-03-03 11:00 | 6.1909 | 5.8706
2023-03-03 12:00 | 7.8558 | 6.0617
2023-03-03 13:00 | 9.473 | 4.582
2023-03-03 14:00 | 9.8535 | 4.582
2023-03-03 15:00 | 8.4251 | 4.2475
2023-03-03 16:00 | 10.7094 | 4.9158
2023-03-03 17:00 | 12.1845 | 5.8705
2023-03-03 18:00 | 14.4684 | 8.1145
2023-03-03 19:00 | 18.7032 | 5.966
2023-03-03 20:00 | 16.609 | 5.0587
2023-03-03 21:00 | 15.6097 | 5.6794
2023-03-03 22:00 | 14.7057 | 4.8678
2023-03-03 23:00 | 12.1835 | 4.3425
2023-03-04 | 7.9 | 4.2466
2023-03-04 01:00 | 6.5686 | 3.7527
2023-03-04 02:00 | 3.7126 | 2.9896
2023-03-04 03:00 | 3.0944 | 3.3878
2023-03-04 04:00 | 3.6176 | 2.9101
2023-03-04 05:00 | 3.2367 | 2.4327
2023-03-04 06:00 | 3.3797 | 2.2902
2023-03-04 07:00 | 4.1412 | 1.9556
2023-03-04 08:00 | 5.2837 | 2.2897
2023-03-04 09:00 | 5.7122 | 2.4335
2023-03-04 10:00 | 6.6171 | 2.7671
2023-03-04 11:00 | 6.8556 | 3.6742
2023-03-04 12:00 | 7.1413 | 4.7715
2023-03-04 13:00 | 7.9503 | 4.1028
2023-03-04 14:00 | 7.9024 | 5.2966
2023-03-04 15:00 | 8.1879 | 5.4875
2023-03-04 16:00 | 9.6156 | 5.2971
2023-03-04 17:00 | 12.2806 | 6.4896
2023-03-04 18:00 | 13.2319 | 7.8262
2023-03-04 19:00 | 21.7994 | 8.4946
2023-03-04 20:00 | 37.0303 | 8.4467
2023-03-04 21:00 | 32.6506 | 7.8258
2023-03-04 22:00 | 25.797 | 8.3039
2023-03-04 23:00 | 23.1792 | 9.5454
2023-03-05 | 25.5117 | 8.3514
2023-03-05 01:00 | 15.1378 | 7.5062
2023-03-05 02:00 | 12.6627 | 5.9161
2023-03-05 03:00 | 11.1869 | 9.7341
2023-03-05 04:00 | 9.8062 | 14.5542
2023-03-05 05:00 | 9.5206 | 15.5085
2023-03-05 06:00 | 8.6643 | 14.4587
2023-03-05 07:00 | 8.9019 | 11.1655
2023-03-05 08:00 | 9.5688 | 9.6864
2023-03-05 09:00 | 8.4747 | 9.1616
2023-03-05 10:00 | 8.7612 | 9.16
2023-03-05 11:00 | 7.8093 | 8.5873
2023-03-05 12:00 | 6.4769 | 6.6784
2023-03-05 13:00 | 5.8096 | 6.3922
2023-03-05 14:00 | 6.8091 | 5.9156
2023-03-05 15:00 | 6.0477 | 6.4405
2023-03-05 16:00 | 5.6659 | 5.963
2023-03-05 17:00 | 7.9499 | 5.9628
2023-03-05 18:00 | 12.6153 | 6.8697
2023-03-05 19:00 | 15.2802 | 8.7773
2023-03-05 20:00 | 15.3758 | 9.7325
2023-03-05 21:00 | 16.7562 | 9.3505
2023-03-05 22:00 | 11.33 | 9.0162
2023-03-05 23:00 | 11.7105 | 7.7773
2023-03-06 | 9.2351 | 7.9666
2023-03-06 01:00 | 9.6532 | 7.8231
2023-03-06 02:00 | 11.4936 | 7.8225
2023-03-06 03:00 | 10.383 | 8.205
2023-03-06 04:00 | 10.3829 | 8.9668
2023-03-06 05:00 | 9.7641 | 8.633
2023-03-06 06:00 | 15.2399 | 7.8709
2023-03-06 07:00 | 22.9056 | 7.3462
2023-03-06 08:00 | 36.8294 | 8.2044
2023-03-06 09:00 |  | 13.0233
2023-03-06 10:00 |  | 6.5344
2023-03-06 11:00 |  | 7.6797
2023-03-06 12:00 |  | 7.5844
2023-03-06 13:00 |  | 5.6285
2023-03-06 14:00 |  | 4.6267
2023-03-06 15:00 |  | 3.9589
2023-03-06 16:00 |  | 3.4341
2023-03-06 17:00 |  | 3.6724
2023-03-06 18:00 |  | 3.3868
2023-03-06 19:00 |  | 2.6231
2023-03-06 20:00 |  | 3.864
2023-03-06 21:00 |  | 2.8142
2023-03-06 22:00 |  | 4.5791
2023-03-06 23:00 |  | 6.3933
2023-03-07 |  | 7.251
2023-03-07 01:00 |  | 5.9142
2023-03-07 02:00 |  | 2.2888
2023-03-07 03:00 |  | 1.8114
2023-03-07 04:00 |  | 1.9073
2023-03-07 05:00 |  | 1.7645
2023-03-07 06:00 |  | 2.4319
2023-03-07 07:00 |  | 4.1488
2023-03-07 08:00 |  | 4.4349
2023-03-07 09:00 |  | 5.2453
2023-03-07 10:00 |  | 4.3864
2023-03-07 11:00 |  | 4.1951
2023-03-07 12:00 |  | 5.3399
2023-03-07 13:00 | 8.5584 | 5.9594
2023-03-07 14:00 | 8.0803 | 4.8156
2023-03-07 15:00 | 8.7975 | 6.7705
2023-03-07 16:00 | 10.1841 | 8.9172
2023-03-07 17:00 | 15.0609 | 8.4863
2023-03-07 18:00 | 20.0813 | 9.1551
2023-03-07 19:00 | 20.7506 | 11.9214
2023-03-07 20:00 | 24.6234 | 11.0596
2023-03-07 21:00 | 23.6194 | 9.4401
2023-03-07 22:00 | 15.5869 | 9.1096
2023-03-07 23:00 | 14.4872 | 9.681
2023-03-08 | 11.8575 | 9.3963
2023-03-08 01:00 | 11.3636 | 9.5382
2023-03-08 02:00 | 9.2568 | 6.931
2023-03-08 03:00 | 7.3735 | 4.8635
2023-03-08 04:00 | 5.6977 | 4.148
2023-03-08 05:00 | 5.5541 | 6.104
2023-03-08 06:00 | 6.1286 | 4.8164
2023-03-08 07:00 | 8.4748 | 7.3926
2023-03-08 08:00 | 12.5924 | 6.4857
2023-03-08 09:00 | 12.0178 | 9.4422
2023-03-08 10:00 | 12.2092 | 11.2536
2023-03-08 11:00 | 12.3527 | 11.8735
2023-03-08 12:00 | 11.9219 | 11.6357
2023-03-08 13:00 | 16.1833 | 13.925
2023-03-08 14:00 | 17.5237 | 11.0623
2023-03-08 15:00 | 18.0501 | 12.443
2023-03-08 16:00 | 21.785 | 14.6387
2023-03-08 17:00 | 25.5199 | 18.3608
2023-03-08 18:00 | 24.6104 | 20.7949
2023-03-08 19:00 | 22.791 | 25.0886
2023-03-08 20:00 | 22.3122 | 18.983
2023-03-08 21:00 | 23.9401 | 21.0814
2023-03-08 22:00 | 24.7063 | 23.418
2023-03-08 23:00 | 22.8389 | 24.0376
2023-03-09 | 18.5297 | 19.5049
2023-03-09 01:00 | 17.2614 | 16.2759
2023-03-09 02:00 | 19.7547 | 16.022
2023-03-09 03:00 | 17.8848 | 15.783
2023-03-09 04:00 | 19.515 | 14.2075
2023-03-09 05:00 | 20.3301 | 13.7294
2023-03-09 06:00 | 23.1111 | 13.8727
2023-03-09 07:00 | 30.0125 | 13.1538
2023-03-09 08:00 | 35.6187 | 10.7228
2023-03-09 09:00 | 34.0889 | 8.4844
2023-03-09 10:00 | 19.5139 | 7.1517
2023-03-09 11:00 | 10.4523 | 6.3407
2023-03-09 12:00 | 8.2946 | 5.4331
2023-03-09 13:00 | 7.3838 | 10.1553
2023-03-09 14:00 | 7.1441 | 6.3413
2023-03-09 15:00 | 9.3018 | 3.5753
2023-03-09 16:00 | 19.8504 | 4.1472
2023-03-09 17:00 | 23.5905 | 8.1053
2023-03-09 18:00 | 11.2199 | 8.4391
2023-03-09 19:00 | 13.5208 | 6.7697
2023-03-09 20:00 | 14.2886 | 7.4372
2023-03-09 21:00 | 14.1927 | 6.197
2023-03-09 22:00 | 11.5075 | 8.3431
2023-03-09 23:00 | 6.5209 | 6.8646
2023-03-10 | 8.391 | 4.1951
2023-03-10 01:00 | 3.9692 | 4.066
2023-03-10 02:00 | 4.6736 | 4.0677
2023-03-10 03:00 | 4.0333 | 5.1951
2023-03-10 04:00 | 5.5219 | 6.8638
2023-03-10 05:00 | 8.2107 | 4.0973
2023-03-10 06:00 | 7.2024 | 5.6708
2023-03-10 07:00 | 9.6509 | 6.9094
2023-03-10 08:00 | 14.7878 | 13.7744
2023-03-10 09:00 | 10.5623 | 9.1476
2023-03-10 10:00 | 9.6985 | 8.5306
2023-03-10 11:00 | 8.4501 | 6.2424
2023-03-10 12:00 | 7.0095 | 3.2864
2023-03-10 13:00 | 6.9138 | 3.8126
2023-03-10 14:00 | 8.3539 | 4.0972
2023-03-10 15:00 | 8.9303 | 5.2415
2023-03-10 16:00 | 9.4106 | 5.8127
2023-03-10 17:00 | 11.3314 | 6.5765
2023-03-10 18:00 | 15.9892 | 7.0056
2023-03-10 19:00 | 30.5383 | 8.0048
2023-03-10 20:00 | 55.0683 | 8.3859
2023-03-10 21:00 | 60.6208 | 7.4814
2023-03-10 22:00 | 56.2971 | 7.5306
2023-03-10 23:00 | 49.4811 | 8.436
2023-03-11 | 44.9288 | 7.1012
2023-03-11 01:00 | 43.8388 | 6.7343
2023-03-11 02:00 | 37.8197 | 5.8454
2023-03-11 03:00 | 13.3191 | 6.099
2023-03-11 04:00 | 12.6942 | 9.3408
2023-03-11 05:00 | 13.5117 | 9.0065
2023-03-11 06:00 | 12.5499 | 7.7666
2023-03-11 07:00 | 12.4057 | 6.242
2023-03-11 08:00 | 13.6552 | 7.4805
2023-03-11 09:00 | 13.4623 | 8.0046
2023-03-11 10:00 | 10.0965 | 3.9539
2023-03-11 11:00 | 6.5866 | 2.8578
2023-03-11 12:00 | 6.5866 | 3.6678
2023-03-11 13:00 | 5.8655 | 2.7629
2023-03-11 14:00 | 6.6347 | 3.4775
2023-03-11 15:00 | 6.5388 | 2.2377
2023-03-11 16:00 | 7.2601 | 3.3807
2023-03-11 17:00 | 10.1933 | 4.2883
2023-03-11 18:00 | 11.8765 | 3.811
2023-03-11 19:00 | 14.2328 | 6.4809
2023-03-11 20:00 | 13.6078 | 5.7187
2023-03-11 21:00 | 12.3576 | 3.9064
2023-03-11 22:00 | 11.4439 | 4.2398
2023-03-11 23:00 | 12.5499 | 6.5758
2023-03-12 | 15.435 | 8.9109
2023-03-12 01:00 | 13.9321 | 8.131
2023-03-12 02:00 | 9.7588 | 5.0828
2023-03-12 03:00 | 8.1858 | 4.6678
2023-03-12 04:00 | 6.645 | 3.5238
2023-03-12 05:00 | 8.4747 | 3.7153
2023-03-12 06:00 | 5.2485 | 4.6209
2023-03-12 07:00 | 5.5374 | 5.8121
2023-03-12 08:00 | 7.9446 | 2.9988
2023-03-12 09:00 | 6.5957 | 3.6658
2023-03-12 10:00 | 5.5366 | 4.1906
2023-03-12 11:00 | 8.618 | 4
2023-03-12 12:00 | 5.1513 | 2.5699
2023-03-12 13:00 | 3.7073 | 2.5714
2023-03-12 14:00 | 7.5111 | 5.6211
2023-03-12 15:00 | 4.6705 | 5.4307
2023-03-12 16:00 | 5.1039 | 2.9039
2023-03-12 17:00 | 7.6077 | 3.0953
2023-03-12 18:00 | 15.4566 | 3.2383
2023-03-12 19:00 | 20.6091 | 11.7232
2023-03-12 20:00 | 17.1418 | 5.6694
2023-03-12 21:00 | 9.534 | 5.145
2023-03-12 22:00 | 4.6223 | 3.6675
2023-03-12 23:00 | 3.9002 | 6.0041
2023-03-13 | 5.104 | 6.1939
2023-03-13 01:00 | 3.6004 | 3.4289
2023-03-13 02:00 | 3.1501 | 5.4004
2023-03-13 03:00 | 3.6163 | 2.7139
2023-03-13 04:00 | 3.761 | 3.7623
2023-03-13 05:00 | 2.8933 | 5.5255
2023-03-13 06:00 | 2.7001 | 4.0494
2023-03-13 07:00 | 3.2306 | 3.6193
2023-03-13 08:00 | 5.6896 | 3.0946
2023-03-13 09:00 | 5.2068 | 3.3806
2023-03-13 10:00 | 5.0617 | 4.5701
2023-03-13 11:00 | 5.351 | 1.9518
2023-03-13 12:00 | 6.7489 | 2.9032
2023-03-13 13:00 | 6.6528 | 4.9508
2023-03-13 14:00 | 5.6891 | 5.0944
2023-03-13 15:00 | 5.3512 | 7.2848
2023-03-13 16:00 | 7.9065 | 5.0936
2023-03-13 17:00 | 12.1501 | 5.1431
2023-03-13 18:00 | 11.0419 | 4.955
2023-03-13 19:00 | 7.715 | 1.7602
2023-03-13 20:00 | 6.4934 | 3.5715
2023-03-13 21:00 | 5.1593 | 5.8115
2023-03-13 22:00 | 5.5453 | 5.9063
2023-03-13 23:00 | 6.6061 | 3.9536
2023-03-14 | 5.4004 | 7.9567
2023-03-14 01:00 | 5.1507 | 2.9832
2023-03-14 02:00 | 10.8163 | 7.8145
2023-03-14 03:00 | 3.5732 | 5.5717
2023-03-14 04:00 | 1.883 | 1.8536
2023-03-14 05:00 | 1.8348 | 1.4723
2023-03-14 06:00 | 3.235 | 1.3302
2023-03-14 07:00 | 5.8425 | 2.6643
2023-03-14 08:00 | 7.6279 | 4.2839
2023-03-14 09:00 | 7.2898 | 2.3782
2023-03-14 10:00 | 6.9519 | 2.7118
2023-03-14 11:00 | 7.7722 | 4.5691
2023-03-14 12:00 | 7.3858 | 5.759
2023-03-14 13:00 | 7.1927 | 3.093
2023-03-14 14:00 | 6.7101 | 4.3775
2023-03-14 15:00 | 5.5514 | 4.4723
2023-03-14 16:00 | 6.6621 | 3.6634
2023-03-14 17:00 | 7.9661 | 3.9966
2023-03-14 18:00 | 9.85 | 7.2851
2023-03-14 19:00 | 13.9067 | 5.1896
2023-03-14 20:00 | 13.9551 | 5.9046
2023-03-14 21:00 | 7.5809 | 5.0928
2023-03-14 22:00 | 7.3879 | 3.6169
2023-03-14 23:00 | 7.0499 | 6.3806
2023-03-15 | 3.5729 | 2.2829
2023-03-15 01:00 | 3.8681 | 3.1685
2023-03-15 02:00 | 4.1262 | 4.056
2023-03-15 03:00 | 3.965 | 2.5176
2023-03-15 04:00 | 3.2395 | 2.2329
2023-03-15 05:00 | 6.0444 | 2.1846
2023-03-15 06:00 | 11.1215 | 1.9484
2023-03-15 07:00 | 17.1168 | 2.0922
2023-03-15 08:00 | 27.5504 | 3.0432
2023-03-15 09:00 | 21.9932 | 4.1392
2023-03-15 10:00 | 10.8276 | 5.4709
2023-03-15 11:00 | 8.2175 | 5.3281
2023-03-15 12:00 | 7.396 | 3.8527
2023-03-15 13:00 | 8.2658 | 4.8045
2023-03-15 14:00 | 10.587 | 3.6151
2023-03-15 15:00 | 8.0253 | 3.5216
2023-03-15 16:00 | 10.2981 | 3.3774
2023-03-15 17:00 | 11.652 | 7.1412
2023-03-15 18:00 | 14.893 | 17.5257
2023-03-15 19:00 | 23.3074 | 11.0467
2023-03-15 20:00 | 15.5219 | 4.282
2023-03-15 21:00 | 12.7173 | 5.8065
2023-03-15 22:00 | 14.0228 | 7.3321
2023-03-15 23:00 | 11.7504 | 4.9012
2023-03-16 | 10.928 | 8.3335
2023-03-16 01:00 | 10.0072 | 6.4742
2023-03-16 02:00 | 5.4876 | 6.4749
2023-03-16 03:00 | 4.6967 | 7.4284
2023-03-16 04:00 | 4.261 | 5.7609
2023-03-16 05:00 | 5.9557 | 7.57
2023-03-16 06:00 | 7.6023 | 5.9978
2023-03-16 07:00 | 6.1009 | 6.4266
2023-03-16 08:00 | 7.7468 | 5.3782
2023-03-16 09:00 | 10.4094 | 3.9015
2023-03-16 10:00 | 7.2119 | 7.039
2023-03-16 11:00 | 7.8884 | 5.1824
2023-03-16 12:00 | 9.1949 | 5.469
2023-03-16 13:00 | 12.6309 | 6.3728
2023-03-16 14:00 | 11.0364 | 5.2809
2023-03-16 15:00 | 16.9901 | 6.7584
2023-03-16 16:00 | 23.0899 | 5.9
2023-03-16 17:00 | 22.707 | 6.2342
2023-03-16 18:00 | 26.4378 | 13.7122
2023-03-16 19:00 | 33.5572 | 15.9066
2023-03-16 20:00 | 38.5453 | 17.859
2023-03-16 21:00 | 37.2382 | 8.9993
2023-03-16 22:00 | 30.943 | 9.0462
2023-03-16 23:00 | 23.873 | 8.9037
2023-03-17 | 19.1759 | 8.5217
2023-03-17 01:00 | 14.9353 | 18.4729
2023-03-17 02:00 | 12.9958 | 10.8534
2023-03-17 03:00 | 10.6198 | 12.8034
2023-03-17 04:00 | 9.4557 | 10.8473
2023-03-17 05:00 | 11.7833 | 15.1336
2023-03-17 06:00 | 16.1478 | 11.7059
2023-03-17 07:00 | 15.9049 | 7.4211
2023-03-17 08:00 | 21.7238 | 19.6137
2023-03-17 09:00 | 38.4502 | 18.5619
2023-03-17 10:00 | 37.2346 | 20.9939
2023-03-17 11:00 | 35.2939 | 11.1334
2023-03-17 12:00 | 35.5871 | 8.6104
2023-03-17 13:00 | 21.1856 | 17.7059
2023-03-17 14:00 | 15.8008 | 16.4152
2023-03-17 15:00 | 14.3928 | 13.6004
2023-03-17 16:00 | 18.0776 | 14.5977
2023-03-17 17:00 | 23.8011 | 17.3157
2023-03-17 18:00 | 29.4306 | 19.6076
2023-03-17 19:00 | 36.999 | 13.5588
2023-03-17 20:00 | 28.4648 | 7.8962
2023-03-17 21:00 | 20.8026 | 5.5165
2023-03-17 22:00 | 14.9836 | 7.4706
2023-03-17 23:00 | 19.5904 | 9.0896
2023-03-18 | 21.0937 | 6.6135
2023-03-18 01:00 | 23.0497 | 8.8819
2023-03-18 02:00 | 11.7832 | 6.2821
2023-03-18 03:00 | 17.3843 | 12.3272
2023-03-18 04:00 | 15.5875 | 6.6608
2023-03-18 05:00 | 12.6736 | 6.4693
2023-03-18 06:00 | 8.886 | 7.2787
2023-03-18 07:00 | 9.4202 | 4.5653
2023-03-18 08:00 | 8.3512 | 4.0407
2023-03-18 09:00 | 8.934 | 4.4679
2023-03-18 10:00 | 11.7499 | 6.1342
2023-03-18 11:00 | 10.0015 | 7.658
2023-03-18 12:00 | 8.3002 | 5.8969
2023-03-18 13:00 | 9.2696 | 2.9457
2023-03-18 14:00 | 6.1646 | 3.2794
2023-03-18 15:00 | 6.6508 | 3.9459
2023-03-18 16:00 | 8.7875 | 3.9439
2023-03-18 17:00 | 9.6134 | 5.3245
2023-03-18 18:00 | 9.9055 | 10.6091
2023-03-18 19:00 | 17.6753 | 9.8472
2023-03-18 20:00 | 20.9779 | 18.4661
2023-03-18 21:00 | 19.8121 | 19.5588
2023-03-18 22:00 | 17.9185 | 11.0833
2023-03-18 23:00 | 20.4924 | 11.1753
2023-03-19 | 20.2491 | 10.1295
2023-03-19 01:00 | 21.3958 | 9.8835
2023-03-19 02:00 | 13.8743 | 6.7161
2023-03-19 03:00 | 10.0169 | 5.2252
2023-03-19 04:00 | 2.4793 | 4.6082
2023-03-19 05:00 | 2.674 | 2.7496
2023-03-19 06:00 | 2.5769 | 2.8445
2023-03-19 07:00 | 3.5008 | 2.655
2023-03-19 08:00 | 3.2083 | 2.7494
2023-03-19 09:00 | 2.8673 | 2.6561
2023-03-19 10:00 | 3.3048 | 2.3717
2023-03-19 11:00 | 3.8402 | 2.2294
2023-03-19 12:00 | 3.8393 | 2.4201
2023-03-19 13:00 | 4.3259 | 3.1351
2023-03-19 14:00 | 4.326 | 3.2295
2023-03-19 15:00 | 3.889 | 3.4212
2023-03-19 16:00 | 5.0559 | 3.1336
2023-03-19 17:00 | 6.9525 | 3.8466
2023-03-19 18:00 | 6.9528 | 4.2755
2023-03-19 19:00 | 9.0929 | 3.7037
2023-03-19 20:00 | 6.0781 | 4.9897
2023-03-19 21:00 | 6.0784 | 2.5621
2023-03-19 22:00 | 4.8625 | 2.9393
2023-03-19 23:00 | 4.5709 | 2.9413
2023-03-20 | 5.203 | 4.7978
2023-03-20 01:00 | 3.2462 | 4.1164
2023-03-20 02:00 | 4.0902 | 3.2936
2023-03-20 03:00 | 5.5512 | 9.6078
2023-03-20 04:00 | 10.4693 | 6.4191
2023-03-20 05:00 | 7.8395 | 10.321
2023-03-20 06:00 | 12.612 | 7.7989
2023-03-20 07:00 | 9.982 | 10.1788
2023-03-20 08:00 | 9.2514 | 8.4184
2023-03-20 09:00 | 15.3369 | 9.4176
2023-03-20 10:00 | 8.9101 | 8.0365
2023-03-20 11:00 | 9.9804 | 3.8957
2023-03-20 12:00 | 11.2451 | 4.9442
2023-03-20 13:00 | 10.6133 | 7.227
2023-03-20 14:00 | 9.3476 | 8.4177
2023-03-20 15:00 | 8.7144 | 7.6087
2023-03-20 16:00 | 10.2247 | 3.5665
2023-03-20 17:00 | 9.202 | 5.1833
2023-03-20 18:00 | 7.5469 | 3.8494
2023-03-20 19:00 | 7.5473 | 3.6122
2023-03-20 20:00 | 7.9859 | 3.4194
2023-03-20 21:00 | 8.7649 | 8.5621
2023-03-20 22:00 | 15.8256 | 15.4173
2023-03-20 23:00 | 10.9074 | 12.8929
2023-03-21 | 13.9268 | 9.7052
2023-03-21 01:00 | 16.3193 | 11.8603
2023-03-21 02:00 | 8.5166 | 7.3571
2023-03-21 03:00 | 5.9483 | 5.4653
2023-03-21 04:00 | 4.1928 | 4.7999
2023-03-21 05:00 | 5.7535 | 6.4185
2023-03-21 06:00 | 6.6805 | 3.2791
2023-03-21 07:00 | 5.0709 | 3.1823
2023-03-21 08:00 | 6.2895 | 3.0876
2023-03-21 09:00 | 9.8477 | 2.4684
2023-03-21 10:00 | 8.9691 | 5.4653
2023-03-21 11:00 | 6.8726 | 6.9396
2023-03-21 12:00 |  | 6.606
2023-03-21 13:00 | 8.3833 | 4.2299
2023-03-21 14:00 | 7.7016 | 7.8444
2023-03-21 15:00 | 5.8966 | 6.3692
2023-03-21 16:00 | 7.0683 | 3.7063
2023-03-21 17:00 | 7.4101 | 1.9464
2023-03-21 18:00 | 12.5794 | 3.6122
2023-03-21 19:00 | 9.5084 | 10.5135
2023-03-21 20:00 | 13.117 | 6.1821
2023-03-21 21:00 | 9.3134 | 5.5614
2023-03-21 22:00 | 4.6807 | 4.4205
2023-03-21 23:00 | 6.4357 | 7.1327
2023-03-22 | 4.9732 | 7.467
2023-03-22 01:00 | 4.0337 | 2.2779
2023-03-22 02:00 | 3.5131
2023-03-22 03:00 | 1.903 | 2.9944
2023-03-22 04:00 | 3.1717 | 2.8022
2023-03-22 05:00 | 4.0987 | 2.5181
2023-03-22 06:00 | 2.976 | 4.3744
2023-03-22 07:00 | 3.22 | 3.3756
2023-03-22 08:00 | 4.2446 | 2.4213
2023-03-22 09:00 | 7.2205 | 4.4218
2023-03-22 10:00 | 7.5617 | 4.2786
2023-03-22 11:00 | 4.7801 | 1.7591
2023-03-22 12:00 | 6.8301 | 2.8519
2023-03-22 13:00 | 6.7318 | 4.8032
2023-03-22 14:00 | 8.5861 | 3.5631
2023-03-22 15:00 | 6.1951 | 4.088
2023-03-22 16:00 | 8.2458 | 5.8023
2023-03-22 17:00 | 13.0771 | 3.948
2023-03-22 18:00 | 9.6618 | 2.2354
2023-03-22 19:00 | 8.6363 | 2.9476
2023-03-22 20:00 | 10.1988 | 4.7094
2023-03-22 21:00 | 6.4407 | 4.662
2023-03-22 22:00 | 5.7087 | 3.471
2023-03-22 23:00 | 3.8542 | 3.5191
2023-03-23 | 3.1712 | 2.9018
2023-03-23 01:00 | 1.6922 | 3.5512
2023-03-23 02:00 | 2.6037 | 1.2694
2023-03-23 03:00 | 2.3925 | 2.9008
2023-03-23 04:00 | 2.1478 | 1.0455
2023-03-23 05:00 | 2.0506 | 2.0917
2023-03-23 06:00 | 3.3689 | 2.7569
2023-03-23 07:00 | 6.5431 | 4.2325
2023-03-23 08:00 | 7.5194 | 1.9946
2023-03-23 09:00 | 8.7864 | 3.3722
2023-03-23 10:00 | 7.1255 | 2.8493
2023-03-23 11:00 | 4.9286 | 2.2316
2023-03-23 12:00 | 6.1 | 4.366
2023-03-23 13:00 | 5.3203 | 2.185
2023-03-23 14:00 | 5.1243 | 2.7544
2023-03-23 15:00 | 5.8095 | 5.514
2023-03-23 16:00 | 6.9818 | 4.2789
2023-03-23 17:00 | 7.5196 | 2.8525
2023-03-23 18:00 | 7.2753 | 2.8503
2023-03-23 19:00 | 6.348 | 3.2326
2023-03-23 20:00 | 5.2248 | 2.6634
2023-03-23 21:00 | 5.0294 | 2.5673
2023-03-23 22:00 | 4.0037 | 2.1386
2023-03-23 23:00 | 4.4924 | 1.0912
2023-03-24 | 4.0524 | 2.7576
2023-03-24 01:00 | 4.1702 | 2.727
2023-03-24 02:00 | 3.5832
2023-03-24 03:00 | 2.6877 | 4.6596
2023-03-24 04:00 | 4.2028 | 4.6588
2023-03-24 05:00 | 5.2292 | 2.7082
2023-03-24 06:00 | 5.7178 | 2.4225
2023-03-24 07:00 | 7.4282 | 3.945
2023-03-24 08:00 | 6.3517 | 4.7056
2023-03-24 09:00 | 6.4974 | 5.9867
2023-03-24 10:00 | 5.1771 | 2.5635
2023-03-24 11:00 | 4.5905 | 3.5144
2023-03-24 12:00 | 4.8342 | 2.3251
2023-03-24 13:00 | 4.9811 | 1.9904
2023-03-24 14:00 | 6.2505 | 1.707
2023-03-24 15:00 | 4.9327 | 0.9947
2023-03-24 16:00 | 4.2003 | 0.85074
2023-03-24 17:00 | 4.3965 | 0.99545
2023-03-24 18:00 | 5.1792 | 0.90257
2023-03-24 19:00 | 5.5218 | 1.6146
2023-03-24 20:00 | 4.691 | 3.0414
2023-03-24 21:00 | 4.056 | 3.8663
2023-03-24 22:00 | 4.5934 | 2.1854
2023-03-24 23:00 | 3.8602 | 5.0882
2023-03-25 | 4.0556 | 2.8985
2023-03-25 01:00 | 2.8688 | 1.9641
2023-03-25 02:00 | 2.8035 | 1.6481
2023-03-25 03:00 | 1.1732 | 0.66275
2023-03-25 04:00 | 1.271 | 0.18817
2023-03-25 05:00 | 1.7115 | 0.18869
2023-03-25 06:00 | 2.0047 | 0.13957
2023-03-25 07:00 | 2.6404 | 0.23522
2023-03-25 08:00 | 2.6884 | 0.37816
2023-03-25 09:00 | 3.8136 | 0.6157
2023-03-25 10:00 | 3.911 | 0.80388
2023-03-25 11:00 | 4.3506 | 1.5178
2023-03-25 12:00 | 3.5682 | 0.94759
2023-03-25 13:00 | 3.47 | 0.66042
2023-03-25 14:00 | 3.9588 | 0.99438
2023-03-25 15:00 | 3.3239 | 0.90029
2023-03-25 16:00 | 4.1555 | 1.1378
2023-03-25 17:00 | 6.6013 | 4.609
2023-03-25 18:00 | 9.0472 | 4.6579
2023-03-25 19:00 | 14.2808 | 4.8502
2023-03-25 20:00 | 10.4173 | 6.9889
2023-03-25 21:00 | 10.27 | 8.2247
2023-03-25 22:00 | 12.8626 | 6.3703
2023-03-25 23:00 | 26.6059 | 9.6508
2023-03-26 | 16.4326 | 9.4623
2023-03-26 01:00 | 12.9208 | 6.59
2023-03-26 02:00 | 3.98 | 1.7115
2023-03-26 03:00 | 3.1321 | 1.775
2023-03-26 04:00 | 3.3278 | 1.2807
2023-03-26 05:00 | 3.5234 | 1.5193
2023-03-26 06:00 | 5.1877 | 0.28291
2023-03-26 07:00 | 6.362 | 0.28291
2023-03-26 08:00 | 12.3822 | 1.1383
2023-03-26 09:00 | 7.7316 | 1.281
2023-03-26 10:00 | 8.8082 | 1.3277
2023-03-26 11:00 | 7.7298 | 3.0375
2023-03-26 12:00 | 6.5068 | 4.132
2023-03-26 13:00 | 7.0929 | 4.3219
2023-03-26 14:00 | 7.2404 | 3.5127
2023-03-26 15:00 | 5.9688 | 2.5641
2023-03-26 16:00 | 4.8432 | 1.7568
2023-03-26 17:00 | 5.6273 | 2.9923
2023-03-26 18:00 | 6.3616 | 2.5636
2023-03-26 19:00 | 6.1171 | 2.1375
2023-03-26 20:00 | 6.0683 | 1.8043
2023-03-26 21:00 | 6.8027 | 1.947
2023-03-26 22:00 | 5.9219 | 1.8043
2023-03-26 23:00 | 7.7329 | 1.3285
2023-03-27 | 6.1666 | 1.8062
2023-03-27 01:00 | 6.5301 | 2.3441
2023-03-27 02:00 | 8.6202 | 2.4701
2023-03-27 03:00 | 6.465 | 2.2318
2023-03-27 04:00 | 5.5832 | 1.8993
2023-03-27 05:00 | 5.3385 | 1.7083
2023-03-27 06:00 | 15.1837 | 1.6618
2023-03-27 07:00 | 36.0395 | 2.7543
2023-03-27 08:00 | 22.1308 | 3.6554
2023-03-27 09:00 | 9.7917 | 3.1786
2023-03-27 10:00 | 8.0771 | 2.4173
2023-03-27 11:00 | 4.7968 | 1.5634
2023-03-27 12:00 | 5.237 | 1.8982
2023-03-27 13:00 | 6.4119 | 2.561
2023-03-27 14:00 | 5.1884 | 1.8009
2023-03-27 15:00 | 4.0626 | 2.6091
2023-03-27 16:00 | 6.4618 | 3.0835
2023-03-27 17:00 | 5.9238 | 5.3178
2023-03-27 18:00 | 6.1704 | 3.3712
2023-03-27 19:00 | 8.767 | 6.0824
2023-03-27 20:00 | 11.4611 | 4.1333
2023-03-27 21:00 | 8.473 | 3.3715
2023-03-27 22:00 | 7.7873 | 2.1365
2023-03-27 23:00 | 6.9545 | 2.4217
2023-03-28 | 5.828 | 2.2313
2023-03-28 01:00 | 4.2475 | 2.4684
2023-03-28 02:00 | 6.0119 | 1.7094
2023-03-28 03:00 | 4.7047 | 3.5618
2023-03-28 04:00 | 6.2731 | 2.8504
2023-03-28 05:00 | 6.5672 | 3.1826
2023-03-28 06:00 | 8.2836 | 2.8971
2023-03-28 07:00 | 8.6259 | 3.6588
2023-03-28 08:00 | 9.0665 | 2.0406
2023-03-28 09:00 | 8.2819 | 2.4212
2023-03-28 10:00 | 6.2232 | 4.6067
2023-03-28 11:00 | 6.6154 | 2.7534
2023-03-28 12:00 | 8.0864 | 3.1809
2023-03-28 13:00 | 8.1332 | 2.5624
2023-03-28 14:00 | 6.3696 | 3.6082
2023-03-28 15:00 | 6.468 | 5.0778
2023-03-28 16:00 | 9.0169 | 5.7926
2023-03-28 17:00 | 7.9881 | 4.3206
2023-03-28 18:00 | 8.0374 | 3.0392
2023-03-28 19:00 | 9.9988 | 4.0389
2023-03-28 20:00 | 12.4011 | 4.3229
2023-03-28 21:00 | 12.4992 | 6.8896
2023-03-28 22:00 | 11.3227 | 3.5629
2023-03-28 23:00 | 7.499 | 6.1281
2023-03-29 | 6.0775 | 3.7997
2023-03-29 01:00 | 5.1011 | 4.8768
2023-03-29 02:00 | 4.8397
2023-03-29 03:00 | 4.1201 | 3.7987
2023-03-29 04:00 | 3.7278 | 3.8943
2023-03-29 05:00 | 4.807 | 2.8478
2023-03-29 06:00 | 8.2899 | 3.9413
2023-03-29 07:00 | 19.5223 | 7.2694
2023-03-29 08:00 | 31.5856 | 6.697
2023-03-29 09:00 | 21.4323 | 7.2168
2023-03-29 10:00 | 16.6253 | 6.7433
2023-03-29 11:00 | 9.8075 | 8.1184
2023-03-29 12:00 | 12.1088 | 8.4464
2023-03-29 13:00 | 9.9014 | 8.1067
2023-03-29 14:00 | 12.1552 | 5.1221
2023-03-29 15:00 | 13.6291 | 6.0738
2023-03-29 16:00 | 20.3016 | 11.0126
2023-03-29 17:00 | 15.008 | 6.0777
2023-03-29 18:00 | 24.2803 | 7.1717
2023-03-29 19:00 | 23.545 | 5.6056
2023-03-29 20:00 | 9.3683 | 7.9802
2023-03-29 21:00 | 5.6404 | 4.5591
2023-03-29 22:00 | 5.1007 | 4.0856
2023-03-29 23:00 | 4.0216 | 2.0859
2023-03-30 | 2.7954 | 3.6109
2023-03-30 01:00 | 2.5519 | 2.3403
2023-03-30 02:00 | 3.7301
2023-03-30 03:00 | 2.4542 | 2.8
2023-03-30 04:00 | 2.5519 | 1.6596
2023-03-30 05:00 | 5.2031 | 2.8954
2023-03-30 06:00 | 6.5285 | 3.0845
2023-03-30 07:00 | 7.2153 | 2.2316
2023-03-30 08:00 | 6.9206 | 2.6111
2023-03-30 09:00 | 5.5459 | 2.326
2023-03-30 10:00 | 4.809 | 1.3732
2023-03-30 11:00 | 5.103 | 1.8484
2023-03-30 12:00 | 5.0047 | 2.5122
2023-03-30 13:00 | 4.1217 | 2.7016
2023-03-30 14:00 | 3.4833 | 2.0827
2023-03-30 15:00 | 4.7107 | 2.2277
2023-03-30 16:00 | 6.4777 | 3.0827
2023-03-30 17:00 | 8.1956 | 4.0815
2023-03-30 18:00 | 7.6078 | 2.9901
2023-03-30 19:00 | 11.2899 | 4.702
2023-03-30 20:00 | 12.0756 | 5.4142
2023-03-30 21:00 | 7.7067 | 8.0286
2023-03-30 22:00 | 4.8103 | 3.0376
2023-03-30 23:00 | 6.6266 | 2.2776
2023-03-31 | 3.8285 | 1.4225
2023-03-31 01:00 | 3.7984 | 2.3418
2023-03-31 02:00 | 2.6196 | 1.5829
2023-03-31 03:00 | 1.7677 | 1.6141
2023-03-31 04:00 | 2.4557 | 2.6566
2023-03-31 05:00 | 2.2094 | 1.6598
2023-03-31 06:00 | 1.9156 | 1.1372
2023-03-31 07:00 | 3.6344 | 1.8964
2023-03-31 08:00 | 5.2066 | 2.6094
2023-03-31 09:00 | 4.4694 | 2.4181
2023-03-31 10:00 | 3.683 | 2.4662
2023-03-31 11:00 | 2.8972 | 1.2315
2023-03-31 12:00 | 3.1424 | 0.37511
2023-03-31 13:00 | 3.3385 | 0.42418
2023-03-31 14:00 | 3.2408 | 0.13849
2023-03-31 15:00 | 4.2724 | 0.28102
2023-03-31 16:00 | 4.2234 | 0.18476
2023-03-31 17:00 | 7.3675 | 0.52013
2023-03-31 18:00 | 7.4167 | 0.99617
2023-03-31 19:00 | 6.8769 | 1.0431
2023-03-31 20:00 | 6.3368 | 1.8035
2023-03-31 21:00 | 5.8453 | 1.3263
2023-03-31 22:00 | 4.9118 | 2.6106
2023-03-31 23:00 | 2.6521 | 4.3682
2023-04-01 | 2.4556 | 4.6076
2023-04-01 01:00 | 2.1624 | 4.2401
2023-04-01 02:00 | 1.7692 | 3.7985
2023-04-01 03:00 | 1.6214 | 1.1378
2023-04-01 04:00 | 1.8675 | 1.9906
2023-04-01 05:00 | 2.163 | 4.5558
2023-04-01 06:00 | 3.0475 | 4.5079
2023-04-01 07:00 | 5.8984 | 2.1341
2023-04-01 08:00 | 7.6668 | 3.2703
2023-04-01 09:00 | 7.6665 | 4.3629
2023-04-01 10:00 | 7.2721 | 4.0743
2023-04-01 11:00 | 8.1557 | 5.6894
2023-04-01 12:00 | 8.7453 | 4.93
2023-04-01 13:00 | 8.8415 | 4.7843
2023-04-01 14:00 | 7.5637 | 4.0731
2023-04-01 15:00 | 6.6822 | 4.3629
2023-04-01 16:00 | 9.4351 | 4.1241
2023-04-01 17:00 | 9.9277 | 4.0779
2023-04-01 18:00 | 13.0242 | 5.0298
2023-04-01 19:00 | 10.5195 | 5.5536
2023-04-01 20:00 | 9.7827 | 4.5099
2023-04-01 21:00 | 8.3568 | 4.9374
2023-04-01 22:00 | 8.8485 | 3.6044
2023-04-01 23:00 | 6.685 | 2.2291
2023-04-02 | 5.0628 | 1.7997
2023-04-02 01:00 | 4.8539 | 1.8308
2023-04-02 02:00 | 4.3933 | 1.8364
2023-04-02 03:00 | 4.327 | 1.4215
2023-04-02 04:00 | 3.2463 | 0.84964
2023-04-02 05:00 | 3.1971 | 1.185
2023-04-02 06:00 | 3.9342 | 0.65737
2023-04-02 07:00 | 3.492 | 1.0403
2023-04-02 08:00 | 4.1316 | 0.99475
2023-04-02 09:00 | 4.3282 | 1.1831
2023-04-02 10:00 | 4.3281 | 1.5159
2023-04-02 11:00 | 4.425 | 1.1811
2023-04-02 12:00 | 3.7856 | 1.3727
2023-04-02 13:00 | 3.8347 | 1.5123
2023-04-02 14:00 | 3.6382 | 1.4209
2023-04-02 15:00 | 3.4422 | 1.3246
2023-04-02 16:00 | 3.8843 | 1.1353
2023-04-02 17:00 | 4.0325 | 1.0901
2023-04-02 18:00 | 5.1151 | 1.6122
2023-04-02 19:00 | 6.0994 | 1.469
2023-04-02 20:00 | 5.8045 | 1.471
2023-04-02 21:00 | 4.2792 | 1.4687
2023-04-02 22:00 | 3.9841 | 1.756
2023-04-02 23:00 | 3.443 | 0.85161
2023-04-03 | 4.673 | 0.7088
2023-04-03 01:00 | 4.7912 | 0.75528
2023-04-03 02:00 | 6.039 | 1.0745
2023-04-03 03:00 | 5.5133 | 1.3744
2023-04-03 04:00 | 5.4644 | 2.798
2023-04-03 05:00 | 8.0735 | 3.654
2023-04-03 06:00 | 11.8149 | 4.2714
2023-04-03 07:00 | 15.0137 | 4.5997
2023-04-03 08:00 | 15.303 | 4.7853
2023-04-03 09:00 | 9.151 | 6.679
2023-04-03 10:00 | 8.6101 | 8.0092
2023-04-03 11:00 | 10.8242 | 3.2186
2023-04-03 12:00 | 6.74 | 2.4615
2023-04-03 13:00 | 6.593 | 2.604
2023-04-03 14:00 | 5.1662 | 3.1256
2023-04-03 15:00 | 5.8556 | 3.7894
2023-04-03 16:00 | 5.3639 | 7.7243
2023-04-03 17:00 | 5.8071 | 9.481
2023-04-03 18:00 | 8.8597 | 6.8309
2023-04-03 19:00 | 9.1563 | 7.1185
2023-04-03 20:00 | 16.493 | 6.5503
2023-04-03 21:00 | 16.0005 | 5.5989
2023-04-03 22:00 | 9.8466 | 5.6942
2023-04-03 23:00 | 9.1569 | 6.2654
2023-04-04 | 8.9109 | 6.5985
2023-04-04 01:00 | 8.8685 | 6.962
2023-04-04 02:00 | 8.8682 | 5.8826
2023-04-04 03:00 | 8.5236 | 4.7911
2023-04-04 04:00 | 11.4307 | 5.646
2023-04-04 05:00 | 14.7807 | 5.4547
2023-04-04 06:00 | 21.5788 | 5.9305
2023-04-04 07:00 | 14.039 | 9.0127
2023-04-04 08:00 | 17.5812 | 11.3263
2023-04-04 09:00 | 14.7714 | 11.982
2023-04-04 10:00 | 11.4723 | 10.2295
2023-04-04 11:00 | 12.456 | 6.536
2023-04-04 12:00 | 9.6014 | 5.873
2023-04-04 13:00 | 7.4848 | 3.74
2023-04-04 14:00 | 6.2546 | 5.8214
2023-04-04 15:00 | 6.9439 | 7.2024
2023-04-04 16:00 | 5.6148 | 7.4876
2023-04-04 17:00 | 6.9944 | 8.345
2023-04-04 18:00 | 12.6114 | 7.9696
2023-04-04 19:00 | 10.6912 | 7.3545
2023-04-04 20:00 | 15.3725 | 6.4032
2023-04-04 21:00 | 62.3188 | 5.9315
2023-04-04 22:00 | 63.0103 | 9.1125
2023-04-04 23:00 | 55.7661 | 10.1075
2023-04-05 | 42.9135 | 11.5793
2023-04-05 01:00 | 32.9376 | 10.6293
2023-04-05 02:00 | 24.6532 | 11.8313
2023-04-05 03:00 | 19.9694 | 10.9604
2023-04-05 04:00 | 20.9062 | 15.3286
2023-04-05 05:00 | 25.7379 | 19.9313
2023-04-05 06:00 | 37.8915 | 12.6228
2023-04-05 07:00 | 45.8616 | 9.3415
2023-04-05 08:00 | 51.6947 | 8.2497
2023-04-05 09:00 | 23.7978 | 9.5296
2023-04-05 10:00 | 9.3648 | 13.7894
2023-04-05 11:00 | 7.2946 | 9.8116
2023-04-05 12:00 | 7.5417 | 7.7265
2023-04-05 13:00 | 9.513 | 7.2061
2023-04-05 14:00 | 9.8583 | 12.4181
2023-04-05 15:00 | 11.3874 | 6.7803
2023-04-05 16:00 | 11.7328 | 5.5946
2023-04-05 17:00 | 12.5229 | 9.5813
2023-04-05 18:00 | 12.6217 | 13.5219
2023-04-05 19:00 | 14.2988 | 11.8145
2023-04-05 20:00 | 12.5239 | 10.4393
2023-04-05 21:00 | 9.6151 | 10.2483
2023-04-05 22:00 | 7.1985 | 6.2167
2023-04-05 23:00 | 7.2474 | 5.2645
2023-04-06 | 6.7546 | 3.9838
2023-04-06 01:00 | 6.513 | 6.0068
2023-04-06 02:00 | 4.2104 | 4.8726
2023-04-06 03:00 | 5.921 | 5.5514
2023-04-06 04:00 | 6.1183 | 5.4562
2023-04-06 05:00 | 6.8094 | 4.2675
2023-04-06 06:00 | 5.9213 | 3.274
2023-04-06 07:00 | 9.276 | 4.1704
2023-04-06 08:00 | 15.1965 | 3.9816
2023-04-06 09:00 | 13.3675 | 5.9721
2023-04-06 10:00 | 9.7665 | 4.5497
2023-04-06 11:00 | 7.1512 | 5.5909
2023-04-06 12:00 | 4.5862 | 3.8823
2023-04-06 13:00 | 6.8052
2023-04-06 14:00 | 6.0169
2023-04-06 15:00 | 5.7712 | 1.2778
2023-04-06 16:00 | 6.9058 | 1.7517
2023-04-06 17:00 | 7.1525 | 2.035
2023-04-06 18:00 | 6.7092 | 1.8941
2023-04-06 19:00 | 8.2891 | 2.8451
2023-04-06 20:00 | 10.9047 | 2.8904
2023-04-06 21:00 | 8.0919 | 2.3683
2023-04-06 22:00 | 7.2038 | 2.7494
2023-04-06 23:00 | 6.4146 | 3.5588
2023-04-07 | 6.4143 | 3.8874
2023-04-07 01:00 | 5.3983 | 3.7301
2023-04-07 02:00 | 4.872
2023-04-07 03:00 | 4.0981 | 2.8915
2023-04-07 04:00 | 5.0358 | 2.6552
2023-04-07 05:00 | 6.9128 | 3.1294
2023-04-07 06:00 | 9.9246 | 3.6972
2023-04-07 07:00 | 9.5774 | 5.1677
2023-04-07 08:00 | 9.821 | 6.0112
2023-04-07 09:00 | 9.622 | 5.7221
2023-04-07 10:00 | 7.8459 | 4.1654
2023-04-07 11:00 | 4.8363 | 2.4152
2023-04-07 12:00 | 4.837 | 1.6078
2023-04-07 13:00 | 6.5151 | 2.8885
2023-04-07 14:00 | 4.6886 | 2.1298
2023-04-07 15:00 | 3.7016 | 1.8431
2023-04-07 16:00 | 3.1588 | 1.4187
2023-04-07 17:00 | 6.0232 | 6.7284
2023-04-07 18:00 | 11.7015 | 16.5043
2023-04-07 19:00 | 13.1343 | 9.3946
2023-04-07 20:00 | 17.0359 | 10.4851
2023-04-07 21:00 | 15.3077 | 15.3704
2023-04-07 22:00 | 37.1324 | 11.9552
2023-04-07 23:00 | 47.4392 | 9.3889
2023-04-08 | 40.3737 | 9.1557
2023-04-08 01:00 | 36.0168 | 11.0651
2023-04-08 02:00 | 29.8285 | 5.8183
2023-04-08 03:00 | 25.7889 | 5.0244
2023-04-08 04:00 | 21.987 | 5.3115
2023-04-08 05:00 | 25.2435 | 2.6539
2023-04-08 06:00 | 27.3069 | 3.1287
2023-04-08 07:00 | 27.4291 | 5.3072
2023-04-08 08:00 | 25.9567 | 3.9789
2023-04-08 09:00 | 14.8651 | 3.5059
2023-04-08 10:00 | 11.9032 | 4.4066
2023-04-08 11:00 | 10.6685 | 2.9371
2023-04-08 12:00 | 10.1753 | 2.3686
2023-04-08 13:00 | 7.3101 | 3.0326
2023-04-08 14:00 | 9.0877 | 6.0646
2023-04-08 15:00 | 8.1987 | 8.4283
2023-04-08 16:00 | 6.0266 | 6.8704
2023-04-08 17:00 | 7.5583 | 7.1578
2023-04-08 18:00 | 13.7849 | 5.3115
2023-04-08 19:00 | 15.8617 | 12.8927
2023-04-08 20:00 | 13.2432 | 19.3468
2023-04-08 21:00 | 15.9613 | 15.0651
2023-04-08 22:00 | 14.1823 | 16.92
2023-04-08 23:00 | 10.7231 | 22.8456
2023-04-09 | 10.2287 | 33.8706
2023-04-09 01:00 | 11.2088 | 16.8689
2023-04-09 02:00 | 15.4285 | 9.5452
2023-04-09 03:00 | 11.7202 | 10.7152
2023-04-09 04:00 | 10.9779 | 10.4331
2023-04-09 05:00 | 10.4836 | 9.296
2023-04-09 06:00 | 9.9888 | 9.4369
2023-04-09 07:00 | 11.1736 | 11.8504
2023-04-09 08:00 | 11.4682 | 9.3337
2023-04-09 09:00 | 9.1934 | 10.9447
2023-04-09 10:00 | 10.6753 | 12.1722
2023-04-09 11:00 | 15.7637 | 13.4969
2023-04-09 12:00 | 12.7509 | 9.001
2023-04-09 13:00 | 13.1961 | 8.4339
2023-04-09 14:00 | 13.3452 | 7.2977
2023-04-09 15:00 | 12.4569 | 4.8837
2023-04-09 16:00 | 14.3863 | 4.2197
2023-04-09 17:00 | 17.5532 | 5.2161
2023-04-09 18:00 | 15.1809 | 8.0615
2023-04-09 19:00 | 19.3354 | 4.1237
2023-04-09 20:00 | 17.8026 | 8.2533
2023-04-09 21:00 | 18.6926 | 7.4467
2023-04-09 22:00 | 16.9615 | 12.0019
2023-04-09 23:00 | 29.028 | 12.0471
2023-04-10 | 21.1162 | 8.7291
2023-04-10 01:00 | 17.7497 | 12.0161
2023-04-10 02:00 | 14.3185
2023-04-10 03:00 | 15.5887 | 12.4741
2023-04-10 04:00 | 12.1243 | 18.2147
2023-04-10 05:00 | 10.9366 | 22.2488
2023-04-10 06:00 | 22.5665 | 21.8208
2023-04-10 07:00 | 24.6444 | 19.0691
2023-04-10 08:00 | 10.7376 | 7.9661
2023-04-10 09:00 | 11.0843 | 7.8712
2023-04-10 10:00 | 7.5213 | 6.165
2023-04-10 11:00 | 5.7392 | 4.2184
2023-04-10 12:00 | 7.4712 | 5.2614
2023-04-10 13:00 | 9.6966 | 5.8769
2023-04-10 14:00 | 7.1225 | 4.9283
2023-04-10 15:00 | 5.7382 | 3.8369
2023-04-10 16:00 | 3.5118 | 3.6486
2023-04-10 17:00 | 3.8091 | 3.4571
2023-04-10 18:00 | 4.3046 | 0.94611
2023-04-10 19:00 | 4.1066 | 0.85172
2023-04-10 20:00 | 3.7605 | 1.1848
2023-04-10 21:00 | 4.3048 | 1.4687
2023-04-10 22:00 | 4.404 | 1.5137
2023-04-10 23:00 | 4.5526 | 1.6105
2023-04-11 | 3.4142 | 1.9439
2023-04-11 01:00 | 3.4327 | 1.7051
2023-04-11 02:00 | 3.9618 | 1.8328
2023-04-11 03:00 | 3.8623 | 1.1352
2023-04-11 04:00 | 4.5063 | 2.0383
2023-04-11 05:00 | 5.794 | 1.3265
2023-04-11 06:00 | 8.4188 | 1.0425
2023-04-11 07:00 | 13.8145 | 1.2314
2023-04-11 08:00 | 10.148 | 1.2301
2023-04-11 09:00 | 4.1577 | 0.75636
2023-04-11 10:00 | 4.0093 | 1.7976
2023-04-11 11:00 | 5.3952 | 2.5089
2023-04-11 12:00 | 6.9793 | 3.9797
2023-04-11 13:00 | 8.812 | 6.1115
2023-04-11 14:00 | 6.09 | 3.696
2023-04-11 15:00 | 5.2974 | 2.0859
2023-04-11 16:00 | 5.0505 | 1.6586
2023-04-11 17:00 | 5.6449 | 1.9423
2023-04-11 18:00 | 6.6354 | 2.2748
2023-04-11 19:00 | 5.6447 | 3.2238
2023-04-11 20:00 | 6.9326 | 3.1271
2023-04-11 21:00 | 6.6353 | 2.2739
2023-04-11 22:00 | 3.169 | 1.7056
2023-04-11 23:00 | 2.0795 | 1.4209
2023-04-12 | 2.6738 | 0.33008
2023-04-12 01:00 | 5.4839 | 1.8323
2023-04-12 02:00 | 3.4356
2023-04-12 03:00 | 2.8744 | 1.7053
2023-04-12 04:00 | 3.5678 | 0.14076
2023-04-12 05:00 | 4.3609 | 0.56747
2023-04-12 06:00 | 8.4248 | 0.56631
2023-04-12 07:00 | 4.9551 | 0.28248
2023-04-12 08:00 | 5.599 | 0.66407
2023-04-12 09:00 | 4.0123 | 0.99437
2023-04-12 10:00 | 3.5663 | 0.80425
2023-04-12 11:00 | 3.1699 | 0.51907
2023-04-12 12:00 | 3.4173 | 0.89893
2023-04-12 13:00 | 3.4173 | 0.32953
2023-04-12 14:00 | 2.9225 | 1.0395
2023-04-12 15:00 | 3.4683 | 0.51907
2023-04-12 16:00 | 3.4182 | 0.66157
2023-04-12 17:00 | 3.3196 | 0.61413
2023-04-12 18:00 | 4.9554 | 0.99341
2023-04-12 19:00 | 6.9873 | 0.80483
2023-04-12 20:00 | 6.2442 | 0.66157
2023-04-12 21:00 | 5.2035 | 0.42421
2023-04-12 22:00 | 4.2123 | 0.51965
2023-04-12 23:00 | 3.6668 | 0.85168
2023-04-13 | 2.3783 | 2.2753
2023-04-13 01:00 | 1.0575 | 3.6031
2023-04-13 02:00 | 1.6524 | 1.5166
2023-04-13 03:00 | 2.1322 | 0.99289
2023-04-13 04:00 | 4.5626 | 1.6101
2023-04-13 05:00 | 5.4055 | 1.4683
2023-04-13 06:00 | 8.0836 | 1.231
2023-04-13 07:00 | 12.247 | 1.6571
2023-04-13 08:00 | 11.4016 | 1.9416
2023-04-13 09:00 | 8.1779 | 2.4148
2023-04-13 10:00 | 6.6412 | 1.8471
2023-04-13 11:00 | 4.1137 | 0.75574
2023-04-13 12:00 | 3.271 | 0.42424
2023-04-13 13:00 | 3.1222 | 0.6128
2023-04-13 14:00 | 3.2219 | 0.66171
2023-04-13 15:00 | 3.4203 | 0.37713
2023-04-13 16:00 | 4.0647 | 1.3254
2023-04-13 17:00 | 4.4123 | 2.3199
2023-04-13 18:00 | 4.9585 | 2.3683
2023-04-13 19:00 | 9.5222 | 1.3257
2023-04-13 20:00 | 9.076 | 2.4171
2023-04-13 21:00 | 4.8603 | 2.4176
2023-04-13 22:00 | 3.7193 | 1.7544
2023-04-13 23:00 | 4.0662 | 0.75706
2023-04-14 | 5.8519 | 3.5079
2023-04-14 01:00 | 6.1873 | 4.4886
2023-04-14 02:00 | 4.7314 | 2.0861
2023-04-14 03:00 | 4.1189 | 2.1796
2023-04-14 04:00 | 3.0268 | 2.4651
2023-04-14 05:00 | 3.7715 | 0.99401
2023-04-14 06:00 | 5.6576 | 2.9861
2023-04-14 07:00 | 8.1383 | 2.56
2023-04-14 08:00 | 9.8253 | 2.6536
2023-04-14 09:00 | 11.4624 | 4.4549
2023-04-14 10:00 | 9.7757 | 2.3691
2023-04-14 11:00 | 7.3937 | 0.94564
2023-04-14 12:00 | 6.3007 | 0.7096
2023-04-14 13:00 | 6.1516 | 0.94727
2023-04-14 14:00 | 6.0033 | 2.3211
2023-04-14 15:00 | 4.961 | 2.7009
2023-04-14 16:00 | 6.3512 | 3.5075
2023-04-14 17:00 | 7.4435 | 3.4589
2023-04-14 18:00 | 11.018 | 5.1195
2023-04-14 19:00 | 13.2022 | 3.1755
2023-04-14 20:00 | 10.8697 | 4.5976
2023-04-14 21:00 | 10.1252 | 3.7921
2023-04-14 22:00 | 8.4376 | 4.74
2023-04-14 23:00 | 7.8918 | 2.6069
2023-04-15 | 8.7355 | 2.844
2023-04-15 01:00 | 10.2983 | 3.3494
2023-04-15 02:00 | 7.9799
2023-04-15 03:00 | 4.7676 | 4.8359
2023-04-15 04:00 | 4.0229 | 4.9307
2023-04-15 05:00 | 3.2774 | 2.7012
2023-04-15 06:00 | 4.3207 | 2.2279
2023-04-15 07:00 | 6.4565 | 2.3224
2023-04-15 08:00 | 7.3984 | 2.6064
2023-04-15 09:00 | 8.0436 | 3.3173
2023-04-15 10:00 | 8.4879 | 3.5056
2023-04-15 11:00 | 7.0979 | 3.2691
2023-04-15 12:00 | 6.2051 | 3.838
2023-04-15 13:00 | 7.4466 | 3.3645
2023-04-15 14:00 | 7.0993 | 3.1276
2023-04-15 15:00 | 7.1995 | 2.7487
2023-04-15 16:00 | 7.5974 | 3.0333
2023-04-15 17:00 | 6.6046 | 3.0809
2023-04-15 18:00 | 8.7411 | 2.6541
2023-04-15 19:00 | 13.5102 | 4.1241
2023-04-15 20:00 | 17.434 | 4.7877
2023-04-15 21:00 | 17.037 | 4.5509
2023-04-15 22:00 | 18.3282 | 4.0291
2023-04-15 23:00 | 29.6454 | 4.5979
2023-04-16 | 38.9806 | 3.9341
2023-04-16 01:00 | 37.34 | 3.16
2023-04-16 02:00 | 32.1078 | 3.4767
2023-04-16 03:00 | 26.7413 | 3.8397
2023-04-16 04:00 | 24.8507 | 5.5464
2023-04-16 05:00 | 25.4471 | 12.1372
2023-04-16 06:00 | 25.8852 | 13.2742
2023-04-16 07:00 | 24.1825 | 20.8593
2023-04-16 08:00 | 30.3021 | 21.2839
2023-04-16 09:00 | 39.6921 | 19.9066
2023-04-16 10:00 | 30.5482 | 19.9984
2023-04-16 11:00 | 26.9706 | 22.839
2023-04-16 12:00 | 27.4158 | 24.4509
2023-04-16 13:00 | 19.7667 | 23.31
2023-04-16 14:00 | 13.8597 | 10.9938
2023-04-16 15:00 | 9.4896 | 9.9042
2023-04-16 16:00 | 5.9134 | 9.0521
2023-04-16 17:00 | 6.8082 | 8.5313
2023-04-16 18:00 | 8.3991 | 4.3609
2023-04-16 19:00 | 13.1717 | 5.7362
2023-04-16 20:00 | 24.0083 | 6.163
2023-04-16 21:00 | 30.2714 | 8.3918
2023-04-16 22:00 | 42.7976 | 10.0985
2023-04-16 23:00 | 45.7803 | 10.2879
2023-04-17 | 44.5872 | 8.9604
2023-04-17 01:00 | 42.0167 | 8.3438
2023-04-17 02:00 | 33.8581
2023-04-17 03:00 | 29.4977 | 7.0633
2023-04-17 04:00 | 20.444 | 19.9113
2023-04-17 05:00 | 13.5795 | 26.1694
2023-04-17 06:00 | 20.8418 | 15.3604
2023-04-17 07:00 | 28.0468 | 16.3548
2023-04-17 08:00 | 27.5456 | 19.0537
2023-04-17 09:00 | 16.9017 | 18.958
2023-04-17 10:00 | 21.4237 | 12.5594
2023-04-17 11:00 | 17.9931 | 9.7627
2023-04-17 12:00 | 16.6023 | 8.6257
2023-04-17 13:00 | 14.0676 | 6.6824
2023-04-17 14:00 | 12.081 | 4.5971
2023-04-17 15:00 | 9.6456 | 5.0712
2023-04-17 16:00 | 9.4969 | 4.9291
2023-04-17 17:00 | 9.597 | 4.3608
2023-04-17 18:00 | 10.6923 | 4.0291
2023-04-17 19:00 | 7.8084 | 4.6928
2023-04-17 20:00 | 8.5553 | 4.5981
2023-04-17 21:00 | 6.4661 | 3.6977
2023-04-17 22:00 | 6.1679 | 3.5079
2023-04-17 23:00 | 7.0626 | 3.2233
2023-04-18 | 5.8192 | 3.1761
2023-04-18 01:00 | 5.276 | 2.9706
2023-04-18 02:00 | 5.6074 | 3.4763
2023-04-18 03:00 | 4.8778 | 3.2709
2023-04-18 04:00 | 4.9774 | 2.4175
2023-04-18 05:00 | 5.5249 | 2.37
2023-04-18 06:00 | 6.3709 | 2.9864
2023-04-18 07:00 | 8.0624 | 3.65
2023-04-18 08:00 | 9.7042 | 4.7402
2023-04-18 09:00 | 9.1559 | 5.8304
2023-04-18 10:00 | 8.9061 | 4.7401
2023-04-18 11:00 | 8.5592 | 3.9818
2023-04-18 12:00 | 7.414 | 4.2661
2023-04-18 13:00 | 6.6677 | 4.835
2023-04-18 14:00 | 7.3156 | 5.2617
2023-04-18 15:00 | 9.655 | 5.5935
2023-04-18 16:00 | 8.3597 | 6.0674
2023-04-18 17:00 | 9.1065 | 7.6793
2023-04-18 18:00 | 11.7457 | 9.2912
2023-04-18 19:00 | 10.7508 | 8.2009
2023-04-18 20:00 | 10.4527 | 7.3954
2023-04-18 21:00 | 9.905 | 7.6796
2023-04-18 22:00 | 9.5071 | 8.8647
2023-04-18 23:00 | 9.8557 | 8.3432
2023-04-19 | 9.9053 | 7.9639
2023-04-19 01:00 | 9.1987 | 9.1644
2023-04-19 02:00 | 10.3947
2023-04-19 03:00 | 10.2115 | 10.2862
2023-04-19 04:00 | 11.2577 | 11.3765
2023-04-19 05:00 | 12.7518 | 12.4193
2023-04-19 06:00 | 12.8513 | 12.3246
2023-04-19 07:00 | 13.4966 | 13.415
2023-04-19 08:00 | 14.7877 | 13.8892
2023-04-19 09:00 | 11.8986 | 10.1443
2023-04-19 10:00 | 10.0076 | 9.1964
2023-04-19 11:00 | 8.5144 | 8.4379
2023-04-19 12:00 | 7.8175 | 5.8306
2023-04-19 13:00 | 7.818 | 5.4988
2023-04-19 14:00 | 7.6695 | 5.9254
2023-04-19 15:00 | 9.3124 | 5.8305
2023-04-19 16:00 | 9.1138 | 6.4468
2023-04-19 17:00 | 10.0599 | 7.7266
2023-04-19 18:00 | 10.2101 | 7.9162
2023-04-19 19:00 | 9.5139 | 7.3473
2023-04-19 20:00 | 8.6171 | 6.6837
2023-04-19 21:00 | 8.7666 | 5.2616
2023-04-19 22:00 | 6.5251 | 3.7448
2023-04-19 23:00 | 5.7282 | 3.8396
2023-04-20 | 5.1804 | 4.2662
2023-04-20 01:00 | 5.4831 | 4.4873
2023-04-20 02:00 | 5.5493 | 4.1709
2023-04-20 03:00 | 6.3304 | 4.9771
2023-04-20 04:00 | 7.3774 | 6.1619
2023-04-20 05:00 | 7.9763 | 5.8302
2023-04-20 06:00 | 10.3687 | 6.6833
2023-04-20 07:00 | 12.112 | 7.205
2023-04-20 08:00 | 11.8613 | 7.0156
2023-04-20 09:00 | 8.4216 | 4.9775
2023-04-20 10:00 | 6.2292 | 3.1289
2023-04-20 11:00 | 5.88 | 3.1762
2023-04-20 12:00 | 5.3822 | 2.2282
2023-04-20 13:00 | 4.7842 | 1.8015
2023-04-20 14:00 | 4.7343 | 1.5647
2023-04-20 15:00 | 5.3325 | 2.0384
2023-04-20 16:00 | 5.8311 | 2.56
2023-04-20 17:00 | 7.7756 | 3.6027
2023-04-20 18:00 | 8.2742 | 2.9389
2023-04-20 19:00 | 7.5766 | 3.1761
2023-04-20 20:00 | 7.7762 | 3.9817
2023-04-20 21:00 | 7.5272 | 4.1241
2023-04-20 22:00 | 6.58 | 4.029
2023-04-20 23:00 | 6.1314 | 4.74
2023-04-21 | 6.3306 | 4.0766
2023-04-21 01:00 | 5.8202 | 3.7292
2023-04-21 02:00 | 5.953 | 4.2969
2023-04-21 03:00 | 5.986 | 3.9819
2023-04-21 04:00 | 6.1357 | 4.1242
2023-04-21 05:00 | 6.2853 | 4.4555
2023-04-21 06:00 | 7.3332 | 4.7403
2023-04-21 07:00 | 8.8786 | 5.3568
2023-04-21 08:00 | 11.0226 | 7.2046
2023-04-21 09:00 | 9.4263 | 6.3988
2023-04-21 10:00 | 8.5793 | 5.3565
2023-04-21 11:00 | 7.0324 | 4.5986
2023-04-21 12:00 | 5.9353 | 5.3094
2023-04-21 13:00 | 6.6333 | 3.3182
2023-04-21 14:00 | 6.9835 | 3.2713
2023-04-21 15:00 | 7.5306 | 4.3613
2023-04-21 16:00 | 10.0265 | 4.6929
2023-04-21 17:00 | 8.6789 | 5.0717
2023-04-21 18:00 | 11.1735 | 6.0195
2023-04-21 19:00 | 12.0726 | 10.285
2023-04-21 20:00 | 24.1461 | 11.2803
2023-04-21 21:00 | 35.421 | 10.38
2023-04-21 22:00 | 55.9238 | 8.6737
2023-04-21 23:00 | 49.2798 | 8.0576
2023-04-22 | 42.8881 | 6.8254
2023-04-22 01:00 | 32.3158 | 7.204
2023-04-22 02:00 | 26.7919 | 4.9922
2023-04-22 03:00 | 21.1171 | 4.7871
2023-04-22 04:00 | 21.8163 | 4.5979
2023-04-22 05:00 | 20.169 | 5.6401
2023-04-22 06:00 | 22.3139 | 5.9725
2023-04-22 07:00 | 29.0485 | 6.7308
2023-04-22 08:00 | 35.4766 | 8.9113
2023-04-22 09:00 | 15.5717 | 7.0165
2023-04-22 10:00 | 9.6317 | 5.5466
2023-04-22 11:00 | 8.1854 | 3.6973
2023-04-22 12:00 | 9.2835 | 4.5503
2023-04-22 13:00 | 13.2263 | 8.106
2023-04-22 14:00 | 14.8725 | 13.0842
2023-04-22 15:00 | 13.4745 | 7.9166
2023-04-22 16:00 | 12.6769 | 6.636
2023-04-22 17:00 | 14.2252 | 5.4034
2023-04-22 18:00 | 19.9179 | 12.8915
2023-04-22 19:00 | 22.765 | 14.1228
2023-04-22 20:00 | 16.2747 | 12.8437
2023-04-22 21:00 | 17.0234 | 8.7676
2023-04-22 22:00 | 11.9813 | 5.0715
2023-04-22 23:00 | 10.0842 | 5.593
2023-04-23 | 6.2898 | 6.7771
2023-04-23 01:00 | 6.5612 | 6.8885
2023-04-23 02:00 | 5.0953
2023-04-23 03:00 | 6.3444 | 5.0235
2023-04-23 04:00 | 5.3454 | 6.2089
2023-04-23 05:00 | 4.9954 | 3.744
2023-04-23 06:00 | 5.1456 | 5.3556
2023-04-23 07:00 | 6.145 | 4.7875
2023-04-23 08:00 | 7.1939 | 3.5079
2023-04-23 09:00 | 8.243 | 3.5085
2023-04-23 10:00 | 5.8944 | 4.0774
2023-04-23 11:00 | 4.5957 | 1.9922
2023-04-23 12:00 | 7.4424 | 1.9919
2023-04-23 13:00 | 6.7427 | 1.8961
2023-04-23 14:00 | 5.8436 | 3.177
2023-04-23 15:00 | 5.4944 | 3.0822
2023-04-23 16:00 | 5.8948 | 1.8499
2023-04-23 17:00 | 8.9924 | 2.4179
2023-04-23 18:00 | 7.9432 | 3.2715
2023-04-23 19:00 | 11.3406 | 3.9819
2023-04-23 20:00 | 8.9926 | 5.9253
2023-04-23 21:00 | 7.5439 | 4.2664
2023-04-23 22:00 | 8.5929 | 3.6976
2023-04-23 23:00 | 7.1441 | 4.2191
2023-04-24 | 6.095 | 4.7875
2023-04-24 01:00 | 6.2328 | 4.8027
2023-04-24 02:00 | 4.9657 | 4.1701
2023-04-24 03:00 | 4.9994 | 3.8864
2023-04-24 04:00 | 4.4997 | 4.0764
2023-04-24 05:00 | 5.4492 | 4.3139
2023-04-24 06:00 | 10.1484 | 4.1238
2023-04-24 07:00 | 11.8461 | 3.9348
2023-04-24 08:00 | 7.2472 | 4.1722
2023-04-24 09:00 | 6.8469 | 4.9301
2023-04-24 10:00 | 8.3954 | 7.1113
2023-04-24 11:00 | 7.9468 | 3.2711
2023-04-24 12:00 | 7.4477 | 3.7934
2023-04-24 13:00 | 4.6486 | 2.9399
2023-04-24 14:00 | 5.9475 | 3.557
2023-04-24 15:00 | 8.546 | 5.549
2023-04-24 16:00 | 8.8971 | 7.3988
2023-04-24 17:00 | 7.4482 | 3.8904
2023-04-24 18:00 | 7.8932 | 2.4015
2023-04-24 19:00 | 10.5961 | 3.6501
2023-04-24 20:00 | 10.8452 | 3.65
2023-04-24 21:00 | 9.5484 | 4.3602
2023-04-24 22:00 | 5.2488 | 3.3651
2023-04-24 23:00 | 4.0491 | 1.8496
2023-04-25 | 3.8492 | 2.0391
2023-04-25 01:00 | 3.7683 | 2.2752
2023-04-25 02:00 | 4.6357
2023-04-25 03:00 | 4.6525 | 1.7078
2023-04-25 04:00 | 4.7527 | 2.4659
2023-04-25 05:00 | 7.7049 | 2.8909
2023-04-25 06:00 | 14.3082 | 3.272
2023-04-25 07:00 | 17.6052 | 3.6047
2023-04-25 08:00 | 13.0519 | 3.4629
2023-04-25 09:00 | 8.9007 | 3.1313
2023-04-25 10:00 | 6.0507 | 3.7947
2023-04-25 11:00 | 4.701 | 3.2247
2023-04-25 12:00 | 4.4513 | 2.7506
2023-04-25 13:00 | 4.2014 | 1.8982
2023-04-25 14:00 | 4.4017 | 2.0399
2023-04-25 15:00 | 5.4521 | 1.5185
2023-04-25 16:00 | 4.6018 | 1.2816
2023-04-25 17:00 | 4.7522 | 2.2773
2023-04-25 18:00 | 5.4526 | 4.0776
2023-04-25 19:00 | 9.5036 | 3.3185
2023-04-25 20:00 | 11.8077 | 5.0244
2023-04-25 21:00 | 20.5125 | 5.9239
2023-04-25 22:00 | 11.1572 | 5.6395
2023-04-25 23:00 | 9.8064 | 4.8345
2023-04-26 | 8.3053 | 5.2618
2023-04-26 01:00 | 7.5768 | 3.4768
2023-04-26 02:00 | 6.8427
2023-04-26 03:00 | 7.3599 | 3.7921
2023-04-26 04:00 | 7.3098 | 3.1297
2023-04-26 05:00 | 7.4597 | 3.0815
2023-04-26 06:00 | 11.9665 | 4.0295
2023-04-26 07:00 | 13.0165 | 3.7455
2023-04-26 08:00 | 11.163 | 3.699
2023-04-26 09:00 | 9.3095 | 3.9358
2023-04-26 10:00 | 7.7574 | 4.3636
2023-04-26 11:00 | 7.3559 | 2.0402
2023-04-26 12:00 | 6.506 | 2.9406
2023-04-26 13:00 | 6.3732 | 2.8933
2023-04-26 14:00 | 7.1574 | 3.6981
2023-04-26 15:00 | 6.9076 | 4.3619
2023-04-26 16:00 | 7.2075 | 4.4563
2023-04-26 17:00 | 6.9082 | 9.4332
2023-04-26 18:00 | 9.4622 | 9.1933
2023-04-26 19:00 | 13.2647 | 11.181
2023-04-26 20:00 | 11.1151 | 14.1669
2023-04-26 21:00 | 12.6167 | 14.8773
2023-04-26 22:00 | 15.5213 | 10.1386
2023-04-26 23:00 | 12.8673 | 10.7544
2023-04-27 | 14.4197 | 14.9251
2023-04-27 01:00 | 13.9907 | 6.9491
2023-04-27 02:00 | 9.5159 | 7.7045
2023-04-27 03:00 | 9.8666 | 9.4281
2023-04-27 04:00 | 13.0224 | 10.2811
2023-04-27 05:00 | 15.2762 | 9.8539
2023-04-27 06:00 | 19.3316 | 10.8042
2023-04-27 07:00 | 20.732 | 8.9094
2023-04-27 08:00 | 14.1708 | 11.0446
2023-04-27 09:00 | 12.9193 | 8.6746
2023-04-27 10:00 | 9.8645 | 8.6298
2023-04-27 11:00 | 10.2145 | 8.2957
2023-04-27 12:00 | 8.0118 | 7.2528
2023-04-27 13:00 | 7.6113 | 7.5365
2023-04-27 14:00 | 7.9619 | 6.1139
2023-04-27 15:00 | 10.1162 | 7.3928
2023-04-27 16:00 | 14.1233 | 8.0057
2023-04-27 17:00 | 13.9728 | 9.7158
2023-04-27 18:00 | 15.8267 | 10.234
2023-04-27 19:00 | 13.4722 | 11.0861
2023-04-27 20:00 | 16.9289 | 12.1757
2023-04-27 21:00 | 13.8734 | 7.1079
2023-04-27 22:00 | 8.9148 | 4.8336
2023-04-27 23:00 | 12.371 | 5.4963
2023-04-28 | 15.8773 | 9.4276
2023-04-28 01:00 | 11.5897 | 7.1389
2023-04-28 02:00 | 15.464 | 9.4094
2023-04-28 03:00 | 12.2249 | 7.0591
2023-04-28 04:00 | 8.7175 | 6.1603
2023-04-28 05:00 | 6.6631 | 3.8378
2023-04-28 06:00 | 7.1639 | 3.2237
2023-04-28 07:00 | 9.5169 | 4.0762
2023-04-28 08:00 | 9.8172 | 3.1305
2023-04-28 09:00 | 9.2149 | 3.7959
2023-04-28 10:00 | 10.4656 | 3.415
2023-04-28 11:00 | 10.6653 | 3.3208
2023-04-28 12:00 | 11.2615 | 4.3635
2023-04-28 13:00 | 10.5058 | 2.7524
2023-04-28 14:00 | 8.6046 | 3.1334
2023-04-28 15:00 | 9.7564 | 1.8505
2023-04-28 16:00 | 9.7102 | 1.7571
2023-04-28 17:00 | 15.1654 | 2.0878
2023-04-28 18:00 | 17.9706 | 4.0765
2023-04-28 19:00 | 18.8814 | 4.0772
2023-04-28 20:00 | 14.1282 | 3.2237
2023-04-28 21:00 | 16.3341 | 3.697
2023-04-28 22:00 | 38.6739 | 4.8355
2023-04-28 23:00 | 30.8471 | 6.5874
2023-04-29 | 12.7747 | 7.2502
2023-04-29 01:00 | 13.3285 | 7.8346
2023-04-29 02:00 | 12.8637 | 7.1358
2023-04-29 03:00 | 16.381 | 7.154
2023-04-29 04:00 | 17.7876 | 6.5875
2023-04-29 05:00 | 22.9487 | 5.9739
2023-04-29 06:00 | 19.9242 | 5.5006
2023-04-29 07:00 | 13.5729 | 5.593
2023-04-29 08:00 | 7.2156 | 4.1723
2023-04-29 09:00 | 6.8647 | 4.5035
2023-04-29 10:00 | 6.1628 | 4.4579
2023-04-29 11:00 | 10.5666 | 4.1723
2023-04-29 12:00 | 9.3166 | 3.5555
2023-04-29 13:00 | 8.5155 | 3.5558
2023-04-29 14:00 | 8.6149 | 6.7824
2023-04-29 15:00 | 11.1194 | 5.5468
2023-04-29 16:00 | 16.0688 | 6.211
2023-04-29 17:00 | 15.4803 | 4.6941
2023-04-29 18:00 | 16.1849 | 3.9826
2023-04-29 19:00 | 18.3892 | 6.0183
2023-04-29 20:00 | 17.9421 | 13.7848
2023-04-29 21:00 | 15.4378 | 12.8371
2023-04-29 22:00 | 20.0489 | 16.2008
2023-04-29 23:00 | 46.5086 | 16.4353
2023-04-30 | 35.5328 | 15.6317
2023-04-30 01:00 | 25.4359 | 14.0208
2023-04-30 02:00 | 21.2911
2023-04-30 03:00 | 27.574 | 8.3371
2023-04-30 04:00 | 28.8282 | 7.2951
2023-04-30 05:00 | 20.2502 | 6.6318
2023-04-30 06:00 | 18.4959 | 6.9655
2023-04-30 07:00 | 27.3096 | 9.2416
2023-04-30 08:00 | 12.9317 | 10.2891
2023-04-30 09:00 | 13.4322 | 9.4361
2023-04-30 10:00 | 17.3888 | 8.2968
2023-04-30 11:00 | 17.0895 | 6.2568
2023-04-30 12:00 | 15.8857 | 5.9257
2023-04-30 13:00 | 13.181 | 4.8356
2023-04-30 14:00 | 13.8821 | 4.4555
2023-04-30 15:00 | 16.2852 | 3.7459
2023-04-30 16:00 | 16.2343 | 3.5555
2023-04-30 17:00 | 22.4539 | 3.5082
2023-04-30 18:00 | 33.2119 | 3.9337
2023-04-30 19:00 | 17.2975 | 5.4496
2023-04-30 20:00 | 32.2795 | 14.6391
2023-04-30 21:00 | 32.1749 | 11.3708
2023-04-30 22:00 | 30.72 | 9.2381
2023-04-30 23:00 | 28.3232 | 10.7991
2023-05-01 | 23.1565 | 11.2253
2023-05-01 01:00 | 23.372 | 10.234
2023-05-01 02:00 | 20.0287 | 16.035
2023-05-01 03:00 | 25.7236 | 14.2582
2023-05-01 04:00 | 20.1106 | 17.0973
2023-05-01 05:00 | 16.7955 | 15.2041
2023-05-01 06:00 | 12.7303 | 11.1795
2023-05-01 07:00 | 11.9774 | 6.3034
2023-05-01 08:00 | 8.7222 | 5.2622
2023-05-01 09:00 | 16.7259 | 4.8837
2023-05-01 10:00 | 18.0644 | 5.9727
2023-05-01 11:00 | 7.3688 | 7.7273
2023-05-01 12:00 | 6.9173 | 5.07
2023-05-01 13:00 | 15.7542 | 4.6484
2023-05-01 14:00 | 16.7669 | 4.0328
2023-05-01 15:00 | 16.6763 | 4.3145
2023-05-01 16:00 | 10.0205 | 6.3995
2023-05-01 17:00 | 6.6679 | 3.9364
2023-05-01 18:00 | 17.2328 | 4.6477
2023-05-01 19:00 | 28.2037 | 3.5573
2023-05-01 20:00 | 28.0197 | 5.8756
2023-05-01 21:00 | 34.3365 | 9.8521
2023-05-01 22:00 | 41.169 | 9.5206
2023-05-01 23:00 | 34.2048 | 5.2632
2023-05-02 | 28.8866 | 5.3067
2023-05-02 01:00 | 19.7007 | 6.0649
2023-05-02 02:00 | 14.416
2023-05-02 03:00 | 11.138 | 7.3889
2023-05-02 04:00 | 13.4923 | 7.0124
2023-05-02 05:00 | 15.3425 | 7.3415
2023-05-02 06:00 | 13.4897 | 6.59
2023-05-02 07:00 | 8.8251 | 5.8799
2023-05-02 08:00 | 7.3694 | 4.457
2023-05-02 09:00 | 6.9199 | 4.4581
2023-05-02 10:00 | 6.218 | 4.6952
2023-05-02 11:00 | 6.4182 | 3.9869
2023-05-02 12:00 | 5.4652 | 7.4088
2023-05-02 13:00 | 5.5663 | 3.6093
2023-05-02 14:00 | 8.5764 | 2.6117
2023-05-02 15:00 | 10.2307 | 2.75
2023-05-02 16:00 | 8.5257 | 3.1795
2023-05-02 17:00 | 6.8214 | 4.7422
2023-05-02 18:00 | 6.1185 | 4.3619
2023-05-02 19:00 | 7.2225 | 4.9312
2023-05-02 20:00 | 8.6278 | 5.0229
2023-05-02 21:00 | 7.1231 | 4.9755
2023-05-02 22:00 | 7.0729 | 4.977
2023-05-02 23:00 | 6.9727 | 6.0644
2023-05-03 | 6.9733 | 5.4501
2023-05-03 01:00 | 5.921 | 4.0455
2023-05-03 02:00 | 6.7247
2023-05-03 03:00 | 5.6706 | 4.4546
2023-05-03 04:00 | 6.0219 | 4.7848
2023-05-03 05:00 | 7.6277 | 5.5928
2023-05-03 06:00 | 10.6881 | 7.2978
2023-05-03 07:00 | 14.4476 | 10.2882
2023-05-03 08:00 | 15.246 | 11.4344
2023-05-03 09:00 | 13.4388 | 8.3505
2023-05-03 10:00 | 9.6295 | 10.6256
2023-05-03 11:00 | 8.5773 | 9.8229
2023-05-03 12:00 | 8.2779 | 4.9305
2023-05-03 13:00 | 7.626 | 4.5028
2023-05-03 14:00 | 6.7234 | 5.9727
2023-05-03 15:00 | 7.0249 | 6.1127
2023-05-03 16:00 | 8.2283 | 7.4875
2023-05-03 17:00 | 8.9812 | 7.4892
2023-05-03 18:00 | 10.3369 | 8.0111
2023-05-03 19:00 | 12.345 | 10.7523
2023-05-03 20:00 | 15.9595 | 10.0895
2023-05-03 21:00 | 12.2958 | 8.4804
2023-05-03 22:00 | 10.0869 | 6.9624
2023-05-03 23:00 | 9.7355 | 7.8622
2023-05-04 | 9.8359 | 8.5258
2023-05-04 01:00 | 10.2079 | 10.3538
2023-05-04 02:00 | 12.0821 | 12.5621
2023-05-04 03:00 | 14.4593 | 14.7269
2023-05-04 04:00 | 15.5641 | 16.1
2023-05-04 05:00 | 16.1655 | 15.1051
2023-05-04 06:00 | 18.8249 | 17.0987
2023-05-04 07:00 | 19.8212 | 16.542
2023-05-04 08:00 | 18.3127 | 14.4653
2023-05-04 09:00 | 15.9557 | 11.8602
2023-05-04 10:00 | 13.347 | 14.2261
2023-05-04 11:00 | 12.8432 | 13.7652
2023-05-04 12:00 | 12.1434 | 14.556
2023-05-04 13:00 | 10.891
2023-05-04 14:00 | 13.1478
2023-05-04 15:00 | 16.7137 | 7.2486
2023-05-04 16:00 | 17.5628 | 9.1983
2023-05-04 17:00 | 15.8125 | 10.3808
2023-05-04 18:00 | 12.902 | 11.275
2023-05-04 19:00 | 10.8443 | 7.2017
2023-05-04 20:00 | 11.8489 | 5.6861
2023-05-04 21:00 | 10.3433 | 5.5923
2023-05-04 22:00 | 10.6938 | 4.5974
2023-05-04 23:00 | 12.0998 | 17.6125
2023-05-05 | 8.1335 | 11.6003
2023-05-05 01:00 | 10.3458 | 7.4126
2023-05-05 02:00 | 7.1983 | 11.0163
2023-05-05 03:00 | 15.8717 | 14.0543
2023-05-05 04:00 | 17.7797 | 17.8021
2023-05-05 05:00 | 20.5919 | 9.9721
2023-05-05 06:00 | 12.9073 | 6.2235
2023-05-05 07:00 | 11.0986 | 4.4644
2023-05-05 08:00 | 10.0072 | 8.4132
2023-05-05 09:00 | 8.7834 | 3.5207
2023-05-05 10:00 | 7.8799 | 2.6202
2023-05-05 11:00 | 6.7742 | 5.5693
2023-05-05 12:00 | 6.4726 | 5.4782
2023-05-05 13:00 | 6.0225 | 3.0004
2023-05-05 14:00 | 5.4199 | 1.8583
2023-05-05 15:00 | 5.8718 | 2.3363
2023-05-05 16:00 | 4.4165 | 6.9996
2023-05-05 17:00 | 11.0932 | 6.2795
2023-05-05 18:00 | 15.313 | 3.0919
2023-05-05 19:00 | 20.8904 | 8.692
2023-05-05 20:00 | 21.5965 | 15.9079
2023-05-05 21:00 | 24.6617 | 9.7844
2023-05-05 22:00 | 26.0174 | 10.9252
2023-05-05 23:00 | 24.6613 | 13.8657
2023-05-06 | 25.0121 | 12.1597
2023-05-06 01:00 | 29.3102 | 14.6022
2023-05-06 02:00 | 20.064 | 14.7914
2023-05-06 03:00 | 19.9963 | 13.6685
2023-05-06 04:00 | 17.2825 | 10.4303
2023-05-06 05:00 | 22.8104 | 15.8585
2023-05-06 06:00 | 28.5327 | 15.1523
2023-05-06 07:00 | 26.8721 | 12.387
2023-05-06 08:00 | 20.7872 | 11.727
2023-05-06 09:00 | 17.9741 | 10.1608
2023-05-06 10:00 | 20.1868 | 9.7295
2023-05-06 11:00 | 19.8877 | 6.6281
2023-05-06 12:00 | 14.5661 | 4.5299
2023-05-06 13:00 | 12.3571 | 2.2894
2023-05-06 14:00 | 15.2689 | 3.0542
2023-05-06 15:00 | 23.1047 | 4.0528
2023-05-06 16:00 | 20.492 | 3.6223
2023-05-06 17:00 | 15.5216 | 3.4787
2023-05-06 18:00 | 14.318 | 4.7169
2023-05-06 19:00 | 18.0361 | 4.431
2023-05-06 20:00 | 24.5186 | 9.2847
2023-05-06 21:00 | 22.9615 | 15.7587
2023-05-06 22:00 | 12.7617 | 8.6665
2023-05-06 23:00 | 10.9027 | 6.9532
2023-05-07 | 10.1485 | 7.7661
2023-05-07 01:00 | 11.4922 | 7.7716
2023-05-07 02:00 | 6.0633 | 5.7948
2023-05-07 03:00 | 3.568 | 6.83
2023-05-07 04:00 | 3.4172 | 5.3515
2023-05-07 05:00 | 3.4167 | 3.1598
2023-05-07 06:00 | 4.0198 | 5.6387
2023-05-07 07:00 | 3.1657 | 2.2976
2023-05-07 08:00 | 3.3155 | 1.7714
2023-05-07 09:00 | 3.5661 | 1.82
2023-05-07 10:00 | 3.9668 | 2.2046
2023-05-07 11:00 | 3.7664 | 2.108
2023-05-07 12:00 | 4.2682 | 2.0113
2023-05-07 13:00 | 4.3684 | 2.5864
2023-05-07 14:00 | 6.979 | 3.6404
2023-05-07 15:00 | 7.0763 | 4.6918
2023-05-07 16:00 | 7.6806 | 3.7337
2023-05-07 17:00 | 9.1369 | 6.7006
2023-05-07 18:00 | 9.442 | 10.0915
2023-05-07 19:00 | 9.1948 | 3.347
2023-05-07 20:00 | 8.6776 | 3.7756
2023-05-07 21:00 | 8.8448 | 4.113
2023-05-07 22:00 | 11.3082 | 8.3088
2023-05-07 23:00 | 10.3534 | 7.2607
2023-05-08 | 14.3235 | 6.7341
2023-05-08 01:00 | 18.4615 | 5.1757
2023-05-08 02:00 | 19.9341 | 4.4728
2023-05-08 03:00 | 16.9832 | 4.6923
2023-05-08 04:00 | 13.5209 | 5.221
2023-05-08 05:00 | 10.4577 | 6.3211
2023-05-08 06:00 | 12.014 | 8.8627
2023-05-08 07:00 | 23.0187 | 22.4202
2023-05-08 08:00 | 13.2122 | 6.4271
2023-05-08 09:00 | 7.3347 | 4.7529
2023-05-08 10:00 | 9.1441 | 3.9354
2023-05-08 11:00 | 10.4455 | 5.4677
2023-05-08 12:00 | 7.4334 | 5.8513
2023-05-08 13:00 | 5.0225 | 2.7838
2023-05-08 14:00 | 6.28 | 2.9789
2023-05-08 15:00 | 11.4062 | 7.6274
2023-05-08 16:00 | 11.2079 | 4.6028
2023-05-08 17:00 | 12.7668 | 6.2774
2023-05-08 18:00 | 10.3553 | 5.7956
2023-05-08 19:00 | 14.7309 | 3.8323
2023-05-08 20:00 | 20.5136 | 9.095
2023-05-08 21:00 | 19.1557 | 6.7047
2023-05-08 22:00 | 10.3056 | 5.1254
2023-05-08 23:00 | 11.3123 | 4.7921
2023-05-09 | 11.764 | 14.5985
2023-05-09 01:00 | 6.0006 | 11.0054
2023-05-09 02:00 | 6.4687 | 6.0123
2023-05-09 03:00 | 11.1056 | 7.0551
2023-05-09 04:00 | 14.9218 | 6.0989
2023-05-09 05:00 | 13.5149 | 9.6474
2023-05-09 06:00 | 11.5534 | 6.9177
2023-05-09 07:00 | 13.7613 | 5.8196
2023-05-09 08:00 | 12.9595 | 5.9135
2023-05-09 09:00 | 11.835 | 4.0388
2023-05-09 10:00 | 9.272 | 5.3427
2023-05-09 11:00 | 8.8863 | 4.6711
2023-05-09 12:00 | 12.1459 | 2.8874
2023-05-09 13:00 | 12.588 | 3.2696
2023-05-09 14:00 | 12.8557 | 2.5959
2023-05-09 15:00 | 6.9778 | 3.6087
2023-05-09 16:00 | 13.5481 | 2.7931
2023-05-09 17:00 | 14.6177 | 10.378
2023-05-09 18:00 | 12.2546 | 8.0199
2023-05-09 19:00 | 12.8037 | 4.6117
2023-05-09 20:00 | 16.3645 | 3.7941
2023-05-09 21:00 | 14.3581 | 4.2746
2023-05-09 22:00 | 17.3541 | 9.6482
2023-05-09 23:00 | 15.0554 | 8.494
2023-05-10 | 5.7813 | 5.4732
2023-05-10 01:00 | 4.7953 | 2.4383
2023-05-10 02:00 | 3.9855
2023-05-10 03:00 | 5.5233 | 2.4092
2023-05-10 04:00 | 10.3952 | 2.6008
2023-05-10 05:00 | 7.4265 | 2.6024
2023-05-10 06:00 | 6.0212 | 2.8477
2023-05-10 07:00 | 6.6317 | 2.7519
2023-05-10 08:00 | 7.6592 | 3.0434
2023-05-10 09:00 | 9.9286 | 3.2382
2023-05-10 10:00 | 8.0713 | 3.5757
2023-05-10 11:00 | 9.2627 | 2.8502
2023-05-10 12:00 | 8.7757 | 3.4759
2023-05-10 13:00 | 8.9198 | 2.0789
2023-05-10 14:00 | 6.7768 | 1.4487
2023-05-10 15:00 | 10.029 | 2.1707
2023-05-10 16:00 | 9.7925 | 2.224
2023-05-10 17:00 | 12.6497 | 3.4282
2023-05-10 18:00 | 10.9469 | 1.7357
2023-05-10 19:00 | 7.7331 | 1.4491
2023-05-10 20:00 | 14.6101 | 2.7002
2023-05-10 21:00 | 19.2812 | 4.9117
2023-05-10 22:00 | 10.1521 | 3.1804
2023-05-10 23:00 | 6.7259 | 2.8922
2023-05-11 | 9.7654 | 2.0769
2023-05-11 01:00 | 6.7914 | 1.6763
2023-05-11 02:00 | 5.7891
2023-05-11 03:00 | 3.8234 | 1.5015
2023-05-11 04:00 | 5.5784 | 1.6933
2023-05-11 05:00 | 7.4468 | 2.5614
2023-05-11 06:00 | 9.0513 | 4.2515
2023-05-11 07:00 | 13.7139 | 4.1562
2023-05-11 08:00 | 8.8302 | 5.2723
2023-05-11 09:00 | 8.2413 | 4.888
2023-05-11 10:00 | 6.3315 | 2.6152
2023-05-11 11:00 | 5.9289 | 1.9368
2023-05-11 12:00 | 5.5271 | 1.6462
2023-05-11 13:00 | 3.6153 | 1.3584
2023-05-11 14:00 | 6.4276 | 1.1161
2023-05-11 15:00 | 6.1246 | 2.5184
2023-05-11 16:00 | 7.8404 | 1.2612
2023-05-11 17:00 | 4.0212 | 2.9501
2023-05-11 18:00 | 7.0917 | 1.8862
2023-05-11 19:00 | 15.7344 | 1.645
2023-05-11 20:00 | 12.5299 | 6.5678
2023-05-11 21:00 | 10.5678 | 10.6232
2023-05-11 22:00 | 19.3273 | 7.5814
2023-05-11 23:00 | 20.1331 | 4.2981
2023-05-12 | 11.2732 | 5.9368
2023-05-12 01:00 | 10.0345 | 7.1666
2023-05-12 02:00 | 9.765
2023-05-12 03:00 | 7.7524 | 4.1636
2023-05-12 04:00 | 7.8018 | 3.6301
2023-05-12 05:00 | 6.0397 | 3.8738
2023-05-12 06:00 | 5.7865 | 4.5501
2023-05-12 07:00 | 7.0421 | 4.0689
2023-05-12 08:00 | 8.498 | 3.6832
2023-05-12 09:00 | 8.8473 | 4.6543
2023-05-12 10:00 | 7.4909 | 3.829
2023-05-12 11:00 | 6.5892 | 2.9074
2023-05-12 12:00 | 8.3469 | 3.2444
2023-05-12 13:00 | 7.9962 | 3.1465
2023-05-12 14:00 | 6.8405 | 2.8599
2023-05-12 15:00 | 6.94 | 3.4382
2023-05-12 16:00 | 7.6466 | 3.4882
2023-05-12 17:00 | 7.7468 | 3.8243
2023-05-12 18:00 | 7.4466 | 3.487
2023-05-12 19:00 | 7.2958 | 3.5345
2023-05-12 20:00 | 6.6422 | 3.3431
2023-05-12 21:00 | 5.2844 | 3.001
2023-05-12 22:00 | 4.8808 | 2.8583
2023-05-12 23:00 | 4.5792 | 2.5194
2023-05-13 | 4.1759 | 2.5166
2023-05-13 01:00 | 4.2605 | 2.2043
2023-05-13 02:00 | 4.0603
2023-05-13 03:00 | 4.1271 | 1.8945
2023-05-13 04:00 | 4.1268 | 2.0411
2023-05-13 05:00 | 3.5728 | 1.9445
2023-05-13 06:00 | 4.0266 | 2.04
2023-05-13 07:00 | 4.6797 | 1.9942
2023-05-13 08:00 | 5.8848 | 2.4306
2023-05-13 09:00 | 6.0847 | 2.8216
2023-05-13 10:00 | 6.3867 | 2.6773
2023-05-13 11:00 | 6.9907 | 2.8192
2023-05-13 12:00 | 7.0428 | 3.2576
2023-05-13 13:00 | 7.9482 | 3.4496
2023-05-13 14:00 | 8.4534 | 3.739
2023-05-13 15:00 | 9.9612 | 3.6443
2023-05-13 16:00 | 11.22 | 4.1288
2023-05-13 17:00 | 11.2212 | 4.2265
2023-05-13 18:00 | 11.4253 | 4.3716
2023-05-13 19:00 | 15.5072 | 5.5342
2023-05-13 20:00 | 16.87 | 6.3084
2023-05-13 21:00 | 14.452 | 6.7925
2023-05-13 22:00 | 11.5819 | 6.4061
2023-05-13 23:00 | 8.6607 | 5.1924
2023-05-14 | 8.6617 | 4.0295
2023-05-14 01:00 | 7.1514 | 3.3753
2023-05-14 02:00 | 7.3526 | 3.242
2023-05-14 03:00 | 9.9645 | 3.1642
2023-05-14 04:00 | 7.0003 | 2.9211
2023-05-14 05:00 | 7.3036 | 3.4061
2023-05-14 06:00 | 8.4623 | 3.6511
2023-05-14 07:00 | 11.4203 | 3.6025
2023-05-14 08:00 | 13.5293 | 4.2831
2023-05-14 09:00 | 13.3768 | 3.6044
2023-05-14 10:00 | 10.9159 | 2.974
2023-05-14 11:00 | 15.0352 | 3.5088
2023-05-14 12:00 | 11.2691 | 3.6071
2023-05-14 13:00 | 10.5663 | 4.4344
2023-05-14 14:00 | 14.7801 | 4.0895
2023-05-14 15:00 | 10.0121 | 5.0648
2023-05-14 16:00 | 11.1258 | 4.7701
2023-05-14 17:00 | 10.8733 | 7.1537
2023-05-14 18:00 | 16.2502 | 5.1597
2023-05-14 19:00 | 15.1731 | 4.3333
2023-05-14 20:00 | 15.449 | 5.4499
2023-05-14 21:00 | 36.6773 | 5.7871
2023-05-14 22:00 | 19.3479 | 8.5127
2023-05-14 23:00 | 22.4696 | 15.7085
2023-05-15 | 20.8073 | 13.2785
2023-05-15 01:00 | 12.397 | 13.6543
2023-05-15 02:00 | 5.8797
2023-05-15 03:00 | 5.6947 | 3.7589
2023-05-15 04:00 | 5.5422 | 3.9067
2023-05-15 05:00 | 6.047 | 4.3446
2023-05-15 06:00 | 8.4651 | 3.9044
2023-05-15 07:00 | 9.3193 | 3.5171
2023-05-15 08:00 | 10.8781 | 3.7109
2023-05-15 09:00 | 9.5622 | 4.8812
2023-05-15 10:00 | 7.2451 | 4.1043
2023-05-15 11:00 | 6.7937 | 3.3248
2023-05-15 12:00 | 6.3923 | 3.57
2023-05-15 13:00 | 5.84 | 2.9333
2023-05-15 14:00 | 6.2931 | 2.0049
2023-05-15 15:00 | 5.9907 | 1.7616
2023-05-15 16:00 | 6.1947 | 1.8579
2023-05-15 17:00 | 7.102 | 2.1988
2023-05-15 18:00 | 7.0503 | 2.7837
2023-05-15 19:00 | 6.9511 | 2.15
2023-05-15 20:00 | 8.7676 | 3.3191
2023-05-15 21:00 | 17.4386 | 2.9295
2023-05-15 22:00 | 18.8483 | 2.4432
2023-05-15 23:00 | 12.2469 | 2.2974
2023-05-16 | 15.8755 | 2.6359
2023-05-16 01:00 | 12.0666 | 2.2857
2023-05-16 02:00 | 9.7804 | 3.1283
2023-05-16 03:00 | 8.8221 | 2.792
2023-05-16 04:00 | 12.4018 | 3.8672
2023-05-16 05:00 | 15.672 | 4.6973
2023-05-16 06:00 | 11.0807 | 6.1668
2023-05-16 07:00 | 10.92 | 6.5649
2023-05-16 08:00 | 10.0597 | 6.3269
2023-05-16 09:00 | 7.8475 | 6.1314
2023-05-16 10:00 | 5.4348 | 4.3604
2023-05-16 11:00 | 4.8821 | 3.4293
2023-05-16 12:00 | 4.5308 | 3.3311
2023-05-16 13:00 | 4.2302 | 2.7947
2023-05-16 14:00 | 4.4322 | 3.0853
2023-05-16 15:00 | 4.4832 | 2.6969
2023-05-16 16:00 | 5.4404 | 3.9187
2023-05-16 17:00 | 6.8508 | 3.5266
2023-05-16 18:00 | 8.4145 | 4.0608
2023-05-16 19:00 | 11.9962 | 5.3815
2023-05-16 20:00 | 13.4596 | 5.1357
2023-05-16 21:00 | 22.1337 | 5.2356
2023-05-16 22:00 | 21.1745 | 5.1371
2023-05-16 23:00 | 19.2593 | 4.9872
2023-05-17 | 13.8142 | 5.6751
2023-05-17 01:00 | 11.0612 | 5.6226
2023-05-17 02:00 | 10.5896
2023-05-17 03:00 | 10.1362 | 4.4638
2023-05-17 04:00 | 12.4573 | 3.4845
2023-05-17 05:00 | 12.9084 | 7.5508
2023-05-17 06:00 | 13.2047 | 10.0546
2023-05-17 07:00 | 14.4046 | 8.9828
2023-05-17 08:00 |  | 7.9583
2023-05-17 09:00 |  | 5.9441
2023-05-17 10:00 | 4.8864 | 4.2744
2023-05-17 11:00 | 5.6925 | 6.0447
2023-05-17 12:00 | 6.0952 | 4.3713
2023-05-17 13:00 | 5.1899
2023-05-17 14:00 | 5.5456 | 3.4886
2023-05-17 15:00 | 8.3175 | 5.1513
2023-05-17 16:00 | 13.7091 | 2.6018
2023-05-17 17:00 | 8.4685 | 2.4563
2023-05-17 18:00 | 8.5708 | 3.1415
2023-05-17 19:00 | 8.7236 | 5.0017
2023-05-17 20:00 | 8.8767 | 15.1469
2023-05-17 21:00 | 12.4072 | 11.6675
2023-05-17 22:00 | 15.9876 | 7.2564
2023-05-17 23:00 | 10.3368 | 7.354
2023-05-18 | 9.2283 | 8.2357
2023-05-18 01:00 | 7.8348 | 11.5331
2023-05-18 02:00 | 10.9973
2023-05-18 03:00 | 12.1583 | 8.9937
2023-05-18 04:00 | 11.5015 | 7.2291
2023-05-18 05:00 | 12.2076 | 6.1971
2023-05-18 06:00 | 14.5221 | 7.1323
2023-05-18 07:00 | 13.5598 | 9.5003
2023-05-18 08:00 | 13.8085 | 11.1757
2023-05-18 09:00 | 7.7572 | 8.6178
2023-05-18 10:00 | 7.6069 | 6.792
2023-05-18 11:00 | 10.4783 | 8.0279
2023-05-18 12:00 | 11.0279 | 4.6817
2023-05-18 13:00 | 12.436 | 6.601
2023-05-18 14:00 | 8.9648 | 10.5877
2023-05-18 15:00 | 9.4691 | 4.5293
2023-05-18 16:00 | 13.2967 | 4.725
2023-05-18 17:00 | 13 | 5.7593
2023-05-18 18:00 | 13.6126 | 7.87
2023-05-18 19:00 | 16.2406 | 7.2793
2023-05-18 20:00 | 17.3041 | 6.8357
2023-05-18 21:00 | 16.8506 | 7.521
2023-05-18 22:00 | 23.6618 | 8.1607
2023-05-18 23:00 | 31.6847 | 7.18
2023-05-19 | 27.2429 | 10.2241
2023-05-19 01:00 | 20.8265 | 4.603
2023-05-19 02:00 | 15.5779 | 4.0105
2023-05-19 03:00 | 13.6253 | 3.7478
2023-05-19 04:00 | 10.2441 | 4.4881
2023-05-19 05:00 | 8.9308 | 3.9444
2023-05-19 06:00 | 11.4515 | 4.2386
2023-05-19 07:00 | 13.4173 | 4.7836
2023-05-19 08:00 | 11.9516 | 5.0824
2023-05-19 09:00 | 12.1535 | 5.475
2023-05-19 10:00 | 9.0222 | 4.5866
2023-05-19 11:00 | 7.9665 | 3.7499
2023-05-19 12:00 | 8.9213 | 4.6858
2023-05-19 13:00 | 10.2819 | 4.6876
2023-05-19 14:00 | 6.4012 | 3.5526
2023-05-19 15:00 | 7.1081 | 4.6865
2023-05-19 16:00 | 6.6058 | 4.0455
2023-05-19 17:00 | 8.523 | 2.9101
2023-05-19 18:00 | 8.627 | 2.4182
2023-05-19 19:00 | 11.6549 | 2.3183
2023-05-19 20:00 | 11.658 | 2.7138
2023-05-19 21:00 | 8.6787 | 2.466
2023-05-19 22:00 | 8.2755 | 2.6652
2023-05-19 23:00 | 7.4174 | 3.4551
2023-05-20 | 6.8108 | 3.8463
2023-05-20 01:00 | 5.8885 | 3.8887
2023-05-20 02:00 | 5.6849 | 4.6769
2023-05-20 03:00 | 5.3488 | 4.2513
2023-05-20 04:00 | 4.6924 | 3.9035
2023-05-20 05:00 | 4.3399 | 3.6097
2023-05-20 06:00 | 4.438 | 3.5105
2023-05-20 07:00 | 4.7892 | 4.6489
2023-05-20 08:00 | 5.7454 | 4.6997
2023-05-20 09:00 | 6.198 | 4.9956
2023-05-20 10:00 | 6.2999 | 4.899
2023-05-20 11:00 | 6.0989 | 3.9585
2023-05-20 12:00 | 5.6975 | 2.9694
2023-05-20 13:00 | 5.2954 | 2.1267
2023-05-20 14:00 | 4.8419 | 1.7807
2023-05-20 15:00 | 4.337 | 1.8318
2023-05-20 16:00 | 4.1859 | 1.4339
2023-05-20 17:00 | 4.6898 | 1.6339
2023-05-20 18:00 | 4.4386 | 1.5345
2023-05-20 19:00 | 4.1862 | 1.8816
2023-05-20 20:00 | 4.3399 | 2.2774
2023-05-20 21:00 | 6.4114 | 1.9313
2023-05-20 22:00 | 6.8652 | 2.0787
2023-05-20 23:00 | 6.4609 | 3.6086
2023-05-21 | 5.9048 | 4.003
2023-05-21 01:00 | 5.9579 | 4.2302
2023-05-21 02:00 | 5.8892 | 3.5682
2023-05-21 03:00 | 4.998 | 3.2703
2023-05-21 04:00 | 4.3413 | 3.7169
2023-05-21 05:00 | 4.1894 | 3.7696
2023-05-21 06:00 | 4.3895 | 3.422
2023-05-21 07:00 | 3.9832 | 3.8191
2023-05-21 08:00 | 3.7792 | 3.0757
2023-05-21 09:00 | 3.9317 | 2.6807
2023-05-21 10:00 | 4.134 | 2.1859
2023-05-21 11:00 | 4.236 | 2.0346
2023-05-21 12:00 | 4.0838 | 2.0809
2023-05-21 13:00 | 4.3876 | 1.8369
2023-05-21 14:00 | 4.1367 | 1.6378
2023-05-21 15:00 | 4.237 | 1.7375
2023-05-21 16:00 | 4.1872 | 1.5893
2023-05-21 17:00 | 4.894 | 1.8857
2023-05-21 18:00 | 5.7514 | 2.0332
2023-05-21 19:00 | 5.957 | 2.5789
2023-05-21 20:00 | 6.6146 | 2.9753
2023-05-21 21:00 | 6.3624 | 3.5217
2023-05-21 22:00 | 5.2508 | 3.62
2023-05-21 23:00 | 5.8048 | 4.1137
2023-05-22 | 6.3125 | 4.0635
2023-05-22 01:00 | 7.3738 | 3.7773
2023-05-22 02:00 | 7.2399 | 3.3769
2023-05-22 03:00 | 6.2638 | 3.0829
2023-05-22 04:00 | 5.0501 | 3.3807
2023-05-22 05:00 | 5.6562 | 2.9822
2023-05-22 06:00 | 8.8879 | 3.1332
2023-05-22 07:00 | 13.1781 | 3.8778
2023-05-22 08:00 | 15.6439 | 4.2233
2023-05-22 09:00 | 13.1125 | 4.7752
2023-05-22 10:00 | 11.4999 | 5.1202
2023-05-22 11:00 | 9.9861 | 5.7673
2023-05-22 12:00 | 8.9782 | 5.3191
2023-05-22 13:00 | 8.5723 | 4.6266
2023-05-22 14:00 | 8.476 | 4.5749
2023-05-22 15:00 | 8.6798 | 4.4763
2023-05-22 16:00 | 7.6177 | 3.7293
2023-05-22 17:00 | 7.7726 | 3.6282
2023-05-22 18:00 | 7.2192 | 3.3801
2023-05-22 19:00 | 5.8569 | 2.9826
2023-05-22 20:00 | 6.1102 | 3.1332
2023-05-22 21:00 | 5.3533 | 3.4779
2023-05-22 22:00 | 5.0505 | 2.3866
2023-05-22 23:00 | 4.7975 | 2.6351
2023-05-23 | 4.495 | 1.7412
2023-05-23 01:00 | 4.0065 | 2.1921
2023-05-23 02:00 | 4.5457 | 1.9921
2023-05-23 03:00 | 4.7489 | 2.3415
2023-05-23 04:00 | 4.8998 | 3.039
2023-05-23 05:00 | 6.7694 | 3.3884
2023-05-23 06:00 | 5.4531 | 3.1422
2023-05-23 07:00 | 5.2471 | 3.0427
2023-05-23 08:00 | 6.3023 | 3.8888
2023-05-23 09:00 | 5.5954 | 2.4448
2023-05-23 10:00 | 4.8407 | 1.7463
2023-05-23 11:00 | 4.1853 | 1.25
2023-05-23 12:00 | 4.4882 | 1.1992
2023-05-23 13:00 | 3.8841 | 0.70118
2023-05-23 14:00 | 3.9866 | 1.1003
2023-05-23 15:00 | 4.088 | 1.7951
2023-05-23 16:00 | 6.3106 | 2.2941
2023-05-23 17:00 | 6.5135 | 3.6386
2023-05-23 18:00 | 5.8079 | 5.9303
2023-05-23 19:00 | 8.9418 | 2.9418
2023-05-23 20:00 | 9.7024 | 5.0328
2023-05-23 21:00 | 15.3137 | 4.7826
2023-05-23 22:00 | 23.5014 | 3.4364
2023-05-23 23:00 | 27.3415 | 2.2444
2023-05-24 | 20.9222 | 1.6461
2023-05-24 01:00 | 19.6502 | 1.7329
2023-05-24 02:00 | 15.6707 | 2.0655
2023-05-24 03:00 | 12.8898 | 1.7009
2023-05-24 04:00 | 13.2444 | 1.4018
2023-05-24 05:00 | 15.1028 | 3.4479
2023-05-24 06:00 | 15.1278 | 8.4912
2023-05-24 07:00 | 12.5672 | 9.7453
2023-05-24 08:00 | 12.3034 | 6.7003
2023-05-24 09:00 | 8.9277 | 6.2509
2023-05-24 10:00 | 5.9562 | 5.5007
2023-05-24 11:00 | 6.6641 | 9.0793
2023-05-24 12:00 | 6.919 | 4.7523
2023-05-24 13:00 | 7.1701 | 4.4984
2023-05-24 14:00 | 8.3825 | 3.9486
2023-05-24 15:00 | 8.7357 | 5.1461
2023-05-24 16:00 | 12.2734 | 3.9466
2023-05-24 17:00 | 14.5495 | 3.9469
2023-05-24 18:00 | 13.5927 | 4.6444
2023-05-24 19:00 | 13.0401 | 5.2934
2023-05-24 20:00 | 13.65 | 6.791
2023-05-24 21:00 | 40.2948 | 4.0467
2023-05-24 22:00 | 29.2723 | 6.3393
2023-05-24 23:00 | 10.514 | 4.844
2023-05-25 | 5.4074 | 4.3437
2023-05-25 01:00 | 5.1566 | 4.2043
2023-05-25 02:00 | 6.371
2023-05-25 03:00 | 6.0679 | 5.5067
2023-05-25 04:00 | 8.3448 | 5.4574
2023-05-25 05:00 | 10.4674 | 5.4567
2023-05-25 06:00 | 10.5132 | 6.0106
2023-05-25 07:00 | 11.8738 | 7.1655
2023-05-25 08:00 | 10.7995 | 6.0626
2023-05-25 09:00 | 7.9768 | 3.8085
2023-05-25 10:00 | 6.7152 | 3.1065
2023-05-25 11:00 | 7.0726 | 3.1565
2023-05-25 12:00 | 5.4555 | 4.6609
2023-05-25 13:00 | 4.8492 | 2.0553
2023-05-25 14:00 | 4.1906 | 1.6054
2023-05-25 15:00 | 4.6971 | 2.107
2023-05-25 16:00 | 4.7459 | 2.053
2023-05-25 17:00 | 4.8463 | 2.3545
2023-05-25 18:00 | 4.7972 | 1.6054
2023-05-25 19:00 | 5.355 | 1.7562
2023-05-25 20:00 | 6.2167 | 2.2544
2023-05-25 21:00 | 5.4089 | 2.756
2023-05-25 22:00 | 3.8929 | 1.7545
2023-05-25 23:00 | 4.6 | 2.004
2023-05-26 | 4.0436 | 2.0053
2023-05-26 01:00 | 3.4702 | 2.1433
2023-05-26 02:00 | 4.2133 | 2.0743
2023-05-26 03:00 | 3.7919 | 1.6069
2023-05-26 04:00 | 3.0341 | 1.8075
2023-05-26 05:00 | 3.1341 | 2.3605
2023-05-26 06:00 | 3.7904 | 2.7617
2023-05-26 07:00 | 4.546 | 2.4624
2023-05-26 08:00 | 4.7458 | 2.012
2023-05-26 09:00 | 4.1892 | 2.4653
2023-05-26 10:00 | 3.8354 | 2.4139
2023-05-26 11:00 | 3.8871 | 1.7622
2023-05-26 12:00 | 3.9366 | 1.5098
2023-05-26 13:00 | 3.5348 | 1.8094
2023-05-26 14:00 | 3.5352 | 1.3095
2023-05-26 15:00 | 4.04 | 1.2568
2023-05-26 16:00 | 3.434 | 1.4082
2023-05-26 17:00 | 4.1907 | 1.5593
2023-05-26 18:00 | 5.0524 | 1.5075
2023-05-26 19:00 | 6.317 | 1.8612
2023-05-26 20:00 | 7.0276 | 1.6583
2023-05-26 21:00 | 7.8364 | 2.41
2023-05-26 22:00 | 4.802 | 2.1117
2023-05-26 23:00 | 4.0434 | 2.4617
2023-05-27 | 3.4876 | 2.5099
2023-05-27 01:00 | 2.8649 | 2.6847
2023-05-27 02:00 | 3.2699 | 3.487
2023-05-27 03:00 | 3.741 | 3.9245
2023-05-27 04:00 | 3.9461 | 3.8775
2023-05-27 05:00 | 3.9419 | 3.6741
2023-05-27 06:00 | 5.4585 | 4.4318
2023-05-27 07:00 | 5.1042 | 4.435
2023-05-27 08:00 | 4.8473 | 4.9407
2023-05-27 09:00 | 4.9987 | 4.436
2023-05-27 10:00 | 4.5953 | 3.7285
2023-05-27 11:00 | 4.0915 | 3.0742
2023-05-27 12:00 | 4.0922 | 2.5708
2023-05-27 13:00 | 5.2035 | 3.1226
2023-05-27 14:00 | 5.2054 | 5.1367
2023-05-27 15:00 | 5.5091 | 4.8347
2023-05-27 16:00 | 5.7116 | 5.9928
2023-05-27 17:00 | 5.1559 | 3.5726
2023-05-27 18:00 | 5.0539 | 1.9139
2023-05-27 19:00 | 5.057 | 2.467
2023-05-27 20:00 | 8.0947 | 2.0641
2023-05-27 21:00 | 10.7793 | 2.8693
2023-05-27 22:00 | 15.7903 | 2.3161
2023-05-27 23:00 | 11.2341 | 2.0657
2023-05-28 | 10.1205 | 2.7693
2023-05-28 01:00 | 7.3912 | 3.2981
2023-05-28 02:00 | 6.512 | 3.8992
2023-05-28 03:00 | 6.9839 | 3.4805
2023-05-28 04:00 | 5.8201 | 3.0265
2023-05-28 05:00 | 6.3257 | 2.8756
2023-05-28 06:00 | 5.8668 | 4.0876
2023-05-28 07:00 | 5.7106 | 5.4024
2023-05-28 08:00 | 5.1038 | 4.6481
2023-05-28 09:00 | 5.1018 | 4.747
2023-05-28 10:00 | 5.9131 | 4.5955
2023-05-28 11:00 | 5.8637 | 3.4833
2023-05-28 12:00 | 4.7521 | 2.7272
2023-05-28 13:00 | 5.1069 | 2.7256
2023-05-28 14:00 | 5.0065 | 2.271
2023-05-28 15:00 | 4.9562 | 2.0211
2023-05-28 16:00 | 3.9439 | 1.667
2023-05-28 17:00 | 3.7912 | 0.96189
2023-05-28 18:00 | 3.8945 | 1.2143
2023-05-28 19:00 | 3.9447 | 1.8696
2023-05-28 20:00 | 4.9574 | 2.2725
2023-05-28 21:00 | 5.3621 | 2.1705
2023-05-28 22:00 | 5.5638 | 2.2218
2023-05-28 23:00 | 3.1844 | 2.2719
2023-05-29 | 2.7299 | 1.6686
2023-05-29 01:00 | 3.3395 | 1.2849
2023-05-29 02:00 | 3.2714
2023-05-29 03:00 | 3.6923 | 0.61081
2023-05-29 04:00 | 3.0845 | 1.6705
2023-05-29 05:00 | 2.578 | 1.8736
2023-05-29 06:00 | 3.3876 | 1.4693
2023-05-29 07:00 | 3.4362 | 1.3698
2023-05-29 08:00 | 3.5866 | 1.1149
2023-05-29 09:00 | 3.4334 | 0.76211
2023-05-29 10:00 | 3.1299 | 1.1162
2023-05-29 11:00 | 3.2336 | 0.91372
2023-05-29 12:00 | 3.0306 | 0.76273
2023-05-29 13:00 | 3.0821 | 0.75993
2023-05-29 14:00 | 3.183 | 0.71095
2023-05-29 15:00 | 3.1331 | 1.0139
2023-05-29 16:00 | 2.8312 | 0.66228
2023-05-29 17:00 | 3.1343 | 1.2666
2023-05-29 18:00 | 3.3872 | 0.55934
2023-05-29 19:00 | 3.3365 | 0.81047
2023-05-29 20:00 | 3.3369 | 2.583
2023-05-29 21:00 | 3.6935 | 1.3162
2023-05-29 22:00 | 3.5906 | 0.8607
2023-05-29 23:00 | 3.4395 | 0.71126
2023-05-30 | 2.8839 | 0.91372
2023-05-30 01:00 | 2.6639 | 0.81433
2023-05-30 02:00 | 2.4612
2023-05-30 03:00 | 2.6336 | 1.3198
2023-05-30 04:00 | 2.7847 | 1.6228
2023-05-30 05:00 | 2.9351 | 1.8771
2023-05-30 06:00 | 3.4896 | 1.9812
2023-05-30 07:00 | 3.7412 | 1.6235
2023-05-30 08:00 | 4.297 | 1.4232
2023-05-30 09:00 | 4.6479 | 1.6787
2023-05-30 10:00 | 4.498 | 1.5761
2023-05-30 11:00 | 3.6383 | 0.96572
2023-05-30 12:00 | 4.1458 | 0.96663
2023-05-30 13:00 | 3.9447 | 0.86408
2023-05-30 14:00 | 3.9946 | 1.0677
2023-05-30 15:00 | 3.691 | 0.71453
2023-05-30 16:00 | 3.9938 | 0.91658
2023-05-30 17:00 | 4.2978 | 1.1711
2023-05-30 18:00 | 5.2115 | 1.4226
2023-05-30 19:00 | 5.9212 | 1.5749
2023-05-30 20:00 | 4.9585 | 1.1165
2023-05-30 21:00 | 4.9091 | 1.321
2023-05-30 22:00 | 3.8949 | 0.96633
2023-05-30 23:00 | 3.1864 | 0.71453
2023-05-31 | 2.9347 | 0.76397
2023-05-31 01:00 | 2.6658 | 0.54502
2023-05-31 02:00 | 2.2592 | 1.3545
2023-05-31 03:00 | 1.9721 | 1.1722
2023-05-31 04:00 | 2.2779 | 1.1226
2023-05-31 05:00 | 2.5808 | 1.3751
2023-05-31 06:00 | 3.3905 | 1.6302
2023-05-31 07:00 | 4.297 | 1.9849
2023-05-31 08:00 | 4.6987 | 2.4451
2023-05-31 09:00 | 5.6059 | 1.7823
2023-05-31 10:00 | 5.7614 | 1.681
2023-05-31 11:00 | 4.9529 | 1.6308
2023-05-31 12:00 | 4.7527 | 2.0865
2023-05-31 13:00 | 4.3992 | 2.7486
2023-05-31 14:00 | 4.3996 | 2.3413
2023-05-31 15:00 | 4.452 | 1.9326
2023-05-31 16:00 | 4.2991 | 1.7829
2023-05-31 17:00 | 4.7553 | 1.629
2023-05-31 18:00 | 5.0108 | 1.6296
2023-05-31 19:00 | 5.8197 | 2.3405
2023-05-31 20:00 | 6.2792 | 2.0357
2023-05-31 21:00 | 6.1774 | 1.3234
2023-05-31 22:00 | 4.6053 | 1.4769
2023-05-31 23:00 | 4.6573 | 1.3252
2023-06-01 | 4.5559 | 0.71654
2023-06-01 01:00 | 3.6126 | 0.95371
2023-06-01 02:00 | 3.0717 | 1.7661
2023-06-01 03:00 | 2.8351 | 1.6322
2023-06-01 04:00 | 2.6332 | 1.7861
2023-06-01 05:00 | 2.4802 | 1.7858
2023-06-01 06:00 | 2.9352 | 1.9895
2023-06-01 07:00 | 4.1465 | 2.55
2023-06-01 08:00 | 4.7524 | 2.2468
2023-06-01 09:00 | 5.3075 | 1.8403
2023-06-01 10:00 | 5.9663 | 1.3287
2023-06-01 11:00 | 5.4631 | 1.2266
2023-06-01 12:00 | 4.1985 | 0.86805
2023-06-01 13:00 | 3.844 | 0.76769
2023-06-01 14:00 | 3.8445 | 0.71736
2023-06-01 15:00 | 4.2509 | 1.0726
2023-06-01 16:00 | 4.6562 | 0.97138
2023-06-01 17:00 | 4.9612 | 1.1751
2023-06-01 18:00 | 4.9101 | 1.1754
2023-06-01 19:00 | 5.418 | 1.4809
2023-06-01 20:00 | 5.977 | 1.8868
2023-06-01 21:00 | 5.8765 | 1.8371
2023-06-01 22:00 | 5.3183 | 1.5318
2023-06-01 23:00 | 4.709 | 1.3272
2023-06-02 | 3.6954 | 0.86924
2023-06-02 01:00 | 3.2074 | 1.1595
2023-06-02 02:00 | 3.4097
2023-06-02 03:00 | 2.4805 | 0.76809
2023-06-02 04:00 | 2.4805 | 0.71675
2023-06-02 05:00 | 2.3808 | 0.82031
2023-06-02 06:00 | 2.7848 | 1.1774
2023-06-02 07:00 | 5.0148 | 1.8416
2023-06-02 08:00 | 4.909 | 2.5067
2023-06-02 09:00 | 4.3532 | 2.5073
2023-06-02 10:00 | 4.6038 | 1.8419
2023-06-02 11:00 | 4.553 | 0.92386
2023-06-02 12:00 | 3.6939 | 0.82147
2023-06-02 13:00 | 3.5937 | 0.46441
2023-06-02 14:00 | 4.0996 | 0.66745
2023-06-02 15:00 | 3.7459 | 1.1263
2023-06-02 16:00 | 4.0524 | 0.82176
2023-06-02 17:00 | 3.9995 | 0.82031
2023-06-02 18:00 | 4.355 | 0.97404
2023-06-02 19:00 | 4.1521 | 1.0744
2023-06-02 20:00 | 4.6104 | 1.3302
2023-06-02 21:00 | 4.2549 | 1.5852
2023-06-02 22:00 | 3.9528 | 1.9437
2023-06-02 23:00 | 3.3939 | 1.4851
2023-06-03 | 3.4945 | 1.9431
2023-06-03 01:00 | 3.6801 | 1.5733
2023-06-03 02:00 | 3.3443
2023-06-03 03:00 | 2.8867 | 2.3068
2023-06-03 04:00 | 2.6833 | 2.1009
2023-06-03 05:00 | 2.7857 | 2.3562
2023-06-03 06:00 | 2.9361 | 2.7168
2023-06-03 07:00 | 3.5418 | 3.1271
2023-06-03 08:00 | 4.7555 | 4.0995
2023-06-03 09:00 | 5.6167 | 3.9988
2023-06-03 10:00 | 5.3621 | 3.3346
2023-06-03 11:00 | 5.0595 | 3.694
2023-06-03 12:00 | 4.9616 | 3.3323
2023-06-03 13:00 | 4.7111 | 2.6147
2023-06-03 14:00 | 4.1027 | 2.3082
2023-06-03 15:00 | 3.7466 | 2.4592
2023-06-03 16:00 | 3.6474 | 1.6938
2023-06-03 17:00 | 3.7987 | 1.8965
2023-06-03 18:00 | 4.5602 | 1.7441
2023-06-03 19:00 | 4.1036 | 1.7415
2023-06-03 20:00 | 4.9684 | 1.9482
2023-06-03 21:00 | 5.831 | 2.1518
2023-06-03 22:00 | 5.6783 | 3.738
2023-06-03 23:00 | 7.2499 | 7.169
2023-06-04 | 7.5529 | 6.7093
2023-06-04 01:00 | 7.0663 | 5.1344
2023-06-04 02:00 | 7.2004
2023-06-04 03:00 | 6.896 | 4.2091
2023-06-04 04:00 | 6.0839 | 4.9796
2023-06-04 05:00 | 5.323 | 5.4929
2023-06-04 06:00 | 5.6266 | 5.4442
2023-06-04 07:00 | 5.3166 | 4.8832
2023-06-04 08:00 | 5.3125 | 4.2694
2023-06-04 09:00 | 5.5169 | 3.035
2023-06-04 10:00 | 5.1625 | 2.5699
2023-06-04 11:00 | 5.1149 | 3.6496
2023-06-04 12:00 | 4.6101 | 2.7232
2023-06-04 13:00 | 3.9521 | 2.0044
2023-06-04 14:00 | 3.7487 | 1.7983
2023-06-04 15:00 | 4.1575 | 1.9012
2023-06-04 16:00 | 3.7482 | 2.2087
2023-06-04 17:00 | 3.6476 | 1.3382
2023-06-04 18:00 | 3.7496 | 1.0805
2023-06-04 19:00 | 3.7514 | 1.1837
2023-06-04 20:00 | 3.2434 | 1.3895
2023-06-04 21:00 | 2.9384 | 1.7994
2023-06-04 22:00 | 4.0532 | 2.6711
2023-06-04 23:00 | 3.5968 | 2.0551
2023-06-05 | 3.2927 | 1.4388
2023-06-05 01:00 | 3.075 | 1.9221
2023-06-05 02:00 | 3.7526 | 1.5792
2023-06-05 03:00 | 3.3972 | 3.1915
2023-06-05 04:00 | 3.3478 | 2.9346
2023-06-05 05:00 | 4.0069 | 1.9581
2023-06-05 06:00 | 4.7643 | 2.1641
2023-06-05 07:00 | 5.1141 | 2.7825
2023-06-05 08:00 | 4.6045 | 2.5264
2023-06-05 09:00 | 4.6562 | 1.1349
2023-06-05 10:00 | 4.2514 | 1.1377
2023-06-05 11:00 | 4.6073 | 1.0317
2023-06-05 12:00 | 4.6069 | 1.3915
2023-06-05 13:00 | 3.7987 | 0.98031
2023-06-05 14:00 | 3.5453 | 1.0326
2023-06-05 15:00 | 4.1551 | 1.1869
2023-06-05 16:00 | 4.0905 | 1.1366
2023-06-05 17:00 | 4.4028 | 1.2911
2023-06-05 18:00 | 4.0037 | 1.5483
2023-06-05 19:00 | 4.5617 | 1.9064
2023-06-05 20:00 | 4.8189 | 1.4443
2023-06-05 21:00 | 4.4625 | 1.3401
2023-06-05 22:00 | 2.8391 | 1.1847
2023-06-05 23:00 | 2.8396 | 0.93082
2023-06-06 | 2.943 | 0.87855
2023-06-06 01:00 | 3.079 | 0.82864
2023-06-06 02:00 | 2.606 | 0.96251
2023-06-06 03:00 | 2.1839 | 0.87766
2023-06-06 04:00 | 2.5377 | 0.98405
2023-06-06 05:00 | 2.9437 | 0.87957
2023-06-06 06:00 | 3.9035 | 1.8612
2023-06-06 07:00 | 4.7137 | 2.2207
2023-06-06 08:00 | 5.7742 | 2.3247
2023-06-06 09:00 | 5.4172 | 3.2534
2023-06-06 10:00 | 5.8236 | 1.3952
2023-06-06 11:00 | 4.4079 | 1.241
2023-06-06 12:00 | 3.6989 | 2.3768
2023-06-06 13:00 | 3.4984 | 1.2921
2023-06-06 14:00 | 4.0573 | 1.241
2023-06-06 15:00 | 4.2596 | 1.5507
2023-06-06 16:00 | 3.6518 | 1.4989
2023-06-06 17:00 | 4.2097 | 1.0353
2023-06-06 18:00 | 4.4121 | 1.2405
2023-06-06 19:00 | 4.9215 | 1.7572
2023-06-06 20:00 | 5.9386 | 1.5521
2023-06-06 21:00 | 6.3483 | 1.6025
2023-06-06 22:00 | 5.685 | 2.0139
2023-06-06 23:00 | 4.8213 | 1.6012
2023-06-07 | 4.7215 | 1.3077
2023-06-07 01:00 | 4.503 | 1.5877
2023-06-07 02:00 | 3.6925
2023-06-07 03:00 | 4.318 | 1.5012
2023-06-07 04:00 | 3.7583 | 1.45
2023-06-07 05:00 | 3.8586 | 2.2249
2023-06-07 06:00 | 3.9086 | 3.106
2023-06-07 07:00 | 5.4797 | 2.5377
2023-06-07 08:00 | 7.099 | 2.28
2023-06-07 09:00 | 6.9447 | 2.279
2023-06-07 10:00 | 5.9305 | 2.2265
2023-06-07 11:00 | 5.7294 | 2.0192
2023-06-07 12:00 | 5.4779 | 2.0189
2023-06-07 13:00 | 4.871 | 1.7631
2023-06-07 14:00 | 5.1252 | 1.401
2023-06-07 15:00 | 4.9241 | 1.6062
2023-06-07 16:00 | 4.772 | 1.5041
2023-06-07 17:00 | 5.2287 | 1.7098
2023-06-07 18:00 | 5.5855 | 1.3469
2023-06-07 19:00 | 5.5378 | 1.6043
2023-06-07 20:00 | 6.197 | 1.7604
2023-06-07 21:00 | 6.2469 | 2.0714
2023-06-07 22:00 | 5.28 | 1.4503
2023-06-07 23:00 | 5.1315 | 1.7098
2023-06-08 | 4.7234 | 2.2779
2023-06-08 01:00 | 4.9131 | 2.7651
2023-06-08 02:00 | 4.1003 | 1.7975
2023-06-08 03:00 | 3.9649 | 1.9726
2023-06-08 04:00 | 3.6605 | 1.7645
2023-06-08 05:00 | 3.5579 | 1.8668
2023-06-08 06:00 | 4.2675 | 3.5805
2023-06-08 07:00 | 6.6454 | 5.033
2023-06-08 08:00 | 7.712 | 3.0124
2023-06-08 09:00 | 7.7598 | 2.4397
2023-06-08 10:00 | 5.9844 | 2.7517
2023-06-08 11:00 | 5.535 | 2.4413
2023-06-08 12:00 | 4.8227 | 2.3361
2023-06-08 13:00 | 4.5201 | 3.4245
2023-06-08 14:00 | 4.4192 | 1.2992
2023-06-08 15:00 | 4.571 | 1.4018
2023-06-08 16:00 | 4.7758 | 1.2471
2023-06-08 17:00 | 4.9267 | 1.2463
2023-06-08 18:00 | 5.3346 | 1.6096
2023-06-08 19:00 | 4.9789 | 1.4549
2023-06-08 20:00 | 4.828 | 2.5926
2023-06-08 21:00 | 7.1184 | 2.1788
2023-06-08 22:00 | 6.6092 | 1.7124
2023-06-08 23:00 | 6.6087 | 2.6462
2023-06-09 | 4.828 | 2.6449
2023-06-09 01:00 | 4.5081 | 2.4273
2023-06-09 02:00 | 4.2377 | 2.7006
2023-06-09 03:00 | 4.0177 | 2.7049
2023-06-09 04:00 | 4.2722 | 2.6537
2023-06-09 05:00 | 4.8318 | 2.9116
2023-06-09 06:00 | 5.9989 | 3.7462
2023-06-09 07:00 | 7.1119 | 4.1617
2023-06-09 08:00 | 8.5318 | 4.6303
2023-06-09 09:00 | 8.2263 | 4.681
2023-06-09 10:00 | 7.9248 | 4.6306
2023-06-09 11:00 | 7.2677 | 4.161
2023-06-09 12:00 | 6.3552 | 3.6919
2023-06-09 13:00 | 6.1542 | 3.7981
2023-06-09 14:00 | 5.847 | 2.7558
2023-06-09 15:00 | 6.0507 | 3.3792
2023-06-09 16:00 | 5.4941 | 3.5355
2023-06-09 17:00 | 6.3592 | 3.3802
2023-06-09 18:00 | 6.7156 | 4.2103
2023-06-09 19:00 | 7.1755 | 5.1968
2023-06-09 20:00 | 8.4992 | 6.3407
2023-06-09 21:00 | 9.3652 | 4.8864
2023-06-09 22:00 | 9.1593 | 8.1087
2023-06-09 23:00 | 8.0902 | 8.9908
2023-06-10 | 7.4279 | 8.5245
2023-06-10 01:00 | 7.5018 | 6.5299
2023-06-10 02:00 | 7.5686
2023-06-10 03:00 | 7.6381 | 6.9804
2023-06-10 04:00 | 8.1998 | 7.8152
2023-06-10 05:00 | 9.777 | 9.1153
2023-06-10 06:00 | 10.6931 | 11.4094
2023-06-10 07:00 | 11.8563 | 9.3279
2023-06-10 08:00 | 10.7873 | 8.5475
2023-06-10 09:00 | 9.2606 | 8.7558
2023-06-10 10:00 | 10.0244 | 7.0884
2023-06-10 11:00 | 6.3109 | 6.1497
2023-06-10 12:00 | 10.1297 | 5.6285
2023-06-10 13:00 | 8.7062 | 3.9623
2023-06-10 14:00 | 9.4679 | 5.2622
2023-06-10 15:00 | 8.6039 | 7.0869
2023-06-10 16:00 | 10.4881 | 6.2531
2023-06-10 17:00 | 6.9762 | 6.4597
2023-06-10 18:00 | 6.0082 | 7.2949
2023-06-10 19:00 | 6.5686 | 8.2305
2023-06-10 20:00 | 12.1758 | 7.7105
2023-06-10 21:00 | 25.775 | 8.8562
2023-06-10 22:00 | 27.6099 | 11.2509
2023-06-10 23:00 | 30.4633 | 10.5226
2023-06-11 | 30.9223 | 12.4999
2023-06-11 01:00 | 31.9788 | 11.5581
2023-06-11 02:00 | 20.3569
2023-06-11 03:00 | 11.8781 | 8.145
2023-06-11 04:00 | 11.5718 | 7.8331
2023-06-11 05:00 | 12.3862 | 8.3563
2023-06-11 06:00 | 12.8429 | 8.3561
2023-06-11 07:00 | 13.8617 | 8.2017
2023-06-11 08:00 | 14.7267 | 8.4085
2023-06-11 09:00 | 14.5223 | 9.1406
2023-06-11 10:00 | 11.9236 | 8.7225
2023-06-11 11:00 | 10.4443 | 8.3054
2023-06-11 12:00 | 11.158 | 7.7301
2023-06-11 13:00 | 13.193 | 7.2613
2023-06-11 14:00 | 11.2591 | 7.7836
2023-06-11 15:00 | 10.1405 | 8.5144
2023-06-11 16:00 | 17.3208 | 6.5817
2023-06-11 17:00 | 13.244 | 3.9724
2023-06-11 18:00 | 9.3236 | 3.5538
2023-06-11 19:00 | 10.5985 | 4.8062
2023-06-11 20:00 | 14.1697 | 10.2357
2023-06-11 21:00 | 10.2446 | 8.9313
2023-06-11 22:00 | 11.5709 | 8.2017
2023-06-11 23:00 | 12.845 | 6.1121
2023-06-12 | 10.245 | 6.166
2023-06-12 01:00 | 15.7436 | 5.6541
2023-06-12 02:00 | 7.5829 | 5.9336
2023-06-12 03:00 | 8.3644 | 8.8495
2023-06-12 04:00 | 10.1487 | 5.7597
2023-06-12 05:00 | 8.5664 | 10.8897
2023-06-12 06:00 | 10.5025 | 12.3068
2023-06-12 07:00 | 22.1963 | 11.4768
2023-06-12 08:00 | 18.3606 | 8.2838
2023-06-12 09:00 | 20.0404 | 15.2028
2023-06-12 10:00 | 24.1693 | 19.2443
2023-06-12 11:00 | 17.2325 | 15.1144
2023-06-12 12:00 | 13.8323 | 11.588
2023-06-12 13:00 | 14.8435 | 8.2874
2023-06-12 14:00 | 11.6461 | 9.1783
2023-06-12 15:00 | 8.5532 | 5.1916
2023-06-12 16:00 | 11.8588 | 6.0805
2023-06-12 17:00 | 12.0678 | 4.0885
2023-06-12 18:00 | 12.7372 | 8.119
2023-06-12 19:00 | 22.1178 | 11.9397
2023-06-12 20:00 | 28.9132 | 7.4367
2023-06-12 21:00 | 35.5509 | 5.5521
2023-06-12 22:00 | 40.8557 | 6.0744
2023-06-12 23:00 | 31.2681 | 5.9693
2023-06-13 | 14.8939 | 7.3299
2023-06-13 01:00 | 10.2426 | 6.927
2023-06-13 02:00 | 9.7661
2023-06-13 03:00 | 10.5138 | 6.872
2023-06-13 04:00 | 8.3709 | 6.5592
2023-06-13 05:00 | 8.9823 | 7.9766
2023-06-13 06:00 | 12.7551 | 7.0869
2023-06-13 07:00 | 17.0311 | 7.6108
2023-06-13 08:00 | 15.8533 | 8.3462
2023-06-13 09:00 | 11.3707 | 10.6551
2023-06-13 10:00 | 10.5575 | 9.764
2023-06-13 11:00 | 11.1207 | 9.8736
2023-06-13 12:00 | 9.6933
2023-06-13 13:00 | 13.7226
2023-06-13 14:00 | 12.6027 | 7.348
2023-06-13 15:00 | 8.0099 | 8.2923
2023-06-13 16:00 | 7.0392 | 3.9367
2023-06-13 17:00 | 7.1927 | 2.9421
2023-06-13 18:00 | 6.7337 | 4.0943
2023-06-13 19:00 | 7.1947 | 4.2514
2023-06-13 20:00 | 6.1227 | 3.8313
2023-06-13 21:00 | 6.5319 | 3.8835
2023-06-13 22:00 | 7.2968 | 4.3573
2023-06-13 23:00 | 5.8164 | 5.1432
2023-06-14 | 5.7127 | 4.725
2023-06-14 01:00 | 4.3201 | 3.8495
2023-06-14 02:00 | 5.5466
2023-06-14 03:00 | 7.2005 | 4.1993
2023-06-14 04:00 | 7.7632 | 4.7249
2023-06-14 05:00 | 10.0085 | 6.668
2023-06-14 06:00 | 12.6597 | 6.4059
2023-06-14 07:00 | 15.0507 | 6.4064
2023-06-14 08:00 | 12.4462 | 7.9823
2023-06-14 09:00 | 10.4583 | 8.0858
2023-06-14 10:00 | 9.3384 | 6.6156
2023-06-14 11:00 | 8.2186 | 4.5689
2023-06-14 12:00 | 10.1581 | 4.0419
2023-06-14 13:00 | 12.0985 | 2.3636
2023-06-14 14:00 | 10.1593 | 3.3096
2023-06-14 15:00 | 11.08 | 3.5172
2023-06-14 16:00 | 12.969 | 3.7291
2023-06-14 17:00 | 11.3355 | 6.1949
2023-06-14 18:00 | 7.1977 | 6.5622
2023-06-14 19:00 | 6.2279 | 6.6659
2023-06-14 20:00 | 6.7914 | 4.6202
2023-06-14 21:00 | 7.6099 | 4.0419
2023-06-14 22:00 | 7.0999 | 6.4568
2023-06-14 23:00 | 6.8936 | 6.5085
2023-06-15 | 7.406 | 5.8782
2023-06-15 01:00 | 8.0749 | 5.5295
2023-06-15 02:00 | 9.9131
2023-06-15 03:00 | 9.9661 | 3.4125
2023-06-15 04:00 | 8.5855 | 4.6732
2023-06-15 05:00 | 8.7904 | 6.3008
2023-06-15 06:00 | 12.3628 | 6.6155
2023-06-15 07:00 | 17.1559 | 6.8808
2023-06-15 08:00 | 17.5059 | 7.5109
2023-06-15 09:00 | 11.9461 | 8.349
2023-06-15 10:00 | 8.9867 | 7.14
2023-06-15 11:00 | 7.9671 | 5.5655
2023-06-15 12:00 | 10.5226 | 5.0935
2023-06-15 13:00 | 11.2901 | 4.8842
2023-06-15 14:00 | 11.4415 | 3.9381
2023-06-15 15:00 | 10.1663 | 3.6771
2023-06-15 16:00 | 11.3916 | 3.1503
2023-06-15 17:00 | 12.414 | 5.2511
2023-06-15 18:00 | 12.5177 | 6.8252
2023-06-15 19:00 | 15.7913 | 5.8802
2023-06-15 20:00 | 19.2689 | 9.6059
2023-06-15 21:00 | 21.6722 | 8.0843
2023-06-15 22:00 | 35.2174 | 5.0923
2023-06-15 23:00 | 12.5728 | 4.2007
2023-06-16 | 6.6942 | 6.2991
2023-06-16 01:00 | 5.965 | 4.9007
2023-06-16 02:00 | 7.8086
2023-06-16 03:00 | 6.3922 | 4.252
2023-06-16 04:00 | 7.2614 | 3.7276
2023-06-16 05:00 | 8.6406 | 4.0436
2023-06-16 06:00 | 8.7929 | 3.7302
2023-06-16 07:00 | 8.6372 | 4.1485
2023-06-16 08:00 | 9.5533 | 5.1999
2023-06-16 09:00 | 8.1753 | 3.4146
2023-06-16 10:00 | 5.5703 | 2.3123
2023-06-16 11:00 | 4.5484 | 2.7844
2023-06-16 12:00 | 13.3344 | 3.2047
2023-06-16 13:00 | 11.5487 | 2.5745
2023-06-16 14:00 | 17.5477 | 2.3103
2023-06-16 15:00 | 10.1183 | 2.2071
2023-06-16 16:00 | 8.1264 | 2.9423
2023-06-16 17:00 | 12.574 | 6.3023
2023-06-16 18:00 | 8.7437 | 4.4127
2023-06-16 19:00 | 6.2891 | 5.987
2023-06-16 20:00 | 7.5675 | 15.1713
2023-06-16 21:00 | 9.2583 | 18.268
2023-06-16 22:00 | 15.6001 | 12.2309
2023-06-16 23:00 | 15.5485 | 7.5066
2023-06-17 | 10.0737 | 7.8219
2023-06-17 01:00 | 9.9973 | 8.1913
2023-06-17 02:00 | 9.7243 | 10.4287
2023-06-17 03:00 | 9.8765 | 9.4498
2023-06-17 04:00 | 10.3376 | 10.029
2023-06-17 05:00 | 11.9744 | 12.1805
2023-06-17 06:00 | 11.9217 | 14.0711
2023-06-17 07:00 | 12.7897 | 15.8589
2023-06-17 08:00 | 15.448 | 16.2798
2023-06-17 09:00 | 15.9599 | 17.0653
2023-06-17 10:00 | 16.0006 | 16.807
2023-06-17 11:00 | 12.2199 | 13.603
2023-06-17 12:00 | 11.7644 | 11.9214
2023-06-17 13:00 | 21.6775 | 13.9173
2023-06-17 14:00 | 23.9821 | 10.0299
2023-06-17 15:00 | 24.2963 | 9.2944
2023-06-17 16:00 | 15.76 | 6.0925
2023-06-17 17:00 | 12.3327 | 5.0414
2023-06-17 18:00 | 12.1276 | 4.6735
2023-06-17 19:00 | 13.6128 | 4.4623
2023-06-17 20:00 | 13.5624 | 6.6678
2023-06-17 21:00 | 9.9296 | 7.2985
2023-06-17 22:00 | 11.3116 | 13.7557
2023-06-17 23:00 | 18.3739 | 14.8048
2023-06-18 | 20.8309 | 3.7304
2023-06-18 01:00 | 14.2364 | 3.2245
2023-06-18 02:00 | 11.6426
2023-06-18 03:00 | 9.8836 | 3.4665
2023-06-18 04:00 | 8.0912 | 4.1492
2023-06-18 05:00 | 7.118 | 4.1015
2023-06-18 06:00 | 7.1692 | 10.9786
2023-06-18 07:00 | 12.2844 | 17.0718
2023-06-18 08:00 | 19.2907 | 13.8192
2023-06-18 09:00 | 15.2991 | 6.8294
2023-06-18 10:00 | 13.1017 | 8.7745
2023-06-18 11:00 | 21.9894 | 5.9897
2023-06-18 12:00 | 26.4581 | 9.7178
2023-06-18 13:00 | 22.8781 | 12.0302
2023-06-18 14:00 | 13.5631 | 11.9752
2023-06-18 15:00 | 10.4946 | 6.7256
2023-06-18 16:00 | 13.9286 | 4.8335
2023-06-18 17:00 | 19.1996 | 3.5212
2023-06-18 18:00 | 22.7837 | 4.6245
2023-06-18 19:00 | 29.392 | 9.3489
2023-06-18 20:00 | 40.8144 | 17.5378
2023-06-18 21:00 | 16.5416 | 23.522
2023-06-18 22:00 | 21.4058 | 11.3416
2023-06-18 23:00 | 18.1961 | 21.16
2023-06-19 | 12.801 | 12.7599
2023-06-19 01:00 | 9.1874 | 6.8623
2023-06-19 02:00 | 9.119 | 5.6711
2023-06-19 03:00 | 8.3002 | 6.2499
2023-06-19 04:00 | 6.1468 | 6.671
2023-06-19 05:00 | 7.0171 | 5.0962
2023-06-19 06:00 | 8.8081 | 4.6777
2023-06-19 07:00 | 9.6745 | 4.4158
2023-06-19 08:00 | 9.2601 | 4.2059
2023-06-19 09:00 | 14.4363 | 9.1462
2023-06-19 10:00 | 14.4857 | 8.672
2023-06-19 11:00 | 6.9629 | 4.4163
2023-06-19 12:00 | 6.0418 | 4.2051
2023-06-19 13:00 | 7.8812 | 4.5739
2023-06-19 14:00 | 6.1432 | 3.5743
2023-06-19 15:00 | 5.0159 | 2.1016
2023-06-19 16:00 | 4.7073 | 2.052
2023-06-19 17:00 | 4.9134 | 1.3689
2023-06-19 18:00 | 5.4783 | 1.3158
2023-06-19 19:00 | 5.479 | 2.1557
2023-06-19 20:00 | 6.2493 | 2.7879
2023-06-19 21:00 | 12.2993 | 3.1012
2023-06-19 22:00 | 13.8875 | 2.1045
2023-06-19 23:00 | 26.495 | 7.5655
2023-06-20 | 23.6243 | 2.84
2023-06-20 01:00 | 7.691 | 2.5234
2023-06-20 02:00 | 6.186 | 4.9043
2023-06-20 03:00 | 7.4329 | 12.7131
2023-06-20 04:00 | 12.3058 | 24.895
2023-06-20 05:00 | 16.819 | 24.164
2023-06-20 06:00 | 16.2541 | 9.0893
2023-06-20 07:00 | 13.7395 | 7.6169
2023-06-20 08:00 | 17.4732 | 6.4638
2023-06-20 09:00 | 20.8981 | 6.8821
2023-06-20 10:00 | 10.3417 | 6.9383
2023-06-20 11:00 | 5.5847 | 5.5715
2023-06-20 12:00 | 5.7885 | 2.3659
2023-06-20 13:00 | 7.1199 | 3.9946
2023-06-20 14:00 | 6.5592 | 5.5726
2023-06-20 15:00 | 9.63 | 6.3074
2023-06-20 16:00 | 10.6994 | 4.0473
2023-06-20 17:00 | 9.4768 | 4.7292
2023-06-20 18:00 | 7.3781 | 5.3067
2023-06-20 19:00 | 7.3286 | 3.573
2023-06-20 20:00 | 5.0244 | 5.8316
2023-06-20 21:00 | 7.1782 | 7.564
2023-06-20 22:00 | 9.4364 | 5.4638
2023-06-20 23:00 | 6.6154 | 15.7557
2023-06-21 | 7.897 | 10.8194
2023-06-21 01:00 | 6.74 | 10.6452
2023-06-21 02:00 | 5.0278
2023-06-21 03:00 | 5.5923 | 5.4638
2023-06-21 04:00 | 4.2073 | 3.5205
2023-06-21 05:00 | 4.7202 | 5.2555
2023-06-21 06:00 | 8.4638 | 10.822
2023-06-21 07:00 | 6.4105 | 12.5072
2023-06-21 08:00 | 10.9198 | 9.7749
2023-06-21 09:00 | 8.6643 | 6.5689
2023-06-21 10:00 | 8.5079 | 4.1528
2023-06-21 11:00 | 7.4777 | 5.6243
2023-06-21 12:00 | 4.3044 | 6.1533
2023-06-21 13:00 | 5.0729 | 2.6295
2023-06-21 14:00 | 9.881 | 2.3135
2023-06-21 15:00 | 5.4815 | 2.6807
2023-06-21 16:00 | 4.2025 | 1.2621
2023-06-21 17:00 | 4.87 | 1.6818
2023-06-21 18:00 | 5.5352 | 7.3593
2023-06-21 19:00 | 7.5896 | 12.1895
2023-06-21 20:00 | 10.5691 | 21.2769
2023-06-21 21:00 | 19.1924 | 14.3952
2023-06-21 22:00 | 16.7295 | 8.6705
2023-06-21 23:00 | 14.5735 | 11.5059
2023-06-22 | 15.9079 | 11.4548
2023-06-22 01:00 | 15.6436 | 5.045
2023-06-22 02:00 | 11.8106 | 5.9546
2023-06-22 03:00 | 9.4477 | 6.3586
2023-06-22 04:00 | 9.4477 | 5.7303
2023-06-22 05:00 | 8.676 | 5.2066
2023-06-22 06:00 | 7.4938 | 6.625
2023-06-22 07:00 | 11.1826 | 4.9958
2023-06-22 08:00 | 13.7812 | 4.7865
2023-06-22 09:00 | 10.6022 | 4.8366
2023-06-22 10:00 | 8.3525 | 4.785
2023-06-22 11:00 | 8.4035 | 8.7841
2023-06-22 12:00 | 7.282 | 5.8371
2023-06-22 13:00 | 7.3347 | 3.2587
2023-06-22 14:00 | 7.0792 | 3.2062
2023-06-22 15:00 | 7.2846 | 3.6801
2023-06-22 16:00 | 6.617 | 3.2585
2023-06-22 17:00 | 6.5663 | 2.7861
2023-06-22 18:00 | 6.2608 | 2.7332
2023-06-22 19:00 | 7.4934 | 2.7329
2023-06-22 20:00 | 8.9835 | 3.0484
2023-06-22 21:00 | 12.1188 | 6.8306
2023-06-22 22:00 | 10.0647 | 4.2052
2023-06-22 23:00 | 10.3732 | 5.0973
2023-06-23 | 10.5786 | 5.2558
2023-06-23 01:00 | 11.201 | 4.9049
2023-06-23 02:00 | 13.3257 | 4.6256
2023-06-23 03:00 | 14.4383 | 3.6812
2023-06-23 04:00 | 14.9005 | 3.1021
2023-06-23 05:00 | 14.9987 | 5.5181
2023-06-23 06:00 | 12.1685 | 5.6255
2023-06-23 07:00 | 12.6258 | 5.2051
2023-06-23 08:00 | 9.6463 | 4.6267
2023-06-23 09:00 | 11.3881 | 6.0987
2023-06-23 10:00 | 10.1547 | 5.6265
2023-06-23 11:00 | 8.0534 | 5.89
2023-06-23 12:00 | 4.4114 | 3.1023
2023-06-23 13:00 | 3.5393 | 1.6833
2023-06-23 14:00 | 4.2572 | 1.473
2023-06-23 15:00 | 4.0015 | 2.0519
2023-06-23 16:00 | 5.2336 | 1.5271
2023-06-23 17:00 | 8.5166 | 3.7341
2023-06-23 18:00 | 11.651 | 3.9435
2023-06-23 19:00 | 6.9322 | 6.8345
2023-06-23 20:00 | 8.6806 | 3.5748
2023-06-23 21:00 | 11.664 | 6.253
2023-06-23 22:00 | 16.1363 | 7.3042
2023-06-23 23:00 | 13.926 | 8.6182
2023-06-24 | 13.7722 | 9.5112
2023-06-24 01:00 | 13.4718 | 16.3942
2023-06-24 02:00 | 6.202 | 10.228
2023-06-24 03:00 | 5.2958 | 5.9387
2023-06-24 04:00 | 4.9358 | 3.8905
2023-06-24 05:00 | 5.6545 | 4.4668
2023-06-24 06:00 | 5.7536 | 3.8381
2023-06-24 07:00 | 8.1135 | 4.3638
2023-06-24 08:00 | 7.7018 | 4.051
2023-06-24 09:00 | 4.879 | 3.5238
2023-06-24 10:00 | 4.6729 | 3.7343
2023-06-24 11:00 | 5.8024 | 5.3654
2023-06-24 12:00 | 7.903 | 4.0507
2023-06-24 13:00 | 6.0548 | 3.4198
2023-06-24 14:00 | 6.3637 | 1.1582
2023-06-24 15:00 | 4.8256 | 1.6304
2023-06-24 16:00 | 4.3114 | 1.0525
2023-06-24 17:00 | 3.6463 | 1.6301
2023-06-24 18:00 | 5.3405 | 1.9468
2023-06-24 19:00 | 7.4504 | 1.4208
2023-06-24 20:00 | 11.7192 | 2.0513
2023-06-24 21:00 | 20.4134 | 1.6311
2023-06-24 22:00 | 29.6161 | 1.8941
2023-06-24 23:00 | 38.3956 | 1.1587
2023-06-25 | 31.8221 | 1.7881
2023-06-25 01:00 | 29.518 | 5.0467
2023-06-25 02:00 | 26.0988 | 6.7968
2023-06-25 03:00 | 20.8869 | 13.7166
2023-06-25 04:00 | 17.6984 | 17.238
2023-06-25 05:00 | 15.1746 | 17.5548
2023-06-25 06:00 | 16.5591 | 10.1457
2023-06-25 07:00 | 13.9822 | 5.6796
2023-06-25 08:00 | 12.8488 | 4.6271
2023-06-25 09:00 | 15.6724 | 6.4681
2023-06-25 10:00 | 13.3126 | 5.6795
2023-06-25 11:00 | 11.4125 | 3.3656
2023-06-25 12:00 | 10.7978 | 2.4714
2023-06-25 13:00 | 11.8267 | 3.5234
2023-06-25 14:00 | 9.9781 | 8.4118
2023-06-25 15:00 | 6.4799 | 10.3057
2023-06-25 16:00 | 5.2963 | 2.2082
2023-06-25 17:00 | 5.1397 | 2.5767
2023-06-25 18:00 | 5.7061 | 1.9452
2023-06-25 19:00 | 6.377 | 1.7359
2023-06-25 20:00 | 7.9726 | 3.9959
2023-06-25 21:00 | 9.5708 | 4.8886
2023-06-25 22:00 | 7.667 | 3.3649
2023-06-25 23:00 | 3.4455 | 3.8908
2023-06-26 | 2.2622 | 1.2623
2023-06-26 01:00 | 2.092 | 1.2632
2023-06-26 02:00 | 2.0241 | 0.84075
2023-06-26 03:00 | 2.0593 | 1.0525
2023-06-26 04:00 | 3.5509 | 1.5252
2023-06-26 05:00 | 4.2712 | 5.7834
2023-06-26 06:00 | 4.8873 | 4.1548
2023-06-26 07:00 | 5.0903 | 4.6292
2023-06-26 08:00 | 4.8828 | 4.7345
2023-06-26 09:00 | 3.8556 | 3.6305
2023-06-26 10:00 | 2.9826 | 2.4723
2023-06-26 11:00 | 3.5469 | 2.789
2023-06-26 12:00 | 3.7532 | 1.2113
2023-06-26 13:00 | 4.0607 | 0.84254
2023-06-26 14:00 | 3.0326 | 1.0531
2023-06-26 15:00 | 3.6508 | 0.73772
2023-06-26 16:00 | 3.4448 | 1.3156
2023-06-26 17:00 | 4.3718 | 2.053
2023-06-26 18:00 | 4.114 | 1.7885
2023-06-26 19:00 | 3.9616 | 1.2627
2023-06-26 20:00 | 3.8093 | 0.89525
2023-06-26 21:00 | 6.3323 | 1.5779
2023-06-26 22:00 | 6.6918 | 1.8928
2023-06-26 23:00 | 3.5 | 3.6277
2023-06-27 | 3.6551 | 2.5771
2023-06-27 01:00 | 3.8802 | 2.8757
2023-06-27 02:00 | 3.3306 | 2.5232
2023-06-27 03:00 | 3.1932 | 2.3669
2023-06-27 04:00 | 2.9337 | 2.682
2023-06-27 05:00 | 5.9237 | 2.6835
2023-06-27 06:00 | 6.1269 | 2.8405
2023-06-27 07:00 | 7.6169 | 4.2611
2023-06-27 08:00 | 10.0798 | 4.8401
2023-06-27 09:00 | 6.3781 | 3.9982
2023-06-27 10:00 | 6.5338 | 2.8932
2023-06-27 11:00 | 2.9832 | 2.0531
2023-06-27 12:00 | 2.8298 | 0.68586
2023-06-27 13:00 | 3.5492 | 0.73759
2023-06-27 14:00 | 6.1184 | 1.5262
2023-06-27 15:00 | 5.9137 | 2.3158
2023-06-27 16:00 | 5.0939 | 1.7888
2023-06-27 17:00 | 5.8153 | 2.367
2023-06-27 18:00 | 6.9511 | 2.8924
2023-06-27 19:00 | 4.8413 | 1.7882
2023-06-27 20:00 | 4.4281 | 1.3677
2023-06-27 21:00 | 4.9455 | 3.3656
2023-06-27 22:00 | 6.6457 | 5.783
2023-06-27 23:00 | 5.4102 | 6.0464
2023-06-28 | 4.4314 | 2.6298
2023-06-28 01:00 | 4.5009 | 3.155
2023-06-28 02:00 | 4.6388 | 2.9438
2023-06-28 03:00 | 4.4845 | 3.6288
2023-06-28 04:00 | 5.5161 | 2.5249
2023-06-28 05:00 | 6.8551 | 3.8915
2023-06-28 06:00 | 8.0906 | 2.9457
2023-06-28 07:00 | 7.9809 | 3.5769
2023-06-28 08:00 | 9.7295 | 3.9463
2023-06-28 09:00 | 6.5382 | 3.6313
2023-06-28 10:00 | 5.5587 | 1.895
2023-06-28 11:00 | 4.2223 | 4.5266
2023-06-28 12:00 | 5.2004 | 4.5257
2023-06-28 13:00 | 4.1192 | 6.2107
2023-06-28 14:00 | 6.1741 | 3.6317
2023-06-28 15:00 | 7.9786 | 5.4736
2023-06-28 16:00 | 4.0158 | 3.7366
2023-06-28 17:00 | 5.7169 | 2.9461
2023-06-28 18:00 | 8.8592 | 4.2613
2023-06-28 19:00 | 5.6673 | 3.5243
2023-06-28 20:00 | 6.3394 | 4.1545
2023-06-28 21:00 | 8.4038 | 4.7851
2023-06-28 22:00 | 7.9385 | 3.7343
2023-06-28 23:00 | 6.3408 | 8.6232
2023-06-29 | 10.5686 | 6.6779
2023-06-29 01:00 | 13.1743 | 8.9053
2023-06-29 02:00 | 9.253
2023-06-29 03:00 | 8.9257 | 7.6786
2023-06-29 04:00 | 7.8412 | 10.5176
2023-06-29 05:00 | 9.3374 | 8.2036
2023-06-29 06:00 | 6.6533 | 6.785
2023-06-29 07:00 | 5.3631 | 6.7322
2023-06-29 08:00 | 11.2348 | 3.6299
2023-06-29 09:00 | 10.6622 | 4.8924
2023-06-29 10:00 | 9.1086 | 4.3675
2023-06-29 11:00 | 11.8448 | 4.0525
2023-06-29 12:00 | 9.5262 | 3.6311
2023-06-29 13:00 | 7.4139 | 3.5253
2023-06-29 14:00 | 6.4402 | 3.2623
2023-06-29 15:00 | 5.8235 | 3.9456
2023-06-29 16:00 | 6.443 | 3.1562
2023-06-29 17:00 | 8.0959 | 2.4206
2023-06-29 18:00 | 7.2697 | 7.4693
2023-06-29 19:00 | 12.1709 | 11.4138
2023-06-29 20:00 | 7.0142 | 6.7847
2023-06-29 21:00 | 15.7341 | 10.3073
2023-06-29 22:00 | 25.5395 | 11.1486
2023-06-29 23:00 | 11.9684 | 12.7793
2023-06-30 | 5.4166 | 7.0483
2023-06-30 01:00 | 4.6455 | 3.5781
2023-06-30 02:00 | 4.3704 | 2.7356
2023-06-30 03:00 | 4.5419 | 2.8415
2023-06-30 04:00 | 4.6957 | 3.2618
2023-06-30 05:00 | 5.6773 | 4.0519
2023-06-30 06:00 | 6.6551 | 5.6295
2023-06-30 07:00 | 10.0568 | 5.2103
2023-06-30 08:00 | 11.3944 | 4.4202
2023-06-30 09:00 | 6.5454 | 3.421
2023-06-30 10:00 | 3.9188 | 1.5265
2023-06-30 11:00 | 5.4116 | 2.948
2023-06-30 12:00 | 5.7744 | 2.3691
2023-06-30 13:00 | 6.2945 | 4.0515
2023-06-30 14:00 | 3.4035 | 1.3164
2023-06-30 15:00 | 3.3024 | 1.1581
2023-06-30 16:00 | 4.3851 | 1.6836
2023-06-30 17:00 | 4.9023 | 2.7884
2023-06-30 18:00 | 5.7284 | 2.0522
2023-06-30 19:00 | 6.8125 | 3.2091
2023-06-30 20:00 | 6.091 | 4.7859
2023-06-30 21:00 | 6.6076 | 7.311
2023-06-30 22:00 | 4.2321 | 7.4686
2023-06-30 23:00 | 3.5603 | 7.4165
2023-07-01 | 2.7342 | 6.0488
2023-07-01 01:00 | 2.0989 | 5.8224
2023-07-01 02:00 | 1.4103
2023-07-01 03:00 | 1.9107 | 4.1035
2023-07-01 04:00 | 2.6849 | 0.94762
2023-07-01 05:00 | 2.4775 | 3.2618
2023-07-01 06:00 | 3.1993 | 2.2635
2023-07-01 07:00 | 2.1126 | 2.5269
2023-07-01 08:00 | 2.4226 | 0.89602
2023-07-01 09:00 | 2.5236 | 1.316
2023-07-01 10:00 | 2.6256 | 1.6326
2023-07-01 11:00 | 2.8355 | 2.423
2023-07-01 12:00 | 5.2064 | 2.3695
2023-07-01 13:00 | 3.6113 | 2.1056
2023-07-01 14:00 | 4.6961 | 1.7369
2023-07-01 15:00 | 3.5098 | 1.3157
2023-07-01 16:00 | 3.407 | 1.2113
2023-07-01 17:00 | 4.0776 | 2.3158
2023-07-01 18:00 | 4.2329 | 2.9466
2023-07-01 19:00 | 3.8715 | 3.2616
2023-07-01 20:00 | 4.4923 | 4.2621
2023-07-01 21:00 | 5.2162 | 3.3678
2023-07-01 22:00 | 6.4557 | 2.7357
2023-07-01 23:00 | 5.9401 | 4.5778
2023-07-02 | 5.8887 | 2.4738
2023-07-02 01:00 | 3.6174 | 2.0358
2023-07-02 02:00 | 3.617
2023-07-02 03:00 | 3.6172 | 2.4738
2023-07-02 04:00 | 3.2035 | 2.0529
2023-07-02 05:00 | 3.5644 | 2.2635
2023-07-02 06:00 | 3.5634 | 2.5269
2023-07-02 07:00 | 3.3559 | 2.8424
2023-07-02 08:00 | 2.5296 | 1.527
2023-07-02 09:00 | 2.3233 | 2.1582
2023-07-02 10:00 | 2.6338 | 1.053
2023-07-02 11:00 | 3.9238 | 1.3687
2023-07-02 12:00 | 3.0979 | 1.0529
2023-07-02 13:00 | 3.7692 | 1.1576
2023-07-02 14:00 | 2.6842 | 0.94811
2023-07-02 15:00 | 2.5299 | 0.36895
2023-07-02 16:00 | 3.6663 | 1.4223
2023-07-02 17:00 | 3.2532 | 2.6325
2023-07-02 18:00 | 2.5826 | 4.4737
2023-07-02 19:00 | 2.4797 | 1.6317
2023-07-02 20:00 | 4.2379 | 0.9476
2023-07-02 21:00 | 4.2893 | 1.8421
2023-07-02 22:00 | 3.4104 | 1.8424
2023-07-02 23:00 | 3.4628 | 3.6312
2023-07-03 | 5.0659 | 4.3141
2023-07-03 01:00 | 4.7232 | 5.1918
2023-07-03 02:00 | 2.2408
2023-07-03 03:00 | 3.4137 | 2.421
2023-07-03 04:00 | 5.225 | 4.7359
2023-07-03 05:00 | 5.1718 | 7.0518
2023-07-03 06:00 | 5.8424 | 5.0526
2023-07-03 07:00 | 6.5618 | 4.6319
2023-07-03 08:00 | 6.4534 | 2.7387
2023-07-03 09:00 | 7.5923 | 2.3691
2023-07-03 10:00 | 4.545 | 0.84294
2023-07-03 11:00 | 2.9434 | 1.0006
2023-07-03 12:00 | 2.6844 | 0.31605
2023-07-03 13:00 | 2.9416 | 0.42205
2023-07-03 14:00 | 3.2001 | 3.0023
2023-07-03 15:00 | 4.0811 | 2.8957
2023-07-03 16:00 | 3.9264 | 2.106
2023-07-03 17:00 | 3.305 | 1.9472
2023-07-03 18:00 | 3.3592 | 2.8426
2023-07-03 19:00 | 2.3257 | 4.2106
2023-07-03 20:00 | 2.016 | 2.5787
2023-07-03 21:00 | 3.2575 | 2.7365
2023-07-03 22:00 | 4.3955 | 2.3689
2023-07-03 23:00 | 6.2068 | 1.5266
2023-07-04 | 3.5159 | 1.3162
2023-07-04 01:00 | 3.7607 | 3.9998
2023-07-04 02:00 | 3.5539
2023-07-04 03:00 | 3.5183 | 4.2099
2023-07-04 04:00 | 2.7432 | 2.7893
2023-07-04 05:00 | 3.1564 | 3.8422
2023-07-04 06:00 | 4.5013 | 3.2109
2023-07-04 07:00 | 7.2421 | 3.6842
2023-07-04 08:00 | 10.6018 | 1.5799
2023-07-04 09:00 | 5.3757 | 1.8955
2023-07-04 10:00 | 4.0332 | 4.9489
2023-07-04 11:00 | 3.3599 | 2.2117
2023-07-04 12:00 | 3.4105 | 1.1062
2023-07-04 13:00 | 4.653 | 3.1595
2023-07-04 14:00 | 4.1355 | 6.4227
2023-07-04 15:00 | 4.8603 | 2.4745
2023-07-04 16:00 | 7.0357 | 5.5273
2023-07-04 17:00 | 8.2267 | 5.3681
2023-07-04 18:00 | 4.6552 | 5.105
2023-07-04 19:00 | 5.9499 | 2.3155
2023-07-04 20:00 | 4.3464 | 2.6319
2023-07-04 21:00 | 6.209 | 5.3153
2023-07-04 22:00 | 7.3483 | 4.9472
2023-07-04 23:00 | 5.6923 | 4.9996
2023-07-05 | 3.0529 | 3.4209
2023-07-05 01:00 | 2.4495 | 2.3159
2023-07-05 02:00 | 2.2423
2023-07-05 03:00 | 3.209 | 6.4739
2023-07-05 04:00 | 4.039 | 6.3688
2023-07-05 05:00 | 4.5037 | 3.6323
2023-07-05 06:00 | 5.0187 | 3.3693
2023-07-05 07:00 | 7.4455 | 4.8443
2023-07-05 08:00 | 7.285 | 5.1085
2023-07-05 09:00 | 5.2206 | 5.0563
2023-07-05 10:00 | 3.5147 | 2.7389
2023-07-05 11:00 | 4.4477 | 2.1595
2023-07-05 12:00 | 4.8617 | 1.948
2023-07-05 13:00 | 4.2412 | 1.3165
2023-07-05 14:00 | 3.1532 | 0.63218
2023-07-05 15:00 | 3.5686 | 0.68521
2023-07-05 16:00 | 4.0342 | 0.57988
2023-07-05 17:00 | 5.3298 | 1.0007
2023-07-05 18:00 | 6.8852 | 1.264
2023-07-05 19:00 | 10.2498 | 0.79022
2023-07-05 20:00 | 6.2639 | 0.89572
2023-07-05 21:00 | 7.1969 | 2.2112
2023-07-05 22:00 | 10.5144 | 1.4218
2023-07-05 23:00 | 8.7525 | 2.579
2023-07-06 | 8.9597 | 3.5273
2023-07-06 01:00 | 5.1476 | 4.6329
2023-07-06 02:00 | 7.0827
2023-07-06 03:00 | 7.6695 | 2.6331
2023-07-06 04:00 | 7.5145 | 3.1602
2023-07-06 05:00 | 6.4253 | 3.4745
2023-07-06 06:00 | 8.236 | 4.6338
2023-07-06 07:00 | 11.1321 | 5.5295
2023-07-06 08:00 | 5.2274 | 2.3701
2023-07-06 09:00 | 3.8315 | 2.7383
2023-07-06 10:00 | 7.9727 | 3.423
2023-07-06 11:00 | 5.9 | 3.2656
2023-07-06 12:00 | 8.3814 | 2.6867
2023-07-06 13:00 | 6.9849 | 2.8448
2023-07-06 14:00 | 4.4509 | 2.1594
2023-07-06 15:00 | 6.6749 | 3.6873
2023-07-06 16:00 | 6.4694 | 3.8973
2023-07-06 17:00 | 6.3174 | 1.0537
2023-07-06 18:00 | 7.7667 | 0.79026
2023-07-06 19:00 | 6.3201 | 1.3695
2023-07-06 20:00 | 8.1361 | 2.2112
2023-07-06 21:00 | 11.3507 | 1.5802
2023-07-06 22:00 | 29.4934 | 1.1585
2023-07-06 23:00 | 47.5733 | 1.4748
2023-07-07 | 38.3025 | 2.1591
2023-07-07 01:00 | 28.1836 | 1.966
2023-07-07 02:00 | 19.8142
2023-07-07 03:00 | 18.6189 | 10.8975
2023-07-07 04:00 | 21.6752 | 11.8979
2023-07-07 05:00 | 15.1947 | 21.6903
2023-07-07 06:00 | 19.2861 | 22.6405
2023-07-07 07:00 | 21.6584 | 15.3773
2023-07-07 08:00 | 17.3032 | 12.0599
2023-07-07 09:00 | 16.2167 | 8.3206
2023-07-07 10:00 | 14.7153 | 6.9506
2023-07-07 11:00 | 13.7325 | 4.4228
2023-07-07 12:00 | 15.9114 | 3.4228
2023-07-07 13:00 | 15.083 | 3.4229
2023-07-07 14:00 | 11.3516 | 2.7909
2023-07-07 15:00 | 6.0655 | 2.3172
2023-07-07 16:00 | 4.0419 | 2.0538
2023-07-07 17:00 | 5.0794 | 2.1592
2023-07-07 18:00 | 4.5099 | 4.3178
2023-07-07 19:00 | 4.9776 | 9.5293
2023-07-07 20:00 | 9.4374 | 8.4235
2023-07-07 21:00 | 9.1279 | 17.7953
2023-07-07 22:00 | 10.9437 | 13.3716
2023-07-07 23:00 | 10.8918 | 15.6883
2023-07-08 | 10.0627 | 11.1079
2023-07-08 01:00 | 7.8533 | 13.7599
2023-07-08 02:00 | 8.4076
2023-07-08 03:00 | 7.5765 | 6.371
2023-07-08 04:00 | 12.4564 | 5.2128
2023-07-08 05:00 | 15.2064 | 7.6878
2023-07-08 06:00 | 17.6939 | 8.162
2023-07-08 07:00 | 15.2556 | 7.8988
2023-07-08 08:00 | 12.3993 | 7.3198
2023-07-08 09:00 | 12.8117 | 7.5831
2023-07-08 10:00 | 15.6638 | 5.7405
2023-07-08 11:00 | 14.2656 | 5.003
2023-07-08 12:00 | 10.117 | 2.3697
2023-07-08 13:00 | 11.3053 | 2.7913
2023-07-08 14:00 | 6.432 | 2.1592
2023-07-08 15:00 | 6.8473 | 2.3698
2023-07-08 16:00 | 8.4019 | 2.528
2023-07-08 17:00 | 15.1977 | 4.3179
2023-07-08 18:00 | 16.293 | 3.2122
2023-07-08 19:00 | 16.5531 | 3.4756
2023-07-08 20:00 | 22.4208 | 2.7388
2023-07-08 21:00 | 23.46 | 1.7914
2023-07-08 22:00 | 20.398 | 3.0543
2023-07-08 23:00 | 25.7446 | 12.9523
2023-07-09 | 27.6634 | 18.0072
2023-07-09 01:00 | 25.3096 | 13.6219
2023-07-09 02:00 | 27.2475
2023-07-09 03:00 | 23.4695 | 8.9525
2023-07-09 04:00 | 19.7325 | 5.3724
2023-07-09 05:00 | 18.2239 | 4.8459
2023-07-09 06:00 | 15.8829 | 9.2169
2023-07-09 07:00 | 11.2127 | 7.0581
2023-07-09 08:00 | 8.5666 | 9.0594
2023-07-09 09:00 | 7.8395 | 7.1104
2023-07-09 10:00 | 8.0979 | 3.8983
2023-07-09 11:00 | 4.5685 | 3.3712
2023-07-09 12:00 | 9.0299 | 5.6893
2023-07-09 13:00 | 18.2154 | 6.2679
2023-07-09 14:00 | 17.4364 | 6.2679
2023-07-09 15:00 | 12.6605 | 4.4245
2023-07-09 16:00 | 9.6006 | 7.4266
2023-07-09 17:00 | 15.5153 | 7.3738
2023-07-09 18:00 | 20.3992 | 12.6403
2023-07-09 19:00 | 13.759 | 11.9014
2023-07-09 20:00 | 15.1121 | 17.3779
2023-07-09 21:00 | 21.0874 | 14.8501
2023-07-09 22:00 | 16.5164 | 12.4808
2023-07-09 23:00 | 16.6201 | 13.4288
2023-07-10 | 12.3083 | 12.902
2023-07-10 01:00 | 3.914 | 12.0786
2023-07-10 02:00 | 5.6467
2023-07-10 03:00 | 7.1724 | 2.9499
2023-07-10 04:00 | 8.6796 | 4.7934
2023-07-10 05:00 | 9.7169 | 6.6371
2023-07-10 06:00 | 13.0855 | 6.0403
2023-07-10 07:00 | 7.5315 | 5.3734
2023-07-10 08:00 | 11.6305 | 12.1693
2023-07-10 09:00 | 13.0851 | 11.3269
2023-07-10 10:00 | 10.5388 | 8.9035
2023-07-10 11:00 | 7.7868 | 7.1124
2023-07-10 12:00 | 7.9412 | 2.2656
2023-07-10 13:00 | 3.5299 | 2.002
2023-07-10 14:00 | 4.2567 | 0.36921
2023-07-10 15:00 | 7.4235 | 2.0021
2023-07-10 16:00 | 7.9974 | 4.8993
2023-07-10 17:00 | 12.5717 | 4.2145
2023-07-10 18:00 | 19.694 | 4.4773
2023-07-10 19:00 | 20.4227 | 8.9533
2023-07-10 20:00 | 18.6579 | 20.4875
2023-07-10 21:00 | 19.8536 | 8.111
2023-07-10 22:00 | 18.2948 | 6.8469
2023-07-10 23:00 | 9.944 | 3.2129
2023-07-11 | 12.0055 | 4.7929
2023-07-11 01:00 | 12.1696 | 9.2704
2023-07-11 02:00 | 6.4827
2023-07-11 03:00 | 5.0967 | 4.8459
2023-07-11 04:00 | 4.5757 | 8.4805
2023-07-11 05:00 | 3.9513 | 9.6919
2023-07-11 06:00 | 4.368 | 5.4782
2023-07-11 07:00 | 3.638 | 2.1072
2023-07-11 08:00 | 5.765 | 1.1591
2023-07-11 09:00 | 3.7392 | 1.1592
2023-07-11 10:00 | 3.3248 | 2.7398
2023-07-11 11:00 | 4.2088 | 2.1078
2023-07-11 12:00 | 7.064 | 1.7916
2023-07-11 13:00 | 3.5321 | 1.6863
2023-07-11 14:00 | 5.1965 | 2.1074
2023-07-11 15:00 | 5.9247 | 1.3173
2023-07-11 16:00 | 6.4961 | 1.8967
2023-07-11 17:00 | 5.0423 | 3.5824
2023-07-11 18:00 | 6.2904 | 2.7923
2023-07-11 19:00 | 5.1467 | 3.7931
2023-07-11 20:00 | 4.2638 | 4.7409
2023-07-11 21:00 | 6.2926 | 6.3737
2023-07-11 22:00 | 5.252 | 5.1623
2023-07-11 23:00 | 5.773 | 2.5813
2023-07-12 | 3.1197 | 2.1073
2023-07-12 01:00 | 3.7796 | 2.4587
2023-07-12 02:00 | 5.237
2023-07-12 03:00 | 5.1504 | 4.5836
2023-07-12 04:00 | 5.3593 | 2.3184
2023-07-12 05:00 | 6.9195 | 2.7924
2023-07-12 06:00 | 5.7213 | 1.4754
2023-07-12 07:00 | 7.5901 | 1.4226
2023-07-12 08:00 | 8.7297 | 0.89607
2023-07-12 09:00 | 5.2981 | 0.36915
2023-07-12 10:00 | 4.8827 | 0.57977
2023-07-12 11:00 | 3.9478 | 0.5798
2023-07-12 12:00 | 3.5329 | 0.47428
2023-07-12 13:00 | 3.7926 | 0.36911
2023-07-12 14:00 | 4.6248 | 1.4756
2023-07-12 15:00 | 5.1455 | 1.3171
2023-07-12 16:00 | 5.3517 | 1.6335
2023-07-12 17:00 | 6.1857 | 2.424
2023-07-12 18:00 | 6.0839 | 2.213
2023-07-12 19:00 | 7.697 | 3.5825
2023-07-12 20:00 | 5.3051 | 4.5308
2023-07-12 21:00 | 3.8495 | 4.4254
2023-07-12 22:00 | 5.9835 | 2.3183
2023-07-12 23:00 | 5.6714 | 3.319
2023-07-13 | 6.1912 | 1.844
2023-07-13 01:00 | 5.1718 | 1.4753
2023-07-13 02:00 | 6.1444
2023-07-13 03:00 | 7.2901 | 4.5316
2023-07-13 04:00 | 7.2377 | 4.4261
2023-07-13 05:00 | 6.6125 | 6.2174
2023-07-13 06:00 | 8.4842 | 3.4251
2023-07-13 07:00 | 8.4824 | 1.6336
2023-07-13 08:00 | 7.9628 | 1.2121
2023-07-13 09:00 | 6.5045 | 1.1068
2023-07-13 10:00 | 5.4597 | 0.7379
2023-07-13 11:00 | 3.8493 | 6.5343
2023-07-13 12:00 | 6.8662 | 4.5321
2023-07-13 13:00 | 6.0324 | 2.0026
2023-07-13 14:00 | 5.6666 | 2.0553
2023-07-13 15:00 |  | 1.2121
2023-07-13 16:00 | 5.4072 | 0.89599
2023-07-13 17:00 | 5.3044 | 1.4755
2023-07-13 18:00 | 8.3777 | 1.4228
2023-07-13 19:00 | 5.5173 | 3.1089
2023-07-13 20:00 | 6.195 | 6.6916
2023-07-13 21:00 | 7.7575 | 3.3195
2023-07-13 22:00 | 9.3199 | 1.8443
2023-07-13 23:00 | 7.8625 | 2.8452
2023-07-14 | 7.4974 | 1.7389
2023-07-14 01:00 | 5.8679 | 2.7403
2023-07-14 02:00 | 13.4274
2023-07-14 03:00 | 15.8681 | 9.5906
2023-07-14 04:00 | 18.2142 | 5.5859
2023-07-14 05:00 | 18.9413 | 4.4267
2023-07-14 06:00 | 12.4407 | 6.8506
2023-07-14 07:00 | 14.4234 | 8.2208
2023-07-14 08:00 | 11.4536 | 3.8471
2023-07-14 09:00 | 12.7553 | 6.5873
2023-07-14 10:00 | 10.4627 | 4.1634
2023-07-14 11:00 | 9.4707 | 3.7418
2023-07-14 12:00 | 12.1798 | 3.8997
2023-07-14 13:00 | 12.6982 | 3.1619
2023-07-14 14:00 | 10.4112 | 2.5821
2023-07-14 15:00 | 10.1522 | 2.6349
2023-07-14 16:00 | 14.3666 | 3.0038
2023-07-14 17:00 | 16.3345 | 4.5319
2023-07-14 18:00 | 8.5283 | 1.9499
2023-07-14 19:00 | 7.0158 | 4.1104
2023-07-14 20:00 | 10.8643 | 2.8457
2023-07-14 21:00 | 8.7353 | 3.3727
2023-07-14 22:00 | 5.6693 | 3.7942
2023-07-14 23:00 | 5.102 | 2.3186
2023-07-15 | 5.9346 | 4.848
2023-07-15 01:00 | 6.6957 | 1.7569
2023-07-15 02:00 | 10.1643
2023-07-15 03:00 | 8.4802 | 4.4798
2023-07-15 04:00 | 9.0531 | 4.3217
2023-07-15 05:00 | 5.1994 | 2.7934
2023-07-15 06:00 | 5.0428 | 2.2136
2023-07-15 07:00 | 5.1459 | 1.0542
2023-07-15 08:00 | 4.5219 | 0.63252
2023-07-15 09:00 | 5.0871 | 3.1097
2023-07-15 10:00 | 4.8283 | 0.63256
2023-07-15 11:00 | 6.9564 | 1.6867
2023-07-15 12:00 | 5.193 | 1.1069
2023-07-15 13:00 | 5.2451 | 0.73806
2023-07-15 14:00 | 4.984 | 0.73798
2023-07-15 15:00 | 4.5206 | 0.36909
2023-07-15 16:00 | 4.9375 | 1.265
2023-07-15 17:00 | 4.6237 | 1.1596
2023-07-15 18:00 | 3.5341 | 0.47441
2023-07-15 19:00 | 4.8861 | 1.265
2023-07-15 20:00 | 5.6661 | 2.2136
2023-07-15 21:00 | 4.0018 | 1.5285
2023-07-15 22:00 | 3.4304 | 1.7393
2023-07-15 23:00 | 3.3296 | 2.0028
2023-07-16 | 4.0066 | 1.1068
2023-07-16 01:00 | 2.9498 | 1.2651
2023-07-16 02:00 | 2.95
2023-07-16 03:00 | 3.8521 | 3.6898
2023-07-16 04:00 | 2.238 | 3.5843
2023-07-16 05:00 | 2.2906 | 0.9488
2023-07-16 06:00 | 2.3417 | 1.5814
2023-07-16 07:00 | 2.0295 | 1.5286
2023-07-16 08:00 | 2.6006 | 2.0558
2023-07-16 09:00 | 2.7573 | 2.0558
2023-07-16 10:00 | 3.0172 | 1.8449
2023-07-16 11:00 | 4.6291 | 2.0558
2023-07-16 12:00 | 6.0837 | 3.11
2023-07-16 13:00 | 6.4434 | 2.3194
2023-07-16 14:00 | 5.6661 | 0.68527
2023-07-16 15:00 | 6.8087 | 1.5286
2023-07-16 16:00 | 5.5117 | 1.2124
2023-07-16 17:00 | 7.0719 | 1.476
2023-07-16 18:00 | 5.7243 | 1.5286
2023-07-16 19:00 | 6.7651 | 0.36901
2023-07-16 20:00 | 8.5372 | 2.0557
2023-07-16 21:00 | 7.5005 | 4.0587
2023-07-16 22:00 | 6.5622 | 3.4262
2023-07-16 23:00 | 2.4985 | 3.2154
2023-07-17 | 2.4992 | 2.6355
2023-07-17 01:00 | 2.1861 | 2.9522
2023-07-17 02:00 | 3.1595
2023-07-17 03:00 | 3.021 | 2.5304
2023-07-17 04:00 | 3.4385 | 1.4233
2023-07-17 05:00 | 3.177 | 1.8978
2023-07-17 06:00 | 4.9475 | 2.0032
2023-07-17 07:00 | 6.4526 | 1.5288
2023-07-17 08:00 | 7.7544 | 1.6342
2023-07-17 09:00 | 4.5265 | 1.3179
2023-07-17 10:00 | 4.0565 | 1.1598
2023-07-17 11:00 | 4.214 | 1.3706
2023-07-17 12:00 | 4.2126 | 1.7396
2023-07-17 13:00 | 4.9403 | 1.8978
2023-07-17 14:00 | 4.891 | 2.1087
2023-07-17 15:00 | 4.317 | 2.6358
2023-07-17 16:00 | 5.2037 | 1.3179
2023-07-17 17:00 | 5.6752 | 0.94889
2023-07-17 18:00 | 4.3212 | 2.6885
2023-07-17 19:00 | 3.7502 | 2.0032
2023-07-17 20:00 | 3.0729 | 2.5831
2023-07-17 21:00 | 4.2204 | 4.3755
2023-07-17 22:00 | 8.3888 | 4.3228
2023-07-17 23:00 | 12.8714 | 3.6902
2023-07-18 | 13.8617 | 3.6902
2023-07-18 01:00 | 16.566 | 4.6396
2023-07-18 02:00 | 13.6468
2023-07-18 03:00 | 14.2158 | 6.8014
2023-07-18 04:00 | 14.8686 | 3.427
2023-07-18 05:00 | 15.5016 | 2.0035
2023-07-18 06:00 | 17.3148 | 4.5868
2023-07-18 07:00 | 17.3197 | 5.6413
2023-07-18 08:00 | 9.0587 | 3.9014
2023-07-18 09:00 | 7.081 | 2.8997
2023-07-18 10:00 | 5.2053 | 4.4813
2023-07-18 11:00 | 6.0895 | 3.7958
2023-07-18 12:00 | 3.9567 | 1.7925
2023-07-18 13:00 | 5.881 | 0.52714
2023-07-18 14:00 | 4.5276 | 0.1054
2023-07-18 15:00 | 4.7863 | 1.0544
2023-07-18 16:00 | 4.0097 | 2.0034
2023-07-18 17:00 | 6.5074 | 1.3707
2023-07-18 18:00 | 4.3239 | 2.9525
2023-07-18 19:00 | 4.0645 | 1.2653
2023-07-18 20:00 | 5.0033 | 1.7398
2023-07-18 21:00 | 4.7945 | 2.6362
2023-07-18 22:00 | 5.7851 | 2.0035
2023-07-18 23:00 | 6.3058 | 4.1652
2023-07-19 | 6.0973 | 4.5343
2023-07-19 01:00 | 6.0818 | 5.7652
2023-07-19 02:00 | 3.7179
2023-07-19 03:00 | 5.056 | 5.8533
2023-07-19 04:00 | 4.1695 | 1.7402
2023-07-19 05:00 | 4.1693 | 4.0074
2023-07-19 06:00 | 6.4627 | 3.2691
2023-07-19 07:00 | 8.2309 | 3.5856
2023-07-19 08:00 | 10.5194 | 4.9035
2023-07-19 09:00 | 7.6487 | 3.4271
2023-07-19 10:00 | 8.7996 | 2.6362
2023-07-19 11:00 | 6.5083 | 3.1109
2023-07-19 12:00 | 5.3113 | 2.2144
2023-07-19 13:00 | 3.072 | 0.7381
2023-07-19 14:00 | 3.3331 | 0.68525
2023-07-19 15:00 | 4.8442 | 0.8963
2023-07-19 16:00 | 5.1051 | 1.2654
2023-07-19 17:00 | 7.869 | 2.6892
2023-07-19 18:00 | 5.7322 | 1.4763
2023-07-19 19:00 | 7.2967 | 2.0037
2023-07-19 20:00 | 7.0367 | 1.74
2023-07-19 21:00 | 9.1751 | 7.6988
2023-07-19 22:00 | 12.9816 | 7.6988
2023-07-19 23:00 | 6.2027 | 5.8529
2023-07-20 | 4.1696 | 3.6909
2023-07-20 01:00 | 4.4136 | 2.8827
2023-07-20 02:00 | 5.8052
2023-07-20 03:00 | 6.0999 | 3.0588
2023-07-20 04:00 | 6.8301 | 4.6408
2023-07-20 05:00 | 9.1755 | 4.8518
2023-07-20 06:00 | 14.1757 | 3.9553
2023-07-20 07:00 | 16.719 | 4.4824
2023-07-20 08:00 | 16.6071 | 4.324
2023-07-20 09:00 | 10.2607 | 4.5879
2023-07-20 10:00 | 8.5975 | 3.9552
2023-07-20 11:00 | 6.9817 | 5.0625
2023-07-20 12:00 | 7.5015 | 4.7986
2023-07-20 13:00 | 6.8786 | 3.9551
2023-07-20 14:00 | 7.2424 | 3.9025
2023-07-20 15:00 | 4.8977 | 5.2204
2023-07-20 16:00 | 3.6987 | 2.0566
2023-07-20 17:00 | 5.0017 | 2.3202
2023-07-20 18:00 | 4.1164 | 1.6347
2023-07-20 19:00 | 4.431 | 1.1601
2023-07-20 20:00 | 7.7163 | 2.2676
2023-07-20 21:00 | 11.158 | 6.4342
2023-07-20 22:00 | 9.0723 | 6.2757
2023-07-20 23:00 | 8.2383 | 7.1196
2023-07-21 | 10.3762 | 8.7545
2023-07-21 01:00 | 10.6738 | 8.2984
2023-07-21 02:00 | 9.7007
2023-07-21 03:00 | 9.2826 | 9.4941
2023-07-21 04:00 | 8.7088 | 9.9689
2023-07-21 05:00 | 10.2209 | 13.714
2023-07-21 06:00 | 11.6765 | 12.5531
2023-07-21 07:00 | 11.8278 | 9.8098
2023-07-21 08:00 | 9.5851 | 6.0649
2023-07-21 09:00 | 5.8859 | 4.4828
2023-07-21 10:00 | 4.1157 | 3.5334
2023-07-21 11:00 | 4.1155 | 2.9532
2023-07-21 12:00 | 5.8369 | 1.6875
2023-07-21 13:00 | 7.9219 | 2.4787
2023-07-21 14:00 | 7.0369 | 4.0083
2023-07-21 15:00 | 5.7862 | 3.0063
2023-07-21 16:00 | 5.004 | 1.5293
2023-07-21 17:00 | 5.8921 | 1.7404
2023-07-21 18:00 | 5.8393 | 1.6876
2023-07-21 19:00 | 4.6923 | 1.793
2023-07-21 20:00 | 5.5269 | 1.7931
2023-07-21 21:00 | 6.5182 | 3.9558
2023-07-21 22:00 | 10.9518 | 3.5339
2023-07-21 23:00 | 11.2645 | 4.4832
2023-07-22 | 7.6133 | 7.2786
2023-07-22 01:00 | 4.8325 | 4.6416
2023-07-22 02:00 | 2.6072
2023-07-22 03:00 | 2.8681 | 2.6374
2023-07-22 04:00 | 5.476 | 2.7955
2023-07-22 05:00 | 5.3715 | 4.8527
2023-07-22 06:00 | 9.1779 | 5.4857
2023-07-22 07:00 | 9.1235 | 1.4239
2023-07-22 08:00 | 3.0225 | 0.8437
2023-07-22 09:00 | 3.2832 | 4.2195
2023-07-22 10:00 | 4.8957 | 2.7949
2023-07-22 11:00 | 8.8012 | 6.3283
2023-07-22 12:00 | 3.8578 | 1.0544
2023-07-22 13:00 | 4.0659 | 0.52709
2023-07-22 14:00 | 3.5956 | 1.3712
2023-07-22 15:00 | 2.7617 | 1.7932
2023-07-22 16:00 | 3.3363 | 0.52717
2023-07-22 17:00 | 3.7542 | 1.9516
2023-07-22 18:00 | 4.4841 | 2.4791
2023-07-22 19:00 | 3.65 | 3.8508
2023-07-22 20:00 | 3.2849 | 3.3761
2023-07-22 21:00 | 2.5553 | 1.477
2023-07-22 22:00 | 2.5023 | 3.3759
2023-07-22 23:00 | 2.7108 | 1.6878
2023-07-23 | 2.0332 | 2.268
2023-07-23 01:00 | 1.8422 | 0.8439
2023-07-23 02:00 | 1.9123
2023-07-23 03:00 | 1.982 | 3.0073
2023-07-23 04:00 | 2.4506 | 1.1603
2023-07-23 05:00 | 3.3902 | 3.7984
2023-07-23 06:00 | 2.503 | 4.3789
2023-07-23 07:00 | 2.0854 | 2.8485
2023-07-23 08:00 | 1.9805 | 3.7452
2023-07-23 09:00 | 2.3444 | 2.5845
2023-07-23 10:00 | 3.649 | 2.7426
2023-07-23 11:00 | 3.6473 | 3.3227
2023-07-23 12:00 | 5.4187 | 4.4833
2023-07-23 13:00 | 6.4084 | 5.011
2023-07-23 14:00 | 5.3151 | 2.4791
2023-07-23 15:00 | 3.701 | 1.477
2023-07-23 16:00 | 4.4313 | 2.479
2023-07-23 17:00 | 5.0566 | 1.8989
2023-07-23 18:00 | 6.2563 | 3.851
2023-07-23 19:00 | 7.3019 | 8.23
2023-07-23 20:00 | 5.6332 | 8.5469
2023-07-23 21:00 | 7.251 | 5.909
2023-07-23 22:00 | 6.1561 | 7.1223
2023-07-23 23:00 | 4.973 | 4.7486
2023-07-24 | 4.3469 | 2.4265
2023-07-24 01:00 | 5.5306 | 2.1101
2023-07-24 02:00 | 4.0689
2023-07-24 03:00 | 3.7043 | 3.8519
2023-07-24 04:00 | 3.0258 | 2.2683
2023-07-24 05:00 | 5.2175 | 3.2183
2023-07-24 06:00 | 5.8951 | 3.2712
2023-07-24 07:00 | 10.0152 | 2.1101
2023-07-24 08:00 | 7.7154 | 3.3238
2023-07-24 09:00 | 6.5172 | 2.4795
2023-07-24 10:00 | 5.7344 | 1.4766
2023-07-24 11:00 | 3.4392 | 2.6901
2023-07-24 12:00 | 4.3256 | 2.321
2023-07-24 13:00 | 9.385 | 1.6352
2023-07-24 14:00 | 6.5134 | 4.1675
2023-07-24 15:00 | 4.9522 | 2.7428
2023-07-24 16:00 | 6.9353 | 3.0069
2023-07-24 17:00 | 6.5176 | 2.5321
2023-07-24 18:00 | 6.5195 | 2.2683
2023-07-24 19:00 | 6.1549 | 2.2683
2023-07-24 20:00 | 7.8256 | 2.057
2023-07-24 21:00 | 8.4524 | 2.0574
2023-07-24 22:00 | 9.235 | 2.374
2023-07-24 23:00 | 11.9493 | 2.4793
2023-07-25 | 11.6887 | 3.7985
2023-07-25 01:00 | 11.4466 | 3.166
2023-07-25 02:00 | 9.4286
2023-07-25 03:00 | 5.8956 | 1.2136
2023-07-25 04:00 | 6.6799 | 1.3714
2023-07-25 05:00 | 9.4453 | 1.7936
2023-07-25 06:00 | 12.5116 | 2.5323
2023-07-25 07:00 | 12.7629 | 2.9541
2023-07-25 08:00 | 12.5076 | 3.2172
2023-07-25 09:00 | 5.9417 | 5.5394
2023-07-25 10:00 | 6.3616 | 3.4816
2023-07-25 11:00 | 6.9348 | 2.532
2023-07-25 12:00 | 6.0493 | 2.3742
2023-07-25 13:00 | 6.3097 | 2.6909
2023-07-25 14:00 | 5.9977 | 2.7963
2023-07-25 15:00 | 6.5717 | 3.9569
2023-07-25 16:00 | 5.8945 | 2.2157
2023-07-25 17:00 | 6.7831 | 1.8466
2023-07-25 18:00 | 6.73 | 1.9523
2023-07-25 19:00 | 8.5042 | 2.0576
2023-07-25 20:00 | 12.629 | 2.5855
2023-07-25 21:00 | 18.3183 | 4.9606
2023-07-25 22:00 | 12.0554 | 4.9069
2023-07-25 23:00 | 19.5182 | 3.0072
2023-07-26 | 23.5348 | 2.902
2023-07-26 01:00 | 21.54 | 2.5325
2023-07-26 02:00 | 14.2316
2023-07-26 03:00 | 12.7351 | 3.0083
2023-07-26 04:00 | 14.0911 | 2.5856
2023-07-26 05:00 | 16.0708 | 2.5856
2023-07-26 06:00 | 16.3619 | 2.1104
2023-07-26 07:00 | 16.0283 | 2.2159
2023-07-26 08:00 | 8.7042 | 2.5852
2023-07-26 09:00 | 5.2656 | 2.5852
2023-07-26 10:00 |  | 3.482
2023-07-26 11:00 | 3.7543 | 4.5896
2023-07-26 12:00 | 3.9102 | 2.5323
2023-07-26 13:00 | 3.9098 | 2.6903
2023-07-26 14:00 | 3.7017 | 3.2183
2023-07-26 15:00 | 4.2242 | 2.6909
2023-07-26 16:00 | 8.8681 | 4.9074
2023-07-26 17:00 | 8.1407 | 3.6941
2023-07-26 18:00 | 9.5502 | 5.7001
2023-07-26 19:00 | 7.777 | 4.0638
2023-07-26 20:00 | 7.9334 | 3.1663
2023-07-26 21:00 | 7.7772 | 6.7557
2023-07-26 22:00 | 3.8609 | 2.7444
2023-07-26 23:00 | 3.3912 | 3.272
2023-07-27 | 3.0265 | 3.3779
2023-07-27 01:00 | 2.5399
2023-07-27 02:00 | 1.4258
2023-07-27 03:00 | 2.5575 | 2.3752
2023-07-27 04:00 | 1.9304 | 2.0053
2023-07-27 05:00 | 3.0271 | 2.4274
2023-07-27 06:00 | 4.1756 | 3.2194
2023-07-27 07:00 | 4.4357 | 3.6952
2023-07-27 08:00 | 5.0609 | 2.7446
2023-07-27 09:00 | 5.1129 | 1.7414
2023-07-27 10:00 | 6.0012 | 1.8991
2023-07-27 11:00 | 4.6434 | 2.7966
2023-07-27 12:00 | 6.0008 | 2.1633
2023-07-27 13:00 | 4.2787 | 2.5328
2023-07-27 14:00 | 4.069 | 3.0081
2023-07-27 15:00 | 5.637 | 2.375
2023-07-27 16:00 | 6.0538 | 1.4773
2023-07-27 17:00 | 6.2102 | 3.5891
2023-07-27 18:00 | 5.2193 | 3.9588
2023-07-27 19:00 | 5.5852 | 2.8495
2023-07-27 20:00 | 6.3156 | 3.114
2023-07-27 21:00 | 5.8991 | 4.1699
2023-07-27 22:00 | 6.0553 | 3.4836
2023-07-27 23:00 | 5.4282 | 5.9128
2023-07-28 | 2.818 | 5.0669
2023-07-28 01:00 | 2.6794 | 2.6037
2023-07-28 02:00 | 4.1414
2023-07-28 03:00 | 5.0121 | 3.9066
2023-07-28 04:00 | 4.6467 | 7.9721
2023-07-28 05:00 | 3.7584 | 5.3843
2023-07-28 06:00 | 3.2885 | 2.0583
2023-07-28 07:00 | 7.1447 | 2.0051
2023-07-28 08:00 | 7.095 | 1.4238
2023-07-28 09:00 | 4.9018 | 4.5381
2023-07-28 10:00 | 6.4624 | 5.1175
2023-07-28 11:00 | 3.2318 | 1.6883
2023-07-28 12:00 | 4.3259 | 3.3222
2023-07-28 13:00 | 4.3252 | 4.0082
2023-07-28 14:00 | 5.0021 | 2.7958
2023-07-28 15:00 | 4.6897 | 4.1672
2023-07-28 16:00 | 5.3133 | 3.3232
2023-07-28 17:00 | 12.2565 | 4.3263
2023-07-28 18:00 | 11.3754 | 8.0758
2023-07-28 19:00 | 13.676 | 13.5662
2023-07-28 20:00 | 8.6666 | 7.5489
2023-07-28 21:00 | 7.3616 | 4.9095
2023-07-28 22:00 | 8.197 | 4.3815
2023-07-28 23:00 | 7.2568 | 6.916
2023-07-29 | 6.3179 | 4.9618
2023-07-29 01:00 | 3.5852 | 2.9567
2023-07-29 02:00 | 3.9332
2023-07-29 03:00 | 4.1775 | 3.5901
2023-07-29 04:00 | 3.968 | 8.9237
2023-07-29 05:00 | 5.4833 | 2.5338
2023-07-29 06:00 | 5.4301 | 4.5931
2023-07-29 07:00 | 6.1596 | 6.5989
2023-07-29 08:00 | 4.1737 | 4.2752
2023-07-29 09:00 | 2.7646 | 2.6906
2023-07-29 10:00 | 3.3906 | 1.1601
2023-07-29 11:00 | 2.9207 | 0.94958
2023-07-29 12:00 | 3.1805 | 0.73852
2023-07-29 13:00 | 2.6595 | 0.63282
2023-07-29 14:00 | 2.816 | 1.794
2023-07-29 15:00 | 3.6506 | 0.89651
2023-07-29 16:00 | 3.5989 | 3.1661
2023-07-29 17:00 | 4.7461 | 4.8032
2023-07-29 18:00 | 2.7642 | 3.2721
2023-07-29 19:00 | 4.3328 | 1.3716
2023-07-29 20:00 | 4.5425 | 1.53
2023-07-29 21:00 | 3.3932 | 2.3757
2023-07-29 22:00 | 6.946 | 1.6362
2023-07-29 23:00 | 6.2144 | 2.006
2023-07-30 | 4.1245 | 1.4249
2023-07-30 01:00 | 2.8194 | 0.84468
2023-07-30 02:00 | 1.2181
2023-07-30 03:00 | 1.4618 | 0.84487
2023-07-30 04:00 | 1.6708 | 1.4253
2023-07-30 05:00 | 1.6706 | 1.6367
2023-07-30 06:00 | 2.2444 | 0.42138
2023-07-30 07:00 | 2.2434 | 0.73885
2023-07-30 08:00 | 2.1378 | 0.26322
2023-07-30 09:00 | 2.6588 | 0.47468
2023-07-30 10:00 | 3.4953 | 0.4741
2023-07-30 11:00 | 3.4953 | 2.006
2023-07-30 12:00 | 5.586 | 1.7945
2023-07-30 13:00 | 3.9665 | 3.1673
2023-07-30 14:00 | 2.6612 | 2.4283
2023-07-30 15:00 | 2.6614 | 1.4779
2023-07-30 16:00 | 3.131 | 0.79119
2023-07-30 17:00 | 3.0273 | 1.161
2023-07-30 18:00 | 2.1912 | 1.5832
2023-07-30 19:00 | 2.6103 | 2.9042
2023-07-30 20:00 | 3.655 | 5.2283
2023-07-30 21:00 | 2.5061 | 3.1683
2023-07-30 22:00 |  | 2.7986
2023-07-30 23:00 | 2.2973 | 2.3232
2023-07-31 | 2.4018 | 2.0057
2023-07-31 01:00 | 2.4723 | 1.9007
2023-07-31 02:00 | 1.7746
2023-07-31 03:00 | 2.5069 | 1.003
2023-07-31 04:00 | 2.0891 | 0.68558
2023-07-31 05:00 | 2.3497 | 1.5312
2023-07-31 06:00 | 2.7678 | 2.0588
2023-07-31 07:00 | 3.9167 | 2.2176
2023-07-31 08:00 | 5.5857 | 1.4253
2023-07-31 09:00 | 6.0538 | 2.5875
2023-07-31 10:00 | 5.3753 | 2.9566
2023-07-31 11:00 | 7.2009 | 3.273
2023-07-31 12:00 | 9.031 | 3.5897
2023-07-31 13:00 | 7.9871 | 3.4319
2023-07-31 14:00 | 7.5703 | 2.2693
2023-07-31 15:00 | 9.4919 | 1.4248
2023-07-31 16:00 | 8.0894 | 0.84436
2023-07-31 17:00 | 8.8199 | 0.73881
2023-07-31 18:00 | 4.7001 | 0.79164
2023-07-31 19:00 | 4.3858 | 1.2142
2023-07-31 20:00 | 4.8568 | 0.73881
2023-07-31 21:00 | 6.373 | 4.2248
2023-07-31 22:00 | 6.5293 | 2.3766
2023-07-31 23:00 | 5.2759 | 2.1122
2023-08-01 | 4.2833 | 2.3236
2023-08-01 01:00 | 3.4472 | 3.3799
2023-08-01 02:00 | 5.3986
2023-08-01 03:00 | 3.6042 | 1.2667
2023-08-01 04:00 | 2.0362 | 2.6933
2023-08-01 05:00 | 2.6117 | 1.0019
2023-08-01 06:00 | 4.805 | 2.1653
2023-08-01 07:00 | 7.2534 | 2.8508
2023-08-01 08:00 | 10.9973 | 3.6429
2023-08-01 09:00 | 9.2251 | 2.6396
2023-08-01 10:00 | 6.9335 | 2.0055
2023-08-01 11:00 | 9.2679 | 2.1108
2023-08-01 12:00 | 6.4625 | 0.94964
2023-08-01 13:00 | 5.2109 | 0.42155
2023-08-01 14:00 | 5.4232 | 1.0552
2023-08-01 15:00 | 6.8845 | 2.3751
2023-08-01 16:00 | 6.784 | 1.6361
2023-08-01 17:00 | 15.4357 | 3.0095
2023-08-01 18:00 | 7.3648 | 5.4404
2023-08-01 19:00 | 4.5439 | 5.4935
2023-08-01 20:00 | 3.8643 | 4.7541
2023-08-01 21:00 | 6.7928 | 3.8031
2023-08-01 22:00 | 5.2766 | 2.4824
2023-08-01 23:00 | 2.716 | 1.5837
2023-08-02 | 2.7164 | 2.9567
2023-08-02 01:00 | 8.6056 | 3.663
2023-08-02 02:00 | 2.8203
2023-08-02 03:00 | 2.2981 | 2.166
2023-08-02 04:00 | 1.3576 | 1.743
2023-08-02 05:00 | 1.7231 | 1.9014
2023-08-02 06:00 | 1.8274 | 1.5843
2023-08-02 07:00 | 1.9836 | 1.267
2023-08-02 08:00 | 5.0629 | 0.3161
2023-08-02 09:00 | 6.209 | 0.73834
2023-08-02 10:00 | 4.7509 | 0.89674
2023-08-02 11:00 | 4.4879 | 0.79153
2023-08-02 12:00 | 3.8109 | 0.47368
2023-08-02 13:00 | 3.602 | 1.0557
2023-08-02 14:00 | 4.2286 | 0.21089
2023-08-02 15:00 | 4.2813 | 0.58041
2023-08-02 16:00 | 4.6466 | 1.1608
2023-08-02 17:00 | 6.5279 | 1.9014
2023-08-02 18:00 | 8.6696 | 1.0549
2023-08-02 19:00 | 7.3112 | 2.9583
2023-08-02 20:00 | 6.8432 | 4.4375
2023-08-02 21:00 | 8.7262 | 4.9658
2023-08-02 22:00 | 8.361 | 1.5315
2023-08-02 23:00 | 7.7854 | 2.7994
2023-08-03 | 8.4636 | 4.649
2023-08-03 01:00 | 8.674 | 6.27
2023-08-03 02:00 | 3.8656
2023-08-03 03:00 | 2.9783 | 1.7428
2023-08-03 04:00 | 3.0827 | 1.8468
2023-08-03 05:00 | 3.3962 | 2.0057
2023-08-03 06:00 | 4.0213 | 2.0059
2023-08-03 07:00 | 7.1565 | 2.6398
2023-08-03 08:00 | 9.9688 | 2.323
2023-08-03 09:00 | 7.7726 | 2.9041
2023-08-03 10:00 | 6.156 | 3.0635
2023-08-03 11:00 | 9.7524 | 3.1684
2023-08-03 12:00 | 8.8707 | 2.5872
2023-08-03 13:00 | 9.2354 | 2.6401
2023-08-03 14:00 | 17.0584 | 2.9575
2023-08-03 15:00 | 16.1599 | 3.5381
2023-08-03 16:00 | 19.665 | 3.3266
2023-08-03 17:00 | 16.7045 | 3.9085
2023-08-03 18:00 | 20.5652 | 4.2781
2023-08-03 19:00 | 18.7483 | 3.2223
2023-08-03 20:00 | 11.9105 | 4.332
2023-08-03 21:00 | 8.7778 | 3.5909
2023-08-03 22:00 | 6.2708 | 3.063
2023-08-03 23:00 | 5.9577 | 3.5385
2023-08-04 | 5.0685 | 4.226
2023-08-04 01:00 | 5.191 | 4.7896
2023-08-04 02:00 | 4.981
2023-08-04 03:00 | 5.3769 | 5.2841
2023-08-04 04:00 | 8.1338 | 4.5966
2023-08-04 05:00 | 12.3475 | 4.6488
2023-08-04 06:00 | 5.0127 | 4.1729
2023-08-04 07:00 | 6.4727 | 4.1715
2023-08-04 08:00 | 9.645 | 4.699
2023-08-04 09:00 | 7.7667 | 4.5932
2023-08-04 10:00 | 8.3419 | 4.3823
2023-08-04 11:00 | 12.2545 | 4.3298
2023-08-04 12:00 | 13.3465 | 4.0139
2023-08-04 13:00 | 15.0685 | 2.7463
2023-08-04 14:00 | 11.7866 | 2.5881
2023-08-04 15:00 | 11.8968 | 1.8471
2023-08-04 16:00 | 11.472 | 2.0596
2023-08-04 17:00 | 13.2041 | 2.6937
2023-08-04 18:00 | 14.882 | 2.6931
2023-08-04 19:00 | 19.531 | 4.544
2023-08-04 20:00 | 36.0393 | 3.9091
2023-08-04 21:00 | 32.8602 | 4.3856
2023-08-04 22:00 | 38.3858 | 3.4333
2023-08-04 23:00 | 36.5237 | 3.0107
2023-08-05 | 37.9246 | 4.9141
2023-08-05 01:00 | 43.8469 | 7.3285
2023-08-05 02:00 | 42.4351
2023-08-05 03:00 | 28.8355 | 4.5446
2023-08-05 04:00 | 28.9907 | 3.3818
2023-08-05 05:00 | 12.3161 | 1.9018
2023-08-05 06:00 | 9.1334 | 2.9055
2023-08-05 07:00 | 11.6369 | 3.1698
2023-08-05 08:00 | 14.1335 | 1.267
2023-08-05 09:00 | 11.0592 | 0.36865
2023-08-05 10:00 | 12.1385 | 0.10392
2023-08-05 11:00 | 9.2211 | 1.8486
2023-08-05 12:00 | 9.3316 | 0.73909
2023-08-05 13:00 | 9.172 | 0.7914
2023-08-05 14:00 | 8.7083 | 1.6364
2023-08-05 15:00 | 8.2992 | 1.1612
2023-08-05 16:00 | 7.9295 | 0.79126
2023-08-05 17:00 | 16.7824 | 0.63199
2023-08-05 18:00 | 17.4502 | 1.953
2023-08-05 19:00 | 19.9432 | 4.5952
2023-08-05 20:00 | 14.3279 | 4.6495
2023-08-05 21:00 | 14.4416 | 3.3278
2023-08-05 22:00 | 14.7564 | 3.2748
2023-08-05 23:00 | 11.5352 | 2.958
2023-08-06 | 13.3617 | 3.6981
2023-08-06 01:00 | 12.0769 | 3.0294
2023-08-06 02:00 | 20.1879
2023-08-06 03:00 | 15.5425 | 1.8485
2023-08-06 04:00 | 11.1124 | 2.3239
2023-08-06 05:00 | 11.0601 | 2.5361
2023-08-06 06:00 | 10.0163 | 2.589
2023-08-06 07:00 | 8.7066 | 2.2188
2023-08-06 08:00 | 6.829 | 2.2705
2023-08-06 09:00 | 8.1846 | 2.0596
2023-08-06 10:00 | 9.6439 | 1.5835
2023-08-06 11:00 | 11.8345 | 1.584
2023-08-06 12:00 | 12.4578 | 1.3723
2023-08-06 13:00 | 12.5634 | 1.3718
2023-08-06 14:00 | 14.9641 | 1.1609
2023-08-06 15:00 | 13.3461 | 1.3714
2023-08-06 16:00 | 16.8438 | 1.849
2023-08-06 17:00 | 17.5326 | 2.3768
2023-08-06 18:00 | 20.6127 | 2.2182
2023-08-06 19:00 | 22.0746 | 1.6899
2023-08-06 20:00 | 30.3717 | 2.9579
2023-08-06 21:00 | 32.4675 | 4.2789
2023-08-06 22:00 | 30.9949 | 3.3284
2023-08-06 23:00 | 28.1303 | 3.222
2023-08-07 | 20.779 | 2.9579
2023-08-07 01:00 | 13.1226 | 2.8869
2023-08-07 02:00 | 14.5778
2023-08-07 03:00 | 14.8172 | 2.7999
2023-08-07 04:00 | 28.8658 | 2.6934
2023-08-07 05:00 | 24.893 | 2.535
2023-08-07 06:00 | 21.5383 | 2.4828
2023-08-07 07:00 | 12.4138 | 3.0623
2023-08-07 08:00 | 8.3923 | 3.0105
2023-08-07 09:00 | 9.3302 | 2.535
2023-08-07 10:00 | 13.7562 | 2.4823
2023-08-07 11:00 | 10.1658 | 1.4252
2023-08-07 12:00 | 12.5236 | 1.2672
2023-08-07 13:00 | 8.5097 | 2.6391
2023-08-07 14:00 | 7.7738 | 1.1624
2023-08-07 15:00 | 6.9233 | 0.89738
2023-08-07 16:00 | 8.4533 | 1.0549
2023-08-07 17:00 | 6.6294 | 1.5842
2023-08-07 18:00 | 4.5479 | 1.849
2023-08-07 19:00 | 5.7986 | 2.589
2023-08-07 20:00 | 4.0253 | 1.214
2023-08-07 21:00 | 6.7999 | 1.5314
2023-08-07 22:00 | 7.1134 | 1.9017
2023-08-07 23:00 | 4.812 | 4.9686
2023-08-08 | 5.1257 | 6.8185
2023-08-08 01:00 | 3.3125 | 4.1581
2023-08-08 02:00 | 3.1038
2023-08-08 03:00 | 3.6089 | 3.4349
2023-08-08 04:00 | 5.2307 | 3.963
2023-08-08 05:00 | 4.7597 | 2.3237
2023-08-08 06:00 | 6.1713 | 3.1704
2023-08-08 07:00 | 9.57 | 7.3471
2023-08-08 08:00 | 24.9734 | 4.8088
2023-08-08 09:00 | 19.7317 | 3.4876
2023-08-08 10:00 | 11.9091 | 1.6367
2023-08-08 11:00 | 7.833 | 0.79119
2023-08-08 12:00 | 8.3547 | 2.1128
2023-08-08 13:00 | 7.101 | 0.73767
2023-08-08 14:00 | 8.4127 | 1.2141
2023-08-08 15:00 | 8.1009 | 1.3203
2023-08-08 16:00 |  | 1.3212
2023-08-08 17:00 | 5.6984 | 1.532
2023-08-08 18:00 | 4.7599 | 1.955
2023-08-08 19:00 | 4.3413 | 1.9545
2023-08-08 20:00 | 6.8007 | 1.428
2023-08-08 21:00 | 7.4289 | 2.2731
2023-08-08 22:00 | 6.6444 | 1.9011
2023-08-08 23:00 | 5.6489 | 3.17
2023-08-09 | 5.4404 | 4.1753
2023-08-09 01:00 | 3.034 | 3.0994
2023-08-09 02:00 | 2.8238
2023-08-09 03:00 | 3.871 | 2.0076
2023-08-09 04:00 | 4.6559 | 2.2173
2023-08-09 05:00 | 6.1704 | 2.5343
2023-08-09 06:00 | 6.4316 | 2.9571
2023-08-09 07:00 | 8.7227 | 3.4328
2023-08-09 08:00 | 9.6584 | 3.6949
2023-08-09 09:00 | 9.1913 | 2.6928
2023-08-09 10:00 | 9.2918 | 2.5358
2023-08-09 11:00 | 8.1406 | 2.4304
2023-08-09 12:00 | 6.6311 | 2.3761
2023-08-09 13:00 | 4.5972 | 1.1604
2023-08-09 14:00 | 5.3831 | 2.43
2023-08-09 15:00 | 6.3248 | 2.0066
2023-08-09 16:00 | 8.1001 | 4.1199
2023-08-09 17:00 | 6.3767 | 4.5961
2023-08-09 18:00 | 4.3394 | 8.826
2023-08-09 19:00 | 7.0102 | 3.9639
2023-08-09 20:00 | 5.8071 | 7.4538
2023-08-09 21:00 | 5.3365 | 4.1231
2023-08-09 22:00 | 9.1567 | 4.0698
2023-08-09 23:00 | 25.4268 | 2.2715
2023-08-10 | 22.5506 | 1.1089
2023-08-10 01:00 | 19.7742 | 1.6907
2023-08-10 02:00 | 12.5952
2023-08-10 03:00 | 12.2438 | 1.1608
2023-08-10 04:00 | 12.2932 | 2.113
2023-08-10 05:00 | 12.7584 | 7.0327
2023-08-10 06:00 | 13.0431 | 10.5749
2023-08-10 07:00 | 16.4172 | 7.9821
2023-08-10 08:00 | 11.9219 | 4.4912
2023-08-10 09:00 | 8.888 | 5.8654
2023-08-10 10:00 | 9.2549 | 3.4877
2023-08-10 11:00 | 9.83 | 3.5406
2023-08-10 12:00 | 9.5188 | 2.1139
2023-08-10 13:00 | 11.1414 | 2.6947
2023-08-10 14:00 | 10.4089 | 2.4838
2023-08-10 15:00 | 11.8236 | 2.3786
2023-08-10 16:00 | 9.2067 | 1.7448
2023-08-10 17:00 | 8.3173 | 2.9081
2023-08-10 18:00 | 8.6329 | 2.3257
2023-08-10 19:00 | 12.1417 | 3.013
2023-08-10 20:00 | 24.4961 | 3.0137
2023-08-10 21:00 | 26.7998 | 3.4901
2023-08-10 22:00 | 23.0306 | 8.8316
2023-08-10 23:00 | 26.8522 | 16.2918
2023-08-11 | 29.7309 | 24.543
2023-08-11 01:00 | 34.0974 | 13.543
2023-08-11 02:00 | 19.4378
2023-08-11 03:00 | 7.9039 | 9.8398
2023-08-11 04:00 | 9.1083 | 5.6582
2023-08-11 05:00 | 4.1872 | 4.7067
2023-08-11 06:00 | 4.7092 | 7.4037
2023-08-11 07:00 | 8.5836 | 9.3066
2023-08-11 08:00 | 7.3255 | 3.9646
2023-08-11 09:00 | 7.743 | 4.1224
2023-08-11 10:00 | 6.6429 | 4.1755
2023-08-11 11:00 | 6.3287 | 4.6524
2023-08-11 12:00 | 8.1071 | 3.4881
2023-08-11 13:00 | 5.0225 | 2.4312
2023-08-11 14:00 | 9.3634 | 5.9218
2023-08-11 15:00 | 8.8938 | 5.2338
2023-08-11 16:00 | 9.6784 | 3.2766
2023-08-11 17:00 | 10.6197 | 5.2871
2023-08-11 18:00 | 11.6159 | 6.9268
2023-08-11 19:00 | 16.0167 | 10.4727
2023-08-11 20:00 | 13.2966 | 8.0932
2023-08-11 21:00 | 11.5165 | 9.9444
2023-08-11 22:00 | 9.1083 | 4.5484
2023-08-11 23:00 | 6.6994 | 8.2493
2023-08-12 | 8.6371 | 6.2405
2023-08-12 01:00 | 9.6687 | 6.7718
2023-08-12 02:00 | 7.9917
2023-08-12 03:00 | 4.6593 | 2.8553
2023-08-12 04:00 | 3.4025 | 3.9667
2023-08-12 05:00 | 2.9835 | 2.2744
2023-08-12 06:00 | 6.8568 | 2.4335
2023-08-12 07:00 | 7.1185 | 8.4067
2023-08-12 08:00 | 4.8651 | 4.8117
2023-08-12 09:00 | 4.1309 | 3.2768
2023-08-12 10:00 | 3.033 | 4.6512
2023-08-12 11:00 | 4.3929 | 1.9008
2023-08-12 12:00 | 3.4002 | 4.1217
2023-08-12 13:00 | 4.0794 | 1.9014
2023-08-12 14:00 | 2.9802 | 1.5319
2023-08-12 15:00 | 3.7135 | 1.3735
2023-08-12 16:00 | 4.3408 | 1.1621
2023-08-12 17:00 | 4.0814 | 1.2685
2023-08-12 18:00 | 4.8676 | 2.1149
2023-08-12 19:00 | 5.1299 | 2.7501
2023-08-12 20:00 | 7.3823 | 3.9134
2023-08-12 21:00 | 4.5543 | 3.7022
2023-08-12 22:00 | 4.2397 | 3.1193
2023-08-12 23:00 | 3.6113 | 2.0091
2023-08-13 | 3.4539 | 2.0081
2023-08-13 01:00 | 5.1315 | 2.2551
2023-08-13 02:00 | 3.1752
2023-08-13 03:00 | 4.3456 | 4.0215
2023-08-13 04:00 | 6.4409 | 5.3969
2023-08-13 05:00 | 5.3407 | 4.1803
2023-08-13 06:00 | 3.0877 | 4.6548
2023-08-13 07:00 | 2.5122 | 2.3268
2023-08-13 08:00 | 3.5062 | 1.7972
2023-08-13 09:00 | 2.773 | 3.0668
2023-08-13 10:00 | 2.5639 | 1.8488
2023-08-13 11:00 | 3.6595 | 2.5373
2023-08-13 12:00 | 2.6143 | 1.4785
2023-08-13 13:00 | 3.5554 | 1.8486
2023-08-13 14:00 | 3.138 | 1.3197
2023-08-13 15:00 | 2.8247 | 1.9554
2023-08-13 16:00 | 2.7725 | 2.5371
2023-08-13 17:00 | 2.0919 | 1.4266
2023-08-13 18:00 | 4.7619 | 0.63194
2023-08-13 19:00 | 5.7065 | 2.3797
2023-08-13 20:00 | 6.4921 | 8.307
2023-08-13 21:00 | 3.9792 | 7.09
2023-08-13 22:00 | 5.131 | 6.612
2023-08-13 23:00 | 14.7156 | 10.2644
2023-08-14 | 14.6645 | 9.0993
2023-08-14 01:00 | 6.2496 | 14.8874
2023-08-14 02:00 | 12.3956
2023-08-14 03:00 | 6.5461 | 8.0427
2023-08-14 04:00 | 8.1174 | 5.7673
2023-08-14 05:00 | 9.218 | 7.5142
2023-08-14 06:00 | 7.5922 | 11.7466
2023-08-14 07:00 | 8.846 | 5.7118
2023-08-14 08:00 | 7.6892 | 5.2344
2023-08-14 09:00 | 4.8634 | 4.0156
2023-08-14 10:00 | 3.8184 | 3.8049
2023-08-14 11:00 | 3.2431 | 1.743
2023-08-14 12:00 | 4.7058 | 0.84263
2023-08-14 13:00 | 6.1716 | 5.5469
2023-08-14 14:00 | 5.3387 | 2.0079
2023-08-14 15:00 | 4.6582 | 1.4261
2023-08-14 16:00 | 4.711 | 6.9283
2023-08-14 17:00 | 3.9259 | 4.973
2023-08-14 18:00 | 3.8735 | 5.0261
2023-08-14 19:00 | 3.1932 | 5.4493
2023-08-14 20:00 | 5.9179 | 3.3865
2023-08-14 21:00 | 6.3899 | 3.0158
2023-08-14 22:00 | 6.7561 | 2.7503
2023-08-14 23:00 | 10.0562 | 2.8039
2023-08-15 | 9.1654 | 3.0148
2023-08-15 01:00 | 7.2282 | 3.104
2023-08-15 02:00 | 5.5522
2023-08-15 03:00 | 4.8182 | 2.645
2023-08-15 04:00 | 5.6556 | 2.2732
2023-08-15 05:00 | 7.8031 | 1.4258
2023-08-15 06:00 | 8.163 | 1.2138
2023-08-15 07:00 | 8.9427 | 1.1606
2023-08-15 08:00 | 9.2545 | 3.6985
2023-08-15 09:00 | 8.5745 | 3.6462
2023-08-15 10:00 | 6.064 | 2.5899
2023-08-15 11:00 | 4.3398 | 2.2709
2023-08-15 12:00 | 3.1905 | 1.3728
2023-08-15 13:00 | 2.2491 | 0.52812
2023-08-15 14:00 | 1.9349 | 0.3693
2023-08-15 15:00 | 1.9345 | 0.58043
2023-08-15 16:00 | 2.196 | 1.4781
2023-08-15 17:00 | 4.7081 | 2.6412
2023-08-15 18:00 | 8.951 | 1.8495
2023-08-15 19:00 | 8.9023 | 2.8551
2023-08-15 20:00 | 6.8609 | 2.6975
2023-08-15 21:00 | 9.9003 | 5.5555
2023-08-15 22:00 | 19.2781 | 4.0205
2023-08-15 23:00 | 28.3308 | 7.1438
2023-08-16 | 25.7118 | 7.6726
2023-08-16 01:00 | 21.9636 | 4.7963
2023-08-16 02:00 | 18.456
2023-08-16 03:00 | 14.8575 | 3.2279
2023-08-16 04:00 | 13.5122 | 2.2209
2023-08-16 05:00 | 12.9332 | 1.4786
2023-08-16 06:00 | 13.9329 | 3.2789
2023-08-16 07:00 | 16.5909 | 2.1675
2023-08-16 08:00 | 16.2107 | 2.2191
2023-08-16 09:00 | 10.5142 | 4.0683
2023-08-16 10:00 | 10.3055 | 3.9134
2023-08-16 11:00 | 10.7765 | 3.3809
2023-08-16 12:00 | 7.6934 | 1.8485
2023-08-16 13:00 | 5.2868 | 2.5366
2023-08-16 14:00 | 4.9195 | 3.2772
2023-08-16 15:00 | 6.1774 | 5.7628
2023-08-16 16:00 | 6.7539 | 4.4428
2023-08-16 17:00 | 12.9288 | 3.2787
2023-08-16 18:00 | 19.5794 | 8.2512
2023-08-16 19:00 | 12.7289 | 12.3318
2023-08-16 20:00 | 21.9553 | 23.0805
2023-08-16 21:00 | 34.5815 | 15.4035
2023-08-16 22:00 | 23.4736 | 9.4748
2023-08-16 23:00 | 12.1538 | 7.6742
2023-08-17 | 8.8535 | 7.9919
2023-08-17 01:00 | 8.2076 | 6.6343
2023-08-17 02:00 | 7.2308
2023-08-17 03:00 | 5.9721 | 5.1871
2023-08-17 04:00 | 5.8668 | 6.245
2023-08-17 05:00 | 9.1694 | 9.0506
2023-08-17 06:00 | 11.5252 | 10.4788
2023-08-17 07:00 | 12.5128 | 10.3157
2023-08-17 08:00 | 13.5035 | 11.5282
2023-08-17 09:00 |  | 9.6758
2023-08-17 10:00 | 7.4329 | 6.9267
2023-08-17 11:00 | 5.2365 | 5.7106
2023-08-17 12:00 | 4.2939 | 2.8025
2023-08-17 13:00 | 3.4537 | 2.8547
2023-08-17 14:00 | 3.5599 | 2.6427
2023-08-17 15:00 | 3.4551 | 2.3788
2023-08-17 16:00 | 3.7167 | 2.9084
2023-08-17 17:00 | 3.4556 | 2.9624
2023-08-17 18:00 | 3.613 | 3.5445
2023-08-17 19:00 | 4.3468 | 3.7047
2023-08-17 20:00 | 6.3912 | 3.4399
2023-08-17 21:00 | 4.9756 | 3.0163
2023-08-17 22:00 | 4.5572 | 3.8104
2023-08-17 23:00 | 5.7632 | 5.4512
2023-08-18 | 4.8195 | 4.4989
2023-08-18 01:00 | 4.2978 | 4.5168
2023-08-18 02:00 | 4.7866
2023-08-18 03:00 | 5.712 | 6.6695
2023-08-18 04:00 | 8.8064 | 11.225
2023-08-18 05:00 | 11.8476 | 12.3885
2023-08-18 06:00 | 14.9388 | 13.4466
2023-08-18 07:00 | 14.9386 | 12.173
2023-08-18 08:00 | 16.4056 | 11.3284
2023-08-18 09:00 | 13.364 | 11.2715
2023-08-18 10:00 | 13.622 | 9.0472
2023-08-18 11:00 | 12.4125 | 8.2498
2023-08-18 12:00 | 10.5252 | 7.6163
2023-08-18 13:00 | 8.6434 | 7.4572
2023-08-18 14:00 | 8.1211 | 6.6143
2023-08-18 15:00 | 7.8065 | 7.1427
2023-08-18 16:00 | 6.8639 | 7.1954
2023-08-18 17:00 | 7.5996 | 9.5268
2023-08-18 18:00 | 9.5396 | 12.2803
2023-08-18 19:00 | 10.9558 | 11.6991
2023-08-18 20:00 | 12.5267 | 12.5492
2023-08-18 21:00 | 12.9496 | 13.5553
2023-08-18 22:00 | 16.3554 | 10.1128
2023-08-18 23:00 | 12.0051 | 8.577
2023-08-19 | 14.7316 | 9.0532
2023-08-19 01:00 | 11.9222 | 7.4139
2023-08-19 02:00 | 9.1947
2023-08-19 03:00 | 11.6433 | 13.7704
2023-08-19 04:00 | 7.0268 | 10.7493
2023-08-19 05:00 | 5.557 | 3.5987
2023-08-19 06:00 | 4.9784 | 3.4412
2023-08-19 07:00 | 5.0822 | 4.9737
2023-08-19 08:00 | 6.4448 | 5.449
2023-08-19 09:00 | 7.4345 | 3.5448
2023-08-19 10:00 | 7.3271 | 5.4497
2023-08-19 11:00 | 7.5885 | 5.287
2023-08-19 12:00 | 6.7518 | 3.5419
2023-08-19 13:00 | 7.0133 | 3.8063
2023-08-19 14:00 | 7.9568 | 5.4478
2023-08-19 15:00 | 7.2747 | 2.0612
2023-08-19 16:00 | 7.2733 | 2.0624
2023-08-19 17:00 | 5.9677 | 2.1702
2023-08-19 18:00 | 5.5515 | 2.2743
2023-08-19 19:00 | 7.2854 | 3.389
2023-08-19 20:00 | 5.084 | 2.3805
2023-08-19 21:00 | 8.4423 | 3.0681
2023-08-19 22:00 | 9.7026 | 2.9097
2023-08-19 23:00 | 11.0125 | 8.4178
2023-08-20 | 16.5727 | 5.0265
2023-08-20 01:00 | 14.3747 | 4.0245
2023-08-20 02:00 | 18.5689
2023-08-20 03:00 | 16.0987 | 3.7043
2023-08-20 04:00 | 12.4725 | 4.5522
2023-08-20 05:00 | 11.1154 | 2.7496
2023-08-20 06:00 | 6.6594 | 2.1678
2023-08-20 07:00 | 10.9044 | 9.1012
2023-08-20 08:00 | 18.1232 | 4.7607
2023-08-20 09:00 | 13.9788 | 6.5545
2023-08-20 10:00 | 16.6988 | 7.5085
2023-08-20 11:00 | 11.7246 | 8.4589
2023-08-20 12:00 | 9.4775 | 4.4409
2023-08-20 13:00 | 9.2147 | 2.3792
2023-08-20 14:00 | 10.3635 | 2.3807
2023-08-20 15:00 | 8.2712 | 4.9181
2023-08-20 16:00 | 7.8548 | 5.0231
2023-08-20 17:00 | 6.7031 | 2.0094
2023-08-20 18:00 | 6.1309 | 2.5401
2023-08-20 19:00 | 8.3356 | 2.0638
2023-08-20 20:00 | 8.2854 | 1.9042
2023-08-20 21:00 | 6.5049 | 5.2397
2023-08-20 22:00 | 5.5077 | 6.5128
2023-08-20 23:00 | 6.0327 | 2.6995
2023-08-21 | 6.0851 | 2.9634
2023-08-21 01:00 | 5.6333 | 1.9044
2023-08-21 02:00 | 5.703
2023-08-21 03:00 | 5.0383 | 1.6404
2023-08-21 04:00 | 2.7805 | 1.5862
2023-08-21 05:00 | 2.8859 | 2.2735
2023-08-21 06:00 | 3.8305 | 1.6387
2023-08-21 07:00 | 6.6624 | 2.2742
2023-08-21 08:00 | 6.347 | 2.5904
2023-08-21 09:00 | 5.9778 | 3.704
2023-08-21 10:00 | 4.5603 | 3.2796
2023-08-21 11:00 | 3.8763 | 1.6907
2023-08-21 12:00 | 2.7776 | 1.2691
2023-08-21 13:00 | 2.8837 | 1.0564
2023-08-21 14:00 | 2.7246 | 1.4275
2023-08-21 15:00 | 2.569 | 2.3277
2023-08-21 16:00 | 2.5698 | 1.3223
2023-08-21 17:00 | 2.8319 | 1.7442
2023-08-21 18:00 | 3.5145 | 1.3738
2023-08-21 19:00 | 4.04 | 2.2218
2023-08-21 20:00 | 4.407 | 3.0177
2023-08-21 21:00 | 4.5129 | 1.4273
2023-08-21 22:00 | 2.5709 | 2.9633
2023-08-21 23:00 | 1.7829 | 4.6582
2023-08-22 | 5.6675 | 4.8177
2023-08-22 01:00 | 9.1358 | 7.2753
2023-08-22 02:00 | 5.8449
2023-08-22 03:00 | 5.8794 | 5.6679
2023-08-22 04:00 | 4.0422 | 5.0318
2023-08-22 05:00 | 4.4089 | 3.9717
2023-08-22 06:00 | 7.244 | 3.6532
2023-08-22 07:00 | 11.9151 | 4.446
2023-08-22 08:00 | 18.9413 | 6.3539
2023-08-22 09:00 | 13.9546 | 6.2986
2023-08-22 10:00 | 5.1937 | 4.8162
2023-08-22 11:00 | 4.2988 | 4.2839
2023-08-22 12:00 | 3.4072 | 2.5919
2023-08-22 13:00 | 2.7787 | 1.8508
2023-08-22 14:00 | 3.7221 | 1.0047
2023-08-22 15:00 | 3.2513 | 1.5848
2023-08-22 16:00 | 3.5657 | 1.7443
2023-08-22 17:00 | 3.8271 | 3.2262
2023-08-22 18:00 | 4.0398 | 2.3809
2023-08-22 19:00 | 5.6158 | 2.5396
2023-08-22 20:00 | 6.9817 | 2.9644
2023-08-22 21:00 | 10.1326 | 5.3515
2023-08-22 22:00 | 22.6786 | 2.2752
2023-08-22 23:00 | 31.9589 | 2.9615
2023-08-23 | 21.8415 | 4.8699
2023-08-23 01:00 | 17.6829 | 3.7391
2023-08-23 02:00 | 9.2784
2023-08-23 03:00 | 4.673 | 2.9655
2023-08-23 04:00 | 4.6213 | 3.2835
2023-08-23 05:00 | 5.146 | 2.965
2023-08-23 06:00 | 8.7684 | 3.3879
2023-08-23 07:00 | 20.041 | 3.9171
2023-08-23 08:00 | 12.8492 | 4.7075
2023-08-23 09:00 | 11.798 | 6.3483
2023-08-23 10:00 | 11.1665 | 5.1856
2023-08-23 11:00 | 8.7616 | 4.1261
2023-08-23 12:00 | 9.0258 | 3.4409
2023-08-23 13:00 | 7.2958 | 2.4339
2023-08-23 14:00 | 9.7612 | 3.0688
2023-08-23 15:00 | 10.2865 | 3.7045
2023-08-23 16:00 | 12.4908 | 2.0637
2023-08-23 17:00 | 8.6086 | 2.2219
2023-08-23 18:00 | 8.0863 | 3.7069
2023-08-23 19:00 | 16.2823 | 4.0758
2023-08-23 20:00 | 23.427 | 5.4021
2023-08-23 21:00 | 23.5842 | 14.8892
2023-08-23 22:00 | 15.3372 | 10.2784
2023-08-23 23:00 | 11.1342 | 11.2857
2023-08-24 | 8.9802 | 10.3841
2023-08-24 01:00 | 9.0016 | 9.6798
2023-08-24 02:00 | 10.0526
2023-08-24 03:00 | 10.035 | 8.5331
2023-08-24 04:00 | 10.5079 | 9.2189
2023-08-24 05:00 | 10.4556 | 11.7126
2023-08-24 06:00 | 15.0259 | 13.3536
2023-08-24 07:00 | 20.3799 | 10.2795
2023-08-24 08:00 | 26.4836 | 10.276
2023-08-24 09:00 | 21.8852 | 12.1254
2023-08-24 10:00 | 24.3572 | 13.1301
2023-08-24 11:00 | 15.1186 | 10.3232
2023-08-24 12:00 | 15.6479 | 9.3762
2023-08-24 13:00 | 11.7607 | 8.4202
2023-08-24 14:00 | 10.083 | 7.2527
2023-08-24 15:00 | 8.3002 | 6.9399
2023-08-24 16:00 | 9.7652 | 1.1637
2023-08-24 17:00 | 11.3997 | 1.8505
2023-08-24 18:00 | 8.6687 | 4.344
2023-08-24 19:00 | 5.8317 | 2.3809
2023-08-24 20:00 | 6.7771 | 1.9582
2023-08-24 21:00 | 16.4466 | 3.7068
2023-08-24 22:00 | 17.6546 | 7.576
2023-08-24 23:00 | 17.2338 | 8.3711
2023-08-25 | 8.4587 | 9.0588
2023-08-25 01:00 | 6.9025 | 4.3757
2023-08-25 02:00 | 4.3794
2023-08-25 03:00 | 5.0966 | 4.4495
2023-08-25 04:00 | 6.0433 | 5.7767
2023-08-25 05:00 | 6.726 | 6.6227
2023-08-25 06:00 | 9.669 | 7.2045
2023-08-25 07:00 | 11.8702 | 7.5164
2023-08-25 08:00 | 11.7623 | 7.2998
2023-08-25 09:00 | 9.4492 | 7.9873
2023-08-25 10:00 | 8.5028 | 8.5676
2023-08-25 11:00 | 4.6706 | 8.5194
2023-08-25 12:00 | 3.9918 | 5.2407
2023-08-25 13:00 | 3.9384 | 2.9626
2023-08-25 14:00 | 4.3588 | 4.765
2023-08-25 15:00 | 3.676 | 2.4877
2023-08-25 16:00 | 3.4123 | 1.375
2023-08-25 17:00 | 3.4653 | 1.693
2023-08-25 18:00 | 3.5723 | 1.7994
2023-08-25 19:00 | 4.4139 | 1.6925
2023-08-25 20:00 | 3.626 | 1.798
2023-08-25 21:00 | 5.4135 | 1.2695
2023-08-25 22:00 | 3.2048 | 2.3298
2023-08-25 23:00 | 4.3619 | 1.9598
2023-08-26 | 2.9424 | 2.2223
2023-08-26 01:00 | 4.3101 | 1.4123
2023-08-26 02:00 | 5.7837
2023-08-26 03:00 | 6.9397 | 1.9056
2023-08-26 04:00 | 6.4664 | 3.5997
2023-08-26 05:00 | 5.8869 | 3.9725
2023-08-26 06:00 | 8.6706 | 6.9402
2023-08-26 07:00 | 6.3029 | 5.3995
2023-08-26 08:00 | 8.0333 | 4.3382
2023-08-26 09:00 | 4.9877 | 3.2262
2023-08-26 10:00 | 4.8873 | 0.73884
2023-08-26 11:00 | 3.2033 | 1.2682
2023-08-26 12:00 | 3.8356 | 1.1103
2023-08-26 13:00 | 3.6766 | 1.0581
2023-08-26 14:00 | 2.6782 | 1.057
2023-08-26 15:00 | 1.8898 | 1.9572
2023-08-26 16:00 | 1.8905 | 0.84574
2023-08-26 17:00 | 2.6803 | 0.9515
2023-08-26 18:00 | 3.3105 | 1.429
2023-08-26 19:00 | 4.3623 | 1.4298
2023-08-26 20:00 | 10.8312 | 1.2696
2023-08-26 21:00 | 14.1969 | 3.2838
2023-08-26 22:00 | 10.9892 | 5.3516
2023-08-26 23:00 | 9.201 | 5.6159
2023-08-27 | 12.1973 | 4.2901
2023-08-27 01:00 | 7.8192 | 4.4505
2023-08-27 02:00 | 4.592
2023-08-27 03:00 | 5.3113 | 3.3906
2023-08-27 04:00 | 5.1015 | 2.9104
2023-08-27 05:00 | 5.1537 | 1.9043
2023-08-27 06:00 | 6.4666 | 1.7446
2023-08-27 07:00 | 5.7802 | 2.0637
2023-08-27 08:00 | 3.3093 | 2.5925
2023-08-27 09:00 | 2.7841 | 2.3294
2023-08-27 10:00 | 2.4684 | 2.9107
2023-08-27 11:00 | 2.5737 | 2.3798
2023-08-27 12:00 | 2.5734 | 1.4804
2023-08-27 13:00 | 3.0473 | 1.3743
2023-08-27 14:00 | 3.2569 | 2.3822
2023-08-27 15:00 | 2.5739 | 2.8064
2023-08-27 16:00 | 2.206 | 2.0643
2023-08-27 17:00 | 3.1511 | 2.3288
2023-08-27 18:00 | 3.1538 | 1.9582
2023-08-27 19:00 | 6.1532 | 2.3819
2023-08-27 20:00 | 6.3638 | 2.6488
2023-08-27 21:00 | 5.9958 | 2.9669
2023-08-27 22:00 | 5.5203 | 3.0718
2023-08-27 23:00 | 5.1537 | 2.0115
2023-08-28 | 5.7323 | 1.9055
2023-08-28 01:00 | 5.3664 | 2.1166
2023-08-28 02:00 | 4.3139
2023-08-28 03:00 | 4.4184 | 2.5954
2023-08-28 04:00 | 4.366 | 2.3303
2023-08-28 05:00 | 4.6825 | 2.6467
2023-08-28 06:00 | 6.2077 | 3.2837
2023-08-28 07:00 | 7.8871 | 4.0274
2023-08-28 08:00 | 6.4123 | 3.8635
2023-08-28 09:00 | 4.2561 | 3.2816
2023-08-28 10:00 | 3.7316
2023-08-28 11:00 | 3.7332
2023-08-28 12:00 | 3.3641
2023-08-28 13:00 | 3.3645
2023-08-28 14:00 | 2.8922 | 2.8585
2023-08-28 15:00 | 2.8388 | 2.3309
2023-08-28 16:00 | 2.7338 | 2.0151
2023-08-28 17:00 | 3.5236 | 1.1113
2023-08-28 18:00 | 4.9975 | 1.2177
2023-08-28 19:00 | 7.4177 | 2.1733
2023-08-28 20:00 | 10.4182 | 3.1261
2023-08-28 21:00 | 20.5225 | 2.7551
2023-08-28 22:00 | 21.4166 | 3.4971
2023-08-28 23:00 | 27.3624 | 3.8683
2023-08-29 | 15.575 | 4.3971
2023-08-29 01:00 | 9.7902 | 6.225
2023-08-29 02:00 | 6.0002
2023-08-29 03:00 | 5.7889 | 5.037
2023-08-29 04:00 | 5.527 | 3.497
2023-08-29 05:00 | 5.1057 | 2.597
2023-08-29 06:00 | 8.5793 | 2.9165
2023-08-29 07:00 | 17.2056 | 2.4369
2023-08-29 08:00 | 20.1961 | 3.0195
2023-08-29 09:00 | 11.323 | 4.1318
2023-08-29 10:00 |  | 4.873
2023-08-29 11:00 |  | 4.342
2023-08-29 12:00 | 6.0485 | 2.7561
2023-08-29 13:00 | 4.7858 | 1.3771
2023-08-29 14:00 | 7.0456 | 1.2176
2023-08-29 15:00 | 3.1556 | 4.3463
2023-08-29 16:00 | 3.9987 | 0.79337
2023-08-29 17:00 | 4.1042 | 0.68782
2023-08-29 18:00 | 4.7361 | 1.5882
2023-08-29 19:00 | 5.526 | 4.083
2023-08-29 20:00 | 4.4213 | 3.4996
2023-08-29 21:00 | 4.5786 | 2.1727
2023-08-29 22:00 | 7.106 | 1.6427
2023-08-29 23:00 | 5.4742 | 1.7479
2023-08-30 | 4.9473 | 3.3401
2023-08-30 01:00 | 3.9707 | 2.5451
2023-08-30 02:00 | 2.9166
2023-08-30 03:00 | 3.1623 | 2.3333
2023-08-30 04:00 | 3.4787 | 2.0137
2023-08-30 05:00 | 3.1101 | 2.651
2023-08-30 06:00 | 4.427 | 2.6508
2023-08-30 07:00 | 8.1666 | 2.8634
2023-08-30 08:00 | 7.7951 | 3.0741
2023-08-30 09:00 | 5.1075 | 2.5966
2023-08-30 10:00 | 3.3699 | 1.5889
2023-08-30 11:00 | 2.9497 | 1.856
2023-08-30 12:00 | 4.5301 | 2.1708
2023-08-30 13:00 | 4.0034 | 2.0158
2023-08-30 14:00 | 4.7416 | 2.5966
2023-08-30 15:00 | 4.8998 | 2.385
2023-08-30 16:00 | 4.425 | 2.0681
2023-08-30 17:00 | 4.9531 | 1.3779
2023-08-30 18:00 | 5.1121 | 1.5372
2023-08-30 19:00 | 9.3836 | 1.9091
2023-08-30 20:00 | 13.7612 | 4.1923
2023-08-30 21:00 | 13.0755 | 6.6857
2023-08-30 22:00 | 12.3892 | 7.0582
2023-08-30 23:00 | 4.5865 | 2.9159
2023-08-31 | 5.0076 | 2.2791
2023-08-31 01:00 | 4.5406 | 3.1834
2023-08-31 02:00 | 5.2443
2023-08-31 03:00 | 5.4378 | 2.6536
2023-08-31 04:00 | 7.6561 | 2.3354
2023-08-31 05:00 | 11.2467 | 2.0142
2023-08-31 06:00 | 17.7814 | 1.9615
2023-08-31 07:00 | 20.7618 | 2.1756
2023-08-31 08:00 | 29.7347 | 2.6531
2023-08-31 09:00 | 25.0632 | 3.9231
2023-08-31 10:00 | 11.9817 | 6.9542
2023-08-31 11:00 | 8.3938 | 3.2364
2023-08-31 12:00 | 5.384 | 4.2988
2023-08-31 13:00 | 7.4953 | 0.53016
2023-08-31 14:00 | 7.1788 | 1.2726
2023-08-31 15:00 | 6.1234 | 1.2718
2023-08-31 16:00 | 6.9152 | 1.8048
2023-08-31 17:00 | 7.0737 | 1.9623
2023-08-31 18:00 | 7.3386 | 2.9169
2023-08-31 19:00 | 8.1308 | 3.2364
2023-08-31 20:00 | 13.2539 | 1.9623
2023-08-31 21:00 | 14.4689 | 1.4825
2023-08-31 22:00 | 13.8875 | 1.057
2023-08-31 23:00 | 14.152 | 1.9095
2023-09-01 | 10.1378 | 2.5456
2023-09-01 01:00 | 4.0544 | 3.3994
2023-09-01 02:00 | 2.1498
2023-09-01 03:00 | 4.3894 | 4.1974
2023-09-01 04:00 | 5.0763 | 2.1242
2023-09-01 05:00 | 4.1246 | 4.3549
2023-09-01 06:00 | 5.9228 | 3.3994
2023-09-01 07:00 | 9.5726 | 2.8685
2023-09-01 08:00 | 6.3452 | 2.0701
2023-09-01 09:00 | 4.5467 | 0.95519
2023-09-01 10:00 | 5.3388 | 0.68825
2023-09-01 11:00 | 5.4429 | 2.8117
2023-09-01 12:00 | 2.8004 | 1.59
2023-09-01 13:00 | 2.43 | 0.21114
2023-09-01 14:00 | 2.5901 | 0.63534
2023-09-01 15:00 | 3.5949 | 1.4852
2023-09-01 16:00 | 2.9594 | 0.63583
2023-09-01 17:00 | 4.0702 | 0.68897
2023-09-01 18:00 | 4.2824 | 0.90084
2023-09-01 19:00 | 7.5619 | 1.8036
2023-09-01 20:00 | 5.1827 | 0.5822
2023-09-01 21:00 | 6.7694 | 2.0708
2023-09-01 22:00 | 8.8321 | 3.9819
2023-09-01 23:00 | 16.3408 | 2.1751
2023-09-02 | 19.551 | 0.73826
2023-09-02 01:00 | 20.2987 | 0.63326
2023-09-02 02:00 | 18.1132
2023-09-02 03:00 | 15.8316 | 1.3791
2023-09-02 04:00 | 11.9169 | 1.8588
2023-09-02 05:00 | 10.9646 | 2.1227
2023-09-02 06:00 | 12.8126 | 3.8245
2023-09-02 07:00 | 11.0615 | 2.7601
2023-09-02 08:00 | 6.6181 | 1.5377
2023-09-02 09:00 | 4.8172 | 2.653
2023-09-02 10:00 | 6.7229 | 6.2107
2023-09-02 11:00 | 4.1285 | 4.7787
2023-09-02 12:00 | 2.858 | 3.1332
2023-09-02 13:00 | 2.8585 | 4.0888
2023-09-02 14:00 | 5.082 | 5.3625
2023-09-02 15:00 | 8.0474 | 8.2823
2023-09-02 16:00 | 7.8867 | 8.9751
2023-09-02 17:00 | 9.6366 | 9.1892
2023-09-02 18:00 | 20.1793 | 12.861
2023-09-02 19:00 | 10.3824 | 13.5008
2023-09-02 20:00 | 7.3094 | 4.6235
2023-09-02 21:00 | 4.502 | 2.7621
2023-09-02 22:00 | 3.6539 | 2.7617
2023-09-02 23:00 | 3.5484 | 2.4965
2023-09-03 | 4.2374 | 2.8698
2023-09-03 01:00 | 3.5721 | 2.6221
2023-09-03 02:00 | 3.4303
2023-09-03 03:00 | 2.7058 | 2.4448
2023-09-03 04:00 | 3.0236 | 2.4446
2023-09-03 05:00 | 2.8112 | 2.977
2023-09-03 06:00 | 4.9869 | 2.5516
2023-09-03 07:00 | 5.6758 | 3.4556
2023-09-03 08:00 | 5.463 | 5.1023
2023-09-03 09:00 | 6.0986 | 5.4743
2023-09-03 10:00 | 5.9925 | 4.8372
2023-09-03 11:00 | 4.6675 | 4.997
2023-09-03 12:00 | 3.8186 | 5.0514
2023-09-03 13:00 | 7.2129 | 4.6256
2023-09-03 14:00 | 5.622 | 4.5198
2023-09-03 15:00 | 4.6147 | 5.7422
2023-09-03 16:00 | 3.288 | 9.6236
2023-09-03 17:00 | 4.5613 | 9.0935
2023-09-03 18:00 | 7.6923 | 8.0316
2023-09-03 19:00 | 9.9748 | 8.457
2023-09-03 20:00 | 11.1418 | 6.6479
2023-09-03 21:00 | 8.9135 | 5.3181
2023-09-03 22:00 | 5.8355 | 5.4247
2023-09-03 23:00 | 5.8359 | 9.4146
2023-09-04 | 6.3667 | 7.712
2023-09-04 01:00 | 7.0494 | 7.3068
2023-09-04 02:00 | 6.483
2023-09-04 03:00 | 7.6523 | 10.7502
2023-09-04 04:00 | 8.3428 | 8.4083
2023-09-04 05:00 | 7.8651 | 7.7688
2023-09-04 06:00 | 8.874 | 8.5659
2023-09-04 07:00 | 12.7517 | 11.1193
2023-09-04 08:00 | 14.0777 | 13.8826
2023-09-04 09:00 | 12.2702 | 12.2857
2023-09-04 10:00 | 10.5178 | 6.6492
2023-09-04 11:00 | 7.4906 | 6.5433
2023-09-04 12:00 | 5.0471 | 6.8089
2023-09-04 13:00 | 5.1534 | 4.2556
2023-09-04 14:00 | 4.9944 | 3.7229
2023-09-04 15:00 | 4.8884 | 5.3202
2023-09-04 16:00 | 5.5258 | 4.7883
2023-09-04 17:00 | 5.8978 | 4.4691
2023-09-04 18:00 | 7.7046 | 5.3756
2023-09-04 19:00 | 8.1834 | 8.0361
2023-09-04 20:00 | 11.3192 | 8.3036
2023-09-04 21:00 | 10.3094 | 8.8876
2023-09-04 22:00 | 10.3625 | 9.687
2023-09-04 23:00 | 10.7339 | 9.9528
2023-09-05 | 10.8404 | 9.7929
2023-09-05 01:00 | 10.6093 | 9.5844
2023-09-05 02:00 | 9.8284
2023-09-05 03:00 | 10.2186 | 12.142
2023-09-05 04:00 | 10.6981 | 11.9817
2023-09-05 05:00 | 10.9643 | 11.0219
2023-09-05 06:00 | 11.8688 | 10.5428
2023-09-05 07:00 | 13.0391 | 10.3631
2023-09-05 08:00 | 16.8687 | 10.4865
2023-09-05 09:00 | 12.3452 | 9.2072
2023-09-05 10:00 | 10.0572 | 6.3871
2023-09-05 11:00 | 8.8338 | 5.8023
2023-09-05 12:00 | 8.6212 | 7.1336
2023-09-05 13:00 | 7.93 | 6.495
2023-09-05 14:00 | 6.5459 | 7.9321
2023-09-05 15:00 | 11.6547 | 11.6581
2023-09-05 16:00 | 16.2848 | 7.9326
2023-09-05 17:00 | 8.9414 | 11.6072
2023-09-05 18:00 | 8.5156 | 14.1112
2023-09-05 19:00 | 13.0403 | 11.5547
2023-09-05 20:00 | 21.8229 | 9.7452
2023-09-05 21:00 | 29.5944 | 9.1581
2023-09-05 22:00 | 21.0245 | 9.6381
2023-09-05 23:00 | 18.4696 | 11.661
2023-09-06 | 23.4203 | 15.0688
2023-09-06 01:00 | 21.5021 | 9.3034
2023-09-06 02:00 | 17.4502
2023-09-06 03:00 | 14.3402 | 9.9623
2023-09-06 04:00 | 14.2339 | 7.5625
2023-09-06 05:00 | 15.5665 | 6.8178
2023-09-06 06:00 | 27.1333 | 6.3904
2023-09-06 07:00 | 38.2651 | 6.9774
2023-09-06 08:00 | 39.3813 | 7.2979
2023-09-06 09:00 | 31.2314 | 7.2962
2023-09-06 10:00 | 12.9509 | 7.6699
2023-09-06 11:00 | 7.3558 | 8.5233
2023-09-06 12:00 | 17.7495 | 5.3808
2023-09-06 13:00 | 14.6052 | 8.1503
2023-09-06 14:00 | 16.1511 | 8.15
2023-09-06 15:00 | 22.0675 | 9.3745
2023-09-06 16:00 | 16.7376 | 7.2984
2023-09-06 17:00 | 14.7131 | 16.5669
2023-09-06 18:00 | 20.2576 | 25.6775
2023-09-06 19:00 | 35.878 | 10.0156
2023-09-06 20:00 | 59.0686 | 9.6964
2023-09-06 21:00 | 53.8441 | 14.8661
2023-09-06 22:00 | 45.6874 | 14.7052
2023-09-06 23:00 | 21.5907 | 12.5735
2023-09-07 | 14.074 | 8.4161
2023-09-07 01:00 | 12.7791 | 7.8162
2023-09-07 02:00 | 7.8664
2023-09-07 03:00 | 7.2614 | 7.3019
2023-09-07 04:00 | 7.8488 | 6.9826
2023-09-07 05:00 | 10.1982 | 7.249
2023-09-07 06:00 | 13.5619 | 7.835
2023-09-07 07:00 | 13.5613 | 7.6743
2023-09-07 08:00 | 15.1626 | 9.86
2023-09-07 09:00 | 19.541 | 11.5636
2023-09-07 10:00 | 13.9885 | 10.2327
2023-09-07 11:00 | 15.5364 | 12.8458
2023-09-07 12:00 | 18.7934 | 12.5255
2023-09-07 13:00 | 18.6329 | 7.3021
2023-09-07 14:00 | 12.4399 | 6.5551
2023-09-07 15:00 | 12.1728 | 4.1039
2023-09-07 16:00 | 14.0414 | 3.7298
2023-09-07 17:00 | 16.6585 | 3.8372
2023-09-07 18:00 | 24.3476 | 4.5834
2023-09-07 19:00 | 38.2839 | 5.5956
2023-09-07 20:00 | 65.1416 | 5.8091
2023-09-07 21:00 | 70.8542 | 4.7969
2023-09-07 22:00 | 54.5158 | 4.1561
2023-09-07 23:00 | 47.9483 | 4.2095
2023-09-08 | 38.0168 | 4.2097
2023-09-08 01:00 | 27.7016 | 4.0515
2023-09-08 02:00
2023-09-08 03:00 | 16.899 | 4.5861
2023-09-08 04:00 | 15.8829 | 4.7994
2023-09-08 05:00 | 19.0917 | 8.2661
2023-09-08 06:00 | 28.3428 | 3.3592
2023-09-08 07:00 | 48.3319 | 3.5194
2023-09-08 08:00 | 51.6427 | 3.7864
2023-09-08 09:00 | 47.3704 | 3.4665
2023-09-08 10:00 | 36.4139 | 4.5316
2023-09-08 11:00 | 18.1272 | 4.6389
2023-09-08 12:00 | 13.4751 | 4.1593
2023-09-08 13:00 | 8.128 | 3.3586
2023-09-08 14:00 | 11.0159 | 3.999
2023-09-08 15:00 | 13.7966 | 3.9992
2023-09-08 16:00 | 18.0748 | 4.1592
2023-09-08 17:00 | 16.7383 | 6.1331
2023-09-08 18:00 | 25.9902 | 8.1595
2023-09-08 19:00 | 30.4825 | 6.1338
2023-09-08 20:00 | 66.1517 | 2.8796
2023-09-08 21:00 | 81.5515 | 4.2666
2023-09-08 22:00 | 65.6707 | 4.0528
2023-09-08 23:00 | 48.9324 | 3.8394
2023-09-09 | 36.4721 | 3.8392
2023-09-09 01:00 | 26.8878 | 3.6277
2023-09-09 02:00 | 18.3894
2023-09-09 03:00 | 16.1754 | 3.8955
2023-09-09 04:00 | 14.0332 | 3.8954
2023-09-09 05:00 | 15.8541 | 5.2291
2023-09-09 06:00 | 19.8712 | 4.8022
2023-09-09 07:00 | 32.6178 | 4.2676
2023-09-09 08:00 | 32.4029 | 4.3759
2023-09-09 09:00 | 23.6194 | 3.8394
2023-09-09 10:00 | 17.7817 | 4.4294
2023-09-09 11:00 | 12.4257 | 5.4954
2023-09-09 12:00 | 14.1397 | 5.4067
2023-09-09 13:00 | 11.569 | 4.7483
2023-09-09 14:00 | 12.7472 | 6.2956
2023-09-09 15:00 | 16.8179 | 8.3232
2023-09-09 16:00 | 18.2639 | 8.9639
2023-09-09 17:00 | 22.6561 | 6.9365
2023-09-09 18:00 | 35.0824 | 7.1497
2023-09-09 19:00 | 36.8503 | 6.5632
2023-09-09 20:00 | 62.7206 | 3.7343
2023-09-09 21:00 | 67.3268 | 3.0408
2023-09-09 22:00 | 55.7041 | 5.2292
2023-09-09 23:00 | 52.3296 | 6.9368
2023-09-10 | 47.7768 | 6.5106
2023-09-10 01:00 | 44.6683 | 5.6227
2023-09-10 02:00 | 23.7111
2023-09-10 03:00 | 18.0247 | 4.4843
2023-09-10 04:00 | 16.1471 | 7.048
2023-09-10 05:00 | 15.0742 | 7.6347
2023-09-10 06:00 | 17.4882 | 9.7173
2023-09-10 07:00 | 18.239 | 11.319
2023-09-10 08:00 | 13.6255 | 13.7196
2023-09-10 09:00 | 13.4644 | 10.4091
2023-09-10 10:00 | 11.8016 | 14.7863
2023-09-10 11:00 | 9.9241 | 8.968
2023-09-10 12:00 | 13.0353 | 4.6437
2023-09-10 13:00 | 13.1963 | 4.2707
2023-09-10 14:00 | 9.2268 | 4.645
2023-09-10 15:00 | 12.6064 | 8.1148
2023-09-10 16:00 | 15.825 | 8.436
2023-09-10 17:00 | 14.6985 | 7.7416
2023-09-10 18:00 | 15.986 | 14.8431
2023-09-10 19:00 | 16.1471 | 10.3044
2023-09-10 20:00 | 16.0398 | 9.7172
2023-09-10 21:00 | 21.4579 | 11.2116
2023-09-10 22:00 | 9.1732 | 11.319
2023-09-10 23:00 | 5.0426 | 8.5958
2023-09-11 | 4.0233 | 5.0722
2023-09-11 01:00 | 4.4057 | 3.7034
2023-09-11 02:00 | 3.761
2023-09-11 03:00 | 4.1908 | 2.403
2023-09-11 04:00 | 4.5669 | 1.8153
2023-09-11 05:00 | 4.2445 | 2.2965
2023-09-11 06:00 | 6.0713 | 2.2962
2023-09-11 07:00 | 6.9847 | 2.6708
2023-09-11 08:00 | 11.3366 | 3.738
2023-09-11 09:00 | 9.1338 | 4.7531
2023-09-11 10:00 | 6.3937 | 4.4323
2023-09-11 11:00 | 5.9101 | 4.5926
2023-09-11 12:00 | 5.2116 | 3.3644
2023-09-11 13:00 | 4.4057 | 2.8296
2023-09-11 14:00 | 7.0921 | 2.1895
2023-09-11 15:00 | 7.7368 | 4.1644
2023-09-11 16:00 | 5.6414 | 2.2954
2023-09-11 17:00 | 5.8564 | 3.3649
2023-09-11 18:00 | 6.716 | 3.0977
2023-09-11 19:00 | 6.5549 | 3.0446
2023-09-11 20:00 | 7.1996 | 3.846
2023-09-11 21:00 | 4.5132 | 4.0596
2023-09-11 22:00 | 5.3191 | 1.7623
2023-09-11 23:00 | 8.704 | 3.4714
2023-09-12 | 6.4474 | 4.1661
2023-09-12 01:00 | 5.7758 | 4.0616
2023-09-12 02:00 | 6.9238
2023-09-12 03:00 | 8.3409 | 4.8635
2023-09-12 04:00 | 6.7265 | 3.8477
2023-09-12 05:00 | 6.0808 | 5.077
2023-09-12 06:00 | 6.0808 | 5.1297
2023-09-12 07:00 | 11.5697 | 6.5728
2023-09-12 08:00 | 15.7674 | 8.0685
2023-09-12 09:00 | 12.7002 | 5.0763
2023-09-12 10:00 | 5.4891 | 4.1145
2023-09-12 11:00 | 8.8795 | 6.1976
2023-09-12 12:00 | 5.9735 | 3.9539
2023-09-12 13:00 | 5.3276 | 2.6712
2023-09-12 14:00 | 4.8971 | 2.4578
2023-09-12 15:00 | 10.1173 | 2.6715
2023-09-12 16:00 | 13.023 | 7.3731
2023-09-12 17:00 | 9.8479 | 8.2294
2023-09-12 18:00 | 6.9958 | 6.8403
2023-09-12 19:00 | 6.3499 | 5.7183
2023-09-12 20:00 | 6.2961 | 6.1995
2023-09-12 21:00 | 7.8566 | 2.3512
2023-09-12 22:00 | 7.9642 | 4.7026
2023-09-12 23:00 | 7.3723 | 5.0233
2023-09-13 | 5.8656 | 6.8406
2023-09-13 01:00 | 4.2759 | 4.3488
2023-09-13 02:00 | 2.8388
2023-09-13 03:00 | 2.6412 | 1.5502
2023-09-13 04:00 | 2.6411 | 1.3363
2023-09-13 05:00 | 3.0184 | 1.1755
2023-09-13 06:00 | 3.6112 | 1.7102
2023-09-13 07:00 | 5.8211 | 2.5128
2023-09-13 08:00 | 6.4681 | 3.4218
2023-09-13 09:00 | 6.0372 | 3.8495
2023-09-13 10:00 | 5.8755 | 3.528
2023-09-13 11:00 | 5.4441 | 3.261
2023-09-13 12:00 | 4.9052 | 2.6196
2023-09-13 13:00 | 4.366 | 2.0313
2023-09-13 14:00 | 4.7431 | 1.4435
2023-09-13 15:00 | 4.6354 | 1.8181
2023-09-13 16:00 | 4.9587 | 1.7104
2023-09-13 17:00 | 5.0666 | 2.4061
2023-09-13 18:00 | 7.2761 | 2.2454
2023-09-13 19:00 | 7.8689 | 3.1545
2023-09-13 20:00 | 10.2403 | 3.85
2023-09-13 21:00 | 22.7439 | 5.2936
2023-09-13 22:00 | 28.6187 | 4.0635
2023-09-13 23:00 | 18.6479 | 3.3685
2023-09-14 | 14.4979 | 4.5451
2023-09-14 01:00 | 12.3434 | 4.6366
2023-09-14 02:00 | 11.4798
2023-09-14 03:00 | 12.3074 | 3.7447
2023-09-14 04:00 | 11.9835 | 2.621
2023-09-14 05:00 | 16.2483 | 3.5307
2023-09-14 06:00 | 23.2174 | 3.6378
2023-09-14 07:00 | 25.6625 | 5.9382
2023-09-14 08:00 | 26.9005 | 8.1312
2023-09-14 09:00 | 13.7143 | 7.1682
2023-09-14 10:00 | 11.2302 | 4.8678
2023-09-14 11:00 | 6.8567 | 5.0818
2023-09-14 12:00 | 3.7252 | 2.2466
2023-09-14 13:00 | 3.7251 | 1.3906
2023-09-14 14:00 | 3.9412 | 1.4975
2023-09-14 15:00 | 4.8049 | 1.6048
2023-09-14 16:00 | 3.851 | 1.1766
2023-09-14 17:00 | 3.2752 | 2.0329
2023-09-14 18:00 | 4.2649 | 3.5309
2023-09-14 19:00 | 6.4777 | 1.6579
2023-09-14 20:00 | 9.5545 | 1.2832
2023-09-14 21:00 | 37.8398 | 1.9259
2023-09-14 22:00 | 46.8591 | 1.4442
2023-09-14 23:00 | 41.8391 | 5.2968
2023-09-15 | 33.9032 | 1.6583
2023-09-15 01:00 | 27.1785 | 1.5699
2023-09-15 02:00 | 20.1223
2023-09-15 03:00 | 17.3866 | 1.1774
2023-09-15 04:00 | 16.3605 | 1.8733
2023-09-15 05:00 | 18.0345 | 1.9268
2023-09-15 06:00 | 25.8666 | 2.6228
2023-09-15 07:00 | 35.87 | 4.4963
2023-09-15 08:00 | 38.0398 | 9.4743
2023-09-15 09:00 | 11.7188 | 8.8851
2023-09-15 10:00 | 12.1506 | 8.6176
2023-09-15 11:00 | 12.4208 | 6.2091
2023-09-15 12:00 | 13.447 | 4.4962
2023-09-15 13:00 | 9.2343 | 5.4062
2023-09-15 14:00 | 10.9623 | 3.5332
2023-09-15 15:00 | 8.91 | 4.6033
2023-09-15 16:00 | 12.6361 | 5.3529
2023-09-15 17:00 | 12.0954 | 4.6036
2023-09-15 18:00 | 12.4189 | 5.0853
2023-09-15 19:00 | 12.2028 | 5.7812
2023-09-15 20:00 | 21.0038 | 7.0662
2023-09-15 21:00 | 44.707 | 3.4257
2023-09-15 22:00 | 38.2278 | 2.8369
2023-09-15 23:00 | 32.1804 | 3.2116
2023-09-16 | 21.4356 | 2.6229
2023-09-16 01:00 | 19.1193 | 5.2132
2023-09-16 02:00 | 9.1095
2023-09-16 03:00 | 9.7757 | 13.0155
2023-09-16 04:00 | 12.2062 | 9.3196
2023-09-16 05:00 | 16.2567 | 8.6233
2023-09-16 06:00 | 17.391 | 6.1594
2023-09-16 07:00 | 21.4439 | 13.7115
2023-09-16 08:00 | 25.0134 | 9.1049
2023-09-16 09:00 | 15.071 | 7.9802
2023-09-16 10:00 | 13.666 | 8.0338
2023-09-16 11:00 | 8.2103 | 6.32
2023-09-16 12:00 | 5.5093 | 3.8563
2023-09-16 13:00 | 5.2391 | 2.5708
2023-09-16 14:00 | 4.9691 | 2.9458
2023-09-16 15:00 | 4.807 | 4.4454
2023-09-16 16:00 | 5.9952 | 3.8027
2023-09-16 17:00 | 5.5632 | 3.16
2023-09-16 18:00 | 12.1522 | 3.9099
2023-09-16 19:00 | 10.8559 | 4.1777
2023-09-16 20:00 | 6.8054 | 5.7846
2023-09-16 21:00 | 11.6661 | 10.3909
2023-09-16 22:00 | 10.8561 | 6.5879
2023-09-16 23:00 | 6.2114 | 3.3207
2023-09-17 | 5.7791 | 2.8386
2023-09-17 01:00 | 5.2945 | 2.4294
2023-09-17 02:00 | 4.2861
2023-09-17 03:00 | 4.7543 | 2.358
2023-09-17 04:00 | 4.8623 | 2.8939
2023-09-17 05:00 | 4.5383 | 3.6977
2023-09-17 06:00 | 4.9164 | 3.6441
2023-09-17 07:00 | 5.6727 | 4.1264
2023-09-17 08:00 | 6.105 | 4.8231
2023-09-17 09:00 | 6.8614 | 7.3418
2023-09-17 10:00 | 8.1041 | 5.2518
2023-09-17 11:00 | 7.6717 | 12.2721
2023-09-17 12:00 | 12.372 | 8.7887
2023-09-17 13:00 | 9.6169 | 7.8777
2023-09-17 14:00 | 9.347 | 7.3954
2023-09-17 15:00 | 7.2938 | 6.4844
2023-09-17 16:00 | 5.2947 | 4.3408
2023-09-17 17:00 | 6.1591 | 6.9131
2023-09-17 18:00 | 8.32 | 5.4126
2023-09-17 19:00 | 8.4818 | 6.7523
2023-09-17 20:00 | 9.0222 | 10.8787
2023-09-17 21:00 | 9.4543 | 11.4146
2023-09-17 22:00 | 10.7509 | 9.0567
2023-09-17 23:00 | 9.9945 | 5.8949
2023-09-18 | 2.5933 | 2.4115
2023-09-18 01:00 | 3.4225 | 2.7882
2023-09-18 02:00 | 5.6562
2023-09-18 03:00 | 6.4848 | 3.6998
2023-09-18 04:00 | 5.7282 | 5.0939
2023-09-18 05:00 | 3.4046 | 5.4691
2023-09-18 06:00 | 4.4853 | 3.4316
2023-09-18 07:00 | 8.1601 | 3.378
2023-09-18 08:00 | 11.7268 | 4.4505
2023-09-18 09:00 | 6.9172 | 1.8768
2023-09-18 10:00 | 4.1612 | 3.1636
2023-09-18 11:00 | 4.4855 | 3.1635
2023-09-18 12:00 | 3.6209 | 2.4665
2023-09-18 13:00 | 4.9178 | 1.7696
2023-09-18 14:00 | 4.2153 | 1.3405
2023-09-18 15:00 | 4.7559 | 1.4479
2023-09-18 16:00 | 4.918 | 1.7159
2023-09-18 17:00 | 4.7017 | 2.1449
2023-09-18 18:00 | 5.4582 | 1.7159
2023-09-18 19:00 | 6.2687 | 3.8069
2023-09-18 20:00 | 7.9979 | 5.4154
2023-09-18 21:00 | 6.1066 | 3.4853
2023-09-18 22:00 | 4.2692 | 1.3942
2023-09-18 23:00 | 3.3506 | 2.1986
2023-09-19 | 2.702 | 1.1798
2023-09-19 01:00 | 2.4145 | 0.64406
2023-09-19 02:00 | 1.7658
2023-09-19 03:00 | 1.6217 | 0.4829
2023-09-19 04:00 | 2.1082 | 1.1266
2023-09-19 05:00 | 1.6758 | 1.6633
2023-09-19 06:00 | 2.0001 | 1.3416
2023-09-19 07:00 | 2.6487 | 1.0731
2023-09-19 08:00 | 3.6758 | 0.53669
2023-09-19 09:00 | 3.0272 | 1.1268
2023-09-19 10:00 | 3.4056 | 0.64389
2023-09-19 11:00 | 2.8109 | 1.0195
2023-09-19 12:00 | 2.8109 | 1.1267
2023-09-19 13:00 | 2.7569 | 1.0731
2023-09-19 14:00 | 2.919 | 1.878
2023-09-19 15:00 | 3.1353 | 1.2341
2023-09-19 16:00 | 3.1893 | 0.64404
2023-09-19 17:00 | 4.1623 | 0.75118
2023-09-19 18:00 | 2.5406 | 1.234
2023-09-19 19:00 | 2.4325 | 0.59037
2023-09-19 20:00 | 2.1622 | 2.0386
2023-09-19 21:00 | 1.946 | 1.8241
2023-09-19 22:00 | 1.6757 | 1.3414
2023-09-19 23:00 | 1.892 | 0.75139
2023-09-20 | 1.946 | 1.1267
2023-09-20 01:00 | 1.2616 | 1.5031
2023-09-20 02:00 | 0.75698
2023-09-20 03:00 | 1.0814 | 1.3425
2023-09-20 04:00 | 1.7302 | 1.3421
2023-09-20 05:00 | 1.568 | 1.0201
2023-09-20 06:00 | 1.8384 | 2.0399
2023-09-20 07:00 | 3.2983 | 2.2546
2023-09-20 08:00 | 3.6227 | 5.7972
2023-09-20 09:00 | 4.4337 | 1.3423
2023-09-20 10:00 | 3.9471 | 1.396
2023-09-20 11:00 | 4.5419 | 2.3624
2023-09-20 12:00 | 3.5686 | 2.1474
2023-09-20 13:00 | 4.8122 | 2.47
2023-09-20 14:00 | 4.9744 | 3.6503
2023-09-20 15:00 | 4.1093 | 2.8453
2023-09-20 16:00 | 5.9477 | 0.80541
2023-09-20 17:00 | 3.6227 | 2.3621
2023-09-20 18:00 | 3.2983 | 3.2743
2023-09-20 19:00 | 2.9198 | 1.1277
2023-09-20 20:00 | 2.325 | 1.0201
2023-09-20 21:00 | 2.6494 | 2.7376
2023-09-20 22:00 | 2.5953 | 1.235
2023-09-20 23:00 | 1.8384 | 1.5034
2023-09-21 | 2.7576 | 1.4499
2023-09-21 01:00 | 4.7955 | 1.6477
2023-09-21 02:00 | 2.7763
2023-09-21 03:00 | 2.3256 | 1.2359
2023-09-21 04:00 | 4.0022 | 1.2899
2023-09-21 05:00 | 5.9493 | 0.86029
2023-09-21 06:00 | 17.307 | 0.69913
2023-09-21 07:00 | 29.6907 | 0.32293
2023-09-21 08:00 | 33.417 | 0.37645
2023-09-21 09:00 | 36.6594 | 0.26923
2023-09-21 10:00 | 18.2794 | 2.1494
2023-09-21 11:00 | 6.1655 | 4.4048
2023-09-21 12:00 | 10.5463 | 2.5786
2023-09-21 13:00 | 11.8443 | 1.7734
2023-09-21 14:00 | 6.3818 | 2.0952
2023-09-21 15:00 | 4.4348 | 4.029
2023-09-21 16:00 | 3.5695 | 0.32281
2023-09-21 17:00 | 8.0045 | 0.85957
2023-09-21 18:00 | 6.6524 | 1.5043
2023-09-21 19:00 | 4.5972 | 1.0746
2023-09-21 20:00 | 5.4085 | 0.96739
2023-09-21 21:00 | 4.489 | 1.1823
2023-09-21 22:00 | 4.0563 | 0.32287
2023-09-21 23:00 | 10.0057 | 0.59101
2023-09-22 | 12.9804 | 0.91363
2023-09-22 01:00 | 3.6427 | 0.9322
2023-09-22 02:00 | 4.2197
2023-09-22 03:00 | 5.6263 | 0.48483
2023-09-22 04:00 | 8.8182 | 0.86041
2023-09-22 05:00 | 13.4166 | 0.7528
2023-09-22 06:00 | 14.8233 | 1.2367
2023-09-22 07:00 | 14.4984 | 1.8812
2023-09-22 08:00 | 10.9274 | 3.8161
2023-09-22 09:00 | 8.601 | 5.1068
2023-09-22 10:00 | 7.681 | 4.8926
2023-09-22 11:00 | 4.9766 | 4.4087
2023-09-22 12:00 | 3.8948 | 2.6883
2023-09-22 13:00 | 4.9227 | 1.5055
2023-09-22 14:00 | 8.8176 | 4.032
2023-09-22 15:00 | 7.0867 | 3.1713
2023-09-22 16:00 | 5.8423 | 1.5591
2023-09-22 17:00 | 7.4114 | 2.2035
2023-09-22 18:00 | 12.4428 | 3.0097
2023-09-22 19:00 | 18.7726 | 3.171
2023-09-22 20:00 | 14.3364 | 4.5677
2023-09-22 21:00 | 5.5181 | 3.6012
2023-09-22 22:00 | 6.005 | 2.0967
2023-09-22 23:00 | 4.8689 | 1.6668
2023-09-23 | 5.0854 | 1.5056
2023-09-23 01:00 | 3.0663 | 1.7933
2023-09-23 02:00 | 2.2005
2023-09-23 03:00 | 2.5432 | 1.2376
2023-09-23 04:00 | 3.4632 | 0.75376
2023-09-23 05:00 | 3.2468 | 0.91467
2023-09-23 06:00 | 4.1126 | 1.0232
2023-09-23 07:00 | 6.5476 | 1.1304
2023-09-23 08:00 | 5.6815 | 1.2916
2023-09-23 09:00 | 3.3004 | 1.9367
2023-09-23 10:00 | 3.3545 | 1.4533
2023-09-23 11:00 | 3.03 | 1.8833
2023-09-23 12:00 | 4.1662 | 1.3993
2023-09-23 13:00 | 5.4107 | 1.0771
2023-09-23 14:00 | 3.517 | 1.5602
2023-09-23 15:00 | 2.7596 | 0.59222
2023-09-23 16:00 | 3.0302 | 0.59249
2023-09-23 17:00 | 3.4091 | 0.80724
2023-09-23 18:00 | 5.3572 | 0.59231
2023-09-23 19:00 | 5.6278 | 3.226
2023-09-23 20:00 | 5.5738 | 2.9036
2023-09-23 21:00 | 3.1385 | 1.8823
2023-09-23 22:00 | 3.355 | 2.3659
2023-09-23 23:00 | 3.4091 | 0.80688
2023-09-24 | 2.8138 | 1.3447
2023-09-24 01:00 | 3.3558 | 1.9376
2023-09-24 02:00 | 2.4898
2023-09-24 03:00 | 2.5981 | 1.2909
2023-09-24 04:00 | 2.5981 | 1.7751
2023-09-24 05:00 | 2.0567 | 3.0125
2023-09-24 06:00 | 2.1109 | 1.7227
2023-09-24 07:00 | 3.1393 | 1.8303
2023-09-24 08:00 | 4.7088 | 1.0762
2023-09-24 09:00 | 3.3016 | 2.9066
2023-09-24 10:00 | 3.8969 | 1.8303
2023-09-24 11:00 | 4.7087 | 2.3146
2023-09-24 12:00 | 4.8171 | 1.0235
2023-09-24 13:00 | 3.6261 | 1.9915
2023-09-24 14:00 | 3.8427 | 2.0995
2023-09-24 15:00 | 3.7887 | 1.3994
2023-09-24 16:00 | 4.3842 | 1.9375
2023-09-24 17:00 | 5.5209 | 1.1305
2023-09-24 18:00 | 6.9284 | 2.6364
2023-09-24 19:00 | 6.9826 | 5.8088
2023-09-24 20:00 | 9.4727 | 2.7979
2023-09-24 21:00 | 6.712 | 2.7442
2023-09-24 22:00 | 5.6836 | 3.9263
2023-09-24 23:00 | 3.5725 | 3.6586
2023-09-25 | 3.0853 | 3.013
2023-09-25 01:00 | 4.4397 | 4.3779
2023-09-25 02:00 | 2.9237
2023-09-25 03:00 | 3.086 | 2.5843
2023-09-25 04:00 | 4.0607 | 3.0687
2023-09-25 05:00 | 3.2485 | 3.1233
2023-09-25 06:00 | 5.3603 | 3.3917
2023-09-25 07:00 | 11.5324 | 3.6065
2023-09-25 08:00 | 14.2931 | 2.1003
2023-09-25 09:00 | 10.2318 | 1.5088
2023-09-25 10:00 | 3.4646 | 0.64694
2023-09-25 11:00 | 3.1939 | 0.97053
2023-09-25 12:00 | 2.8691 | 0.53968
2023-09-25 13:00 | 2.9233 | 0.6467
2023-09-25 14:00 | 2.8149 | 1.2402
2023-09-25 15:00 | 5.3054 | 4.0391
2023-09-25 16:00 | 3.1399 | 1.6697
2023-09-25 17:00 | 4.4395 | 3.7679
2023-09-25 18:00 | 4.169 | 2.6919
2023-09-25 19:00 | 6.1724 | 4.2523
2023-09-25 20:00 | 8.5547 | 3.8222
2023-09-25 21:00 | 14.7274 | 2.4234
2023-09-25 22:00 | 40.0097 | 2.2086
2023-09-25 23:00 | 34.2161 | 2.5316
2023-09-26 | 26.959 | 2.1549
2023-09-26 01:00 | 24.0764 | 4.9557
2023-09-26 02:00 | 20.5424
2023-09-26 03:00 | 14.7852 | 4.7932
2023-09-26 04:00 | 7.3655 | 6.516
2023-09-26 05:00 | 10.5069 | 6.4085
2023-09-26 06:00 | 11.3194 | 5.4398
2023-09-26 07:00 | 13.0522 | 7.6468
2023-09-26 08:00 | 15.4887 | 7.2167
2023-09-26 09:00 | 12.0763 | 5.011
2023-09-26 10:00 | 10.6134 | 6.5185
2023-09-26 11:00 | 5.8481 | 8.2979
2023-09-26 12:00 | 6.4432 | 4.6891
2023-09-26 13:00 | 6.7145 | 4.7437
2023-09-26 14:00 | 5.7395 | 5.1732
2023-09-26 15:00 | 4.8735 | 4.957
2023-09-26 16:00 | 5.7403 | 3.2322
2023-09-26 17:00 | 7.9069 | 6.1938
2023-09-26 18:00 | 6.4446 | 3.9856
2023-09-26 19:00 | 6.7157 | 2.8015
2023-09-26 20:00 | 4.8741 | 1.9397
2023-09-26 21:00 | 5.0366 | 2.2104
2023-09-26 22:00 | 5.2534 | 1.7785
2023-09-26 23:00 | 3.9535 | 2.4252
2023-09-27 | 4.6034 | 3.7169
2023-09-27 01:00 | 5.8144 | 3.1628
2023-09-27 02:00 | 7.8373
2023-09-27 03:00 | 4.7672 | 3.9888
2023-09-27 04:00 | 5.3631 | 1.5649
2023-09-27 05:00 | 7.3674 | 3.3426
2023-09-27 06:00 | 8.9929 | 9.5371
2023-09-27 07:00 | 10.0762 | 6.9518
2023-09-27 08:00 | 14.2475 | 4.5284
2023-09-27 09:00 | 12.2427 | 6.2522
2023-09-27 10:00 | 8.558 | 5.0683
2023-09-27 11:00 | 10.1817 | 4.3145
2023-09-27 12:00 | 9.4238 | 4.9609
2023-09-27 13:00 | 13.7586 | 3.881
2023-09-27 14:00 | 10.3466 | 3.989
2023-09-27 15:00 | 18.2559 | 7.329
2023-09-27 16:00 | 19.2312 | 7.8134
2023-09-27 17:00 | 20.9111 | 5.8722
2023-09-27 18:00 | 10.9432 | 6.7353
2023-09-27 19:00 | 9.0471 | 7.6503
2023-09-27 20:00 | 2.9795 | 5.8193
2023-09-27 21:00 | 2.6542 | 1.4552
2023-09-27 22:00 | 2.2208 | 1.8867
2023-09-27 23:00 | 2.3834 | 1.7251
2023-09-28 | 2.5461 | 1.7782
2023-09-28 01:00 | 1.9866 | 1.7974
2023-09-28 02:00 | 1.553
2023-09-28 03:00 | 1.3546 | 1.1872
2023-09-28 04:00 | 1.2461 | 0.10912
2023-09-28 05:00 | 3.143 | 0.37892
2023-09-28 06:00 | 4.5517 | 0.48671
2023-09-28 07:00 | 8.4535 | 0.86397
2023-09-28 08:00 | 15.1185 | 1.295
2023-09-28 09:00 | 14.3597 | 1.0792
2023-09-28 10:00 | 7.423 | 1.4565
2023-09-28 11:00 | 4.0093 | 2.2117
2023-09-28 12:00 | 4.9847 | 1.9417
2023-09-28 13:00 | 4.0634 | 1.026
2023-09-28 14:00 | 2.9795 | 0.70328
2023-09-28 15:00 | 3.6841 | 0.86447
2023-09-28 16:00 | 4.9304 | 1.458
2023-09-28 17:00 | 6.4481 | 2.7322
2023-09-28 18:00 | 4.7141
2023-09-28 19:00 | 7.749 | 2.1032
2023-09-28 20:00 | 6.7736 | 4.0975
2023-09-28 21:00 | 6.1774 | 4.4205
2023-09-28 22:00 | 7.749 | 1.9415
2023-09-28 23:00 | 7.9116 | 7.7616
2023-09-29 | 6.6111 | 5.7135
2023-09-29 01:00 | 5.8176 | 7.6229
2023-09-29 02:00 | 8.2751
2023-09-29 03:00 | 2.0594 | 2.3737
2023-09-29 04:00 | 2.0053 | 1.2958
2023-09-29 05:00 | 3.6315 | 2.1059
2023-09-29 06:00 | 2.0051 | 1.2424
2023-09-29 07:00 | 5.5282 | 1.2969
2023-09-29 08:00 | 7.4788 | 1.5663
2023-09-29 09:00 | 7.5331 | 1.5665
2023-09-29 10:00 | 4.8226 | 1.4599
2023-09-29 11:00 | 4.877 | 2
2023-09-29 12:00 | 3.5218 | 1.7834
2023-09-29 13:00 | 3.4139 | 1.7832
2023-09-29 14:00 | 3.522 | 1.6741
2023-09-29 15:00 | 4.1728 | 2.106
2023-09-29 16:00 | 6.178 | 2.7531
2023-09-29 17:00 | 6.1244 | 2.5903
2023-09-29 18:00 | 6.8837 | 1.9969
2023-09-29 19:00 | 11.4913 | 1.8885
2023-09-29 20:00 | 12.3586 | 4.0467
2023-09-29 21:00 | 14.2555 | 6.5816
2023-09-29 22:00 | 12.1958 | 6.2038
2023-09-29 23:00 | 8.8893 | 2.7531
2023-09-30 | 5.1492 | 1.1888
2023-09-30 01:00 | 3.795 | 1.4407
2023-09-30 02:00 | 5.0962
2023-09-30 03:00 | 7.9157 | 1.2438
2023-09-30 04:00 | 6.4517 | 1.3503
2023-09-30 05:00 | 8.6202 | 1.0821
2023-09-30 06:00 | 15.1813 | 1.0806
2023-09-30 07:00 | 22.1616 | 0.92028
2023-09-30 08:00 | 23.8111 | 1.1894
2023-09-30 09:00 | 21.614 | 1.0816
2023-09-30 10:00 | 9.1596 | 4.2667
2023-09-30 11:00 | 7.6963 | 6.052
2023-09-30 12:00 | 9.16 | 6.4283
2023-09-30 13:00 | 5.6915 | 3.3496
2023-09-30 14:00 | 3.3059 | 1.7293
2023-09-30 15:00 | 4.3364 | 1.1902
2023-09-30 16:00 | 3.9571 | 3.1318
2023-09-30 17:00 | 6.1804 | 1.5657
2023-09-30 18:00 | 8.4034 | 3.9939
2023-09-30 19:00 | 8.7291 | 3.1305
2023-09-30 20:00 | 9.3254 | 4.1021
2023-09-30 21:00 | 8.2956 | 4.4249
2023-09-30 22:00 | 8.4037 | 4.1557
2023-09-30 23:00 | 9.9761 | 7.3927
2023-10-01 | 9.3255 | 6.5297
2023-10-01 01:00 | 18.2591 | 14.8272
2023-10-01 02:00 | 18.9825 | 9.7171
2023-10-01 03:00 | 12.3114 | 10.7972
2023-10-01 04:00 | 8.7859 | 9.3955
2023-10-01 05:00 | 9.4368 | 12.3632
2023-10-01 06:00 | 8.6775 | 6.1555
2023-10-01 07:00 | 8.7859 | 7.505
2023-10-01 08:00 | 10.7921 | 6.9138
2023-10-01 09:00 | 7.863 | 10.2619
2023-10-01 10:00 | 9.1099 | 4.4856
2023-10-01 11:00 | 6.9404 | 3.4054
2023-10-01 12:00 | 7.7 | 5.2957
2023-10-01 13:00 | 7.8624 | 4.4314
2023-10-01 14:00 | 10.7351 | 9.2401
2023-10-01 15:00 | 7.9712 | 14.0477
2023-10-01 16:00 | 6.4535 | 6.3185
2023-10-01 17:00 | 11.8769 | 6.3177
2023-10-01 18:00 | 8.5687 | 8.0985
2023-10-01 19:00 | 7.1043 | 6.4261
2023-10-01 20:00 | 9.1114 | 3.2431
2023-10-01 21:00 | 7.8638 | 3.891
2023-10-01 22:00 | 25.2724 | 2.8102
2023-10-01 23:00 | 26.8972 | 1.625
2023-10-02 | 22.7177 | 6.2108
2023-10-02 01:00 | 18.9122 | 2.9571
2023-10-02 02:00 | 16.0916
2023-10-02 03:00 | 13.5069 | 5.135
2023-10-02 04:00 | 10.6858 | 3.8384
2023-10-02 05:00 | 9.4384 | 2.4897
2023-10-02 06:00 | 11.6059 | 2.1109
2023-10-02 07:00 | 15.8253 | 1.6805
2023-10-02 08:00 | 17.3417 | 2.4373
2023-10-02 09:00 | 9.1658 | 2.0036
2023-10-02 10:00 | 5.7485 | 4.8679
2023-10-02 11:00 | 6.5625 | 2.4341
2023-10-02 12:00 | 5.0978 | 3.2991
2023-10-02 13:00 | 9.0573 | 4.7583
2023-10-02 14:00 | 6.7256 | 10.1096
2023-10-02 15:00 | 12.2574 | 8.4863
2023-10-02 16:00 | 16.0008 | 10.1616
2023-10-02 17:00 | 18.3901 | 14.0475
2023-10-02 18:00 | 17.6313 | 9.1296
2023-10-02 19:00 | 14.539 | 10.2099
2023-10-02 20:00 | 16.3294 | 11.8841
2023-10-02 21:00 | 18.6623 | 16.3112
2023-10-02 22:00 | 13.5084 | 8.8593
2023-10-02 23:00 | 6.7807 | 5.3492
2023-10-03 | 3.4713 | 1.5677
2023-10-03 01:00 | 4.6664 | 2.4533
2023-10-03 02:00 | 6.8369
2023-10-03 03:00 | 5.5346 | 2.7045
2023-10-03 04:00 | 4.992 | 4.3796
2023-10-03 05:00 | 3.8525 | 3.2468
2023-10-03 06:00 | 4.7207 | 2.5429
2023-10-03 07:00 | 8.4103 | 2.7036
2023-10-03 08:00 | 12.3141 | 2.3806
2023-10-03 09:00 | 5.5324 | 3.8954
2023-10-03 10:00 | 4.3932 | 4.3839
2023-10-03 11:00 | 5.0979 | 5.0524
2023-10-03 12:00 | 4.339
2023-10-03 13:00 | 6.0212
2023-10-03 14:00 | 6.401 | 1.8398
2023-10-03 15:00 | 5.0441 | 1.5158
2023-10-03 16:00 | 6.1304 | 2.219
2023-10-03 17:00 | 6.2936 | 2.7574
2023-10-03 18:00 | 7.9763 | 4.0546
2023-10-03 19:00 | 12.6434 | 4.703
2023-10-03 20:00 | 13.5658 | 10.377
2023-10-03 21:00 | 11.0696 | 9.0257
2023-10-03 22:00 | 10.3098 | 9.6745
2023-10-03 23:00 | 9.0077 | 8.4844
2023-10-04 | 8.5192 | 5.7835
2023-10-04 01:00 | 7.2006 | 6.5493
2023-10-04 02:00 | 6.187 | 7.484
2023-10-04 03:00 | 5.9155 | 6.4767
2023-10-04 04:00 | 5.6989 | 4.9139
2023-10-04 05:00 | 4.8304 | 8.2042
2023-10-04 06:00 | 6.2961 | 7.1791
2023-10-04 07:00 | 11.6147 | 4.2114
2023-10-04 08:00 | 12.8071 | 7.02
2023-10-04 09:00 | 12.3712 | 7.7771
2023-10-04 10:00 | 10.4165 | 3.8926
2023-10-04 11:00 | 7.5414 | 2.5949
2023-10-04 12:00 | 4.2313 | 0.86668
2023-10-04 13:00 | 3.0917 | 0.32588
2023-10-04 14:00 | 3.9061 | 0.38172
2023-10-04 15:00 | 3.96 | 0.48941
2023-10-04 16:00 | 4.6662 | 0.64989
2023-10-04 17:00 | 6.4039 | 0.75758
2023-10-04 18:00 | 6.8927 | 1.5126
2023-10-04 19:00 | 7.056 | 2.5388
2023-10-04 20:00 | 7.2726 | 2.2148
2023-10-04 21:00 | 6.4583 | 1.5661
2023-10-04 22:00 | 5.5901 | 4.9127
2023-10-04 23:00 | 5.5359 | 2.593
2023-10-05 | 4.396 | 1.8896
2023-10-05 01:00 | 4.0169 | 1.1548
2023-10-05 02:00 | 3.6546 | 3.8805
2023-10-05 03:00 | 4.0169 | 2.8047
2023-10-05 04:00 | 4.5601 | 5.1775
2023-10-05 05:00 | 7.0029 | 7.171
2023-10-05 06:00 | 13.5179 | 6.2544
2023-10-05 07:00 | 19.3236 | 5.5006
2023-10-05 08:00 | 23.5573 | 5.1766
2023-10-05 09:00 | 15.8458 | 8.0388
2023-10-05 10:00 | 10.7459 | 3.1835
2023-10-05 11:00 | 6.5665 | 2.158
2023-10-05 12:00 | 3.7979 | 0.97142
2023-10-05 13:00 | 3.8531 | 1.1888
2023-10-05 14:00 | 4.667 | 0.91843
2023-10-05 15:00 | 4.8849 | 1.4044
2023-10-05 16:00 | 5.5364 | 1.9437
2023-10-05 17:00 | 6.6225 | 3.2358
2023-10-05 18:00 | 7.2742 | 2.3196
2023-10-05 19:00 | 5.6451 | 2.7501
2023-10-05 20:00 | 6.1341 | 2.4802
2023-10-05 21:00 | 4.9394 | 2.1047
2023-10-05 22:00 | 3.9076 | 2.1582
2023-10-05 23:00 | 3.4196 | 1.4035
2023-10-06 | 3.4196 | 1.5119
2023-10-06 01:00 | 2.9316 | 1.0061
2023-10-06 02:00 | 5.8289 | 2.2967
2023-10-06 03:00 | 3.855 | 1.5101
2023-10-06 04:00 | 6.082 | 2.7462
2023-10-06 05:00 | 6.1362 | 3.1247
2023-10-06 06:00 | 6.951 | 2.6922
2023-10-06 07:00 | 6.6248 | 2.7464
2023-10-06 08:00 | 12.0008 | 1.8315
2023-10-06 09:00 | 8.7418 | 2.8556
2023-10-06 10:00 | 5.0487 | 1.4558
2023-10-06 11:00 | 5.9714 | 1.8886
2023-10-06 12:00 | 4.5054 | 1.6742
2023-10-06 13:00 | 4.4512 | 0.70804
2023-10-06 14:00 | 4.6684 | 2.0178
2023-10-06 15:00 | 4.6689
2023-10-06 16:00 | 7.6007 | 1.5624
2023-10-06 17:00 | 6.8963 | 1.8323
2023-10-06 18:00 | 8.5798 | 2.3163
2023-10-06 19:00 | 10.3179 | 4.523
2023-10-06 20:00 | 4.3986 | 1.9398
2023-10-06 21:00 | 3.9639 | 2.5316
2023-10-06 22:00 | 5.5391 | 2.1546
2023-10-06 23:00 | 6.137 | 2.9099
2023-10-07 | 5.3212 | 1.8857
2023-10-07 01:00 | 3.3669 | 0.64785
2023-10-07 02:00 | 2.5707 | 1.792
2023-10-07 03:00 | 3.476 | 1.9911
2023-10-07 04:00 | 3.1501 | 2.9584
2023-10-07 05:00 | 4.9974 | 5.2162
2023-10-07 06:00 | 6.573 | 2.8507
2023-10-07 07:00 | 12.1141 | 8.4417
2023-10-07 08:00 | 7.1152 | 5.9706
2023-10-07 09:00 | 6.1903 | 3.8199
2023-10-07 10:00 | 6.7877 | 3.6576
2023-10-07 11:00 | 7.6014 | 2.3682
2023-10-07 12:00 | 8.2524 | 2.691
2023-10-07 13:00 | 6.8959 | 2.368
2023-10-07 14:00 | 9.0682 | 4.7341
2023-10-07 15:00 | 10.8073 | 9.4676
2023-10-07 16:00 | 12.2192 | 6.6696
2023-10-07 17:00 | 14.5027 | 5.002
2023-10-07 18:00 | 23.7929 | 10.3763
2023-10-07 19:00 | 15.5903 | 10.4315
2023-10-07 20:00 | 15.5904 | 6.8294
2023-10-07 21:00 | 18.8504 | 8.9252
2023-10-07 22:00 | 25.2609 | 12.7964
2023-10-07 23:00 | 32.7567 | 11.344
2023-10-08 | 28.0297 | 12.0432
2023-10-08 01:00 | 27.3459 | 12.3124
2023-10-08 02:00 | 26.7665 | 21.9033
2023-10-08 03:00 | 22.1124 | 14.872
2023-10-08 04:00 | 19.0626 | 9.0751
2023-10-08 05:00 | 20.9063 | 6.3917
2023-10-08 06:00 | 22.1033 | 7.5718
2023-10-08 07:00 | 22.7374 | 15.1437
2023-10-08 08:00 | 21.249 | 8.8083
2023-10-08 09:00 | 17.0956 | 7.5749
2023-10-08 10:00 | 16.2877 | 7.2012
2023-10-08 11:00 | 11.0777 | 7.0934
2023-10-08 12:00 | 16.2889 | 18.6516
2023-10-08 13:00 | 23.4076 | 16.3919
2023-10-08 14:00 | 20.0948 | 8.9731
2023-10-08 15:00 | 19.0094 | 5.6416
2023-10-08 16:00 | 14.3403 | 7.1977
2023-10-08 17:00 | 18.3101 | 8.8071
2023-10-08 18:00 | 26.3541 | 11.0611
2023-10-08 19:00 | 38.4161 | 21.3153
2023-10-08 20:00 | 49.9153 | 25.5556
2023-10-08 21:00 | 51.7518 | 17.3964
2023-10-08 22:00 | 42.1105 | 10.6316
2023-10-08 23:00 | 32.8414 | 9.9323
2023-10-09 | 27.2111 | 12.5111
2023-10-09 01:00 | 22.8096 | 15.4431
2023-10-09 02:00 | 19.9133 | 16.8725
2023-10-09 03:00 | 18.6124 | 14.9076
2023-10-09 04:00 | 17.6054 | 12.3867
2023-10-09 05:00 | 18.2016 | 10.1889
2023-10-09 06:00 | 20.8458 | 12.0128
2023-10-09 07:00 | 24.5182 | 11.2079
2023-10-09 08:00 | 29.7979 | 9.9774
2023-10-09 09:00 | 36.1974 | 14.9173
2023-10-09 10:00 | 42.3707 | 20.9302
2023-10-09 11:00 | 35.9966 | 13.4702
2023-10-09 12:00 | 22.4836 | 11.3216
2023-10-09 13:00 | 20.5306 | 12.0196
2023-10-09 14:00 | 21.0219 | 9.4449
2023-10-09 15:00 | 16.8963 | 10.3533
2023-10-09 16:00 | 16.6817 | 8.3137
2023-10-09 17:00 | 18.586 | 6.758
2023-10-09 18:00 | 18.3132 | 6.8119
2023-10-09 19:00 | 30.9256 | 5.2049
2023-10-09 20:00 | 51.2632 | 4.507
2023-10-09 21:00 | 42.2658 | 4.614
2023-10-09 22:00 | 34.8002 | 5.8997
2023-10-09 23:00 | 29.31 | 8.688
2023-10-10 | 25.0519 | 5.8487
2023-10-10 01:00 | 20.7831 | 5.0004
2023-10-10 02:00 | 17.8972 | 5.214
2023-10-10 03:00 | 15.4492 | 5.893
2023-10-10 04:00 | 15.5745 | 7.0711
2023-10-10 05:00 | 16.5556 | 13.0155
2023-10-10 06:00 | 16.4682 | 24.2033
2023-10-10 07:00 | 21.0442 | 10.8188
2023-10-10 08:00 | 24.8289 | 7.6078
2023-10-10 09:00 | 20.6968 | 12.3772
2023-10-10 10:00 | 16.0318 | 16.5049
2023-10-10 11:00 | 9.4565 | 12.378
2023-10-10 12:00 | 4.8906 | 4.8224
2023-10-10 13:00 | 5.3259 | 2.1976
2023-10-10 14:00 | 5.4896 | 2.5181
2023-10-10 15:00 | 6.4139 | 3.1078
2023-10-10 16:00 | 5.7079 | 2.5189
2023-10-10 17:00 | 5.7078 | 2.0366
2023-10-10 18:00 | 5.4366 | 2.7321
2023-10-10 19:00 | 4.2948 | 2.197
2023-10-10 20:00 | 3.914 | 4.1249
2023-10-10 21:00 | 4.7834 | 3.1604
2023-10-10 22:00 | 6.0888 | 2.6789
2023-10-10 23:00 | 5.1104 | 3.3755
2023-10-11 | 4.077 | 3.6418
2023-10-11 01:00 | 2.2833 | 5.8482
2023-10-11 02:00 | 2.3558 | 3.9221
2023-10-11 03:00 | 2.555 | 3.2098
2023-10-11 04:00 | 2.5007 | 3.7441
2023-10-11 05:00 | 2.3921 | 2.6746
2023-10-11 06:00 | 3.5343 | 2.5153
2023-10-11 07:00 | 4.5674 | 4.0122
2023-10-11 08:00 | 9.7878 | 4.3336
2023-10-11 09:00 | 6.6877 | 3.6918
2023-10-11 10:00 | 9.1891 | 2.9439
2023-10-11 11:00 | 9.6213 | 4.0139
2023-10-11 12:00 | 5.5445 | 3.9066
2023-10-11 13:00 | 5.9261 | 7.2229
2023-10-11 14:00 | 5.926 | 3.7463
2023-10-11 15:00 | 6.5788 | 3.318
2023-10-11 16:00 | 8.6994 | 3.3719
2023-10-11 17:00 | 7.5042 | 4.7619
2023-10-11 18:00 | 7.3954 | 3.3702
2023-10-11 19:00 | 6.7971 | 3.7967
2023-10-11 20:00 | 6.6344 | 2.9425
2023-10-11 21:00 | 6.9604 | 5.8309
2023-10-11 22:00 | 6.7427 | 3.424
2023-10-11 23:00 | 5.9808 | 5.2955
2023-10-12 | 7.7211 | 4.0126
2023-10-12 01:00 | 6.4174 | 10.3971
2023-10-12 02:00 | 6.0553
2023-10-12 03:00 | 5.5473 | 5.1288
2023-10-12 04:00 | 5.3839 | 3.5261
2023-10-12 05:00 | 2.5553 | 4.1143
2023-10-12 06:00 | 4.9485 | 2.2442
2023-10-12 07:00 | 4.9492 | 2.993
2023-10-12 08:00 | 10.117 | 3.046
2023-10-12 09:00 | 8.4842 | 4.7557
2023-10-12 10:00 | 6.0893 | 3.2062
2023-10-12 11:00 | 6.4695 | 3.5287
2023-10-12 12:00 | 4.8381 | 1.1772
2023-10-12 13:00 | 5.2739 | 1.6589
2023-10-12 14:00 | 4.6754 | 2.1918
2023-10-12 15:00 | 5.1116 | 1.9791
2023-10-12 16:00 | 5.6558 | 2.9401
2023-10-12 17:00 | 7.7234 | 5.5024
2023-10-12 18:00 | 5.7654 | 2.8862
2023-10-12 19:00 | 4.4051 | 2.2443
2023-10-12 20:00 | 4.0249 | 2.5112
2023-10-12 21:00 | 5.4943 | 5.9292
2023-10-12 22:00 | 7.6696 | 8.2255
2023-10-12 23:00 | 5.5483 | 5.8756
2023-10-13 | 2.5015 | 4.5941
2023-10-13 01:00 | 2.5747 | 3.1306
2023-10-13 02:00 | 2.1398 | 1.2094
2023-10-13 03:00 | 2.2843 | 2.9344
2023-10-13 04:00 | 4.57 | 2.3478
2023-10-13 05:00 | 2.8285 | 1.3351
2023-10-13 06:00 | 3.0461 | 4.4268
2023-10-13 07:00 | 4.2432 | 1.2823
2023-10-13 08:00 | 6.3657 | 3.4677
2023-10-13 09:00 | 6.6908 | 6.3484
2023-10-13 10:00 | 5.4393 | 4.2158
2023-10-13 11:00 | 4.2425 | 2.5083
2023-10-13 12:00 | 4.0782 | 2.4545
2023-10-13 13:00 | 3.9152 | 2.2425
2023-10-13 14:00 | 3.9146 | 1.3884
2023-10-13 15:00 | 5.3284 | 2.8814
2023-10-13 16:00 | 5.1119 | 2.2948
2023-10-13 17:00 | 7.5618 | 2.7743
2023-10-13 18:00 | 7.9975 | 3.5208
2023-10-13 19:00 | 7.1278 | 2.7209
2023-10-13 20:00 | 3.9711 | 1.2283
2023-10-13 21:00 | 5.6576 | 4.5348
2023-10-13 22:00 | 6.4202 | 4.3218
2023-10-13 23:00 | 4.9508 | 5.4952
2023-10-14 | 3.8078 | 3.3089
2023-10-14 01:00 | 2.9383 | 2.4884
2023-10-14 02:00 | 4.4623 | 2.9123
2023-10-14 03:00 | 5.8195 | 2.8249
2023-10-14 04:00 | 3.2644 | 1.3872
2023-10-14 05:00 | 2.611 | 1.8134
2023-10-14 06:00 | 7.3991 | 1.3867
2023-10-14 07:00 | 5.9855 | 1.4394
2023-10-14 08:00 | 6.8543 | 1.28
2023-10-14 09:00 | 5.5454 | 1.0671
2023-10-14 10:00 | 4.565 | 1.4942
2023-10-14 11:00 | 3.3702 | 1.9728
2023-10-14 12:00 | 3.153 | 1.5466
2023-10-14 13:00 | 3.4791 | 1.2808
2023-10-14 14:00 | 3.2077 | 1.2277
2023-10-14 15:00 | 3.0991 | 1.4404
2023-10-14 16:00 | 4.1878 | 2.078
2023-10-14 17:00 | 10.1213 | 2.986
2023-10-14 18:00 | 19.757 | 3.4639
2023-10-14 19:00 | 10.3397 | 3.25
2023-10-14 20:00 | 8.5988 | 2.9305
2023-10-14 21:00 | 6.857 | 3.1442
2023-10-14 22:00 | 6.4209 | 2.1857
2023-10-14 23:00 | 6.7478 | 2.0788
2023-10-15 | 5.1699 | 2.9316
2023-10-15 01:00 | 4.8988 | 3.1931
2023-10-15 02:00 | 3.81 | 3.1207
2023-10-15 03:00 | 3.3203 | 2.5542
2023-10-15 04:00 | 2.83 | 2.3945
2023-10-15 05:00 | 3.4834 | 1.97
2023-10-15 06:00 | 5.6609 | 1.7567
2023-10-15 07:00 | 6.2596 | 1.7571
2023-10-15 08:00 | 4.2431 | 2.4493
2023-10-15 09:00 | 4.0774 | 3.622
2023-10-15 10:00 | 5.3261 | 4.2626
2023-10-15 11:00 | 4.8382 | 3.7808
2023-10-15 12:00 | 4.1855 | 2.4497
2023-10-15 13:00 | 5.7623 | 3.5157
2023-10-15 14:00 | 6.0888 | 6.336
2023-10-15 15:00 | 5.6018 | 4.3127
2023-10-15 16:00 | 6.9645 | 4.2041
2023-10-15 17:00 | 10.0695 | 4.4704
2023-10-15 18:00 | 25.3164 | 3.9911
2023-10-15 19:00 | 46.4758 | 3.2471
2023-10-15 20:00 | 42.2295 | 3.4055
2023-10-15 21:00 | 37.6145 | 3.4587
2023-10-15 22:00 | 35.0403 | 3.885
2023-10-15 23:00 | 19.8134 | 2.3424
2023-10-16 | 6.6921 | 2.0763
2023-10-16 01:00 | 4.2405 | 1.7719
2023-10-16 02:00 | 6.3523 | 0.85066
2023-10-16 03:00 | 4.8453 | 1.3828
2023-10-16 04:00 | 3.4286 | 1.7543
2023-10-16 05:00 | 3.7544 | 1.9664
2023-10-16 06:00 | 4.7887 | 1.8603
2023-10-16 07:00 | 7.947 | 2.2321
2023-10-16 08:00 | 11.3747 | 3.4547
2023-10-16 09:00 | 14.5272 | 5.102
2023-10-16 10:00 | 12.0739 | 6.4323
2023-10-16 11:00 | 9.0796 | 7.1776
2023-10-16 12:00 | 6.7973 | 3.3501
2023-10-16 13:00 | 6.0383 | 2.6576
2023-10-16 14:00 | 5.4951 | 3.6149
2023-10-16 15:00 | 5.3869 | 3.4553
2023-10-16 16:00 | 7.075 | 3.8268
2023-10-16 17:00 | 9.6875 | 5.3667
2023-10-16 18:00 | 13.2297 | 7.173
2023-10-16 19:00 | 17.314 | 6.9604
2023-10-16 20:00 | 15.4612 | 5.5793
2023-10-16 21:00 | 14.1003 | 6.5877
2023-10-16 22:00 | 11.2139 | 6.7481
2023-10-16 23:00 | 10.0153 | 7.5445
2023-10-17 | 9.1985 | 7.8101
2023-10-17 01:00 | 8.3831 | 5.8716
2023-10-17 02:00 | 7.7306 | 7.003
2023-10-17 03:00 | 7.8936 | 6.3673
2023-10-17 04:00 | 7.7298 | 7.0041
2023-10-17 05:00 | 8.6023 | 7.056
2023-10-17 06:00 | 11.2178 | 7.0576
2023-10-17 07:00 | 15.1926 | 6.951
2023-10-17 08:00 | 13.9898 | 8.1182
2023-10-17 09:00 | 10.3914 | 8.1728
2023-10-17 10:00 | 9.1897 | 7.5395
2023-10-17 11:00 |  | 7.647
2023-10-17 12:00 |  | 8.4963
2023-10-17 13:00 |  | 9.3455
2023-10-17 14:00 |  | 10.619
2023-10-17 15:00 |  | 11.2533
2023-10-17 16:00 |  | 13.5318
2023-10-17 17:00 |  | 15.5464
2023-10-17 18:00 |  | 15.6501
2023-10-17 19:00 |  | 13.8993
2023-10-17 20:00 |  | 14.5368
2023-10-17 21:00 |  | 14.9607
2023-10-17 22:00 |  | 13.1043
2023-10-17 23:00 |  | 10.6108
2023-10-18 |  | 9.6035
2023-10-18 01:00 |  | 11.162
2023-10-18 02:00 |  | 10.1027
2023-10-18 03:00 |  | 11.1272
2023-10-18 04:00 |  | 13.934
2023-10-18 05:00 |  | 11.2859
2023-10-18 06:00 |  | 10.8094
2023-10-18 07:00 |  | 8.3717
2023-10-18 08:00 |  | 9.4862
2023-10-18 09:00 |  | 9.3821
2023-10-18 10:00 |  | 7.4233
2023-10-18 11:00 |  | 6.9979
2023-10-18 12:00 | 9.4962 | 8.0053
2023-10-18 13:00 | 10.8315 | 9.3809
2023-10-18 14:00 | 8.9714 | 7.738
2023-10-18 15:00 | 9.3045 | 7.8963
2023-10-18 16:00 | 8.9707 | 7.3655
2023-10-18 17:00 | 8.9699 | 7.4707
2023-10-18 18:00 | 7.2522 | 4.822
2023-10-18 19:00 | 4.3416 | 2.7551
2023-10-18 20:00 | 3.181 | 1.9083
2023-10-18 21:00 | 2.195 | 1.7497
2023-10-18 22:00 | 1.5746 | 1.8558
2023-10-18 23:00 | 1.3364 | 0.90234
2023-10-19 | 0.95473 | 1.5383
2023-10-19 01:00 | 2.0358 | 1.0593
2023-10-19 02:00 | 3.2454
2023-10-19 03:00 | 1.4793 | 1.7473
2023-10-19 04:00 | 2.2907 | 3.0166
2023-10-19 05:00 | 2.8154 | 1.482
2023-10-19 06:00 | 2.2905 | 1.5352
2023-10-19 07:00 | 3.3877 | 1.747
2023-10-19 08:00 | 5.2011 | 1.6419
2023-10-19 09:00 | 5.5353 | 3.4935
2023-10-19 10:00 | 7.4442 | 2.5944
2023-10-19 11:00 |  | 3.653
2023-10-19 12:00 |  | 5.1878
2023-10-19 13:00 | 6.396 | 2.8063
2023-10-19 14:00 |  | 2.3297
2023-10-19 15:00 | 9.6393 | 3.4944
2023-10-19 16:00 | 12.5961 | 5.0288
2023-10-19 17:00 | 8.0636 | 2.6465
2023-10-19 18:00 | 7.539 | 1.7997
2023-10-19 19:00 | 10.6872 | 1.9064
2023-10-19 20:00 | 9.4945 | 3.0723
2023-10-19 21:00 | 8.2539 | 4.6061
2023-10-19 22:00 | 9.6374 | 4.341
2023-10-19 23:00 | 7.2045 | 4.6585
2023-10-20 | 4.8192 | 2.33
2023-10-20 01:00 | 6.1797 | 3.1017
2023-10-20 02:00 | 5.4153 | 3.6655
2023-10-20 03:00 | 2.6287 | 4.1748
2023-10-20 04:00 | 2.1027 | 1.6928
2023-10-20 05:00 | 2.3895 | 1.4288
2023-10-20 06:00 | 5.0172 | 1.0591
2023-10-20 07:00 | 8.1707 | 1.3762
2023-10-20 08:00 | 14.3822 | 1.5878
2023-10-20 09:00 | 13.6185 | 3.4364
2023-10-20 10:00 | 10.5143 | 2.5901
2023-10-20 11:00 | 7.5038 | 2.7492
2023-10-20 12:00 | 6.9795 | 1.5862
2023-10-20 13:00 | 4.2069 | 2.696
2023-10-20 14:00 | 5.162 | 2.009
2023-10-20 15:00 | 6.6911 | 1.9566
2023-10-20 16:00 | 5.3523 | 2.221
2023-10-20 17:00 | 6.7854 | 3.2245
2023-10-20 18:00 | 6.3552 | 2.8543
2023-10-20 19:00 | 5.9247 | 2.7483
2023-10-20 20:00 | 3.536 | 2.8542
2023-10-20 21:00 | 5.1609 | 3.3292
2023-10-20 22:00 | 5.1129 | 2.0095
2023-10-20 23:00 | 3.6321 | 4.7565
2023-10-21 | 4.3966 | 3.066
2023-10-21 01:00 | 3.7636 | 3.2379
2023-10-21 02:00 | 2.9345 | 1.6186
2023-10-21 03:00 | 2.3443 | 1.3724
2023-10-21 04:00 | 1.9619 | 1.109
2023-10-21 05:00 | 2.3448 | 0.52844
2023-10-21 06:00 | 1.9618 | 0.16022
2023-10-21 07:00 | 2.2009 | 0.37026
2023-10-21 08:00 | 2.2492 | 0.95044
2023-10-21 09:00 | 3.1103 | 1.2149
2023-10-21 10:00 | 3.7802 | 0.47567
2023-10-21 11:00 | 4.4502 | 0.89835
2023-10-21 12:00 | 4.5465 | 2.1645
2023-10-21 13:00 | 4.2117 | 2.3763
2023-10-21 14:00 | 5.4563 | 2.2174
2023-10-21 15:00 | 7.753 | 3.2732
2023-10-21 16:00 | 7.6565 | 4.8037
2023-10-21 17:00 | 9.7131 | 4.8034
2023-10-21 18:00 | 11.2919 | 6.1751
2023-10-21 19:00 | 9.7129 | 8.4434
2023-10-21 20:00 | 6.4596 | 5.8059
2023-10-21 21:00 | 6.89 | 6.65
2023-10-21 22:00 | 10.5257 | 9.9745
2023-10-21 23:00 | 12.0568 | 10.5557
2023-10-22 | 9.3777 | 11.0835
2023-10-22 01:00 | 6.9624 | 7.3791
2023-10-22 02:00 | 5.7491 | 9.065
2023-10-22 03:00 | 5.6058 | 7.1156
2023-10-22 04:00 | 9.5814 | 4.9019
2023-10-22 05:00 | 8.5758 | 3.7961
2023-10-22 06:00 | 9.2465 | 5.9037
2023-10-22 07:00 | 12.7929 | 5.3239
2023-10-22 08:00 | 16.779 | 4.903
2023-10-22 09:00 | 15.4406 | 4.6402
2023-10-22 10:00 | 9.826 | 3.5336
2023-10-22 11:00 | 7.0447 | 4.3231
2023-10-22 12:00 | 3.8337 | 2.6365
2023-10-22 13:00 | 3.4984 | 2.1089
2023-10-22 14:00 | 3.3545 | 1.7405
2023-10-22 15:00 | 4.3124 | 1.6878
2023-10-22 16:00 | 4.5516 | 2.109
2023-10-22 17:00 | 7.6175 | 1.6879
2023-10-22 18:00 | 40.204 | 1.1078
2023-10-22 19:00 | 41.9891 | 1.2133
2023-10-22 20:00 | 40.8703 | 2.0574
2023-10-22 21:00 | 34.7857 | 1.8993
2023-10-22 22:00 | 30.2683 | 1.7418
2023-10-22 23:00 | 26.3306 | 2.1094
2023-10-23 | 22.3005 | 2.7425
2023-10-23 01:00 | 21.3177 | 3.4403
2023-10-23 02:00 | 18.2388 | 1.967
2023-10-23 03:00 | 14.8789 | 1.8969
2023-10-23 04:00 | 12.7652 | 3.6332
2023-10-23 05:00 | 12.2863 | 4.1061
2023-10-23 06:00 | 18.9107 | 2.3696
2023-10-23 07:00 | 26.4116 | 2.5276
2023-10-23 08:00 | 28.9957 | 3.0009
2023-10-23 09:00 | 15.7373 | 2.8426
2023-10-23 10:00 | 10.4605 | 2.7381
2023-10-23 11:00 | 8.3489 | 2.3169
2023-10-23 12:00 | 7.5806 | 3.317
2023-10-23 13:00 | 7.677 | 3.4753
2023-10-23 14:00 | 7.1015 | 3.632
2023-10-23 15:00 | 6.7173 | 4.3694
2023-10-23 16:00 | 10.123 | 8.0002
2023-10-23 17:00 | 12.0417 | 8.5266
2023-10-23 18:00 | 12.7129 | 9.0527
2023-10-23 19:00 | 10.7942 | 8.053
2023-10-23 20:00 | 9.9785 | 4.6849
2023-10-23 21:00 | 10.5062 | 2.317
2023-10-23 22:00 | 7.8678 | 3.9493
2023-10-23 23:00 | 13.0011 | 3.7381
2023-10-24 | 12.1375 | 3.6332
2023-10-24 01:00 | 5.5727 | 4.7671
2023-10-24 02:00 | 6.4054 | 4.766
2023-10-24 03:00 | 6.2453 | 4.1007
2023-10-24 04:00 | 5.6209 | 2.6816
2023-10-24 05:00 | 5.2364 | 1.2622
2023-10-24 06:00 | 7.4942 | 1.7353
2023-10-24 07:00 | 12.5387 | 7.5689
2023-10-24 08:00 | 23.6888 | 9.147
2023-10-24 09:00 | 15.7147 | 9.2537
2023-10-24 10:00 | 10.0917 | 9.7272
2023-10-24 11:00 | 13.7446 | 7.2561
2023-10-24 12:00 | 9.8519 | 5.52
2023-10-24 13:00 | 4.5653 | 1.5776
2023-10-24 14:00 | 5.2854 | 1.8404
2023-10-24 15:00 | 6.0066 | 1.7357
2023-10-24 16:00 | 10.666 | 2.5762
2023-10-24 17:00 | 15.7099 | 1.4202
2023-10-24 18:00 | 31.9198 | 2.419
2023-10-24 19:00 | 48.4724 | 1.8934
2023-10-24 20:00 | 44.081 | 1.8933
2023-10-24 21:00 | 34.5183 | 2.1037
2023-10-24 22:00 | 7.0141 | 2.7341
2023-10-24 23:00 | 8.5994 | 2.5237
2023-10-25 | 4.9966 | 1.8935
2023-10-25 01:00 | 3.3999 | 2.1705
2023-10-25 02:00 | 3.1434 | 1.4002
2023-10-25 03:00 | 2.7426 | 1.6804
2023-10-25 04:00 | 2.5985 | 2.4155
2023-10-25 05:00 | 3.2713 | 3.8324
2023-10-25 06:00 | 5.2442 | 4.9343
2023-10-25 07:00 | 8.5146 | 4.7249
2023-10-25 08:00 | 9.3337 | 6.4047
2023-10-25 09:00 | 11.644 | 6.5625
2023-10-25 10:00 | 10.057 | 6.0385
2023-10-25 11:00 | 9.3361 | 6.8783
2023-10-25 12:00 | 8.5665 | 6.8786
2023-10-25 13:00 | 9.9619 | 5.6182
2023-10-25 14:00 | 10.4917 | 6.6688
2023-10-25 15:00 | 8.999 | 7.0359
2023-10-25 16:00 | 12.7025 | 6.51
2023-10-25 17:00 | 19.0514 | 7.4546
2023-10-25 18:00 | 41.7166 | 6.3522
2023-10-25 19:00 | 46.2157 | 5.0928
2023-10-25 20:00 | 42.1837 | 4.0432
2023-10-25 21:00 | 25.4036 | 5.1984
2023-10-25 22:00 | 24.9213 | 5.9854
2023-10-25 23:00 | 20.0614 | 4.1475
2023-10-26 | 9.8138 | 1.9957
2023-10-26 01:00 | 8.6074 | 1.7486
2023-10-26 02:00 | 12.2683 | 2.2378
2023-10-26 03:00 | 9.8756 | 1.8879
2023-10-26 04:00 | 2.4575 | 1.9923
2023-10-26 05:00 | 3.2763 | 1.73
2023-10-26 06:00 | 4.4326 | 1.7301
2023-10-26 07:00 | 5.0587 | 1.5731
2023-10-26 08:00 | 7.3228 | 1.3636
2023-10-26 09:00 | 11.2759 | 1.7829
2023-10-26 10:00 | 8.4819 | 1.4162
2023-10-26 11:00 | 7.3741 | 2.5694
2023-10-26 12:00 | 4.0001 | 0.83952
2023-10-26 13:00 | 4.2889 | 0.94419
2023-10-26 14:00 | 5.0113 | 1.4681
2023-10-26 15:00 | 6.5042 | 1.2591
2023-10-26 16:00 | 8.5431 | 2.0452
2023-10-26 17:00 | 17.2941 | 2.3599
2023-10-26 18:00 | 28.4224 | 1.678
2023-10-26 19:00 | 50.8627 | 1.2592
2023-10-26 20:00 | 46.0258 | 1.2587
2023-10-26 21:00 | 40.3152 | 2.7792
2023-10-26 22:00 | 32.3378 | 7.1814
2023-10-26 23:00 | 33.235 | 5.1903
2023-10-27 | 31.0783 | 4.8231
2023-10-27 01:00 | 28.0958 | 4.8161
2023-10-27 02:00 | 23.7075 | 2.5828
2023-10-27 03:00 | 21.1916 | 1.8327
2023-10-27 04:00 | 15.6316 | 0.99512
2023-10-27 05:00 | 6.5128 | 0.89086
2023-10-27 06:00 | 13.365 | 0.73313
2023-10-27 07:00 | 5.2584 | 1.0475
2023-10-27 08:00 | 9.1176 | 1.9897
2023-10-27 09:00 | 16.8368 | 2.1467
2023-10-27 10:00 | 20.1697
2023-10-27 11:00 | 7.962 | 1.1175
2023-10-27 12:00 | 7.5752 | 1.2569
2023-10-27 13:00 | 5.4049 | 1.6235
2023-10-27 14:00 | 7.5277 | 1.6755
2023-10-27 15:00 | 8.1533 | 2.4089
2023-10-27 16:00 | 11.434 | 1.7283
2023-10-27 17:00 | 37.6277 | 1.4668
2023-10-27 18:00 | 24.6501 | 1.7807
2023-10-27 19:00 | 7.7669 | 1.8849
2023-10-27 20:00 | 8.9244 | 1.5182
2023-10-27 21:00 | 21.804 | 1.4141
2023-10-27 22:00 | 6.4644 | 1.5186
2023-10-27 23:00 | 3.4253 | 1.3622
2023-10-28 | 4.8248 | 0.89065
2023-10-28 01:00 | 10.6922 | 1.6732
2023-10-28 02:00 | 3.6075 | 1.4638
2023-10-28 03:00 | 1.5465 | 0.78457
2023-10-28 04:00 | 1.4015 | 1.3075
2023-10-28 05:00 | 1.8844 | 0.78476
2023-10-28 06:00 | 2.947 | 0.99385
2023-10-28 07:00 | 3.8165 | 0.83684
2023-10-28 08:00 | 4.7344 | 0.57543
2023-10-28 09:00 | 2.8024 | 0.62763
2023-10-28 10:00 | 3.5271 | 0.99397
2023-10-28 11:00 | 3.3339 | 0.88937
2023-10-28 12:00 | 6.1846 | 1.4122
2023-10-28 13:00 | 4.252 | 1.2553
2023-10-28 14:00 | 4.0106 | 1.1508
2023-10-28 15:00 | 4.397 | 1.046
2023-10-28 16:00 | 4.3487 | 1.8303
2023-10-28 17:00 | 5.266 | 1.5688
2023-10-28 18:00 | 5.4107 | 1.7252
2023-10-28 19:00 | 3.8166 | 1.3072
2023-10-28 20:00 | 3.4783 | 0.73274
2023-10-28 21:00 | 2.416 | 1.3596
2023-10-28 22:00 | 2.2228 | 1.046
2023-10-28 23:00 | 1.8846 | 1.3594
2023-10-29 | 2.7542 | 0.94132
2023-10-29 01:00 | 2.1935 | 2.367
2023-10-29 02:00 | 1.8706
2023-10-29 03:00 | 2.2253 | 0.62708
2023-10-29 04:00 | 2.0801 | 1.6189
2023-10-29 05:00 | 3.0475 | 0.88786
2023-10-29 06:00 | 2.0318 | 0.67917
2023-10-29 07:00 | 1.8382 | 0.57483
2023-10-29 08:00 | 2.2253 | 0.83572
2023-10-29 09:00 | 2.3224 | 0.99254
2023-10-29 10:00 | 2.9994 | 0.52257
2023-10-29 11:00 | 2.7574 | 0.73109
2023-10-29 12:00 | 3.3384 | 0.67923
2023-10-29 13:00 | 3.1447 | 0.67917
2023-10-29 14:00 | 3.9672 | 0.57438
2023-10-29 15:00 | 6.3859 | 2.036
2023-10-29 16:00 | 7.5947 | 0.94017
2023-10-29 17:00 | 3.1928 | 0.67917
2023-10-29 18:00 | 3.3382 | 0.6794
2023-10-29 19:00 | 2.7092 | 0.47065
2023-10-29 20:00 | 2.7575 | 1.2535
2023-10-29 21:00 | 2.7089 | 0.47048
2023-10-29 22:00 | 1.9352 | 1.3579
2023-10-29 23:00 | 2.1289 | 0.78318
2023-10-30 | 1.2098 | 1.2532
2023-10-30 01:00 | 1.9377 | 0.69566
2023-10-30 02:00 | 1.5504 | 1.2514
2023-10-30 03:00 | 1.9375 | 2.3982
2023-10-30 04:00 | 1.9862 | 0.83447
2023-10-30 05:00 | 2.4706 | 0.83467
2023-10-30 06:00 | 2.4222 | 2.9716
2023-10-30 07:00 | 2.3737 | 0.41763
2023-10-30 08:00 | 4.1174 | 0.88665
2023-10-30 09:00 | 5.5711 | 1.9814
2023-10-30 10:00 | 5.5714 | 2.2422
2023-10-30 11:00 | 5.4261 | 1.8251
2023-10-30 12:00 | 5.2321 | 2.5549
2023-10-30 13:00 | 6.0076 | 2.0858
2023-10-30 14:00 | 5.9103 | 1.8256
2023-10-30 15:00 | 7.0245 | 1.9294
2023-10-30 16:00 | 11.4802 | 1.356
2023-10-30 17:00 | 16.3239 | 2.7635
2023-10-30 18:00 | 20.3919 | 3.8584
2023-10-30 19:00 | 36.2842 | 5.4221
2023-10-30 20:00 | 49.1654 | 5.37
2023-10-30 21:00 | 41.9582 | 3.2846
2023-10-30 22:00 | 34.4032 | 2.2941
2023-10-30 23:00 | 30.701 | 3.0762
2023-10-31 | 27.1246 | 3.1805
2023-10-31 01:00 | 25.3719 | 2.1522
2023-10-31 02:00 | 21.4137 | 1.8745
2023-10-31 03:00 | 18.1924 | 2.0829
2023-10-31 04:00 | 16.0559 | 2.8637
2023-10-31 05:00 | 13.5326 | 3.0202
2023-10-31 06:00 | 5.093 | 2.2392
2023-10-31 07:00 | 7.6635 | 0.88527
2023-10-31 08:00 | 7.0331 | 0.83346
2023-10-31 09:00 | 12.3213 | 1.406
2023-10-31 10:00 | 10.6733 | 2.3953
2023-10-31 11:00 | 5.1914 | 1.0417
2023-10-31 12:00 | 5.1919 | 1.302
2023-10-31 13:00 | 5.0463 | 1.0937
2023-10-31 14:00 | 6.21 | 1.4582
2023-10-31 15:00 | 9.7505 | 1.1458
2023-10-31 16:00 | 8.4401 | 1.5622
2023-10-31 17:00 | 8.7794 | 2.499
2023-10-31 18:00 | 7.9547 | 1.354
2023-10-31 19:00 | 6.3057 | 1.2499
2023-10-31 20:00 | 5.2385 | 1.5102
2023-10-31 21:00 | 4.6565 | 3.3322
2023-10-31 22:00 | 7.1787 | 4.2173
2023-10-31 23:00 | 7.858 | 1.5621
2023-11-01 | 3.5896 | 1.7183
2023-11-01 01:00 | 2.3964 | 1.2482
2023-11-01 02:00 | 2.5256 | 1.5253
2023-11-01 03:00 | 1.6516 | 1.8719
2023-11-01 04:00 | 1.4575 | 1.872
2023-11-01 05:00 | 2.7204 | 1.8721
2023-11-01 06:00 | 2.2347 | 1.7159
2023-11-01 07:00 | 2.6233 | 1.5081
2023-11-01 08:00 | 3.2061 | 0.93615
2023-11-01 09:00 | 4.2746 | 0.83221
2023-11-01 10:00 | 3.9834 | 1.2479
2023-11-01 11:00 | 4.2264 | 1.508
2023-11-01 12:00 | 3.4005 | 0.93605
2023-11-01 13:00 | 3.8382 | 1.3001
2023-11-01 14:00 | 5.1014 | 0.93622
2023-11-01 15:00 | 4.5671 | 0.46836
2023-11-01 16:00 | 6.5095 | 0.52031
2023-11-01 17:00 | 8.5491 | 1.4042
2023-11-01 18:00 | 4.9549 | 1.04
2023-11-01 19:00 | 4.5176 | 0.67628
2023-11-01 20:00 | 3.9349 | 1.0919
2023-11-01 21:00 | 2.9635 | 1.1961
2023-11-01 22:00 | 2.1381 | 0.72813
2023-11-01 23:00 | 2.2834 | 0.83214
2023-11-02 | 2.0892 | 0.67614
2023-11-02 01:00 | 2.3351 | 0.76177
2023-11-02 02:00 | 1.2978 | 0.96926
2023-11-02 03:00 | 1.1684 | 0.62325
2023-11-02 04:00 | 0.97337 | 0.25987
2023-11-02 05:00 | 0.87638 | 0.2079
2023-11-02 06:00 | 1.3625 | 0.67505
2023-11-02 07:00 | 1.8487
2023-11-02 08:00 | 2.5296 | 0.57149
2023-11-02 09:00 | 11.1877 | 0.69258
2023-11-02 10:00 | 13.8628 | 5.2443
2023-11-02 11:00 | 9.6806 | 3.7903
2023-11-02 12:00 | 8.0273 | 4.1022
2023-11-02 13:00 | 7.3945 | 3.5827
2023-11-02 14:00 | 7.5888 | 3.1673
2023-11-02 15:00 | 9.0472 | 3.2713
2023-11-02 16:00 | 8.7063 | 4.1019
2023-11-02 17:00 | 9.2902 | 4.2056
2023-11-02 18:00 | 10.0198 | 3.323
2023-11-02 19:00 | 10.2629 | 1.8695
2023-11-02 20:00 | 7.1502 | 1.8174
2023-11-02 21:00 | 6.9067 | 1.7655
2023-11-02 22:00 | 6.6149 | 2.3886
2023-11-02 23:00 | 5.0588 | 1.6617
2023-11-03 | 3.1133 | 0.6753
2023-11-03 01:00 | 2.4679 | 0.62237
2023-11-03 02:00 | 2.3381 | 0.20748
2023-11-03 03:00 | 2.4352 | 0.36317
2023-11-03 04:00 | 1.6077 | 0.25945
2023-11-03 05:00 | 1.4612
2023-11-03 06:00 | 2.7275 | 1.2445
2023-11-03 07:00 | 5.5038 | 4.148
2023-11-03 08:00 | 32.0836 | 2.126
2023-11-03 09:00 | 26.9865 | 1.2964
2023-11-03 10:00 | 17.7807 | 1.0373
2023-11-03 11:00 | 6.43 | 0.82982
2023-11-03 12:00 | 5.1641 | 0.88163
2023-11-03 13:00 | 4.9209 | 0.88161
2023-11-03 14:00 | 4.3357 | 0.77797
2023-11-03 15:00 | 5.1632 | 1.4519
2023-11-03 16:00 | 6.1859 | 1.1926
2023-11-03 17:00 | 11.0558 | 1.7631
2023-11-03 18:00 | 22.2089 | 3.9926
2023-11-03 19:00 | 17.5336 | 9.644
2023-11-03 20:00 | 17.6306 | 13.4808
2023-11-03 21:00 | 15.0009 | 13.4807
2023-11-03 22:00 | 17.1923 | 9.644
2023-11-03 23:00 | 16.8996 | 7.4145
2023-11-04 | 16.559 | 6.0666
2023-11-04 01:00 | 21.8505 | 6.9039
2023-11-04 02:00 | 17.6873 | 5.4541
2023-11-04 03:00 | 17.9978 | 2.7444
2023-11-04 04:00 | 3.9512 | 0.77677
2023-11-04 05:00 | 1.6589 | 1.0356
2023-11-04 06:00 | 1.7075 | 1.4499
2023-11-04 07:00 | 1.6589 | 0.62144
2023-11-04 08:00 | 2.2929 | 0.5696
2023-11-04 09:00 | 3.0734 | 0.5697
2023-11-04 10:00 | 3.2199 | 0.98394
2023-11-04 11:00 | 3.7564 | 0.77681
2023-11-04 12:00 | 5.6583 | 0.88034
2023-11-04 13:00 | 9.5111 | 1.3981
2023-11-04 14:00 | 5.7554 | 0.82858
2023-11-04 15:00 | 4.0977 | 1.191
2023-11-04 16:00 | 3.2685 | 0.93211
2023-11-04 17:00 | 2.9271 | 0.98386
2023-11-04 18:00 | 3.3658 | 1.0357
2023-11-04 19:00 | 4.1948 | 0.88029
2023-11-04 20:00 | 3.8535 | 0.62148
2023-11-04 21:00 | 2.5369 | 0.72506
2023-11-04 22:00 | 2.5367 | 1.1392
2023-11-04 23:00 | 4.2923 | 0.77677
2023-11-05 | 7.5111 | 2.123
2023-11-05 01:00 | 15.8876 | 3.1025
2023-11-05 02:00 | 19.5991 | 2.2063
2023-11-05 03:00 | 11.4761 | 2.9474
2023-11-05 04:00 | 3.2722 | 2.5854
2023-11-05 05:00 | 3.6139 | 2.482
2023-11-05 06:00 | 4.6881 | 3.4127
2023-11-05 07:00 | 6.202 | 4.4986
2023-11-05 08:00 | 5.4698 | 4.1884
2023-11-05 09:00 | 4.0055 | 2.2235
2023-11-05 10:00 | 3.469 | 2.3786
2023-11-05 11:00 | 4.1039 | 3.5163
2023-11-05 12:00 | 5.4232 | 3.206
2023-11-05 13:00 | 5.7647 | 2.3787
2023-11-05 14:00 | 5.7159 | 1.8098
2023-11-05 15:00 | 4.7383 | 1.0342
2023-11-05 16:00 | 4.8355 | 0.93078
2023-11-05 17:00 | 7.7163 | 1.4995
2023-11-05 18:00 | 10.6461 | 1.7581
2023-11-05 19:00 | 15.5296 | 1.6547
2023-11-05 20:00 | 17.0435 | 2.8957
2023-11-05 21:00 | 15.1875 | 2.5337
2023-11-05 22:00 | 12.4042 | 1.9132
2023-11-05 23:00 | 8.0581 | 2.6371
2023-11-06 | 4.6887 | 3.1025
2023-11-06 01:00 | 4.2385 | 0.48194
2023-11-06 02:00 | 1.696 | 0.68849
2023-11-06 03:00 | 2.299 | 0.98109
2023-11-06 04:00 | 0.92975 | 0.41309
2023-11-06 05:00 | 0.78292 | 0.1549
2023-11-06 06:00 | 2.3477 | 0.77454
2023-11-06 07:00 | 6.8954 | 0.98109
2023-11-06 08:00 | 15.5519 | 3.1498
2023-11-06 09:00 | 31.898 | 8.52
2023-11-06 10:00 | 18.2984 | 5.4735
2023-11-06 11:00 | 14.2872 | 5.8349
2023-11-06 12:00 | 6.556 | 1.3425
2023-11-06 13:00 | 4.6485 | 0.72291
2023-11-06 14:00 | 4.6968 | 0.92945
2023-11-06 15:00 | 5.2833 | 1.0327
2023-11-06 16:00 | 7.1897 | 1.2393
2023-11-06 17:00 | 11.4925 | 1.0844
2023-11-06 18:00 | 21.8101 | 1.9622
2023-11-06 19:00 | 28.8027 | 2.9949
2023-11-06 20:00 | 32.8169 | 2.4269
2023-11-06 21:00 | 36.312 | 1.704
2023-11-06 22:00 | 27.2101 | 3.7695
2023-11-06 23:00 | 15.3123 | 5.4219
2023-11-07 | 7.5317 | 7.2808
2023-11-07 01:00 | 8.9451 | 9.3506
2023-11-07 02:00 | 17.0417 | 6.8753
2023-11-07 03:00 | 3.771 | 7.0645
2023-11-07 04:00 | 3.9174 | 5.2081
2023-11-07 05:00 | 7.1493 | 7.2708
2023-11-07 06:00 | 10.2835 | 10.6741
2023-11-07 07:00 | 19.1027 | 13.9228
2023-11-07 08:00 | 23.4647 | 9.2302
2023-11-07 09:00 | 28.6064 | 8.4566
2023-11-07 10:00 | 17.6344 | 5.208
2023-11-07 11:00 | 12.0021 | 4.8986
2023-11-07 12:00 | 9.2588 | 2.9907
2023-11-07 13:00 | 6.0256 | 2.9391
2023-11-07 14:00 | 4.9476 | 4.1767
2023-11-07 15:00 | 6.7594 | 3.6095
2023-11-07 16:00 | 8.6683 | 2.733
2023-11-07 17:00 | 20.2237 | 3.9189
2023-11-07 18:00 | 27.8624 | 4.5893
2023-11-07 19:00 | 26.393 | 8.1989
2023-11-07 20:00 | 25.9034 | 8.7662
2023-11-07 21:00 | 14.8861 | 10.5194
2023-11-07 22:00 | 16.0613 | 10.6226
2023-11-07 23:00 | 26.6902 | 12.3242
2023-11-08 | 31.1511 | 10.7257
2023-11-08 01:00 | 30.6716 | 8.4451
2023-11-08 02:00 | 25.1166 | 4.5316
2023-11-08 03:00 | 23.2972 | 1.4933
2023-11-08 04:00 | 7.0129 | 0.92679
2023-11-08 05:00 | 2.4029 | 1.0298
2023-11-08 06:00 | 2.3049 | 1.6477
2023-11-08 07:00 | 3.2367 | 1.6991
2023-11-08 08:00 | 3.5803 | 1.6478
2023-11-08 09:00 | 4.4137 | 1.7507
2023-11-08 10:00 | 4.3648 | 2.1627
2023-11-08 11:00 | 3.9726 | 2.1627
2023-11-08 12:00 | 4.4137 | 3.6561
2023-11-08 13:00 | 4.4628 | 2.5747
2023-11-08 14:00 | 4.3153 | 3.3986
2023-11-08 15:00 | 4.7571 | 2.0598
2023-11-08 16:00 | 8.2383 | 2.8837
2023-11-08 17:00 | 10.7876 | 2.935
2023-11-08 18:00 | 15.8871 | 2.5231
2023-11-08 19:00 | 36.2365 | 2.2141
2023-11-08 20:00 | 32.3622 | 2.8321
2023-11-08 21:00 | 22.3594 | 4.5829
2023-11-08 22:00 | 10.2488 | 7.0547
2023-11-08 23:00 | 9.7092 | 6.2309
2023-11-09 | 15.7401 | 3.7591
2023-11-09 01:00 | 15.5157 | 3.9766
2023-11-09 02:00 | 17.4798 | 7.7479
2023-11-09 03:00 | 16.4974 | 5.245
2023-11-09 04:00 | 16.0557 | 2.6224
2023-11-09 05:00 | 10.9006 | 1.3368
2023-11-09 06:00 | 4.223 | 2.5196
2023-11-09 07:00 | 5.5485 | 1.1826
2023-11-09 08:00 | 18.0204 | 1.1825
2023-11-09 09:00 | 18.806 | 1.0797
2023-11-09 10:00 | 17.9241 | 2.1082
2023-11-09 11:00 | 9.0843 | 1.1826
2023-11-09 12:00 | 6.8751 | 0.82261
2023-11-09 13:00 | 8.2992 | 0.82261
2023-11-09 14:00 | 8.7412 | 1.1825
2023-11-09 15:00 | 7.1693 | 0.87403
2023-11-09 16:00 | 7.7094 | 1.1825
2023-11-09 17:00 | 9.133 | 0.97695
2023-11-09 18:00 | 10.0653 | 0.87399
2023-11-09 19:00 | 14.7298 | 1.0284
2023-11-09 20:00 | 14.4844 | 0.97688
2023-11-09 21:00 | 8.5925 | 1.4911
2023-11-09 22:00 | 8.2488 | 2.1083
2023-11-09 23:00 | 6.7759 | 2.5712
2023-11-10 | 7.0705 | 1.2342
2023-11-10 01:00 | 4.7856 | 1.3008
2023-11-10 02:00 | 2.2291 | 0.41084
2023-11-10 03:00 | 1.7212 | 0.8215
2023-11-10 04:00 | 2.8519 | 0.92412
2023-11-10 05:00 | 3.3435 | 1.1294
2023-11-10 06:00 | 4.2285 | 2.8756
2023-11-10 07:00 | 7.375 | 4.8271
2023-11-10 08:00 | 20.0124 | 4.3647
2023-11-10 09:00 | 47.4784 | 3.6973
2023-11-10 10:00 | 31.2331 | 1.8485
2023-11-10 11:00 | 31.0331 | 2.5162
2023-11-10 12:00 | 31.6826 | 6.3161
2023-11-10 13:00 | 8.5086 | 5.3914
2023-11-10 14:00 | 13.5233 | 6.4699
2023-11-10 15:00 | 11.2613 | 13.094
2023-11-10 16:00 | 9.589 | 11.2973
2023-11-10 17:00 | 13.2759 | 8.165
2023-11-10 18:00 | 19.1757 | 6.3164
2023-11-10 19:00 | 18.7331 | 7.8056
2023-11-10 20:00 | 17.7986 | 6.9324
2023-11-10 21:00 | 16.1269 | 6.0081
2023-11-10 22:00 | 22.6656 | 5.9053
2023-11-10 23:00 | 23.308 | 7.1892
2023-11-11 | 21.5918 | 6.3674
2023-11-11 01:00 | 12.5383 | 3.9655
2023-11-11 02:00 | 12.4068 | 3.0082
2023-11-11 03:00 | 22.2558 | 2.7689
2023-11-11 04:00 | 19.7474 | 3.3844
2023-11-11 05:00 | 11.9649 | 2.82
2023-11-11 06:00 | 17.836 | 2.4613
2023-11-11 07:00 | 16.5969 | 2.4612
2023-11-11 08:00 | 16.9401 | 2.7176
2023-11-11 09:00 | 22.0693 | 2.5122
2023-11-11 10:00 | 9.7032 | 3.2301
2023-11-11 11:00 | 5.6152 | 3.5888
2023-11-11 12:00 | 4.8273 | 2.9222
2023-11-11 13:00 | 4.9745 | 3.0761
2023-11-11 14:00 | 5.1216 | 3.3325
2023-11-11 15:00 | 8.2232 | 3.4866
2023-11-11 16:00 | 28.613 | 3.1789
2023-11-11 17:00 | 41.3238 | 3.692
2023-11-11 18:00 | 42.2512 | 2.8199
2023-11-11 19:00 | 42.7964 | 2.3074
2023-11-11 20:00 | 41.8931 | 2.2047
2023-11-11 21:00 | 37.852 | 2.769
2023-11-11 22:00 | 29.7291 | 5.7947
2023-11-11 23:00 | 13.835 | 7.128
2023-11-12 | 12.8994 | 2.9742
2023-11-12 01:00 | 10.5173 | 1.9798
2023-11-12 02:00 | 8.808 | 2.4579
2023-11-12 03:00 | 8.6273 | 3.226
2023-11-12 04:00 | 2.8597 | 2.9699
2023-11-12 05:00 | 3.6484 | 1.5872
2023-11-12 06:00 | 2.9581 | 1.5361
2023-11-12 07:00 | 3.7964 | 2.1505
2023-11-12 08:00 | 6.951 | 2.0995
2023-11-12 09:00 | 7.1978 | 2.048
2023-11-12 10:00 | 10.994 | 2.8675
2023-11-12 11:00 | 9.91 | 3.0725
2023-11-12 12:00 | 8.7758 | 3.6355
2023-11-12 13:00 | 8.2832 | 3.1233
2023-11-12 14:00 | 7.0506 | 3.5329
2023-11-12 15:00 | 6.5573 | 2.765
2023-11-12 16:00 | 9.4656 | 2.7139
2023-11-12 17:00 | 13.7544 | 3.4822
2023-11-12 18:00 | 14.0993 | 4.3528
2023-11-12 19:00 | 9.8107 | 4.8138
2023-11-12 20:00 | 32.2477 | 7.0157
2023-11-12 21:00 | 44.8099 | 5.9919
2023-11-12 22:00 | 21.754 | 5.6331
2023-11-12 23:00 | 20.3608 | 5.2744
2023-11-13 | 33.329 | 5.582
2023-11-13 01:00 | 16.3919 | 2.1135
2023-11-13 02:00 | 3.1599 | 1.9773
2023-11-13 03:00 | 1.3825 | 1.3805
2023-11-13 04:00 | 1.728 | 1.3293
2023-11-13 05:00 | 2.3698 | 1.4827
2023-11-13 06:00 | 2.0739 | 1.0223
2023-11-13 07:00 | 3.6038 | 0.66421
2023-11-13 08:00 | 4.0483 | 2.5056
2023-11-13 09:00 | 5.9735 | 2.7105
2023-11-13 10:00 | 4.9866 | 2.7099
2023-11-13 11:00 | 4.8887 | 2.5055
2023-11-13 12:00 | 3.7529 | 1.7381
2023-11-13 13:00 | 6.4196 | 1.0223
2023-11-13 14:00 | 3.7531 | 0.86863
2023-11-13 15:00 | 4.0492 | 0.7667
2023-11-13 16:00 | 5.1349 | 1.3294
2023-11-13 17:00 | 5.8749 | 1.0736
2023-11-13 18:00 | 5.3319 | 1.1757
2023-11-13 19:00 | 3.6534 | 1.0735
2023-11-13 20:00 | 3.7027 | 0.61306
2023-11-13 21:00 | 2.4688 | 0.45999
2023-11-13 22:00 | 2.9621 | 1.9943
2023-11-13 23:00 | 3.061 | 2.2498
2023-11-14 | 1.4814 | 1.636
2023-11-14 01:00 | 2.1094 | 1.2255
2023-11-14 02:00 | 1.582 | 0.74915
2023-11-14 03:00 | 1.4336 | 0.61253
2023-11-14 04:00 | 1.5324 | 1.0212
2023-11-14 05:00 | 1.4337 | 1.1231
2023-11-14 06:00 | 1.8787 | 1.3786
2023-11-14 07:00 | 5.8824 | 2.3999
2023-11-14 08:00 | 10.0343 | 2.1444
2023-11-14 09:00 | 9.2439 | 3.5744
2023-11-14 10:00 | 8.453 | 3.4213
2023-11-14 11:00 | 6.0803 | 2.9106
2023-11-14 12:00 | 7.563 | 1.8382
2023-11-14 13:00 | 9.2934 | 1.3273
2023-11-14 14:00 | 7.6626 | 3.8299
2023-11-14 15:00 | 6.1802 | 3.4212
2023-11-14 16:00 | 9.7882 | 6.0259
2023-11-14 17:00 | 15.1262 | 7.7114
2023-11-14 18:00 | 24.7649 | 5.413
2023-11-14 19:00 | 21.6507 | 6.1284
2023-11-14 20:00 | 19.6733 | 5.5151
2023-11-14 21:00 | 15.0269 | 4.3405
2023-11-14 22:00 | 14.1375 | 7.2517
2023-11-14 23:00 | 10.6771 | 5.4643
2023-11-15 | 9.046 | 4.2388
2023-11-15 01:00 | 7.1938 | 1.2915
2023-11-15 02:00 | 4.092 | 2.5158
2023-11-15 03:00 | 3.7621 | 3.161
2023-11-15 04:00 | 3.6631 | 1.5297
2023-11-15 05:00 | 4.8014 | 1.5805
2023-11-15 06:00 | 4.5045 | 2.2437
2023-11-15 07:00 | 8.4145 | 3.5696
2023-11-15 08:00 | 15.0476 | 4.6916
2023-11-15 09:00 | 22.08 | 7.0374
2023-11-15 10:00 | 13.5173 | 10.5541
2023-11-15 11:00 | 7.4775 | 8.0041
2023-11-15 12:00 | 7.1805 | 4.8433
2023-11-15 13:00 | 5.6454 | 3.8232
2023-11-15 14:00 | 4.3574 | 3.4156
2023-11-15 15:00 | 6.5845 | 2.3452
2023-11-15 16:00 | 11.8804 | 4.8442
2023-11-15 17:00 | 19.6506 | 7.8027
2023-11-15 18:00 | 31.6862 | 11.22
2023-11-15 19:00 | 36.1998 | 11.7808
2023-11-15 20:00 | 24.0558 | 11.1688
2023-11-15 21:00 | 31.3372 | 12.8013
2023-11-15 22:00 | 33.0289 | 14.5352
2023-11-15 23:00 | 31.3875 | 8.9246
2023-11-16 | 36.9813 | 3.3653
2023-11-16 01:00 | 32.1238 | 2.1044
2023-11-16 02:00 | 27.2292 | 2.2403
2023-11-16 03:00 | 21.1645 | 1.731
2023-11-16 04:00 | 13.5806 | 2.1891
2023-11-16 05:00 | 4.5106 | 2.3932
2023-11-16 06:00 | 3.8664 | 2.5458
2023-11-16 07:00 | 5.7498 | 3.7171
2023-11-16 08:00 | 10.359 | 5.0924
2023-11-16 09:00 | 11.1028
2023-11-16 10:00 | 8.9225
2023-11-16 11:00 | 6.3944
2023-11-16 12:00 | 7.2868
2023-11-16 13:00 | 9.7653
2023-11-16 14:00 | 10.3106
2023-11-16 15:00 | 22.8529
2023-11-16 16:00 | 41.7894
2023-11-16 17:00 | 38.8609
2023-11-16 18:00 | 31.0775
2023-11-16 19:00 | 28.1532
2023-11-16 20:00 | 19.9254
2023-11-16 21:00 | 17.7444
2023-11-16 22:00 | 14.4728
2023-11-16 23:00 | 13.4811
2023-11-17 | 14.2253
2023-11-17 01:00 | 13.5654
2023-11-17 02:00 | 12.6395
2023-11-17 03:00 | 15.7827
2023-11-17 04:00 | 11.6138
2023-11-17 05:00 | 9.9262
2023-11-17 06:00 | 9.43
2023-11-17 07:00 | 26.3179
2023-11-17 08:00 | 36.5919
2023-11-17 09:00 | 27.7091
2023-11-17 10:00 | 11.2525
2023-11-17 11:00 | 8.2737
2023-11-17 12:00 | 11.2705
2023-11-17 13:00 | 7.8445
2023-11-17 14:00 | 11.8652 | 10.5142
2023-11-17 15:00 | 10.9202 | 5.4511
2023-11-17 16:00 | 16.8743 | 3.1837
2023-11-17 17:00 | 23.9219 | 2.9906
2023-11-17 18:00 | 69.6144 | 2.171
2023-11-17 19:00 | 63.1437 | 2.0741
2023-11-17 20:00 | 60.1514 | 1.1574
2023-11-17 21:00 | 55.8617 | 0.48155
2023-11-17 22:00 | 49.3038 | 1.7358
2023-11-17 23:00 | 14.601 | 1.8327
2023-11-18 | 5.6084 | 2.1707
2023-11-18 01:00 | 5.2266 | 1.0931
2023-11-18 02:00 | 2.3155 | 1.6078
2023-11-18 03:00 | 2.8284 | 3.1837
2023-11-18 04:00 | 2.4811 | 1.0128
2023-11-18 05:00 | 1.886 | 1.1572
2023-11-18 06:00 | 2.4811 | 1.3984
2023-11-18 07:00 | 2.7788 | 1.7365
2023-11-18 08:00 | 2.5802 | 1.0123
2023-11-18 09:00 | 3.275 | 0.62671
2023-11-18 10:00 | 3.7219 | 0.72336
2023-11-18 11:00 | 4.0195 | 1.7363
2023-11-18 12:00 | 3.2258 | 0.81911
2023-11-18 13:00 | 4.3666 | 1.6402
2023-11-18 14:00 | 7.6414 | 2.894
2023-11-18 15:00 | 7.7904 | 3.0386
2023-11-18 16:00 | 8.4844 | 5.4509
2023-11-18 17:00 | 11.0644 | 5.2096
2023-11-18 18:00 | 9.7249 | 5.4997
2023-11-18 19:00 | 6.4997 | 4.4866
2023-11-18 20:00 | 6.9959 | 3.6659
2023-11-18 21:00 | 5.2099 | 3.1356
2023-11-18 22:00 | 3.8705 | 2.8942
2023-11-18 23:00 | 2.5308 | 2.1702
2023-11-19 | 1.1419 | 1.9776
2023-11-19 01:00 | 1.5217 | 1.0932
2023-11-19 02:00 | 1.3894 | 0.90052
2023-11-19 03:00 | 0.89304 | 0.67486
2023-11-19 04:00 | 0.84378 | 2.0257
2023-11-19 05:00 | 2.7781 | 2.3635
2023-11-19 06:00 | 0.79425 | 1.9775
2023-11-19 07:00 | 1.0916 | 3.0872
2023-11-19 08:00 | 2.0838 | 1.7847
2023-11-19 09:00 | 1.4394 | 1.3503
2023-11-19 10:00 | 1.5388 | 0.91602
2023-11-19 11:00 | 2.9773 | 1.1085
2023-11-19 12:00 | 2.2829 | 1.6396
2023-11-19 13:00 | 1.9353 | 2.7974
2023-11-19 14:00 | 2.9275 | 2.1218
2023-11-19 15:00 | 2.4806 | 1.3987
2023-11-19 16:00 | 2.7784 | 0.81907
2023-11-19 17:00 | 3.1255 | 1.1089
2023-11-19 18:00 | 3.7206 | 1.302
2023-11-19 19:00 | 4.0678 | 1.1089
2023-11-19 20:00 | 4.1674 | 1.0608
2023-11-19 21:00 | 3.5223 | 0.81991
2023-11-19 22:00 | 3.2742 | 0.8196
2023-11-19 23:00 | 4.1672 | 1.9292
2023-11-20 | 2.9765 | 1.3017
2023-11-20 01:00 | 2.2486 | 0.44895
2023-11-20 02:00 | 1.9186 | 0.44989
2023-11-20 03:00 | 1.1908 | 0.3852
2023-11-20 04:00 | 1.7364 | 0.38535
2023-11-20 05:00 | 2.1823 | 0.2403
2023-11-20 06:00 | 2.3313 | -0.00093
2023-11-20 07:00 | 1.7859 | 0.96392
2023-11-20 08:00 | 4.7614 | 1.9288
2023-11-20 09:00 | 7.6373 | 1.6874
2023-11-20 10:00 | 11.1091 | 3.3273
2023-11-20 11:00 | 7.3404 | 5.0159
2023-11-20 12:00 | 7.1922 | 2.7001
2023-11-20 13:00 | 9.3735 | 3.2308
2023-11-20 14:00 | 12.2494 | 4.3406
2023-11-20 15:00 | 12.6961 | 6.5122
2023-11-20 16:00 | 19.1431 | 6.0781
2023-11-20 17:00 | 33.6725 | 6.0782
2023-11-20 18:00 | 31.2417 | 7.9111
2023-11-20 19:00 | 16.315 | 7.6703
2023-11-20 20:00 | 14.6783 | 5.3544
2023-11-20 21:00 | 8.8271 | 5.3541
2023-11-20 22:00 | 7.5874 | 5.258
2023-11-20 23:00 | 7.1906 | 5.6925
2023-11-21 | 5.6037 | 5.9336
2023-11-21 01:00 | 4.4283 | 6.2396
2023-11-21 02:00 | 3.8997 | 5.5963
2023-11-21 03:00 | 5.0564 | 5.6925
2023-11-21 04:00 | 4.8581 | 5.837
2023-11-21 05:00 | 3.8171 | 3.1355
2023-11-21 06:00 | 5.1061 | 3.1351
2023-11-21 07:00 | 5.6516 | 2.46
2023-11-21 08:00 | 8.2296 | 3.0871
2023-11-21 09:00 | 11.1057 | 4.5823
2023-11-21 10:00 | 9.6688 | 5.6914
2023-11-21 11:00 | 8.7277 | 6.3664
2023-11-21 12:00 | 9.8194 | 6.4629
2023-11-21 13:00 | 11.2554 | 7.3316
2023-11-21 14:00 | 12.941 | 8.007
2023-11-21 15:00 | 15.5184 | 6.4634
2023-11-21 16:00 | 15.8147 | 5.7882
2023-11-21 17:00 | 9.9159 | 4.5343
2023-11-21 18:00 | 8.5768 | 4.679
2023-11-21 19:00 | 9.1715 | 5.3063
2023-11-21 20:00 | 9.1214 | 5.8374
2023-11-21 21:00 | 10.2119 | 5.789
2023-11-21 22:00 | 15.0204 | 5.4508
2023-11-21 23:00 | 13.0374 | 4.5823
2023-11-22 | 12.6407 | 5.4026
2023-11-22 01:00 | 11.8938 | 5.5313
2023-11-22 02:00 | 10.8367 | 6.11
2023-11-22 03:00 | 9.9119 | 5.499
2023-11-22 04:00 | 9.4161 | 5.7889
2023-11-22 05:00 | 9.1681 | 5.8373
2023-11-22 06:00 | 10.2092 | 6.7533
2023-11-22 07:00 | 17.6446 | 7.1878
2023-11-22 08:00 | 28.5203 | 8.9244
2023-11-22 09:00 | 27.0405 | 8.7774
2023-11-22 10:00 | 18.4022
2023-11-22 11:00 | 19.387
2023-11-22 12:00 | 20.277 | 10.5595
2023-11-22 13:00 | 20.7735 | 6.5104
2023-11-22 14:00 | 15.9632 | 7.8612
2023-11-22 15:00 | 15.4646 | 4.1483
2023-11-22 16:00 | 21.4106 | 4.1963
2023-11-22 17:00 | 24.085 | 7.2842
2023-11-22 18:00 | 29.1402 | 9.5515
2023-11-22 19:00 | 31.1227 | 11.8676
2023-11-22 20:00 | 28.4959 | 15.1
2023-11-22 21:00 | 25.5717 | 13.0253
2023-11-22 22:00 | 12.786 | 8.5865
2023-11-22 23:00 | 6.5916 | 7.2841
2023-11-23 | 5.6497 | 4.3896
2023-11-23 01:00 | 7.5973 | 2.894
2023-11-23 02:00 | 3.6996 | 2.8941
2023-11-23 03:00 | 3.8151 | 4.2446
2023-11-23 04:00 | 6.0444 | 3.2318
2023-11-23 05:00 | 4.9051 | 2.2186
2023-11-23 06:00 | 4.5581 | 3.7624
2023-11-23 07:00 | 9.8592 | 7.8631
2023-11-23 08:00 | 19.2734 | 7.8144
2023-11-23 09:00 | 32.0181 | 5.739
2023-11-23 10:00 | 24.8799 | 4.7742
2023-11-23 11:00 | 14.9657 | 8.3924
2023-11-23 12:00 | 5.8972 | 8.6334
2023-11-23 13:00 | 4.8076 | 2.652
2023-11-23 14:00 | 6.1951 | 3.0857
2023-11-23 15:00 | 8.3751 | 2.5075
2023-11-23 16:00 | 13.923 | 5.3538
2023-11-23 17:00 | 15.7549 | 9.8891
2023-11-23 18:00 | 25.7132 | 12.3011
2023-11-23 19:00 | 12.2373 | 9.1172
2023-11-23 20:00 | 10.8499 | 6.8018
2023-11-23 21:00 | 6.738 | 4.6793
2023-11-23 22:00 | 4.4097 | 2.7973
2023-11-23 23:00 | 5.1526 | 2.1702
2023-11-24 | 3.4186 | 2.1704
2023-11-24 01:00 | 2.8401 | 1.8647
2023-11-24 02:00 | 2.4437 | 1.9935
2023-11-24 03:00 | 1.6348 | 1.9287
2023-11-24 04:00 | 1.4365 | 1.7363
2023-11-24 05:00 | 1.239 | 0.91634
2023-11-24 06:00 | 1.9818 | 0.57807
2023-11-24 07:00 | 4.8047 | 0.91584
2023-11-24 08:00 | 8.6188 | 2.122
2023-11-24 09:00 | 13.3249 | 3.0863
2023-11-24 10:00 | 6.9359 | 3.8577
2023-11-24 11:00 | 6.6382 | 4.2449
2023-11-24 12:00 | 7.2823
2023-11-24 13:00 | 7.7778
2023-11-24 14:00 | 6.7878 | 3.4721
2023-11-24 15:00 | 8.4215 | 3.6162
2023-11-24 16:00 | 11.3433 | 4.0029
2023-11-24 17:00 | 15.305 | 4.8233
2023-11-24 18:00 | 27.6371 | 6.6079
2023-11-24 19:00 | 40.6652 | 8.683
2023-11-24 20:00 | 47.1528 | 12.2526
2023-11-24 21:00 | 28.4303 | 16.4495
2023-11-24 22:00 | 17.9791 | 15.1954
2023-11-24 23:00 | 17.8306 | 12.2042
2023-11-25 | 16.6913 | 11.6252
2023-11-25 01:00 | 13.006 | 13.1846
2023-11-25 02:00 | 10.2994 | 10.3554
2023-11-25 03:00 | 10.1012 | 8.9238
2023-11-25 04:00 | 9.8042 | 7.477
2023-11-25 05:00 | 8.6654 | 7.332
2023-11-25 06:00 | 8.7645 | 7.5729
2023-11-25 07:00 | 11.0914 | 7.5246
2023-11-25 08:00 | 16.935 | 8.5373
2023-11-25 09:00 | 17.3338 | 9.7903
2023-11-25 10:00 | 12.2849 | 9.4981
2023-11-25 11:00 | 10.8005 | 9.4001
2023-11-25 12:00 | 9.2161 | 7.2309
2023-11-25 13:00 | 6.8863 | 5.6886
2023-11-25 14:00 | 7.48 | 6.3642
2023-11-25 15:00 | 11.0948 | 8.0049
2023-11-25 16:00 | 17.0848 | 8.3925
2023-11-25 17:00 | 26.8873 | 9.8405
2023-11-25 18:00 | 37.0437 | 10.0337
2023-11-25 19:00 | 34.2185 | 8.3453
2023-11-25 20:00 | 27.3831 | 8.4412
2023-11-25 21:00 | 18.1723 | 8.3932
2023-11-25 22:00 | 19.5094 | 8.3448
2023-11-25 23:00 | 21.7375 | 11.1908
2023-11-26 | 21.8855 | 11.8665
2023-11-26 01:00 | 28.9119 | 11.8337
2023-11-26 02:00 | 26.7968 | 12.1557
2023-11-26 03:00 | 24.8001 | 10.8529
2023-11-26 04:00 | 23.4148 | 8.9715
2023-11-26 05:00 | 21.187 | 7.6693
2023-11-26 06:00 | 22.4259 | 7.3316
2023-11-26 07:00 | 24.4078 | 5.8362
2023-11-26 08:00 | 29.5188 | 4.0035
2023-11-26 09:00 | 31.4807 | 4.8708
2023-11-26 10:00 | 33.0452 | 9.0667
2023-11-26 11:00 | 38.2231 | 6.8959
2023-11-26 12:00 | 37.6977 | 5.353
2023-11-26 13:00 | 42.6564 | 7.62
2023-11-26 14:00 | 7.4255 | 5.1121
2023-11-26 15:00 | 6.9302 | 3.1347
2023-11-26 16:00 | 5.5443 | 2.9898
2023-11-26 17:00 | 6.8805 | 2.1699
2023-11-26 18:00 | 7.3759 | 1.6395
2023-11-26 19:00 | 7.0294 | 2.6523
2023-11-26 20:00 | 5.1485 | 4.2444
2023-11-26 21:00 | 4.4552 | 3.7619
2023-11-26 22:00 | 2.5741 | 2.5078
2023-11-26 23:00 | 2.7722 | 2.1699
2023-11-27 | 1.9802 | 1.4944
2023-11-27 01:00 | 2.1116 | 1.2855
2023-11-27 02:00 | 2.4413 | 0.89951
2023-11-27 03:00 | 2.6723 | 0.91652
2023-11-27 04:00 | 2.7222 | 0.67446
2023-11-27 05:00 | 3.2666 | 1.4464
2023-11-27 06:00 | 4.6022 | 2.1217
2023-11-27 07:00 | 7.5717 | 3.6656
2023-11-27 08:00 | 16.677 | 6.125
2023-11-27 09:00 | 23.0623 | 4.5816
2023-11-27 10:00 | 22.4204 | 5.2567
2023-11-27 11:00 | 13.8608 | 8.6326
2023-11-27 12:00 | 6.7819 | 6.3649
2023-11-27 13:00 | 5.9908 | 2.1214
2023-11-27 14:00 | 6.3362 | 2.4107
2023-11-27 15:00 | 8.9589 | 3.7133
2023-11-27 16:00 | 19.3523 | 12.926
2023-11-27 17:00 | 16.1329 | 7.2834
2023-11-27 18:00 | 14.3024 | 5.6437
2023-11-27 19:00 | 14.3024 | 8.9714
2023-11-27 20:00 | 11.4813 | 10.9972
2023-11-27 21:00 | 11.1844 | 10.2734
2023-11-27 22:00 | 10.6895 | 10.4187
2023-11-27 23:00 | 8.9076 | 10.0815
2023-11-28 | 8.2149 | 8.6338
2023-11-28 01:00 | 7.5201 | 7.717
2023-11-28 02:00 | 6.0688 | 3.7289
2023-11-28 03:00 | 4.502 | 3.0382
2023-11-28 04:00 | 4.5022 | 2.7485
2023-11-28 05:00 | 4.4525 | 2.4108
2023-11-28 06:00 | 5.0463 | 2.3142
2023-11-28 07:00 | 7.5204 | 2.6041
2023-11-28 08:00 | 12.1222 | 3.3274
2023-11-28 09:00 | 26.2311 | 4.6296
2023-11-28 10:00 | 21.0872 | 5.4957
2023-11-28 11:00 | 16.4859 | 5.7359
2023-11-28 12:00 | 12.3278 | 4.9615
2023-11-28 13:00 | 9.3072 | 4.9482
2023-11-28 14:00 | 9.4542 | 8.148
2023-11-28 15:00 | 10.1449
2023-11-28 16:00 | 18.6038
2023-11-28 17:00 | 21.127 | 7.1859
2023-11-28 18:00 | 21.3258 | 6.5591
2023-11-28 19:00 | 28.1534 | 6.3663
2023-11-28 20:00 | 18.8011 | 5.2086
2023-11-28 21:00 | 11.0823 | 3.3277
2023-11-28 22:00 | 11.7751 | 2.7486
2023-11-28 23:00 | 12.3196 | 3.7132
2023-11-29 | 7.7674 | 2.6039
2023-11-29 01:00 | 7.7156 | 4.6945
2023-11-29 02:00 | 5.935 | 6.8163
2023-11-29 03:00 | 6.1331 | 4.5326
2023-11-29 04:00 | 5.3913 | 3.3273
2023-11-29 05:00 | 4.3529 | 2.3622
2023-11-29 06:00 | 5.144 | 1.9282
2023-11-29 07:00 | 15.1838 | 1.3495
2023-11-29 08:00 | 18.6463 | 1.9287
2023-11-29 09:00 | 30.2357 | 2.7966
2023-11-29 10:00 | 27.4168 | 3.9539
2023-11-29 11:00 | 11.1344 | 7.0863
2023-11-29 12:00 | 9.3038 | 7.7601
2023-11-29 13:00 | 14.2514 | 5.7854
2023-11-29 14:00 | 15.0399 | 11.3796
2023-11-29 15:00 | 12.9609 | 9.1142
2023-11-29 16:00 | 20.1314 | 10.0307
2023-11-29 17:00 | 27.9449 | 15.2894
2023-11-29 18:00 | 48.2649 | 12.0582
2023-11-29 19:00 | 25.1777 | 16.4477
2023-11-29 20:00 | 26.1152 | 18.2324
2023-11-29 21:00 | 29.2306 | 16.0618
2023-11-29 22:00 | 22.6515 | 14.8073
2023-11-29 23:00 | 14.8377 | 14.5182
2023-11-30 | 15.2333 | 15.2416
2023-11-30 01:00 | 11.7347 | 15.6271
2023-11-30 02:00 | 11.6028 | 13.2472
2023-11-30 03:00 | 13.844 | 11.4782
2023-11-30 04:00 | 12.4103 | 10.948
2023-11-30 05:00 | 13.993 | 9.5017
2023-11-30 06:00 | 13.9437 | 9.8873
2023-11-30 07:00 | 14.3892 | 8.8255
2023-11-30 08:00 | 16.5156 | 9.9352
2023-11-30 09:00 | 18.0999 | 10.7549
2023-11-30 10:00 | 17.6552 | 10.6575
2023-11-30 11:00 | 16.1233 | 11.2353
2023-11-30 12:00 | 14.8372 | 10.8494
2023-11-30 13:00 | 13.6987 | 9.7409
2023-11-30 14:00 | 15.0339 | 10.4161
2023-11-30 15:00 | 15.5781 | 9.6446
2023-11-30 16:00 | 16.6153 | 9.0668
2023-11-30 17:00 | 18.4447 | 8.9226
2023-11-30 18:00 | 16.7143 | 10.1761
2023-11-30 19:00 | 12.9071 | 7.8128
2023-11-30 20:00 | 12.9064 | 5.7388
2023-11-30 21:00 | 10.78 | 5.6426
2023-11-30 22:00 | 11.2244 | 6.2691
2023-11-30 23:00 | 11.9659 | 8.006
2023-12-01 | 11.6196 | 8.6808
2023-12-01 01:00 | 11.4681 | 8.23
2023-12-01 02:00 | 14.2364 | 8.8092
2023-12-01 03:00 | 15.9164 | 8.7772
2023-12-01 04:00 | 13.692 | 8.6327
2023-12-01 05:00 | 11.962 | 9.8385
2023-12-01 06:00 | 12.5059 | 8.5846
2023-12-01 07:00 | 14.0389 | 7.7168
2023-12-01 08:00 | 23.6817 | 9.3076
2023-12-01 09:00 | 21.7592 | 11.5235
2023-12-01 10:00 | 16.717 | 10.2209
2023-12-01 11:00 | 13.9986 | 9.8822
2023-12-01 12:00 | 14.6919 | 11.5696
2023-12-01 13:00 | 13.8033 | 13.8349
2023-12-01 14:00 | 15.0886 | 13.2059
2023-12-01 15:00 | 19.5354 | 13.0651
2023-12-01 16:00 | 26.9978 | 15.9138
2023-12-01 17:00 | 35.1575 | 22.7163
2023-12-01 18:00 | 40.1682 | 24.6457
2023-12-01 19:00 | 42.7453 | 27.009
2023-12-01 20:00 | 41.5266 | 27.7322
2023-12-01 21:00 | 39.1843 | 24.4049
2023-12-01 22:00 | 37.6889 | 21.3177
2023-12-01 23:00 | 37.1877 | 30.096
2023-12-02 | 39.3049 | 30.4821
2023-12-02 01:00 | 39.2102 | 28.8088
2023-12-02 02:00 | 29.3202 | 25.6586
2023-12-02 03:00 | 23.0273 | 19.0505
2023-12-02 04:00 | 14.6761 | 13.7929
2023-12-02 05:00 | 10.9209 | 11.1883
2023-12-02 06:00 | 8.6485 | 9.0667
2023-12-02 07:00 | 8.5989 | 7.716
2023-12-02 08:00 | 9.0931 | 6.8962
2023-12-02 09:00 | 10.7747 | 5.6412
2023-12-02 10:00 | 11.6674 | 5.4476
2023-12-02 11:00 | 12.9563 | 5.6388
2023-12-02 12:00 | 12.1684 | 9.2513
2023-12-02 13:00 | 12.2715 | 8.5758
2023-12-02 14:00 | 16.2299 | 8.4332
2023-12-02 15:00 | 17.4597 | 9.2056
2023-12-02 16:00 | 29.1285 | 10.222
2023-12-02 17:00 | 39.5843 | 11.7672
2023-12-02 18:00 | 42.1916 | 15.5778
2023-12-02 19:00 | 45.4276 | 16.9283
2023-12-02 20:00 | 46.4167 | 4.3392
2023-12-02 21:00 | 47.4389 | 4.6777
2023-12-02 22:00 | 30.4871 | 5.7387
2023-12-02 23:00 | 7.661 | 8.2951
2023-12-03 | 6.4248 | 4.6775
2023-12-03 01:00 | 5.5334 | 3.086
2023-12-03 02:00 | 3.7548 | 3.0855
2023-12-03 03:00 | 3.7058 | 3.2303
2023-12-03 04:00 | 3.6065 | 3.9059
2023-12-03 05:00 | 3.8044 | 2.4106
2023-12-03 06:00 | 3.0141 | 2.362
2023-12-03 07:00 | 3.9032 | 2.0727
2023-12-03 08:00 | 4.5949 | 2.6516
2023-12-03 09:00 | 4.6934 | 3.5681
2023-12-03 10:00 | 5.2862 | 3.1822
2023-12-03 11:00 | 6.1759 | 2.6997
2023-12-03 12:00 | 6.0277 | 2.6999
2023-12-03 13:00 | 5.2869 | 2.073
2023-12-03 14:00 | 4.8414 | 2.073
2023-12-03 15:00 | 5.3359 | 2.4107
2023-12-03 16:00 | 10.1278 | 3.3268
2023-12-03 17:00 | 7.46 | 3.9537
2023-12-03 18:00 | 6.5218 | 3.327
2023-12-03 19:00 | 6.0278 | 3.1338
2023-12-03 20:00 | 6.2746 | 3.4713
2023-12-03 21:00 | 6.3241 | 3.2303
2023-12-03 22:00 | 5.3851 | 3.6646
2023-12-03 23:00 | 4.743 | 4.5813
2023-12-04 | 5.9289 | 3.1342
2023-12-04 01:00 | 5.0709 | 3.4716
2023-12-04 02:00 | 4.1489 | 3.086
2023-12-04 03:00 | 2.8155 | 2.1692
2023-12-04 04:00 | 3.7047 | 2.1693
2023-12-04 05:00 | 3.8033 | 2.3622
2023-12-04 06:00 | 3.4083 | 2.169
2023-12-04 07:00 | 5.9274 | 2.0727
2023-12-04 08:00 | 7.4085 | 1.7352
2023-12-04 09:00 | 8.2981 | 2.0246
2023-12-04 10:00 | 10.4219 | 1.783
2023-12-04 11:00 | 10.2245 | 1.8799
2023-12-04 12:00 | 11.0642 | 2.7478
2023-12-04 13:00 | 12.7925 | 3.4223
2023-12-04 14:00 | 11.2125 | 3.6639
2023-12-04 15:00 | 12.8919 | 4.5329
2023-12-04 16:00 | 15.5091 | 7.0887
2023-12-04 17:00 | 18.274 | 7.3294
2023-12-04 18:00 | 13.5822 | 9.2584
2023-12-04 19:00 | 11.162 | 7.1856
2023-12-04 20:00 | 9.9769 | 6.3655
2023-12-04 21:00 | 13.9775 | 8.3907
2023-12-04 22:00 | 13.3349 | 9.3553
2023-12-04 23:00 | 12.4456 | 8.6322
2023-12-05 | 12.8411 | 8.1496
2023-12-05 01:00 | 12.5084 | 8.101
2023-12-05 02:00 | 10.8623 | 8.551
2023-12-05 03:00 | 8.5418 | 9.2102
2023-12-05 04:00 | 7.7025 | 8.6315
2023-12-05 05:00 | 7.0112 | 6.9434
2023-12-05 06:00 | 7.5547 | 6.6543
2023-12-05 07:00 | 9.037 | 7.1367
2023-12-05 08:00 | 13.4828 | 8.1979
2023-12-05 09:00 | 17.1422 | 9.4022
2023-12-05 10:00 | 14.8195 | 11.4275
2023-12-05 11:00 | 16.4486 | 12.8707
2023-12-05 12:00 | 18.9181 | 10.0747
2023-12-05 13:00 | 18.9143 | 9.8833
2023-12-05 14:00 | 17.5806 | 11.38
2023-12-05 15:00 | 21.0366 | 13.8876
2023-12-05 16:00 | 20.8867 | 16.444
2023-12-05 17:00 | 26.416 | 15.9141
2023-12-05 18:00 | 29.2302 | 14.7082
2023-12-05 19:00 | 23.1562 | 13.0688
2023-12-05 20:00 | 24.2919 | 14.1294
2023-12-05 21:00 | 23.2058 | 16.3
2023-12-05 22:00 | 21.676 | 15.8661
2023-12-05 23:00 | 28.4509 | 16.0104
2023-12-06 | 19.7011 | 11.3323
2023-12-06 01:00 | 14.0181 | 11.8951
2023-12-06 02:00 | 10.6624 | 11.1868
2023-12-06 03:00 | 12.4395 | 7.0403
2023-12-06 04:00 | 8.5396 | 5.1593
2023-12-06 05:00 | 5.43 | 4.9185
2023-12-06 06:00 | 8.2436 | 4.0503
2023-12-06 07:00 | 24.7329 | 3.6158
2023-12-06 08:00 | 40.9321 | 3.6162
2023-12-06 09:00 | 47.6396 | 3.3746
2023-12-06 10:00 | 53.4593 | 4.3862
2023-12-06 11:00 | 35.8826 | 4.9154
2023-12-06 12:00 | 22.7309 | 6.4085
2023-12-06 13:00 | 13.8792 | 4.1926
2023-12-06 14:00 | 15.4103 | 6.1692
2023-12-06 15:00 | 12.8859 | 6.3159
2023-12-06 16:00 | 18.462 | 6.0753
2023-12-06 17:00 | 35.5988 | 7.7148
2023-12-06 18:00 | 40.1449 | 7.9568
2023-12-06 19:00 | 47.6706 | 7.4738
2023-12-06 20:00 | 37.2259 | 4.3875
2023-12-06 21:00 | 11.1557 | 5.3043
2023-12-06 22:00 | 8.589 | 3.0854
2023-12-06 23:00 | 8.6877 | 5.0147
2023-12-07 | 5.9242 | 4.5322
2023-12-07 01:00 | 6.1852 | 4.7577
2023-12-07 02:00 | 5.001 | 4.5649
2023-12-07 03:00 | 4.8366 | 3.5192
2023-12-07 04:00 | 4.3924 | 3.2303
2023-12-07 05:00 | 5.7243 | 4.0016
2023-12-07 06:00 | 5.182 | 2.9407
2023-12-07 07:00 | 6.909 | 4.0502
2023-12-07 08:00 | 7.5511 | 4.7254
2023-12-07 09:00 | 9.723 | 4.2428
2023-12-07 10:00 | 9.8713 | 4.8693
2023-12-07 11:00 | 9.0325 | 4.3389
2023-12-07 12:00 | 9.0328 | 4.8213
2023-12-07 13:00 | 10.0686 | 6.1714
2023-12-07 14:00 | 11.5981 | 5.4479
2023-12-07 15:00 | 10.4628 | 5.4965
2023-12-07 16:00 | 9.6731 | 3.7121
2023-12-07 17:00 | 9.4262 | 2.7968
2023-12-07 18:00 | 8.488 | 3.7122
2023-12-07 19:00 | 9.4261 | 4.243
2023-12-07 20:00 | 8.9821 | 5.1112
2023-12-07 21:00 | 7.2051 | 4.87
2023-12-07 22:00 | 7.7477 | 4.5807
2023-12-07 23:00 | 6.415 | 5.7379
2023-12-08 | 8.7341 | 5.3041
2023-12-08 01:00 | 12.234 | 1.9273
2023-12-08 02:00 | 21.0517 | 2.3138
2023-12-08 03:00 | 17.4152 | 2.4105
2023-12-08 04:00 | 22.4029 | 2.989
2023-12-08 05:00 | 24.0839 | 2.6035
2023-12-08 06:00 | 26.9674 | 1.8795
2023-12-08 07:00 | 30.8376 | 2.1692
2023-12-08 08:00 | 39.7785 | 4.4358
2023-12-08 09:00 | 53.3357 | 7.0394
2023-12-08 10:00 | 65.8361 | 5.2554
2023-12-08 11:00 | 31.7246 | 2.362
2023-12-08 12:00 | 9.2779 | 2.9403
2023-12-08 13:00 | 7.057 | 2.892
2023-12-08 14:00 | 6.6622 | 2.6504
2023-12-08 15:00 | 7.9439 | 2.2656
2023-12-08 16:00 | 9.4225 | 3.8089
2023-12-08 17:00 | 8.2878 | 1.8315
2023-12-08 18:00 | 7.0544 | 3.3263
2023-12-08 19:00 | 8.7811 | 2.9888
2023-12-08 20:00 | 5.9698 | 2.603
2023-12-08 21:00 | 4.6871 | 1.542
2023-12-08 22:00 | 4.0455 | 1.3007
2023-12-08 23:00 | 3.6018 | 0.67483
2023-12-09 | 3.6508 | 1.2048
2023-12-09 01:00 | 3.8143 | 1.2207
2023-12-09 02:00 | 3.5515 | 1.4783
2023-12-09 03:00 | 2.1209 | 1.5418
2023-12-09 04:00 | 2.0229 | 1.9763
2023-12-09 05:00 | 2.3186 | 1.5903
2023-12-09 06:00 | 2.8112 | 2.411
2023-12-09 07:00 | 4.5873 | 1.6382
2023-12-09 08:00 | 3.7982 | 1.6865
2023-12-09 09:00 | 4.8344 | 1.1566
2023-12-09 10:00 | 5.2778 | 1.5424
2023-12-09 11:00 | 8.1877 | 3.9535
2023-12-09 12:00 | 6.1652 | 1.2531
2023-12-09 13:00 | 6.4619 | 1.4939
2023-12-09 14:00 | 5.5252 | 1.7832
2023-12-09 15:00 | 5.1309 | 3.1334
2023-12-09 16:00 | 4.2918 | 2.8438
2023-12-09 17:00 | 7.5955 | 3.3745
2023-12-09 18:00 | 4.8834 | 4.7566
2023-12-09 19:00 | 7.5952 | 3.2304
2023-12-09 20:00 | 9.9621 | 1.5907
2023-12-09 21:00 | 5.5239 | 0.86718
2023-12-09 22:00 | 4.8825 | 1.1083
2023-12-09 23:00 | 4.6857 | 1.398
2023-12-10 | 5.0808 | 1.4458
2023-12-10 01:00 | 4.0109 | 0.51296
2023-12-10 02:00 | 2.6961 | 0.38549
2023-12-10 03:00 | 3.0575 | 0.52991
2023-12-10 04:00 | 1.9731 | 0.52907
2023-12-10 05:00 | 2.3178 | 0.57803
2023-12-10 06:00 | 2.7124 | 1.59
2023-12-10 07:00 | 3.1561 | 0.7706
2023-12-10 08:00 | 5.5716 | 2.3617
2023-12-10 09:00 | 7.0013 | 2.5064
2023-12-10 10:00 | 8.5796 | 3.9046
2023-12-10 11:00 | 3.8469 | 1.7829
2023-12-10 12:00 | 5.8183 | 1.4936
2023-12-10 13:00 | 5.3257 | 2.217
2023-12-10 14:00 | 3.7485 | 1.7352
2023-12-10 15:00 | 4.0932 | 1.5899
2023-12-10 16:00 | 5.2762 | 2.7476
2023-12-10 17:00 | 4.2901 | 2.0246
2023-12-10 18:00 | 4.5363 | 1.2048
2023-12-10 19:00 | 5.2758 | 1.2046
2023-12-10 20:00 | 5.9657 | 3.0372
2023-12-10 21:00 | 3.5509 | 2.1694
2023-12-10 22:00 | 2.7125 | 1.6872
2023-12-10 23:00 | 1.6771 | 1.6871
2023-12-11 | 1.9237 | 1.3011
2023-12-11 01:00 | 1.1835 | 0.5135
2023-12-11 02:00 | 1.3154 | 0.89912
2023-12-11 03:00 | 0.98666 | 0.57747
2023-12-11 04:00 | 1.7262 | 0.48157
2023-12-11 05:00 | 2.1199 | 0.57747
2023-12-11 06:00 | 4.1902 | 0.52968
2023-12-11 07:00 | 5.1267 | 1.3978
2023-12-11 08:00 | 15.871 | 1.4453
2023-12-11 09:00 | 14.7878 | 1.2051
2023-12-11 10:00 | 14.7898 | 1.3011
2023-12-11 11:00 | 9.5173 | 2.7471
2023-12-11 12:00 | 7.7416 | 2.8433
2023-12-11 13:00 | 8.0381 | 3.3736
2023-12-11 14:00 | 7.8401 | 3.3742
2023-12-11 15:00 | 9.1692 | 4.2418
2023-12-11 16:00 | 12.1757 | 3.5185
2023-12-11 17:00 | 23.8555 | 4.0495
2023-12-11 18:00 | 53.5254 | 5.3031
2023-12-11 19:00 | 60.359 | 5.929
2023-12-11 20:00 | 51.7773 | 5.4474
2023-12-11 21:00 | 49.618 | 6.2191
2023-12-11 22:00 | 25.7053 | 5.9294
2023-12-11 23:00 | 24.1531 | 3.6148
2023-12-12 | 13.4083 | 4.5797
2023-12-12 01:00 | 9.5277 | 7.264
2023-12-12 02:00 | 8.5415 | 13.3723
2023-12-12 03:00 | 4.6329 | 8.003
2023-12-12 04:00 | 5.4207 | 5.5439
2023-12-12 05:00 | 3.7948 | 6.2677
2023-12-12 06:00 | 3.6965 | 3.7597
2023-12-12 07:00 | 3.9916 | 2.6517
2023-12-12 08:00 | 7.1946 | 4.5792
2023-12-12 09:00 | 9.0185 | 4.0972
2023-12-12 10:00 | 12.6168 | 7.0862
2023-12-12 11:00 | 7.0972 | 4.9643
2023-12-12 12:00 | 7.3436 | 3.1808
2023-12-12 13:00 | 6.5548 | 3.2292
2023-12-12 14:00 | 5.3722 | 2.988
2023-12-12 15:00 | 5.7172 | 1.6869
2023-12-12 16:00 | 7.5889 | 2.7474
2023-12-12 17:00 | 7.5394 | 1.7349
2023-12-12 18:00 | 8.4756 | 3.7118
2023-12-12 19:00 | 6.4058 | 1.8317
2023-12-12 20:00 | 6.2588 | 3.5677
2023-12-12 21:00 | 7.1939 | 1.4943
2023-12-12 22:00 | 13.304 | 3.0368
2023-12-12 23:00 | 15.4228 | 1.9758
2023-12-13 | 12.7125 | 3.3264
2023-12-13 01:00 | 11.4288 | 3.1492
2023-12-13 02:00 | 5.321 | 7.7147
2023-12-13 03:00 | 4.2864 | 5.7853
2023-12-13 04:00 | 3.7936 | 3.905
2023-12-13 05:00 | 4.4339 | 3.4703
2023-12-13 06:00 | 5.9123 | 3.9527
2023-12-13 07:00 | 7.8827 | 4.5314
2023-12-13 08:00 | 12.1698 | 6.0257
2023-12-13 09:00 | 12.3177 | 7.3274
2023-12-13 10:00 | 11.9745 | 6.6517
2023-12-13 11:00 | 10.8413 | 8.3389
2023-12-13 12:00 | 11.928 | 10.411
2023-12-13 13:00 | 9.2185 | 10.3632
2023-12-13 14:00 |  | 6.8914
2023-12-13 15:00 | 9.3646 | 8.0978
2023-12-13 16:00 | 10.3491 | 10.1719
2023-12-13 17:00 | 13.5998 | 9.4975
2023-12-13 18:00 | 13.6475 | 5.9778
2023-12-13 19:00 | 11.3309 | 5.3028
2023-12-13 20:00 | 10.6415 | 5.6881
2023-12-13 21:00 | 9.8526 | 5.2542
2023-12-13 22:00 | 8.1778 | 5.2066
2023-12-13 23:00 | 7.9808 | 4.7726
2023-12-14 | 8.0789 | 4.1455
2023-12-14 01:00 | 7.6916 | 3.663
2023-12-14 02:00 | 6.8373 | 5.849
2023-12-14 03:00 | 7.1 | 5.7363
2023-12-14 04:00 | 7.7897 | 5.7366
2023-12-14 05:00 | 7.7402 | 7.0863
2023-12-14 06:00 | 9.3676 | 6.3145
2023-12-14 07:00 | 14.988 | 5.0126
2023-12-14 08:00 | 22.5318 | 4.6757
2023-12-14 09:00 | 37.3464 | 4.7239
2023-12-14 10:00 | 43.1939 | 4.6268
2023-12-14 11:00 | 34.4346 | 11.7117
2023-12-14 12:00 | 32.4601 | 9.9286
2023-12-14 13:00 | 29.1995 | 5.7837
2023-12-14 14:00 | 16.4699 | 4.1932
2023-12-14 15:00 | 19.8205 | 6.5556
2023-12-14 16:00 | 29.436 | 8.0978
2023-12-14 17:00 | 34.6732 | 9.4972
2023-12-14 18:00 | 35.8088 | 10.1721
2023-12-14 19:00 | 37.9261 | 9.7387
2023-12-14 20:00 | 28.1096 | 10.4613
2023-12-14 21:00 | 32.4834 | 9.3523
2023-12-14 22:00 | 35.0391 | 7.4228
2023-12-14 23:00 | 38.0618 | 7.9539
2023-12-15 | 37.6958 | 9.3036
2023-12-15 01:00 | 27.7008 | 8.677
2023-12-15 02:00 | 13.7522 | 5.9777
2023-12-15 03:00 | 5.9712 | 6.8451
2023-12-15 04:00 | 5.7245 | 6.9416
2023-12-15 05:00 | 6.7112 | 6.2671
2023-12-15 06:00 | 13.373 | 4.7237
2023-12-15 07:00 | 26.0646 | 4.0008
2023-12-15 08:00 | 35.4512 | 2.1199
2023-12-15 09:00 | 43.5157 | 2.024
2023-12-15 10:00 | 50.4128 | 3.9522
2023-12-15 11:00 | 27.743 | 6.7958
2023-12-15 12:00 | 11.6524 | 4.0967
2023-12-15 13:00 | 9.6762 | 4.868
2023-12-15 14:00 | 11.647 | 5.3012
2023-12-15 15:00 | 22.848 | 3.1327
2023-12-15 16:00 | 22.451 | 6.0736
2023-12-15 17:00 | 43.4699 | 4.4825
2023-12-15 18:00 | 47.0712 | 5.0135
2023-12-15 19:00 | 58.3822 | 3.5188
2023-12-15 20:00 | 47.8419 | 7.9066
2023-12-15 21:00 | 57.2727 | 6.4592
2023-12-15 22:00 | 46.3695 | 9.0153
2023-12-15 23:00 | 42.1349 | 3.5186
2023-12-16 | 37.2923 | 7.4726
2023-12-16 01:00 | 34.5015 | 6.5562
2023-12-16 02:00 | 29.3531 | 9.8342
2023-12-16 03:00 | 11.9534 | 7.0381
2023-12-16 04:00 | 8.1478 | 1.5902
2023-12-16 05:00 | 6.7163 | 1.2045
2023-12-16 06:00 | 3.3584 | 1.2034
2023-12-16 07:00 | 4.4444 | 1.2526
2023-12-16 08:00 | 5.5804 | 2.4578
2023-12-16 09:00 | 6.3216 | 3.2775
2023-12-16 10:00 | 8.8898 | 3.8068
2023-12-16 11:00 | 9.6313 | 3.2289
2023-12-16 12:00 | 10.1254 | 2.8432
2023-12-16 13:00 | 8.3969 | 3.2766
2023-12-16 14:00 | 9.7295 | 3.5666
2023-12-16 15:00 | 8.5449 | 4.2897
2023-12-16 16:00 | 5.8281 | 3.4699
2023-12-16 17:00 | 6.8151 | 3.9522
2023-12-16 18:00 | 8.0005 | 2.2647
2023-12-16 19:00 | 6.6668 | 2.2172
2023-12-16 20:00 | 6.5685 | 1.638
2023-12-16 21:00 | 5.9762 | 1.8311
2023-12-16 22:00 | 3.7043 | 3.423
2023-12-16 23:00 | 4.2472 | 2.7467
2023-12-17 | 4.0007 | 3.1804
2023-12-17 01:00 | 3.8888 | 2.4414
2023-12-17 02:00 | 2.7681 | 3.1492
2023-12-17 03:00 | 3.4603 | 3.1322
2023-12-17 04:00 | 3.2132 | 2.4581
2023-12-17 05:00 | 3.9052 | 2.3133
2023-12-17 06:00 | 4.8938 | 5.5437
2023-12-17 07:00 | 8.7482 | 9.3525
2023-12-17 08:00 | 4.4985 | 4.4828
2023-12-17 09:00 | 4.2018 | 4.6273
2023-12-17 10:00 | 5.1905 | 4.483
2023-12-17 11:00 | 4.8454 | 3.132
2023-12-17 12:00 | 5.5869 | 2.5543
2023-12-17 13:00 | 5.9818 | 2.5692
2023-12-17 14:00 | 5.7346 | 2.988
2023-12-17 15:00 | 5.0421 | 3.0848
2023-12-17 16:00 | 5.7827 | 3.2285
2023-12-17 17:00 | 6.524 | 3.0356
2023-12-17 18:00 | 5.5361 | 2.5543
2023-12-17 19:00 | 5.783 | 2.4089
2023-12-17 20:00 | 4.8935 | 2.747
2023-12-17 21:00 | 4.3499 | 1.6378
2023-12-17 22:00 | 3.8561 | 1.7349
2023-12-17 23:00 | 4.3996 | 1.8311
2023-12-18 | 3.8068 | 3.2292
2023-12-18 01:00 | 2.5072 | 1.7342
2023-12-18 02:00 | 3.5623 | 2.3775
2023-12-18 03:00 | 4.1558 | 2.9401
2023-12-18 04:00 | 3.6613 | 2.4098
2023-12-18 05:00 | 4.2545 | 2.5538
2023-12-18 06:00 | 4.0566 | 2.6985
2023-12-18 07:00 | 3.9579 | 3.181
2023-12-18 08:00 | 5.738 | 3.1326
2023-12-18 09:00 | 7.0742 | 3.6634
2023-12-18 10:00 | 7.0754 | 4.434
2023-12-18 11:00 | 7.1243 | 3.7113
2023-12-18 12:00 | 7.2226 | 5.0124
2023-12-18 13:00 | 6.9264 | 2.6499
2023-12-18 14:00 | 7.5193 | 4.1452
2023-12-18 15:00 | 7.5187 | 5.1575
2023-12-18 16:00 | 8.9528 | 4.194
2023-12-18 17:00 | 7.7172 | 3.2292
2023-12-18 18:00 | 6.8764 | 3.0843
2023-12-18 19:00 | 7.5686 | 3.8558
2023-12-18 20:00 | 4.948 | 2.9882
2023-12-18 21:00 | 5.8865 | 4.3855
2023-12-18 22:00 | 4.3532 | 4.0968
2023-12-18 23:00 | 6.3321 | 5.3501
2023-12-19 | 3.6611 | 4.0485
2023-12-19 01:00 | 4.2905 | 3.0201
2023-12-19 02:00 | 4.4237 | 3.4702
2023-12-19 03:00 | 4.6538 | 1.8789
2023-12-19 04:00 | 3.7138 | 3.5659
2023-12-19 05:00 | 2.7238 | 3.0362
2023-12-19 06:00 | 2.9218 | 4.4827
2023-12-19 07:00 | 3.5155 | 5.1575
2023-12-19 08:00 | 6.9312 | 2.8431
2023-12-19 09:00 | 5.9908 | 2.0237
2023-12-19 10:00 | 5.496 | 2.2166
2023-12-19 11:00 | 5.7436 | 1.9272
2023-12-19 12:00 | 6.6344 | 2.4098
2023-12-19 13:00 | 9.3579 | 3.9517
2023-12-19 14:00 | 13.3178 | 4.2411
2023-12-19 15:00 | 17.8711 | 5.5909
2023-12-19 16:00 | 13.9104 | 9.5927
2023-12-19 17:00 | 12.6236 | 13.0151
2023-12-19 18:00 | 8.9117 | 12.0036
2023-12-19 19:00 | 11.2379 | 7.8088
2023-12-19 20:00 | 8.3171 | 5.6873
2023-12-19 21:00 | 8.3668 | 4.9642
2023-12-19 22:00 | 10.4956 | 3.5181
2023-12-19 23:00 | 5.8424 | 2.9398
2023-12-20 | 5.6437 | 2.892
2023-12-20 01:00 | 4.0302 | 1.863
2023-12-20 02:00 | 2.577 | 1.477
2023-12-20 03:00 | 3.8648 | 4.0964
2023-12-20 04:00 | 6.9866 | 6.9413
2023-12-20 05:00 | 4.4602 | 5.7843
2023-12-20 06:00 | 4.1625 | 6.1698
2023-12-20 07:00 | 8.5716 | 7.5675
2023-12-20 08:00 | 12.7327 | 8.8688
2023-12-20 09:00 | 20.0191 | 11.9048
2023-12-20 10:00 | 16.3543 | 14.5531
2023-12-20 11:00 | 14.5702 | 7.0356
2023-12-20 12:00 | 12.5889 | 3.4692
2023-12-20 13:00 | 13.4318 | 4.0476
2023-12-20 14:00 | 13.4326 | 2.6015
2023-12-20 15:00 | 12.6852 | 2.12
2023-12-20 16:00 | 13.6259 | 1.8303
2023-12-20 17:00 | 14.7156 | 1.9268
2023-12-20 18:00 | 10.0589 | 4.8678
2023-12-20 19:00 | 6.9864 | 8.483
2023-12-20 20:00 | 8.4231 | 5.3506
2023-12-20 21:00 | 8.918 | 6.9408
2023-12-20 22:00 | 7.2338 | 5.157
2023-12-20 23:00 | 7.3328 | 4.9641
2023-12-21 | 7.8779 | 2.6496
2023-12-21 01:00 | 5.2234 | 1.7341
2023-12-21 02:00 | 4.0335 | 2.12
2023-12-21 03:00 | 4.9096 | 2.9396
2023-12-21 04:00 | 1.29 | 2.5537
2023-12-21 05:00 | 1.0917 | 1.6866
2023-12-21 06:00 | 1.0422 | 2.6018
2023-12-21 07:00 | 1.7864 | 2.168
2023-12-21 08:00 | 5.3068 | 3.4699
2023-12-21 09:00 | 8.0339 | 1.9753
2023-12-21 10:00 | 8.6787 | 2.7463
2023-12-21 11:00 | 10.216 | 2.4088
2023-12-21 12:00 | 7.1437 | 4.0471
2023-12-21 13:00 | 6.4028 | 3.2274
2023-12-21 14:00 | 4.714 | 3.9996
2023-12-21 15:00 | 6.2992 | 3.2769
2023-12-21 16:00 | 6.0518 | 4.675
2023-12-21 17:00 | 4.7621 | 2.3611
2023-12-21 18:00 | 5.1093 | 2.1678
2023-12-21 19:00 | 6.0506 | 1.9746
2023-12-21 20:00 | 5.406 | 1.9753
2023-12-21 21:00 | 5.1574 | 2.0241
2023-12-21 22:00 | 7.2398 | 6.5552
2023-12-21 23:00 | 3.8192 | 7.326
2023-12-22 | 2.3316 | 3.1323
2023-12-22 01:00 | 5.6246 | 3.1479
2023-12-22 02:00 | 3.9045 | 3.4056
2023-12-22 03:00 | 3.8714 | 2.4094
2023-12-22 04:00 | 3.2765 | 2.4566
2023-12-22 05:00 | 2.4332 | 1.9753
2023-12-22 06:00 | 2.4325 | 2.4571
2023-12-22 07:00 | 2.6318 | 2.2164
2023-12-22 08:00 | 3.128 | 3.1316
2023-12-22 09:00 | 3.7236 | 5.4456
2023-12-22 10:00 | 3.8238 | 5.5418
2023-12-22 11:00 | 3.923 | 5.1557
2023-12-22 12:00 | 3.6258 | 4.4323
2023-12-22 13:00 | 3.7251 | 2.2161
2023-12-22 14:00 | 3.9735 | 1.8784
2023-12-22 15:00 | 4.5684 | 2.1678
2023-12-22 16:00 | 5.5101 | 2.7464
2023-12-22 17:00 | 6.5016 | 4.8194
2023-12-22 18:00 | 8.0404 | 6.3135
2023-12-22 19:00 | 11.8611 | 5.6396
2023-12-22 20:00 | 10.7193 | 4.9157
2023-12-22 21:00 | 10.7692 | 4.3377
2023-12-22 22:00 | 11.0664 | 6.458
2023-12-22 23:00 | 9.5283 | 3.1802
2023-12-23 | 8.1392 | 4.4337
2023-12-23 01:00 | 7.7485 | 1.9269
2023-12-23 02:00 | 5.4303 | 2.0561
2023-12-23 03:00 | 4.0241 | 1.8314
2023-12-23 04:00 | 5.2653 | 0.6734
2023-12-23 05:00 | 3.8251 | 0.38429
2023-12-23 06:00 | 4.222 | 0.963
2023-12-23 07:00 | 4.0237 | 0.72247
2023-12-23 08:00 | 7.5003 | 0.57761
2023-12-23 09:00 | 8.1954 | 1.1075
2023-12-23 10:00 | 7.2535 | 1.4451
2023-12-23 11:00 | 6.1605 | 3.3727
2023-12-23 12:00 | 3.5785 | 4.7704
2023-12-23 13:00 | 4.77 | 3.0826
2023-12-23 14:00 | 7.6513 | 2.2152
2023-12-23 15:00 | 8.4942 | 1.7824
2023-12-23 16:00 | 10.6293 | 2.6979
2023-12-23 17:00 | 10.1321 | 2.4569
2023-12-23 18:00 | 9.0398 | 3.9511
2023-12-23 19:00 | 7.4501 | 2.1686
2023-12-23 20:00 | 7.4503 | 2.409
2023-12-23 21:00 | 5.7619 | 0.72173
2023-12-23 22:00 | 3.3782 | 0.81888
2023-12-23 23:00 | 1.7395 | 0.43274
2023-12-24 | 0.89569 | 0.192
2023-12-24 01:00 | 1.3262 | 0.64189
2023-12-24 02:00 | 0.79677 | 0.38481
2023-12-24 03:00 | 0.64745 | 0.72145
2023-12-24 04:00 | 0.79637 | 1.3491
2023-12-24 05:00 | 1.592 | 0.76978
2023-12-24 06:00 | 0.94581 | 1.2041
2023-12-24 07:00 | 2.1879 | 0.96247
2023-12-24 08:00 | 3.0324 | 1.0117
2023-12-24 09:00 | 2.04 | 0.81835
2023-12-24 10:00 | 2.3378 | 0.91501
2023-12-24 11:00 | 3.083 | 1.1559
2023-12-24 12:00 | 2.2885 | 1.5409
2023-12-24 13:00 | 2.3881 | 1.2039
2023-12-24 14:00 | 2.3384 | 1.3
2023-12-24 15:00 | 2.6353 | 0.86594
2023-12-24 16:00 | 2.636 | 0.33631
2023-12-24 17:00 | 2.4367 | 0.57733
2023-12-24 18:00 | 2.6359 | 0.57708
2023-12-24 19:00 | 2.9339 | 1.0108
2023-12-24 20:00 | 2.2875 | 1.7816
2023-12-24 21:00 | 2.2376 | 1.6376
2023-12-24 22:00 | 1.8402 | 1.156
2023-12-24 23:00 | 2.0391 | 0.33631
2023-12-25 | 0.99568 | 0.48055
2023-12-25 01:00 | 0.59803 | 0.89795
2023-12-25 02:00 | 0.53148 | 0.89895
2023-12-25 03:00 | 0.69757 | 1.4445
2023-12-25 04:00 | 0.74641 | 1.5896
2023-12-25 05:00 | 1.0464 | 1.8315
2023-12-25 06:00 | 1.0464 | 1.4445
2023-12-25 07:00 | 1.6431 | 0.86615
2023-12-25 08:00 | 2.1899 | 0.81782
2023-12-25 09:00 | 2.1407 | 1.1078
2023-12-25 10:00 | 1.693 | 0.67371
2023-12-25 11:00 | 2.4888 | 0.62513
2023-12-25 12:00 | 2.6878 | 1.2525
2023-12-25 13:00 | 4.5783 | 4.8679
2023-12-25 14:00 | 3.3843 | 6.1681
2023-12-25 15:00 | 3.9815 | 5.253
2023-12-25 16:00 | 4.1305 | 4.6741
2023-12-25 17:00 | 4.3788 | 4.3853
2023-12-25 18:00 | 4.7764 | 3.2281
2023-12-25 19:00 | 4.13 | 2.698
2023-12-25 20:00 | 3.1351 | 1.9275
2023-12-25 21:00 | 4.4277 | 2.3125
2023-12-25 22:00 | 3.5834 | 2.891
2023-12-25 23:00 | 1.9414 | 3.4689
2023-12-26 | 2.4389 | 1.4451
2023-12-26 01:00 | 3.2536 | 1.0268
2023-12-26 02:00 | 1.7273 | 1.9903
2023-12-26 03:00 | 2.3414 | 1.8301
2023-12-26 04:00 | 3.3367 | 1.3484
2023-12-26 05:00 | 2.7886 | 0.91482
2023-12-26 06:00 | 3.5851 | 1.2531
2023-12-26 07:00 | 4.1342 | 1.2522
2023-12-26 08:00 | 5.5773 | 1.8788
2023-12-26 09:00 | 7.2208 | 1.9265
2023-12-26 10:00 | 9.8107 | 3.7092
2023-12-26 11:00 | 9.812 | 3.4685
2023-12-26 12:00 | 11.9041 | 4.0952
2023-12-26 13:00 | 11.059 | 4.3359
2023-12-26 14:00 | 8.4682 | 8.0939
2023-12-26 15:00 | 9.3627 | 8.5287
2023-12-26 16:00 | 19.6688 | 7.2275
2023-12-26 17:00 | 40.7396 | 4.7704
2023-12-26 18:00 | 42.7656 | 3.4209
2023-12-26 19:00 | 42.5607 | 2.7464
2023-12-26 20:00 | 42.5417 | 3.4211
2023-12-26 21:00 | 40.3533 | 4.1434
2023-12-26 22:00 | 38.7888 | 5.1072
2023-12-26 23:00 | 21.7595 | 9.5424
2023-12-27 | 12.0492 | 4.6257
2023-12-27 01:00 | 12.0261 | 3.1479
2023-12-27 02:00 | 6.4453 | 4.3686
2023-12-27 03:00 | 3.6389 | 2.023
2023-12-27 04:00 | 2.1942 | 3.132
2023-12-27 05:00 | 3.6389 | 3.8545
2023-12-27 06:00 | 3.0407 | 2.7463
2023-12-27 07:00 | 3.7884 | 2.9392
2023-12-27 08:00 | 3.6397 | 2.3121
2023-12-27 09:00 | 3.0411 | 2.7941
2023-12-27 10:00 | 2.9422 | 2.5536
2023-12-27 11:00 | 3.4904 | 1.2996
2023-12-27 12:00 | 3.9386 | 1.5408
2023-12-27 13:00 | 3.1411 | 2.0713
2023-12-27 14:00 | 3.7889 | 2.0224
2023-12-27 15:00 | 4.6851 | 2.7942
2023-12-27 16:00 | 3.8384 | 2.8427
2023-12-27 17:00 | 3.988 | 2.7465
2023-12-27 18:00 | 3.19 | 1.6859
2023-12-27 19:00 | 3.0413 | 1.2037
2023-12-27 20:00 | 2.5427 | 1.782
2023-12-27 21:00 | 2.9413 | 3.4684
2023-12-27 22:00 | 3.29 | 2.3122
2023-12-27 23:00 | 2.2442 | 2.0236
2023-12-28 | 2.3433 | 2.6979
2023-12-28 01:00 | 1.7972 | 1.4774
2023-12-28 02:00 | 1.7302 | 0.96277
2023-12-28 03:00 | 1.6468 | 1.9753
2023-12-28 04:00 | 1.8965 | 1.1073
2023-12-28 05:00 | 2.1956 | 0.96308
2023-12-28 06:00 | 1.8463 | 0.52941
2023-12-28 07:00 | 2.3452 | 1.2037
2023-12-28 08:00 | 2.6447 | 1.8301
2023-12-28 09:00 | 3.3926 | 1.396
2023-12-28 10:00 | 3.0444 | 0.96243
2023-12-28 11:00 | 2.9945 | 2.6486
2023-12-28 12:00 | 3.1945 | 1.3963
2023-12-28 13:00 | 3.943 | 1.059
2023-12-28 14:00 | 2.8942 | 1.7814
2023-12-28 15:00 | 4.2404 | 0.81796
2023-12-28 16:00 | 3.4425 | 0.67349
2023-12-28 17:00 | 2.9937 | 0.57735
2023-12-28 18:00 | 2.7447 | 1.1075
2023-12-28 19:00 | 2.1958 | 2.3616
2023-12-28 20:00 | 2.1956 | 0.8177
2023-12-28 21:00 | 2.2457 | 2.3609
2023-12-28 22:00 | 2.8434 | 1.8305
2023-12-28 23:00 | 2.4459 | 2.2641
2023-12-29 | 1.5483 | 3.0354
2023-12-29 01:00 | 1.532 | 0.70568
2023-12-29 02:00 | 1.5988 | 1.0907
2023-12-29 03:00 | 3.4443 | 3.084
2023-12-29 04:00 | 3.3443 | 3.3251
2023-12-29 05:00 | 4.0932 | 4.3369
2023-12-29 06:00 | 4.6424 | 2.1195
2023-12-29 07:00 | 3.1958 | 1.3482
2023-12-29 08:00 | 4.9917 | 2.1189
2023-12-29 09:00 | 4.4931 | 1.3
2023-12-29 10:00 | 4.8428 | 2.8422
2023-12-29 11:00 | 4.2947 | 2.7942
2023-12-29 12:00 | 4.845 | 3.6604
2023-12-29 13:00 | 4.1456 | 3.0828
2023-12-29 14:00 | 3.7468 | 1.0589
2023-12-29 15:00 | 4.3456 | 0.91419
2023-12-29 16:00 | 8.3372 | 1.107
2023-12-29 17:00 | 7.3377 | 1.3002
2023-12-29 18:00 | 8.4853 | 0.86573
2023-12-29 19:00 | 8.5841 | 1.8791
2023-12-29 20:00 | 9.9817 | 1.2039
2023-12-29 21:00 | 9.1334 | 1.5417
2023-12-29 22:00 | 10.1312 | 1.5899
2023-12-29 23:00 | 6.8377 | 0.96278
2023-12-30 | 8.9338 | 3.5175
2023-12-30 01:00 | 7.26 | 1.1557
2023-12-30 02:00 | 4.3969 | 0.64174
2023-12-30 03:00 | 5.1458 | 0.28746
2023-12-30 04:00 | 9.8407 | 0.38491
2023-12-30 05:00 | 5.4955 | 0.33619
2023-12-30 06:00 | 4.7473 | 0.72163
2023-12-30 07:00 | 3.5472 | 1.3965
2023-12-30 08:00 | 2.4993 | 2.0225
2023-12-30 09:00 | 3.199 | 1.396
2023-12-30 10:00 | 2.9989 | 3.1789
2023-12-30 11:00 | 2.7995 | 1.7818
2023-12-30 12:00 | 3.3988 | 1.8782
2023-12-30 13:00 | 4.3987 | 2.3594
2023-12-30 14:00 | 4.0971 | 2.8416
2023-12-30 15:00 | 4.1982 | 4.0951
2023-12-30 16:00 | 4.1974 | 3.7097
2023-12-30 17:00 | 5.296 | 2.553
2023-12-30 18:00 | 5.746 | 1.2996
2023-12-30 19:00 | 4.6468 | 2.6018
2023-12-30 20:00 | 5.0455 | 1.5414
2023-12-30 21:00 | 4.1482 | 1.7824
2023-12-30 22:00 | 3.848 | 1.5896
2023-12-30 23:00 | 3.4477 | 1.6375
2023-12-31 | 3.3974 | 1.7814
2023-12-31 01:00 | 2.6002 | 2.5694
2023-12-31 02:00 | 1.868 | 0.64172
2023-12-31 03:00 | 2.3512 | 2.312
2023-12-31 04:00 | 1.851 | 1.156
2023-12-31 05:00 | 1.7511 | 1.2522
2023-12-31 06:00 | 1.3514 | 0.33657
2023-12-31 07:00 | 1.9512 | 0.91438
2023-12-31 08:00 | 1.6511 | 1.348
2023-12-31 09:00 | 1.3514 | 0.6734
2023-12-31 10:00 | 2.9012 | 1.2038
2023-12-31 11:00 | 3.4018 | 1.0113
2023-12-31 12:00 | 2.7523 | 2.7905
2023-12-31 13:00 | 2.2527 | 1.974
2023-12-31 14:00 | 3.3532 | 3.1311
2023-12-31 15:00 | 2.502 | 0.673
2023-12-31 16:00 | 2.7012 | 1.2513
2023-12-31 17:00 | 3.1015 | 0.67393
2023-12-31 18:00 | 3.0009 | 0.81772
2023-12-31 19:00 | 4.1004 | 0.52881
2023-12-31 20:00 | 3.9511 | 1.1554
2023-12-31 21:00 | 5.6506 | 0.48115
2023-12-31 22:00 | 5.6991 | 0.19158
2023-12-31 23:00 | 4.5003 | 0.19158
2024-01-01 | 3.5503 | 0.09506
2024-01-01 01:00 | 2.1012 | 0.06228
2024-01-01 02:00 | 2.2325 | 0.38429
2024-01-01 03:00 | 2.3146 | 0.38407
2024-01-01 04:00 | 2.0684 | 0.72116
2024-01-01 05:00 | 1.7729 | 0.72143
2024-01-01 06:00 | 1.7236 | 0.52865
2024-01-01 07:00 | 2.7086 | 0.67337
2024-01-01 08:00 | 3.792 | 0.72102
2024-01-01 09:00 | 3.3488 | 0.12672
2024-01-01 10:00 | 4.4322 | 0.44873
2024-01-01 11:00 | 4.4815 | 1.4913
2024-01-01 12:00 | 6.2051 | 1.0102
2024-01-01 13:00 | 4.4815 | 1.4447
2024-01-01 14:00 | 4.6292 | 1.6859
2024-01-01 15:00 | 4.6784 | 2.5531
2024-01-01 16:00 | 4.6784 | 1.6852
2024-01-01 17:00 | 4.0875 | 1.3479
2024-01-01 18:00 | 3.595 | 1.107
2024-01-01 19:00 | 3.4965 | 1.3
2024-01-01 20:00 | 3.4965 | 0.89891
2024-01-01 21:00 | 3.1025 | 0.91475
2024-01-01 22:00 | 2.3146 | 1.1552
2024-01-01 23:00 | 1.8714 | 1.0106
2024-01-02 | 1.0834 | 1.8311
2024-01-02 01:00 | 1.3133 | 1.3483
2024-01-02 02:00 | 2.6922 | 1.734
2024-01-02 03:00 | 2.1176 | 1.3482
2024-01-02 04:00 | 1.6252 | 0.67347
2024-01-02 05:00 | 2.7578 | 1.8298
2024-01-02 06:00 | 3.398 | 2.8422
2024-01-02 07:00 | 5.4172 | 3.6613
2024-01-02 08:00 | 6.1559 | 2.0223
2024-01-02 09:00 | 4.9247 | 3.7096
2024-01-02 10:00 | 4.2352 | 3.9024
2024-01-02 11:00 | 5.6634 | 0.52876
2024-01-02 12:00 | 3.989 | 1.9263
2024-01-02 13:00 | 3.4965 | 2.7462
2024-01-02 14:00 | 2.8563 | 1.5404
2024-01-02 15:00 | 2.5116 | 1.2514
2024-01-02 16:00 | 2.7086 | 1.0907
2024-01-02 17:00 | 3.989 | 0.91444
2024-01-02 18:00 | 4.186 | 0.7218
2024-01-02 19:00 | 5.9096 | 0.57723
2024-01-02 20:00 | 6.6976 | 0.76959
2024-01-02 21:00 | 3.8413 | 0.52808
2024-01-02 22:00 | 2.9056 | 0.38418
2024-01-02 23:00 | 1.8221 | 0.52876
2024-01-03 | 1.2804 | 0.72221
2024-01-03 01:00 | 1.3789 | 1.8618
2024-01-03 02:00 | 1.9699 | 0.48068
2024-01-03 03:00 | 1.5759 | 0.12704
2024-01-03 04:00 | 4.777 | 0.62608
2024-01-03 05:00 | 5.4172 | 0.09501
2024-01-03 06:00 | 4.9247 | 0.81802
2024-01-03 07:00 | 6.6483 | 0.57706
2024-01-03 08:00 | 5.4664 | 1.7977
2024-01-03 09:00 | 5.8111 | 1.3478
2024-01-03 10:00 | 4.8262 | 2.0221
2024-01-03 11:00 | 4.5307 | 0.9133
2024-01-03 12:00 | 5.8604 | 2.8404
2024-01-03 13:00 | 6.5006 | 2.7928
2024-01-03 14:00 | 6.3529 | 1.3472
2024-01-03 15:00 | 8.372 | 1.6848
2024-01-03 16:00 | 13.4444 | 2.0225
2024-01-03 17:00 | 17.3349 | 2.3603
2024-01-03 18:00 | 15.0695 | 1.3961
2024-01-03 19:00 | 12.5579 | 1.2526
2024-01-03 20:00 | 11.0313 | 1.7824
2024-01-03 21:00 | 9.6524 | 3.9988
2024-01-03 22:00 | 9.5539 | 4.8663
2024-01-03 23:00 | 7.8795 | 4.4802
2024-01-04 | 6.7468 | 3.6134
2024-01-04 01:00 | 5.7126 | 1.2838
2024-01-04 02:00 | 3.0205 | 2.6976
2024-01-04 03:00 | 2.8071 | 1.6375
2024-01-04 04:00 | 2.1176 | 0.86618
2024-01-04 05:00 | 2.3146 | 0.48065
2024-01-04 06:00 | 4.0382 | 1.2037
2024-01-04 07:00 | 8.3227 | 0.62453
2024-01-04 08:00 | 16.153 | 0.6255
2024-01-04 09:00 | 24.4757 | 1.878
2024-01-04 10:00 | 49.4931 | 5.5387
2024-01-04 11:00 | 53.7776 | 4.3828
2024-01-04 12:00 | 57.7173 | 2.8411
2024-01-04 13:00 | 29.9421
2024-01-04 14:00 | 13.2967
2024-01-04 15:00 | 10.1449
2024-01-04 16:00 | 10.5881
2024-01-04 17:00 | 7.4363
2024-01-04 18:00 | 6.7468
2024-01-04 19:00 | 5.7619
2024-01-04 20:00 | 3.7428
2024-01-04 21:00 | 3.6443
2024-01-04 22:00 | 3.2503
2024-01-04 23:00 | 3.3488
2024-01-05 | 5.8111
2024-01-05 01:00
2024-01-05 02:00
2024-01-05 03:00
2024-01-05 04:00
2024-01-05 05:00
2024-01-05 06:00
2024-01-05 07:00
2024-01-05 08:00
2024-01-05 09:00
2024-01-05 10:00
2024-01-05 11:00
2024-01-05 12:00
2024-01-05 13:00
2024-01-05 14:00
2024-01-05 15:00
2024-01-05 16:00
2024-01-05 17:00
2024-01-05 18:00
2024-01-05 19:00
2024-01-05 20:00
2024-01-05 21:00
2024-01-05 22:00
2024-01-05 23:00
2024-01-06
2024-01-06 01:00
2024-01-06 02:00
2024-01-06 03:00
2024-01-06 04:00
2024-01-06 05:00
2024-01-06 06:00
2024-01-06 07:00
2024-01-06 08:00
2024-01-06 09:00
2024-01-06 10:00
2024-01-06 11:00
Formulas:
Tube Off = IF([Tube On]=0,0,MIN(M7:M18))
Tube Off = IF([Tube On]=0,0,IF(M8="X",MIN(M9:M18),IF(Q7=P8,0,P8)))
Note on C10: Continuous background monitoring data needs to be provided for the entire time period between the Monitoring Year Start and End dates, as entered in STEP 1 - DT Calendar Inputs tab.

## Local Authority Check (hidden)
LA Name | LA ID | Region | User Selected Value | Matched LA ID |  | Local_Auth_Code | x | y
Adur District Council | 1 | England | Brighton and Hove Council | 35 | 515500108500 | 1 | 515500 | 108500
Amber Valley Borough Council | 4 | England |  |  | 516500108500 | 1 | 516500 | 108500
Arun District Council | 5 | England |  |  | 518500108500 | 1 | 518500 | 108500
Ashfield District Council | 6 | England |  |  | 519500108500 | 1 | 519500 | 108500
Ashford Borough Council | 7 | England |  |  | 520500108500 | 1 | 520500 | 108500
Babergh District Council | 9 | England |  |  | 521500108500 | 1 | 521500 | 108500
Barnsley Metropolitan Borough Council | 10 | England |  |  | 522500108500 | 1 | 522500 | 108500
Barrow-in-Furness Borough Council | 11 | England |  |  | 523500108500 | 1 | 523500 | 108500
Basildon District Council | 12 | England |  |  | 515500107500 | 1 | 515500 | 107500
Basingstoke and Deane Borough Council | 13 | England |  |  | 516500107500 | 1 | 516500 | 107500
Bassetlaw District Council | 14 | England |  |  | 517500107500 | 1 | 517500 | 107500
Bath and North East Somerset Council | 15 | England |  |  | 518500107500 | 1 | 518500 | 107500
Bedford Borough Council | 16 | England |  |  | 519500107500 | 1 | 519500 | 107500
Birmingham City Council | 18 | England |  |  | 520500107500 | 1 | 520500 | 107500
Blaby District Council | 19 | England |  |  | 521500107500 | 1 | 521500 | 107500
Blackburn with Darwen Borough Council | 20 | England |  |  | 522500107500 | 1 | 522500 | 107500
Blackpool Borough Council | 21 | England |  |  | 523500107500 | 1 | 523500 | 107500
Bolsover District Council | 23 | England |  |  | 515500106500 | 1 | 515500 | 106500
Bolton Metropolitan Borough Council | 24 | England |  |  | 516500106500 | 1 | 516500 | 106500
Spelthorne Borough Council | 26 | England |  |  | 517500106500 | 1 | 517500 | 106500
Boston Borough Council | 27 | England |  |  | 518500106500 | 1 | 518500 | 106500
Bracknell Forest Borough Council | 29 | England |  |  | 519500106500 | 1 | 519500 | 106500
Bradford City Council | 30 | England |  |  | 520500106500 | 1 | 520500 | 106500
Braintree District Council | 31 | England |  |  | 521500106500 | 1 | 521500 | 106500
Breckland District Council | 32 | England |  |  | 522500106500 | 1 | 522500 | 106500
Brentwood Borough Council | 33 | England |  |  | 523500106500 | 1 | 523500 | 106500
Brighton and Hove Council | 35 | England |  |  | 524500106500 | 1 | 524500 | 106500
Bristol City Council | 36 | England |  |  | 516500105500 | 1 | 516500 | 105500
Broadland District Council | 37 | England |  |  | 517500105500 | 1 | 517500 | 105500
Bromsgrove District Council | 38 | England |  |  | 518500105500 | 1 | 518500 | 105500
Broxbourne Borough Council | 39 | England |  |  | 519500105500 | 1 | 519500 | 105500
Broxtowe Borough Council | 40 | England |  |  | 520500105500 | 1 | 520500 | 105500
Burnley Borough Council | 41 | England |  |  | 521500105500 | 1 | 521500 | 105500
Bury Metropolitan Borough Council | 42 | England |  |  | 522500105500 | 1 | 522500 | 105500
Calderdale Metropolitan Borough Council | 43 | England |  |  | 523500105500 | 1 | 523500 | 105500
Cambridge City Council | 44 | England |  |  | 524500105500 | 1 | 524500 | 105500
Cannock Chase District Council | 45 | England |  |  | 516500104500 | 1 | 516500 | 104500
Canterbury City Council | 46 | England |  |  | 517500104500 | 1 | 517500 | 104500
Castle Point Borough Council | 51 | England |  |  | 518500104500 | 1 | 518500 | 104500
Charnwood Borough Council | 52 | England |  |  | 519500104500 | 1 | 519500 | 104500
Chelmsford Borough Council | 53 | England |  |  | 520500104500 | 1 | 520500 | 104500
Cheltenham Borough Council | 54 | England |  |  | 521500104500 | 1 | 521500 | 104500
Cherwell District Council | 55 | England |  |  | 522500104500 | 1 | 522500 | 104500
Chesterfield Borough Council | 58 | England |  |  | 523500104500 | 1 | 523500 | 104500
Chichester District Council | 59 | England |  |  | 524500104500 | 1 | 524500 | 104500
Chorley Borough Council | 61 | England |  |  | 525500104500 | 1 | 525500 | 104500
York City Council | 63 | England |  |  | 517500103500 | 1 | 517500 | 103500
Colchester Borough Council | 64 | England |  |  | 518500103500 | 1 | 518500 | 103500
Cotswold District Council | 68 | England |  |  | 519500103500 | 1 | 519500 | 103500
Coventry City Council | 69 | England |  |  | 321500563500 | 518 | 321500 | 563500
Crawley Borough Council | 71 | England |  |  | 322500563500 | 518 | 322500 | 563500
Dacorum Borough Council | 73 | England |  |  | 319500562500 | 518 | 319500 | 562500
Darlington Borough Council | 74 | England |  |  | 320500562500 | 518 | 320500 | 562500
Dartford Borough Council | 75 | England |  |  | 321500562500 | 518 | 321500 | 562500
Derby City Council | 77 | England |  |  | 322500562500 | 518 | 322500 | 562500
Derbyshire Dales District Council | 78 | England |  |  | 323500562500 | 518 | 323500 | 562500
Doncaster Metropolitan Borough Council | 80 | England |  |  | 324500562500 | 518 | 324500 | 562500
Dover District Council | 81 | England |  |  | 317500561500 | 518 | 317500 | 561500
Dudley Metropolitan Borough Council | 82 | England |  |  | 318500561500 | 518 | 318500 | 561500
East Cambridgeshire District Council | 85 | England |  |  | 319500561500 | 518 | 319500 | 561500
East Devon District Council | 86 | England |  |  | 320500561500 | 518 | 320500 | 561500
East Hampshire District Council | 88 | England |  |  | 321500561500 | 518 | 321500 | 561500
East Hertfordshire District Council | 89 | England |  |  | 322500561500 | 518 | 322500 | 561500
East Lindsey District Council | 90 | England |  |  | 323500561500 | 518 | 323500 | 561500
East Riding of Yorkshire | 92 | England |  |  | 324500561500 | 518 | 324500 | 561500
East Staffordshire Borough Council | 93 | England |  |  | 325500561500 | 518 | 325500 | 561500
Eastbourne Borough Council | 94 | England |  |  | 315500560500 | 518 | 315500 | 560500
Eastleigh Borough Council | 95 | England |  |  | 316500560500 | 518 | 316500 | 560500
Eden District Council | 96 | England |  |  | 317500560500 | 518 | 317500 | 560500
Elmbridge Borough Council | 98 | England |  |  | 318500560500 | 518 | 318500 | 560500
Epping Forest District Council | 99 | England |  |  | 319500560500 | 518 | 319500 | 560500
Epsom and Ewell Borough Council | 100 | England |  |  | 320500560500 | 518 | 320500 | 560500
Erewash Borough Council | 101 | England |  |  | 321500560500 | 518 | 321500 | 560500
Exeter City Council | 102 | England |  |  | 322500560500 | 518 | 322500 | 560500
Fareham Borough Council | 103 | England |  |  | 323500560500 | 518 | 323500 | 560500
Fenland District Council | 104 | England |  |  | 324500560500 | 518 | 324500 | 560500
Forest of Dean District Council | 106 | England |  |  | 325500560500 | 518 | 325500 | 560500
Fylde Borough Council | 107 | England |  |  | 326500560500 | 518 | 326500 | 560500
Gateshead Metropolitan Borough Council | 108 | England |  |  | 315500559500 | 518 | 315500 | 559500
Gedling Borough Council | 109 | England |  |  | 316500559500 | 518 | 316500 | 559500
Gloucester City Council | 111 | England |  |  | 317500559500 | 518 | 317500 | 559500
Gosport Borough Council | 112 | England |  |  | 318500559500 | 518 | 318500 | 559500
Gravesham Borough Council | 113 | England |  |  | 319500559500 | 518 | 319500 | 559500
Great Yarmouth Borough Council | 114 | England |  |  | 320500559500 | 518 | 320500 | 559500
Guildford Borough Council | 115 | England |  |  | 321500559500 | 518 | 321500 | 559500
Halton Borough Council | 116 | England |  |  | 322500559500 | 518 | 322500 | 559500
Harborough District Council | 118 | England |  |  | 323500559500 | 518 | 323500 | 559500
Harlow District Council | 119 | England |  |  | 324500559500 | 518 | 324500 | 559500
Hart District Council | 121 | England |  |  | 325500559500 | 518 | 325500 | 559500
Hartlepool Borough Council | 122 | England |  |  | 326500559500 | 518 | 326500 | 559500
Hastings Borough Council | 123 | England |  |  | 327500559500 | 518 | 327500 | 559500
Havant Borough Council | 124 | England |  |  | 315500558500 | 518 | 315500 | 558500
Herefordshire Council | 126 | England |  |  | 316500558500 | 518 | 316500 | 558500
Hertsmere Borough Council | 127 | England |  |  | 317500558500 | 518 | 317500 | 558500
High Peak Borough Council | 128 | England |  |  | 318500558500 | 518 | 318500 | 558500
Hinckley and Bosworth Borough Council | 129 | England |  |  | 319500558500 | 518 | 319500 | 558500
Horsham District Council | 130 | England |  |  | 320500558500 | 518 | 320500 | 558500
Huntingdonshire District Council | 131 | England |  |  | 321500558500 | 518 | 321500 | 558500
Hyndburn Borough Council | 132 | England |  |  | 322500558500 | 518 | 322500 | 558500
Ipswich Borough Council | 133 | England |  |  | 323500558500 | 518 | 323500 | 558500
Isle of Wight Council | 134 | England |  |  | 324500558500 | 518 | 324500 | 558500
Kings Lynn and West Norfolk Borough Council | 138 | England |  |  | 325500558500 | 518 | 325500 | 558500
Kingston-upon-Hull City Council | 139 | England |  |  | 326500558500 | 518 | 326500 | 558500
Kirklees Metropolitan Council | 140 | England |  |  | 327500558500 | 518 | 327500 | 558500
Knowsley Metropolitan Borough Council | 141 | England |  |  | 313500557500 | 518 | 313500 | 557500
Lancaster City Council | 142 | England |  |  | 316500557500 | 518 | 316500 | 557500
Leeds City Council | 143 | England |  |  | 317500557500 | 518 | 317500 | 557500
Leicester City Council | 144 | England |  |  | 318500557500 | 518 | 318500 | 557500
Lewes District Council | 146 | England |  |  | 319500557500 | 518 | 319500 | 557500
Lichfield District Council | 147 | England |  |  | 320500557500 | 518 | 320500 | 557500
Lincoln City Council | 148 | England |  |  | 321500557500 | 518 | 321500 | 557500
Liverpool City Council | 149 | England |  |  | 322500557500 | 518 | 322500 | 557500
Luton Borough Council | 150 | England |  |  | 323500557500 | 518 | 323500 | 557500
Maidstone Borough Council | 152 | England |  |  | 324500557500 | 518 | 324500 | 557500
Maldon District Council | 153 | England |  |  | 325500557500 | 518 | 325500 | 557500
Malvern Hills District Council | 154 | England |  |  | 326500557500 | 518 | 326500 | 557500
Manchester City Council | 155 | England |  |  | 327500557500 | 518 | 327500 | 557500
Mansfield District Council | 156 | England |  |  | 312500556500 | 518 | 312500 | 556500
Medway Council | 157 | England |  |  | 313500556500 | 518 | 313500 | 556500
Melton Borough Council | 158 | England |  |  | 314500556500 | 518 | 314500 | 556500
Mid Devon District Council | 161 | England |  |  | 315500556500 | 518 | 315500 | 556500
Mid Suffolk District Council | 162 | England |  |  | 316500556500 | 518 | 316500 | 556500
Mid Sussex District Council | 163 | England |  |  | 317500556500 | 518 | 317500 | 556500
Middlesbrough Borough Council | 164 | England |  |  | 318500556500 | 518 | 318500 | 556500
Milton Keynes Borough Council | 165 | England |  |  | 319500556500 | 518 | 319500 | 556500
Mole Valley District Council | 166 | England |  |  | 320500556500 | 518 | 320500 | 556500
New Forest District Council | 167 | England |  |  | 321500556500 | 518 | 321500 | 556500
Newark and Sherwood District Council | 168 | England |  |  | 322500556500 | 518 | 322500 | 556500
Newcastle City Council | 169 | England |  |  | 323500556500 | 518 | 323500 | 556500
Newcastle-under-Lyme Borough Council | 170 | England |  |  | 324500556500 | 518 | 324500 | 556500
North Devon District Council | 172 | England |  |  | 325500556500 | 518 | 325500 | 556500
North East Derbyshire District Council | 174 | England |  |  | 326500556500 | 518 | 326500 | 556500
North East Lincolnshire Council | 175 | England |  |  | 327500556500 | 518 | 327500 | 556500
North Hertfordshire District Council | 176 | England |  |  | 328500556500 | 518 | 328500 | 556500
North Kesteven District Council | 177 | England |  |  | 329500556500 | 518 | 329500 | 556500
North Lincolnshire Council | 178 | England |  |  | 330500556500 | 518 | 330500 | 556500
North Norfolk District Council | 179 | England |  |  | 311500555500 | 518 | 311500 | 555500
North Somerset Council | 181 | England |  |  | 312500555500 | 518 | 312500 | 555500
North Tyneside Council | 182 | England |  |  | 313500555500 | 518 | 313500 | 555500
North Warwickshire Borough Council | 183 | England |  |  | 314500555500 | 518 | 314500 | 555500
North West Leicestershire District Council | 184 | England |  |  | 315500555500 | 518 | 315500 | 555500
Norwich City Council | 187 | England |  |  | 316500555500 | 518 | 316500 | 555500
Nottingham City Council | 188 | England |  |  | 317500555500 | 518 | 317500 | 555500
Nuneaton and Bedworth Borough Council | 189 | England |  |  | 318500555500 | 518 | 318500 | 555500
Oadby and Wigston District Council | 190 | England |  |  | 319500555500 | 518 | 319500 | 555500
Oldham Metropolitan Borough Council | 191 | England |  |  | 320500555500 | 518 | 320500 | 555500
Oxford City Council | 193 | England |  |  | 321500555500 | 518 | 321500 | 555500
Pendle Borough Council | 194 | England |  |  | 322500555500 | 518 | 322500 | 555500
Peterborough Council | 196 | England |  |  | 323500555500 | 518 | 323500 | 555500
Plymouth City Council | 197 | England |  |  | 324500555500 | 518 | 324500 | 555500
Portsmouth City Council | 198 | England |  |  | 325500555500 | 518 | 325500 | 555500
Preston Borough Council | 199 | England |  |  | 326500555500 | 518 | 326500 | 555500
Reading Borough Council | 201 | England |  |  | 327500555500 | 518 | 327500 | 555500
Redcar and Cleeveland Borough Council | 202 | England |  |  | 328500555500 | 518 | 328500 | 555500
Redditch Borough Council | 203 | England |  |  | 329500555500 | 518 | 329500 | 555500
Reigate and Banstead Borough Council | 204 | England |  |  | 330500555500 | 518 | 330500 | 555500
Ribble Valley Borough Council | 206 | England |  |  | 331500555500 | 518 | 331500 | 555500
Rochdale Metropolitan Borough Council | 209 | England |  |  | 310500554500 | 518 | 310500 | 554500
Rochford District Council | 210 | England |  |  | 311500554500 | 518 | 311500 | 554500
Rossendale Borough Council | 211 | England |  |  | 312500554500 | 518 | 312500 | 554500
Rother District Council | 212 | England |  |  | 313500554500 | 518 | 313500 | 554500
Rotherham Metropolitan Borough Council | 213 | England |  |  | 314500554500 | 518 | 314500 | 554500
Rugby Borough Council | 214 | England |  |  | 315500554500 | 518 | 315500 | 554500
Runnymede Borough Council | 215 | England |  |  | 316500554500 | 518 | 316500 | 554500
Rushcliffe Borough Council | 216 | England |  |  | 317500554500 | 518 | 317500 | 554500
Rushmoor Borough Council | 217 | England |  |  | 318500554500 | 518 | 318500 | 554500
Rutland County Council | 218 | England |  |  | 319500554500 | 518 | 319500 | 554500
Salford Metropolitan Borough Council | 220 | England |  |  | 320500554500 | 518 | 320500 | 554500
Sandwell Metropolitan Borough Council | 222 | England |  |  | 321500554500 | 518 | 321500 | 554500
Sefton Metropolitan Borough Council | 226 | England |  |  | 322500554500 | 518 | 322500 | 554500
Sevenoaks District Council | 228 | England |  |  | 323500554500 | 518 | 323500 | 554500
Sheffield City Council | 229 | England |  |  | 324500554500 | 518 | 324500 | 554500
Folkestone & Hythe District Council | 230 | England |  |  | 325500554500 | 518 | 325500 | 554500
Slough Borough Council | 232 | England |  |  | 326500554500 | 518 | 326500 | 554500
Solihull Metropolitan Borough Council | 233 | England |  |  | 327500554500 | 518 | 327500 | 554500
South Cambridgeshire District Council | 236 | England |  |  | 328500554500 | 518 | 328500 | 554500
South Derbyshire District Council | 237 | England |  |  | 329500554500 | 518 | 329500 | 554500
South Gloucestershire District Council | 238 | England |  |  | 330500554500 | 518 | 330500 | 554500
South Hams District Council | 239 | England |  |  | 331500554500 | 518 | 331500 | 554500
South Holland District Council | 241 | England |  |  | 309500553500 | 518 | 309500 | 553500
South Kesteven District Council | 242 | England |  |  | 310500553500 | 518 | 310500 | 553500
South Lakeland District Council | 243 | England |  |  | 311500553500 | 518 | 311500 | 553500
South Norfolk District Council | 244 | England |  |  | 312500553500 | 518 | 312500 | 553500
South Oxfordshire District Council | 246 | England |  |  | 313500553500 | 518 | 313500 | 553500
South Ribble Borough Council | 247 | England |  |  | 314500553500 | 518 | 314500 | 553500
South Staffordshire District Council | 250 | England |  |  | 315500553500 | 518 | 315500 | 553500
South Tyneside Metropolitan Borough Council | 251 | England |  |  | 316500553500 | 518 | 316500 | 553500
Southampton Council | 252 | England |  |  | 317500553500 | 518 | 317500 | 553500
Southend Borough Council | 253 | England |  |  | 318500553500 | 518 | 318500 | 553500
St Albans District Council | 254 | England |  |  | 319500553500 | 518 | 319500 | 553500
West Suffolk Council | 255 | England |  |  | 320500553500 | 518 | 320500 | 553500
St Helens Metropolitan Borough Council | 256 | England |  |  | 321500553500 | 518 | 321500 | 553500
Stafford Borough Council | 257 | England |  |  | 322500553500 | 518 | 322500 | 553500
Staffordshire Moorlands District Council | 258 | England |  |  | 323500553500 | 518 | 323500 | 553500
Stevenage Borough Council | 259 | England |  |  | 324500553500 | 518 | 324500 | 553500
Stockport Metropolitan Borough Council | 260 | England |  |  | 325500553500 | 518 | 325500 | 553500
Stockton-on-Tees Borough Council | 261 | England |  |  | 326500553500 | 518 | 326500 | 553500
Stoke-on-Trent City Council | 262 | England |  |  | 327500553500 | 518 | 327500 | 553500
Stratford on Avon District Council | 263 | England |  |  | 328500553500 | 518 | 328500 | 553500
Stroud District Council | 264 | England |  |  | 329500553500 | 518 | 329500 | 553500
East Suffolk Council | 265 | England |  |  | 330500553500 | 518 | 330500 | 553500
Sunderland City Council | 266 | England |  |  | 331500553500 | 518 | 331500 | 553500
Surrey Heath Council | 267 | England |  |  | 309500552500 | 518 | 309500 | 552500
Swale Borough Council | 268 | England |  |  | 310500552500 | 518 | 310500 | 552500
Swindon Borough Council | 269 | England |  |  | 311500552500 | 518 | 311500 | 552500
Tameside Metropolitan Borough Council | 270 | England |  |  | 312500552500 | 518 | 312500 | 552500
Tamworth Borough Council | 271 | England |  |  | 313500552500 | 518 | 313500 | 552500
Tandridge District Council | 272 | England |  |  | 314500552500 | 518 | 314500 | 552500
Teignbridge District Council | 275 | England |  |  | 315500552500 | 518 | 315500 | 552500
Telford and Wrekin Council | 276 | England |  |  | 316500552500 | 518 | 316500 | 552500
Tendring District Council | 277 | England |  |  | 317500552500 | 518 | 317500 | 552500
Test Valley Borough Council | 278 | England |  |  | 318500552500 | 518 | 318500 | 552500
Tewkesbury Borough Council | 279 | England |  |  | 319500552500 | 518 | 319500 | 552500
Thanet District Council | 280 | England |  |  | 320500552500 | 518 | 320500 | 552500
Three Rivers District Council | 281 | England |  |  | 321500552500 | 518 | 321500 | 552500
Thurrock Council | 282 | England |  |  | 322500552500 | 518 | 322500 | 552500
Tonbridge and Malling Borough Council | 283 | England |  |  | 323500552500 | 518 | 323500 | 552500
Torbay Borough Council | 284 | England |  |  | 324500552500 | 518 | 324500 | 552500
Torridge District Council | 285 | England |  |  | 325500552500 | 518 | 325500 | 552500
Trafford Metropolitan Borough Council | 286 | England |  |  | 326500552500 | 518 | 326500 | 552500
Tunbridge Wells Borough Council | 287 | England |  |  | 327500552500 | 518 | 327500 | 552500
Uttlesford District Council | 289 | England |  |  | 328500552500 | 518 | 328500 | 552500
Vale of White Horse District Council | 290 | England |  |  | 329500552500 | 518 | 329500 | 552500
Wakefield Metropolitan District Council | 292 | England |  |  | 330500552500 | 518 | 330500 | 552500
Walsall Metropolitan Borough Council | 293 | England |  |  | 331500552500 | 518 | 331500 | 552500
Warrington Borough Council | 295 | England |  |  | 309500551500 | 518 | 309500 | 551500
Warwick District Council | 296 | England |  |  | 310500551500 | 518 | 310500 | 551500
Watford Borough Council | 297 | England |  |  | 311500551500 | 518 | 311500 | 551500
Waverley Borough Council | 299 | England |  |  | 312500551500 | 518 | 312500 | 551500
Wealden District Council | 300 | England |  |  | 313500551500 | 518 | 313500 | 551500
Welwyn Hatfield District Council | 303 | England |  |  | 314500551500 | 518 | 314500 | 551500
West Berkshire Council | 304 | England |  |  | 315500551500 | 518 | 315500 | 551500
West Devon Borough Council | 305 | England |  |  | 316500551500 | 518 | 316500 | 551500
West Lancashire Borough Council | 307 | England |  |  | 317500551500 | 518 | 317500 | 551500
West Lindsey District Council | 308 | England |  |  | 318500551500 | 518 | 318500 | 551500
West Oxfordshire District Council | 309 | England |  |  | 319500551500 | 518 | 319500 | 551500
Wigan Metropolitan Borough Council | 313 | England |  |  | 320500551500 | 518 | 320500 | 551500
Winchester City Council | 314 | England |  |  | 321500551500 | 518 | 321500 | 551500
Windsor and Maidenhead - Royal Borough of | 315 | England |  |  | 322500551500 | 518 | 322500 | 551500
Wirral Metropolitan Borough Council | 316 | England |  |  | 323500551500 | 518 | 323500 | 551500
Woking Borough Council | 317 | England |  |  | 324500551500 | 518 | 324500 | 551500
Wokingham District Council | 318 | England |  |  | 325500551500 | 518 | 325500 | 551500
Wolverhampton City Council | 319 | England |  |  | 326500551500 | 518 | 326500 | 551500
Worcester City Council | 320 | England |  |  | 327500551500 | 518 | 327500 | 551500
Worthing Borough Council | 321 | England |  |  | 328500551500 | 518 | 328500 | 551500
Wychavon District Council | 322 | England |  |  | 329500551500 | 518 | 329500 | 551500
Wyre Borough Council | 324 | England |  |  | 330500551500 | 518 | 330500 | 551500
Wyre Forest District Council | 325 | England |  |  | 331500551500 | 518 | 331500 | 551500
Barking and Dagenham - London Borough of | 326 | London |  |  | 332500551500 | 518 | 332500 | 551500
Barnet - London Borough of | 327 | London |  |  | 308500550500 | 518 | 308500 | 550500
Bexley - London Borough of | 328 | London |  |  | 309500550500 | 518 | 309500 | 550500
Brent - London Borough of | 329 | London |  |  | 310500550500 | 518 | 310500 | 550500
Bromley Council - London Borough of | 330 | London |  |  | 311500550500 | 518 | 311500 | 550500
Camden - London Borough of | 331 | London |  |  | 312500550500 | 518 | 312500 | 550500
Corporation of the City of London | 332 | London |  |  | 313500550500 | 518 | 313500 | 550500
Croydon - London Borough of | 333 | London |  |  | 314500550500 | 518 | 314500 | 550500
Ealing - London Borough of | 334 | London |  |  | 315500550500 | 518 | 315500 | 550500
Enfield - London Borough of | 335 | London |  |  | 316500550500 | 518 | 316500 | 550500
Greenwich - Royal Borough of | 336 | London |  |  | 317500550500 | 518 | 317500 | 550500
Hackney - London Borough of | 337 | London |  |  | 318500550500 | 518 | 318500 | 550500
Hammersmith & Fulham - London Borough of | 338 | London |  |  | 319500550500 | 518 | 319500 | 550500
Haringey - London Borough of | 339 | London |  |  | 320500550500 | 518 | 320500 | 550500
Harrow - London Borough of | 340 | London |  |  | 321500550500 | 518 | 321500 | 550500
Havering - London Borough of | 341 | London |  |  | 322500550500 | 518 | 322500 | 550500
Hillingdon - London Borough of | 342 | London |  |  | 323500550500 | 518 | 323500 | 550500
Hounslow - London Borough of | 343 | London |  |  | 324500550500 | 518 | 324500 | 550500
Islington - London Borough of | 344 | London |  |  | 325500550500 | 518 | 325500 | 550500
Kensington & Chelsea - Royal Borough of | 345 | London |  |  | 326500550500 | 518 | 326500 | 550500
Kingston upon Thames - Royal Borough of | 346 | London |  |  | 327500550500 | 518 | 327500 | 550500
Lambeth - London Borough of | 347 | London |  |  | 328500550500 | 518 | 328500 | 550500
Lewisham - London Borough of | 348 | London |  |  | 329500550500 | 518 | 329500 | 550500
Merton - London Borough of | 349 | London |  |  | 330500550500 | 518 | 330500 | 550500
Newham - London Borough of | 350 | London |  |  | 331500550500 | 518 | 331500 | 550500
Redbridge - London Borough of | 351 | London |  |  | 332500550500 | 518 | 332500 | 550500
Richmond - London Borough of | 352 | London |  |  | 333500550500 | 518 | 333500 | 550500
Southwark - London Borough of | 353 | London |  |  | 308500549500 | 518 | 308500 | 549500
Sutton - London Borough of | 354 | London |  |  | 309500549500 | 518 | 309500 | 549500
Tower Hamlets - London Borough of | 355 | London |  |  | 310500549500 | 518 | 310500 | 549500
Waltham Forest - London Borough of | 356 | London |  |  | 311500549500 | 518 | 311500 | 549500
Wandsworth - London Borough of | 357 | London |  |  | 312500549500 | 518 | 312500 | 549500
Westminster - London Borough of | 358 | London |  |  | 313500549500 | 518 | 313500 | 549500
Aberdeen City Council | 359 | Scotland |  |  | 314500549500 | 518 | 314500 | 549500
Aberdeenshire Council | 360 | Scotland |  |  | 315500549500 | 518 | 315500 | 549500
Angus Council | 361 | Scotland |  |  | 316500549500 | 518 | 316500 | 549500
Argyll & Bute Council | 362 | Scotland |  |  | 317500549500 | 518 | 317500 | 549500
Clackmannanshire Council | 363 | Scotland |  |  | 318500549500 | 518 | 318500 | 549500
Dumfries and Galloway Council | 364 | Scotland |  |  | 319500549500 | 518 | 319500 | 549500
Dundee City Council | 365 | Scotland |  |  | 320500549500 | 518 | 320500 | 549500
East Ayrshire Council | 366 | Scotland |  |  | 321500549500 | 518 | 321500 | 549500
East Dunbartonshire Council | 367 | Scotland |  |  | 322500549500 | 518 | 322500 | 549500
East Lothian Council | 368 | Scotland |  |  | 323500549500 | 518 | 323500 | 549500
East Renfrewshire Council | 369 | Scotland |  |  | 324500549500 | 518 | 324500 | 549500
Edinburgh City Council | 370 | Scotland |  |  | 325500549500 | 518 | 325500 | 549500
Falkirk Council | 371 | Scotland |  |  | 326500549500 | 518 | 326500 | 549500
Fife Council | 372 | Scotland |  |  | 327500549500 | 518 | 327500 | 549500
Glasgow City Council | 373 | Scotland |  |  | 328500549500 | 518 | 328500 | 549500
Highland Council | 374 | Scotland |  |  | 329500549500 | 518 | 329500 | 549500
Inverclyde Council | 375 | Scotland |  |  | 330500549500 | 518 | 330500 | 549500
Midlothian Council | 376 | Scotland |  |  | 331500549500 | 518 | 331500 | 549500
Moray Council | 377 | Scotland |  |  | 332500549500 | 518 | 332500 | 549500
North Ayrshire Council | 378 | Scotland |  |  | 308500548500 | 518 | 308500 | 548500
North Lanarkshire Council | 379 | Scotland |  |  | 309500548500 | 518 | 309500 | 548500
Orkney Islands Council | 380 | Scotland |  |  | 310500548500 | 518 | 310500 | 548500
Perth & Kinross Council | 381 | Scotland |  |  | 311500548500 | 518 | 311500 | 548500
Renfrewshire Council | 382 | Scotland |  |  | 312500548500 | 518 | 312500 | 548500
Scottish Borders Council | 383 | Scotland |  |  | 313500548500 | 518 | 313500 | 548500
Shetland Islands Council | 384 | Scotland |  |  | 314500548500 | 518 | 314500 | 548500
South Ayrshire Council | 385 | Scotland |  |  | 315500548500 | 518 | 315500 | 548500
South Lanarkshire Council | 386 | Scotland |  |  | 316500548500 | 518 | 316500 | 548500
Stirling Council | 387 | Scotland |  |  | 317500548500 | 518 | 317500 | 548500
West Dunbartonshire Council | 388 | Scotland |  |  | 318500548500 | 518 | 318500 | 548500
Comhairle nan Eilean Siar (Formerly Western Isles Council) | 389 | Scotland |  |  | 319500548500 | 518 | 319500 | 548500
West Lothian Council | 390 | Scotland |  |  | 320500548500 | 518 | 320500 | 548500
Blaenau Gwent County Borough Council | 391 | Wales |  |  | 321500548500 | 518 | 321500 | 548500
Bridgend County Borough Council | 392 | Wales |  |  | 322500548500 | 518 | 322500 | 548500
Caerphilly County Borough Council | 393 | Wales |  |  | 323500548500 | 518 | 323500 | 548500
Cardiff County Council | 394 | Wales |  |  | 324500548500 | 518 | 324500 | 548500
Carmarthenshire County Council | 395 | Wales |  |  | 325500548500 | 518 | 325500 | 548500
Ceredigion County Council | 396 | Wales |  |  | 326500548500 | 518 | 326500 | 548500
Conwy County Borough Council | 397 | Wales |  |  | 327500548500 | 518 | 327500 | 548500
Denbighshire County Council | 398 | Wales |  |  | 328500548500 | 518 | 328500 | 548500
Flintshire County Council | 399 | Wales |  |  | 329500548500 | 518 | 329500 | 548500
Gwynedd Council | 400 | Wales |  |  | 330500548500 | 518 | 330500 | 548500
Isle of Anglesey County Council | 401 | Wales |  |  | 331500548500 | 518 | 331500 | 548500
Merthyr Tydfil County Borough Council | 402 | Wales |  |  | 332500548500 | 518 | 332500 | 548500
Monmouthshire County Council | 403 | Wales |  |  | 333500548500 | 518 | 333500 | 548500
Neath & Port Talbot County Borough Council | 404 | Wales |  |  | 307500547500 | 518 | 307500 | 547500
Newport City Council | 405 | Wales |  |  | 308500547500 | 518 | 308500 | 547500
Pembrokeshire Council | 406 | Wales |  |  | 309500547500 | 518 | 309500 | 547500
Powys County Council | 407 | Wales |  |  | 310500547500 | 518 | 310500 | 547500
Rhondda-Cynon-Taff Council | 408 | Wales |  |  | 311500547500 | 518 | 311500 | 547500
Swansea City and County Council | 409 | Wales |  |  | 312500547500 | 518 | 312500 | 547500
Torfaen County Borough Council | 410 | Wales |  |  | 313500547500 | 518 | 313500 | 547500
Vale of Glamorgan Council | 411 | Wales |  |  | 314500547500 | 518 | 314500 | 547500
Wrexham County Borough Council | 412 | Wales |  |  | 315500547500 | 518 | 315500 | 547500
Isles of Scilly - Council of the | 439 | England |  |  | 316500547500 | 518 | 316500 | 547500
Durham | 440 | England |  |  | 317500547500 | 518 | 317500 | 547500
Northumberland Council | 441 | England |  |  | 318500547500 | 518 | 318500 | 547500
Shropshire Council | 442 | England |  |  | 319500547500 | 518 | 319500 | 547500
Wiltshire Council | 443 | England |  |  | 320500547500 | 518 | 320500 | 547500
Central Bedfordshire | 444 | England |  |  | 321500547500 | 518 | 321500 | 547500
Cheshire East | 445 | England |  |  | 322500547500 | 518 | 322500 | 547500
Cheshire West and Chester Council | 446 | England |  |  | 323500547500 | 518 | 323500 | 547500
Cornwall County Council | 447 | England |  |  | 324500547500 | 518 | 324500 | 547500
Antrim and Newtownabbey District Council | 448 | Northern Ireland |  |  | 325500547500 | 518 | 325500 | 547500
Armagh Banbridge and Craigavon District Council | 449 | Northern Ireland |  |  | 326500547500 | 518 | 326500 | 547500
Belfast City Council | 450 | Northern Ireland |  |  | 327500547500 | 518 | 327500 | 547500
Causeway Coast and Glens | 451 | Northern Ireland |  |  | 328500547500 | 518 | 328500 | 547500
Derry City and Strabane District Council | 452 | Northern Ireland |  |  | 329500547500 | 518 | 329500 | 547500
Fermanagh and Omagh District Council | 453 | Northern Ireland |  |  | 330500547500 | 518 | 330500 | 547500
Lisburn City and Castlereagh District Council | 454 | Northern Ireland |  |  | 331500547500 | 518 | 331500 | 547500
Mid and East Antrim District Council | 455 | Northern Ireland |  |  | 332500547500 | 518 | 332500 | 547500
Mid Ulster District Council | 456 | Northern Ireland |  |  | 333500547500 | 518 | 333500 | 547500
Newry Mourne and Down District Council | 457 | Northern Ireland |  |  | 307500546500 | 518 | 307500 | 546500
North Down and Ards District Council | 458 | Northern Ireland |  |  | 308500546500 | 518 | 308500 | 546500
Dorset Council | 510 | England |  |  | 309500546500 | 518 | 309500 | 546500
Buckinghamshire Council | 513 | England |  |  | 310500546500 | 518 | 310500 | 546500
Bournemouth, Christchurch and Poole Council | 512 | England |  |  | 311500546500 | 518 | 311500 | 546500
North Northamptonshire Counci | 514 | England |  |  | 312500546500 | 518 | 312500 | 546500
West Northamptonshire Council | 515 | England |  |  | 313500546500 | 518 | 313500 | 546500
Somerset Council | 516 | England |  |  | 314500546500 | 518 | 314500 | 546500
North Yorkshire Council | 517 | England |  |  | 315500546500 | 518 | 315500 | 546500
Cumberland Council | 518 | England |  |  | 316500546500 | 518 | 316500 | 546500
Not Specified | - | England |  |  | 317500546500 | 518 | 317500 | 546500
[5 empty] | 318500546500 | 518 | 318500 | 546500
[5 empty] | 319500546500 | 518 | 319500 | 546500
[5 empty] | 320500546500 | 518 | 320500 | 546500
[5 empty] | 321500546500 | 518 | 321500 | 546500
[5 empty] | 322500546500 | 518 | 322500 | 546500
[5 empty] | 323500546500 | 518 | 323500 | 546500
[5 empty] | 324500546500 | 518 | 324500 | 546500
[5 empty] | 325500546500 | 518 | 325500 | 546500
[5 empty] | 326500546500 | 518 | 326500 | 546500
[5 empty] | 327500546500 | 518 | 327500 | 546500
[5 empty] | 328500546500 | 518 | 328500 | 546500
[5 empty] | 329500546500 | 518 | 329500 | 546500
[5 empty] | 330500546500 | 518 | 330500 | 546500
[5 empty] | 331500546500 | 518 | 331500 | 546500
[5 empty] | 332500546500 | 518 | 332500 | 546500
[5 empty] | 333500546500 | 518 | 333500 | 546500
[5 empty] | 307500545500 | 518 | 307500 | 545500
[5 empty] | 308500545500 | 518 | 308500 | 545500
[5 empty] | 309500545500 | 518 | 309500 | 545500
[5 empty] | 310500545500 | 518 | 310500 | 545500
[5 empty] | 311500545500 | 518 | 311500 | 545500
[5 empty] | 312500545500 | 518 | 312500 | 545500
[5 empty] | 313500545500 | 518 | 313500 | 545500
[5 empty] | 314500545500 | 518 | 314500 | 545500
[5 empty] | 315500545500 | 518 | 315500 | 545500
[5 empty] | 316500545500 | 518 | 316500 | 545500
[5 empty] | 317500545500 | 518 | 317500 | 545500
[5 empty] | 318500545500 | 518 | 318500 | 545500
[5 empty] | 319500545500 | 518 | 319500 | 545500
[5 empty] | 320500545500 | 518 | 320500 | 545500
[5 empty] | 321500545500 | 518 | 321500 | 545500
[5 empty] | 322500545500 | 518 | 322500 | 545500
[5 empty] | 323500545500 | 518 | 323500 | 545500
[5 empty] | 324500545500 | 518 | 324500 | 545500
[5 empty] | 325500545500 | 518 | 325500 | 545500
[5 empty] | 326500545500 | 518 | 326500 | 545500
[5 empty] | 327500545500 | 518 | 327500 | 545500
[5 empty] | 328500545500 | 518 | 328500 | 545500
[5 empty] | 329500545500 | 518 | 329500 | 545500
[5 empty] | 330500545500 | 518 | 330500 | 545500
[5 empty] | 331500545500 | 518 | 331500 | 545500
[5 empty] | 332500545500 | 518 | 332500 | 545500
[5 empty] | 333500545500 | 518 | 333500 | 545500
[5 empty] | 334500545500 | 518 | 334500 | 545500
[5 empty] | 307500544500 | 518 | 307500 | 544500
[5 empty] | 308500544500 | 518 | 308500 | 544500
[5 empty] | 309500544500 | 518 | 309500 | 544500
[5 empty] | 310500544500 | 518 | 310500 | 544500
[5 empty] | 311500544500 | 518 | 311500 | 544500
[5 empty] | 312500544500 | 518 | 312500 | 544500
[5 empty] | 313500544500 | 518 | 313500 | 544500
[5 empty] | 314500544500 | 518 | 314500 | 544500
[5 empty] | 315500544500 | 518 | 315500 | 544500
[5 empty] | 316500544500 | 518 | 316500 | 544500
[5 empty] | 317500544500 | 518 | 317500 | 544500
[5 empty] | 318500544500 | 518 | 318500 | 544500
[5 empty] | 319500544500 | 518 | 319500 | 544500
[5 empty] | 320500544500 | 518 | 320500 | 544500
[5 empty] | 321500544500 | 518 | 321500 | 544500
[5 empty] | 322500544500 | 518 | 322500 | 544500
[5 empty] | 323500544500 | 518 | 323500 | 544500
[5 empty] | 324500544500 | 518 | 324500 | 544500
[5 empty] | 325500544500 | 518 | 325500 | 544500
[5 empty] | 326500544500 | 518 | 326500 | 544500
[5 empty] | 327500544500 | 518 | 327500 | 544500
[5 empty] | 328500544500 | 518 | 328500 | 544500
[5 empty] | 329500544500 | 518 | 329500 | 544500
[5 empty] | 330500544500 | 518 | 330500 | 544500
[5 empty] | 331500544500 | 518 | 331500 | 544500
[5 empty] | 332500544500 | 518 | 332500 | 544500
[5 empty] | 333500544500 | 518 | 333500 | 544500
[5 empty] | 334500544500 | 518 | 334500 | 544500
[5 empty] | 335500544500 | 518 | 335500 | 544500
[5 empty] | 307500543500 | 518 | 307500 | 543500
[5 empty] | 308500543500 | 518 | 308500 | 543500
[5 empty] | 309500543500 | 518 | 309500 | 543500
[5 empty] | 310500543500 | 518 | 310500 | 543500
[5 empty] | 311500543500 | 518 | 311500 | 543500
[5 empty] | 312500543500 | 518 | 312500 | 543500
[5 empty] | 313500543500 | 518 | 313500 | 543500
[5 empty] | 314500543500 | 518 | 314500 | 543500
[5 empty] | 315500543500 | 518 | 315500 | 543500
[5 empty] | 316500543500 | 518 | 316500 | 543500
[5 empty] | 317500543500 | 518 | 317500 | 543500
[5 empty] | 318500543500 | 518 | 318500 | 543500
[5 empty] | 319500543500 | 518 | 319500 | 543500
[5 empty] | 320500543500 | 518 | 320500 | 543500
[5 empty] | 321500543500 | 518 | 321500 | 543500
[5 empty] | 322500543500 | 518 | 322500 | 543500
[5 empty] | 323500543500 | 518 | 323500 | 543500
[5 empty] | 324500543500 | 518 | 324500 | 543500
[5 empty] | 325500543500 | 518 | 325500 | 543500
[5 empty] | 326500543500 | 518 | 326500 | 543500
[5 empty] | 327500543500 | 518 | 327500 | 543500
[5 empty] | 328500543500 | 518 | 328500 | 543500
[5 empty] | 329500543500 | 518 | 329500 | 543500
[5 empty] | 330500543500 | 518 | 330500 | 543500
[5 empty] | 331500543500 | 518 | 331500 | 543500
[5 empty] | 332500543500 | 518 | 332500 | 543500
[5 empty] | 333500543500 | 518 | 333500 | 543500
[5 empty] | 334500543500 | 518 | 334500 | 543500
[5 empty] | 335500543500 | 518 | 335500 | 543500
[5 empty] | 336500543500 | 518 | 336500 | 543500
[5 empty] | 307500542500 | 518 | 307500 | 542500
[5 empty] | 308500542500 | 518 | 308500 | 542500
[5 empty] | 309500542500 | 518 | 309500 | 542500
[5 empty] | 310500542500 | 518 | 310500 | 542500
[5 empty] | 311500542500 | 518 | 311500 | 542500
[5 empty] | 312500542500 | 518 | 312500 | 542500
[5 empty] | 313500542500 | 518 | 313500 | 542500
[5 empty] | 314500542500 | 518 | 314500 | 542500
[5 empty] | 315500542500 | 518 | 315500 | 542500
[5 empty] | 316500542500 | 518 | 316500 | 542500
[5 empty] | 317500542500 | 518 | 317500 | 542500
[5 empty] | 318500542500 | 518 | 318500 | 542500
[5 empty] | 319500542500 | 518 | 319500 | 542500
[5 empty] | 320500542500 | 518 | 320500 | 542500
[5 empty] | 321500542500 | 518 | 321500 | 542500
[5 empty] | 322500542500 | 518 | 322500 | 542500
[5 empty] | 323500542500 | 518 | 323500 | 542500
[5 empty] | 324500542500 | 518 | 324500 | 542500
[5 empty] | 325500542500 | 518 | 325500 | 542500
[5 empty] | 326500542500 | 518 | 326500 | 542500
[5 empty] | 327500542500 | 518 | 327500 | 542500
[5 empty] | 328500542500 | 518 | 328500 | 542500
[5 empty] | 329500542500 | 518 | 329500 | 542500
[5 empty] | 330500542500 | 518 | 330500 | 542500
[5 empty] | 331500542500 | 518 | 331500 | 542500
[5 empty] | 332500542500 | 518 | 332500 | 542500
[5 empty] | 333500542500 | 518 | 333500 | 542500
[5 empty] | 334500542500 | 518 | 334500 | 542500
[5 empty] | 335500542500 | 518 | 335500 | 542500
[5 empty] | 336500542500 | 518 | 336500 | 542500
[5 empty] | 307500541500 | 518 | 307500 | 541500
[5 empty] | 308500541500 | 518 | 308500 | 541500
[5 empty] | 309500541500 | 518 | 309500 | 541500
[5 empty] | 310500541500 | 518 | 310500 | 541500
[5 empty] | 311500541500 | 518 | 311500 | 541500
[5 empty] | 312500541500 | 518 | 312500 | 541500
[5 empty] | 313500541500 | 518 | 313500 | 541500
[5 empty] | 314500541500 | 518 | 314500 | 541500
[5 empty] | 315500541500 | 518 | 315500 | 541500
[5 empty] | 316500541500 | 518 | 316500 | 541500
[5 empty] | 317500541500 | 518 | 317500 | 541500
[5 empty] | 318500541500 | 518 | 318500 | 541500
[5 empty] | 319500541500 | 518 | 319500 | 541500
[5 empty] | 320500541500 | 518 | 320500 | 541500
[5 empty] | 321500541500 | 518 | 321500 | 541500
[5 empty] | 322500541500 | 518 | 322500 | 541500
[5 empty] | 323500541500 | 518 | 323500 | 541500
[5 empty] | 324500541500 | 518 | 324500 | 541500
[5 empty] | 325500541500 | 518 | 325500 | 541500
[5 empty] | 326500541500 | 518 | 326500 | 541500
[5 empty] | 327500541500 | 518 | 327500 | 541500
[5 empty] | 328500541500 | 518 | 328500 | 541500
[5 empty] | 329500541500 | 518 | 329500 | 541500
[5 empty] | 330500541500 | 518 | 330500 | 541500
[5 empty] | 331500541500 | 518 | 331500 | 541500
[5 empty] | 332500541500 | 518 | 332500 | 541500
[5 empty] | 333500541500 | 518 | 333500 | 541500
[5 empty] | 334500541500 | 518 | 334500 | 541500
[5 empty] | 335500541500 | 518 | 335500 | 541500
[5 empty] | 306500540500 | 518 | 306500 | 540500
[5 empty] | 307500540500 | 518 | 307500 | 540500
[5 empty] | 308500540500 | 518 | 308500 | 540500
[5 empty] | 309500540500 | 518 | 309500 | 540500
[5 empty] | 310500540500 | 518 | 310500 | 540500
[5 empty] | 311500540500 | 518 | 311500 | 540500
[5 empty] | 312500540500 | 518 | 312500 | 540500
[5 empty] | 313500540500 | 518 | 313500 | 540500
[5 empty] | 314500540500 | 518 | 314500 | 540500
[5 empty] | 315500540500 | 518 | 315500 | 540500
[5 empty] | 316500540500 | 518 | 316500 | 540500
[5 empty] | 317500540500 | 518 | 317500 | 540500
[5 empty] | 318500540500 | 518 | 318500 | 540500
[5 empty] | 319500540500 | 518 | 319500 | 540500
[5 empty] | 320500540500 | 518 | 320500 | 540500
[5 empty] | 321500540500 | 518 | 321500 | 540500
[5 empty] | 322500540500 | 518 | 322500 | 540500
[5 empty] | 323500540500 | 518 | 323500 | 540500
[5 empty] | 324500540500 | 518 | 324500 | 540500
[5 empty] | 325500540500 | 518 | 325500 | 540500
[5 empty] | 326500540500 | 518 | 326500 | 540500
[5 empty] | 327500540500 | 518 | 327500 | 540500
[5 empty] | 328500540500 | 518 | 328500 | 540500
[5 empty] | 329500540500 | 518 | 329500 | 540500
[5 empty] | 330500540500 | 518 | 330500 | 540500
[5 empty] | 331500540500 | 518 | 331500 | 540500
[5 empty] | 332500540500 | 518 | 332500 | 540500
[5 empty] | 333500540500 | 518 | 333500 | 540500
[5 empty] | 334500540500 | 518 | 334500 | 540500
[5 empty] | 335500540500 | 518 | 335500 | 540500
[5 empty] | 305500539500 | 518 | 305500 | 539500
[5 empty] | 306500539500 | 518 | 306500 | 539500
[5 empty] | 307500539500 | 518 | 307500 | 539500
[5 empty] | 308500539500 | 518 | 308500 | 539500
[5 empty] | 309500539500 | 518 | 309500 | 539500
[5 empty] | 310500539500 | 518 | 310500 | 539500
[5 empty] | 311500539500 | 518 | 311500 | 539500
[5 empty] | 312500539500 | 518 | 312500 | 539500
[5 empty] | 313500539500 | 518 | 313500 | 539500
[5 empty] | 314500539500 | 518 | 314500 | 539500
[5 empty] | 315500539500 | 518 | 315500 | 539500
[5 empty] | 316500539500 | 518 | 316500 | 539500
[5 empty] | 317500539500 | 518 | 317500 | 539500
[5 empty] | 318500539500 | 518 | 318500 | 539500
[5 empty] | 319500539500 | 518 | 319500 | 539500
[5 empty] | 320500539500 | 518 | 320500 | 539500
[5 empty] | 321500539500 | 518 | 321500 | 539500
[5 empty] | 322500539500 | 518 | 322500 | 539500
[5 empty] | 323500539500 | 518 | 323500 | 539500
[5 empty] | 324500539500 | 518 | 324500 | 539500
[5 empty] | 325500539500 | 518 | 325500 | 539500
[5 empty] | 326500539500 | 518 | 326500 | 539500
[5 empty] | 327500539500 | 518 | 327500 | 539500
[5 empty] | 328500539500 | 518 | 328500 | 539500
[5 empty] | 329500539500 | 518 | 329500 | 539500
[5 empty] | 330500539500 | 518 | 330500 | 539500
[5 empty] | 331500539500 | 518 | 331500 | 539500
[5 empty] | 332500539500 | 518 | 332500 | 539500
[5 empty] | 333500539500 | 518 | 333500 | 539500
[5 empty] | 303500538500 | 518 | 303500 | 538500
[5 empty] | 304500538500 | 518 | 304500 | 538500
[5 empty] | 305500538500 | 518 | 305500 | 538500
[5 empty] | 306500538500 | 518 | 306500 | 538500
[5 empty] | 307500538500 | 518 | 307500 | 538500
[5 empty] | 308500538500 | 518 | 308500 | 538500
[5 empty] | 309500538500 | 518 | 309500 | 538500
[5 empty] | 310500538500 | 518 | 310500 | 538500
[5 empty] | 311500538500 | 518 | 311500 | 538500
[5 empty] | 312500538500 | 518 | 312500 | 538500
[5 empty] | 313500538500 | 518 | 313500 | 538500
[5 empty] | 314500538500 | 518 | 314500 | 538500
[5 empty] | 315500538500 | 518 | 315500 | 538500
[5 empty] | 316500538500 | 518 | 316500 | 538500
[5 empty] | 317500538500 | 518 | 317500 | 538500
[5 empty] | 318500538500 | 518 | 318500 | 538500
[5 empty] | 319500538500 | 518 | 319500 | 538500
[5 empty] | 320500538500 | 518 | 320500 | 538500
[5 empty] | 321500538500 | 518 | 321500 | 538500
[5 empty] | 322500538500 | 518 | 322500 | 538500
[5 empty] | 323500538500 | 518 | 323500 | 538500
[5 empty] | 324500538500 | 518 | 324500 | 538500
[5 empty] | 325500538500 | 518 | 325500 | 538500
[5 empty] | 326500538500 | 518 | 326500 | 538500
[5 empty] | 327500538500 | 518 | 327500 | 538500
[5 empty] | 328500538500 | 518 | 328500 | 538500
[5 empty] | 329500538500 | 518 | 329500 | 538500
[5 empty] | 330500538500 | 518 | 330500 | 538500
[5 empty] | 331500538500 | 518 | 331500 | 538500
[5 empty] | 332500538500 | 518 | 332500 | 538500
[5 empty] | 333500538500 | 518 | 333500 | 538500
[5 empty] | 334500538500 | 518 | 334500 | 538500
[5 empty] | 303500537500 | 518 | 303500 | 537500
[5 empty] | 304500537500 | 518 | 304500 | 537500
[5 empty] | 305500537500 | 518 | 305500 | 537500
[5 empty] | 306500537500 | 518 | 306500 | 537500
[5 empty] | 307500537500 | 518 | 307500 | 537500
[5 empty] | 308500537500 | 518 | 308500 | 537500
[5 empty] | 309500537500 | 518 | 309500 | 537500
[5 empty] | 310500537500 | 518 | 310500 | 537500
[5 empty] | 311500537500 | 518 | 311500 | 537500
[5 empty] | 312500537500 | 518 | 312500 | 537500
[5 empty] | 313500537500 | 518 | 313500 | 537500
[5 empty] | 314500537500 | 518 | 314500 | 537500
[5 empty] | 315500537500 | 518 | 315500 | 537500
[5 empty] | 316500537500 | 518 | 316500 | 537500
[5 empty] | 317500537500 | 518 | 317500 | 537500
[5 empty] | 318500537500 | 518 | 318500 | 537500
[5 empty] | 319500537500 | 518 | 319500 | 537500
[5 empty] | 320500537500 | 518 | 320500 | 537500
[5 empty] | 321500537500 | 518 | 321500 | 537500
[5 empty] | 322500537500 | 518 | 322500 | 537500
[5 empty] | 323500537500 | 518 | 323500 | 537500
[5 empty] | 324500537500 | 518 | 324500 | 537500
[5 empty] | 325500537500 | 518 | 325500 | 537500
[5 empty] | 326500537500 | 518 | 326500 | 537500
[5 empty] | 327500537500 | 518 | 327500 | 537500
[5 empty] | 328500537500 | 518 | 328500 | 537500
[5 empty] | 329500537500 | 518 | 329500 | 537500
[5 empty] | 330500537500 | 518 | 330500 | 537500
[5 empty] | 331500537500 | 518 | 331500 | 537500
[5 empty] | 332500537500 | 518 | 332500 | 537500
[5 empty] | 333500537500 | 518 | 333500 | 537500
[5 empty] | 334500537500 | 518 | 334500 | 537500
[5 empty] | 335500537500 | 518 | 335500 | 537500
[5 empty] | 302500536500 | 518 | 302500 | 536500
[5 empty] | 303500536500 | 518 | 303500 | 536500
[5 empty] | 304500536500 | 518 | 304500 | 536500
[5 empty] | 305500536500 | 518 | 305500 | 536500
[5 empty] | 306500536500 | 518 | 306500 | 536500
[5 empty] | 307500536500 | 518 | 307500 | 536500
[5 empty] | 308500536500 | 518 | 308500 | 536500
[5 empty] | 309500536500 | 518 | 309500 | 536500
[5 empty] | 310500536500 | 518 | 310500 | 536500
[5 empty] | 311500536500 | 518 | 311500 | 536500
[5 empty] | 312500536500 | 518 | 312500 | 536500
[5 empty] | 313500536500 | 518 | 313500 | 536500
[5 empty] | 314500536500 | 518 | 314500 | 536500
[5 empty] | 315500536500 | 518 | 315500 | 536500
[5 empty] | 316500536500 | 518 | 316500 | 536500
[5 empty] | 317500536500 | 518 | 317500 | 536500
[5 empty] | 318500536500 | 518 | 318500 | 536500
[5 empty] | 319500536500 | 518 | 319500 | 536500
[5 empty] | 320500536500 | 518 | 320500 | 536500
[5 empty] | 321500536500 | 518 | 321500 | 536500
[5 empty] | 322500536500 | 518 | 322500 | 536500
[5 empty] | 323500536500 | 518 | 323500 | 536500
[5 empty] | 324500536500 | 518 | 324500 | 536500
[5 empty] | 325500536500 | 518 | 325500 | 536500
[5 empty] | 326500536500 | 518 | 326500 | 536500
[5 empty] | 327500536500 | 518 | 327500 | 536500
[5 empty] | 328500536500 | 518 | 328500 | 536500
[5 empty] | 329500536500 | 518 | 329500 | 536500
[5 empty] | 330500536500 | 518 | 330500 | 536500
[5 empty] | 331500536500 | 518 | 331500 | 536500
[5 empty] | 332500536500 | 518 | 332500 | 536500
[5 empty] | 333500536500 | 518 | 333500 | 536500
[5 empty] | 334500536500 | 518 | 334500 | 536500
[5 empty] | 335500536500 | 518 | 335500 | 536500
[5 empty] | 336500536500 | 518 | 336500 | 536500
[5 empty] | 302500535500 | 518 | 302500 | 535500
[5 empty] | 303500535500 | 518 | 303500 | 535500
[5 empty] | 304500535500 | 518 | 304500 | 535500
[5 empty] | 305500535500 | 518 | 305500 | 535500
[5 empty] | 306500535500 | 518 | 306500 | 535500
[5 empty] | 307500535500 | 518 | 307500 | 535500
[5 empty] | 308500535500 | 518 | 308500 | 535500
[5 empty] | 309500535500 | 518 | 309500 | 535500
[5 empty] | 310500535500 | 518 | 310500 | 535500
[5 empty] | 311500535500 | 518 | 311500 | 535500
[5 empty] | 312500535500 | 518 | 312500 | 535500
[5 empty] | 313500535500 | 518 | 313500 | 535500
[5 empty] | 314500535500 | 518 | 314500 | 535500
[5 empty] | 315500535500 | 518 | 315500 | 535500
[5 empty] | 316500535500 | 518 | 316500 | 535500
[5 empty] | 317500535500 | 518 | 317500 | 535500
[5 empty] | 318500535500 | 518 | 318500 | 535500
[5 empty] | 319500535500 | 518 | 319500 | 535500
[5 empty] | 320500535500 | 518 | 320500 | 535500
[5 empty] | 321500535500 | 518 | 321500 | 535500
[5 empty] | 322500535500 | 518 | 322500 | 535500
[5 empty] | 323500535500 | 518 | 323500 | 535500
[5 empty] | 324500535500 | 518 | 324500 | 535500
[5 empty] | 325500535500 | 518 | 325500 | 535500
[5 empty] | 326500535500 | 518 | 326500 | 535500
[5 empty] | 327500535500 | 518 | 327500 | 535500
[5 empty] | 328500535500 | 518 | 328500 | 535500
[5 empty] | 329500535500 | 518 | 329500 | 535500
[5 empty] | 330500535500 | 518 | 330500 | 535500
[5 empty] | 331500535500 | 518 | 331500 | 535500
[5 empty] | 332500535500 | 518 | 332500 | 535500
[5 empty] | 333500535500 | 518 | 333500 | 535500
[5 empty] | 334500535500 | 518 | 334500 | 535500
[5 empty] | 335500535500 | 518 | 335500 | 535500
[5 empty] | 301500534500 | 518 | 301500 | 534500
[5 empty] | 302500534500 | 518 | 302500 | 534500
[5 empty] | 303500534500 | 518 | 303500 | 534500
[5 empty] | 304500534500 | 518 | 304500 | 534500
[5 empty] | 305500534500 | 518 | 305500 | 534500
[5 empty] | 306500534500 | 518 | 306500 | 534500
[5 empty] | 307500534500 | 518 | 307500 | 534500
[5 empty] | 308500534500 | 518 | 308500 | 534500
[5 empty] | 309500534500 | 518 | 309500 | 534500
[5 empty] | 310500534500 | 518 | 310500 | 534500
[5 empty] | 311500534500 | 518 | 311500 | 534500
[5 empty] | 312500534500 | 518 | 312500 | 534500
[5 empty] | 313500534500 | 518 | 313500 | 534500
[5 empty] | 314500534500 | 518 | 314500 | 534500
[5 empty] | 315500534500 | 518 | 315500 | 534500
[5 empty] | 316500534500 | 518 | 316500 | 534500
[5 empty] | 317500534500 | 518 | 317500 | 534500
[5 empty] | 318500534500 | 518 | 318500 | 534500
[5 empty] | 319500534500 | 518 | 319500 | 534500
[5 empty] | 320500534500 | 518 | 320500 | 534500
[5 empty] | 321500534500 | 518 | 321500 | 534500
[5 empty] | 322500534500 | 518 | 322500 | 534500
[5 empty] | 323500534500 | 518 | 323500 | 534500
[5 empty] | 324500534500 | 518 | 324500 | 534500
[5 empty] | 325500534500 | 518 | 325500 | 534500
[5 empty] | 326500534500 | 518 | 326500 | 534500
[5 empty] | 327500534500 | 518 | 327500 | 534500
[5 empty] | 328500534500 | 518 | 328500 | 534500
[5 empty] | 329500534500 | 518 | 329500 | 534500
[5 empty] | 330500534500 | 518 | 330500 | 534500
[5 empty] | 331500534500 | 518 | 331500 | 534500
[5 empty] | 332500534500 | 518 | 332500 | 534500
[5 empty] | 333500534500 | 518 | 333500 | 534500
[5 empty] | 334500534500 | 518 | 334500 | 534500
[5 empty] | 335500534500 | 518 | 335500 | 534500
[5 empty] | 300500533500 | 518 | 300500 | 533500
[5 empty] | 301500533500 | 518 | 301500 | 533500
[5 empty] | 302500533500 | 518 | 302500 | 533500
[5 empty] | 303500533500 | 518 | 303500 | 533500
[5 empty] | 304500533500 | 518 | 304500 | 533500
[5 empty] | 305500533500 | 518 | 305500 | 533500
[5 empty] | 306500533500 | 518 | 306500 | 533500
[5 empty] | 307500533500 | 518 | 307500 | 533500
[5 empty] | 308500533500 | 518 | 308500 | 533500
[5 empty] | 309500533500 | 518 | 309500 | 533500
[5 empty] | 310500533500 | 518 | 310500 | 533500
[5 empty] | 311500533500 | 518 | 311500 | 533500
[5 empty] | 312500533500 | 518 | 312500 | 533500
[5 empty] | 313500533500 | 518 | 313500 | 533500
[5 empty] | 314500533500 | 518 | 314500 | 533500
[5 empty] | 315500533500 | 518 | 315500 | 533500
[5 empty] | 316500533500 | 518 | 316500 | 533500
[5 empty] | 317500533500 | 518 | 317500 | 533500
[5 empty] | 318500533500 | 518 | 318500 | 533500
[5 empty] | 319500533500 | 518 | 319500 | 533500
[5 empty] | 320500533500 | 518 | 320500 | 533500
[5 empty] | 321500533500 | 518 | 321500 | 533500
[5 empty] | 322500533500 | 518 | 322500 | 533500
[5 empty] | 323500533500 | 518 | 323500 | 533500
[5 empty] | 324500533500 | 518 | 324500 | 533500
[5 empty] | 325500533500 | 518 | 325500 | 533500
[5 empty] | 326500533500 | 518 | 326500 | 533500
[5 empty] | 327500533500 | 518 | 327500 | 533500
[5 empty] | 328500533500 | 518 | 328500 | 533500
[5 empty] | 329500533500 | 518 | 329500 | 533500
[5 empty] | 299500532500 | 518 | 299500 | 532500
[5 empty] | 300500532500 | 518 | 300500 | 532500
[5 empty] | 301500532500 | 518 | 301500 | 532500
[5 empty] | 302500532500 | 518 | 302500 | 532500
[5 empty] | 303500532500 | 518 | 303500 | 532500
[5 empty] | 304500532500 | 518 | 304500 | 532500
[5 empty] | 305500532500 | 518 | 305500 | 532500
[5 empty] | 306500532500 | 518 | 306500 | 532500
[5 empty] | 307500532500 | 518 | 307500 | 532500
[5 empty] | 308500532500 | 518 | 308500 | 532500
[5 empty] | 309500532500 | 518 | 309500 | 532500
[5 empty] | 310500532500 | 518 | 310500 | 532500
[5 empty] | 311500532500 | 518 | 311500 | 532500
[5 empty] | 312500532500 | 518 | 312500 | 532500
[5 empty] | 313500532500 | 518 | 313500 | 532500
[5 empty] | 314500532500 | 518 | 314500 | 532500
[5 empty] | 315500532500 | 518 | 315500 | 532500
[5 empty] | 316500532500 | 518 | 316500 | 532500
[5 empty] | 317500532500 | 518 | 317500 | 532500
[5 empty] | 318500532500 | 518 | 318500 | 532500
[5 empty] | 319500532500 | 518 | 319500 | 532500
[5 empty] | 320500532500 | 518 | 320500 | 532500
[5 empty] | 321500532500 | 518 | 321500 | 532500
[5 empty] | 322500532500 | 518 | 322500 | 532500
[5 empty] | 323500532500 | 518 | 323500 | 532500
[5 empty] | 324500532500 | 518 | 324500 | 532500
[5 empty] | 325500532500 | 518 | 325500 | 532500
[5 empty] | 326500532500 | 518 | 326500 | 532500
[5 empty] | 327500532500 | 518 | 327500 | 532500
[5 empty] | 328500532500 | 518 | 328500 | 532500
[5 empty] | 329500532500 | 518 | 329500 | 532500
[5 empty] | 330500532500 | 518 | 330500 | 532500
[5 empty] | 331500532500 | 518 | 331500 | 532500
[5 empty] | 299500531500 | 518 | 299500 | 531500
[5 empty] | 300500531500 | 518 | 300500 | 531500
[5 empty] | 301500531500 | 518 | 301500 | 531500
[5 empty] | 302500531500 | 518 | 302500 | 531500
[5 empty] | 303500531500 | 518 | 303500 | 531500
[5 empty] | 304500531500 | 518 | 304500 | 531500
[5 empty] | 305500531500 | 518 | 305500 | 531500
[5 empty] | 306500531500 | 518 | 306500 | 531500
[5 empty] | 307500531500 | 518 | 307500 | 531500
[5 empty] | 308500531500 | 518 | 308500 | 531500
[5 empty] | 309500531500 | 518 | 309500 | 531500
[5 empty] | 310500531500 | 518 | 310500 | 531500
[5 empty] | 311500531500 | 518 | 311500 | 531500
[5 empty] | 312500531500 | 518 | 312500 | 531500
[5 empty] | 313500531500 | 518 | 313500 | 531500
[5 empty] | 314500531500 | 518 | 314500 | 531500
[5 empty] | 315500531500 | 518 | 315500 | 531500
[5 empty] | 316500531500 | 518 | 316500 | 531500
[5 empty] | 317500531500 | 518 | 317500 | 531500
[5 empty] | 318500531500 | 518 | 318500 | 531500
[5 empty] | 319500531500 | 518 | 319500 | 531500
[5 empty] | 320500531500 | 518 | 320500 | 531500
[5 empty] | 321500531500 | 518 | 321500 | 531500
[5 empty] | 322500531500 | 518 | 322500 | 531500
[5 empty] | 323500531500 | 518 | 323500 | 531500
[5 empty] | 324500531500 | 518 | 324500 | 531500
[5 empty] | 325500531500 | 518 | 325500 | 531500
[5 empty] | 326500531500 | 518 | 326500 | 531500
[5 empty] | 327500531500 | 518 | 327500 | 531500
[5 empty] | 328500531500 | 518 | 328500 | 531500
[5 empty] | 329500531500 | 518 | 329500 | 531500
[5 empty] | 330500531500 | 518 | 330500 | 531500
[5 empty] | 331500531500 | 518 | 331500 | 531500
[5 empty] | 298500530500 | 518 | 298500 | 530500
[5 empty] | 299500530500 | 518 | 299500 | 530500
[5 empty] | 300500530500 | 518 | 300500 | 530500
[5 empty] | 301500530500 | 518 | 301500 | 530500
[5 empty] | 302500530500 | 518 | 302500 | 530500
[5 empty] | 303500530500 | 518 | 303500 | 530500
[5 empty] | 304500530500 | 518 | 304500 | 530500
[5 empty] | 305500530500 | 518 | 305500 | 530500
[5 empty] | 306500530500 | 518 | 306500 | 530500
[5 empty] | 307500530500 | 518 | 307500 | 530500
[5 empty] | 308500530500 | 518 | 308500 | 530500
[5 empty] | 309500530500 | 518 | 309500 | 530500
[5 empty] | 310500530500 | 518 | 310500 | 530500
[5 empty] | 311500530500 | 518 | 311500 | 530500
[5 empty] | 312500530500 | 518 | 312500 | 530500
[5 empty] | 313500530500 | 518 | 313500 | 530500
[5 empty] | 314500530500 | 518 | 314500 | 530500
[5 empty] | 315500530500 | 518 | 315500 | 530500
[5 empty] | 316500530500 | 518 | 316500 | 530500
[5 empty] | 317500530500 | 518 | 317500 | 530500
[5 empty] | 318500530500 | 518 | 318500 | 530500
[5 empty] | 319500530500 | 518 | 319500 | 530500
[5 empty] | 320500530500 | 518 | 320500 | 530500
[5 empty] | 321500530500 | 518 | 321500 | 530500
[5 empty] | 322500530500 | 518 | 322500 | 530500
[5 empty] | 323500530500 | 518 | 323500 | 530500
[5 empty] | 324500530500 | 518 | 324500 | 530500
[5 empty] | 325500530500 | 518 | 325500 | 530500
[5 empty] | 326500530500 | 518 | 326500 | 530500
[5 empty] | 327500530500 | 518 | 327500 | 530500
[5 empty] | 328500530500 | 518 | 328500 | 530500
[5 empty] | 329500530500 | 518 | 329500 | 530500
[5 empty] | 298500529500 | 518 | 298500 | 529500
[5 empty] | 299500529500 | 518 | 299500 | 529500
[5 empty] | 300500529500 | 518 | 300500 | 529500
[5 empty] | 301500529500 | 518 | 301500 | 529500
[5 empty] | 302500529500 | 518 | 302500 | 529500
[5 empty] | 303500529500 | 518 | 303500 | 529500
[5 empty] | 304500529500 | 518 | 304500 | 529500
[5 empty] | 305500529500 | 518 | 305500 | 529500
[5 empty] | 306500529500 | 518 | 306500 | 529500
[5 empty] | 307500529500 | 518 | 307500 | 529500
[5 empty] | 308500529500 | 518 | 308500 | 529500
[5 empty] | 309500529500 | 518 | 309500 | 529500
[5 empty] | 310500529500 | 518 | 310500 | 529500
[5 empty] | 311500529500 | 518 | 311500 | 529500
[5 empty] | 312500529500 | 518 | 312500 | 529500
[5 empty] | 313500529500 | 518 | 313500 | 529500
[5 empty] | 314500529500 | 518 | 314500 | 529500
[5 empty] | 315500529500 | 518 | 315500 | 529500
[5 empty] | 316500529500 | 518 | 316500 | 529500
[5 empty] | 317500529500 | 518 | 317500 | 529500
[5 empty] | 318500529500 | 518 | 318500 | 529500
[5 empty] | 319500529500 | 518 | 319500 | 529500
[5 empty] | 320500529500 | 518 | 320500 | 529500
[5 empty] | 321500529500 | 518 | 321500 | 529500
[5 empty] | 322500529500 | 518 | 322500 | 529500
[5 empty] | 323500529500 | 518 | 323500 | 529500
[5 empty] | 324500529500 | 518 | 324500 | 529500
[5 empty] | 325500529500 | 518 | 325500 | 529500
[5 empty] | 326500529500 | 518 | 326500 | 529500
[5 empty] | 327500529500 | 518 | 327500 | 529500
[5 empty] | 328500529500 | 518 | 328500 | 529500
[5 empty] | 329500529500 | 518 | 329500 | 529500
[5 empty] | 298500528500 | 518 | 298500 | 528500
[5 empty] | 299500528500 | 518 | 299500 | 528500
[5 empty] | 300500528500 | 518 | 300500 | 528500
[5 empty] | 301500528500 | 518 | 301500 | 528500
[5 empty] | 302500528500 | 518 | 302500 | 528500
[5 empty] | 303500528500 | 518 | 303500 | 528500
[5 empty] | 304500528500 | 518 | 304500 | 528500
[5 empty] | 305500528500 | 518 | 305500 | 528500
[5 empty] | 306500528500 | 518 | 306500 | 528500
[5 empty] | 307500528500 | 518 | 307500 | 528500
[5 empty] | 308500528500 | 518 | 308500 | 528500
[5 empty] | 309500528500 | 518 | 309500 | 528500
[5 empty] | 310500528500 | 518 | 310500 | 528500
[5 empty] | 311500528500 | 518 | 311500 | 528500
[5 empty] | 312500528500 | 518 | 312500 | 528500
[5 empty] | 313500528500 | 518 | 313500 | 528500
[5 empty] | 314500528500 | 518 | 314500 | 528500
[5 empty] | 315500528500 | 518 | 315500 | 528500
[5 empty] | 316500528500 | 518 | 316500 | 528500
[5 empty] | 317500528500 | 518 | 317500 | 528500
[5 empty] | 318500528500 | 518 | 318500 | 528500
[5 empty] | 319500528500 | 518 | 319500 | 528500
[5 empty] | 320500528500 | 518 | 320500 | 528500
[5 empty] | 321500528500 | 518 | 321500 | 528500
[5 empty] | 322500528500 | 518 | 322500 | 528500
[5 empty] | 323500528500 | 518 | 323500 | 528500
[5 empty] | 324500528500 | 518 | 324500 | 528500
[5 empty] | 325500528500 | 518 | 325500 | 528500
[5 empty] | 326500528500 | 518 | 326500 | 528500
[5 empty] | 327500528500 | 518 | 327500 | 528500
[5 empty] | 328500528500 | 518 | 328500 | 528500
[5 empty] | 329500528500 | 518 | 329500 | 528500
[5 empty] | 298500527500 | 518 | 298500 | 527500
[5 empty] | 299500527500 | 518 | 299500 | 527500
[5 empty] | 300500527500 | 518 | 300500 | 527500
[5 empty] | 301500527500 | 518 | 301500 | 527500
[5 empty] | 302500527500 | 518 | 302500 | 527500
[5 empty] | 303500527500 | 518 | 303500 | 527500
[5 empty] | 304500527500 | 518 | 304500 | 527500
[5 empty] | 305500527500 | 518 | 305500 | 527500
[5 empty] | 306500527500 | 518 | 306500 | 527500
[5 empty] | 307500527500 | 518 | 307500 | 527500
[5 empty] | 308500527500 | 518 | 308500 | 527500
[5 empty] | 309500527500 | 518 | 309500 | 527500
[5 empty] | 310500527500 | 518 | 310500 | 527500
[5 empty] | 311500527500 | 518 | 311500 | 527500
[5 empty] | 312500527500 | 518 | 312500 | 527500
[5 empty] | 313500527500 | 518 | 313500 | 527500
[5 empty] | 314500527500 | 518 | 314500 | 527500
[5 empty] | 315500527500 | 518 | 315500 | 527500
[5 empty] | 316500527500 | 518 | 316500 | 527500
[5 empty] | 317500527500 | 518 | 317500 | 527500
[5 empty] | 318500527500 | 518 | 318500 | 527500
[5 empty] | 319500527500 | 518 | 319500 | 527500
[5 empty] | 320500527500 | 518 | 320500 | 527500
[5 empty] | 321500527500 | 518 | 321500 | 527500
[5 empty] | 322500527500 | 518 | 322500 | 527500
[5 empty] | 323500527500 | 518 | 323500 | 527500
[5 empty] | 324500527500 | 518 | 324500 | 527500
[5 empty] | 325500527500 | 518 | 325500 | 527500
[5 empty] | 326500527500 | 518 | 326500 | 527500
[5 empty] | 327500527500 | 518 | 327500 | 527500
[5 empty] | 328500527500 | 518 | 328500 | 527500
[5 empty] | 329500527500 | 518 | 329500 | 527500
[5 empty] | 298500526500 | 518 | 298500 | 526500
[5 empty] | 299500526500 | 518 | 299500 | 526500
[5 empty] | 300500526500 | 518 | 300500 | 526500
[5 empty] | 301500526500 | 518 | 301500 | 526500
[5 empty] | 302500526500 | 518 | 302500 | 526500
[5 empty] | 303500526500 | 518 | 303500 | 526500
[5 empty] | 304500526500 | 518 | 304500 | 526500
[5 empty] | 305500526500 | 518 | 305500 | 526500
[5 empty] | 306500526500 | 518 | 306500 | 526500
[5 empty] | 307500526500 | 518 | 307500 | 526500
[5 empty] | 308500526500 | 518 | 308500 | 526500
[5 empty] | 309500526500 | 518 | 309500 | 526500
[5 empty] | 310500526500 | 518 | 310500 | 526500
[5 empty] | 311500526500 | 518 | 311500 | 526500
[5 empty] | 312500526500 | 518 | 312500 | 526500
[5 empty] | 313500526500 | 518 | 313500 | 526500
[5 empty] | 314500526500 | 518 | 314500 | 526500
[5 empty] | 315500526500 | 518 | 315500 | 526500
[5 empty] | 316500526500 | 518 | 316500 | 526500
[5 empty] | 317500526500 | 518 | 317500 | 526500
[5 empty] | 318500526500 | 518 | 318500 | 526500
[5 empty] | 319500526500 | 518 | 319500 | 526500
[5 empty] | 320500526500 | 518 | 320500 | 526500
[5 empty] | 321500526500 | 518 | 321500 | 526500
[5 empty] | 322500526500 | 518 | 322500 | 526500
[5 empty] | 323500526500 | 518 | 323500 | 526500
[5 empty] | 324500526500 | 518 | 324500 | 526500
[5 empty] | 325500526500 | 518 | 325500 | 526500
[5 empty] | 326500526500 | 518 | 326500 | 526500
[5 empty] | 327500526500 | 518 | 327500 | 526500
[5 empty] | 328500526500 | 518 | 328500 | 526500
[5 empty] | 329500526500 | 518 | 329500 | 526500
[5 empty] | 298500525500 | 518 | 298500 | 525500
[5 empty] | 299500525500 | 518 | 299500 | 525500
[5 empty] | 300500525500 | 518 | 300500 | 525500
[5 empty] | 301500525500 | 518 | 301500 | 525500
[5 empty] | 302500525500 | 518 | 302500 | 525500
[5 empty] | 303500525500 | 518 | 303500 | 525500
[5 empty] | 304500525500 | 518 | 304500 | 525500
[5 empty] | 305500525500 | 518 | 305500 | 525500
[5 empty] | 306500525500 | 518 | 306500 | 525500
[5 empty] | 307500525500 | 518 | 307500 | 525500
[5 empty] | 308500525500 | 518 | 308500 | 525500
[5 empty] | 309500525500 | 518 | 309500 | 525500
[5 empty] | 310500525500 | 518 | 310500 | 525500
[5 empty] | 311500525500 | 518 | 311500 | 525500
[5 empty] | 312500525500 | 518 | 312500 | 525500
[5 empty] | 313500525500 | 518 | 313500 | 525500
[5 empty] | 314500525500 | 518 | 314500 | 525500
[5 empty] | 315500525500 | 518 | 315500 | 525500
[5 empty] | 316500525500 | 518 | 316500 | 525500
[5 empty] | 317500525500 | 518 | 317500 | 525500
[5 empty] | 318500525500 | 518 | 318500 | 525500
[5 empty] | 319500525500 | 518 | 319500 | 525500
[5 empty] | 320500525500 | 518 | 320500 | 525500
[5 empty] | 321500525500 | 518 | 321500 | 525500
[5 empty] | 322500525500 | 518 | 322500 | 525500
[5 empty] | 323500525500 | 518 | 323500 | 525500
[5 empty] | 324500525500 | 518 | 324500 | 525500
[5 empty] | 325500525500 | 518 | 325500 | 525500
[5 empty] | 326500525500 | 518 | 326500 | 525500
[5 empty] | 327500525500 | 518 | 327500 | 525500
[5 empty] | 328500525500 | 518 | 328500 | 525500
[5 empty] | 329500525500 | 518 | 329500 | 525500
[5 empty] | 298500524500 | 518 | 298500 | 524500
[5 empty] | 299500524500 | 518 | 299500 | 524500
[5 empty] | 300500524500 | 518 | 300500 | 524500
[5 empty] | 301500524500 | 518 | 301500 | 524500
[5 empty] | 302500524500 | 518 | 302500 | 524500
[5 empty] | 303500524500 | 518 | 303500 | 524500
[5 empty] | 304500524500 | 518 | 304500 | 524500
[5 empty] | 305500524500 | 518 | 305500 | 524500
[5 empty] | 306500524500 | 518 | 306500 | 524500
[5 empty] | 307500524500 | 518 | 307500 | 524500
[5 empty] | 308500524500 | 518 | 308500 | 524500
[5 empty] | 309500524500 | 518 | 309500 | 524500
[5 empty] | 310500524500 | 518 | 310500 | 524500
[5 empty] | 311500524500 | 518 | 311500 | 524500
[5 empty] | 312500524500 | 518 | 312500 | 524500
[5 empty] | 313500524500 | 518 | 313500 | 524500
[5 empty] | 314500524500 | 518 | 314500 | 524500
[5 empty] | 315500524500 | 518 | 315500 | 524500
[5 empty] | 316500524500 | 518 | 316500 | 524500
[5 empty] | 317500524500 | 518 | 317500 | 524500
[5 empty] | 318500524500 | 518 | 318500 | 524500
[5 empty] | 319500524500 | 518 | 319500 | 524500
[5 empty] | 320500524500 | 518 | 320500 | 524500
[5 empty] | 321500524500 | 518 | 321500 | 524500
[5 empty] | 322500524500 | 518 | 322500 | 524500
[5 empty] | 323500524500 | 518 | 323500 | 524500
[5 empty] | 324500524500 | 518 | 324500 | 524500
[5 empty] | 325500524500 | 518 | 325500 | 524500
[5 empty] | 326500524500 | 518 | 326500 | 524500
[5 empty] | 327500524500 | 518 | 327500 | 524500
[5 empty] | 328500524500 | 518 | 328500 | 524500
[5 empty] | 329500524500 | 518 | 329500 | 524500
[5 empty] | 330500524500 | 518 | 330500 | 524500
[5 empty] | 331500524500 | 518 | 331500 | 524500
[5 empty] | 332500524500 | 518 | 332500 | 524500
[5 empty] | 304500523500 | 518 | 304500 | 523500
[5 empty] | 305500523500 | 518 | 305500 | 523500
[5 empty] | 306500523500 | 518 | 306500 | 523500
[5 empty] | 307500523500 | 518 | 307500 | 523500
[5 empty] | 308500523500 | 518 | 308500 | 523500
[5 empty] | 309500523500 | 518 | 309500 | 523500
[5 empty] | 310500523500 | 518 | 310500 | 523500
[5 empty] | 311500523500 | 518 | 311500 | 523500
[5 empty] | 312500523500 | 518 | 312500 | 523500
[5 empty] | 313500523500 | 518 | 313500 | 523500
[5 empty] | 314500523500 | 518 | 314500 | 523500
[5 empty] | 315500523500 | 518 | 315500 | 523500
[5 empty] | 316500523500 | 518 | 316500 | 523500
[5 empty] | 317500523500 | 518 | 317500 | 523500
[5 empty] | 318500523500 | 518 | 318500 | 523500
[5 empty] | 319500523500 | 518 | 319500 | 523500
[5 empty] | 320500523500 | 518 | 320500 | 523500
[5 empty] | 321500523500 | 518 | 321500 | 523500
[5 empty] | 322500523500 | 518 | 322500 | 523500
[5 empty] | 323500523500 | 518 | 323500 | 523500
[5 empty] | 324500523500 | 518 | 324500 | 523500
[5 empty] | 325500523500 | 518 | 325500 | 523500
[5 empty] | 326500523500 | 518 | 326500 | 523500
[5 empty] | 327500523500 | 518 | 327500 | 523500
[5 empty] | 328500523500 | 518 | 328500 | 523500
[5 empty] | 329500523500 | 518 | 329500 | 523500
[5 empty] | 330500523500 | 518 | 330500 | 523500
[5 empty] | 331500523500 | 518 | 331500 | 523500
[5 empty] | 332500523500 | 518 | 332500 | 523500
[5 empty] | 333500523500 | 518 | 333500 | 523500
[5 empty] | 304500522500 | 518 | 304500 | 522500
[5 empty] | 305500522500 | 518 | 305500 | 522500
[5 empty] | 306500522500 | 518 | 306500 | 522500
[5 empty] | 309500522500 | 518 | 309500 | 522500
[5 empty] | 310500522500 | 518 | 310500 | 522500
[5 empty] | 311500522500 | 518 | 311500 | 522500
[5 empty] | 312500522500 | 518 | 312500 | 522500
[5 empty] | 313500522500 | 518 | 313500 | 522500
[5 empty] | 314500522500 | 518 | 314500 | 522500
[5 empty] | 315500522500 | 518 | 315500 | 522500
[5 empty] | 316500522500 | 518 | 316500 | 522500
[5 empty] | 317500522500 | 518 | 317500 | 522500
[5 empty] | 318500522500 | 518 | 318500 | 522500
[5 empty] | 319500522500 | 518 | 319500 | 522500
[5 empty] | 320500522500 | 518 | 320500 | 522500
[5 empty] | 321500522500 | 518 | 321500 | 522500
[5 empty] | 322500522500 | 518 | 322500 | 522500
[5 empty] | 323500522500 | 518 | 323500 | 522500
[5 empty] | 324500522500 | 518 | 324500 | 522500
[5 empty] | 325500522500 | 518 | 325500 | 522500
[5 empty] | 326500522500 | 518 | 326500 | 522500
[5 empty] | 327500522500 | 518 | 327500 | 522500
[5 empty] | 328500522500 | 518 | 328500 | 522500
[5 empty] | 329500522500 | 518 | 329500 | 522500
[5 empty] | 330500522500 | 518 | 330500 | 522500
[5 empty] | 331500522500 | 518 | 331500 | 522500
[5 empty] | 332500522500 | 518 | 332500 | 522500
[5 empty] | 333500522500 | 518 | 333500 | 522500
[5 empty] | 334500522500 | 518 | 334500 | 522500
[5 empty] | 310500521500 | 518 | 310500 | 521500
[5 empty] | 311500521500 | 518 | 311500 | 521500
[5 empty] | 312500521500 | 518 | 312500 | 521500
[5 empty] | 313500521500 | 518 | 313500 | 521500
[5 empty] | 314500521500 | 518 | 314500 | 521500
[5 empty] | 315500521500 | 518 | 315500 | 521500
[5 empty] | 316500521500 | 518 | 316500 | 521500
[5 empty] | 317500521500 | 518 | 317500 | 521500
[5 empty] | 318500521500 | 518 | 318500 | 521500
[5 empty] | 319500521500 | 518 | 319500 | 521500
[5 empty] | 320500521500 | 518 | 320500 | 521500
[5 empty] | 321500521500 | 518 | 321500 | 521500
[5 empty] | 322500521500 | 518 | 322500 | 521500
[5 empty] | 323500521500 | 518 | 323500 | 521500
[5 empty] | 324500521500 | 518 | 324500 | 521500
[5 empty] | 325500521500 | 518 | 325500 | 521500
[5 empty] | 326500521500 | 518 | 326500 | 521500
[5 empty] | 327500521500 | 518 | 327500 | 521500
[5 empty] | 328500521500 | 518 | 328500 | 521500
[5 empty] | 329500521500 | 518 | 329500 | 521500
[5 empty] | 330500521500 | 518 | 330500 | 521500
[5 empty] | 331500521500 | 518 | 331500 | 521500
[5 empty] | 332500521500 | 518 | 332500 | 521500
[5 empty] | 333500521500 | 518 | 333500 | 521500
[5 empty] | 311500520500 | 518 | 311500 | 520500
[5 empty] | 312500520500 | 518 | 312500 | 520500
[5 empty] | 313500520500 | 518 | 313500 | 520500
[5 empty] | 314500520500 | 518 | 314500 | 520500
[5 empty] | 315500520500 | 518 | 315500 | 520500
[5 empty] | 316500520500 | 518 | 316500 | 520500
[5 empty] | 317500520500 | 518 | 317500 | 520500
[5 empty] | 318500520500 | 518 | 318500 | 520500
[5 empty] | 319500520500 | 518 | 319500 | 520500
[5 empty] | 320500520500 | 518 | 320500 | 520500
[5 empty] | 321500520500 | 518 | 321500 | 520500
[5 empty] | 322500520500 | 518 | 322500 | 520500
[5 empty] | 323500520500 | 518 | 323500 | 520500
[5 empty] | 324500520500 | 518 | 324500 | 520500
[5 empty] | 325500520500 | 518 | 325500 | 520500
[5 empty] | 326500520500 | 518 | 326500 | 520500
[5 empty] | 327500520500 | 518 | 327500 | 520500
[5 empty] | 328500520500 | 518 | 328500 | 520500
[5 empty] | 329500520500 | 518 | 329500 | 520500
[5 empty] | 330500520500 | 518 | 330500 | 520500
[5 empty] | 331500520500 | 518 | 331500 | 520500
[5 empty] | 332500520500 | 518 | 332500 | 520500
[5 empty] | 333500520500 | 518 | 333500 | 520500
[5 empty] | 311500519500 | 518 | 311500 | 519500
[5 empty] | 312500519500 | 518 | 312500 | 519500
[5 empty] | 313500519500 | 518 | 313500 | 519500
[5 empty] | 314500519500 | 518 | 314500 | 519500
[5 empty] | 315500519500 | 518 | 315500 | 519500
[5 empty] | 316500519500 | 518 | 316500 | 519500
[5 empty] | 317500519500 | 518 | 317500 | 519500
[5 empty] | 318500519500 | 518 | 318500 | 519500
[5 empty] | 319500519500 | 518 | 319500 | 519500
[5 empty] | 320500519500 | 518 | 320500 | 519500
[5 empty] | 321500519500 | 518 | 321500 | 519500
[5 empty] | 322500519500 | 518 | 322500 | 519500
[5 empty] | 323500519500 | 518 | 323500 | 519500
[5 empty] | 324500519500 | 518 | 324500 | 519500
[5 empty] | 325500519500 | 518 | 325500 | 519500
[5 empty] | 326500519500 | 518 | 326500 | 519500
[5 empty] | 327500519500 | 518 | 327500 | 519500
[5 empty] | 328500519500 | 518 | 328500 | 519500
[5 empty] | 329500519500 | 518 | 329500 | 519500
[5 empty] | 330500519500 | 518 | 330500 | 519500
[5 empty] | 331500519500 | 518 | 331500 | 519500
[5 empty] | 332500519500 | 518 | 332500 | 519500
[5 empty] | 333500519500 | 518 | 333500 | 519500
[5 empty] | 312500518500 | 518 | 312500 | 518500
[5 empty] | 313500518500 | 518 | 313500 | 518500
[5 empty] | 314500518500 | 518 | 314500 | 518500
[5 empty] | 315500518500 | 518 | 315500 | 518500
[5 empty] | 316500518500 | 518 | 316500 | 518500
[5 empty] | 317500518500 | 518 | 317500 | 518500
[5 empty] | 318500518500 | 518 | 318500 | 518500
[5 empty] | 319500518500 | 518 | 319500 | 518500
[5 empty] | 320500518500 | 518 | 320500 | 518500
[5 empty] | 321500518500 | 518 | 321500 | 518500
[5 empty] | 322500518500 | 518 | 322500 | 518500
[5 empty] | 323500518500 | 518 | 323500 | 518500
[5 empty] | 324500518500 | 518 | 324500 | 518500
[5 empty] | 325500518500 | 518 | 325500 | 518500
[5 empty] | 326500518500 | 518 | 326500 | 518500
[5 empty] | 327500518500 | 518 | 327500 | 518500
[5 empty] | 328500518500 | 518 | 328500 | 518500
[5 empty] | 329500518500 | 518 | 329500 | 518500
[5 empty] | 330500518500 | 518 | 330500 | 518500
[5 empty] | 331500518500 | 518 | 331500 | 518500
[5 empty] | 332500518500 | 518 | 332500 | 518500
[5 empty] | 333500518500 | 518 | 333500 | 518500
[5 empty] | 312500517500 | 518 | 312500 | 517500
[5 empty] | 313500517500 | 518 | 313500 | 517500
[5 empty] | 314500517500 | 518 | 314500 | 517500
[5 empty] | 315500517500 | 518 | 315500 | 517500
[5 empty] | 316500517500 | 518 | 316500 | 517500
[5 empty] | 317500517500 | 518 | 317500 | 517500
[5 empty] | 318500517500 | 518 | 318500 | 517500
[5 empty] | 319500517500 | 518 | 319500 | 517500
[5 empty] | 320500517500 | 518 | 320500 | 517500
[5 empty] | 321500517500 | 518 | 321500 | 517500
[5 empty] | 322500517500 | 518 | 322500 | 517500
[5 empty] | 323500517500 | 518 | 323500 | 517500
[5 empty] | 324500517500 | 518 | 324500 | 517500
[5 empty] | 325500517500 | 518 | 325500 | 517500
[5 empty] | 326500517500 | 518 | 326500 | 517500
[5 empty] | 327500517500 | 518 | 327500 | 517500
[5 empty] | 328500517500 | 518 | 328500 | 517500
[5 empty] | 329500517500 | 518 | 329500 | 517500
[5 empty] | 330500517500 | 518 | 330500 | 517500
[5 empty] | 331500517500 | 518 | 331500 | 517500
[5 empty] | 332500517500 | 518 | 332500 | 517500
[5 empty] | 333500517500 | 518 | 333500 | 517500
[5 empty] | 312500516500 | 518 | 312500 | 516500
[5 empty] | 313500516500 | 518 | 313500 | 516500
[5 empty] | 314500516500 | 518 | 314500 | 516500
[5 empty] | 315500516500 | 518 | 315500 | 516500
[5 empty] | 316500516500 | 518 | 316500 | 516500
[5 empty] | 317500516500 | 518 | 317500 | 516500
[5 empty] | 318500516500 | 518 | 318500 | 516500
[5 empty] | 319500516500 | 518 | 319500 | 516500
[5 empty] | 320500516500 | 518 | 320500 | 516500
[5 empty] | 321500516500 | 518 | 321500 | 516500
[5 empty] | 322500516500 | 518 | 322500 | 516500
[5 empty] | 323500516500 | 518 | 323500 | 516500
[5 empty] | 324500516500 | 518 | 324500 | 516500
[5 empty] | 325500516500 | 518 | 325500 | 516500
[5 empty] | 326500516500 | 518 | 326500 | 516500
[5 empty] | 327500516500 | 518 | 327500 | 516500
[5 empty] | 328500516500 | 518 | 328500 | 516500
[5 empty] | 329500516500 | 518 | 329500 | 516500
[5 empty] | 330500516500 | 518 | 330500 | 516500
[5 empty] | 331500516500 | 518 | 331500 | 516500
[5 empty] | 332500516500 | 518 | 332500 | 516500
[5 empty] | 333500516500 | 518 | 333500 | 516500
[5 empty] | 316500515500 | 518 | 316500 | 515500
[5 empty] | 317500515500 | 518 | 317500 | 515500
[5 empty] | 318500515500 | 518 | 318500 | 515500
[5 empty] | 319500515500 | 518 | 319500 | 515500
[5 empty] | 320500515500 | 518 | 320500 | 515500
[5 empty] | 321500515500 | 518 | 321500 | 515500
[5 empty] | 322500515500 | 518 | 322500 | 515500
[5 empty] | 323500515500 | 518 | 323500 | 515500
[5 empty] | 324500515500 | 518 | 324500 | 515500
[5 empty] | 325500515500 | 518 | 325500 | 515500
[5 empty] | 326500515500 | 518 | 326500 | 515500
[5 empty] | 327500515500 | 518 | 327500 | 515500
[5 empty] | 328500515500 | 518 | 328500 | 515500
[5 empty] | 329500515500 | 518 | 329500 | 515500
[5 empty] | 330500515500 | 518 | 330500 | 515500
[5 empty] | 331500515500 | 518 | 331500 | 515500
[5 empty] | 332500515500 | 518 | 332500 | 515500
[5 empty] | 333500515500 | 518 | 333500 | 515500
[5 empty] | 317500514500 | 518 | 317500 | 514500
[5 empty] | 318500514500 | 518 | 318500 | 514500
[5 empty] | 319500514500 | 518 | 319500 | 514500
[5 empty] | 320500514500 | 518 | 320500 | 514500
[5 empty] | 321500514500 | 518 | 321500 | 514500
[5 empty] | 322500514500 | 518 | 322500 | 514500
[5 empty] | 323500514500 | 518 | 323500 | 514500
[5 empty] | 324500514500 | 518 | 324500 | 514500
[5 empty] | 325500514500 | 518 | 325500 | 514500
[5 empty] | 326500514500 | 518 | 326500 | 514500
[5 empty] | 327500514500 | 518 | 327500 | 514500
[5 empty] | 328500514500 | 518 | 328500 | 514500
[5 empty] | 329500514500 | 518 | 329500 | 514500
[5 empty] | 330500514500 | 518 | 330500 | 514500
[5 empty] | 331500514500 | 518 | 331500 | 514500
[5 empty] | 332500514500 | 518 | 332500 | 514500
[5 empty] | 333500514500 | 518 | 333500 | 514500
[5 empty] | 319500513500 | 518 | 319500 | 513500
[5 empty] | 320500513500 | 518 | 320500 | 513500
[5 empty] | 321500513500 | 518 | 321500 | 513500
[5 empty] | 322500513500 | 518 | 322500 | 513500
[5 empty] | 323500513500 | 518 | 323500 | 513500
[5 empty] | 324500513500 | 518 | 324500 | 513500
[5 empty] | 325500513500 | 518 | 325500 | 513500
[5 empty] | 326500513500 | 518 | 326500 | 513500
[5 empty] | 327500513500 | 518 | 327500 | 513500
[5 empty] | 328500513500 | 518 | 328500 | 513500
[5 empty] | 329500513500 | 518 | 329500 | 513500
[5 empty] | 330500513500 | 518 | 330500 | 513500
[5 empty] | 331500513500 | 518 | 331500 | 513500
[5 empty] | 332500513500 | 518 | 332500 | 513500
[5 empty] | 333500513500 | 518 | 333500 | 513500
[5 empty] | 320500512500 | 518 | 320500 | 512500
[5 empty] | 321500512500 | 518 | 321500 | 512500
[5 empty] | 322500512500 | 518 | 322500 | 512500
[5 empty] | 323500512500 | 518 | 323500 | 512500
[5 empty] | 324500512500 | 518 | 324500 | 512500
[5 empty] | 325500512500 | 518 | 325500 | 512500
[5 empty] | 326500512500 | 518 | 326500 | 512500
[5 empty] | 327500512500 | 518 | 327500 | 512500
[5 empty] | 328500512500 | 518 | 328500 | 512500
[5 empty] | 329500512500 | 518 | 329500 | 512500
[5 empty] | 330500512500 | 518 | 330500 | 512500
[5 empty] | 331500512500 | 518 | 331500 | 512500
[5 empty] | 332500512500 | 518 | 332500 | 512500
[5 empty] | 333500512500 | 518 | 333500 | 512500
[5 empty] | 322500511500 | 518 | 322500 | 511500
[5 empty] | 323500511500 | 518 | 323500 | 511500
[5 empty] | 324500511500 | 518 | 324500 | 511500
[5 empty] | 325500511500 | 518 | 325500 | 511500
[5 empty] | 326500511500 | 518 | 326500 | 511500
[5 empty] | 327500511500 | 518 | 327500 | 511500
[5 empty] | 328500511500 | 518 | 328500 | 511500
[5 empty] | 329500511500 | 518 | 329500 | 511500
[5 empty] | 330500511500 | 518 | 330500 | 511500
[5 empty] | 331500511500 | 518 | 331500 | 511500
[5 empty] | 321500510500 | 518 | 321500 | 510500
[5 empty] | 322500510500 | 518 | 322500 | 510500
[5 empty] | 323500510500 | 518 | 323500 | 510500
[5 empty] | 324500510500 | 518 | 324500 | 510500
[5 empty] | 325500510500 | 518 | 325500 | 510500
[5 empty] | 326500510500 | 518 | 326500 | 510500
[5 empty] | 327500510500 | 518 | 327500 | 510500
[5 empty] | 328500510500 | 518 | 328500 | 510500
[5 empty] | 329500510500 | 518 | 329500 | 510500
[5 empty] | 322500509500 | 518 | 322500 | 509500
[5 empty] | 323500509500 | 518 | 323500 | 509500
[5 empty] | 324500509500 | 518 | 324500 | 509500
[5 empty] | 325500509500 | 518 | 325500 | 509500
[5 empty] | 326500509500 | 518 | 326500 | 509500
[5 empty] | 327500509500 | 518 | 327500 | 509500
[5 empty] | 328500509500 | 518 | 328500 | 509500
[5 empty] | 323500508500 | 518 | 323500 | 508500
[5 empty] | 324500508500 | 518 | 324500 | 508500
[5 empty] | 325500508500 | 518 | 325500 | 508500
[5 empty] | 327500508500 | 518 | 327500 | 508500
[5 empty] | 324500507500 | 518 | 324500 | 507500
[5 empty] | 432500358500 | 4 | 432500 | 358500
[5 empty] | 433500358500 | 4 | 433500 | 358500
[5 empty] | 434500358500 | 4 | 434500 | 358500
[5 empty] | 432500357500 | 4 | 432500 | 357500
[5 empty] | 433500357500 | 4 | 433500 | 357500
[5 empty] | 434500357500 | 4 | 434500 | 357500
[5 empty] | 435500357500 | 4 | 435500 | 357500
[5 empty] | 432500356500 | 4 | 432500 | 356500
[5 empty] | 433500356500 | 4 | 433500 | 356500
[5 empty] | 434500356500 | 4 | 434500 | 356500
[5 empty] | 435500356500 | 4 | 435500 | 356500
[5 empty] | 436500356500 | 4 | 436500 | 356500
[5 empty] | 437500356500 | 4 | 437500 | 356500
[5 empty] | 438500356500 | 4 | 438500 | 356500
[5 empty] | 439500356500 | 4 | 439500 | 356500
[5 empty] | 440500356500 | 4 | 440500 | 356500
[5 empty] | 441500356500 | 4 | 441500 | 356500
[5 empty] | 432500355500 | 4 | 432500 | 355500
[5 empty] | 433500355500 | 4 | 433500 | 355500
[5 empty] | 434500355500 | 4 | 434500 | 355500
[5 empty] | 435500355500 | 4 | 435500 | 355500
[5 empty] | 436500355500 | 4 | 436500 | 355500
[5 empty] | 437500355500 | 4 | 437500 | 355500
[5 empty] | 438500355500 | 4 | 438500 | 355500
[5 empty] | 439500355500 | 4 | 439500 | 355500
[5 empty] | 440500355500 | 4 | 440500 | 355500
[5 empty] | 441500355500 | 4 | 441500 | 355500
[5 empty] | 442500355500 | 4 | 442500 | 355500
[5 empty] | 432500354500 | 4 | 432500 | 354500
[5 empty] | 433500354500 | 4 | 433500 | 354500
[5 empty] | 434500354500 | 4 | 434500 | 354500
[5 empty] | 435500354500 | 4 | 435500 | 354500
[5 empty] | 436500354500 | 4 | 436500 | 354500
[5 empty] | 437500354500 | 4 | 437500 | 354500
[5 empty] | 438500354500 | 4 | 438500 | 354500
[5 empty] | 439500354500 | 4 | 439500 | 354500
[5 empty] | 440500354500 | 4 | 440500 | 354500
[5 empty] | 441500354500 | 4 | 441500 | 354500
[5 empty] | 442500354500 | 4 | 442500 | 354500
[5 empty] | 443500354500 | 4 | 443500 | 354500
[5 empty] | 431500353500 | 4 | 431500 | 353500
[5 empty] | 432500353500 | 4 | 432500 | 353500
[5 empty] | 433500353500 | 4 | 433500 | 353500
[5 empty] | 434500353500 | 4 | 434500 | 353500
[5 empty] | 435500353500 | 4 | 435500 | 353500
[5 empty] | 436500353500 | 4 | 436500 | 353500
[5 empty] | 437500353500 | 4 | 437500 | 353500
[5 empty] | 438500353500 | 4 | 438500 | 353500
[5 empty] | 439500353500 | 4 | 439500 | 353500
[5 empty] | 440500353500 | 4 | 440500 | 353500
[5 empty] | 441500353500 | 4 | 441500 | 353500
[5 empty] | 442500353500 | 4 | 442500 | 353500
[5 empty] | 443500353500 | 4 | 443500 | 353500
[5 empty] | 444500353500 | 4 | 444500 | 353500
[5 empty] | 430500352500 | 4 | 430500 | 352500
[5 empty] | 431500352500 | 4 | 431500 | 352500
[5 empty] | 432500352500 | 4 | 432500 | 352500
[5 empty] | 433500352500 | 4 | 433500 | 352500
[5 empty] | 434500352500 | 4 | 434500 | 352500
[5 empty] | 435500352500 | 4 | 435500 | 352500
[5 empty] | 436500352500 | 4 | 436500 | 352500
[5 empty] | 437500352500 | 4 | 437500 | 352500
[5 empty] | 438500352500 | 4 | 438500 | 352500
[5 empty] | 439500352500 | 4 | 439500 | 352500
[5 empty] | 440500352500 | 4 | 440500 | 352500
[5 empty] | 441500352500 | 4 | 441500 | 352500
[5 empty] | 442500352500 | 4 | 442500 | 352500
[5 empty] | 443500352500 | 4 | 443500 | 352500
[5 empty] | 428500351500 | 4 | 428500 | 351500
[5 empty] | 429500351500 | 4 | 429500 | 351500
[5 empty] | 430500351500 | 4 | 430500 | 351500
[5 empty] | 431500351500 | 4 | 431500 | 351500
[5 empty] | 432500351500 | 4 | 432500 | 351500
[5 empty] | 433500351500 | 4 | 433500 | 351500
[5 empty] | 434500351500 | 4 | 434500 | 351500
[5 empty] | 435500351500 | 4 | 435500 | 351500
[5 empty] | 436500351500 | 4 | 436500 | 351500
[5 empty] | 437500351500 | 4 | 437500 | 351500
[5 empty] | 438500351500 | 4 | 438500 | 351500
[5 empty] | 439500351500 | 4 | 439500 | 351500
[5 empty] | 440500351500 | 4 | 440500 | 351500
[5 empty] | 441500351500 | 4 | 441500 | 351500
[5 empty] | 442500351500 | 4 | 442500 | 351500
[5 empty] | 443500351500 | 4 | 443500 | 351500
[5 empty] | 427500350500 | 4 | 427500 | 350500
[5 empty] | 428500350500 | 4 | 428500 | 350500
[5 empty] | 429500350500 | 4 | 429500 | 350500
[5 empty] | 430500350500 | 4 | 430500 | 350500
[5 empty] | 431500350500 | 4 | 431500 | 350500
[5 empty] | 432500350500 | 4 | 432500 | 350500
[5 empty] | 433500350500 | 4 | 433500 | 350500
[5 empty] | 434500350500 | 4 | 434500 | 350500
[5 empty] | 435500350500 | 4 | 435500 | 350500
[5 empty] | 436500350500 | 4 | 436500 | 350500
[5 empty] | 437500350500 | 4 | 437500 | 350500
[5 empty] | 438500350500 | 4 | 438500 | 350500
[5 empty] | 439500350500 | 4 | 439500 | 350500
[5 empty] | 440500350500 | 4 | 440500 | 350500
[5 empty] | 441500350500 | 4 | 441500 | 350500
[5 empty] | 442500350500 | 4 | 442500 | 350500
[5 empty] | 443500350500 | 4 | 443500 | 350500
[5 empty] | 444500350500 | 4 | 444500 | 350500
[5 empty] | 428500349500 | 4 | 428500 | 349500
[5 empty] | 429500349500 | 4 | 429500 | 349500
[5 empty] | 430500349500 | 4 | 430500 | 349500
[5 empty] | 431500349500 | 4 | 431500 | 349500
[5 empty] | 432500349500 | 4 | 432500 | 349500
[5 empty] | 433500349500 | 4 | 433500 | 349500
[5 empty] | 434500349500 | 4 | 434500 | 349500
[5 empty] | 435500349500 | 4 | 435500 | 349500
[5 empty] | 436500349500 | 4 | 436500 | 349500
[5 empty] | 437500349500 | 4 | 437500 | 349500
[5 empty] | 438500349500 | 4 | 438500 | 349500
[5 empty] | 439500349500 | 4 | 439500 | 349500
[5 empty] | 440500349500 | 4 | 440500 | 349500
[5 empty] | 441500349500 | 4 | 441500 | 349500
[5 empty] | 442500349500 | 4 | 442500 | 349500
[5 empty] | 443500349500 | 4 | 443500 | 349500
[5 empty] | 444500349500 | 4 | 444500 | 349500
[5 empty] | 427500348500 | 4 | 427500 | 348500
[5 empty] | 428500348500 | 4 | 428500 | 348500
[5 empty] | 429500348500 | 4 | 429500 | 348500
[5 empty] | 430500348500 | 4 | 430500 | 348500
[5 empty] | 431500348500 | 4 | 431500 | 348500
[5 empty] | 432500348500 | 4 | 432500 | 348500
[5 empty] | 433500348500 | 4 | 433500 | 348500
[5 empty] | 434500348500 | 4 | 434500 | 348500
[5 empty] | 435500348500 | 4 | 435500 | 348500
[5 empty] | 436500348500 | 4 | 436500 | 348500
[5 empty] | 437500348500 | 4 | 437500 | 348500
[5 empty] | 438500348500 | 4 | 438500 | 348500
[5 empty] | 439500348500 | 4 | 439500 | 348500
[5 empty] | 440500348500 | 4 | 440500 | 348500
[5 empty] | 441500348500 | 4 | 441500 | 348500
[5 empty] | 442500348500 | 4 | 442500 | 348500
[5 empty] | 443500348500 | 4 | 443500 | 348500
[5 empty] | 444500348500 | 4 | 444500 | 348500
[5 empty] | 428500347500 | 4 | 428500 | 347500
[5 empty] | 429500347500 | 4 | 429500 | 347500
[5 empty] | 430500347500 | 4 | 430500 | 347500
[5 empty] | 431500347500 | 4 | 431500 | 347500
[5 empty] | 432500347500 | 4 | 432500 | 347500
[5 empty] | 433500347500 | 4 | 433500 | 347500
[5 empty] | 434500347500 | 4 | 434500 | 347500
[5 empty] | 435500347500 | 4 | 435500 | 347500
[5 empty] | 436500347500 | 4 | 436500 | 347500
[5 empty] | 437500347500 | 4 | 437500 | 347500
[5 empty] | 438500347500 | 4 | 438500 | 347500
[5 empty] | 439500347500 | 4 | 439500 | 347500
[5 empty] | 440500347500 | 4 | 440500 | 347500
[5 empty] | 441500347500 | 4 | 441500 | 347500
[5 empty] | 442500347500 | 4 | 442500 | 347500
[5 empty] | 443500347500 | 4 | 443500 | 347500
[5 empty] | 444500347500 | 4 | 444500 | 347500
[5 empty] | 429500346500 | 4 | 429500 | 346500
[5 empty] | 430500346500 | 4 | 430500 | 346500
[5 empty] | 431500346500 | 4 | 431500 | 346500
[5 empty] | 432500346500 | 4 | 432500 | 346500
[5 empty] | 433500346500 | 4 | 433500 | 346500
[5 empty] | 434500346500 | 4 | 434500 | 346500
[5 empty] | 435500346500 | 4 | 435500 | 346500
[5 empty] | 436500346500 | 4 | 436500 | 346500
[5 empty] | 437500346500 | 4 | 437500 | 346500
[5 empty] | 438500346500 | 4 | 438500 | 346500
[5 empty] | 439500346500 | 4 | 439500 | 346500
[5 empty] | 440500346500 | 4 | 440500 | 346500
[5 empty] | 441500346500 | 4 | 441500 | 346500
[5 empty] | 442500346500 | 4 | 442500 | 346500
[5 empty] | 443500346500 | 4 | 443500 | 346500
[5 empty] | 444500346500 | 4 | 444500 | 346500
[5 empty] | 445500346500 | 4 | 445500 | 346500
[5 empty] | 428500345500 | 4 | 428500 | 345500
[5 empty] | 429500345500 | 4 | 429500 | 345500
[5 empty] | 430500345500 | 4 | 430500 | 345500
[5 empty] | 431500345500 | 4 | 431500 | 345500
[5 empty] | 432500345500 | 4 | 432500 | 345500
[5 empty] | 433500345500 | 4 | 433500 | 345500
[5 empty] | 434500345500 | 4 | 434500 | 345500
[5 empty] | 435500345500 | 4 | 435500 | 345500
[5 empty] | 436500345500 | 4 | 436500 | 345500
[5 empty] | 437500345500 | 4 | 437500 | 345500
[5 empty] | 438500345500 | 4 | 438500 | 345500
[5 empty] | 439500345500 | 4 | 439500 | 345500
[5 empty] | 440500345500 | 4 | 440500 | 345500
[5 empty] | 441500345500 | 4 | 441500 | 345500
[5 empty] | 442500345500 | 4 | 442500 | 345500
[5 empty] | 443500345500 | 4 | 443500 | 345500
[5 empty] | 444500345500 | 4 | 444500 | 345500
[5 empty] | 445500345500 | 4 | 445500 | 345500
[5 empty] | 427500344500 | 4 | 427500 | 344500
[5 empty] | 428500344500 | 4 | 428500 | 344500
[5 empty] | 429500344500 | 4 | 429500 | 344500
[5 empty] | 430500344500 | 4 | 430500 | 344500
[5 empty] | 431500344500 | 4 | 431500 | 344500
[5 empty] | 432500344500 | 4 | 432500 | 344500
[5 empty] | 433500344500 | 4 | 433500 | 344500
[5 empty] | 434500344500 | 4 | 434500 | 344500
[5 empty] | 435500344500 | 4 | 435500 | 344500
[5 empty] | 436500344500 | 4 | 436500 | 344500
[5 empty] | 437500344500 | 4 | 437500 | 344500
[5 empty] | 438500344500 | 4 | 438500 | 344500
[5 empty] | 439500344500 | 4 | 439500 | 344500
[5 empty] | 440500344500 | 4 | 440500 | 344500
[5 empty] | 441500344500 | 4 | 441500 | 344500
[5 empty] | 442500344500 | 4 | 442500 | 344500
[5 empty] | 443500344500 | 4 | 443500 | 344500
[5 empty] | 444500344500 | 4 | 444500 | 344500
[5 empty] | 445500344500 | 4 | 445500 | 344500
[5 empty] | 427500343500 | 4 | 427500 | 343500
[5 empty] | 428500343500 | 4 | 428500 | 343500
[5 empty] | 429500343500 | 4 | 429500 | 343500
[5 empty] | 430500343500 | 4 | 430500 | 343500
[5 empty] | 431500343500 | 4 | 431500 | 343500
[5 empty] | 432500343500 | 4 | 432500 | 343500
[5 empty] | 433500343500 | 4 | 433500 | 343500
[5 empty] | 434500343500 | 4 | 434500 | 343500
[5 empty] | 435500343500 | 4 | 435500 | 343500
[5 empty] | 436500343500 | 4 | 436500 | 343500
[5 empty] | 437500343500 | 4 | 437500 | 343500
[5 empty] | 438500343500 | 4 | 438500 | 343500
[5 empty] | 439500343500 | 4 | 439500 | 343500
[5 empty] | 440500343500 | 4 | 440500 | 343500
[5 empty] | 441500343500 | 4 | 441500 | 343500
[5 empty] | 442500343500 | 4 | 442500 | 343500
[5 empty] | 443500343500 | 4 | 443500 | 343500
[5 empty] | 444500343500 | 4 | 444500 | 343500
[5 empty] | 428500342500 | 4 | 428500 | 342500
[5 empty] | 429500342500 | 4 | 429500 | 342500
[5 empty] | 430500342500 | 4 | 430500 | 342500
[5 empty] | 431500342500 | 4 | 431500 | 342500
[5 empty] | 432500342500 | 4 | 432500 | 342500
[5 empty] | 433500342500 | 4 | 433500 | 342500
[5 empty] | 434500342500 | 4 | 434500 | 342500
[5 empty] | 442500342500 | 4 | 442500 | 342500
[5 empty] | 443500342500 | 4 | 443500 | 342500
[5 empty] | 429500341500 | 4 | 429500 | 341500
[5 empty] | 430500341500 | 4 | 430500 | 341500
[5 empty] | 431500341500 | 4 | 431500 | 341500
[5 empty] | 432500341500 | 4 | 432500 | 341500
[5 empty] | 433500341500 | 4 | 433500 | 341500
[5 empty] | 434500341500 | 4 | 434500 | 341500
[5 empty] | 427500340500 | 4 | 427500 | 340500
[5 empty] | 428500340500 | 4 | 428500 | 340500
[5 empty] | 429500340500 | 4 | 429500 | 340500
[5 empty] | 430500340500 | 4 | 430500 | 340500
[5 empty] | 431500340500 | 4 | 431500 | 340500
[5 empty] | 432500340500 | 4 | 432500 | 340500
[5 empty] | 433500340500 | 4 | 433500 | 340500
[5 empty] | 427500339500 | 4 | 427500 | 339500
[5 empty] | 428500339500 | 4 | 428500 | 339500
[5 empty] | 429500339500 | 4 | 429500 | 339500
[5 empty] | 430500339500 | 4 | 430500 | 339500
[5 empty] | 431500339500 | 4 | 431500 | 339500
[5 empty] | 432500339500 | 4 | 432500 | 339500
[5 empty] | 426500338500 | 4 | 426500 | 338500
[5 empty] | 427500338500 | 4 | 427500 | 338500
[5 empty] | 428500338500 | 4 | 428500 | 338500
[5 empty] | 429500338500 | 4 | 429500 | 338500
[5 empty] | 430500338500 | 4 | 430500 | 338500
[5 empty] | 431500338500 | 4 | 431500 | 338500
[5 empty] | 432500338500 | 4 | 432500 | 338500
[5 empty] | 429500337500 | 4 | 429500 | 337500
[5 empty] | 430500337500 | 4 | 430500 | 337500
[5 empty] | 431500337500 | 4 | 431500 | 337500
[5 empty] | 496500112500 | 5 | 496500 | 112500
[5 empty] | 497500112500 | 5 | 497500 | 112500
[5 empty] | 494500111500 | 5 | 494500 | 111500
[5 empty] | 495500111500 | 5 | 495500 | 111500
[5 empty] | 496500111500 | 5 | 496500 | 111500
[5 empty] | 497500111500 | 5 | 497500 | 111500
[5 empty] | 498500111500 | 5 | 498500 | 111500
[5 empty] | 499500111500 | 5 | 499500 | 111500
[5 empty] | 500500111500 | 5 | 500500 | 111500
[5 empty] | 501500111500 | 5 | 501500 | 111500
[5 empty] | 505500111500 | 5 | 505500 | 111500
[5 empty] | 506500111500 | 5 | 506500 | 111500
[5 empty] | 508500111500 | 5 | 508500 | 111500
[5 empty] | 495500110500 | 5 | 495500 | 110500
[5 empty] | 496500110500 | 5 | 496500 | 110500
[5 empty] | 497500110500 | 5 | 497500 | 110500
[5 empty] | 498500110500 | 5 | 498500 | 110500
[5 empty] | 499500110500 | 5 | 499500 | 110500
[5 empty] | 500500110500 | 5 | 500500 | 110500
[5 empty] | 501500110500 | 5 | 501500 | 110500
[5 empty] | 504500110500 | 5 | 504500 | 110500
[5 empty] | 505500110500 | 5 | 505500 | 110500
[5 empty] | 506500110500 | 5 | 506500 | 110500
[5 empty] | 507500110500 | 5 | 507500 | 110500
[5 empty] | 508500110500 | 5 | 508500 | 110500
[5 empty] | 510500110500 | 5 | 510500 | 110500
[5 empty] | 511500110500 | 5 | 511500 | 110500
[5 empty] | 512500110500 | 5 | 512500 | 110500
[5 empty] | 513500110500 | 5 | 513500 | 110500
[5 empty] | 514500110500 | 5 | 514500 | 110500
[5 empty] | 495500109500 | 5 | 495500 | 109500
[5 empty] | 496500109500 | 5 | 496500 | 109500
[5 empty] | 497500109500 | 5 | 497500 | 109500
[5 empty] | 498500109500 | 5 | 498500 | 109500
[5 empty] | 499500109500 | 5 | 499500 | 109500
[5 empty] | 500500109500 | 5 | 500500 | 109500
[5 empty] | 501500109500 | 5 | 501500 | 109500
[5 empty] | 502500109500 | 5 | 502500 | 109500
[5 empty] | 503500109500 | 5 | 503500 | 109500
[5 empty] | 504500109500 | 5 | 504500 | 109500
[5 empty] | 505500109500 | 5 | 505500 | 109500
[5 empty] | 506500109500 | 5 | 506500 | 109500
[5 empty] | 507500109500 | 5 | 507500 | 109500
[5 empty] | 508500109500 | 5 | 508500 | 109500
[5 empty] | 509500109500 | 5 | 509500 | 109500
[5 empty] | 510500109500 | 5 | 510500 | 109500
[5 empty] | 511500109500 | 5 | 511500 | 109500
[5 empty] | 512500109500 | 5 | 512500 | 109500
[5 empty] | 513500109500 | 5 | 513500 | 109500
[5 empty] | 514500109500 | 5 | 514500 | 109500
[5 empty] | 495500108500 | 5 | 495500 | 108500
[5 empty] | 496500108500 | 5 | 496500 | 108500
[5 empty] | 497500108500 | 5 | 497500 | 108500
[5 empty] | 498500108500 | 5 | 498500 | 108500
[5 empty] | 499500108500 | 5 | 499500 | 108500
[5 empty] | 500500108500 | 5 | 500500 | 108500
[5 empty] | 501500108500 | 5 | 501500 | 108500
[5 empty] | 502500108500 | 5 | 502500 | 108500
[5 empty] | 503500108500 | 5 | 503500 | 108500
[5 empty] | 504500108500 | 5 | 504500 | 108500
[5 empty] | 505500108500 | 5 | 505500 | 108500
[5 empty] | 506500108500 | 5 | 506500 | 108500
[5 empty] | 507500108500 | 5 | 507500 | 108500
[5 empty] | 508500108500 | 5 | 508500 | 108500
[5 empty] | 509500108500 | 5 | 509500 | 108500
[5 empty] | 510500108500 | 5 | 510500 | 108500
[5 empty] | 511500108500 | 5 | 511500 | 108500
[5 empty] | 512500108500 | 5 | 512500 | 108500
[5 empty] | 513500108500 | 5 | 513500 | 108500
[5 empty] | 514500108500 | 5 | 514500 | 108500
[5 empty] | 493500107500 | 5 | 493500 | 107500
[5 empty] | 494500107500 | 5 | 494500 | 107500
[5 empty] | 495500107500 | 5 | 495500 | 107500
[5 empty] | 496500107500 | 5 | 496500 | 107500
[5 empty] | 497500107500 | 5 | 497500 | 107500
[5 empty] | 498500107500 | 5 | 498500 | 107500
[5 empty] | 499500107500 | 5 | 499500 | 107500
[5 empty] | 500500107500 | 5 | 500500 | 107500
[5 empty] | 501500107500 | 5 | 501500 | 107500
[5 empty] | 502500107500 | 5 | 502500 | 107500
[5 empty] | 503500107500 | 5 | 503500 | 107500
[5 empty] | 504500107500 | 5 | 504500 | 107500
[5 empty] | 505500107500 | 5 | 505500 | 107500
[5 empty] | 506500107500 | 5 | 506500 | 107500
[5 empty] | 507500107500 | 5 | 507500 | 107500
[5 empty] | 508500107500 | 5 | 508500 | 107500
[5 empty] | 509500107500 | 5 | 509500 | 107500
[5 empty] | 510500107500 | 5 | 510500 | 107500
[5 empty] | 512500107500 | 5 | 512500 | 107500
[5 empty] | 492500106500 | 5 | 492500 | 106500
[5 empty] | 493500106500 | 5 | 493500 | 106500
[5 empty] | 494500106500 | 5 | 494500 | 106500
[5 empty] | 495500106500 | 5 | 495500 | 106500
[5 empty] | 496500106500 | 5 | 496500 | 106500
[5 empty] | 497500106500 | 5 | 497500 | 106500
[5 empty] | 498500106500 | 5 | 498500 | 106500
[5 empty] | 499500106500 | 5 | 499500 | 106500
[5 empty] | 500500106500 | 5 | 500500 | 106500
[5 empty] | 501500106500 | 5 | 501500 | 106500
[5 empty] | 502500106500 | 5 | 502500 | 106500
[5 empty] | 503500106500 | 5 | 503500 | 106500
[5 empty] | 504500106500 | 5 | 504500 | 106500
[5 empty] | 505500106500 | 5 | 505500 | 106500
[5 empty] | 506500106500 | 5 | 506500 | 106500
[5 empty] | 507500106500 | 5 | 507500 | 106500
[5 empty] | 508500106500 | 5 | 508500 | 106500
[5 empty] | 509500106500 | 5 | 509500 | 106500
[5 empty] | 510500106500 | 5 | 510500 | 106500
[5 empty] | 492500105500 | 5 | 492500 | 105500
[5 empty] | 493500105500 | 5 | 493500 | 105500
[5 empty] | 494500105500 | 5 | 494500 | 105500
[5 empty] | 495500105500 | 5 | 495500 | 105500
[5 empty] | 496500105500 | 5 | 496500 | 105500
[5 empty] | 497500105500 | 5 | 497500 | 105500
[5 empty] | 498500105500 | 5 | 498500 | 105500
[5 empty] | 499500105500 | 5 | 499500 | 105500
[5 empty] | 500500105500 | 5 | 500500 | 105500
[5 empty] | 501500105500 | 5 | 501500 | 105500
[5 empty] | 502500105500 | 5 | 502500 | 105500
[5 empty] | 503500105500 | 5 | 503500 | 105500
[5 empty] | 504500105500 | 5 | 504500 | 105500
[5 empty] | 505500105500 | 5 | 505500 | 105500
[5 empty] | 506500105500 | 5 | 506500 | 105500
[5 empty] | 507500105500 | 5 | 507500 | 105500
[5 empty] | 508500105500 | 5 | 508500 | 105500
[5 empty] | 509500105500 | 5 | 509500 | 105500
[5 empty] | 492500104500 | 5 | 492500 | 104500
[5 empty] | 493500104500 | 5 | 493500 | 104500
[5 empty] | 494500104500 | 5 | 494500 | 104500
[5 empty] | 495500104500 | 5 | 495500 | 104500
[5 empty] | 496500104500 | 5 | 496500 | 104500
[5 empty] | 497500104500 | 5 | 497500 | 104500
[5 empty] | 498500104500 | 5 | 498500 | 104500
[5 empty] | 499500104500 | 5 | 499500 | 104500
[5 empty] | 500500104500 | 5 | 500500 | 104500
[5 empty] | 501500104500 | 5 | 501500 | 104500
[5 empty] | 502500104500 | 5 | 502500 | 104500
[5 empty] | 503500104500 | 5 | 503500 | 104500
[5 empty] | 504500104500 | 5 | 504500 | 104500
[5 empty] | 505500104500 | 5 | 505500 | 104500
[5 empty] | 506500104500 | 5 | 506500 | 104500
[5 empty] | 507500104500 | 5 | 507500 | 104500
[5 empty] | 508500104500 | 5 | 508500 | 104500
[5 empty] | 509500104500 | 5 | 509500 | 104500
[5 empty] | 493500103500 | 5 | 493500 | 103500
[5 empty] | 494500103500 | 5 | 494500 | 103500
[5 empty] | 495500103500 | 5 | 495500 | 103500
[5 empty] | 496500103500 | 5 | 496500 | 103500
[5 empty] | 497500103500 | 5 | 497500 | 103500
[5 empty] | 498500103500 | 5 | 498500 | 103500
[5 empty] | 499500103500 | 5 | 499500 | 103500
[5 empty] | 500500103500 | 5 | 500500 | 103500
[5 empty] | 501500103500 | 5 | 501500 | 103500
[5 empty] | 502500103500 | 5 | 502500 | 103500
[5 empty] | 503500103500 | 5 | 503500 | 103500
[5 empty] | 504500103500 | 5 | 504500 | 103500
[5 empty] | 505500103500 | 5 | 505500 | 103500
[5 empty] | 506500103500 | 5 | 506500 | 103500
[5 empty] | 507500103500 | 5 | 507500 | 103500
[5 empty] | 508500103500 | 5 | 508500 | 103500
[5 empty] | 509500103500 | 5 | 509500 | 103500
[5 empty] | 492500102500 | 5 | 492500 | 102500
[5 empty] | 493500102500 | 5 | 493500 | 102500
[5 empty] | 494500102500 | 5 | 494500 | 102500
[5 empty] | 495500102500 | 5 | 495500 | 102500
[5 empty] | 496500102500 | 5 | 496500 | 102500
[5 empty] | 497500102500 | 5 | 497500 | 102500
[5 empty] | 498500102500 | 5 | 498500 | 102500
[5 empty] | 499500102500 | 5 | 499500 | 102500
[5 empty] | 500500102500 | 5 | 500500 | 102500
[5 empty] | 501500102500 | 5 | 501500 | 102500
[5 empty] | 502500102500 | 5 | 502500 | 102500
[5 empty] | 503500102500 | 5 | 503500 | 102500
[5 empty] | 504500102500 | 5 | 504500 | 102500
[5 empty] | 505500102500 | 5 | 505500 | 102500
[5 empty] | 506500102500 | 5 | 506500 | 102500
[5 empty] | 507500102500 | 5 | 507500 | 102500
[5 empty] | 508500102500 | 5 | 508500 | 102500
[5 empty] | 509500102500 | 5 | 509500 | 102500
[5 empty] | 489500101500 | 5 | 489500 | 101500
[5 empty] | 490500101500 | 5 | 490500 | 101500
[5 empty] | 491500101500 | 5 | 491500 | 101500
[5 empty] | 492500101500 | 5 | 492500 | 101500
[5 empty] | 493500101500 | 5 | 493500 | 101500
[5 empty] | 494500101500 | 5 | 494500 | 101500
[5 empty] | 495500101500 | 5 | 495500 | 101500
[5 empty] | 496500101500 | 5 | 496500 | 101500
[5 empty] | 497500101500 | 5 | 497500 | 101500
[5 empty] | 498500101500 | 5 | 498500 | 101500
[5 empty] | 499500101500 | 5 | 499500 | 101500
[5 empty] | 500500101500 | 5 | 500500 | 101500
[5 empty] | 501500101500 | 5 | 501500 | 101500
[5 empty] | 502500101500 | 5 | 502500 | 101500
[5 empty] | 503500101500 | 5 | 503500 | 101500
[5 empty] | 504500101500 | 5 | 504500 | 101500
[5 empty] | 505500101500 | 5 | 505500 | 101500
[5 empty] | 506500101500 | 5 | 506500 | 101500
[5 empty] | 507500101500 | 5 | 507500 | 101500
[5 empty] | 508500101500 | 5 | 508500 | 101500
[5 empty] | 509500101500 | 5 | 509500 | 101500
[5 empty] | 489500100500 | 5 | 489500 | 100500
[5 empty] | 490500100500 | 5 | 490500 | 100500
[5 empty] | 491500100500 | 5 | 491500 | 100500
[5 empty] | 492500100500 | 5 | 492500 | 100500
[5 empty] | 493500100500 | 5 | 493500 | 100500
[5 empty] | 494500100500 | 5 | 494500 | 100500
[5 empty] | 495500100500 | 5 | 495500 | 100500
[5 empty] | 496500100500 | 5 | 496500 | 100500
[5 empty] | 497500100500 | 5 | 497500 | 100500
[5 empty] | 498500100500 | 5 | 498500 | 100500
[5 empty] | 499500100500 | 5 | 499500 | 100500
[5 empty] | 500500100500 | 5 | 500500 | 100500
[5 empty] | 501500100500 | 5 | 501500 | 100500
[5 empty] | 48850099500 | 5 | 488500 | 99500
[5 empty] | 48950099500 | 5 | 489500 | 99500
[5 empty] | 49050099500 | 5 | 490500 | 99500
[5 empty] | 49150099500 | 5 | 491500 | 99500
[5 empty] | 49250099500 | 5 | 492500 | 99500
[5 empty] | 49350099500 | 5 | 493500 | 99500
[5 empty] | 49450099500 | 5 | 494500 | 99500
[5 empty] | 49550099500 | 5 | 495500 | 99500
[5 empty] | 49650099500 | 5 | 496500 | 99500
[5 empty] | 49750099500 | 5 | 497500 | 99500
[5 empty] | 49850099500 | 5 | 498500 | 99500
[5 empty] | 48850098500 | 5 | 488500 | 98500
[5 empty] | 48950098500 | 5 | 489500 | 98500
[5 empty] | 49050098500 | 5 | 490500 | 98500
[5 empty] | 49150098500 | 5 | 491500 | 98500
[5 empty] | 49250098500 | 5 | 492500 | 98500
[5 empty] | 49350098500 | 5 | 493500 | 98500
[5 empty] | 49450098500 | 5 | 494500 | 98500
[5 empty] | 48750097500 | 5 | 487500 | 97500
[5 empty] | 48850097500 | 5 | 488500 | 97500
[5 empty] | 48950097500 | 5 | 489500 | 97500
[5 empty] | 49050097500 | 5 | 490500 | 97500
[5 empty] | 48850096500 | 5 | 488500 | 96500
[5 empty] | 48950096500 | 5 | 489500 | 96500
[5 empty] | 447500363500 | 6 | 447500 | 363500
[5 empty] | 448500363500 | 6 | 448500 | 363500
[5 empty] | 445500362500 | 6 | 445500 | 362500
[5 empty] | 446500362500 | 6 | 446500 | 362500
[5 empty] | 447500362500 | 6 | 447500 | 362500
[5 empty] | 448500362500 | 6 | 448500 | 362500
[5 empty] | 449500362500 | 6 | 449500 | 362500
[5 empty] | 445500361500 | 6 | 445500 | 361500
[5 empty] | 446500361500 | 6 | 446500 | 361500
[5 empty] | 447500361500 | 6 | 447500 | 361500
[5 empty] | 448500361500 | 6 | 448500 | 361500
[5 empty] | 449500361500 | 6 | 449500 | 361500
[5 empty] | 450500361500 | 6 | 450500 | 361500
[5 empty] | 446500360500 | 6 | 446500 | 360500
[5 empty] | 447500360500 | 6 | 447500 | 360500
[5 empty] | 448500360500 | 6 | 448500 | 360500
[5 empty] | 449500360500 | 6 | 449500 | 360500
[5 empty] | 450500360500 | 6 | 450500 | 360500
[5 empty] | 446500359500 | 6 | 446500 | 359500
[5 empty] | 447500359500 | 6 | 447500 | 359500
[5 empty] | 448500359500 | 6 | 448500 | 359500
[5 empty] | 449500359500 | 6 | 449500 | 359500
[5 empty] | 450500359500 | 6 | 450500 | 359500
[5 empty] | 451500359500 | 6 | 451500 | 359500
[5 empty] | 446500358500 | 6 | 446500 | 358500
[5 empty] | 447500358500 | 6 | 447500 | 358500
[5 empty] | 448500358500 | 6 | 448500 | 358500
[5 empty] | 449500358500 | 6 | 449500 | 358500
[5 empty] | 450500358500 | 6 | 450500 | 358500
[5 empty] | 451500358500 | 6 | 451500 | 358500
[5 empty] | 452500358500 | 6 | 452500 | 358500
[5 empty] | 453500358500 | 6 | 453500 | 358500
[5 empty] | 446500357500 | 6 | 446500 | 357500
[5 empty] | 447500357500 | 6 | 447500 | 357500
[5 empty] | 448500357500 | 6 | 448500 | 357500
[5 empty] | 449500357500 | 6 | 449500 | 357500
[5 empty] | 450500357500 | 6 | 450500 | 357500
[5 empty] | 451500357500 | 6 | 451500 | 357500
[5 empty] | 452500357500 | 6 | 452500 | 357500
[5 empty] | 453500357500 | 6 | 453500 | 357500
[5 empty] | 454500357500 | 6 | 454500 | 357500
[5 empty] | 447500356500 | 6 | 447500 | 356500
[5 empty] | 448500356500 | 6 | 448500 | 356500
[5 empty] | 449500356500 | 6 | 449500 | 356500
[5 empty] | 450500356500 | 6 | 450500 | 356500
[5 empty] | 451500356500 | 6 | 451500 | 356500
[5 empty] | 452500356500 | 6 | 452500 | 356500
[5 empty] | 453500356500 | 6 | 453500 | 356500
[5 empty] | 454500356500 | 6 | 454500 | 356500
[5 empty] | 455500356500 | 6 | 455500 | 356500
[5 empty] | 446500355500 | 6 | 446500 | 355500
[5 empty] | 447500355500 | 6 | 447500 | 355500
[5 empty] | 448500355500 | 6 | 448500 | 355500
[5 empty] | 449500355500 | 6 | 449500 | 355500
[5 empty] | 450500355500 | 6 | 450500 | 355500
[5 empty] | 451500355500 | 6 | 451500 | 355500
[5 empty] | 452500355500 | 6 | 452500 | 355500
[5 empty] | 453500355500 | 6 | 453500 | 355500
[5 empty] | 446500354500 | 6 | 446500 | 354500
[5 empty] | 447500354500 | 6 | 447500 | 354500
[5 empty] | 448500354500 | 6 | 448500 | 354500
[5 empty] | 449500354500 | 6 | 449500 | 354500
[5 empty] | 450500354500 | 6 | 450500 | 354500
[5 empty] | 451500354500 | 6 | 451500 | 354500
[5 empty] | 452500354500 | 6 | 452500 | 354500
[5 empty] | 445500353500 | 6 | 445500 | 353500
[5 empty] | 446500353500 | 6 | 446500 | 353500
[5 empty] | 447500353500 | 6 | 447500 | 353500
[5 empty] | 448500353500 | 6 | 448500 | 353500
[5 empty] | 449500353500 | 6 | 449500 | 353500
[5 empty] | 450500353500 | 6 | 450500 | 353500
[5 empty] | 451500353500 | 6 | 451500 | 353500
[5 empty] | 444500352500 | 6 | 444500 | 352500
[5 empty] | 445500352500 | 6 | 445500 | 352500
[5 empty] | 446500352500 | 6 | 446500 | 352500
[5 empty] | 447500352500 | 6 | 447500 | 352500
[5 empty] | 448500352500 | 6 | 448500 | 352500
[5 empty] | 449500352500 | 6 | 449500 | 352500
[5 empty] | 450500352500 | 6 | 450500 | 352500
[5 empty] | 451500352500 | 6 | 451500 | 352500
[5 empty] | 444500351500 | 6 | 444500 | 351500
[5 empty] | 445500351500 | 6 | 445500 | 351500
[5 empty] | 446500351500 | 6 | 446500 | 351500
[5 empty] | 447500351500 | 6 | 447500 | 351500
[5 empty] | 448500351500 | 6 | 448500 | 351500
[5 empty] | 449500351500 | 6 | 449500 | 351500
[5 empty] | 450500351500 | 6 | 450500 | 351500
[5 empty] | 451500351500 | 6 | 451500 | 351500
[5 empty] | 446500350500 | 6 | 446500 | 350500
[5 empty] | 447500350500 | 6 | 447500 | 350500
[5 empty] | 448500350500 | 6 | 448500 | 350500
[5 empty] | 449500350500 | 6 | 449500 | 350500
[5 empty] | 450500350500 | 6 | 450500 | 350500
[5 empty] | 451500350500 | 6 | 451500 | 350500
[5 empty] | 452500350500 | 6 | 452500 | 350500
[5 empty] | 453500350500 | 6 | 453500 | 350500
[5 empty] | 449500349500 | 6 | 449500 | 349500
[5 empty] | 450500349500 | 6 | 450500 | 349500
[5 empty] | 451500349500 | 6 | 451500 | 349500
[5 empty] | 452500349500 | 6 | 452500 | 349500
[5 empty] | 453500349500 | 6 | 453500 | 349500
[5 empty] | 454500349500 | 6 | 454500 | 349500
[5 empty] | 451500348500 | 6 | 451500 | 348500
[5 empty] | 452500348500 | 6 | 452500 | 348500
[5 empty] | 453500348500 | 6 | 453500 | 348500
[5 empty] | 454500348500 | 6 | 454500 | 348500
[5 empty] | 452500347500 | 6 | 452500 | 347500
[5 empty] | 453500347500 | 6 | 453500 | 347500
[5 empty] | 454500347500 | 6 | 454500 | 347500
[5 empty] | 452500346500 | 6 | 452500 | 346500
[5 empty] | 606500155500 | 7 | 606500 | 155500
[5 empty] | 607500155500 | 7 | 607500 | 155500
[5 empty] | 604500154500 | 7 | 604500 | 154500
[5 empty] | 605500154500 | 7 | 605500 | 154500
[5 empty] | 606500154500 | 7 | 606500 | 154500
[5 empty] | 607500154500 | 7 | 607500 | 154500
[5 empty] | 608500154500 | 7 | 608500 | 154500
[5 empty] | 602500153500 | 7 | 602500 | 153500
[5 empty] | 603500153500 | 7 | 603500 | 153500
[5 empty] | 604500153500 | 7 | 604500 | 153500
[5 empty] | 605500153500 | 7 | 605500 | 153500
[5 empty] | 606500153500 | 7 | 606500 | 153500
[5 empty] | 607500153500 | 7 | 607500 | 153500
[5 empty] | 608500153500 | 7 | 608500 | 153500
[5 empty] | 600500152500 | 7 | 600500 | 152500
[5 empty] | 601500152500 | 7 | 601500 | 152500
[5 empty] | 602500152500 | 7 | 602500 | 152500
[5 empty] | 603500152500 | 7 | 603500 | 152500
[5 empty] | 604500152500 | 7 | 604500 | 152500
[5 empty] | 605500152500 | 7 | 605500 | 152500
[5 empty] | 606500152500 | 7 | 606500 | 152500
[5 empty] | 607500152500 | 7 | 607500 | 152500
[5 empty] | 608500152500 | 7 | 608500 | 152500
[5 empty] | 594500151500 | 7 | 594500 | 151500
[5 empty] | 595500151500 | 7 | 595500 | 151500
[5 empty] | 597500151500 | 7 | 597500 | 151500
[5 empty] | 598500151500 | 7 | 598500 | 151500
[5 empty] | 599500151500 | 7 | 599500 | 151500
[5 empty] | 600500151500 | 7 | 600500 | 151500
[5 empty] | 601500151500 | 7 | 601500 | 151500
[5 empty] | 602500151500 | 7 | 602500 | 151500
[5 empty] | 603500151500 | 7 | 603500 | 151500
[5 empty] | 604500151500 | 7 | 604500 | 151500
[5 empty] | 605500151500 | 7 | 605500 | 151500
[5 empty] | 606500151500 | 7 | 606500 | 151500
[5 empty] | 607500151500 | 7 | 607500 | 151500
[5 empty] | 608500151500 | 7 | 608500 | 151500
[5 empty] | 593500150500 | 7 | 593500 | 150500
[5 empty] | 594500150500 | 7 | 594500 | 150500
[5 empty] | 595500150500 | 7 | 595500 | 150500
[5 empty] | 596500150500 | 7 | 596500 | 150500
[5 empty] | 597500150500 | 7 | 597500 | 150500
[5 empty] | 598500150500 | 7 | 598500 | 150500
[5 empty] | 599500150500 | 7 | 599500 | 150500
[5 empty] | 600500150500 | 7 | 600500 | 150500
[5 empty] | 601500150500 | 7 | 601500 | 150500
[5 empty] | 602500150500 | 7 | 602500 | 150500
[5 empty] | 603500150500 | 7 | 603500 | 150500
[5 empty] | 604500150500 | 7 | 604500 | 150500
[5 empty] | 605500150500 | 7 | 605500 | 150500
[5 empty] | 606500150500 | 7 | 606500 | 150500
[5 empty] | 607500150500 | 7 | 607500 | 150500
[5 empty] | 608500150500 | 7 | 608500 | 150500
[5 empty] | 609500150500 | 7 | 609500 | 150500
[5 empty] | 592500149500 | 7 | 592500 | 149500
[5 empty] | 593500149500 | 7 | 593500 | 149500
[5 empty] | 594500149500 | 7 | 594500 | 149500
[5 empty] | 595500149500 | 7 | 595500 | 149500
[5 empty] | 596500149500 | 7 | 596500 | 149500
[5 empty] | 597500149500 | 7 | 597500 | 149500
[5 empty] | 598500149500 | 7 | 598500 | 149500
[5 empty] | 599500149500 | 7 | 599500 | 149500
[5 empty] | 600500149500 | 7 | 600500 | 149500
[5 empty] | 601500149500 | 7 | 601500 | 149500
[5 empty] | 602500149500 | 7 | 602500 | 149500
[5 empty] | 603500149500 | 7 | 603500 | 149500
[5 empty] | 604500149500 | 7 | 604500 | 149500
[5 empty] | 605500149500 | 7 | 605500 | 149500
[5 empty] | 606500149500 | 7 | 606500 | 149500
[5 empty] | 607500149500 | 7 | 607500 | 149500
[5 empty] | 608500149500 | 7 | 608500 | 149500
[5 empty] | 609500149500 | 7 | 609500 | 149500
[5 empty] | 589500148500 | 7 | 589500 | 148500
[5 empty] | 590500148500 | 7 | 590500 | 148500
[5 empty] | 591500148500 | 7 | 591500 | 148500
[5 empty] | 592500148500 | 7 | 592500 | 148500
[5 empty] | 593500148500 | 7 | 593500 | 148500
[5 empty] | 594500148500 | 7 | 594500 | 148500
[5 empty] | 595500148500 | 7 | 595500 | 148500
[5 empty] | 596500148500 | 7 | 596500 | 148500
[5 empty] | 597500148500 | 7 | 597500 | 148500
[5 empty] | 598500148500 | 7 | 598500 | 148500
[5 empty] | 599500148500 | 7 | 599500 | 148500
[5 empty] | 600500148500 | 7 | 600500 | 148500
[5 empty] | 601500148500 | 7 | 601500 | 148500
[5 empty] | 602500148500 | 7 | 602500 | 148500
[5 empty] | 603500148500 | 7 | 603500 | 148500
[5 empty] | 604500148500 | 7 | 604500 | 148500
[5 empty] | 605500148500 | 7 | 605500 | 148500
[5 empty] | 606500148500 | 7 | 606500 | 148500
[5 empty] | 607500148500 | 7 | 607500 | 148500
[5 empty] | 608500148500 | 7 | 608500 | 148500
[5 empty] | 609500148500 | 7 | 609500 | 148500
[5 empty] | 588500147500 | 7 | 588500 | 147500
[5 empty] | 589500147500 | 7 | 589500 | 147500
[5 empty] | 590500147500 | 7 | 590500 | 147500
[5 empty] | 591500147500 | 7 | 591500 | 147500
[5 empty] | 592500147500 | 7 | 592500 | 147500
[5 empty] | 593500147500 | 7 | 593500 | 147500
[5 empty] | 594500147500 | 7 | 594500 | 147500
[5 empty] | 595500147500 | 7 | 595500 | 147500
[5 empty] | 596500147500 | 7 | 596500 | 147500
[5 empty] | 597500147500 | 7 | 597500 | 147500
[5 empty] | 598500147500 | 7 | 598500 | 147500
[5 empty] | 599500147500 | 7 | 599500 | 147500
[5 empty] | 600500147500 | 7 | 600500 | 147500
[5 empty] | 601500147500 | 7 | 601500 | 147500
[5 empty] | 602500147500 | 7 | 602500 | 147500
[5 empty] | 603500147500 | 7 | 603500 | 147500
[5 empty] | 604500147500 | 7 | 604500 | 147500
[5 empty] | 605500147500 | 7 | 605500 | 147500
[5 empty] | 606500147500 | 7 | 606500 | 147500
[5 empty] | 607500147500 | 7 | 607500 | 147500
[5 empty] | 608500147500 | 7 | 608500 | 147500
[5 empty] | 588500146500 | 7 | 588500 | 146500
[5 empty] | 589500146500 | 7 | 589500 | 146500
[5 empty] | 590500146500 | 7 | 590500 | 146500
[5 empty] | 591500146500 | 7 | 591500 | 146500
[5 empty] | 592500146500 | 7 | 592500 | 146500
[5 empty] | 593500146500 | 7 | 593500 | 146500
[5 empty] | 594500146500 | 7 | 594500 | 146500
[5 empty] | 595500146500 | 7 | 595500 | 146500
[5 empty] | 596500146500 | 7 | 596500 | 146500
[5 empty] | 597500146500 | 7 | 597500 | 146500
[5 empty] | 598500146500 | 7 | 598500 | 146500
[5 empty] | 599500146500 | 7 | 599500 | 146500
[5 empty] | 600500146500 | 7 | 600500 | 146500
[5 empty] | 601500146500 | 7 | 601500 | 146500
[5 empty] | 602500146500 | 7 | 602500 | 146500
[5 empty] | 603500146500 | 7 | 603500 | 146500
[5 empty] | 604500146500 | 7 | 604500 | 146500
[5 empty] | 605500146500 | 7 | 605500 | 146500
[5 empty] | 606500146500 | 7 | 606500 | 146500
[5 empty] | 607500146500 | 7 | 607500 | 146500
[5 empty] | 608500146500 | 7 | 608500 | 146500
[5 empty] | 609500146500 | 7 | 609500 | 146500
[5 empty] | 587500145500 | 7 | 587500 | 145500
[5 empty] | 588500145500 | 7 | 588500 | 145500
[5 empty] | 589500145500 | 7 | 589500 | 145500
[5 empty] | 590500145500 | 7 | 590500 | 145500
[5 empty] | 591500145500 | 7 | 591500 | 145500
[5 empty] | 592500145500 | 7 | 592500 | 145500
[5 empty] | 593500145500 | 7 | 593500 | 145500
[5 empty] | 594500145500 | 7 | 594500 | 145500
[5 empty] | 595500145500 | 7 | 595500 | 145500
[5 empty] | 596500145500 | 7 | 596500 | 145500
[5 empty] | 597500145500 | 7 | 597500 | 145500
[5 empty] | 598500145500 | 7 | 598500 | 145500
[5 empty] | 599500145500 | 7 | 599500 | 145500
[5 empty] | 600500145500 | 7 | 600500 | 145500
[5 empty] | 601500145500 | 7 | 601500 | 145500
[5 empty] | 602500145500 | 7 | 602500 | 145500
[5 empty] | 603500145500 | 7 | 603500 | 145500
[5 empty] | 604500145500 | 7 | 604500 | 145500
[5 empty] | 605500145500 | 7 | 605500 | 145500
[5 empty] | 606500145500 | 7 | 606500 | 145500
[5 empty] | 607500145500 | 7 | 607500 | 145500
[5 empty] | 608500145500 | 7 | 608500 | 145500
[5 empty] | 609500145500 | 7 | 609500 | 145500
[5 empty] | 587500144500 | 7 | 587500 | 144500
[5 empty] | 588500144500 | 7 | 588500 | 144500
[5 empty] | 589500144500 | 7 | 589500 | 144500
[5 empty] | 590500144500 | 7 | 590500 | 144500
[5 empty] | 591500144500 | 7 | 591500 | 144500
[5 empty] | 592500144500 | 7 | 592500 | 144500
[5 empty] | 593500144500 | 7 | 593500 | 144500
[5 empty] | 594500144500 | 7 | 594500 | 144500
[5 empty] | 595500144500 | 7 | 595500 | 144500
[5 empty] | 596500144500 | 7 | 596500 | 144500
[5 empty] | 597500144500 | 7 | 597500 | 144500
[5 empty] | 598500144500 | 7 | 598500 | 144500
[5 empty] | 599500144500 | 7 | 599500 | 144500
[5 empty] | 600500144500 | 7 | 600500 | 144500
[5 empty] | 601500144500 | 7 | 601500 | 144500
[5 empty] | 602500144500 | 7 | 602500 | 144500
[5 empty] | 603500144500 | 7 | 603500 | 144500
[5 empty] | 604500144500 | 7 | 604500 | 144500
[5 empty] | 605500144500 | 7 | 605500 | 144500
[5 empty] | 606500144500 | 7 | 606500 | 144500
[5 empty] | 607500144500 | 7 | 607500 | 144500
[5 empty] | 608500144500 | 7 | 608500 | 144500
[5 empty] | 609500144500 | 7 | 609500 | 144500
[5 empty] | 610500144500 | 7 | 610500 | 144500
[5 empty] | 586500143500 | 7 | 586500 | 143500
[5 empty] | 587500143500 | 7 | 587500 | 143500
[5 empty] | 588500143500 | 7 | 588500 | 143500
[5 empty] | 589500143500 | 7 | 589500 | 143500
[5 empty] | 590500143500 | 7 | 590500 | 143500
[5 empty] | 591500143500 | 7 | 591500 | 143500
[5 empty] | 592500143500 | 7 | 592500 | 143500
[5 empty] | 593500143500 | 7 | 593500 | 143500
[5 empty] | 594500143500 | 7 | 594500 | 143500
[5 empty] | 595500143500 | 7 | 595500 | 143500
[5 empty] | 596500143500 | 7 | 596500 | 143500
[5 empty] | 597500143500 | 7 | 597500 | 143500
[5 empty] | 598500143500 | 7 | 598500 | 143500
[5 empty] | 599500143500 | 7 | 599500 | 143500
[5 empty] | 600500143500 | 7 | 600500 | 143500
[5 empty] | 601500143500 | 7 | 601500 | 143500
[5 empty] | 602500143500 | 7 | 602500 | 143500
[5 empty] | 603500143500 | 7 | 603500 | 143500
[5 empty] | 604500143500 | 7 | 604500 | 143500
[5 empty] | 605500143500 | 7 | 605500 | 143500
[5 empty] | 606500143500 | 7 | 606500 | 143500
[5 empty] | 607500143500 | 7 | 607500 | 143500
[5 empty] | 608500143500 | 7 | 608500 | 143500
[5 empty] | 609500143500 | 7 | 609500 | 143500
[5 empty] | 610500143500 | 7 | 610500 | 143500
[5 empty] | 585500142500 | 7 | 585500 | 142500
[5 empty] | 586500142500 | 7 | 586500 | 142500
[5 empty] | 587500142500 | 7 | 587500 | 142500
[5 empty] | 588500142500 | 7 | 588500 | 142500
[5 empty] | 589500142500 | 7 | 589500 | 142500
[5 empty] | 590500142500 | 7 | 590500 | 142500
[5 empty] | 591500142500 | 7 | 591500 | 142500
[5 empty] | 592500142500 | 7 | 592500 | 142500
[5 empty] | 593500142500 | 7 | 593500 | 142500
[5 empty] | 594500142500 | 7 | 594500 | 142500
[5 empty] | 595500142500 | 7 | 595500 | 142500
[5 empty] | 596500142500 | 7 | 596500 | 142500
[5 empty] | 597500142500 | 7 | 597500 | 142500
[5 empty] | 598500142500 | 7 | 598500 | 142500
[5 empty] | 599500142500 | 7 | 599500 | 142500
[5 empty] | 600500142500 | 7 | 600500 | 142500
[5 empty] | 601500142500 | 7 | 601500 | 142500
[5 empty] | 602500142500 | 7 | 602500 | 142500
[5 empty] | 603500142500 | 7 | 603500 | 142500
[5 empty] | 604500142500 | 7 | 604500 | 142500
[5 empty] | 605500142500 | 7 | 605500 | 142500
[5 empty] | 606500142500 | 7 | 606500 | 142500
[5 empty] | 607500142500 | 7 | 607500 | 142500
[5 empty] | 608500142500 | 7 | 608500 | 142500
[5 empty] | 609500142500 | 7 | 609500 | 142500
[5 empty] | 610500142500 | 7 | 610500 | 142500
[5 empty] | 585500141500 | 7 | 585500 | 141500
[5 empty] | 586500141500 | 7 | 586500 | 141500
[5 empty] | 587500141500 | 7 | 587500 | 141500
[5 empty] | 588500141500 | 7 | 588500 | 141500
[5 empty] | 589500141500 | 7 | 589500 | 141500
[5 empty] | 590500141500 | 7 | 590500 | 141500
[5 empty] | 591500141500 | 7 | 591500 | 141500
[5 empty] | 592500141500 | 7 | 592500 | 141500
[5 empty] | 593500141500 | 7 | 593500 | 141500
[5 empty] | 594500141500 | 7 | 594500 | 141500
[5 empty] | 595500141500 | 7 | 595500 | 141500
[5 empty] | 596500141500 | 7 | 596500 | 141500
[5 empty] | 597500141500 | 7 | 597500 | 141500
[5 empty] | 598500141500 | 7 | 598500 | 141500
[5 empty] | 599500141500 | 7 | 599500 | 141500
[5 empty] | 600500141500 | 7 | 600500 | 141500
[5 empty] | 601500141500 | 7 | 601500 | 141500
[5 empty] | 602500141500 | 7 | 602500 | 141500
[5 empty] | 603500141500 | 7 | 603500 | 141500
[5 empty] | 604500141500 | 7 | 604500 | 141500
[5 empty] | 605500141500 | 7 | 605500 | 141500
[5 empty] | 606500141500 | 7 | 606500 | 141500
[5 empty] | 607500141500 | 7 | 607500 | 141500
[5 empty] | 608500141500 | 7 | 608500 | 141500
[5 empty] | 609500141500 | 7 | 609500 | 141500
[5 empty] | 610500141500 | 7 | 610500 | 141500
[5 empty] | 611500141500 | 7 | 611500 | 141500
[5 empty] | 583500140500 | 7 | 583500 | 140500
[5 empty] | 584500140500 | 7 | 584500 | 140500
[5 empty] | 585500140500 | 7 | 585500 | 140500
[5 empty] | 586500140500 | 7 | 586500 | 140500
[5 empty] | 587500140500 | 7 | 587500 | 140500
[5 empty] | 588500140500 | 7 | 588500 | 140500
[5 empty] | 589500140500 | 7 | 589500 | 140500
[5 empty] | 590500140500 | 7 | 590500 | 140500
[5 empty] | 591500140500 | 7 | 591500 | 140500
[5 empty] | 592500140500 | 7 | 592500 | 140500
[5 empty] | 593500140500 | 7 | 593500 | 140500
[5 empty] | 594500140500 | 7 | 594500 | 140500
[5 empty] | 595500140500 | 7 | 595500 | 140500
[5 empty] | 596500140500 | 7 | 596500 | 140500
[5 empty] | 597500140500 | 7 | 597500 | 140500
[5 empty] | 598500140500 | 7 | 598500 | 140500
[5 empty] | 599500140500 | 7 | 599500 | 140500
[5 empty] | 600500140500 | 7 | 600500 | 140500
[5 empty] | 601500140500 | 7 | 601500 | 140500
[5 empty] | 602500140500 | 7 | 602500 | 140500
[5 empty] | 603500140500 | 7 | 603500 | 140500
[5 empty] | 604500140500 | 7 | 604500 | 140500
[5 empty] | 605500140500 | 7 | 605500 | 140500
[5 empty] | 606500140500 | 7 | 606500 | 140500
[5 empty] | 607500140500 | 7 | 607500 | 140500
[5 empty] | 608500140500 | 7 | 608500 | 140500
[5 empty] | 609500140500 | 7 | 609500 | 140500
[5 empty] | 610500140500 | 7 | 610500 | 140500
[5 empty] | 583500139500 | 7 | 583500 | 139500
[5 empty] | 584500139500 | 7 | 584500 | 139500
[5 empty] | 585500139500 | 7 | 585500 | 139500
[5 empty] | 586500139500 | 7 | 586500 | 139500
[5 empty] | 587500139500 | 7 | 587500 | 139500
[5 empty] | 588500139500 | 7 | 588500 | 139500
[5 empty] | 589500139500 | 7 | 589500 | 139500
[5 empty] | 590500139500 | 7 | 590500 | 139500
[5 empty] | 591500139500 | 7 | 591500 | 139500
[5 empty] | 592500139500 | 7 | 592500 | 139500
[5 empty] | 593500139500 | 7 | 593500 | 139500
[5 empty] | 594500139500 | 7 | 594500 | 139500
[5 empty] | 595500139500 | 7 | 595500 | 139500
[5 empty] | 596500139500 | 7 | 596500 | 139500
[5 empty] | 597500139500 | 7 | 597500 | 139500
[5 empty] | 598500139500 | 7 | 598500 | 139500
[5 empty] | 599500139500 | 7 | 599500 | 139500
[5 empty] | 600500139500 | 7 | 600500 | 139500
[5 empty] | 601500139500 | 7 | 601500 | 139500
[5 empty] | 602500139500 | 7 | 602500 | 139500
[5 empty] | 603500139500 | 7 | 603500 | 139500
[5 empty] | 604500139500 | 7 | 604500 | 139500
[5 empty] | 605500139500 | 7 | 605500 | 139500
[5 empty] | 606500139500 | 7 | 606500 | 139500
[5 empty] | 607500139500 | 7 | 607500 | 139500
[5 empty] | 608500139500 | 7 | 608500 | 139500
[5 empty] | 582500138500 | 7 | 582500 | 138500
[5 empty] | 583500138500 | 7 | 583500 | 138500
[5 empty] | 584500138500 | 7 | 584500 | 138500
[5 empty] | 585500138500 | 7 | 585500 | 138500
[5 empty] | 586500138500 | 7 | 586500 | 138500
[5 empty] | 587500138500 | 7 | 587500 | 138500
[5 empty] | 588500138500 | 7 | 588500 | 138500
[5 empty] | 589500138500 | 7 | 589500 | 138500
[5 empty] | 590500138500 | 7 | 590500 | 138500
[5 empty] | 591500138500 | 7 | 591500 | 138500
[5 empty] | 592500138500 | 7 | 592500 | 138500
[5 empty] | 593500138500 | 7 | 593500 | 138500
[5 empty] | 594500138500 | 7 | 594500 | 138500
[5 empty] | 595500138500 | 7 | 595500 | 138500
[5 empty] | 596500138500 | 7 | 596500 | 138500
[5 empty] | 597500138500 | 7 | 597500 | 138500
[5 empty] | 598500138500 | 7 | 598500 | 138500
[5 empty] | 599500138500 | 7 | 599500 | 138500
[5 empty] | 600500138500 | 7 | 600500 | 138500
[5 empty] | 601500138500 | 7 | 601500 | 138500
[5 empty] | 602500138500 | 7 | 602500 | 138500
[5 empty] | 603500138500 | 7 | 603500 | 138500
[5 empty] | 604500138500 | 7 | 604500 | 138500
[5 empty] | 605500138500 | 7 | 605500 | 138500
[5 empty] | 606500138500 | 7 | 606500 | 138500
[5 empty] | 607500138500 | 7 | 607500 | 138500
[5 empty] | 608500138500 | 7 | 608500 | 138500
[5 empty] | 582500137500 | 7 | 582500 | 137500
[5 empty] | 583500137500 | 7 | 583500 | 137500
[5 empty] | 584500137500 | 7 | 584500 | 137500
[5 empty] | 585500137500 | 7 | 585500 | 137500
[5 empty] | 586500137500 | 7 | 586500 | 137500
[5 empty] | 587500137500 | 7 | 587500 | 137500
[5 empty] | 588500137500 | 7 | 588500 | 137500
[5 empty] | 589500137500 | 7 | 589500 | 137500
[5 empty] | 590500137500 | 7 | 590500 | 137500
[5 empty] | 591500137500 | 7 | 591500 | 137500
[5 empty] | 592500137500 | 7 | 592500 | 137500
[5 empty] | 593500137500 | 7 | 593500 | 137500
[5 empty] | 594500137500 | 7 | 594500 | 137500
[5 empty] | 595500137500 | 7 | 595500 | 137500
[5 empty] | 596500137500 | 7 | 596500 | 137500
[5 empty] | 597500137500 | 7 | 597500 | 137500
[5 empty] | 598500137500 | 7 | 598500 | 137500
[5 empty] | 599500137500 | 7 | 599500 | 137500
[5 empty] | 600500137500 | 7 | 600500 | 137500
[5 empty] | 601500137500 | 7 | 601500 | 137500
[5 empty] | 602500137500 | 7 | 602500 | 137500
[5 empty] | 603500137500 | 7 | 603500 | 137500
[5 empty] | 604500137500 | 7 | 604500 | 137500
[5 empty] | 605500137500 | 7 | 605500 | 137500
[5 empty] | 606500137500 | 7 | 606500 | 137500
[5 empty] | 607500137500 | 7 | 607500 | 137500
[5 empty] | 608500137500 | 7 | 608500 | 137500
[5 empty] | 582500136500 | 7 | 582500 | 136500
[5 empty] | 583500136500 | 7 | 583500 | 136500
[5 empty] | 584500136500 | 7 | 584500 | 136500
[5 empty] | 585500136500 | 7 | 585500 | 136500
[5 empty] | 586500136500 | 7 | 586500 | 136500
[5 empty] | 587500136500 | 7 | 587500 | 136500
[5 empty] | 588500136500 | 7 | 588500 | 136500
[5 empty] | 589500136500 | 7 | 589500 | 136500
[5 empty] | 590500136500 | 7 | 590500 | 136500
[5 empty] | 591500136500 | 7 | 591500 | 136500
[5 empty] | 592500136500 | 7 | 592500 | 136500
[5 empty] | 593500136500 | 7 | 593500 | 136500
[5 empty] | 594500136500 | 7 | 594500 | 136500
[5 empty] | 595500136500 | 7 | 595500 | 136500
[5 empty] | 596500136500 | 7 | 596500 | 136500
[5 empty] | 597500136500 | 7 | 597500 | 136500
[5 empty] | 598500136500 | 7 | 598500 | 136500
[5 empty] | 599500136500 | 7 | 599500 | 136500
[5 empty] | 600500136500 | 7 | 600500 | 136500
[5 empty] | 601500136500 | 7 | 601500 | 136500
[5 empty] | 602500136500 | 7 | 602500 | 136500
[5 empty] | 603500136500 | 7 | 603500 | 136500
[5 empty] | 604500136500 | 7 | 604500 | 136500
[5 empty] | 605500136500 | 7 | 605500 | 136500
[5 empty] | 606500136500 | 7 | 606500 | 136500
[5 empty] | 607500136500 | 7 | 607500 | 136500
[5 empty] | 608500136500 | 7 | 608500 | 136500
[5 empty] | 584500135500 | 7 | 584500 | 135500
[5 empty] | 585500135500 | 7 | 585500 | 135500
[5 empty] | 586500135500 | 7 | 586500 | 135500
[5 empty] | 587500135500 | 7 | 587500 | 135500
[5 empty] | 588500135500 | 7 | 588500 | 135500
[5 empty] | 589500135500 | 7 | 589500 | 135500
[5 empty] | 590500135500 | 7 | 590500 | 135500
[5 empty] | 591500135500 | 7 | 591500 | 135500
[5 empty] | 592500135500 | 7 | 592500 | 135500
[5 empty] | 593500135500 | 7 | 593500 | 135500
[5 empty] | 594500135500 | 7 | 594500 | 135500
[5 empty] | 595500135500 | 7 | 595500 | 135500
[5 empty] | 596500135500 | 7 | 596500 | 135500
[5 empty] | 597500135500 | 7 | 597500 | 135500
[5 empty] | 598500135500 | 7 | 598500 | 135500
[5 empty] | 599500135500 | 7 | 599500 | 135500
[5 empty] | 600500135500 | 7 | 600500 | 135500
[5 empty] | 601500135500 | 7 | 601500 | 135500
[5 empty] | 602500135500 | 7 | 602500 | 135500
[5 empty] | 603500135500 | 7 | 603500 | 135500
[5 empty] | 604500135500 | 7 | 604500 | 135500
[5 empty] | 605500135500 | 7 | 605500 | 135500
[5 empty] | 606500135500 | 7 | 606500 | 135500
[5 empty] | 607500135500 | 7 | 607500 | 135500
[5 empty] | 585500134500 | 7 | 585500 | 134500
[5 empty] | 586500134500 | 7 | 586500 | 134500
[5 empty] | 587500134500 | 7 | 587500 | 134500
[5 empty] | 588500134500 | 7 | 588500 | 134500
[5 empty] | 589500134500 | 7 | 589500 | 134500
[5 empty] | 590500134500 | 7 | 590500 | 134500
[5 empty] | 591500134500 | 7 | 591500 | 134500
[5 empty] | 592500134500 | 7 | 592500 | 134500
[5 empty] | 593500134500 | 7 | 593500 | 134500
[5 empty] | 594500134500 | 7 | 594500 | 134500
[5 empty] | 595500134500 | 7 | 595500 | 134500
[5 empty] | 596500134500 | 7 | 596500 | 134500
[5 empty] | 597500134500 | 7 | 597500 | 134500
[5 empty] | 598500134500 | 7 | 598500 | 134500
[5 empty] | 599500134500 | 7 | 599500 | 134500
[5 empty] | 600500134500 | 7 | 600500 | 134500
[5 empty] | 601500134500 | 7 | 601500 | 134500
[5 empty] | 602500134500 | 7 | 602500 | 134500
[5 empty] | 603500134500 | 7 | 603500 | 134500
[5 empty] | 604500134500 | 7 | 604500 | 134500
[5 empty] | 605500134500 | 7 | 605500 | 134500
[5 empty] | 606500134500 | 7 | 606500 | 134500
[5 empty] | 607500134500 | 7 | 607500 | 134500
[5 empty] | 585500133500 | 7 | 585500 | 133500
[5 empty] | 586500133500 | 7 | 586500 | 133500
[5 empty] | 587500133500 | 7 | 587500 | 133500
[5 empty] | 588500133500 | 7 | 588500 | 133500
[5 empty] | 589500133500 | 7 | 589500 | 133500
[5 empty] | 590500133500 | 7 | 590500 | 133500
[5 empty] | 591500133500 | 7 | 591500 | 133500
[5 empty] | 592500133500 | 7 | 592500 | 133500
[5 empty] | 593500133500 | 7 | 593500 | 133500
[5 empty] | 594500133500 | 7 | 594500 | 133500
[5 empty] | 595500133500 | 7 | 595500 | 133500
[5 empty] | 596500133500 | 7 | 596500 | 133500
[5 empty] | 597500133500 | 7 | 597500 | 133500
[5 empty] | 598500133500 | 7 | 598500 | 133500
[5 empty] | 599500133500 | 7 | 599500 | 133500
[5 empty] | 600500133500 | 7 | 600500 | 133500
[5 empty] | 601500133500 | 7 | 601500 | 133500
[5 empty] | 602500133500 | 7 | 602500 | 133500
[5 empty] | 603500133500 | 7 | 603500 | 133500
[5 empty] | 604500133500 | 7 | 604500 | 133500
[5 empty] | 605500133500 | 7 | 605500 | 133500
[5 empty] | 606500133500 | 7 | 606500 | 133500
[5 empty] | 607500133500 | 7 | 607500 | 133500
[5 empty] | 583500132500 | 7 | 583500 | 132500
[5 empty] | 584500132500 | 7 | 584500 | 132500
[5 empty] | 585500132500 | 7 | 585500 | 132500
[5 empty] | 586500132500 | 7 | 586500 | 132500
[5 empty] | 587500132500 | 7 | 587500 | 132500
[5 empty] | 588500132500 | 7 | 588500 | 132500
[5 empty] | 589500132500 | 7 | 589500 | 132500
[5 empty] | 590500132500 | 7 | 590500 | 132500
[5 empty] | 591500132500 | 7 | 591500 | 132500
[5 empty] | 592500132500 | 7 | 592500 | 132500
[5 empty] | 593500132500 | 7 | 593500 | 132500
[5 empty] | 594500132500 | 7 | 594500 | 132500
[5 empty] | 595500132500 | 7 | 595500 | 132500
[5 empty] | 596500132500 | 7 | 596500 | 132500
[5 empty] | 597500132500 | 7 | 597500 | 132500
[5 empty] | 598500132500 | 7 | 598500 | 132500
[5 empty] | 599500132500 | 7 | 599500 | 132500
[5 empty] | 600500132500 | 7 | 600500 | 132500
[5 empty] | 601500132500 | 7 | 601500 | 132500
[5 empty] | 602500132500 | 7 | 602500 | 132500
[5 empty] | 603500132500 | 7 | 603500 | 132500
[5 empty] | 604500132500 | 7 | 604500 | 132500
[5 empty] | 583500131500 | 7 | 583500 | 131500
[5 empty] | 584500131500 | 7 | 584500 | 131500
[5 empty] | 585500131500 | 7 | 585500 | 131500
[5 empty] | 586500131500 | 7 | 586500 | 131500
[5 empty] | 587500131500 | 7 | 587500 | 131500
[5 empty] | 588500131500 | 7 | 588500 | 131500
[5 empty] | 589500131500 | 7 | 589500 | 131500
[5 empty] | 590500131500 | 7 | 590500 | 131500
[5 empty] | 591500131500 | 7 | 591500 | 131500
[5 empty] | 592500131500 | 7 | 592500 | 131500
[5 empty] | 593500131500 | 7 | 593500 | 131500
[5 empty] | 594500131500 | 7 | 594500 | 131500
[5 empty] | 595500131500 | 7 | 595500 | 131500
[5 empty] | 596500131500 | 7 | 596500 | 131500
[5 empty] | 597500131500 | 7 | 597500 | 131500
[5 empty] | 598500131500 | 7 | 598500 | 131500
[5 empty] | 599500131500 | 7 | 599500 | 131500
[5 empty] | 600500131500 | 7 | 600500 | 131500
[5 empty] | 602500131500 | 7 | 602500 | 131500
[5 empty] | 582500130500 | 7 | 582500 | 130500
[5 empty] | 583500130500 | 7 | 583500 | 130500
[5 empty] | 584500130500 | 7 | 584500 | 130500
[5 empty] | 585500130500 | 7 | 585500 | 130500
[5 empty] | 586500130500 | 7 | 586500 | 130500
[5 empty] | 587500130500 | 7 | 587500 | 130500
[5 empty] | 588500130500 | 7 | 588500 | 130500
[5 empty] | 589500130500 | 7 | 589500 | 130500
[5 empty] | 590500130500 | 7 | 590500 | 130500
[5 empty] | 591500130500 | 7 | 591500 | 130500
[5 empty] | 592500130500 | 7 | 592500 | 130500
[5 empty] | 593500130500 | 7 | 593500 | 130500
[5 empty] | 594500130500 | 7 | 594500 | 130500
[5 empty] | 595500130500 | 7 | 595500 | 130500
[5 empty] | 596500130500 | 7 | 596500 | 130500
[5 empty] | 597500130500 | 7 | 597500 | 130500
[5 empty] | 599500130500 | 7 | 599500 | 130500
[5 empty] | 582500129500 | 7 | 582500 | 129500
[5 empty] | 583500129500 | 7 | 583500 | 129500
[5 empty] | 584500129500 | 7 | 584500 | 129500
[5 empty] | 585500129500 | 7 | 585500 | 129500
[5 empty] | 586500129500 | 7 | 586500 | 129500
[5 empty] | 587500129500 | 7 | 587500 | 129500
[5 empty] | 588500129500 | 7 | 588500 | 129500
[5 empty] | 589500129500 | 7 | 589500 | 129500
[5 empty] | 590500129500 | 7 | 590500 | 129500
[5 empty] | 591500129500 | 7 | 591500 | 129500
[5 empty] | 592500129500 | 7 | 592500 | 129500
[5 empty] | 593500129500 | 7 | 593500 | 129500
[5 empty] | 594500129500 | 7 | 594500 | 129500
[5 empty] | 595500129500 | 7 | 595500 | 129500
[5 empty] | 596500129500 | 7 | 596500 | 129500
[5 empty] | 582500128500 | 7 | 582500 | 128500
[5 empty] | 583500128500 | 7 | 583500 | 128500
[5 empty] | 584500128500 | 7 | 584500 | 128500
[5 empty] | 585500128500 | 7 | 585500 | 128500
[5 empty] | 586500128500 | 7 | 586500 | 128500
[5 empty] | 587500128500 | 7 | 587500 | 128500
[5 empty] | 588500128500 | 7 | 588500 | 128500
[5 empty] | 589500128500 | 7 | 589500 | 128500
[5 empty] | 590500128500 | 7 | 590500 | 128500
[5 empty] | 591500128500 | 7 | 591500 | 128500
[5 empty] | 592500128500 | 7 | 592500 | 128500
[5 empty] | 593500128500 | 7 | 593500 | 128500
[5 empty] | 594500128500 | 7 | 594500 | 128500
[5 empty] | 595500128500 | 7 | 595500 | 128500
[5 empty] | 596500128500 | 7 | 596500 | 128500
[5 empty] | 583500127500 | 7 | 583500 | 127500
[5 empty] | 584500127500 | 7 | 584500 | 127500
[5 empty] | 585500127500 | 7 | 585500 | 127500
[5 empty] | 586500127500 | 7 | 586500 | 127500
[5 empty] | 587500127500 | 7 | 587500 | 127500
[5 empty] | 588500127500 | 7 | 588500 | 127500
[5 empty] | 589500127500 | 7 | 589500 | 127500
[5 empty] | 590500127500 | 7 | 590500 | 127500
[5 empty] | 591500127500 | 7 | 591500 | 127500
[5 empty] | 592500127500 | 7 | 592500 | 127500
[5 empty] | 593500127500 | 7 | 593500 | 127500
[5 empty] | 594500127500 | 7 | 594500 | 127500
[5 empty] | 595500127500 | 7 | 595500 | 127500
[5 empty] | 588500126500 | 7 | 588500 | 126500
[5 empty] | 589500126500 | 7 | 589500 | 126500
[5 empty] | 590500126500 | 7 | 590500 | 126500
[5 empty] | 591500126500 | 7 | 591500 | 126500
[5 empty] | 592500126500 | 7 | 592500 | 126500
[5 empty] | 593500126500 | 7 | 593500 | 126500
[5 empty] | 594500126500 | 7 | 594500 | 126500
[5 empty] | 595500126500 | 7 | 595500 | 126500
[5 empty] | 589500125500 | 7 | 589500 | 125500
[5 empty] | 593500125500 | 7 | 593500 | 125500
[5 empty] | 594500125500 | 7 | 594500 | 125500
[5 empty] | 471500242500 | 513 | 471500 | 242500
[5 empty] | 467500241500 | 513 | 467500 | 241500
[5 empty] | 468500241500 | 513 | 468500 | 241500
[5 empty] | 469500241500 | 513 | 469500 | 241500
[5 empty] | 470500241500 | 513 | 470500 | 241500
[5 empty] | 471500241500 | 513 | 471500 | 241500
[5 empty] | 472500241500 | 513 | 472500 | 241500
[5 empty] | 464500240500 | 513 | 464500 | 240500
[5 empty] | 465500240500 | 513 | 465500 | 240500
[5 empty] | 466500240500 | 513 | 466500 | 240500
[5 empty] | 467500240500 | 513 | 467500 | 240500
[5 empty] | 468500240500 | 513 | 468500 | 240500
[5 empty] | 469500240500 | 513 | 469500 | 240500
[5 empty] | 470500240500 | 513 | 470500 | 240500
[5 empty] | 471500240500 | 513 | 471500 | 240500
[5 empty] | 472500240500 | 513 | 472500 | 240500
[5 empty] | 462500239500 | 513 | 462500 | 239500
[5 empty] | 463500239500 | 513 | 463500 | 239500
[5 empty] | 464500239500 | 513 | 464500 | 239500
[5 empty] | 465500239500 | 513 | 465500 | 239500
[5 empty] | 466500239500 | 513 | 466500 | 239500
[5 empty] | 467500239500 | 513 | 467500 | 239500
[5 empty] | 468500239500 | 513 | 468500 | 239500
[5 empty] | 469500239500 | 513 | 469500 | 239500
[5 empty] | 470500239500 | 513 | 470500 | 239500
[5 empty] | 471500239500 | 513 | 471500 | 239500
[5 empty] | 472500239500 | 513 | 472500 | 239500
[5 empty] | 460500238500 | 513 | 460500 | 238500
[5 empty] | 461500238500 | 513 | 461500 | 238500
[5 empty] | 462500238500 | 513 | 462500 | 238500
[5 empty] | 463500238500 | 513 | 463500 | 238500
[5 empty] | 464500238500 | 513 | 464500 | 238500
[5 empty] | 465500238500 | 513 | 465500 | 238500
[5 empty] | 466500238500 | 513 | 466500 | 238500
[5 empty] | 467500238500 | 513 | 467500 | 238500
[5 empty] | 468500238500 | 513 | 468500 | 238500
[5 empty] | 469500238500 | 513 | 469500 | 238500
[5 empty] | 470500238500 | 513 | 470500 | 238500
[5 empty] | 471500238500 | 513 | 471500 | 238500
[5 empty] | 472500238500 | 513 | 472500 | 238500
[5 empty] | 473500238500 | 513 | 473500 | 238500
[5 empty] | 460500237500 | 513 | 460500 | 237500
[5 empty] | 461500237500 | 513 | 461500 | 237500
[5 empty] | 462500237500 | 513 | 462500 | 237500
[5 empty] | 463500237500 | 513 | 463500 | 237500
[5 empty] | 464500237500 | 513 | 464500 | 237500
[5 empty] | 465500237500 | 513 | 465500 | 237500
[5 empty] | 466500237500 | 513 | 466500 | 237500
[5 empty] | 467500237500 | 513 | 467500 | 237500
[5 empty] | 468500237500 | 513 | 468500 | 237500
[5 empty] | 469500237500 | 513 | 469500 | 237500
[5 empty] | 470500237500 | 513 | 470500 | 237500
[5 empty] | 471500237500 | 513 | 471500 | 237500
[5 empty] | 472500237500 | 513 | 472500 | 237500
[5 empty] | 473500237500 | 513 | 473500 | 237500
[5 empty] | 477500237500 | 513 | 477500 | 237500
[5 empty] | 478500237500 | 513 | 478500 | 237500
[5 empty] | 459500236500 | 513 | 459500 | 236500
[5 empty] | 460500236500 | 513 | 460500 | 236500
[5 empty] | 461500236500 | 513 | 461500 | 236500
[5 empty] | 462500236500 | 513 | 462500 | 236500
[5 empty] | 463500236500 | 513 | 463500 | 236500
[5 empty] | 464500236500 | 513 | 464500 | 236500
[5 empty] | 465500236500 | 513 | 465500 | 236500
[5 empty] | 466500236500 | 513 | 466500 | 236500
[5 empty] | 467500236500 | 513 | 467500 | 236500
[5 empty] | 468500236500 | 513 | 468500 | 236500
[5 empty] | 469500236500 | 513 | 469500 | 236500
[5 empty] | 470500236500 | 513 | 470500 | 236500
[5 empty] | 471500236500 | 513 | 471500 | 236500
[5 empty] | 472500236500 | 513 | 472500 | 236500
[5 empty] | 473500236500 | 513 | 473500 | 236500
[5 empty] | 474500236500 | 513 | 474500 | 236500
[5 empty] | 475500236500 | 513 | 475500 | 236500
[5 empty] | 476500236500 | 513 | 476500 | 236500
[5 empty] | 477500236500 | 513 | 477500 | 236500
[5 empty] | 478500236500 | 513 | 478500 | 236500
[5 empty] | 479500236500 | 513 | 479500 | 236500
[5 empty] | 461500235500 | 513 | 461500 | 235500
[5 empty] | 462500235500 | 513 | 462500 | 235500
[5 empty] | 463500235500 | 513 | 463500 | 235500
[5 empty] | 464500235500 | 513 | 464500 | 235500
[5 empty] | 465500235500 | 513 | 465500 | 235500
[5 empty] | 466500235500 | 513 | 466500 | 235500
[5 empty] | 467500235500 | 513 | 467500 | 235500
[5 empty] | 468500235500 | 513 | 468500 | 235500
[5 empty] | 469500235500 | 513 | 469500 | 235500
[5 empty] | 470500235500 | 513 | 470500 | 235500
[5 empty] | 471500235500 | 513 | 471500 | 235500
[5 empty] | 472500235500 | 513 | 472500 | 235500
[5 empty] | 473500235500 | 513 | 473500 | 235500
[5 empty] | 474500235500 | 513 | 474500 | 235500
[5 empty] | 475500235500 | 513 | 475500 | 235500
[5 empty] | 476500235500 | 513 | 476500 | 235500
[5 empty] | 477500235500 | 513 | 477500 | 235500
[5 empty] | 478500235500 | 513 | 478500 | 235500
[5 empty] | 479500235500 | 513 | 479500 | 235500
[5 empty] | 480500235500 | 513 | 480500 | 235500
[5 empty] | 465500234500 | 513 | 465500 | 234500
[5 empty] | 466500234500 | 513 | 466500 | 234500
[5 empty] | 467500234500 | 513 | 467500 | 234500
[5 empty] | 468500234500 | 513 | 468500 | 234500
[5 empty] | 469500234500 | 513 | 469500 | 234500
[5 empty] | 470500234500 | 513 | 470500 | 234500
[5 empty] | 471500234500 | 513 | 471500 | 234500
[5 empty] | 472500234500 | 513 | 472500 | 234500
[5 empty] | 473500234500 | 513 | 473500 | 234500
[5 empty] | 474500234500 | 513 | 474500 | 234500
[5 empty] | 475500234500 | 513 | 475500 | 234500
[5 empty] | 476500234500 | 513 | 476500 | 234500
[5 empty] | 477500234500 | 513 | 477500 | 234500
[5 empty] | 478500234500 | 513 | 478500 | 234500
[5 empty] | 479500234500 | 513 | 479500 | 234500
[5 empty] | 480500234500 | 513 | 480500 | 234500
[5 empty] | 481500234500 | 513 | 481500 | 234500
[5 empty] | 465500233500 | 513 | 465500 | 233500
[5 empty] | 466500233500 | 513 | 466500 | 233500
[5 empty] | 467500233500 | 513 | 467500 | 233500
[5 empty] | 468500233500 | 513 | 468500 | 233500
[5 empty] | 469500233500 | 513 | 469500 | 233500
[5 empty] | 470500233500 | 513 | 470500 | 233500
[5 empty] | 471500233500 | 513 | 471500 | 233500
[5 empty] | 472500233500 | 513 | 472500 | 233500
[5 empty] | 473500233500 | 513 | 473500 | 233500
[5 empty] | 474500233500 | 513 | 474500 | 233500
[5 empty] | 475500233500 | 513 | 475500 | 233500
[5 empty] | 476500233500 | 513 | 476500 | 233500
[5 empty] | 477500233500 | 513 | 477500 | 233500
[5 empty] | 478500233500 | 513 | 478500 | 233500
[5 empty] | 479500233500 | 513 | 479500 | 233500
[5 empty] | 480500233500 | 513 | 480500 | 233500
[5 empty] | 481500233500 | 513 | 481500 | 233500
[5 empty] | 464500232500 | 513 | 464500 | 232500
[5 empty] | 465500232500 | 513 | 465500 | 232500
[5 empty] | 466500232500 | 513 | 466500 | 232500
[5 empty] | 467500232500 | 513 | 467500 | 232500
[5 empty] | 468500232500 | 513 | 468500 | 232500
[5 empty] | 469500232500 | 513 | 469500 | 232500
[5 empty] | 470500232500 | 513 | 470500 | 232500
[5 empty] | 471500232500 | 513 | 471500 | 232500
[5 empty] | 472500232500 | 513 | 472500 | 232500
[5 empty] | 473500232500 | 513 | 473500 | 232500
[5 empty] | 474500232500 | 513 | 474500 | 232500
[5 empty] | 475500232500 | 513 | 475500 | 232500
[5 empty] | 476500232500 | 513 | 476500 | 232500
[5 empty] | 477500232500 | 513 | 477500 | 232500
[5 empty] | 478500232500 | 513 | 478500 | 232500
[5 empty] | 479500232500 | 513 | 479500 | 232500
[5 empty] | 480500232500 | 513 | 480500 | 232500
[5 empty] | 481500232500 | 513 | 481500 | 232500
[5 empty] | 482500232500 | 513 | 482500 | 232500
[5 empty] | 483500232500 | 513 | 483500 | 232500
[5 empty] | 484500232500 | 513 | 484500 | 232500
[5 empty] | 488500232500 | 513 | 488500 | 232500
[5 empty] | 489500232500 | 513 | 489500 | 232500
[5 empty] | 463500231500 | 513 | 463500 | 231500
[5 empty] | 464500231500 | 513 | 464500 | 231500
[5 empty] | 465500231500 | 513 | 465500 | 231500
[5 empty] | 466500231500 | 513 | 466500 | 231500
[5 empty] | 467500231500 | 513 | 467500 | 231500
[5 empty] | 468500231500 | 513 | 468500 | 231500
[5 empty] | 469500231500 | 513 | 469500 | 231500
[5 empty] | 470500231500 | 513 | 470500 | 231500
[5 empty] | 471500231500 | 513 | 471500 | 231500
[5 empty] | 472500231500 | 513 | 472500 | 231500
[5 empty] | 473500231500 | 513 | 473500 | 231500
[5 empty] | 474500231500 | 513 | 474500 | 231500
[5 empty] | 475500231500 | 513 | 475500 | 231500
[5 empty] | 476500231500 | 513 | 476500 | 231500
[5 empty] | 477500231500 | 513 | 477500 | 231500
[5 empty] | 478500231500 | 513 | 478500 | 231500
[5 empty] | 479500231500 | 513 | 479500 | 231500
[5 empty] | 480500231500 | 513 | 480500 | 231500
[5 empty] | 481500231500 | 513 | 481500 | 231500
[5 empty] | 482500231500 | 513 | 482500 | 231500
[5 empty] | 483500231500 | 513 | 483500 | 231500
[5 empty] | 484500231500 | 513 | 484500 | 231500
[5 empty] | 485500231500 | 513 | 485500 | 231500
[5 empty] | 488500231500 | 513 | 488500 | 231500
[5 empty] | 489500231500 | 513 | 489500 | 231500
[5 empty] | 490500231500 | 513 | 490500 | 231500
[5 empty] | 491500231500 | 513 | 491500 | 231500
[5 empty] | 463500230500 | 513 | 463500 | 230500
[5 empty] | 464500230500 | 513 | 464500 | 230500
[5 empty] | 465500230500 | 513 | 465500 | 230500
[5 empty] | 466500230500 | 513 | 466500 | 230500
[5 empty] | 467500230500 | 513 | 467500 | 230500
[5 empty] | 468500230500 | 513 | 468500 | 230500
[5 empty] | 469500230500 | 513 | 469500 | 230500
[5 empty] | 470500230500 | 513 | 470500 | 230500
[5 empty] | 471500230500 | 513 | 471500 | 230500
[5 empty] | 472500230500 | 513 | 472500 | 230500
[5 empty] | 473500230500 | 513 | 473500 | 230500
[5 empty] | 474500230500 | 513 | 474500 | 230500
[5 empty] | 475500230500 | 513 | 475500 | 230500
[5 empty] | 476500230500 | 513 | 476500 | 230500
[5 empty] | 477500230500 | 513 | 477500 | 230500
[5 empty] | 478500230500 | 513 | 478500 | 230500
[5 empty] | 479500230500 | 513 | 479500 | 230500
[5 empty] | 480500230500 | 513 | 480500 | 230500
[5 empty] | 481500230500 | 513 | 481500 | 230500
[5 empty] | 482500230500 | 513 | 482500 | 230500
[5 empty] | 483500230500 | 513 | 483500 | 230500
[5 empty] | 484500230500 | 513 | 484500 | 230500
[5 empty] | 485500230500 | 513 | 485500 | 230500
[5 empty] | 486500230500 | 513 | 486500 | 230500
[5 empty] | 487500230500 | 513 | 487500 | 230500
[5 empty] | 488500230500 | 513 | 488500 | 230500
[5 empty] | 489500230500 | 513 | 489500 | 230500
[5 empty] | 490500230500 | 513 | 490500 | 230500
[5 empty] | 491500230500 | 513 | 491500 | 230500
[5 empty] | 492500230500 | 513 | 492500 | 230500
[5 empty] | 462500229500 | 513 | 462500 | 229500
[5 empty] | 463500229500 | 513 | 463500 | 229500
[5 empty] | 464500229500 | 513 | 464500 | 229500
[5 empty] | 465500229500 | 513 | 465500 | 229500
[5 empty] | 466500229500 | 513 | 466500 | 229500
[5 empty] | 467500229500 | 513 | 467500 | 229500
[5 empty] | 468500229500 | 513 | 468500 | 229500
[5 empty] | 469500229500 | 513 | 469500 | 229500
[5 empty] | 470500229500 | 513 | 470500 | 229500
[5 empty] | 471500229500 | 513 | 471500 | 229500
[5 empty] | 472500229500 | 513 | 472500 | 229500
[5 empty] | 473500229500 | 513 | 473500 | 229500
[5 empty] | 474500229500 | 513 | 474500 | 229500
[5 empty] | 475500229500 | 513 | 475500 | 229500
[5 empty] | 476500229500 | 513 | 476500 | 229500
[5 empty] | 477500229500 | 513 | 477500 | 229500
[5 empty] | 478500229500 | 513 | 478500 | 229500
[5 empty] | 479500229500 | 513 | 479500 | 229500
[5 empty] | 480500229500 | 513 | 480500 | 229500
[5 empty] | 481500229500 | 513 | 481500 | 229500
[5 empty] | 482500229500 | 513 | 482500 | 229500
[5 empty] | 483500229500 | 513 | 483500 | 229500
[5 empty] | 484500229500 | 513 | 484500 | 229500
[5 empty] | 485500229500 | 513 | 485500 | 229500
[5 empty] | 486500229500 | 513 | 486500 | 229500
[5 empty] | 487500229500 | 513 | 487500 | 229500
[5 empty] | 488500229500 | 513 | 488500 | 229500
[5 empty] | 489500229500 | 513 | 489500 | 229500
[5 empty] | 490500229500 | 513 | 490500 | 229500
[5 empty] | 491500229500 | 513 | 491500 | 229500
[5 empty] | 463500228500 | 513 | 463500 | 228500
[5 empty] | 464500228500 | 513 | 464500 | 228500
[5 empty] | 465500228500 | 513 | 465500 | 228500
[5 empty] | 466500228500 | 513 | 466500 | 228500
[5 empty] | 467500228500 | 513 | 467500 | 228500
[5 empty] | 468500228500 | 513 | 468500 | 228500
[5 empty] | 469500228500 | 513 | 469500 | 228500
[5 empty] | 470500228500 | 513 | 470500 | 228500
[5 empty] | 471500228500 | 513 | 471500 | 228500
[5 empty] | 472500228500 | 513 | 472500 | 228500
[5 empty] | 473500228500 | 513 | 473500 | 228500
[5 empty] | 474500228500 | 513 | 474500 | 228500
[5 empty] | 475500228500 | 513 | 475500 | 228500
[5 empty] | 476500228500 | 513 | 476500 | 228500
[5 empty] | 477500228500 | 513 | 477500 | 228500
[5 empty] | 478500228500 | 513 | 478500 | 228500
[5 empty] | 479500228500 | 513 | 479500 | 228500
[5 empty] | 480500228500 | 513 | 480500 | 228500
[5 empty] | 481500228500 | 513 | 481500 | 228500
[5 empty] | 482500228500 | 513 | 482500 | 228500
[5 empty] | 483500228500 | 513 | 483500 | 228500
[5 empty] | 484500228500 | 513 | 484500 | 228500
[5 empty] | 485500228500 | 513 | 485500 | 228500
[5 empty] | 486500228500 | 513 | 486500 | 228500
[5 empty] | 487500228500 | 513 | 487500 | 228500
[5 empty] | 488500228500 | 513 | 488500 | 228500
[5 empty] | 489500228500 | 513 | 489500 | 228500
[5 empty] | 490500228500 | 513 | 490500 | 228500
[5 empty] | 465500227500 | 513 | 465500 | 227500
[5 empty] | 466500227500 | 513 | 466500 | 227500
[5 empty] | 467500227500 | 513 | 467500 | 227500
[5 empty] | 468500227500 | 513 | 468500 | 227500
[5 empty] | 469500227500 | 513 | 469500 | 227500
[5 empty] | 470500227500 | 513 | 470500 | 227500
[5 empty] | 471500227500 | 513 | 471500 | 227500
[5 empty] | 472500227500 | 513 | 472500 | 227500
[5 empty] | 473500227500 | 513 | 473500 | 227500
[5 empty] | 474500227500 | 513 | 474500 | 227500
[5 empty] | 475500227500 | 513 | 475500 | 227500
[5 empty] | 476500227500 | 513 | 476500 | 227500
[5 empty] | 477500227500 | 513 | 477500 | 227500
[5 empty] | 478500227500 | 513 | 478500 | 227500
[5 empty] | 479500227500 | 513 | 479500 | 227500
[5 empty] | 480500227500 | 513 | 480500 | 227500
[5 empty] | 481500227500 | 513 | 481500 | 227500
[5 empty] | 482500227500 | 513 | 482500 | 227500
[5 empty] | 483500227500 | 513 | 483500 | 227500
[5 empty] | 484500227500 | 513 | 484500 | 227500
[5 empty] | 485500227500 | 513 | 485500 | 227500
[5 empty] | 486500227500 | 513 | 486500 | 227500
[5 empty] | 487500227500 | 513 | 487500 | 227500
[5 empty] | 488500227500 | 513 | 488500 | 227500
[5 empty] | 489500227500 | 513 | 489500 | 227500
[5 empty] | 490500227500 | 513 | 490500 | 227500
[5 empty] | 464500226500 | 513 | 464500 | 226500
[5 empty] | 465500226500 | 513 | 465500 | 226500
[5 empty] | 466500226500 | 513 | 466500 | 226500
[5 empty] | 467500226500 | 513 | 467500 | 226500
[5 empty] | 468500226500 | 513 | 468500 | 226500
[5 empty] | 469500226500 | 513 | 469500 | 226500
[5 empty] | 470500226500 | 513 | 470500 | 226500
[5 empty] | 471500226500 | 513 | 471500 | 226500
[5 empty] | 472500226500 | 513 | 472500 | 226500
[5 empty] | 473500226500 | 513 | 473500 | 226500
[5 empty] | 474500226500 | 513 | 474500 | 226500
[5 empty] | 475500226500 | 513 | 475500 | 226500
[5 empty] | 476500226500 | 513 | 476500 | 226500
[5 empty] | 477500226500 | 513 | 477500 | 226500
[5 empty] | 478500226500 | 513 | 478500 | 226500
[5 empty] | 479500226500 | 513 | 479500 | 226500
[5 empty] | 480500226500 | 513 | 480500 | 226500
[5 empty] | 481500226500 | 513 | 481500 | 226500
[5 empty] | 482500226500 | 513 | 482500 | 226500
[5 empty] | 483500226500 | 513 | 483500 | 226500
[5 empty] | 484500226500 | 513 | 484500 | 226500
[5 empty] | 485500226500 | 513 | 485500 | 226500
[5 empty] | 486500226500 | 513 | 486500 | 226500
[5 empty] | 487500226500 | 513 | 487500 | 226500
[5 empty] | 488500226500 | 513 | 488500 | 226500
[5 empty] | 489500226500 | 513 | 489500 | 226500
[5 empty] | 463500225500 | 513 | 463500 | 225500
[5 empty] | 464500225500 | 513 | 464500 | 225500
[5 empty] | 465500225500 | 513 | 465500 | 225500
[5 empty] | 466500225500 | 513 | 466500 | 225500
[5 empty] | 467500225500 | 513 | 467500 | 225500
[5 empty] | 468500225500 | 513 | 468500 | 225500
[5 empty] | 469500225500 | 513 | 469500 | 225500
[5 empty] | 470500225500 | 513 | 470500 | 225500
[5 empty] | 471500225500 | 513 | 471500 | 225500
[5 empty] | 472500225500 | 513 | 472500 | 225500
[5 empty] | 473500225500 | 513 | 473500 | 225500
[5 empty] | 474500225500 | 513 | 474500 | 225500
[5 empty] | 475500225500 | 513 | 475500 | 225500
[5 empty] | 476500225500 | 513 | 476500 | 225500
[5 empty] | 477500225500 | 513 | 477500 | 225500
[5 empty] | 478500225500 | 513 | 478500 | 225500
[5 empty] | 479500225500 | 513 | 479500 | 225500
[5 empty] | 480500225500 | 513 | 480500 | 225500
[5 empty] | 481500225500 | 513 | 481500 | 225500
[5 empty] | 482500225500 | 513 | 482500 | 225500
[5 empty] | 483500225500 | 513 | 483500 | 225500
[5 empty] | 484500225500 | 513 | 484500 | 225500
[5 empty] | 485500225500 | 513 | 485500 | 225500
[5 empty] | 486500225500 | 513 | 486500 | 225500
[5 empty] | 487500225500 | 513 | 487500 | 225500
[5 empty] | 488500225500 | 513 | 488500 | 225500
[5 empty] | 489500225500 | 513 | 489500 | 225500
[5 empty] | 463500224500 | 513 | 463500 | 224500
[5 empty] | 464500224500 | 513 | 464500 | 224500
[5 empty] | 465500224500 | 513 | 465500 | 224500
[5 empty] | 466500224500 | 513 | 466500 | 224500
[5 empty] | 467500224500 | 513 | 467500 | 224500
[5 empty] | 468500224500 | 513 | 468500 | 224500
[5 empty] | 469500224500 | 513 | 469500 | 224500
[5 empty] | 470500224500 | 513 | 470500 | 224500
[5 empty] | 471500224500 | 513 | 471500 | 224500
[5 empty] | 472500224500 | 513 | 472500 | 224500
[5 empty] | 473500224500 | 513 | 473500 | 224500
[5 empty] | 474500224500 | 513 | 474500 | 224500
[5 empty] | 475500224500 | 513 | 475500 | 224500
[5 empty] | 476500224500 | 513 | 476500 | 224500
[5 empty] | 477500224500 | 513 | 477500 | 224500
[5 empty] | 478500224500 | 513 | 478500 | 224500
[5 empty] | 479500224500 | 513 | 479500 | 224500
[5 empty] | 480500224500 | 513 | 480500 | 224500
[5 empty] | 481500224500 | 513 | 481500 | 224500
[5 empty] | 482500224500 | 513 | 482500 | 224500
[5 empty] | 483500224500 | 513 | 483500 | 224500
[5 empty] | 484500224500 | 513 | 484500 | 224500
[5 empty] | 485500224500 | 513 | 485500 | 224500
[5 empty] | 486500224500 | 513 | 486500 | 224500
[5 empty] | 487500224500 | 513 | 487500 | 224500
[5 empty] | 488500224500 | 513 | 488500 | 224500
[5 empty] | 489500224500 | 513 | 489500 | 224500
[5 empty] | 463500223500 | 513 | 463500 | 223500
[5 empty] | 464500223500 | 513 | 464500 | 223500
[5 empty] | 465500223500 | 513 | 465500 | 223500
[5 empty] | 466500223500 | 513 | 466500 | 223500
[5 empty] | 467500223500 | 513 | 467500 | 223500
[5 empty] | 468500223500 | 513 | 468500 | 223500
[5 empty] | 469500223500 | 513 | 469500 | 223500
[5 empty] | 470500223500 | 513 | 470500 | 223500
[5 empty] | 471500223500 | 513 | 471500 | 223500
[5 empty] | 472500223500 | 513 | 472500 | 223500
[5 empty] | 473500223500 | 513 | 473500 | 223500
[5 empty] | 474500223500 | 513 | 474500 | 223500
[5 empty] | 475500223500 | 513 | 475500 | 223500
[5 empty] | 476500223500 | 513 | 476500 | 223500
[5 empty] | 477500223500 | 513 | 477500 | 223500
[5 empty] | 478500223500 | 513 | 478500 | 223500
[5 empty] | 479500223500 | 513 | 479500 | 223500
[5 empty] | 480500223500 | 513 | 480500 | 223500
[5 empty] | 481500223500 | 513 | 481500 | 223500
[5 empty] | 482500223500 | 513 | 482500 | 223500
[5 empty] | 483500223500 | 513 | 483500 | 223500
[5 empty] | 484500223500 | 513 | 484500 | 223500
[5 empty] | 485500223500 | 513 | 485500 | 223500
[5 empty] | 486500223500 | 513 | 486500 | 223500
[5 empty] | 487500223500 | 513 | 487500 | 223500
[5 empty] | 488500223500 | 513 | 488500 | 223500
[5 empty] | 489500223500 | 513 | 489500 | 223500
[5 empty] | 463500222500 | 513 | 463500 | 222500
[5 empty] | 464500222500 | 513 | 464500 | 222500
[5 empty] | 465500222500 | 513 | 465500 | 222500
[5 empty] | 466500222500 | 513 | 466500 | 222500
[5 empty] | 467500222500 | 513 | 467500 | 222500
[5 empty] | 468500222500 | 513 | 468500 | 222500
[5 empty] | 469500222500 | 513 | 469500 | 222500
[5 empty] | 470500222500 | 513 | 470500 | 222500
[5 empty] | 471500222500 | 513 | 471500 | 222500
[5 empty] | 472500222500 | 513 | 472500 | 222500
[5 empty] | 473500222500 | 513 | 473500 | 222500
[5 empty] | 474500222500 | 513 | 474500 | 222500
[5 empty] | 475500222500 | 513 | 475500 | 222500
[5 empty] | 476500222500 | 513 | 476500 | 222500
[5 empty] | 477500222500 | 513 | 477500 | 222500
[5 empty] | 478500222500 | 513 | 478500 | 222500
[5 empty] | 479500222500 | 513 | 479500 | 222500
[5 empty] | 480500222500 | 513 | 480500 | 222500
[5 empty] | 481500222500 | 513 | 481500 | 222500
[5 empty] | 482500222500 | 513 | 482500 | 222500
[5 empty] | 483500222500 | 513 | 483500 | 222500
[5 empty] | 484500222500 | 513 | 484500 | 222500
[5 empty] | 485500222500 | 513 | 485500 | 222500
[5 empty] | 486500222500 | 513 | 486500 | 222500
[5 empty] | 487500222500 | 513 | 487500 | 222500
[5 empty] | 488500222500 | 513 | 488500 | 222500
[5 empty] | 489500222500 | 513 | 489500 | 222500
[5 empty] | 490500222500 | 513 | 490500 | 222500
[5 empty] | 491500222500 | 513 | 491500 | 222500
[5 empty] | 464500221500 | 513 | 464500 | 221500
[5 empty] | 465500221500 | 513 | 465500 | 221500
[5 empty] | 466500221500 | 513 | 466500 | 221500
[5 empty] | 467500221500 | 513 | 467500 | 221500
[5 empty] | 468500221500 | 513 | 468500 | 221500
[5 empty] | 469500221500 | 513 | 469500 | 221500
[5 empty] | 470500221500 | 513 | 470500 | 221500
[5 empty] | 471500221500 | 513 | 471500 | 221500
[5 empty] | 472500221500 | 513 | 472500 | 221500
[5 empty] | 473500221500 | 513 | 473500 | 221500
[5 empty] | 474500221500 | 513 | 474500 | 221500
[5 empty] | 475500221500 | 513 | 475500 | 221500
[5 empty] | 476500221500 | 513 | 476500 | 221500
[5 empty] | 477500221500 | 513 | 477500 | 221500
[5 empty] | 478500221500 | 513 | 478500 | 221500
[5 empty] | 479500221500 | 513 | 479500 | 221500
[5 empty] | 480500221500 | 513 | 480500 | 221500
[5 empty] | 481500221500 | 513 | 481500 | 221500
[5 empty] | 482500221500 | 513 | 482500 | 221500
[5 empty] | 483500221500 | 513 | 483500 | 221500
[5 empty] | 484500221500 | 513 | 484500 | 221500
[5 empty] | 485500221500 | 513 | 485500 | 221500
[5 empty] | 486500221500 | 513 | 486500 | 221500
[5 empty] | 487500221500 | 513 | 487500 | 221500
[5 empty] | 488500221500 | 513 | 488500 | 221500
[5 empty] | 489500221500 | 513 | 489500 | 221500
[5 empty] | 490500221500 | 513 | 490500 | 221500
[5 empty] | 491500221500 | 513 | 491500 | 221500
[5 empty] | 492500221500 | 513 | 492500 | 221500
[5 empty] | 493500221500 | 513 | 493500 | 221500
[5 empty] | 464500220500 | 513 | 464500 | 220500
[5 empty] | 465500220500 | 513 | 465500 | 220500
[5 empty] | 466500220500 | 513 | 466500 | 220500
[5 empty] | 467500220500 | 513 | 467500 | 220500
[5 empty] | 468500220500 | 513 | 468500 | 220500
[5 empty] | 469500220500 | 513 | 469500 | 220500
[5 empty] | 470500220500 | 513 | 470500 | 220500
[5 empty] | 471500220500 | 513 | 471500 | 220500
[5 empty] | 472500220500 | 513 | 472500 | 220500
[5 empty] | 473500220500 | 513 | 473500 | 220500
[5 empty] | 474500220500 | 513 | 474500 | 220500
[5 empty] | 475500220500 | 513 | 475500 | 220500
[5 empty] | 476500220500 | 513 | 476500 | 220500
[5 empty] | 477500220500 | 513 | 477500 | 220500
[5 empty] | 478500220500 | 513 | 478500 | 220500
[5 empty] | 479500220500 | 513 | 479500 | 220500
[5 empty] | 480500220500 | 513 | 480500 | 220500
[5 empty] | 481500220500 | 513 | 481500 | 220500
[5 empty] | 482500220500 | 513 | 482500 | 220500
[5 empty] | 483500220500 | 513 | 483500 | 220500
[5 empty] | 484500220500 | 513 | 484500 | 220500
[5 empty] | 485500220500 | 513 | 485500 | 220500
[5 empty] | 486500220500 | 513 | 486500 | 220500
[5 empty] | 487500220500 | 513 | 487500 | 220500
[5 empty] | 488500220500 | 513 | 488500 | 220500
[5 empty] | 489500220500 | 513 | 489500 | 220500
[5 empty] | 490500220500 | 513 | 490500 | 220500
[5 empty] | 491500220500 | 513 | 491500 | 220500
[5 empty] | 492500220500 | 513 | 492500 | 220500
[5 empty] | 493500220500 | 513 | 493500 | 220500
[5 empty] | 494500220500 | 513 | 494500 | 220500
[5 empty] | 495500220500 | 513 | 495500 | 220500
[5 empty] | 464500219500 | 513 | 464500 | 219500
[5 empty] | 465500219500 | 513 | 465500 | 219500
[5 empty] | 466500219500 | 513 | 466500 | 219500
[5 empty] | 467500219500 | 513 | 467500 | 219500
[5 empty] | 468500219500 | 513 | 468500 | 219500
[5 empty] | 469500219500 | 513 | 469500 | 219500
[5 empty] | 470500219500 | 513 | 470500 | 219500
[5 empty] | 471500219500 | 513 | 471500 | 219500
[5 empty] | 472500219500 | 513 | 472500 | 219500
[5 empty] | 473500219500 | 513 | 473500 | 219500
[5 empty] | 474500219500 | 513 | 474500 | 219500
[5 empty] | 475500219500 | 513 | 475500 | 219500
[5 empty] | 476500219500 | 513 | 476500 | 219500
[5 empty] | 477500219500 | 513 | 477500 | 219500
[5 empty] | 478500219500 | 513 | 478500 | 219500
[5 empty] | 479500219500 | 513 | 479500 | 219500
[5 empty] | 480500219500 | 513 | 480500 | 219500
[5 empty] | 481500219500 | 513 | 481500 | 219500
[5 empty] | 482500219500 | 513 | 482500 | 219500
[5 empty] | 483500219500 | 513 | 483500 | 219500
[5 empty] | 484500219500 | 513 | 484500 | 219500
[5 empty] | 485500219500 | 513 | 485500 | 219500
[5 empty] | 486500219500 | 513 | 486500 | 219500
[5 empty] | 487500219500 | 513 | 487500 | 219500
[5 empty] | 488500219500 | 513 | 488500 | 219500
[5 empty] | 489500219500 | 513 | 489500 | 219500
[5 empty] | 490500219500 | 513 | 490500 | 219500
[5 empty] | 491500219500 | 513 | 491500 | 219500
[5 empty] | 492500219500 | 513 | 492500 | 219500
[5 empty] | 493500219500 | 513 | 493500 | 219500
[5 empty] | 494500219500 | 513 | 494500 | 219500
[5 empty] | 495500219500 | 513 | 495500 | 219500
[5 empty] | 496500219500 | 513 | 496500 | 219500
[5 empty] | 497500219500 | 513 | 497500 | 219500
[5 empty] | 464500218500 | 513 | 464500 | 218500
[5 empty] | 465500218500 | 513 | 465500 | 218500
[5 empty] | 466500218500 | 513 | 466500 | 218500
[5 empty] | 467500218500 | 513 | 467500 | 218500
[5 empty] | 468500218500 | 513 | 468500 | 218500
[5 empty] | 469500218500 | 513 | 469500 | 218500
[5 empty] | 470500218500 | 513 | 470500 | 218500
[5 empty] | 471500218500 | 513 | 471500 | 218500
[5 empty] | 472500218500 | 513 | 472500 | 218500
[5 empty] | 473500218500 | 513 | 473500 | 218500
[5 empty] | 474500218500 | 513 | 474500 | 218500
[5 empty] | 475500218500 | 513 | 475500 | 218500
[5 empty] | 476500218500 | 513 | 476500 | 218500
[5 empty] | 477500218500 | 513 | 477500 | 218500
[5 empty] | 478500218500 | 513 | 478500 | 218500
[5 empty] | 479500218500 | 513 | 479500 | 218500
[5 empty] | 480500218500 | 513 | 480500 | 218500
[5 empty] | 481500218500 | 513 | 481500 | 218500
[5 empty] | 482500218500 | 513 | 482500 | 218500
[5 empty] | 483500218500 | 513 | 483500 | 218500
[5 empty] | 484500218500 | 513 | 484500 | 218500
[5 empty] | 485500218500 | 513 | 485500 | 218500
[5 empty] | 486500218500 | 513 | 486500 | 218500
[5 empty] | 487500218500 | 513 | 487500 | 218500
[5 empty] | 488500218500 | 513 | 488500 | 218500
[5 empty] | 489500218500 | 513 | 489500 | 218500
[5 empty] | 490500218500 | 513 | 490500 | 218500
[5 empty] | 491500218500 | 513 | 491500 | 218500
[5 empty] | 492500218500 | 513 | 492500 | 218500
[5 empty] | 493500218500 | 513 | 493500 | 218500
[5 empty] | 494500218500 | 513 | 494500 | 218500
[5 empty] | 495500218500 | 513 | 495500 | 218500
[5 empty] | 496500218500 | 513 | 496500 | 218500
[5 empty] | 497500218500 | 513 | 497500 | 218500
[5 empty] | 498500218500 | 513 | 498500 | 218500
[5 empty] | 465500217500 | 513 | 465500 | 217500
[5 empty] | 466500217500 | 513 | 466500 | 217500
[5 empty] | 467500217500 | 513 | 467500 | 217500
[5 empty] | 468500217500 | 513 | 468500 | 217500
[5 empty] | 469500217500 | 513 | 469500 | 217500
[5 empty] | 470500217500 | 513 | 470500 | 217500
[5 empty] | 471500217500 | 513 | 471500 | 217500
[5 empty] | 472500217500 | 513 | 472500 | 217500
[5 empty] | 473500217500 | 513 | 473500 | 217500
[5 empty] | 474500217500 | 513 | 474500 | 217500
[5 empty] | 475500217500 | 513 | 475500 | 217500
[5 empty] | 476500217500 | 513 | 476500 | 217500
[5 empty] | 477500217500 | 513 | 477500 | 217500
[5 empty] | 478500217500 | 513 | 478500 | 217500
[5 empty] | 479500217500 | 513 | 479500 | 217500
[5 empty] | 480500217500 | 513 | 480500 | 217500
[5 empty] | 481500217500 | 513 | 481500 | 217500
[5 empty] | 482500217500 | 513 | 482500 | 217500
[5 empty] | 483500217500 | 513 | 483500 | 217500
[5 empty] | 484500217500 | 513 | 484500 | 217500
[5 empty] | 485500217500 | 513 | 485500 | 217500
[5 empty] | 486500217500 | 513 | 486500 | 217500
[5 empty] | 487500217500 | 513 | 487500 | 217500
[5 empty] | 490500217500 | 513 | 490500 | 217500
[5 empty] | 491500217500 | 513 | 491500 | 217500
[5 empty] | 492500217500 | 513 | 492500 | 217500
[5 empty] | 493500217500 | 513 | 493500 | 217500
[5 empty] | 494500217500 | 513 | 494500 | 217500
[5 empty] | 495500217500 | 513 | 495500 | 217500
[5 empty] | 496500217500 | 513 | 496500 | 217500
[5 empty] | 497500217500 | 513 | 497500 | 217500
[5 empty] | 498500217500 | 513 | 498500 | 217500
[5 empty] | 465500216500 | 513 | 465500 | 216500
[5 empty] | 466500216500 | 513 | 466500 | 216500
[5 empty] | 467500216500 | 513 | 467500 | 216500
[5 empty] | 468500216500 | 513 | 468500 | 216500
[5 empty] | 469500216500 | 513 | 469500 | 216500
[5 empty] | 470500216500 | 513 | 470500 | 216500
[5 empty] | 471500216500 | 513 | 471500 | 216500
[5 empty] | 472500216500 | 513 | 472500 | 216500
[5 empty] | 473500216500 | 513 | 473500 | 216500
[5 empty] | 474500216500 | 513 | 474500 | 216500
[5 empty] | 475500216500 | 513 | 475500 | 216500
[5 empty] | 476500216500 | 513 | 476500 | 216500
[5 empty] | 477500216500 | 513 | 477500 | 216500
[5 empty] | 478500216500 | 513 | 478500 | 216500
[5 empty] | 479500216500 | 513 | 479500 | 216500
[5 empty] | 480500216500 | 513 | 480500 | 216500
[5 empty] | 481500216500 | 513 | 481500 | 216500
[5 empty] | 482500216500 | 513 | 482500 | 216500
[5 empty] | 483500216500 | 513 | 483500 | 216500
[5 empty] | 484500216500 | 513 | 484500 | 216500
[5 empty] | 485500216500 | 513 | 485500 | 216500
[5 empty] | 486500216500 | 513 | 486500 | 216500
[5 empty] | 490500216500 | 513 | 490500 | 216500
[5 empty] | 491500216500 | 513 | 491500 | 216500
[5 empty] | 492500216500 | 513 | 492500 | 216500
[5 empty] | 493500216500 | 513 | 493500 | 216500
[5 empty] | 494500216500 | 513 | 494500 | 216500
[5 empty] | 495500216500 | 513 | 495500 | 216500
[5 empty] | 496500216500 | 513 | 496500 | 216500
[5 empty] | 497500216500 | 513 | 497500 | 216500
[5 empty] | 498500216500 | 513 | 498500 | 216500
[5 empty] | 499500216500 | 513 | 499500 | 216500
[5 empty] | 460500215500 | 513 | 460500 | 215500
[5 empty] | 461500215500 | 513 | 461500 | 215500
[5 empty] | 462500215500 | 513 | 462500 | 215500
[5 empty] | 465500215500 | 513 | 465500 | 215500
[5 empty] | 466500215500 | 513 | 466500 | 215500
[5 empty] | 467500215500 | 513 | 467500 | 215500
[5 empty] | 468500215500 | 513 | 468500 | 215500
[5 empty] | 469500215500 | 513 | 469500 | 215500
[5 empty] | 470500215500 | 513 | 470500 | 215500
[5 empty] | 471500215500 | 513 | 471500 | 215500
[5 empty] | 472500215500 | 513 | 472500 | 215500
[5 empty] | 473500215500 | 513 | 473500 | 215500
[5 empty] | 474500215500 | 513 | 474500 | 215500
[5 empty] | 475500215500 | 513 | 475500 | 215500
[5 empty] | 476500215500 | 513 | 476500 | 215500
[5 empty] | 477500215500 | 513 | 477500 | 215500
[5 empty] | 478500215500 | 513 | 478500 | 215500
[5 empty] | 479500215500 | 513 | 479500 | 215500
[5 empty] | 480500215500 | 513 | 480500 | 215500
[5 empty] | 481500215500 | 513 | 481500 | 215500
[5 empty] | 482500215500 | 513 | 482500 | 215500
[5 empty] | 483500215500 | 513 | 483500 | 215500
[5 empty] | 484500215500 | 513 | 484500 | 215500
[5 empty] | 485500215500 | 513 | 485500 | 215500
[5 empty] | 486500215500 | 513 | 486500 | 215500
[5 empty] | 491500215500 | 513 | 491500 | 215500
[5 empty] | 492500215500 | 513 | 492500 | 215500
[5 empty] | 493500215500 | 513 | 493500 | 215500
[5 empty] | 494500215500 | 513 | 494500 | 215500
[5 empty] | 495500215500 | 513 | 495500 | 215500
[5 empty] | 496500215500 | 513 | 496500 | 215500
[5 empty] | 497500215500 | 513 | 497500 | 215500
[5 empty] | 498500215500 | 513 | 498500 | 215500
[5 empty] | 499500215500 | 513 | 499500 | 215500
[5 empty] | 500500215500 | 513 | 500500 | 215500
[5 empty] | 460500214500 | 513 | 460500 | 214500
[5 empty] | 461500214500 | 513 | 461500 | 214500
[5 empty] | 462500214500 | 513 | 462500 | 214500
[5 empty] | 463500214500 | 513 | 463500 | 214500
[5 empty] | 464500214500 | 513 | 464500 | 214500
[5 empty] | 465500214500 | 513 | 465500 | 214500
[5 empty] | 466500214500 | 513 | 466500 | 214500
[5 empty] | 467500214500 | 513 | 467500 | 214500
[5 empty] | 468500214500 | 513 | 468500 | 214500
[5 empty] | 469500214500 | 513 | 469500 | 214500
[5 empty] | 470500214500 | 513 | 470500 | 214500
[5 empty] | 471500214500 | 513 | 471500 | 214500
[5 empty] | 472500214500 | 513 | 472500 | 214500
[5 empty] | 473500214500 | 513 | 473500 | 214500
[5 empty] | 474500214500 | 513 | 474500 | 214500
[5 empty] | 475500214500 | 513 | 475500 | 214500
[5 empty] | 476500214500 | 513 | 476500 | 214500
[5 empty] | 477500214500 | 513 | 477500 | 214500
[5 empty] | 478500214500 | 513 | 478500 | 214500
[5 empty] | 479500214500 | 513 | 479500 | 214500
[5 empty] | 480500214500 | 513 | 480500 | 214500
[5 empty] | 481500214500 | 513 | 481500 | 214500
[5 empty] | 482500214500 | 513 | 482500 | 214500
[5 empty] | 483500214500 | 513 | 483500 | 214500
[5 empty] | 484500214500 | 513 | 484500 | 214500
[5 empty] | 485500214500 | 513 | 485500 | 214500
[5 empty] | 486500214500 | 513 | 486500 | 214500
[5 empty] | 487500214500 | 513 | 487500 | 214500
[5 empty] | 491500214500 | 513 | 491500 | 214500
[5 empty] | 492500214500 | 513 | 492500 | 214500
[5 empty] | 493500214500 | 513 | 493500 | 214500
[5 empty] | 494500214500 | 513 | 494500 | 214500
[5 empty] | 495500214500 | 513 | 495500 | 214500
[5 empty] | 496500214500 | 513 | 496500 | 214500
[5 empty] | 497500214500 | 513 | 497500 | 214500
[5 empty] | 498500214500 | 513 | 498500 | 214500
[5 empty] | 461500213500 | 513 | 461500 | 213500
[5 empty] | 462500213500 | 513 | 462500 | 213500
[5 empty] | 463500213500 | 513 | 463500 | 213500
[5 empty] | 464500213500 | 513 | 464500 | 213500
[5 empty] | 465500213500 | 513 | 465500 | 213500
[5 empty] | 466500213500 | 513 | 466500 | 213500
[5 empty] | 467500213500 | 513 | 467500 | 213500
[5 empty] | 468500213500 | 513 | 468500 | 213500
[5 empty] | 469500213500 | 513 | 469500 | 213500
[5 empty] | 470500213500 | 513 | 470500 | 213500
[5 empty] | 471500213500 | 513 | 471500 | 213500
[5 empty] | 472500213500 | 513 | 472500 | 213500
[5 empty] | 473500213500 | 513 | 473500 | 213500
[5 empty] | 474500213500 | 513 | 474500 | 213500
[5 empty] | 475500213500 | 513 | 475500 | 213500
[5 empty] | 476500213500 | 513 | 476500 | 213500
[5 empty] | 477500213500 | 513 | 477500 | 213500
[5 empty] | 478500213500 | 513 | 478500 | 213500
[5 empty] | 479500213500 | 513 | 479500 | 213500
[5 empty] | 480500213500 | 513 | 480500 | 213500
[5 empty] | 481500213500 | 513 | 481500 | 213500
[5 empty] | 482500213500 | 513 | 482500 | 213500
[5 empty] | 483500213500 | 513 | 483500 | 213500
[5 empty] | 484500213500 | 513 | 484500 | 213500
[5 empty] | 485500213500 | 513 | 485500 | 213500
[5 empty] | 486500213500 | 513 | 486500 | 213500
[5 empty] | 487500213500 | 513 | 487500 | 213500
[5 empty] | 488500213500 | 513 | 488500 | 213500
[5 empty] | 489500213500 | 513 | 489500 | 213500
[5 empty] | 497500213500 | 513 | 497500 | 213500
[5 empty] | 461500212500 | 513 | 461500 | 212500
[5 empty] | 462500212500 | 513 | 462500 | 212500
[5 empty] | 463500212500 | 513 | 463500 | 212500
[5 empty] | 464500212500 | 513 | 464500 | 212500
[5 empty] | 465500212500 | 513 | 465500 | 212500
[5 empty] | 466500212500 | 513 | 466500 | 212500
[5 empty] | 467500212500 | 513 | 467500 | 212500
[5 empty] | 468500212500 | 513 | 468500 | 212500
[5 empty] | 469500212500 | 513 | 469500 | 212500
[5 empty] | 470500212500 | 513 | 470500 | 212500
[5 empty] | 471500212500 | 513 | 471500 | 212500
[5 empty] | 472500212500 | 513 | 472500 | 212500
[5 empty] | 473500212500 | 513 | 473500 | 212500
[5 empty] | 474500212500 | 513 | 474500 | 212500
[5 empty] | 475500212500 | 513 | 475500 | 212500
[5 empty] | 476500212500 | 513 | 476500 | 212500
[5 empty] | 477500212500 | 513 | 477500 | 212500
[5 empty] | 478500212500 | 513 | 478500 | 212500
[5 empty] | 479500212500 | 513 | 479500 | 212500
[5 empty] | 480500212500 | 513 | 480500 | 212500
[5 empty] | 481500212500 | 513 | 481500 | 212500
[5 empty] | 482500212500 | 513 | 482500 | 212500
[5 empty] | 483500212500 | 513 | 483500 | 212500
[5 empty] | 484500212500 | 513 | 484500 | 212500
[5 empty] | 485500212500 | 513 | 485500 | 212500
[5 empty] | 486500212500 | 513 | 486500 | 212500
[5 empty] | 487500212500 | 513 | 487500 | 212500
[5 empty] | 488500212500 | 513 | 488500 | 212500
[5 empty] | 489500212500 | 513 | 489500 | 212500
[5 empty] | 461500211500 | 513 | 461500 | 211500
[5 empty] | 462500211500 | 513 | 462500 | 211500
[5 empty] | 463500211500 | 513 | 463500 | 211500
[5 empty] | 464500211500 | 513 | 464500 | 211500
[5 empty] | 465500211500 | 513 | 465500 | 211500
[5 empty] | 466500211500 | 513 | 466500 | 211500
[5 empty] | 467500211500 | 513 | 467500 | 211500
[5 empty] | 468500211500 | 513 | 468500 | 211500
[5 empty] | 469500211500 | 513 | 469500 | 211500
[5 empty] | 470500211500 | 513 | 470500 | 211500
[5 empty] | 471500211500 | 513 | 471500 | 211500
[5 empty] | 472500211500 | 513 | 472500 | 211500
[5 empty] | 473500211500 | 513 | 473500 | 211500
[5 empty] | 474500211500 | 513 | 474500 | 211500
[5 empty] | 475500211500 | 513 | 475500 | 211500
[5 empty] | 476500211500 | 513 | 476500 | 211500
[5 empty] | 477500211500 | 513 | 477500 | 211500
[5 empty] | 478500211500 | 513 | 478500 | 211500
[5 empty] | 479500211500 | 513 | 479500 | 211500
[5 empty] | 480500211500 | 513 | 480500 | 211500
[5 empty] | 481500211500 | 513 | 481500 | 211500
[5 empty] | 482500211500 | 513 | 482500 | 211500
[5 empty] | 483500211500 | 513 | 483500 | 211500
[5 empty] | 484500211500 | 513 | 484500 | 211500
[5 empty] | 485500211500 | 513 | 485500 | 211500
[5 empty] | 486500211500 | 513 | 486500 | 211500
[5 empty] | 487500211500 | 513 | 487500 | 211500
[5 empty] | 488500211500 | 513 | 488500 | 211500
[5 empty] | 489500211500 | 513 | 489500 | 211500
[5 empty] | 490500211500 | 513 | 490500 | 211500
[5 empty] | 461500210500 | 513 | 461500 | 210500
[5 empty] | 462500210500 | 513 | 462500 | 210500
[5 empty] | 463500210500 | 513 | 463500 | 210500
[5 empty] | 464500210500 | 513 | 464500 | 210500
[5 empty] | 465500210500 | 513 | 465500 | 210500
[5 empty] | 466500210500 | 513 | 466500 | 210500
[5 empty] | 467500210500 | 513 | 467500 | 210500
[5 empty] | 468500210500 | 513 | 468500 | 210500
[5 empty] | 469500210500 | 513 | 469500 | 210500
[5 empty] | 470500210500 | 513 | 470500 | 210500
[5 empty] | 471500210500 | 513 | 471500 | 210500
[5 empty] | 472500210500 | 513 | 472500 | 210500
[5 empty] | 473500210500 | 513 | 473500 | 210500
[5 empty] | 474500210500 | 513 | 474500 | 210500
[5 empty] | 475500210500 | 513 | 475500 | 210500
[5 empty] | 476500210500 | 513 | 476500 | 210500
[5 empty] | 477500210500 | 513 | 477500 | 210500
[5 empty] | 478500210500 | 513 | 478500 | 210500
[5 empty] | 479500210500 | 513 | 479500 | 210500
[5 empty] | 480500210500 | 513 | 480500 | 210500
[5 empty] | 481500210500 | 513 | 481500 | 210500
[5 empty] | 482500210500 | 513 | 482500 | 210500
[5 empty] | 483500210500 | 513 | 483500 | 210500
[5 empty] | 484500210500 | 513 | 484500 | 210500
[5 empty] | 485500210500 | 513 | 485500 | 210500
[5 empty] | 486500210500 | 513 | 486500 | 210500
[5 empty] | 487500210500 | 513 | 487500 | 210500
[5 empty] | 488500210500 | 513 | 488500 | 210500
[5 empty] | 489500210500 | 513 | 489500 | 210500
[5 empty] | 490500210500 | 513 | 490500 | 210500
[5 empty] | 463500209500 | 513 | 463500 | 209500
[5 empty] | 464500209500 | 513 | 464500 | 209500
[5 empty] | 465500209500 | 513 | 465500 | 209500
[5 empty] | 466500209500 | 513 | 466500 | 209500
[5 empty] | 467500209500 | 513 | 467500 | 209500
[5 empty] | 468500209500 | 513 | 468500 | 209500
[5 empty] | 469500209500 | 513 | 469500 | 209500
[5 empty] | 470500209500 | 513 | 470500 | 209500
[5 empty] | 471500209500 | 513 | 471500 | 209500
[5 empty] | 472500209500 | 513 | 472500 | 209500
[5 empty] | 473500209500 | 513 | 473500 | 209500
[5 empty] | 474500209500 | 513 | 474500 | 209500
[5 empty] | 475500209500 | 513 | 475500 | 209500
[5 empty] | 476500209500 | 513 | 476500 | 209500
[5 empty] | 477500209500 | 513 | 477500 | 209500
[5 empty] | 478500209500 | 513 | 478500 | 209500
[5 empty] | 479500209500 | 513 | 479500 | 209500
[5 empty] | 480500209500 | 513 | 480500 | 209500
[5 empty] | 483500209500 | 513 | 483500 | 209500
[5 empty] | 484500209500 | 513 | 484500 | 209500
[5 empty] | 485500209500 | 513 | 485500 | 209500
[5 empty] | 486500209500 | 513 | 486500 | 209500
[5 empty] | 487500209500 | 513 | 487500 | 209500
[5 empty] | 488500209500 | 513 | 488500 | 209500
[5 empty] | 489500209500 | 513 | 489500 | 209500
[5 empty] | 490500209500 | 513 | 490500 | 209500
[5 empty] | 464500208500 | 513 | 464500 | 208500
[5 empty] | 465500208500 | 513 | 465500 | 208500
[5 empty] | 466500208500 | 513 | 466500 | 208500
[5 empty] | 467500208500 | 513 | 467500 | 208500
[5 empty] | 468500208500 | 513 | 468500 | 208500
[5 empty] | 469500208500 | 513 | 469500 | 208500
[5 empty] | 470500208500 | 513 | 470500 | 208500
[5 empty] | 471500208500 | 513 | 471500 | 208500
[5 empty] | 472500208500 | 513 | 472500 | 208500
[5 empty] | 473500208500 | 513 | 473500 | 208500
[5 empty] | 474500208500 | 513 | 474500 | 208500
[5 empty] | 475500208500 | 513 | 475500 | 208500
[5 empty] | 476500208500 | 513 | 476500 | 208500
[5 empty] | 477500208500 | 513 | 477500 | 208500
[5 empty] | 478500208500 | 513 | 478500 | 208500
[5 empty] | 479500208500 | 513 | 479500 | 208500
[5 empty] | 485500208500 | 513 | 485500 | 208500
[5 empty] | 486500208500 | 513 | 486500 | 208500
[5 empty] | 487500208500 | 513 | 487500 | 208500
[5 empty] | 488500208500 | 513 | 488500 | 208500
[5 empty] | 489500208500 | 513 | 489500 | 208500
[5 empty] | 490500208500 | 513 | 490500 | 208500
[5 empty] | 491500208500 | 513 | 491500 | 208500
[5 empty] | 463500207500 | 513 | 463500 | 207500
[5 empty] | 464500207500 | 513 | 464500 | 207500
[5 empty] | 465500207500 | 513 | 465500 | 207500
[5 empty] | 466500207500 | 513 | 466500 | 207500
[5 empty] | 467500207500 | 513 | 467500 | 207500
[5 empty] | 468500207500 | 513 | 468500 | 207500
[5 empty] | 469500207500 | 513 | 469500 | 207500
[5 empty] | 470500207500 | 513 | 470500 | 207500
[5 empty] | 471500207500 | 513 | 471500 | 207500
[5 empty] | 472500207500 | 513 | 472500 | 207500
[5 empty] | 473500207500 | 513 | 473500 | 207500
[5 empty] | 474500207500 | 513 | 474500 | 207500
[5 empty] | 475500207500 | 513 | 475500 | 207500
[5 empty] | 476500207500 | 513 | 476500 | 207500
[5 empty] | 477500207500 | 513 | 477500 | 207500
[5 empty] | 478500207500 | 513 | 478500 | 207500
[5 empty] | 485500207500 | 513 | 485500 | 207500
[5 empty] | 486500207500 | 513 | 486500 | 207500
[5 empty] | 487500207500 | 513 | 487500 | 207500
[5 empty] | 488500207500 | 513 | 488500 | 207500
[5 empty] | 489500207500 | 513 | 489500 | 207500
[5 empty] | 490500207500 | 513 | 490500 | 207500
[5 empty] | 465500206500 | 513 | 465500 | 206500
[5 empty] | 466500206500 | 513 | 466500 | 206500
[5 empty] | 473500206500 | 513 | 473500 | 206500
[5 empty] | 474500206500 | 513 | 474500 | 206500
[5 empty] | 475500206500 | 513 | 475500 | 206500
[5 empty] | 476500206500 | 513 | 476500 | 206500
[5 empty] | 477500206500 | 513 | 477500 | 206500
[5 empty] | 485500206500 | 513 | 485500 | 206500
[5 empty] | 486500206500 | 513 | 486500 | 206500
[5 empty] | 487500206500 | 513 | 487500 | 206500
[5 empty] | 488500206500 | 513 | 488500 | 206500
[5 empty] | 489500206500 | 513 | 489500 | 206500
[5 empty] | 475500205500 | 513 | 475500 | 205500
[5 empty] | 486500205500 | 513 | 486500 | 205500
[5 empty] | 487500205500 | 513 | 487500 | 205500
[5 empty] | 488500205500 | 513 | 488500 | 205500
[5 empty] | 487500204500 | 513 | 487500 | 204500
[5 empty] | 488500204500 | 513 | 488500 | 204500
[5 empty] | 487500203500 | 513 | 487500 | 203500
[5 empty] | 488500203500 | 513 | 488500 | 203500
[5 empty] | 584500256500 | 9 | 584500 | 256500
[5 empty] | 585500256500 | 9 | 585500 | 256500
[5 empty] | 590500256500 | 9 | 590500 | 256500
[5 empty] | 591500256500 | 9 | 591500 | 256500
[5 empty] | 584500255500 | 9 | 584500 | 255500
[5 empty] | 585500255500 | 9 | 585500 | 255500
[5 empty] | 586500255500 | 9 | 586500 | 255500
[5 empty] | 589500255500 | 9 | 589500 | 255500
[5 empty] | 590500255500 | 9 | 590500 | 255500
[5 empty] | 591500255500 | 9 | 591500 | 255500
[5 empty] | 592500255500 | 9 | 592500 | 255500
[5 empty] | 595500255500 | 9 | 595500 | 255500
[5 empty] | 581500254500 | 9 | 581500 | 254500
[5 empty] | 582500254500 | 9 | 582500 | 254500
[5 empty] | 584500254500 | 9 | 584500 | 254500
[5 empty] | 585500254500 | 9 | 585500 | 254500
[5 empty] | 586500254500 | 9 | 586500 | 254500
[5 empty] | 587500254500 | 9 | 587500 | 254500
[5 empty] | 588500254500 | 9 | 588500 | 254500
[5 empty] | 589500254500 | 9 | 589500 | 254500
[5 empty] | 590500254500 | 9 | 590500 | 254500
[5 empty] | 591500254500 | 9 | 591500 | 254500
[5 empty] | 592500254500 | 9 | 592500 | 254500
[5 empty] | 593500254500 | 9 | 593500 | 254500
[5 empty] | 594500254500 | 9 | 594500 | 254500
[5 empty] | 595500254500 | 9 | 595500 | 254500
[5 empty] | 596500254500 | 9 | 596500 | 254500
[5 empty] | 597500254500 | 9 | 597500 | 254500
[5 empty] | 599500254500 | 9 | 599500 | 254500
[5 empty] | 600500254500 | 9 | 600500 | 254500
[5 empty] | 581500253500 | 9 | 581500 | 253500
[5 empty] | 582500253500 | 9 | 582500 | 253500
[5 empty] | 583500253500 | 9 | 583500 | 253500
[5 empty] | 584500253500 | 9 | 584500 | 253500
[5 empty] | 585500253500 | 9 | 585500 | 253500
[5 empty] | 586500253500 | 9 | 586500 | 253500
[5 empty] | 587500253500 | 9 | 587500 | 253500
[5 empty] | 588500253500 | 9 | 588500 | 253500
[5 empty] | 589500253500 | 9 | 589500 | 253500
[5 empty] | 590500253500 | 9 | 590500 | 253500
[5 empty] | 591500253500 | 9 | 591500 | 253500
[5 empty] | 592500253500 | 9 | 592500 | 253500
[5 empty] | 593500253500 | 9 | 593500 | 253500
[5 empty] | 594500253500 | 9 | 594500 | 253500
[5 empty] | 595500253500 | 9 | 595500 | 253500
[5 empty] | 596500253500 | 9 | 596500 | 253500
[5 empty] | 597500253500 | 9 | 597500 | 253500
[5 empty] | 598500253500 | 9 | 598500 | 253500
[5 empty] | 599500253500 | 9 | 599500 | 253500
[5 empty] | 600500253500 | 9 | 600500 | 253500
[5 empty] | 601500253500 | 9 | 601500 | 253500
[5 empty] | 581500252500 | 9 | 581500 | 252500
[5 empty] | 582500252500 | 9 | 582500 | 252500
[5 empty] | 583500252500 | 9 | 583500 | 252500
[5 empty] | 584500252500 | 9 | 584500 | 252500
[5 empty] | 585500252500 | 9 | 585500 | 252500
[5 empty] | 586500252500 | 9 | 586500 | 252500
[5 empty] | 587500252500 | 9 | 587500 | 252500
[5 empty] | 588500252500 | 9 | 588500 | 252500
[5 empty] | 589500252500 | 9 | 589500 | 252500
[5 empty] | 590500252500 | 9 | 590500 | 252500
[5 empty] | 591500252500 | 9 | 591500 | 252500
[5 empty] | 592500252500 | 9 | 592500 | 252500
[5 empty] | 593500252500 | 9 | 593500 | 252500
[5 empty] | 594500252500 | 9 | 594500 | 252500
[5 empty] | 595500252500 | 9 | 595500 | 252500
[5 empty] | 596500252500 | 9 | 596500 | 252500
[5 empty] | 597500252500 | 9 | 597500 | 252500
[5 empty] | 598500252500 | 9 | 598500 | 252500
[5 empty] | 599500252500 | 9 | 599500 | 252500
[5 empty] | 600500252500 | 9 | 600500 | 252500
[5 empty] | 601500252500 | 9 | 601500 | 252500
[5 empty] | 580500251500 | 9 | 580500 | 251500
[5 empty] | 581500251500 | 9 | 581500 | 251500
[5 empty] | 582500251500 | 9 | 582500 | 251500
[5 empty] | 583500251500 | 9 | 583500 | 251500
[5 empty] | 584500251500 | 9 | 584500 | 251500
[5 empty] | 585500251500 | 9 | 585500 | 251500
[5 empty] | 586500251500 | 9 | 586500 | 251500
[5 empty] | 587500251500 | 9 | 587500 | 251500
[5 empty] | 588500251500 | 9 | 588500 | 251500
[5 empty] | 589500251500 | 9 | 589500 | 251500
[5 empty] | 590500251500 | 9 | 590500 | 251500
[5 empty] | 591500251500 | 9 | 591500 | 251500
[5 empty] | 592500251500 | 9 | 592500 | 251500
[5 empty] | 593500251500 | 9 | 593500 | 251500
[5 empty] | 594500251500 | 9 | 594500 | 251500
[5 empty] | 595500251500 | 9 | 595500 | 251500
[5 empty] | 596500251500 | 9 | 596500 | 251500
[5 empty] | 597500251500 | 9 | 597500 | 251500
[5 empty] | 598500251500 | 9 | 598500 | 251500
[5 empty] | 599500251500 | 9 | 599500 | 251500
[5 empty] | 600500251500 | 9 | 600500 | 251500
[5 empty] | 601500251500 | 9 | 601500 | 251500
[5 empty] | 580500250500 | 9 | 580500 | 250500
[5 empty] | 581500250500 | 9 | 581500 | 250500
[5 empty] | 582500250500 | 9 | 582500 | 250500
[5 empty] | 583500250500 | 9 | 583500 | 250500
[5 empty] | 584500250500 | 9 | 584500 | 250500
[5 empty] | 585500250500 | 9 | 585500 | 250500
[5 empty] | 586500250500 | 9 | 586500 | 250500
[5 empty] | 587500250500 | 9 | 587500 | 250500
[5 empty] | 588500250500 | 9 | 588500 | 250500
[5 empty] | 589500250500 | 9 | 589500 | 250500
[5 empty] | 590500250500 | 9 | 590500 | 250500
[5 empty] | 591500250500 | 9 | 591500 | 250500
[5 empty] | 592500250500 | 9 | 592500 | 250500
[5 empty] | 593500250500 | 9 | 593500 | 250500
[5 empty] | 594500250500 | 9 | 594500 | 250500
[5 empty] | 595500250500 | 9 | 595500 | 250500
[5 empty] | 596500250500 | 9 | 596500 | 250500
[5 empty] | 597500250500 | 9 | 597500 | 250500
[5 empty] | 598500250500 | 9 | 598500 | 250500
[5 empty] | 599500250500 | 9 | 599500 | 250500
[5 empty] | 600500250500 | 9 | 600500 | 250500
[5 empty] | 601500250500 | 9 | 601500 | 250500
[5 empty] | 581500249500 | 9 | 581500 | 249500
[5 empty] | 582500249500 | 9 | 582500 | 249500
[5 empty] | 583500249500 | 9 | 583500 | 249500
[5 empty] | 584500249500 | 9 | 584500 | 249500
[5 empty] | 585500249500 | 9 | 585500 | 249500
[5 empty] | 586500249500 | 9 | 586500 | 249500
[5 empty] | 587500249500 | 9 | 587500 | 249500
[5 empty] | 588500249500 | 9 | 588500 | 249500
[5 empty] | 589500249500 | 9 | 589500 | 249500
[5 empty] | 590500249500 | 9 | 590500 | 249500
[5 empty] | 591500249500 | 9 | 591500 | 249500
[5 empty] | 592500249500 | 9 | 592500 | 249500
[5 empty] | 593500249500 | 9 | 593500 | 249500
[5 empty] | 594500249500 | 9 | 594500 | 249500
[5 empty] | 595500249500 | 9 | 595500 | 249500
[5 empty] | 596500249500 | 9 | 596500 | 249500
[5 empty] | 597500249500 | 9 | 597500 | 249500
[5 empty] | 598500249500 | 9 | 598500 | 249500
[5 empty] | 599500249500 | 9 | 599500 | 249500
[5 empty] | 600500249500 | 9 | 600500 | 249500
[5 empty] | 601500249500 | 9 | 601500 | 249500
[5 empty] | 602500249500 | 9 | 602500 | 249500
[5 empty] | 581500248500 | 9 | 581500 | 248500
[5 empty] | 582500248500 | 9 | 582500 | 248500
[5 empty] | 583500248500 | 9 | 583500 | 248500
[5 empty] | 584500248500 | 9 | 584500 | 248500
[5 empty] | 585500248500 | 9 | 585500 | 248500
[5 empty] | 586500248500 | 9 | 586500 | 248500
[5 empty] | 587500248500 | 9 | 587500 | 248500
[5 empty] | 588500248500 | 9 | 588500 | 248500
[5 empty] | 589500248500 | 9 | 589500 | 248500
[5 empty] | 590500248500 | 9 | 590500 | 248500
[5 empty] | 591500248500 | 9 | 591500 | 248500
[5 empty] | 592500248500 | 9 | 592500 | 248500
[5 empty] | 593500248500 | 9 | 593500 | 248500
[5 empty] | 594500248500 | 9 | 594500 | 248500
[5 empty] | 595500248500 | 9 | 595500 | 248500
[5 empty] | 596500248500 | 9 | 596500 | 248500
[5 empty] | 597500248500 | 9 | 597500 | 248500
[5 empty] | 598500248500 | 9 | 598500 | 248500
[5 empty] | 599500248500 | 9 | 599500 | 248500
[5 empty] | 600500248500 | 9 | 600500 | 248500
[5 empty] | 601500248500 | 9 | 601500 | 248500
[5 empty] | 602500248500 | 9 | 602500 | 248500
[5 empty] | 603500248500 | 9 | 603500 | 248500
[5 empty] | 605500248500 | 9 | 605500 | 248500
[5 empty] | 582500247500 | 9 | 582500 | 247500
[5 empty] | 583500247500 | 9 | 583500 | 247500
[5 empty] | 584500247500 | 9 | 584500 | 247500
[5 empty] | 585500247500 | 9 | 585500 | 247500
[5 empty] | 586500247500 | 9 | 586500 | 247500
[5 empty] | 587500247500 | 9 | 587500 | 247500
[5 empty] | 588500247500 | 9 | 588500 | 247500
[5 empty] | 589500247500 | 9 | 589500 | 247500
[5 empty] | 590500247500 | 9 | 590500 | 247500
[5 empty] | 591500247500 | 9 | 591500 | 247500
[5 empty] | 592500247500 | 9 | 592500 | 247500
[5 empty] | 593500247500 | 9 | 593500 | 247500
[5 empty] | 594500247500 | 9 | 594500 | 247500
[5 empty] | 595500247500 | 9 | 595500 | 247500
[5 empty] | 596500247500 | 9 | 596500 | 247500
[5 empty] | 597500247500 | 9 | 597500 | 247500
[5 empty] | 598500247500 | 9 | 598500 | 247500
[5 empty] | 599500247500 | 9 | 599500 | 247500
[5 empty] | 600500247500 | 9 | 600500 | 247500
[5 empty] | 601500247500 | 9 | 601500 | 247500
[5 empty] | 602500247500 | 9 | 602500 | 247500
[5 empty] | 603500247500 | 9 | 603500 | 247500
[5 empty] | 604500247500 | 9 | 604500 | 247500
[5 empty] | 605500247500 | 9 | 605500 | 247500
[5 empty] | 606500247500 | 9 | 606500 | 247500
[5 empty] | 582500246500 | 9 | 582500 | 246500
[5 empty] | 583500246500 | 9 | 583500 | 246500
[5 empty] | 584500246500 | 9 | 584500 | 246500
[5 empty] | 585500246500 | 9 | 585500 | 246500
[5 empty] | 586500246500 | 9 | 586500 | 246500
[5 empty] | 587500246500 | 9 | 587500 | 246500
[5 empty] | 588500246500 | 9 | 588500 | 246500
[5 empty] | 589500246500 | 9 | 589500 | 246500
[5 empty] | 590500246500 | 9 | 590500 | 246500
[5 empty] | 591500246500 | 9 | 591500 | 246500
[5 empty] | 592500246500 | 9 | 592500 | 246500
[5 empty] | 593500246500 | 9 | 593500 | 246500
[5 empty] | 594500246500 | 9 | 594500 | 246500
[5 empty] | 595500246500 | 9 | 595500 | 246500
[5 empty] | 596500246500 | 9 | 596500 | 246500
[5 empty] | 597500246500 | 9 | 597500 | 246500
[5 empty] | 598500246500 | 9 | 598500 | 246500
[5 empty] | 599500246500 | 9 | 599500 | 246500
[5 empty] | 600500246500 | 9 | 600500 | 246500
[5 empty] | 601500246500 | 9 | 601500 | 246500
[5 empty] | 602500246500 | 9 | 602500 | 246500
[5 empty] | 603500246500 | 9 | 603500 | 246500
[5 empty] | 604500246500 | 9 | 604500 | 246500
[5 empty] | 605500246500 | 9 | 605500 | 246500
[5 empty] | 606500246500 | 9 | 606500 | 246500
[5 empty] | 585500245500 | 9 | 585500 | 245500
[5 empty] | 586500245500 | 9 | 586500 | 245500
[5 empty] | 587500245500 | 9 | 587500 | 245500
[5 empty] | 588500245500 | 9 | 588500 | 245500
[5 empty] | 589500245500 | 9 | 589500 | 245500
[5 empty] | 590500245500 | 9 | 590500 | 245500
[5 empty] | 591500245500 | 9 | 591500 | 245500
[5 empty] | 592500245500 | 9 | 592500 | 245500
[5 empty] | 593500245500 | 9 | 593500 | 245500
[5 empty] | 594500245500 | 9 | 594500 | 245500
[5 empty] | 595500245500 | 9 | 595500 | 245500
[5 empty] | 596500245500 | 9 | 596500 | 245500
[5 empty] | 597500245500 | 9 | 597500 | 245500
[5 empty] | 598500245500 | 9 | 598500 | 245500
[5 empty] | 599500245500 | 9 | 599500 | 245500
[5 empty] | 600500245500 | 9 | 600500 | 245500
[5 empty] | 601500245500 | 9 | 601500 | 245500
[5 empty] | 602500245500 | 9 | 602500 | 245500
[5 empty] | 603500245500 | 9 | 603500 | 245500
[5 empty] | 604500245500 | 9 | 604500 | 245500
[5 empty] | 605500245500 | 9 | 605500 | 245500
[5 empty] | 606500245500 | 9 | 606500 | 245500
[5 empty] | 607500245500 | 9 | 607500 | 245500
[5 empty] | 608500245500 | 9 | 608500 | 245500
[5 empty] | 609500245500 | 9 | 609500 | 245500
[5 empty] | 612500245500 | 9 | 612500 | 245500
[5 empty] | 613500245500 | 9 | 613500 | 245500
[5 empty] | 586500244500 | 9 | 586500 | 244500
[5 empty] | 587500244500 | 9 | 587500 | 244500
[5 empty] | 588500244500 | 9 | 588500 | 244500
[5 empty] | 589500244500 | 9 | 589500 | 244500
[5 empty] | 590500244500 | 9 | 590500 | 244500
[5 empty] | 591500244500 | 9 | 591500 | 244500
[5 empty] | 592500244500 | 9 | 592500 | 244500
[5 empty] | 593500244500 | 9 | 593500 | 244500
[5 empty] | 594500244500 | 9 | 594500 | 244500
[5 empty] | 595500244500 | 9 | 595500 | 244500
[5 empty] | 596500244500 | 9 | 596500 | 244500
[5 empty] | 597500244500 | 9 | 597500 | 244500
[5 empty] | 598500244500 | 9 | 598500 | 244500
[5 empty] | 599500244500 | 9 | 599500 | 244500
[5 empty] | 600500244500 | 9 | 600500 | 244500
[5 empty] | 601500244500 | 9 | 601500 | 244500
[5 empty] | 602500244500 | 9 | 602500 | 244500
[5 empty] | 603500244500 | 9 | 603500 | 244500
[5 empty] | 604500244500 | 9 | 604500 | 244500
[5 empty] | 605500244500 | 9 | 605500 | 244500
[5 empty] | 606500244500 | 9 | 606500 | 244500
[5 empty] | 607500244500 | 9 | 607500 | 244500
[5 empty] | 608500244500 | 9 | 608500 | 244500
[5 empty] | 609500244500 | 9 | 609500 | 244500
[5 empty] | 610500244500 | 9 | 610500 | 244500
[5 empty] | 611500244500 | 9 | 611500 | 244500
[5 empty] | 612500244500 | 9 | 612500 | 244500
[5 empty] | 613500244500 | 9 | 613500 | 244500
[5 empty] | 586500243500 | 9 | 586500 | 243500
[5 empty] | 587500243500 | 9 | 587500 | 243500
[5 empty] | 588500243500 | 9 | 588500 | 243500
[5 empty] | 589500243500 | 9 | 589500 | 243500
[5 empty] | 590500243500 | 9 | 590500 | 243500
[5 empty] | 591500243500 | 9 | 591500 | 243500
[5 empty] | 592500243500 | 9 | 592500 | 243500
[5 empty] | 593500243500 | 9 | 593500 | 243500
[5 empty] | 594500243500 | 9 | 594500 | 243500
[5 empty] | 595500243500 | 9 | 595500 | 243500
[5 empty] | 596500243500 | 9 | 596500 | 243500
[5 empty] | 597500243500 | 9 | 597500 | 243500
[5 empty] | 598500243500 | 9 | 598500 | 243500
[5 empty] | 599500243500 | 9 | 599500 | 243500
[5 empty] | 600500243500 | 9 | 600500 | 243500
[5 empty] | 601500243500 | 9 | 601500 | 243500
[5 empty] | 602500243500 | 9 | 602500 | 243500
[5 empty] | 603500243500 | 9 | 603500 | 243500
[5 empty] | 604500243500 | 9 | 604500 | 243500
[5 empty] | 605500243500 | 9 | 605500 | 243500
[5 empty] | 606500243500 | 9 | 606500 | 243500
[5 empty] | 607500243500 | 9 | 607500 | 243500
[5 empty] | 608500243500 | 9 | 608500 | 243500
[5 empty] | 609500243500 | 9 | 609500 | 243500
[5 empty] | 610500243500 | 9 | 610500 | 243500
[5 empty] | 611500243500 | 9 | 611500 | 243500
[5 empty] | 612500243500 | 9 | 612500 | 243500
[5 empty] | 586500242500 | 9 | 586500 | 242500
[5 empty] | 587500242500 | 9 | 587500 | 242500
[5 empty] | 588500242500 | 9 | 588500 | 242500
[5 empty] | 589500242500 | 9 | 589500 | 242500
[5 empty] | 590500242500 | 9 | 590500 | 242500
[5 empty] | 591500242500 | 9 | 591500 | 242500
[5 empty] | 592500242500 | 9 | 592500 | 242500
[5 empty] | 593500242500 | 9 | 593500 | 242500
[5 empty] | 594500242500 | 9 | 594500 | 242500
[5 empty] | 595500242500 | 9 | 595500 | 242500
[5 empty] | 596500242500 | 9 | 596500 | 242500
[5 empty] | 597500242500 | 9 | 597500 | 242500
[5 empty] | 598500242500 | 9 | 598500 | 242500
[5 empty] | 599500242500 | 9 | 599500 | 242500
[5 empty] | 600500242500 | 9 | 600500 | 242500
[5 empty] | 601500242500 | 9 | 601500 | 242500
[5 empty] | 602500242500 | 9 | 602500 | 242500
[5 empty] | 603500242500 | 9 | 603500 | 242500
[5 empty] | 604500242500 | 9 | 604500 | 242500
[5 empty] | 605500242500 | 9 | 605500 | 242500
[5 empty] | 606500242500 | 9 | 606500 | 242500
[5 empty] | 607500242500 | 9 | 607500 | 242500
[5 empty] | 608500242500 | 9 | 608500 | 242500
[5 empty] | 609500242500 | 9 | 609500 | 242500
[5 empty] | 610500242500 | 9 | 610500 | 242500
[5 empty] | 611500242500 | 9 | 611500 | 242500
[5 empty] | 612500242500 | 9 | 612500 | 242500
[5 empty] | 585500241500 | 9 | 585500 | 241500
[5 empty] | 586500241500 | 9 | 586500 | 241500
[5 empty] | 587500241500 | 9 | 587500 | 241500
[5 empty] | 588500241500 | 9 | 588500 | 241500
[5 empty] | 589500241500 | 9 | 589500 | 241500
[5 empty] | 590500241500 | 9 | 590500 | 241500
[5 empty] | 591500241500 | 9 | 591500 | 241500
[5 empty] | 592500241500 | 9 | 592500 | 241500
[5 empty] | 593500241500 | 9 | 593500 | 241500
[5 empty] | 594500241500 | 9 | 594500 | 241500
[5 empty] | 595500241500 | 9 | 595500 | 241500
[5 empty] | 596500241500 | 9 | 596500 | 241500
[5 empty] | 597500241500 | 9 | 597500 | 241500
[5 empty] | 598500241500 | 9 | 598500 | 241500
[5 empty] | 599500241500 | 9 | 599500 | 241500
[5 empty] | 600500241500 | 9 | 600500 | 241500
[5 empty] | 601500241500 | 9 | 601500 | 241500
[5 empty] | 602500241500 | 9 | 602500 | 241500
[5 empty] | 603500241500 | 9 | 603500 | 241500
[5 empty] | 604500241500 | 9 | 604500 | 241500
[5 empty] | 605500241500 | 9 | 605500 | 241500
[5 empty] | 606500241500 | 9 | 606500 | 241500
[5 empty] | 607500241500 | 9 | 607500 | 241500
[5 empty] | 608500241500 | 9 | 608500 | 241500
[5 empty] | 609500241500 | 9 | 609500 | 241500
[5 empty] | 610500241500 | 9 | 610500 | 241500
[5 empty] | 611500241500 | 9 | 611500 | 241500
[5 empty] | 612500241500 | 9 | 612500 | 241500
[5 empty] | 613500241500 | 9 | 613500 | 241500
[5 empty] | 614500241500 | 9 | 614500 | 241500
[5 empty] | 615500241500 | 9 | 615500 | 241500
[5 empty] | 616500241500 | 9 | 616500 | 241500
[5 empty] | 586500240500 | 9 | 586500 | 240500
[5 empty] | 587500240500 | 9 | 587500 | 240500
[5 empty] | 588500240500 | 9 | 588500 | 240500
[5 empty] | 589500240500 | 9 | 589500 | 240500
[5 empty] | 590500240500 | 9 | 590500 | 240500
[5 empty] | 591500240500 | 9 | 591500 | 240500
[5 empty] | 592500240500 | 9 | 592500 | 240500
[5 empty] | 593500240500 | 9 | 593500 | 240500
[5 empty] | 594500240500 | 9 | 594500 | 240500
[5 empty] | 595500240500 | 9 | 595500 | 240500
[5 empty] | 596500240500 | 9 | 596500 | 240500
[5 empty] | 597500240500 | 9 | 597500 | 240500
[5 empty] | 598500240500 | 9 | 598500 | 240500
[5 empty] | 599500240500 | 9 | 599500 | 240500
[5 empty] | 600500240500 | 9 | 600500 | 240500
[5 empty] | 601500240500 | 9 | 601500 | 240500
[5 empty] | 602500240500 | 9 | 602500 | 240500
[5 empty] | 603500240500 | 9 | 603500 | 240500
[5 empty] | 604500240500 | 9 | 604500 | 240500
[5 empty] | 605500240500 | 9 | 605500 | 240500
[5 empty] | 606500240500 | 9 | 606500 | 240500
[5 empty] | 607500240500 | 9 | 607500 | 240500
[5 empty] | 608500240500 | 9 | 608500 | 240500
[5 empty] | 609500240500 | 9 | 609500 | 240500
[5 empty] | 610500240500 | 9 | 610500 | 240500
[5 empty] | 611500240500 | 9 | 611500 | 240500
[5 empty] | 612500240500 | 9 | 612500 | 240500
[5 empty] | 613500240500 | 9 | 613500 | 240500
[5 empty] | 614500240500 | 9 | 614500 | 240500
[5 empty] | 615500240500 | 9 | 615500 | 240500
[5 empty] | 616500240500 | 9 | 616500 | 240500
[5 empty] | 617500240500 | 9 | 617500 | 240500
[5 empty] | 588500239500 | 9 | 588500 | 239500
[5 empty] | 589500239500 | 9 | 589500 | 239500
[5 empty] | 590500239500 | 9 | 590500 | 239500
[5 empty] | 591500239500 | 9 | 591500 | 239500
[5 empty] | 592500239500 | 9 | 592500 | 239500
[5 empty] | 593500239500 | 9 | 593500 | 239500
[5 empty] | 594500239500 | 9 | 594500 | 239500
[5 empty] | 595500239500 | 9 | 595500 | 239500
[5 empty] | 596500239500 | 9 | 596500 | 239500
[5 empty] | 597500239500 | 9 | 597500 | 239500
[5 empty] | 598500239500 | 9 | 598500 | 239500
[5 empty] | 599500239500 | 9 | 599500 | 239500
[5 empty] | 600500239500 | 9 | 600500 | 239500
[5 empty] | 601500239500 | 9 | 601500 | 239500
[5 empty] | 602500239500 | 9 | 602500 | 239500
[5 empty] | 603500239500 | 9 | 603500 | 239500
[5 empty] | 604500239500 | 9 | 604500 | 239500
[5 empty] | 605500239500 | 9 | 605500 | 239500
[5 empty] | 606500239500 | 9 | 606500 | 239500
[5 empty] | 607500239500 | 9 | 607500 | 239500
[5 empty] | 608500239500 | 9 | 608500 | 239500
[5 empty] | 609500239500 | 9 | 609500 | 239500
[5 empty] | 610500239500 | 9 | 610500 | 239500
[5 empty] | 611500239500 | 9 | 611500 | 239500
[5 empty] | 612500239500 | 9 | 612500 | 239500
[5 empty] | 613500239500 | 9 | 613500 | 239500
[5 empty] | 614500239500 | 9 | 614500 | 239500
[5 empty] | 615500239500 | 9 | 615500 | 239500
[5 empty] | 616500239500 | 9 | 616500 | 239500
[5 empty] | 617500239500 | 9 | 617500 | 239500
[5 empty] | 618500239500 | 9 | 618500 | 239500
[5 empty] | 588500238500 | 9 | 588500 | 238500
[5 empty] | 589500238500 | 9 | 589500 | 238500
[5 empty] | 590500238500 | 9 | 590500 | 238500
[5 empty] | 591500238500 | 9 | 591500 | 238500
[5 empty] | 592500238500 | 9 | 592500 | 238500
[5 empty] | 593500238500 | 9 | 593500 | 238500
[5 empty] | 594500238500 | 9 | 594500 | 238500
[5 empty] | 595500238500 | 9 | 595500 | 238500
[5 empty] | 596500238500 | 9 | 596500 | 238500
[5 empty] | 597500238500 | 9 | 597500 | 238500
[5 empty] | 598500238500 | 9 | 598500 | 238500
[5 empty] | 599500238500 | 9 | 599500 | 238500
[5 empty] | 600500238500 | 9 | 600500 | 238500
[5 empty] | 601500238500 | 9 | 601500 | 238500
[5 empty] | 602500238500 | 9 | 602500 | 238500
[5 empty] | 603500238500 | 9 | 603500 | 238500
[5 empty] | 604500238500 | 9 | 604500 | 238500
[5 empty] | 605500238500 | 9 | 605500 | 238500
[5 empty] | 606500238500 | 9 | 606500 | 238500
[5 empty] | 607500238500 | 9 | 607500 | 238500
[5 empty] | 608500238500 | 9 | 608500 | 238500
[5 empty] | 609500238500 | 9 | 609500 | 238500
[5 empty] | 610500238500 | 9 | 610500 | 238500
[5 empty] | 611500238500 | 9 | 611500 | 238500
[5 empty] | 612500238500 | 9 | 612500 | 238500
[5 empty] | 613500238500 | 9 | 613500 | 238500
[5 empty] | 614500238500 | 9 | 614500 | 238500
[5 empty] | 615500238500 | 9 | 615500 | 238500
[5 empty] | 616500238500 | 9 | 616500 | 238500
[5 empty] | 617500238500 | 9 | 617500 | 238500
[5 empty] | 618500238500 | 9 | 618500 | 238500
[5 empty] | 619500238500 | 9 | 619500 | 238500
[5 empty] | 620500238500 | 9 | 620500 | 238500
[5 empty] | 589500237500 | 9 | 589500 | 237500
[5 empty] | 590500237500 | 9 | 590500 | 237500
[5 empty] | 591500237500 | 9 | 591500 | 237500
[5 empty] | 592500237500 | 9 | 592500 | 237500
[5 empty] | 593500237500 | 9 | 593500 | 237500
[5 empty] | 594500237500 | 9 | 594500 | 237500
[5 empty] | 595500237500 | 9 | 595500 | 237500
[5 empty] | 596500237500 | 9 | 596500 | 237500
[5 empty] | 597500237500 | 9 | 597500 | 237500
[5 empty] | 598500237500 | 9 | 598500 | 237500
[5 empty] | 599500237500 | 9 | 599500 | 237500
[5 empty] | 600500237500 | 9 | 600500 | 237500
[5 empty] | 601500237500 | 9 | 601500 | 237500
[5 empty] | 602500237500 | 9 | 602500 | 237500
[5 empty] | 603500237500 | 9 | 603500 | 237500
[5 empty] | 604500237500 | 9 | 604500 | 237500
[5 empty] | 605500237500 | 9 | 605500 | 237500
[5 empty] | 606500237500 | 9 | 606500 | 237500
[5 empty] | 607500237500 | 9 | 607500 | 237500
[5 empty] | 608500237500 | 9 | 608500 | 237500
[5 empty] | 609500237500 | 9 | 609500 | 237500
[5 empty] | 610500237500 | 9 | 610500 | 237500
[5 empty] | 611500237500 | 9 | 611500 | 237500
[5 empty] | 612500237500 | 9 | 612500 | 237500
[5 empty] | 613500237500 | 9 | 613500 | 237500
[5 empty] | 614500237500 | 9 | 614500 | 237500
[5 empty] | 615500237500 | 9 | 615500 | 237500
[5 empty] | 616500237500 | 9 | 616500 | 237500
[5 empty] | 617500237500 | 9 | 617500 | 237500
[5 empty] | 618500237500 | 9 | 618500 | 237500
[5 empty] | 619500237500 | 9 | 619500 | 237500
[5 empty] | 620500237500 | 9 | 620500 | 237500
[5 empty] | 621500237500 | 9 | 621500 | 237500
[5 empty] | 622500237500 | 9 | 622500 | 237500
[5 empty] | 623500237500 | 9 | 623500 | 237500
[5 empty] | 590500236500 | 9 | 590500 | 236500
[5 empty] | 591500236500 | 9 | 591500 | 236500
[5 empty] | 592500236500 | 9 | 592500 | 236500
[5 empty] | 593500236500 | 9 | 593500 | 236500
[5 empty] | 594500236500 | 9 | 594500 | 236500
[5 empty] | 595500236500 | 9 | 595500 | 236500
[5 empty] | 596500236500 | 9 | 596500 | 236500
[5 empty] | 597500236500 | 9 | 597500 | 236500
[5 empty] | 598500236500 | 9 | 598500 | 236500
[5 empty] | 599500236500 | 9 | 599500 | 236500
[5 empty] | 600500236500 | 9 | 600500 | 236500
[5 empty] | 601500236500 | 9 | 601500 | 236500
[5 empty] | 602500236500 | 9 | 602500 | 236500
[5 empty] | 603500236500 | 9 | 603500 | 236500
[5 empty] | 604500236500 | 9 | 604500 | 236500
[5 empty] | 605500236500 | 9 | 605500 | 236500
[5 empty] | 606500236500 | 9 | 606500 | 236500
[5 empty] | 607500236500 | 9 | 607500 | 236500
[5 empty] | 608500236500 | 9 | 608500 | 236500
[5 empty] | 609500236500 | 9 | 609500 | 236500
[5 empty] | 610500236500 | 9 | 610500 | 236500
[5 empty] | 611500236500 | 9 | 611500 | 236500
[5 empty] | 612500236500 | 9 | 612500 | 236500
[5 empty] | 613500236500 | 9 | 613500 | 236500
[5 empty] | 614500236500 | 9 | 614500 | 236500
[5 empty] | 615500236500 | 9 | 615500 | 236500
[5 empty] | 616500236500 | 9 | 616500 | 236500
[5 empty] | 617500236500 | 9 | 617500 | 236500
[5 empty] | 618500236500 | 9 | 618500 | 236500
[5 empty] | 619500236500 | 9 | 619500 | 236500
[5 empty] | 620500236500 | 9 | 620500 | 236500
[5 empty] | 621500236500 | 9 | 621500 | 236500
[5 empty] | 622500236500 | 9 | 622500 | 236500
[5 empty] | 623500236500 | 9 | 623500 | 236500
[5 empty] | 624500236500 | 9 | 624500 | 236500
[5 empty] | 590500235500 | 9 | 590500 | 235500
[5 empty] | 591500235500 | 9 | 591500 | 235500
[5 empty] | 592500235500 | 9 | 592500 | 235500
[5 empty] | 593500235500 | 9 | 593500 | 235500
[5 empty] | 594500235500 | 9 | 594500 | 235500
[5 empty] | 595500235500 | 9 | 595500 | 235500
[5 empty] | 596500235500 | 9 | 596500 | 235500
[5 empty] | 597500235500 | 9 | 597500 | 235500
[5 empty] | 598500235500 | 9 | 598500 | 235500
[5 empty] | 599500235500 | 9 | 599500 | 235500
[5 empty] | 600500235500 | 9 | 600500 | 235500
[5 empty] | 601500235500 | 9 | 601500 | 235500
[5 empty] | 602500235500 | 9 | 602500 | 235500
[5 empty] | 603500235500 | 9 | 603500 | 235500
[5 empty] | 604500235500 | 9 | 604500 | 235500
[5 empty] | 605500235500 | 9 | 605500 | 235500
[5 empty] | 606500235500 | 9 | 606500 | 235500
[5 empty] | 607500235500 | 9 | 607500 | 235500
[5 empty] | 608500235500 | 9 | 608500 | 235500
[5 empty] | 609500235500 | 9 | 609500 | 235500
[5 empty] | 610500235500 | 9 | 610500 | 235500
[5 empty] | 611500235500 | 9 | 611500 | 235500
[5 empty] | 612500235500 | 9 | 612500 | 235500
[5 empty] | 613500235500 | 9 | 613500 | 235500
[5 empty] | 614500235500 | 9 | 614500 | 235500
[5 empty] | 615500235500 | 9 | 615500 | 235500
[5 empty] | 616500235500 | 9 | 616500 | 235500
[5 empty] | 617500235500 | 9 | 617500 | 235500
[5 empty] | 618500235500 | 9 | 618500 | 235500
[5 empty] | 619500235500 | 9 | 619500 | 235500
[5 empty] | 620500235500 | 9 | 620500 | 235500
[5 empty] | 621500235500 | 9 | 621500 | 235500
[5 empty] | 622500235500 | 9 | 622500 | 235500
[5 empty] | 623500235500 | 9 | 623500 | 235500
[5 empty] | 624500235500 | 9 | 624500 | 235500
[5 empty] | 591500234500 | 9 | 591500 | 234500
[5 empty] | 592500234500 | 9 | 592500 | 234500
[5 empty] | 593500234500 | 9 | 593500 | 234500
[5 empty] | 594500234500 | 9 | 594500 | 234500
[5 empty] | 595500234500 | 9 | 595500 | 234500
[5 empty] | 596500234500 | 9 | 596500 | 234500
[5 empty] | 597500234500 | 9 | 597500 | 234500
[5 empty] | 598500234500 | 9 | 598500 | 234500
[5 empty] | 599500234500 | 9 | 599500 | 234500
[5 empty] | 604500234500 | 9 | 604500 | 234500
[5 empty] | 605500234500 | 9 | 605500 | 234500
[5 empty] | 606500234500 | 9 | 606500 | 234500
[5 empty] | 607500234500 | 9 | 607500 | 234500
[5 empty] | 608500234500 | 9 | 608500 | 234500
[5 empty] | 609500234500 | 9 | 609500 | 234500
[5 empty] | 610500234500 | 9 | 610500 | 234500
[5 empty] | 611500234500 | 9 | 611500 | 234500
[5 empty] | 612500234500 | 9 | 612500 | 234500
[5 empty] | 613500234500 | 9 | 613500 | 234500
[5 empty] | 614500234500 | 9 | 614500 | 234500
[5 empty] | 615500234500 | 9 | 615500 | 234500
[5 empty] | 616500234500 | 9 | 616500 | 234500
[5 empty] | 617500234500 | 9 | 617500 | 234500
[5 empty] | 618500234500 | 9 | 618500 | 234500
[5 empty] | 619500234500 | 9 | 619500 | 234500
[5 empty] | 620500234500 | 9 | 620500 | 234500
[5 empty] | 621500234500 | 9 | 621500 | 234500
[5 empty] | 622500234500 | 9 | 622500 | 234500
[5 empty] | 623500234500 | 9 | 623500 | 234500
[5 empty] | 624500234500 | 9 | 624500 | 234500
[5 empty] | 625500234500 | 9 | 625500 | 234500
[5 empty] | 591500233500 | 9 | 591500 | 233500
[5 empty] | 592500233500 | 9 | 592500 | 233500
[5 empty] | 593500233500 | 9 | 593500 | 233500
[5 empty] | 595500233500 | 9 | 595500 | 233500
[5 empty] | 596500233500 | 9 | 596500 | 233500
[5 empty] | 606500233500 | 9 | 606500 | 233500
[5 empty] | 607500233500 | 9 | 607500 | 233500
[5 empty] | 608500233500 | 9 | 608500 | 233500
[5 empty] | 609500233500 | 9 | 609500 | 233500
[5 empty] | 610500233500 | 9 | 610500 | 233500
[5 empty] | 611500233500 | 9 | 611500 | 233500
[5 empty] | 612500233500 | 9 | 612500 | 233500
[5 empty] | 613500233500 | 9 | 613500 | 233500
[5 empty] | 614500233500 | 9 | 614500 | 233500
[5 empty] | 615500233500 | 9 | 615500 | 233500
[5 empty] | 616500233500 | 9 | 616500 | 233500
[5 empty] | 618500233500 | 9 | 618500 | 233500
[5 empty] | 619500233500 | 9 | 619500 | 233500
[5 empty] | 620500233500 | 9 | 620500 | 233500
[5 empty] | 621500233500 | 9 | 621500 | 233500
[5 empty] | 622500233500 | 9 | 622500 | 233500
[5 empty] | 623500233500 | 9 | 623500 | 233500
[5 empty] | 624500233500 | 9 | 624500 | 233500
[5 empty] | 625500233500 | 9 | 625500 | 233500
[5 empty] | 610500232500 | 9 | 610500 | 232500
[5 empty] | 611500232500 | 9 | 611500 | 232500
[5 empty] | 612500232500 | 9 | 612500 | 232500
[5 empty] | 613500232500 | 9 | 613500 | 232500
[5 empty] | 614500232500 | 9 | 614500 | 232500
[5 empty] | 436500412500 | 10 | 436500 | 412500
[5 empty] | 427500411500 | 10 | 427500 | 411500
[5 empty] | 428500411500 | 10 | 428500 | 411500
[5 empty] | 429500411500 | 10 | 429500 | 411500
[5 empty] | 433500411500 | 10 | 433500 | 411500
[5 empty] | 435500411500 | 10 | 435500 | 411500
[5 empty] | 436500411500 | 10 | 436500 | 411500
[5 empty] | 437500411500 | 10 | 437500 | 411500
[5 empty] | 438500411500 | 10 | 438500 | 411500
[5 empty] | 439500411500 | 10 | 439500 | 411500
[5 empty] | 440500411500 | 10 | 440500 | 411500
[5 empty] | 441500411500 | 10 | 441500 | 411500
[5 empty] | 427500410500 | 10 | 427500 | 410500
[5 empty] | 428500410500 | 10 | 428500 | 410500
[5 empty] | 429500410500 | 10 | 429500 | 410500
[5 empty] | 430500410500 | 10 | 430500 | 410500
[5 empty] | 431500410500 | 10 | 431500 | 410500
[5 empty] | 432500410500 | 10 | 432500 | 410500
[5 empty] | 433500410500 | 10 | 433500 | 410500
[5 empty] | 434500410500 | 10 | 434500 | 410500
[5 empty] | 435500410500 | 10 | 435500 | 410500
[5 empty] | 436500410500 | 10 | 436500 | 410500
[5 empty] | 437500410500 | 10 | 437500 | 410500
[5 empty] | 438500410500 | 10 | 438500 | 410500
[5 empty] | 439500410500 | 10 | 439500 | 410500
[5 empty] | 440500410500 | 10 | 440500 | 410500
[5 empty] | 441500410500 | 10 | 441500 | 410500
[5 empty] | 442500410500 | 10 | 442500 | 410500
[5 empty] | 427500409500 | 10 | 427500 | 409500
[5 empty] | 428500409500 | 10 | 428500 | 409500
[5 empty] | 429500409500 | 10 | 429500 | 409500
[5 empty] | 430500409500 | 10 | 430500 | 409500
[5 empty] | 431500409500 | 10 | 431500 | 409500
[5 empty] | 432500409500 | 10 | 432500 | 409500
[5 empty] | 433500409500 | 10 | 433500 | 409500
[5 empty] | 434500409500 | 10 | 434500 | 409500
[5 empty] | 435500409500 | 10 | 435500 | 409500
[5 empty] | 436500409500 | 10 | 436500 | 409500
[5 empty] | 437500409500 | 10 | 437500 | 409500
[5 empty] | 438500409500 | 10 | 438500 | 409500
[5 empty] | 439500409500 | 10 | 439500 | 409500
[5 empty] | 440500409500 | 10 | 440500 | 409500
[5 empty] | 441500409500 | 10 | 441500 | 409500
[5 empty] | 442500409500 | 10 | 442500 | 409500
[5 empty] | 426500408500 | 10 | 426500 | 408500
[5 empty] | 427500408500 | 10 | 427500 | 408500
[5 empty] | 428500408500 | 10 | 428500 | 408500
[5 empty] | 429500408500 | 10 | 429500 | 408500
[5 empty] | 430500408500 | 10 | 430500 | 408500
[5 empty] | 431500408500 | 10 | 431500 | 408500
[5 empty] | 432500408500 | 10 | 432500 | 408500
[5 empty] | 433500408500 | 10 | 433500 | 408500
[5 empty] | 434500408500 | 10 | 434500 | 408500
[5 empty] | 435500408500 | 10 | 435500 | 408500
[5 empty] | 436500408500 | 10 | 436500 | 408500
[5 empty] | 437500408500 | 10 | 437500 | 408500
[5 empty] | 438500408500 | 10 | 438500 | 408500
[5 empty] | 439500408500 | 10 | 439500 | 408500
[5 empty] | 440500408500 | 10 | 440500 | 408500
[5 empty] | 441500408500 | 10 | 441500 | 408500
[5 empty] | 442500408500 | 10 | 442500 | 408500
[5 empty] | 443500408500 | 10 | 443500 | 408500
[5 empty] | 425500407500 | 10 | 425500 | 407500
[5 empty] | 426500407500 | 10 | 426500 | 407500
[5 empty] | 427500407500 | 10 | 427500 | 407500
[5 empty] | 428500407500 | 10 | 428500 | 407500
[5 empty] | 429500407500 | 10 | 429500 | 407500
[5 empty] | 430500407500 | 10 | 430500 | 407500
[5 empty] | 431500407500 | 10 | 431500 | 407500
[5 empty] | 432500407500 | 10 | 432500 | 407500
[5 empty] | 433500407500 | 10 | 433500 | 407500
[5 empty] | 434500407500 | 10 | 434500 | 407500
[5 empty] | 435500407500 | 10 | 435500 | 407500
[5 empty] | 436500407500 | 10 | 436500 | 407500
[5 empty] | 437500407500 | 10 | 437500 | 407500
[5 empty] | 438500407500 | 10 | 438500 | 407500
[5 empty] | 439500407500 | 10 | 439500 | 407500
[5 empty] | 440500407500 | 10 | 440500 | 407500
[5 empty] | 441500407500 | 10 | 441500 | 407500
[5 empty] | 442500407500 | 10 | 442500 | 407500
[5 empty] | 443500407500 | 10 | 443500 | 407500
[5 empty] | 418500406500 | 10 | 418500 | 406500
[5 empty] | 419500406500 | 10 | 419500 | 406500
[5 empty] | 422500406500 | 10 | 422500 | 406500
[5 empty] | 423500406500 | 10 | 423500 | 406500
[5 empty] | 424500406500 | 10 | 424500 | 406500
[5 empty] | 425500406500 | 10 | 425500 | 406500
[5 empty] | 426500406500 | 10 | 426500 | 406500
[5 empty] | 427500406500 | 10 | 427500 | 406500
[5 empty] | 428500406500 | 10 | 428500 | 406500
[5 empty] | 429500406500 | 10 | 429500 | 406500
[5 empty] | 430500406500 | 10 | 430500 | 406500
[5 empty] | 431500406500 | 10 | 431500 | 406500
[5 empty] | 432500406500 | 10 | 432500 | 406500
[5 empty] | 433500406500 | 10 | 433500 | 406500
[5 empty] | 434500406500 | 10 | 434500 | 406500
[5 empty] | 435500406500 | 10 | 435500 | 406500
[5 empty] | 436500406500 | 10 | 436500 | 406500
[5 empty] | 437500406500 | 10 | 437500 | 406500
[5 empty] | 438500406500 | 10 | 438500 | 406500
[5 empty] | 439500406500 | 10 | 439500 | 406500
[5 empty] | 440500406500 | 10 | 440500 | 406500
[5 empty] | 441500406500 | 10 | 441500 | 406500
[5 empty] | 442500406500 | 10 | 442500 | 406500
[5 empty] | 443500406500 | 10 | 443500 | 406500
[5 empty] | 444500406500 | 10 | 444500 | 406500
[5 empty] | 445500406500 | 10 | 445500 | 406500
[5 empty] | 418500405500 | 10 | 418500 | 405500
[5 empty] | 419500405500 | 10 | 419500 | 405500
[5 empty] | 420500405500 | 10 | 420500 | 405500
[5 empty] | 421500405500 | 10 | 421500 | 405500
[5 empty] | 422500405500 | 10 | 422500 | 405500
[5 empty] | 423500405500 | 10 | 423500 | 405500
[5 empty] | 424500405500 | 10 | 424500 | 405500
[5 empty] | 425500405500 | 10 | 425500 | 405500
[5 empty] | 426500405500 | 10 | 426500 | 405500
[5 empty] | 427500405500 | 10 | 427500 | 405500
[5 empty] | 428500405500 | 10 | 428500 | 405500
[5 empty] | 429500405500 | 10 | 429500 | 405500
[5 empty] | 430500405500 | 10 | 430500 | 405500
[5 empty] | 431500405500 | 10 | 431500 | 405500
[5 empty] | 432500405500 | 10 | 432500 | 405500
[5 empty] | 433500405500 | 10 | 433500 | 405500
[5 empty] | 434500405500 | 10 | 434500 | 405500
[5 empty] | 435500405500 | 10 | 435500 | 405500
[5 empty] | 436500405500 | 10 | 436500 | 405500
[5 empty] | 437500405500 | 10 | 437500 | 405500
[5 empty] | 438500405500 | 10 | 438500 | 405500
[5 empty] | 439500405500 | 10 | 439500 | 405500
[5 empty] | 440500405500 | 10 | 440500 | 405500
[5 empty] | 441500405500 | 10 | 441500 | 405500
[5 empty] | 442500405500 | 10 | 442500 | 405500
[5 empty] | 443500405500 | 10 | 443500 | 405500
[5 empty] | 444500405500 | 10 | 444500 | 405500
[5 empty] | 445500405500 | 10 | 445500 | 405500
[5 empty] | 446500405500 | 10 | 446500 | 405500
[5 empty] | 416500404500 | 10 | 416500 | 404500
[5 empty] | 417500404500 | 10 | 417500 | 404500
[5 empty] | 418500404500 | 10 | 418500 | 404500
[5 empty] | 419500404500 | 10 | 419500 | 404500
[5 empty] | 420500404500 | 10 | 420500 | 404500
[5 empty] | 421500404500 | 10 | 421500 | 404500
[5 empty] | 422500404500 | 10 | 422500 | 404500
[5 empty] | 423500404500 | 10 | 423500 | 404500
[5 empty] | 424500404500 | 10 | 424500 | 404500
[5 empty] | 425500404500 | 10 | 425500 | 404500
[5 empty] | 426500404500 | 10 | 426500 | 404500
[5 empty] | 427500404500 | 10 | 427500 | 404500
[5 empty] | 428500404500 | 10 | 428500 | 404500
[5 empty] | 429500404500 | 10 | 429500 | 404500
[5 empty] | 430500404500 | 10 | 430500 | 404500
[5 empty] | 431500404500 | 10 | 431500 | 404500
[5 empty] | 432500404500 | 10 | 432500 | 404500
[5 empty] | 433500404500 | 10 | 433500 | 404500
[5 empty] | 434500404500 | 10 | 434500 | 404500
[5 empty] | 435500404500 | 10 | 435500 | 404500
[5 empty] | 436500404500 | 10 | 436500 | 404500
[5 empty] | 437500404500 | 10 | 437500 | 404500
[5 empty] | 438500404500 | 10 | 438500 | 404500
[5 empty] | 439500404500 | 10 | 439500 | 404500
[5 empty] | 440500404500 | 10 | 440500 | 404500
[5 empty] | 441500404500 | 10 | 441500 | 404500
[5 empty] | 442500404500 | 10 | 442500 | 404500
[5 empty] | 443500404500 | 10 | 443500 | 404500
[5 empty] | 444500404500 | 10 | 444500 | 404500
[5 empty] | 445500404500 | 10 | 445500 | 404500
[5 empty] | 446500404500 | 10 | 446500 | 404500
[5 empty] | 412500403500 | 10 | 412500 | 403500
[5 empty] | 413500403500 | 10 | 413500 | 403500
[5 empty] | 414500403500 | 10 | 414500 | 403500
[5 empty] | 415500403500 | 10 | 415500 | 403500
[5 empty] | 416500403500 | 10 | 416500 | 403500
[5 empty] | 417500403500 | 10 | 417500 | 403500
[5 empty] | 418500403500 | 10 | 418500 | 403500
[5 empty] | 419500403500 | 10 | 419500 | 403500
[5 empty] | 420500403500 | 10 | 420500 | 403500
[5 empty] | 421500403500 | 10 | 421500 | 403500
[5 empty] | 422500403500 | 10 | 422500 | 403500
[5 empty] | 423500403500 | 10 | 423500 | 403500
[5 empty] | 424500403500 | 10 | 424500 | 403500
[5 empty] | 425500403500 | 10 | 425500 | 403500
[5 empty] | 426500403500 | 10 | 426500 | 403500
[5 empty] | 427500403500 | 10 | 427500 | 403500
[5 empty] | 428500403500 | 10 | 428500 | 403500
[5 empty] | 429500403500 | 10 | 429500 | 403500
[5 empty] | 430500403500 | 10 | 430500 | 403500
[5 empty] | 431500403500 | 10 | 431500 | 403500
[5 empty] | 432500403500 | 10 | 432500 | 403500
[5 empty] | 433500403500 | 10 | 433500 | 403500
[5 empty] | 434500403500 | 10 | 434500 | 403500
[5 empty] | 435500403500 | 10 | 435500 | 403500
[5 empty] | 436500403500 | 10 | 436500 | 403500
[5 empty] | 437500403500 | 10 | 437500 | 403500
[5 empty] | 438500403500 | 10 | 438500 | 403500
[5 empty] | 439500403500 | 10 | 439500 | 403500
[5 empty] | 440500403500 | 10 | 440500 | 403500
[5 empty] | 441500403500 | 10 | 441500 | 403500
[5 empty] | 442500403500 | 10 | 442500 | 403500
[5 empty] | 443500403500 | 10 | 443500 | 403500
[5 empty] | 444500403500 | 10 | 444500 | 403500
[5 empty] | 445500403500 | 10 | 445500 | 403500
[5 empty] | 446500403500 | 10 | 446500 | 403500
[5 empty] | 447500403500 | 10 | 447500 | 403500
[5 empty] | 412500402500 | 10 | 412500 | 402500
[5 empty] | 413500402500 | 10 | 413500 | 402500
[5 empty] | 414500402500 | 10 | 414500 | 402500
[5 empty] | 415500402500 | 10 | 415500 | 402500
[5 empty] | 416500402500 | 10 | 416500 | 402500
[5 empty] | 417500402500 | 10 | 417500 | 402500
[5 empty] | 418500402500 | 10 | 418500 | 402500
[5 empty] | 419500402500 | 10 | 419500 | 402500
[5 empty] | 420500402500 | 10 | 420500 | 402500
[5 empty] | 421500402500 | 10 | 421500 | 402500
[5 empty] | 422500402500 | 10 | 422500 | 402500
[5 empty] | 423500402500 | 10 | 423500 | 402500
[5 empty] | 424500402500 | 10 | 424500 | 402500
[5 empty] | 425500402500 | 10 | 425500 | 402500
[5 empty] | 426500402500 | 10 | 426500 | 402500
[5 empty] | 427500402500 | 10 | 427500 | 402500
[5 empty] | 428500402500 | 10 | 428500 | 402500
[5 empty] | 429500402500 | 10 | 429500 | 402500
[5 empty] | 430500402500 | 10 | 430500 | 402500
[5 empty] | 431500402500 | 10 | 431500 | 402500
[5 empty] | 432500402500 | 10 | 432500 | 402500
[5 empty] | 433500402500 | 10 | 433500 | 402500
[5 empty] | 434500402500 | 10 | 434500 | 402500
[5 empty] | 435500402500 | 10 | 435500 | 402500
[5 empty] | 436500402500 | 10 | 436500 | 402500
[5 empty] | 437500402500 | 10 | 437500 | 402500
[5 empty] | 438500402500 | 10 | 438500 | 402500
[5 empty] | 439500402500 | 10 | 439500 | 402500
[5 empty] | 440500402500 | 10 | 440500 | 402500
[5 empty] | 441500402500 | 10 | 441500 | 402500
[5 empty] | 442500402500 | 10 | 442500 | 402500
[5 empty] | 443500402500 | 10 | 443500 | 402500
[5 empty] | 444500402500 | 10 | 444500 | 402500
[5 empty] | 445500402500 | 10 | 445500 | 402500
[5 empty] | 446500402500 | 10 | 446500 | 402500
[5 empty] | 447500402500 | 10 | 447500 | 402500
[5 empty] | 413500401500 | 10 | 413500 | 401500
[5 empty] | 414500401500 | 10 | 414500 | 401500
[5 empty] | 415500401500 | 10 | 415500 | 401500
[5 empty] | 416500401500 | 10 | 416500 | 401500
[5 empty] | 417500401500 | 10 | 417500 | 401500
[5 empty] | 418500401500 | 10 | 418500 | 401500
[5 empty] | 419500401500 | 10 | 419500 | 401500
[5 empty] | 420500401500 | 10 | 420500 | 401500
[5 empty] | 421500401500 | 10 | 421500 | 401500
[5 empty] | 422500401500 | 10 | 422500 | 401500
[5 empty] | 423500401500 | 10 | 423500 | 401500
[5 empty] | 424500401500 | 10 | 424500 | 401500
[5 empty] | 425500401500 | 10 | 425500 | 401500
[5 empty] | 426500401500 | 10 | 426500 | 401500
[5 empty] | 427500401500 | 10 | 427500 | 401500
[5 empty] | 428500401500 | 10 | 428500 | 401500
[5 empty] | 429500401500 | 10 | 429500 | 401500
[5 empty] | 430500401500 | 10 | 430500 | 401500
[5 empty] | 431500401500 | 10 | 431500 | 401500
[5 empty] | 432500401500 | 10 | 432500 | 401500
[5 empty] | 433500401500 | 10 | 433500 | 401500
[5 empty] | 434500401500 | 10 | 434500 | 401500
[5 empty] | 435500401500 | 10 | 435500 | 401500
[5 empty] | 436500401500 | 10 | 436500 | 401500
[5 empty] | 437500401500 | 10 | 437500 | 401500
[5 empty] | 438500401500 | 10 | 438500 | 401500
[5 empty] | 439500401500 | 10 | 439500 | 401500
[5 empty] | 414500400500 | 10 | 414500 | 400500
[5 empty] | 415500400500 | 10 | 415500 | 400500
[5 empty] | 416500400500 | 10 | 416500 | 400500
[5 empty] | 417500400500 | 10 | 417500 | 400500
[5 empty] | 418500400500 | 10 | 418500 | 400500
[5 empty] | 420500400500 | 10 | 420500 | 400500
[5 empty] | 421500400500 | 10 | 421500 | 400500
[5 empty] | 422500400500 | 10 | 422500 | 400500
[5 empty] | 423500400500 | 10 | 423500 | 400500
[5 empty] | 424500400500 | 10 | 424500 | 400500
[5 empty] | 425500400500 | 10 | 425500 | 400500
[5 empty] | 426500400500 | 10 | 426500 | 400500
[5 empty] | 427500400500 | 10 | 427500 | 400500
[5 empty] | 428500400500 | 10 | 428500 | 400500
[5 empty] | 429500400500 | 10 | 429500 | 400500
[5 empty] | 430500400500 | 10 | 430500 | 400500
[5 empty] | 431500400500 | 10 | 431500 | 400500
[5 empty] | 432500400500 | 10 | 432500 | 400500
[5 empty] | 433500400500 | 10 | 433500 | 400500
[5 empty] | 434500400500 | 10 | 434500 | 400500
[5 empty] | 435500400500 | 10 | 435500 | 400500
[5 empty] | 436500400500 | 10 | 436500 | 400500
[5 empty] | 437500400500 | 10 | 437500 | 400500
[5 empty] | 438500400500 | 10 | 438500 | 400500
[5 empty] | 413500399500 | 10 | 413500 | 399500
[5 empty] | 414500399500 | 10 | 414500 | 399500
[5 empty] | 415500399500 | 10 | 415500 | 399500
[5 empty] | 416500399500 | 10 | 416500 | 399500
[5 empty] | 417500399500 | 10 | 417500 | 399500
[5 empty] | 427500399500 | 10 | 427500 | 399500
[5 empty] | 428500399500 | 10 | 428500 | 399500
[5 empty] | 429500399500 | 10 | 429500 | 399500
[5 empty] | 430500399500 | 10 | 430500 | 399500
[5 empty] | 431500399500 | 10 | 431500 | 399500
[5 empty] | 432500399500 | 10 | 432500 | 399500
[5 empty] | 433500399500 | 10 | 433500 | 399500
[5 empty] | 434500399500 | 10 | 434500 | 399500
[5 empty] | 435500399500 | 10 | 435500 | 399500
[5 empty] | 436500399500 | 10 | 436500 | 399500
[5 empty] | 437500399500 | 10 | 437500 | 399500
[5 empty] | 438500399500 | 10 | 438500 | 399500
[5 empty] | 413500398500 | 10 | 413500 | 398500
[5 empty] | 415500398500 | 10 | 415500 | 398500
[5 empty] | 416500398500 | 10 | 416500 | 398500
[5 empty] | 417500398500 | 10 | 417500 | 398500
[5 empty] | 429500398500 | 10 | 429500 | 398500
[5 empty] | 430500398500 | 10 | 430500 | 398500
[5 empty] | 431500398500 | 10 | 431500 | 398500
[5 empty] | 432500398500 | 10 | 432500 | 398500
[5 empty] | 433500398500 | 10 | 433500 | 398500
[5 empty] | 435500398500 | 10 | 435500 | 398500
[5 empty] | 436500398500 | 10 | 436500 | 398500
[5 empty] | 430500397500 | 10 | 430500 | 397500
[5 empty] | 431500397500 | 10 | 431500 | 397500
[5 empty] | 432500397500 | 10 | 432500 | 397500
[5 empty] | 431500396500 | 10 | 431500 | 396500
[5 empty] | 430500395500 | 10 | 430500 | 395500
[5 empty] | 431500395500 | 10 | 431500 | 395500
[5 empty] | 430500394500 | 10 | 430500 | 394500
[5 empty] | 431500394500 | 10 | 431500 | 394500
[5 empty] | 320500479500 | 11 | 320500 | 479500
[5 empty] | 321500479500 | 11 | 321500 | 479500
[5 empty] | 322500479500 | 11 | 322500 | 479500
[5 empty] | 324500479500 | 11 | 324500 | 479500
[5 empty] | 320500478500 | 11 | 320500 | 478500
[5 empty] | 321500478500 | 11 | 321500 | 478500
[5 empty] | 322500478500 | 11 | 322500 | 478500
[5 empty] | 323500478500 | 11 | 323500 | 478500
[5 empty] | 320500477500 | 11 | 320500 | 477500
[5 empty] | 321500477500 | 11 | 321500 | 477500
[5 empty] | 322500477500 | 11 | 322500 | 477500
[5 empty] | 323500477500 | 11 | 323500 | 477500
[5 empty] | 324500477500 | 11 | 324500 | 477500
[5 empty] | 320500476500 | 11 | 320500 | 476500
[5 empty] | 321500476500 | 11 | 321500 | 476500
[5 empty] | 322500476500 | 11 | 322500 | 476500
[5 empty] | 323500476500 | 11 | 323500 | 476500
[5 empty] | 324500476500 | 11 | 324500 | 476500
[5 empty] | 318500475500 | 11 | 318500 | 475500
[5 empty] | 319500475500 | 11 | 319500 | 475500
[5 empty] | 320500475500 | 11 | 320500 | 475500
[5 empty] | 321500475500 | 11 | 321500 | 475500
[5 empty] | 322500475500 | 11 | 322500 | 475500
[5 empty] | 323500475500 | 11 | 323500 | 475500
[5 empty] | 324500475500 | 11 | 324500 | 475500
[5 empty] | 318500474500 | 11 | 318500 | 474500
[5 empty] | 319500474500 | 11 | 319500 | 474500
[5 empty] | 320500474500 | 11 | 320500 | 474500
[5 empty] | 321500474500 | 11 | 321500 | 474500
[5 empty] | 322500474500 | 11 | 322500 | 474500
[5 empty] | 323500474500 | 11 | 323500 | 474500
[5 empty] | 324500474500 | 11 | 324500 | 474500
[5 empty] | 316500473500 | 11 | 316500 | 473500
[5 empty] | 317500473500 | 11 | 317500 | 473500
[5 empty] | 318500473500 | 11 | 318500 | 473500
[5 empty] | 319500473500 | 11 | 319500 | 473500
[5 empty] | 320500473500 | 11 | 320500 | 473500
[5 empty] | 321500473500 | 11 | 321500 | 473500
[5 empty] | 322500473500 | 11 | 322500 | 473500
[5 empty] | 323500473500 | 11 | 323500 | 473500
[5 empty] | 316500472500 | 11 | 316500 | 472500
[5 empty] | 317500472500 | 11 | 317500 | 472500
[5 empty] | 318500472500 | 11 | 318500 | 472500
[5 empty] | 319500472500 | 11 | 319500 | 472500
[5 empty] | 320500472500 | 11 | 320500 | 472500
[5 empty] | 321500472500 | 11 | 321500 | 472500
[5 empty] | 322500472500 | 11 | 322500 | 472500
[5 empty] | 323500472500 | 11 | 323500 | 472500
[5 empty] | 316500471500 | 11 | 316500 | 471500
[5 empty] | 317500471500 | 11 | 317500 | 471500
[5 empty] | 318500471500 | 11 | 318500 | 471500
[5 empty] | 319500471500 | 11 | 319500 | 471500
[5 empty] | 320500471500 | 11 | 320500 | 471500
[5 empty] | 321500471500 | 11 | 321500 | 471500
[5 empty] | 322500471500 | 11 | 322500 | 471500
[5 empty] | 323500471500 | 11 | 323500 | 471500
[5 empty] | 316500470500 | 11 | 316500 | 470500
[5 empty] | 317500470500 | 11 | 317500 | 470500
[5 empty] | 318500470500 | 11 | 318500 | 470500
[5 empty] | 319500470500 | 11 | 319500 | 470500
[5 empty] | 320500470500 | 11 | 320500 | 470500
[5 empty] | 321500470500 | 11 | 321500 | 470500
[5 empty] | 322500470500 | 11 | 322500 | 470500
[5 empty] | 323500470500 | 11 | 323500 | 470500
[5 empty] | 316500469500 | 11 | 316500 | 469500
[5 empty] | 317500469500 | 11 | 317500 | 469500
[5 empty] | 318500469500 | 11 | 318500 | 469500
[5 empty] | 319500469500 | 11 | 319500 | 469500
[5 empty] | 320500469500 | 11 | 320500 | 469500
[5 empty] | 321500469500 | 11 | 321500 | 469500
[5 empty] | 322500469500 | 11 | 322500 | 469500
[5 empty] | 317500468500 | 11 | 317500 | 468500
[5 empty] | 318500468500 | 11 | 318500 | 468500
[5 empty] | 319500468500 | 11 | 319500 | 468500
[5 empty] | 320500468500 | 11 | 320500 | 468500
[5 empty] | 321500468500 | 11 | 321500 | 468500
[5 empty] | 322500468500 | 11 | 322500 | 468500
[5 empty] | 323500468500 | 11 | 323500 | 468500
[5 empty] | 317500467500 | 11 | 317500 | 467500
[5 empty] | 318500467500 | 11 | 318500 | 467500
[5 empty] | 319500467500 | 11 | 319500 | 467500
[5 empty] | 320500467500 | 11 | 320500 | 467500
[5 empty] | 321500467500 | 11 | 321500 | 467500
[5 empty] | 322500467500 | 11 | 322500 | 467500
[5 empty] | 323500467500 | 11 | 323500 | 467500
[5 empty] | 324500467500 | 11 | 324500 | 467500
[5 empty] | 317500466500 | 11 | 317500 | 466500
[5 empty] | 318500466500 | 11 | 318500 | 466500
[5 empty] | 319500466500 | 11 | 319500 | 466500
[5 empty] | 320500466500 | 11 | 320500 | 466500
[5 empty] | 322500466500 | 11 | 322500 | 466500
[5 empty] | 323500466500 | 11 | 323500 | 466500
[5 empty] | 324500466500 | 11 | 324500 | 466500
[5 empty] | 318500465500 | 11 | 318500 | 465500
[5 empty] | 319500465500 | 11 | 319500 | 465500
[5 empty] | 320500465500 | 11 | 320500 | 465500
[5 empty] | 323500465500 | 11 | 323500 | 465500
[5 empty] | 324500465500 | 11 | 324500 | 465500
[5 empty] | 319500464500 | 11 | 319500 | 464500
[5 empty] | 320500464500 | 11 | 320500 | 464500
[5 empty] | 321500464500 | 11 | 321500 | 464500
[5 empty] | 323500464500 | 11 | 323500 | 464500
[5 empty] | 324500464500 | 11 | 324500 | 464500
[5 empty] | 325500464500 | 11 | 325500 | 464500
[5 empty] | 319500463500 | 11 | 319500 | 463500
[5 empty] | 320500463500 | 11 | 320500 | 463500
[5 empty] | 321500463500 | 11 | 321500 | 463500
[5 empty] | 323500463500 | 11 | 323500 | 463500
[5 empty] | 324500463500 | 11 | 324500 | 463500
[5 empty] | 325500463500 | 11 | 325500 | 463500
[5 empty] | 320500462500 | 11 | 320500 | 462500
[5 empty] | 321500462500 | 11 | 321500 | 462500
[5 empty] | 322500462500 | 11 | 322500 | 462500
[5 empty] | 323500462500 | 11 | 323500 | 462500
[5 empty] | 320500461500 | 11 | 320500 | 461500
[5 empty] | 321500461500 | 11 | 321500 | 461500
[5 empty] | 322500461500 | 11 | 322500 | 461500
[5 empty] | 323500461500 | 11 | 323500 | 461500
[5 empty] | 566500196500 | 12 | 566500 | 196500
[5 empty] | 567500196500 | 12 | 567500 | 196500
[5 empty] | 568500196500 | 12 | 568500 | 196500
[5 empty] | 565500195500 | 12 | 565500 | 195500
[5 empty] | 566500195500 | 12 | 566500 | 195500
[5 empty] | 567500195500 | 12 | 567500 | 195500
[5 empty] | 568500195500 | 12 | 568500 | 195500
[5 empty] | 565500194500 | 12 | 565500 | 194500
[5 empty] | 566500194500 | 12 | 566500 | 194500
[5 empty] | 567500194500 | 12 | 567500 | 194500
[5 empty] | 568500194500 | 12 | 568500 | 194500
[5 empty] | 569500194500 | 12 | 569500 | 194500
[5 empty] | 570500194500 | 12 | 570500 | 194500
[5 empty] | 571500194500 | 12 | 571500 | 194500
[5 empty] | 572500194500 | 12 | 572500 | 194500
[5 empty] | 573500194500 | 12 | 573500 | 194500
[5 empty] | 574500194500 | 12 | 574500 | 194500
[5 empty] | 565500193500 | 12 | 565500 | 193500
[5 empty] | 566500193500 | 12 | 566500 | 193500
[5 empty] | 567500193500 | 12 | 567500 | 193500
[5 empty] | 568500193500 | 12 | 568500 | 193500
[5 empty] | 569500193500 | 12 | 569500 | 193500
[5 empty] | 570500193500 | 12 | 570500 | 193500
[5 empty] | 571500193500 | 12 | 571500 | 193500
[5 empty] | 572500193500 | 12 | 572500 | 193500
[5 empty] | 573500193500 | 12 | 573500 | 193500
[5 empty] | 574500193500 | 12 | 574500 | 193500
[5 empty] | 575500193500 | 12 | 575500 | 193500
[5 empty] | 576500193500 | 12 | 576500 | 193500
[5 empty] | 565500192500 | 12 | 565500 | 192500
[5 empty] | 566500192500 | 12 | 566500 | 192500
[5 empty] | 567500192500 | 12 | 567500 | 192500
[5 empty] | 568500192500 | 12 | 568500 | 192500
[5 empty] | 569500192500 | 12 | 569500 | 192500
[5 empty] | 570500192500 | 12 | 570500 | 192500
[5 empty] | 571500192500 | 12 | 571500 | 192500
[5 empty] | 572500192500 | 12 | 572500 | 192500
[5 empty] | 573500192500 | 12 | 573500 | 192500
[5 empty] | 574500192500 | 12 | 574500 | 192500
[5 empty] | 575500192500 | 12 | 575500 | 192500
[5 empty] | 576500192500 | 12 | 576500 | 192500
[5 empty] | 565500191500 | 12 | 565500 | 191500
[5 empty] | 566500191500 | 12 | 566500 | 191500
[5 empty] | 567500191500 | 12 | 567500 | 191500
[5 empty] | 568500191500 | 12 | 568500 | 191500
[5 empty] | 569500191500 | 12 | 569500 | 191500
[5 empty] | 570500191500 | 12 | 570500 | 191500
[5 empty] | 571500191500 | 12 | 571500 | 191500
[5 empty] | 572500191500 | 12 | 572500 | 191500
[5 empty] | 573500191500 | 12 | 573500 | 191500
[5 empty] | 574500191500 | 12 | 574500 | 191500
[5 empty] | 575500191500 | 12 | 575500 | 191500
[5 empty] | 576500191500 | 12 | 576500 | 191500
[5 empty] | 565500190500 | 12 | 565500 | 190500
[5 empty] | 566500190500 | 12 | 566500 | 190500
[5 empty] | 567500190500 | 12 | 567500 | 190500
[5 empty] | 568500190500 | 12 | 568500 | 190500
[5 empty] | 569500190500 | 12 | 569500 | 190500
[5 empty] | 570500190500 | 12 | 570500 | 190500
[5 empty] | 571500190500 | 12 | 571500 | 190500
[5 empty] | 572500190500 | 12 | 572500 | 190500
[5 empty] | 573500190500 | 12 | 573500 | 190500
[5 empty] | 574500190500 | 12 | 574500 | 190500
[5 empty] | 575500190500 | 12 | 575500 | 190500
[5 empty] | 576500190500 | 12 | 576500 | 190500
[5 empty] | 577500190500 | 12 | 577500 | 190500
[5 empty] | 565500189500 | 12 | 565500 | 189500
[5 empty] | 566500189500 | 12 | 566500 | 189500
[5 empty] | 567500189500 | 12 | 567500 | 189500
[5 empty] | 568500189500 | 12 | 568500 | 189500
[5 empty] | 569500189500 | 12 | 569500 | 189500
[5 empty] | 570500189500 | 12 | 570500 | 189500
[5 empty] | 571500189500 | 12 | 571500 | 189500
[5 empty] | 572500189500 | 12 | 572500 | 189500
[5 empty] | 573500189500 | 12 | 573500 | 189500
[5 empty] | 574500189500 | 12 | 574500 | 189500
[5 empty] | 575500189500 | 12 | 575500 | 189500
[5 empty] | 576500189500 | 12 | 576500 | 189500
[5 empty] | 565500188500 | 12 | 565500 | 188500
[5 empty] | 566500188500 | 12 | 566500 | 188500
[5 empty] | 567500188500 | 12 | 567500 | 188500
[5 empty] | 568500188500 | 12 | 568500 | 188500
[5 empty] | 569500188500 | 12 | 569500 | 188500
[5 empty] | 570500188500 | 12 | 570500 | 188500
[5 empty] | 571500188500 | 12 | 571500 | 188500
[5 empty] | 572500188500 | 12 | 572500 | 188500
[5 empty] | 573500188500 | 12 | 573500 | 188500
[5 empty] | 574500188500 | 12 | 574500 | 188500
[5 empty] | 575500188500 | 12 | 575500 | 188500
[5 empty] | 566500187500 | 12 | 566500 | 187500
[5 empty] | 567500187500 | 12 | 567500 | 187500
[5 empty] | 568500187500 | 12 | 568500 | 187500
[5 empty] | 569500187500 | 12 | 569500 | 187500
[5 empty] | 570500187500 | 12 | 570500 | 187500
[5 empty] | 571500187500 | 12 | 571500 | 187500
[5 empty] | 572500187500 | 12 | 572500 | 187500
[5 empty] | 573500187500 | 12 | 573500 | 187500
[5 empty] | 574500187500 | 12 | 574500 | 187500
[5 empty] | 575500187500 | 12 | 575500 | 187500
[5 empty] | 568500186500 | 12 | 568500 | 186500
[5 empty] | 569500186500 | 12 | 569500 | 186500
[5 empty] | 571500186500 | 12 | 571500 | 186500
[5 empty] | 572500186500 | 12 | 572500 | 186500
[5 empty] | 573500186500 | 12 | 573500 | 186500
[5 empty] | 574500186500 | 12 | 574500 | 186500
[5 empty] | 575500186500 | 12 | 575500 | 186500
[5 empty] | 573500185500 | 12 | 573500 | 185500
[5 empty] | 574500185500 | 12 | 574500 | 185500
[5 empty] | 575500185500 | 12 | 575500 | 185500
[5 empty] | 574500184500 | 12 | 574500 | 184500
[5 empty] | 575500184500 | 12 | 575500 | 184500
[5 empty] | 462500164500 | 13 | 462500 | 164500
[5 empty] | 463500164500 | 13 | 463500 | 164500
[5 empty] | 464500164500 | 13 | 464500 | 164500
[5 empty] | 441500163500 | 13 | 441500 | 163500
[5 empty] | 442500163500 | 13 | 442500 | 163500
[5 empty] | 446500163500 | 13 | 446500 | 163500
[5 empty] | 447500163500 | 13 | 447500 | 163500
[5 empty] | 448500163500 | 13 | 448500 | 163500
[5 empty] | 449500163500 | 13 | 449500 | 163500
[5 empty] | 451500163500 | 13 | 451500 | 163500
[5 empty] | 452500163500 | 13 | 452500 | 163500
[5 empty] | 462500163500 | 13 | 462500 | 163500
[5 empty] | 463500163500 | 13 | 463500 | 163500
[5 empty] | 464500163500 | 13 | 464500 | 163500
[5 empty] | 465500163500 | 13 | 465500 | 163500
[5 empty] | 440500162500 | 13 | 440500 | 162500
[5 empty] | 441500162500 | 13 | 441500 | 162500
[5 empty] | 442500162500 | 13 | 442500 | 162500
[5 empty] | 443500162500 | 13 | 443500 | 162500
[5 empty] | 444500162500 | 13 | 444500 | 162500
[5 empty] | 445500162500 | 13 | 445500 | 162500
[5 empty] | 446500162500 | 13 | 446500 | 162500
[5 empty] | 447500162500 | 13 | 447500 | 162500
[5 empty] | 448500162500 | 13 | 448500 | 162500
[5 empty] | 449500162500 | 13 | 449500 | 162500
[5 empty] | 450500162500 | 13 | 450500 | 162500
[5 empty] | 451500162500 | 13 | 451500 | 162500
[5 empty] | 452500162500 | 13 | 452500 | 162500
[5 empty] | 453500162500 | 13 | 453500 | 162500
[5 empty] | 454500162500 | 13 | 454500 | 162500
[5 empty] | 455500162500 | 13 | 455500 | 162500
[5 empty] | 456500162500 | 13 | 456500 | 162500
[5 empty] | 457500162500 | 13 | 457500 | 162500
[5 empty] | 458500162500 | 13 | 458500 | 162500
[5 empty] | 459500162500 | 13 | 459500 | 162500
[5 empty] | 461500162500 | 13 | 461500 | 162500
[5 empty] | 462500162500 | 13 | 462500 | 162500
[5 empty] | 463500162500 | 13 | 463500 | 162500
[5 empty] | 464500162500 | 13 | 464500 | 162500
[5 empty] | 465500162500 | 13 | 465500 | 162500
[5 empty] | 466500162500 | 13 | 466500 | 162500
[5 empty] | 467500162500 | 13 | 467500 | 162500
[5 empty] | 468500162500 | 13 | 468500 | 162500
[5 empty] | 469500162500 | 13 | 469500 | 162500
[5 empty] | 470500162500 | 13 | 470500 | 162500
[5 empty] | 439500161500 | 13 | 439500 | 161500
[5 empty] | 440500161500 | 13 | 440500 | 161500
[5 empty] | 441500161500 | 13 | 441500 | 161500
[5 empty] | 442500161500 | 13 | 442500 | 161500
[5 empty] | 443500161500 | 13 | 443500 | 161500
[5 empty] | 444500161500 | 13 | 444500 | 161500
[5 empty] | 445500161500 | 13 | 445500 | 161500
[5 empty] | 446500161500 | 13 | 446500 | 161500
[5 empty] | 447500161500 | 13 | 447500 | 161500
[5 empty] | 448500161500 | 13 | 448500 | 161500
[5 empty] | 449500161500 | 13 | 449500 | 161500
[5 empty] | 450500161500 | 13 | 450500 | 161500
[5 empty] | 451500161500 | 13 | 451500 | 161500
[5 empty] | 452500161500 | 13 | 452500 | 161500
[5 empty] | 453500161500 | 13 | 453500 | 161500
[5 empty] | 454500161500 | 13 | 454500 | 161500
[5 empty] | 455500161500 | 13 | 455500 | 161500
[5 empty] | 456500161500 | 13 | 456500 | 161500
[5 empty] | 457500161500 | 13 | 457500 | 161500
[5 empty] | 458500161500 | 13 | 458500 | 161500
[5 empty] | 459500161500 | 13 | 459500 | 161500
[5 empty] | 460500161500 | 13 | 460500 | 161500
[5 empty] | 461500161500 | 13 | 461500 | 161500
[5 empty] | 462500161500 | 13 | 462500 | 161500
[5 empty] | 463500161500 | 13 | 463500 | 161500
[5 empty] | 464500161500 | 13 | 464500 | 161500
[5 empty] | 465500161500 | 13 | 465500 | 161500
[5 empty] | 466500161500 | 13 | 466500 | 161500
[5 empty] | 467500161500 | 13 | 467500 | 161500
[5 empty] | 468500161500 | 13 | 468500 | 161500
[5 empty] | 469500161500 | 13 | 469500 | 161500
[5 empty] | 439500160500 | 13 | 439500 | 160500
[5 empty] | 440500160500 | 13 | 440500 | 160500
[5 empty] | 441500160500 | 13 | 441500 | 160500
[5 empty] | 442500160500 | 13 | 442500 | 160500
[5 empty] | 443500160500 | 13 | 443500 | 160500
[5 empty] | 444500160500 | 13 | 444500 | 160500
[5 empty] | 445500160500 | 13 | 445500 | 160500
[5 empty] | 446500160500 | 13 | 446500 | 160500
[5 empty] | 447500160500 | 13 | 447500 | 160500
[5 empty] | 448500160500 | 13 | 448500 | 160500
[5 empty] | 449500160500 | 13 | 449500 | 160500
[5 empty] | 450500160500 | 13 | 450500 | 160500
[5 empty] | 451500160500 | 13 | 451500 | 160500
[5 empty] | 452500160500 | 13 | 452500 | 160500
[5 empty] | 453500160500 | 13 | 453500 | 160500
[5 empty] | 454500160500 | 13 | 454500 | 160500
[5 empty] | 455500160500 | 13 | 455500 | 160500
[5 empty] | 456500160500 | 13 | 456500 | 160500
[5 empty] | 457500160500 | 13 | 457500 | 160500
[5 empty] | 458500160500 | 13 | 458500 | 160500
[5 empty] | 459500160500 | 13 | 459500 | 160500
[5 empty] | 460500160500 | 13 | 460500 | 160500
[5 empty] | 461500160500 | 13 | 461500 | 160500
[5 empty] | 462500160500 | 13 | 462500 | 160500
[5 empty] | 463500160500 | 13 | 463500 | 160500
[5 empty] | 464500160500 | 13 | 464500 | 160500
[5 empty] | 465500160500 | 13 | 465500 | 160500
[5 empty] | 466500160500 | 13 | 466500 | 160500
[5 empty] | 467500160500 | 13 | 467500 | 160500
[5 empty] | 468500160500 | 13 | 468500 | 160500
[5 empty] | 469500160500 | 13 | 469500 | 160500
[5 empty] | 470500160500 | 13 | 470500 | 160500
[5 empty] | 440500159500 | 13 | 440500 | 159500
[5 empty] | 441500159500 | 13 | 441500 | 159500
[5 empty] | 442500159500 | 13 | 442500 | 159500
[5 empty] | 443500159500 | 13 | 443500 | 159500
[5 empty] | 444500159500 | 13 | 444500 | 159500
[5 empty] | 445500159500 | 13 | 445500 | 159500
[5 empty] | 446500159500 | 13 | 446500 | 159500
[5 empty] | 447500159500 | 13 | 447500 | 159500
[5 empty] | 448500159500 | 13 | 448500 | 159500
[5 empty] | 449500159500 | 13 | 449500 | 159500
[5 empty] | 450500159500 | 13 | 450500 | 159500
[5 empty] | 451500159500 | 13 | 451500 | 159500
[5 empty] | 452500159500 | 13 | 452500 | 159500
[5 empty] | 453500159500 | 13 | 453500 | 159500
[5 empty] | 454500159500 | 13 | 454500 | 159500
[5 empty] | 455500159500 | 13 | 455500 | 159500
[5 empty] | 456500159500 | 13 | 456500 | 159500
[5 empty] | 457500159500 | 13 | 457500 | 159500
[5 empty] | 458500159500 | 13 | 458500 | 159500
[5 empty] | 459500159500 | 13 | 459500 | 159500
[5 empty] | 460500159500 | 13 | 460500 | 159500
[5 empty] | 461500159500 | 13 | 461500 | 159500
[5 empty] | 462500159500 | 13 | 462500 | 159500
[5 empty] | 463500159500 | 13 | 463500 | 159500
[5 empty] | 464500159500 | 13 | 464500 | 159500
[5 empty] | 465500159500 | 13 | 465500 | 159500
[5 empty] | 466500159500 | 13 | 466500 | 159500
[5 empty] | 467500159500 | 13 | 467500 | 159500
[5 empty] | 468500159500 | 13 | 468500 | 159500
[5 empty] | 469500159500 | 13 | 469500 | 159500
[5 empty] | 470500159500 | 13 | 470500 | 159500
[5 empty] | 441500158500 | 13 | 441500 | 158500
[5 empty] | 442500158500 | 13 | 442500 | 158500
[5 empty] | 443500158500 | 13 | 443500 | 158500
[5 empty] | 444500158500 | 13 | 444500 | 158500
[5 empty] | 445500158500 | 13 | 445500 | 158500
[5 empty] | 446500158500 | 13 | 446500 | 158500
[5 empty] | 447500158500 | 13 | 447500 | 158500
[5 empty] | 448500158500 | 13 | 448500 | 158500
[5 empty] | 449500158500 | 13 | 449500 | 158500
[5 empty] | 450500158500 | 13 | 450500 | 158500
[5 empty] | 451500158500 | 13 | 451500 | 158500
[5 empty] | 452500158500 | 13 | 452500 | 158500
[5 empty] | 453500158500 | 13 | 453500 | 158500
[5 empty] | 454500158500 | 13 | 454500 | 158500
[5 empty] | 455500158500 | 13 | 455500 | 158500
[5 empty] | 456500158500 | 13 | 456500 | 158500
[5 empty] | 457500158500 | 13 | 457500 | 158500
[5 empty] | 458500158500 | 13 | 458500 | 158500
[5 empty] | 459500158500 | 13 | 459500 | 158500
[5 empty] | 460500158500 | 13 | 460500 | 158500
[5 empty] | 461500158500 | 13 | 461500 | 158500
[5 empty] | 462500158500 | 13 | 462500 | 158500
[5 empty] | 463500158500 | 13 | 463500 | 158500
[5 empty] | 464500158500 | 13 | 464500 | 158500
[5 empty] | 465500158500 | 13 | 465500 | 158500
[5 empty] | 466500158500 | 13 | 466500 | 158500
[5 empty] | 467500158500 | 13 | 467500 | 158500
[5 empty] | 468500158500 | 13 | 468500 | 158500
[5 empty] | 469500158500 | 13 | 469500 | 158500
[5 empty] | 470500158500 | 13 | 470500 | 158500
[5 empty] | 440500157500 | 13 | 440500 | 157500
[5 empty] | 441500157500 | 13 | 441500 | 157500
[5 empty] | 442500157500 | 13 | 442500 | 157500
[5 empty] | 443500157500 | 13 | 443500 | 157500
[5 empty] | 444500157500 | 13 | 444500 | 157500
[5 empty] | 445500157500 | 13 | 445500 | 157500
[5 empty] | 446500157500 | 13 | 446500 | 157500
[5 empty] | 447500157500 | 13 | 447500 | 157500
[5 empty] | 448500157500 | 13 | 448500 | 157500
[5 empty] | 449500157500 | 13 | 449500 | 157500
[5 empty] | 450500157500 | 13 | 450500 | 157500
[5 empty] | 451500157500 | 13 | 451500 | 157500
[5 empty] | 452500157500 | 13 | 452500 | 157500
[5 empty] | 453500157500 | 13 | 453500 | 157500
[5 empty] | 454500157500 | 13 | 454500 | 157500
[5 empty] | 455500157500 | 13 | 455500 | 157500
[5 empty] | 456500157500 | 13 | 456500 | 157500
[5 empty] | 457500157500 | 13 | 457500 | 157500
[5 empty] | 458500157500 | 13 | 458500 | 157500
[5 empty] | 459500157500 | 13 | 459500 | 157500
[5 empty] | 460500157500 | 13 | 460500 | 157500
[5 empty] | 461500157500 | 13 | 461500 | 157500
[5 empty] | 462500157500 | 13 | 462500 | 157500
[5 empty] | 463500157500 | 13 | 463500 | 157500
[5 empty] | 464500157500 | 13 | 464500 | 157500
[5 empty] | 465500157500 | 13 | 465500 | 157500
[5 empty] | 466500157500 | 13 | 466500 | 157500
[5 empty] | 467500157500 | 13 | 467500 | 157500
[5 empty] | 468500157500 | 13 | 468500 | 157500
[5 empty] | 469500157500 | 13 | 469500 | 157500
[5 empty] | 470500157500 | 13 | 470500 | 157500
[5 empty] | 440500156500 | 13 | 440500 | 156500
[5 empty] | 441500156500 | 13 | 441500 | 156500
[5 empty] | 442500156500 | 13 | 442500 | 156500
[5 empty] | 443500156500 | 13 | 443500 | 156500
[5 empty] | 444500156500 | 13 | 444500 | 156500
[5 empty] | 445500156500 | 13 | 445500 | 156500
[5 empty] | 446500156500 | 13 | 446500 | 156500
[5 empty] | 447500156500 | 13 | 447500 | 156500
[5 empty] | 448500156500 | 13 | 448500 | 156500
[5 empty] | 449500156500 | 13 | 449500 | 156500
[5 empty] | 450500156500 | 13 | 450500 | 156500
[5 empty] | 451500156500 | 13 | 451500 | 156500
[5 empty] | 452500156500 | 13 | 452500 | 156500
[5 empty] | 453500156500 | 13 | 453500 | 156500
[5 empty] | 454500156500 | 13 | 454500 | 156500
[5 empty] | 455500156500 | 13 | 455500 | 156500
[5 empty] | 456500156500 | 13 | 456500 | 156500
[5 empty] | 457500156500 | 13 | 457500 | 156500
[5 empty] | 458500156500 | 13 | 458500 | 156500
[5 empty] | 459500156500 | 13 | 459500 | 156500
[5 empty] | 460500156500 | 13 | 460500 | 156500
[5 empty] | 461500156500 | 13 | 461500 | 156500
[5 empty] | 462500156500 | 13 | 462500 | 156500
[5 empty] | 463500156500 | 13 | 463500 | 156500
[5 empty] | 464500156500 | 13 | 464500 | 156500
[5 empty] | 465500156500 | 13 | 465500 | 156500
[5 empty] | 466500156500 | 13 | 466500 | 156500
[5 empty] | 467500156500 | 13 | 467500 | 156500
[5 empty] | 468500156500 | 13 | 468500 | 156500
[5 empty] | 469500156500 | 13 | 469500 | 156500
[5 empty] | 440500155500 | 13 | 440500 | 155500
[5 empty] | 441500155500 | 13 | 441500 | 155500
[5 empty] | 442500155500 | 13 | 442500 | 155500
[5 empty] | 443500155500 | 13 | 443500 | 155500
[5 empty] | 444500155500 | 13 | 444500 | 155500
[5 empty] | 445500155500 | 13 | 445500 | 155500
[5 empty] | 446500155500 | 13 | 446500 | 155500
[5 empty] | 447500155500 | 13 | 447500 | 155500
[5 empty] | 448500155500 | 13 | 448500 | 155500
[5 empty] | 449500155500 | 13 | 449500 | 155500
[5 empty] | 450500155500 | 13 | 450500 | 155500
[5 empty] | 451500155500 | 13 | 451500 | 155500
[5 empty] | 452500155500 | 13 | 452500 | 155500
[5 empty] | 453500155500 | 13 | 453500 | 155500
[5 empty] | 454500155500 | 13 | 454500 | 155500
[5 empty] | 455500155500 | 13 | 455500 | 155500
[5 empty] | 456500155500 | 13 | 456500 | 155500
[5 empty] | 457500155500 | 13 | 457500 | 155500
[5 empty] | 458500155500 | 13 | 458500 | 155500
[5 empty] | 459500155500 | 13 | 459500 | 155500
[5 empty] | 460500155500 | 13 | 460500 | 155500
[5 empty] | 461500155500 | 13 | 461500 | 155500
[5 empty] | 462500155500 | 13 | 462500 | 155500
[5 empty] | 463500155500 | 13 | 463500 | 155500
[5 empty] | 464500155500 | 13 | 464500 | 155500
[5 empty] | 465500155500 | 13 | 465500 | 155500
[5 empty] | 466500155500 | 13 | 466500 | 155500
[5 empty] | 467500155500 | 13 | 467500 | 155500
[5 empty] | 468500155500 | 13 | 468500 | 155500
[5 empty] | 469500155500 | 13 | 469500 | 155500
[5 empty] | 441500154500 | 13 | 441500 | 154500
[5 empty] | 442500154500 | 13 | 442500 | 154500
[5 empty] | 443500154500 | 13 | 443500 | 154500
[5 empty] | 444500154500 | 13 | 444500 | 154500
[5 empty] | 445500154500 | 13 | 445500 | 154500
[5 empty] | 446500154500 | 13 | 446500 | 154500
[5 empty] | 447500154500 | 13 | 447500 | 154500
[5 empty] | 448500154500 | 13 | 448500 | 154500
[5 empty] | 449500154500 | 13 | 449500 | 154500
[5 empty] | 450500154500 | 13 | 450500 | 154500
[5 empty] | 451500154500 | 13 | 451500 | 154500
[5 empty] | 452500154500 | 13 | 452500 | 154500
[5 empty] | 453500154500 | 13 | 453500 | 154500
[5 empty] | 454500154500 | 13 | 454500 | 154500
[5 empty] | 455500154500 | 13 | 455500 | 154500
[5 empty] | 456500154500 | 13 | 456500 | 154500
[5 empty] | 457500154500 | 13 | 457500 | 154500
[5 empty] | 458500154500 | 13 | 458500 | 154500
[5 empty] | 459500154500 | 13 | 459500 | 154500
[5 empty] | 460500154500 | 13 | 460500 | 154500
[5 empty] | 461500154500 | 13 | 461500 | 154500
[5 empty] | 462500154500 | 13 | 462500 | 154500
[5 empty] | 463500154500 | 13 | 463500 | 154500
[5 empty] | 464500154500 | 13 | 464500 | 154500
[5 empty] | 465500154500 | 13 | 465500 | 154500
[5 empty] | 466500154500 | 13 | 466500 | 154500
[5 empty] | 467500154500 | 13 | 467500 | 154500
[5 empty] | 468500154500 | 13 | 468500 | 154500
[5 empty] | 469500154500 | 13 | 469500 | 154500
[5 empty] | 470500154500 | 13 | 470500 | 154500
[5 empty] | 440500153500 | 13 | 440500 | 153500
[5 empty] | 441500153500 | 13 | 441500 | 153500
[5 empty] | 442500153500 | 13 | 442500 | 153500
[5 empty] | 443500153500 | 13 | 443500 | 153500
[5 empty] | 444500153500 | 13 | 444500 | 153500
[5 empty] | 445500153500 | 13 | 445500 | 153500
[5 empty] | 446500153500 | 13 | 446500 | 153500
[5 empty] | 447500153500 | 13 | 447500 | 153500
[5 empty] | 448500153500 | 13 | 448500 | 153500
[5 empty] | 449500153500 | 13 | 449500 | 153500
[5 empty] | 450500153500 | 13 | 450500 | 153500
[5 empty] | 451500153500 | 13 | 451500 | 153500
[5 empty] | 452500153500 | 13 | 452500 | 153500
[5 empty] | 453500153500 | 13 | 453500 | 153500
[5 empty] | 454500153500 | 13 | 454500 | 153500
[5 empty] | 455500153500 | 13 | 455500 | 153500
[5 empty] | 456500153500 | 13 | 456500 | 153500
[5 empty] | 457500153500 | 13 | 457500 | 153500
[5 empty] | 458500153500 | 13 | 458500 | 153500
[5 empty] | 459500153500 | 13 | 459500 | 153500
[5 empty] | 460500153500 | 13 | 460500 | 153500
[5 empty] | 461500153500 | 13 | 461500 | 153500
[5 empty] | 462500153500 | 13 | 462500 | 153500
[5 empty] | 463500153500 | 13 | 463500 | 153500
[5 empty] | 464500153500 | 13 | 464500 | 153500
[5 empty] | 465500153500 | 13 | 465500 | 153500
[5 empty] | 466500153500 | 13 | 466500 | 153500
[5 empty] | 467500153500 | 13 | 467500 | 153500
[5 empty] | 468500153500 | 13 | 468500 | 153500
[5 empty] | 469500153500 | 13 | 469500 | 153500
[5 empty] | 470500153500 | 13 | 470500 | 153500
[5 empty] | 439500152500 | 13 | 439500 | 152500
[5 empty] | 440500152500 | 13 | 440500 | 152500
[5 empty] | 441500152500 | 13 | 441500 | 152500
[5 empty] | 442500152500 | 13 | 442500 | 152500
[5 empty] | 443500152500 | 13 | 443500 | 152500
[5 empty] | 444500152500 | 13 | 444500 | 152500
[5 empty] | 445500152500 | 13 | 445500 | 152500
[5 empty] | 446500152500 | 13 | 446500 | 152500
[5 empty] | 447500152500 | 13 | 447500 | 152500
[5 empty] | 448500152500 | 13 | 448500 | 152500
[5 empty] | 449500152500 | 13 | 449500 | 152500
[5 empty] | 450500152500 | 13 | 450500 | 152500
[5 empty] | 451500152500 | 13 | 451500 | 152500
[5 empty] | 452500152500 | 13 | 452500 | 152500
[5 empty] | 453500152500 | 13 | 453500 | 152500
[5 empty] | 454500152500 | 13 | 454500 | 152500
[5 empty] | 455500152500 | 13 | 455500 | 152500
[5 empty] | 456500152500 | 13 | 456500 | 152500
[5 empty] | 457500152500 | 13 | 457500 | 152500
[5 empty] | 458500152500 | 13 | 458500 | 152500
[5 empty] | 459500152500 | 13 | 459500 | 152500
[5 empty] | 460500152500 | 13 | 460500 | 152500
[5 empty] | 461500152500 | 13 | 461500 | 152500
[5 empty] | 462500152500 | 13 | 462500 | 152500
[5 empty] | 463500152500 | 13 | 463500 | 152500
[5 empty] | 464500152500 | 13 | 464500 | 152500
[5 empty] | 465500152500 | 13 | 465500 | 152500
[5 empty] | 466500152500 | 13 | 466500 | 152500
[5 empty] | 467500152500 | 13 | 467500 | 152500
[5 empty] | 468500152500 | 13 | 468500 | 152500
[5 empty] | 469500152500 | 13 | 469500 | 152500
[5 empty] | 470500152500 | 13 | 470500 | 152500
[5 empty] | 438500151500 | 13 | 438500 | 151500
[5 empty] | 439500151500 | 13 | 439500 | 151500
[5 empty] | 440500151500 | 13 | 440500 | 151500
[5 empty] | 441500151500 | 13 | 441500 | 151500
[5 empty] | 442500151500 | 13 | 442500 | 151500
[5 empty] | 443500151500 | 13 | 443500 | 151500
[5 empty] | 444500151500 | 13 | 444500 | 151500
[5 empty] | 445500151500 | 13 | 445500 | 151500
[5 empty] | 446500151500 | 13 | 446500 | 151500
[5 empty] | 447500151500 | 13 | 447500 | 151500
[5 empty] | 448500151500 | 13 | 448500 | 151500
[5 empty] | 449500151500 | 13 | 449500 | 151500
[5 empty] | 450500151500 | 13 | 450500 | 151500
[5 empty] | 451500151500 | 13 | 451500 | 151500
[5 empty] | 452500151500 | 13 | 452500 | 151500
[5 empty] | 453500151500 | 13 | 453500 | 151500
[5 empty] | 454500151500 | 13 | 454500 | 151500
[5 empty] | 455500151500 | 13 | 455500 | 151500
[5 empty] | 456500151500 | 13 | 456500 | 151500
[5 empty] | 457500151500 | 13 | 457500 | 151500
[5 empty] | 458500151500 | 13 | 458500 | 151500
[5 empty] | 459500151500 | 13 | 459500 | 151500
[5 empty] | 460500151500 | 13 | 460500 | 151500
[5 empty] | 461500151500 | 13 | 461500 | 151500
[5 empty] | 462500151500 | 13 | 462500 | 151500
[5 empty] | 463500151500 | 13 | 463500 | 151500
[5 empty] | 464500151500 | 13 | 464500 | 151500
[5 empty] | 465500151500 | 13 | 465500 | 151500
[5 empty] | 466500151500 | 13 | 466500 | 151500
[5 empty] | 467500151500 | 13 | 467500 | 151500
[5 empty] | 468500151500 | 13 | 468500 | 151500
[5 empty] | 469500151500 | 13 | 469500 | 151500
[5 empty] | 470500151500 | 13 | 470500 | 151500
[5 empty] | 438500150500 | 13 | 438500 | 150500
[5 empty] | 439500150500 | 13 | 439500 | 150500
[5 empty] | 440500150500 | 13 | 440500 | 150500
[5 empty] | 441500150500 | 13 | 441500 | 150500
[5 empty] | 442500150500 | 13 | 442500 | 150500
[5 empty] | 443500150500 | 13 | 443500 | 150500
[5 empty] | 444500150500 | 13 | 444500 | 150500
[5 empty] | 445500150500 | 13 | 445500 | 150500
[5 empty] | 446500150500 | 13 | 446500 | 150500
[5 empty] | 447500150500 | 13 | 447500 | 150500
[5 empty] | 448500150500 | 13 | 448500 | 150500
[5 empty] | 449500150500 | 13 | 449500 | 150500
[5 empty] | 450500150500 | 13 | 450500 | 150500
[5 empty] | 451500150500 | 13 | 451500 | 150500
[5 empty] | 452500150500 | 13 | 452500 | 150500
[5 empty] | 453500150500 | 13 | 453500 | 150500
[5 empty] | 454500150500 | 13 | 454500 | 150500
[5 empty] | 455500150500 | 13 | 455500 | 150500
[5 empty] | 456500150500 | 13 | 456500 | 150500
[5 empty] | 457500150500 | 13 | 457500 | 150500
[5 empty] | 458500150500 | 13 | 458500 | 150500
[5 empty] | 459500150500 | 13 | 459500 | 150500
[5 empty] | 460500150500 | 13 | 460500 | 150500
[5 empty] | 461500150500 | 13 | 461500 | 150500
[5 empty] | 462500150500 | 13 | 462500 | 150500
[5 empty] | 463500150500 | 13 | 463500 | 150500
[5 empty] | 464500150500 | 13 | 464500 | 150500
[5 empty] | 465500150500 | 13 | 465500 | 150500
[5 empty] | 466500150500 | 13 | 466500 | 150500
[5 empty] | 467500150500 | 13 | 467500 | 150500
[5 empty] | 468500150500 | 13 | 468500 | 150500
[5 empty] | 469500150500 | 13 | 469500 | 150500
[5 empty] | 470500150500 | 13 | 470500 | 150500
[5 empty] | 439500149500 | 13 | 439500 | 149500
[5 empty] | 440500149500 | 13 | 440500 | 149500
[5 empty] | 441500149500 | 13 | 441500 | 149500
[5 empty] | 442500149500 | 13 | 442500 | 149500
[5 empty] | 443500149500 | 13 | 443500 | 149500
[5 empty] | 444500149500 | 13 | 444500 | 149500
[5 empty] | 445500149500 | 13 | 445500 | 149500
[5 empty] | 446500149500 | 13 | 446500 | 149500
[5 empty] | 447500149500 | 13 | 447500 | 149500
[5 empty] | 448500149500 | 13 | 448500 | 149500
[5 empty] | 449500149500 | 13 | 449500 | 149500
[5 empty] | 450500149500 | 13 | 450500 | 149500
[5 empty] | 451500149500 | 13 | 451500 | 149500
[5 empty] | 452500149500 | 13 | 452500 | 149500
[5 empty] | 453500149500 | 13 | 453500 | 149500
[5 empty] | 454500149500 | 13 | 454500 | 149500
[5 empty] | 455500149500 | 13 | 455500 | 149500
[5 empty] | 456500149500 | 13 | 456500 | 149500
[5 empty] | 457500149500 | 13 | 457500 | 149500
[5 empty] | 458500149500 | 13 | 458500 | 149500
[5 empty] | 459500149500 | 13 | 459500 | 149500
[5 empty] | 460500149500 | 13 | 460500 | 149500
[5 empty] | 461500149500 | 13 | 461500 | 149500
[5 empty] | 462500149500 | 13 | 462500 | 149500
[5 empty] | 463500149500 | 13 | 463500 | 149500
[5 empty] | 464500149500 | 13 | 464500 | 149500
[5 empty] | 465500149500 | 13 | 465500 | 149500
[5 empty] | 466500149500 | 13 | 466500 | 149500
[5 empty] | 467500149500 | 13 | 467500 | 149500
[5 empty] | 468500149500 | 13 | 468500 | 149500
[5 empty] | 469500149500 | 13 | 469500 | 149500
[5 empty] | 470500149500 | 13 | 470500 | 149500
[5 empty] | 440500148500 | 13 | 440500 | 148500
[5 empty] | 441500148500 | 13 | 441500 | 148500
[5 empty] | 442500148500 | 13 | 442500 | 148500
[5 empty] | 443500148500 | 13 | 443500 | 148500
[5 empty] | 444500148500 | 13 | 444500 | 148500
[5 empty] | 445500148500 | 13 | 445500 | 148500
[5 empty] | 446500148500 | 13 | 446500 | 148500
[5 empty] | 447500148500 | 13 | 447500 | 148500
[5 empty] | 448500148500 | 13 | 448500 | 148500
[5 empty] | 449500148500 | 13 | 449500 | 148500
[5 empty] | 450500148500 | 13 | 450500 | 148500
[5 empty] | 451500148500 | 13 | 451500 | 148500
[5 empty] | 452500148500 | 13 | 452500 | 148500
[5 empty] | 453500148500 | 13 | 453500 | 148500
[5 empty] | 454500148500 | 13 | 454500 | 148500
[5 empty] | 455500148500 | 13 | 455500 | 148500
[5 empty] | 456500148500 | 13 | 456500 | 148500
[5 empty] | 457500148500 | 13 | 457500 | 148500
[5 empty] | 458500148500 | 13 | 458500 | 148500
[5 empty] | 459500148500 | 13 | 459500 | 148500
[5 empty] | 460500148500 | 13 | 460500 | 148500
[5 empty] | 461500148500 | 13 | 461500 | 148500
[5 empty] | 462500148500 | 13 | 462500 | 148500
[5 empty] | 463500148500 | 13 | 463500 | 148500
[5 empty] | 464500148500 | 13 | 464500 | 148500
[5 empty] | 465500148500 | 13 | 465500 | 148500
[5 empty] | 466500148500 | 13 | 466500 | 148500
[5 empty] | 467500148500 | 13 | 467500 | 148500
[5 empty] | 468500148500 | 13 | 468500 | 148500
[5 empty] | 469500148500 | 13 | 469500 | 148500
[5 empty] | 470500148500 | 13 | 470500 | 148500
[5 empty] | 440500147500 | 13 | 440500 | 147500
[5 empty] | 441500147500 | 13 | 441500 | 147500
[5 empty] | 442500147500 | 13 | 442500 | 147500
[5 empty] | 443500147500 | 13 | 443500 | 147500
[5 empty] | 444500147500 | 13 | 444500 | 147500
[5 empty] | 445500147500 | 13 | 445500 | 147500
[5 empty] | 446500147500 | 13 | 446500 | 147500
[5 empty] | 447500147500 | 13 | 447500 | 147500
[5 empty] | 448500147500 | 13 | 448500 | 147500
[5 empty] | 449500147500 | 13 | 449500 | 147500
[5 empty] | 450500147500 | 13 | 450500 | 147500
[5 empty] | 451500147500 | 13 | 451500 | 147500
[5 empty] | 452500147500 | 13 | 452500 | 147500
[5 empty] | 453500147500 | 13 | 453500 | 147500
[5 empty] | 454500147500 | 13 | 454500 | 147500
[5 empty] | 455500147500 | 13 | 455500 | 147500
[5 empty] | 456500147500 | 13 | 456500 | 147500
[5 empty] | 457500147500 | 13 | 457500 | 147500
[5 empty] | 458500147500 | 13 | 458500 | 147500
[5 empty] | 459500147500 | 13 | 459500 | 147500
[5 empty] | 460500147500 | 13 | 460500 | 147500
[5 empty] | 461500147500 | 13 | 461500 | 147500
[5 empty] | 462500147500 | 13 | 462500 | 147500
[5 empty] | 463500147500 | 13 | 463500 | 147500
[5 empty] | 464500147500 | 13 | 464500 | 147500
[5 empty] | 465500147500 | 13 | 465500 | 147500
[5 empty] | 466500147500 | 13 | 466500 | 147500
[5 empty] | 467500147500 | 13 | 467500 | 147500
[5 empty] | 468500147500 | 13 | 468500 | 147500
[5 empty] | 469500147500 | 13 | 469500 | 147500
[5 empty] | 470500147500 | 13 | 470500 | 147500
[5 empty] | 443500146500 | 13 | 443500 | 146500
[5 empty] | 444500146500 | 13 | 444500 | 146500
[5 empty] | 445500146500 | 13 | 445500 | 146500
[5 empty] | 446500146500 | 13 | 446500 | 146500
[5 empty] | 447500146500 | 13 | 447500 | 146500
[5 empty] | 448500146500 | 13 | 448500 | 146500
[5 empty] | 449500146500 | 13 | 449500 | 146500
[5 empty] | 450500146500 | 13 | 450500 | 146500
[5 empty] | 451500146500 | 13 | 451500 | 146500
[5 empty] | 452500146500 | 13 | 452500 | 146500
[5 empty] | 453500146500 | 13 | 453500 | 146500
[5 empty] | 454500146500 | 13 | 454500 | 146500
[5 empty] | 455500146500 | 13 | 455500 | 146500
[5 empty] | 456500146500 | 13 | 456500 | 146500
[5 empty] | 457500146500 | 13 | 457500 | 146500
[5 empty] | 458500146500 | 13 | 458500 | 146500
[5 empty] | 459500146500 | 13 | 459500 | 146500
[5 empty] | 460500146500 | 13 | 460500 | 146500
[5 empty] | 461500146500 | 13 | 461500 | 146500
[5 empty] | 462500146500 | 13 | 462500 | 146500
[5 empty] | 463500146500 | 13 | 463500 | 146500
[5 empty] | 464500146500 | 13 | 464500 | 146500
[5 empty] | 465500146500 | 13 | 465500 | 146500
[5 empty] | 466500146500 | 13 | 466500 | 146500
[5 empty] | 467500146500 | 13 | 467500 | 146500
[5 empty] | 468500146500 | 13 | 468500 | 146500
[5 empty] | 469500146500 | 13 | 469500 | 146500
[5 empty] | 470500146500 | 13 | 470500 | 146500
[5 empty] | 444500145500 | 13 | 444500 | 145500
[5 empty] | 446500145500 | 13 | 446500 | 145500
[5 empty] | 447500145500 | 13 | 447500 | 145500
[5 empty] | 448500145500 | 13 | 448500 | 145500
[5 empty] | 449500145500 | 13 | 449500 | 145500
[5 empty] | 450500145500 | 13 | 450500 | 145500
[5 empty] | 451500145500 | 13 | 451500 | 145500
[5 empty] | 452500145500 | 13 | 452500 | 145500
[5 empty] | 453500145500 | 13 | 453500 | 145500
[5 empty] | 454500145500 | 13 | 454500 | 145500
[5 empty] | 455500145500 | 13 | 455500 | 145500
[5 empty] | 456500145500 | 13 | 456500 | 145500
[5 empty] | 457500145500 | 13 | 457500 | 145500
[5 empty] | 458500145500 | 13 | 458500 | 145500
[5 empty] | 459500145500 | 13 | 459500 | 145500
[5 empty] | 460500145500 | 13 | 460500 | 145500
[5 empty] | 461500145500 | 13 | 461500 | 145500
[5 empty] | 462500145500 | 13 | 462500 | 145500
[5 empty] | 463500145500 | 13 | 463500 | 145500
[5 empty] | 464500145500 | 13 | 464500 | 145500
[5 empty] | 465500145500 | 13 | 465500 | 145500
[5 empty] | 466500145500 | 13 | 466500 | 145500
[5 empty] | 467500145500 | 13 | 467500 | 145500
[5 empty] | 468500145500 | 13 | 468500 | 145500
[5 empty] | 469500145500 | 13 | 469500 | 145500
[5 empty] | 470500145500 | 13 | 470500 | 145500
[5 empty] | 446500144500 | 13 | 446500 | 144500
[5 empty] | 447500144500 | 13 | 447500 | 144500
[5 empty] | 448500144500 | 13 | 448500 | 144500
[5 empty] | 449500144500 | 13 | 449500 | 144500
[5 empty] | 450500144500 | 13 | 450500 | 144500
[5 empty] | 451500144500 | 13 | 451500 | 144500
[5 empty] | 452500144500 | 13 | 452500 | 144500
[5 empty] | 453500144500 | 13 | 453500 | 144500
[5 empty] | 454500144500 | 13 | 454500 | 144500
[5 empty] | 455500144500 | 13 | 455500 | 144500
[5 empty] | 456500144500 | 13 | 456500 | 144500
[5 empty] | 457500144500 | 13 | 457500 | 144500
[5 empty] | 458500144500 | 13 | 458500 | 144500
[5 empty] | 459500144500 | 13 | 459500 | 144500
[5 empty] | 460500144500 | 13 | 460500 | 144500
[5 empty] | 461500144500 | 13 | 461500 | 144500
[5 empty] | 462500144500 | 13 | 462500 | 144500
[5 empty] | 463500144500 | 13 | 463500 | 144500
[5 empty] | 464500144500 | 13 | 464500 | 144500
[5 empty] | 465500144500 | 13 | 465500 | 144500
[5 empty] | 466500144500 | 13 | 466500 | 144500
[5 empty] | 467500144500 | 13 | 467500 | 144500
[5 empty] | 468500144500 | 13 | 468500 | 144500
[5 empty] | 469500144500 | 13 | 469500 | 144500
[5 empty] | 470500144500 | 13 | 470500 | 144500
[5 empty] | 446500143500 | 13 | 446500 | 143500
[5 empty] | 454500143500 | 13 | 454500 | 143500
[5 empty] | 455500143500 | 13 | 455500 | 143500
[5 empty] | 456500143500 | 13 | 456500 | 143500
[5 empty] | 457500143500 | 13 | 457500 | 143500
[5 empty] | 458500143500 | 13 | 458500 | 143500
[5 empty] | 459500143500 | 13 | 459500 | 143500
[5 empty] | 460500143500 | 13 | 460500 | 143500
[5 empty] | 461500143500 | 13 | 461500 | 143500
[5 empty] | 462500143500 | 13 | 462500 | 143500
[5 empty] | 463500143500 | 13 | 463500 | 143500
[5 empty] | 464500143500 | 13 | 464500 | 143500
[5 empty] | 457500142500 | 13 | 457500 | 142500
[5 empty] | 458500142500 | 13 | 458500 | 142500
[5 empty] | 459500142500 | 13 | 459500 | 142500
[5 empty] | 460500142500 | 13 | 460500 | 142500
[5 empty] | 461500142500 | 13 | 461500 | 142500
[5 empty] | 462500142500 | 13 | 462500 | 142500
[5 empty] | 463500142500 | 13 | 463500 | 142500
[5 empty] | 464500142500 | 13 | 464500 | 142500
[5 empty] | 457500141500 | 13 | 457500 | 141500
[5 empty] | 458500141500 | 13 | 458500 | 141500
[5 empty] | 459500141500 | 13 | 459500 | 141500
[5 empty] | 460500141500 | 13 | 460500 | 141500
[5 empty] | 461500141500 | 13 | 461500 | 141500
[5 empty] | 462500141500 | 13 | 462500 | 141500
[5 empty] | 463500141500 | 13 | 463500 | 141500
[5 empty] | 464500141500 | 13 | 464500 | 141500
[5 empty] | 456500140500 | 13 | 456500 | 140500
[5 empty] | 457500140500 | 13 | 457500 | 140500
[5 empty] | 458500140500 | 13 | 458500 | 140500
[5 empty] | 459500140500 | 13 | 459500 | 140500
[5 empty] | 460500140500 | 13 | 460500 | 140500
[5 empty] | 461500140500 | 13 | 461500 | 140500
[5 empty] | 462500140500 | 13 | 462500 | 140500
[5 empty] | 455500139500 | 13 | 455500 | 139500
[5 empty] | 456500139500 | 13 | 456500 | 139500
[5 empty] | 457500139500 | 13 | 457500 | 139500
[5 empty] | 458500139500 | 13 | 458500 | 139500
[5 empty] | 459500139500 | 13 | 459500 | 139500
[5 empty] | 460500139500 | 13 | 460500 | 139500
[5 empty] | 461500139500 | 13 | 461500 | 139500
[5 empty] | 457500138500 | 13 | 457500 | 138500
[5 empty] | 458500138500 | 13 | 458500 | 138500
[5 empty] | 459500138500 | 13 | 459500 | 138500
[5 empty] | 460500138500 | 13 | 460500 | 138500
[5 empty] | 470500400500 | 14 | 470500 | 400500
[5 empty] | 470500399500 | 14 | 470500 | 399500
[5 empty] | 471500399500 | 14 | 471500 | 399500
[5 empty] | 469500398500 | 14 | 469500 | 398500
[5 empty] | 470500398500 | 14 | 470500 | 398500
[5 empty] | 471500398500 | 14 | 471500 | 398500
[5 empty] | 472500398500 | 14 | 472500 | 398500
[5 empty] | 468500397500 | 14 | 468500 | 397500
[5 empty] | 469500397500 | 14 | 469500 | 397500
[5 empty] | 470500397500 | 14 | 470500 | 397500
[5 empty] | 471500397500 | 14 | 471500 | 397500
[5 empty] | 467500396500 | 14 | 467500 | 396500
[5 empty] | 468500396500 | 14 | 468500 | 396500
[5 empty] | 469500396500 | 14 | 469500 | 396500
[5 empty] | 470500396500 | 14 | 470500 | 396500
[5 empty] | 471500396500 | 14 | 471500 | 396500
[5 empty] | 472500396500 | 14 | 472500 | 396500
[5 empty] | 473500396500 | 14 | 473500 | 396500
[5 empty] | 474500396500 | 14 | 474500 | 396500
[5 empty] | 475500396500 | 14 | 475500 | 396500
[5 empty] | 476500396500 | 14 | 476500 | 396500
[5 empty] | 477500396500 | 14 | 477500 | 396500
[5 empty] | 478500396500 | 14 | 478500 | 396500
[5 empty] | 467500395500 | 14 | 467500 | 395500
[5 empty] | 468500395500 | 14 | 468500 | 395500
[5 empty] | 469500395500 | 14 | 469500 | 395500
[5 empty] | 470500395500 | 14 | 470500 | 395500
[5 empty] | 471500395500 | 14 | 471500 | 395500
[5 empty] | 472500395500 | 14 | 472500 | 395500
[5 empty] | 473500395500 | 14 | 473500 | 395500
[5 empty] | 474500395500 | 14 | 474500 | 395500
[5 empty] | 475500395500 | 14 | 475500 | 395500
[5 empty] | 476500395500 | 14 | 476500 | 395500
[5 empty] | 477500395500 | 14 | 477500 | 395500
[5 empty] | 478500395500 | 14 | 478500 | 395500
[5 empty] | 479500395500 | 14 | 479500 | 395500
[5 empty] | 467500394500 | 14 | 467500 | 394500
[5 empty] | 468500394500 | 14 | 468500 | 394500
[5 empty] | 469500394500 | 14 | 469500 | 394500
[5 empty] | 470500394500 | 14 | 470500 | 394500
[5 empty] | 471500394500 | 14 | 471500 | 394500
[5 empty] | 472500394500 | 14 | 472500 | 394500
[5 empty] | 473500394500 | 14 | 473500 | 394500
[5 empty] | 474500394500 | 14 | 474500 | 394500
[5 empty] | 475500394500 | 14 | 475500 | 394500
[5 empty] | 476500394500 | 14 | 476500 | 394500
[5 empty] | 477500394500 | 14 | 477500 | 394500
[5 empty] | 478500394500 | 14 | 478500 | 394500
[5 empty] | 466500393500 | 14 | 466500 | 393500
[5 empty] | 467500393500 | 14 | 467500 | 393500
[5 empty] | 468500393500 | 14 | 468500 | 393500
[5 empty] | 469500393500 | 14 | 469500 | 393500
[5 empty] | 470500393500 | 14 | 470500 | 393500
[5 empty] | 471500393500 | 14 | 471500 | 393500
[5 empty] | 472500393500 | 14 | 472500 | 393500
[5 empty] | 473500393500 | 14 | 473500 | 393500
[5 empty] | 474500393500 | 14 | 474500 | 393500
[5 empty] | 475500393500 | 14 | 475500 | 393500
[5 empty] | 476500393500 | 14 | 476500 | 393500
[5 empty] | 477500393500 | 14 | 477500 | 393500
[5 empty] | 478500393500 | 14 | 478500 | 393500
[5 empty] | 461500392500 | 14 | 461500 | 392500
[5 empty] | 462500392500 | 14 | 462500 | 392500
[5 empty] | 463500392500 | 14 | 463500 | 392500
[5 empty] | 464500392500 | 14 | 464500 | 392500
[5 empty] | 465500392500 | 14 | 465500 | 392500
[5 empty] | 466500392500 | 14 | 466500 | 392500
[5 empty] | 467500392500 | 14 | 467500 | 392500
[5 empty] | 468500392500 | 14 | 468500 | 392500
[5 empty] | 469500392500 | 14 | 469500 | 392500
[5 empty] | 470500392500 | 14 | 470500 | 392500
[5 empty] | 471500392500 | 14 | 471500 | 392500
[5 empty] | 472500392500 | 14 | 472500 | 392500
[5 empty] | 473500392500 | 14 | 473500 | 392500
[5 empty] | 474500392500 | 14 | 474500 | 392500
[5 empty] | 475500392500 | 14 | 475500 | 392500
[5 empty] | 476500392500 | 14 | 476500 | 392500
[5 empty] | 477500392500 | 14 | 477500 | 392500
[5 empty] | 478500392500 | 14 | 478500 | 392500
[5 empty] | 460500391500 | 14 | 460500 | 391500
[5 empty] | 461500391500 | 14 | 461500 | 391500
[5 empty] | 462500391500 | 14 | 462500 | 391500
[5 empty] | 463500391500 | 14 | 463500 | 391500
[5 empty] | 464500391500 | 14 | 464500 | 391500
[5 empty] | 465500391500 | 14 | 465500 | 391500
[5 empty] | 466500391500 | 14 | 466500 | 391500
[5 empty] | 467500391500 | 14 | 467500 | 391500
[5 empty] | 468500391500 | 14 | 468500 | 391500
[5 empty] | 469500391500 | 14 | 469500 | 391500
[5 empty] | 470500391500 | 14 | 470500 | 391500
[5 empty] | 471500391500 | 14 | 471500 | 391500
[5 empty] | 472500391500 | 14 | 472500 | 391500
[5 empty] | 473500391500 | 14 | 473500 | 391500
[5 empty] | 474500391500 | 14 | 474500 | 391500
[5 empty] | 475500391500 | 14 | 475500 | 391500
[5 empty] | 476500391500 | 14 | 476500 | 391500
[5 empty] | 477500391500 | 14 | 477500 | 391500
[5 empty] | 478500391500 | 14 | 478500 | 391500
[5 empty] | 479500391500 | 14 | 479500 | 391500
[5 empty] | 459500390500 | 14 | 459500 | 390500
[5 empty] | 460500390500 | 14 | 460500 | 390500
[5 empty] | 461500390500 | 14 | 461500 | 390500
[5 empty] | 462500390500 | 14 | 462500 | 390500
[5 empty] | 463500390500 | 14 | 463500 | 390500
[5 empty] | 464500390500 | 14 | 464500 | 390500
[5 empty] | 465500390500 | 14 | 465500 | 390500
[5 empty] | 466500390500 | 14 | 466500 | 390500
[5 empty] | 467500390500 | 14 | 467500 | 390500
[5 empty] | 468500390500 | 14 | 468500 | 390500
[5 empty] | 469500390500 | 14 | 469500 | 390500
[5 empty] | 470500390500 | 14 | 470500 | 390500
[5 empty] | 471500390500 | 14 | 471500 | 390500
[5 empty] | 472500390500 | 14 | 472500 | 390500
[5 empty] | 473500390500 | 14 | 473500 | 390500
[5 empty] | 474500390500 | 14 | 474500 | 390500
[5 empty] | 475500390500 | 14 | 475500 | 390500
[5 empty] | 476500390500 | 14 | 476500 | 390500
[5 empty] | 477500390500 | 14 | 477500 | 390500
[5 empty] | 478500390500 | 14 | 478500 | 390500
[5 empty] | 479500390500 | 14 | 479500 | 390500
[5 empty] | 480500390500 | 14 | 480500 | 390500
[5 empty] | 459500389500 | 14 | 459500 | 389500
[5 empty] | 460500389500 | 14 | 460500 | 389500
[5 empty] | 461500389500 | 14 | 461500 | 389500
[5 empty] | 462500389500 | 14 | 462500 | 389500
[5 empty] | 463500389500 | 14 | 463500 | 389500
[5 empty] | 464500389500 | 14 | 464500 | 389500
[5 empty] | 465500389500 | 14 | 465500 | 389500
[5 empty] | 466500389500 | 14 | 466500 | 389500
[5 empty] | 467500389500 | 14 | 467500 | 389500
[5 empty] | 468500389500 | 14 | 468500 | 389500
[5 empty] | 469500389500 | 14 | 469500 | 389500
[5 empty] | 470500389500 | 14 | 470500 | 389500
[5 empty] | 471500389500 | 14 | 471500 | 389500
[5 empty] | 472500389500 | 14 | 472500 | 389500
[5 empty] | 473500389500 | 14 | 473500 | 389500
[5 empty] | 474500389500 | 14 | 474500 | 389500
[5 empty] | 475500389500 | 14 | 475500 | 389500
[5 empty] | 476500389500 | 14 | 476500 | 389500
[5 empty] | 477500389500 | 14 | 477500 | 389500
[5 empty] | 478500389500 | 14 | 478500 | 389500
[5 empty] | 479500389500 | 14 | 479500 | 389500
[5 empty] | 480500389500 | 14 | 480500 | 389500
[5 empty] | 458500388500 | 14 | 458500 | 388500
[5 empty] | 459500388500 | 14 | 459500 | 388500
[5 empty] | 460500388500 | 14 | 460500 | 388500
[5 empty] | 461500388500 | 14 | 461500 | 388500
[5 empty] | 462500388500 | 14 | 462500 | 388500
[5 empty] | 463500388500 | 14 | 463500 | 388500
[5 empty] | 464500388500 | 14 | 464500 | 388500
[5 empty] | 465500388500 | 14 | 465500 | 388500
[5 empty] | 466500388500 | 14 | 466500 | 388500
[5 empty] | 467500388500 | 14 | 467500 | 388500
[5 empty] | 468500388500 | 14 | 468500 | 388500
[5 empty] | 469500388500 | 14 | 469500 | 388500
[5 empty] | 470500388500 | 14 | 470500 | 388500
[5 empty] | 471500388500 | 14 | 471500 | 388500
[5 empty] | 472500388500 | 14 | 472500 | 388500
[5 empty] | 473500388500 | 14 | 473500 | 388500
[5 empty] | 474500388500 | 14 | 474500 | 388500
[5 empty] | 475500388500 | 14 | 475500 | 388500
[5 empty] | 476500388500 | 14 | 476500 | 388500
[5 empty] | 477500388500 | 14 | 477500 | 388500
[5 empty] | 478500388500 | 14 | 478500 | 388500
[5 empty] | 479500388500 | 14 | 479500 | 388500
[5 empty] | 480500388500 | 14 | 480500 | 388500
[5 empty] | 458500387500 | 14 | 458500 | 387500
[5 empty] | 459500387500 | 14 | 459500 | 387500
[5 empty] | 460500387500 | 14 | 460500 | 387500
[5 empty] | 461500387500 | 14 | 461500 | 387500
[5 empty] | 462500387500 | 14 | 462500 | 387500
[5 empty] | 463500387500 | 14 | 463500 | 387500
[5 empty] | 464500387500 | 14 | 464500 | 387500
[5 empty] | 465500387500 | 14 | 465500 | 387500
[5 empty] | 466500387500 | 14 | 466500 | 387500
[5 empty] | 467500387500 | 14 | 467500 | 387500
[5 empty] | 468500387500 | 14 | 468500 | 387500
[5 empty] | 469500387500 | 14 | 469500 | 387500
[5 empty] | 470500387500 | 14 | 470500 | 387500
[5 empty] | 471500387500 | 14 | 471500 | 387500
[5 empty] | 472500387500 | 14 | 472500 | 387500
[5 empty] | 473500387500 | 14 | 473500 | 387500
[5 empty] | 474500387500 | 14 | 474500 | 387500
[5 empty] | 475500387500 | 14 | 475500 | 387500
[5 empty] | 476500387500 | 14 | 476500 | 387500
[5 empty] | 477500387500 | 14 | 477500 | 387500
[5 empty] | 478500387500 | 14 | 478500 | 387500
[5 empty] | 479500387500 | 14 | 479500 | 387500
[5 empty] | 480500387500 | 14 | 480500 | 387500
[5 empty] | 457500386500 | 14 | 457500 | 386500
[5 empty] | 458500386500 | 14 | 458500 | 386500
[5 empty] | 459500386500 | 14 | 459500 | 386500
[5 empty] | 460500386500 | 14 | 460500 | 386500
[5 empty] | 461500386500 | 14 | 461500 | 386500
[5 empty] | 462500386500 | 14 | 462500 | 386500
[5 empty] | 463500386500 | 14 | 463500 | 386500
[5 empty] | 464500386500 | 14 | 464500 | 386500
[5 empty] | 465500386500 | 14 | 465500 | 386500
[5 empty] | 466500386500 | 14 | 466500 | 386500
[5 empty] | 467500386500 | 14 | 467500 | 386500
[5 empty] | 468500386500 | 14 | 468500 | 386500
[5 empty] | 469500386500 | 14 | 469500 | 386500
[5 empty] | 470500386500 | 14 | 470500 | 386500
[5 empty] | 471500386500 | 14 | 471500 | 386500
[5 empty] | 472500386500 | 14 | 472500 | 386500
[5 empty] | 473500386500 | 14 | 473500 | 386500
[5 empty] | 474500386500 | 14 | 474500 | 386500
[5 empty] | 475500386500 | 14 | 475500 | 386500
[5 empty] | 476500386500 | 14 | 476500 | 386500
[5 empty] | 477500386500 | 14 | 477500 | 386500
[5 empty] | 478500386500 | 14 | 478500 | 386500
[5 empty] | 479500386500 | 14 | 479500 | 386500
[5 empty] | 480500386500 | 14 | 480500 | 386500
[5 empty] | 457500385500 | 14 | 457500 | 385500
[5 empty] | 458500385500 | 14 | 458500 | 385500
[5 empty] | 459500385500 | 14 | 459500 | 385500
[5 empty] | 460500385500 | 14 | 460500 | 385500
[5 empty] | 461500385500 | 14 | 461500 | 385500
[5 empty] | 462500385500 | 14 | 462500 | 385500
[5 empty] | 463500385500 | 14 | 463500 | 385500
[5 empty] | 464500385500 | 14 | 464500 | 385500
[5 empty] | 465500385500 | 14 | 465500 | 385500
[5 empty] | 466500385500 | 14 | 466500 | 385500
[5 empty] | 467500385500 | 14 | 467500 | 385500
[5 empty] | 468500385500 | 14 | 468500 | 385500
[5 empty] | 469500385500 | 14 | 469500 | 385500
[5 empty] | 470500385500 | 14 | 470500 | 385500
[5 empty] | 471500385500 | 14 | 471500 | 385500
[5 empty] | 472500385500 | 14 | 472500 | 385500
[5 empty] | 473500385500 | 14 | 473500 | 385500
[5 empty] | 474500385500 | 14 | 474500 | 385500
[5 empty] | 475500385500 | 14 | 475500 | 385500
[5 empty] | 476500385500 | 14 | 476500 | 385500
[5 empty] | 477500385500 | 14 | 477500 | 385500
[5 empty] | 478500385500 | 14 | 478500 | 385500
[5 empty] | 479500385500 | 14 | 479500 | 385500
[5 empty] | 480500385500 | 14 | 480500 | 385500
[5 empty] | 481500385500 | 14 | 481500 | 385500
[5 empty] | 456500384500 | 14 | 456500 | 384500
[5 empty] | 457500384500 | 14 | 457500 | 384500
[5 empty] | 458500384500 | 14 | 458500 | 384500
[5 empty] | 459500384500 | 14 | 459500 | 384500
[5 empty] | 460500384500 | 14 | 460500 | 384500
[5 empty] | 461500384500 | 14 | 461500 | 384500
[5 empty] | 462500384500 | 14 | 462500 | 384500
[5 empty] | 463500384500 | 14 | 463500 | 384500
[5 empty] | 464500384500 | 14 | 464500 | 384500
[5 empty] | 465500384500 | 14 | 465500 | 384500
[5 empty] | 466500384500 | 14 | 466500 | 384500
[5 empty] | 467500384500 | 14 | 467500 | 384500
[5 empty] | 468500384500 | 14 | 468500 | 384500
[5 empty] | 469500384500 | 14 | 469500 | 384500
[5 empty] | 470500384500 | 14 | 470500 | 384500
[5 empty] | 471500384500 | 14 | 471500 | 384500
[5 empty] | 472500384500 | 14 | 472500 | 384500
[5 empty] | 473500384500 | 14 | 473500 | 384500
[5 empty] | 474500384500 | 14 | 474500 | 384500
[5 empty] | 475500384500 | 14 | 475500 | 384500
[5 empty] | 476500384500 | 14 | 476500 | 384500
[5 empty] | 477500384500 | 14 | 477500 | 384500
[5 empty] | 478500384500 | 14 | 478500 | 384500
[5 empty] | 479500384500 | 14 | 479500 | 384500
[5 empty] | 480500384500 | 14 | 480500 | 384500
[5 empty] | 481500384500 | 14 | 481500 | 384500
[5 empty] | 482500384500 | 14 | 482500 | 384500
[5 empty] | 457500383500 | 14 | 457500 | 383500
[5 empty] | 458500383500 | 14 | 458500 | 383500
[5 empty] | 459500383500 | 14 | 459500 | 383500
[5 empty] | 460500383500 | 14 | 460500 | 383500
[5 empty] | 461500383500 | 14 | 461500 | 383500
[5 empty] | 462500383500 | 14 | 462500 | 383500
[5 empty] | 463500383500 | 14 | 463500 | 383500
[5 empty] | 464500383500 | 14 | 464500 | 383500
[5 empty] | 465500383500 | 14 | 465500 | 383500
[5 empty] | 466500383500 | 14 | 466500 | 383500
[5 empty] | 467500383500 | 14 | 467500 | 383500
[5 empty] | 468500383500 | 14 | 468500 | 383500
[5 empty] | 469500383500 | 14 | 469500 | 383500
[5 empty] | 470500383500 | 14 | 470500 | 383500
[5 empty] | 471500383500 | 14 | 471500 | 383500
[5 empty] | 472500383500 | 14 | 472500 | 383500
[5 empty] | 473500383500 | 14 | 473500 | 383500
[5 empty] | 474500383500 | 14 | 474500 | 383500
[5 empty] | 475500383500 | 14 | 475500 | 383500
[5 empty] | 476500383500 | 14 | 476500 | 383500
[5 empty] | 477500383500 | 14 | 477500 | 383500
[5 empty] | 478500383500 | 14 | 478500 | 383500
[5 empty] | 479500383500 | 14 | 479500 | 383500
[5 empty] | 480500383500 | 14 | 480500 | 383500
[5 empty] | 481500383500 | 14 | 481500 | 383500
[5 empty] | 482500383500 | 14 | 482500 | 383500
[5 empty] | 456500382500 | 14 | 456500 | 382500
[5 empty] | 457500382500 | 14 | 457500 | 382500
[5 empty] | 458500382500 | 14 | 458500 | 382500
[5 empty] | 459500382500 | 14 | 459500 | 382500
[5 empty] | 460500382500 | 14 | 460500 | 382500
[5 empty] | 461500382500 | 14 | 461500 | 382500
[5 empty] | 462500382500 | 14 | 462500 | 382500
[5 empty] | 463500382500 | 14 | 463500 | 382500
[5 empty] | 464500382500 | 14 | 464500 | 382500
[5 empty] | 465500382500 | 14 | 465500 | 382500
[5 empty] | 466500382500 | 14 | 466500 | 382500
[5 empty] | 467500382500 | 14 | 467500 | 382500
[5 empty] | 468500382500 | 14 | 468500 | 382500
[5 empty] | 469500382500 | 14 | 469500 | 382500
[5 empty] | 470500382500 | 14 | 470500 | 382500
[5 empty] | 471500382500 | 14 | 471500 | 382500
[5 empty] | 472500382500 | 14 | 472500 | 382500
[5 empty] | 473500382500 | 14 | 473500 | 382500
[5 empty] | 474500382500 | 14 | 474500 | 382500
[5 empty] | 475500382500 | 14 | 475500 | 382500
[5 empty] | 476500382500 | 14 | 476500 | 382500
[5 empty] | 477500382500 | 14 | 477500 | 382500
[5 empty] | 478500382500 | 14 | 478500 | 382500
[5 empty] | 479500382500 | 14 | 479500 | 382500
[5 empty] | 480500382500 | 14 | 480500 | 382500
[5 empty] | 481500382500 | 14 | 481500 | 382500
[5 empty] | 455500381500 | 14 | 455500 | 381500
[5 empty] | 456500381500 | 14 | 456500 | 381500
[5 empty] | 457500381500 | 14 | 457500 | 381500
[5 empty] | 458500381500 | 14 | 458500 | 381500
[5 empty] | 459500381500 | 14 | 459500 | 381500
[5 empty] | 460500381500 | 14 | 460500 | 381500
[5 empty] | 461500381500 | 14 | 461500 | 381500
[5 empty] | 462500381500 | 14 | 462500 | 381500
[5 empty] | 463500381500 | 14 | 463500 | 381500
[5 empty] | 464500381500 | 14 | 464500 | 381500
[5 empty] | 465500381500 | 14 | 465500 | 381500
[5 empty] | 466500381500 | 14 | 466500 | 381500
[5 empty] | 467500381500 | 14 | 467500 | 381500
[5 empty] | 468500381500 | 14 | 468500 | 381500
[5 empty] | 469500381500 | 14 | 469500 | 381500
[5 empty] | 470500381500 | 14 | 470500 | 381500
[5 empty] | 471500381500 | 14 | 471500 | 381500
[5 empty] | 472500381500 | 14 | 472500 | 381500
[5 empty] | 473500381500 | 14 | 473500 | 381500
[5 empty] | 474500381500 | 14 | 474500 | 381500
[5 empty] | 475500381500 | 14 | 475500 | 381500
[5 empty] | 476500381500 | 14 | 476500 | 381500
[5 empty] | 477500381500 | 14 | 477500 | 381500
[5 empty] | 478500381500 | 14 | 478500 | 381500
[5 empty] | 479500381500 | 14 | 479500 | 381500
[5 empty] | 480500381500 | 14 | 480500 | 381500
[5 empty] | 481500381500 | 14 | 481500 | 381500
[5 empty] | 482500381500 | 14 | 482500 | 381500
[5 empty] | 454500380500 | 14 | 454500 | 380500
[5 empty] | 455500380500 | 14 | 455500 | 380500
[5 empty] | 456500380500 | 14 | 456500 | 380500
[5 empty] | 457500380500 | 14 | 457500 | 380500
[5 empty] | 458500380500 | 14 | 458500 | 380500
[5 empty] | 459500380500 | 14 | 459500 | 380500
[5 empty] | 460500380500 | 14 | 460500 | 380500
[5 empty] | 461500380500 | 14 | 461500 | 380500
[5 empty] | 462500380500 | 14 | 462500 | 380500
[5 empty] | 463500380500 | 14 | 463500 | 380500
[5 empty] | 464500380500 | 14 | 464500 | 380500
[5 empty] | 465500380500 | 14 | 465500 | 380500
[5 empty] | 466500380500 | 14 | 466500 | 380500
[5 empty] | 467500380500 | 14 | 467500 | 380500
[5 empty] | 468500380500 | 14 | 468500 | 380500
[5 empty] | 469500380500 | 14 | 469500 | 380500
[5 empty] | 470500380500 | 14 | 470500 | 380500
[5 empty] | 471500380500 | 14 | 471500 | 380500
[5 empty] | 472500380500 | 14 | 472500 | 380500
[5 empty] | 473500380500 | 14 | 473500 | 380500
[5 empty] | 474500380500 | 14 | 474500 | 380500
[5 empty] | 475500380500 | 14 | 475500 | 380500
[5 empty] | 476500380500 | 14 | 476500 | 380500
[5 empty] | 477500380500 | 14 | 477500 | 380500
[5 empty] | 478500380500 | 14 | 478500 | 380500
[5 empty] | 479500380500 | 14 | 479500 | 380500
[5 empty] | 480500380500 | 14 | 480500 | 380500
[5 empty] | 481500380500 | 14 | 481500 | 380500
[5 empty] | 482500380500 | 14 | 482500 | 380500
[5 empty] | 454500379500 | 14 | 454500 | 379500
[5 empty] | 455500379500 | 14 | 455500 | 379500
[5 empty] | 456500379500 | 14 | 456500 | 379500
[5 empty] | 457500379500 | 14 | 457500 | 379500
[5 empty] | 458500379500 | 14 | 458500 | 379500
[5 empty] | 459500379500 | 14 | 459500 | 379500
[5 empty] | 460500379500 | 14 | 460500 | 379500
[5 empty] | 461500379500 | 14 | 461500 | 379500
[5 empty] | 462500379500 | 14 | 462500 | 379500
[5 empty] | 463500379500 | 14 | 463500 | 379500
[5 empty] | 464500379500 | 14 | 464500 | 379500
[5 empty] | 465500379500 | 14 | 465500 | 379500
[5 empty] | 466500379500 | 14 | 466500 | 379500
[5 empty] | 467500379500 | 14 | 467500 | 379500
[5 empty] | 468500379500 | 14 | 468500 | 379500
[5 empty] | 469500379500 | 14 | 469500 | 379500
[5 empty] | 470500379500 | 14 | 470500 | 379500
[5 empty] | 471500379500 | 14 | 471500 | 379500
[5 empty] | 472500379500 | 14 | 472500 | 379500
[5 empty] | 473500379500 | 14 | 473500 | 379500
[5 empty] | 474500379500 | 14 | 474500 | 379500
[5 empty] | 475500379500 | 14 | 475500 | 379500
[5 empty] | 476500379500 | 14 | 476500 | 379500
[5 empty] | 477500379500 | 14 | 477500 | 379500
[5 empty] | 478500379500 | 14 | 478500 | 379500
[5 empty] | 479500379500 | 14 | 479500 | 379500
[5 empty] | 480500379500 | 14 | 480500 | 379500
[5 empty] | 481500379500 | 14 | 481500 | 379500
[5 empty] | 482500379500 | 14 | 482500 | 379500
[5 empty] | 455500378500 | 14 | 455500 | 378500
[5 empty] | 456500378500 | 14 | 456500 | 378500
[5 empty] | 457500378500 | 14 | 457500 | 378500
[5 empty] | 458500378500 | 14 | 458500 | 378500
[5 empty] | 459500378500 | 14 | 459500 | 378500
[5 empty] | 460500378500 | 14 | 460500 | 378500
[5 empty] | 461500378500 | 14 | 461500 | 378500
[5 empty] | 462500378500 | 14 | 462500 | 378500
[5 empty] | 463500378500 | 14 | 463500 | 378500
[5 empty] | 464500378500 | 14 | 464500 | 378500
[5 empty] | 465500378500 | 14 | 465500 | 378500
[5 empty] | 466500378500 | 14 | 466500 | 378500
[5 empty] | 467500378500 | 14 | 467500 | 378500
[5 empty] | 468500378500 | 14 | 468500 | 378500
[5 empty] | 469500378500 | 14 | 469500 | 378500
[5 empty] | 470500378500 | 14 | 470500 | 378500
[5 empty] | 471500378500 | 14 | 471500 | 378500
[5 empty] | 472500378500 | 14 | 472500 | 378500
[5 empty] | 473500378500 | 14 | 473500 | 378500
[5 empty] | 474500378500 | 14 | 474500 | 378500
[5 empty] | 475500378500 | 14 | 475500 | 378500
[5 empty] | 476500378500 | 14 | 476500 | 378500
[5 empty] | 477500378500 | 14 | 477500 | 378500
[5 empty] | 478500378500 | 14 | 478500 | 378500
[5 empty] | 479500378500 | 14 | 479500 | 378500
[5 empty] | 480500378500 | 14 | 480500 | 378500
[5 empty] | 481500378500 | 14 | 481500 | 378500
[5 empty] | 482500378500 | 14 | 482500 | 378500
[5 empty] | 455500377500 | 14 | 455500 | 377500
[5 empty] | 456500377500 | 14 | 456500 | 377500
[5 empty] | 457500377500 | 14 | 457500 | 377500
[5 empty] | 458500377500 | 14 | 458500 | 377500
[5 empty] | 459500377500 | 14 | 459500 | 377500
[5 empty] | 460500377500 | 14 | 460500 | 377500
[5 empty] | 461500377500 | 14 | 461500 | 377500
[5 empty] | 462500377500 | 14 | 462500 | 377500
[5 empty] | 463500377500 | 14 | 463500 | 377500
[5 empty] | 464500377500 | 14 | 464500 | 377500
[5 empty] | 465500377500 | 14 | 465500 | 377500
[5 empty] | 466500377500 | 14 | 466500 | 377500
[5 empty] | 467500377500 | 14 | 467500 | 377500
[5 empty] | 468500377500 | 14 | 468500 | 377500
[5 empty] | 469500377500 | 14 | 469500 | 377500
[5 empty] | 470500377500 | 14 | 470500 | 377500
[5 empty] | 471500377500 | 14 | 471500 | 377500
[5 empty] | 472500377500 | 14 | 472500 | 377500
[5 empty] | 473500377500 | 14 | 473500 | 377500
[5 empty] | 474500377500 | 14 | 474500 | 377500
[5 empty] | 475500377500 | 14 | 475500 | 377500
[5 empty] | 476500377500 | 14 | 476500 | 377500
[5 empty] | 477500377500 | 14 | 477500 | 377500
[5 empty] | 478500377500 | 14 | 478500 | 377500
[5 empty] | 479500377500 | 14 | 479500 | 377500
[5 empty] | 480500377500 | 14 | 480500 | 377500
[5 empty] | 481500377500 | 14 | 481500 | 377500
[5 empty] | 455500376500 | 14 | 455500 | 376500
[5 empty] | 456500376500 | 14 | 456500 | 376500
[5 empty] | 457500376500 | 14 | 457500 | 376500
[5 empty] | 458500376500 | 14 | 458500 | 376500
[5 empty] | 459500376500 | 14 | 459500 | 376500
[5 empty] | 460500376500 | 14 | 460500 | 376500
[5 empty] | 461500376500 | 14 | 461500 | 376500
[5 empty] | 462500376500 | 14 | 462500 | 376500
[5 empty] | 463500376500 | 14 | 463500 | 376500
[5 empty] | 464500376500 | 14 | 464500 | 376500
[5 empty] | 465500376500 | 14 | 465500 | 376500
[5 empty] | 466500376500 | 14 | 466500 | 376500
[5 empty] | 467500376500 | 14 | 467500 | 376500
[5 empty] | 468500376500 | 14 | 468500 | 376500
[5 empty] | 469500376500 | 14 | 469500 | 376500
[5 empty] | 470500376500 | 14 | 470500 | 376500
[5 empty] | 471500376500 | 14 | 471500 | 376500
[5 empty] | 472500376500 | 14 | 472500 | 376500
[5 empty] | 473500376500 | 14 | 473500 | 376500
[5 empty] | 474500376500 | 14 | 474500 | 376500
[5 empty] | 475500376500 | 14 | 475500 | 376500
[5 empty] | 476500376500 | 14 | 476500 | 376500
[5 empty] | 477500376500 | 14 | 477500 | 376500
[5 empty] | 478500376500 | 14 | 478500 | 376500
[5 empty] | 479500376500 | 14 | 479500 | 376500
[5 empty] | 480500376500 | 14 | 480500 | 376500
[5 empty] | 481500376500 | 14 | 481500 | 376500
[5 empty] | 455500375500 | 14 | 455500 | 375500
[5 empty] | 456500375500 | 14 | 456500 | 375500
[5 empty] | 457500375500 | 14 | 457500 | 375500
[5 empty] | 458500375500 | 14 | 458500 | 375500
[5 empty] | 459500375500 | 14 | 459500 | 375500
[5 empty] | 460500375500 | 14 | 460500 | 375500
[5 empty] | 461500375500 | 14 | 461500 | 375500
[5 empty] | 462500375500 | 14 | 462500 | 375500
[5 empty] | 463500375500 | 14 | 463500 | 375500
[5 empty] | 464500375500 | 14 | 464500 | 375500
[5 empty] | 465500375500 | 14 | 465500 | 375500
[5 empty] | 466500375500 | 14 | 466500 | 375500
[5 empty] | 467500375500 | 14 | 467500 | 375500
[5 empty] | 468500375500 | 14 | 468500 | 375500
[5 empty] | 469500375500 | 14 | 469500 | 375500
[5 empty] | 470500375500 | 14 | 470500 | 375500
[5 empty] | 471500375500 | 14 | 471500 | 375500
[5 empty] | 472500375500 | 14 | 472500 | 375500
[5 empty] | 473500375500 | 14 | 473500 | 375500
[5 empty] | 474500375500 | 14 | 474500 | 375500
[5 empty] | 475500375500 | 14 | 475500 | 375500
[5 empty] | 476500375500 | 14 | 476500 | 375500
[5 empty] | 477500375500 | 14 | 477500 | 375500
[5 empty] | 478500375500 | 14 | 478500 | 375500
[5 empty] | 479500375500 | 14 | 479500 | 375500
[5 empty] | 480500375500 | 14 | 480500 | 375500
[5 empty] | 481500375500 | 14 | 481500 | 375500
[5 empty] | 454500374500 | 14 | 454500 | 374500
[5 empty] | 455500374500 | 14 | 455500 | 374500
[5 empty] | 456500374500 | 14 | 456500 | 374500
[5 empty] | 457500374500 | 14 | 457500 | 374500
[5 empty] | 458500374500 | 14 | 458500 | 374500
[5 empty] | 459500374500 | 14 | 459500 | 374500
[5 empty] | 460500374500 | 14 | 460500 | 374500
[5 empty] | 461500374500 | 14 | 461500 | 374500
[5 empty] | 462500374500 | 14 | 462500 | 374500
[5 empty] | 463500374500 | 14 | 463500 | 374500
[5 empty] | 464500374500 | 14 | 464500 | 374500
[5 empty] | 465500374500 | 14 | 465500 | 374500
[5 empty] | 466500374500 | 14 | 466500 | 374500
[5 empty] | 467500374500 | 14 | 467500 | 374500
[5 empty] | 468500374500 | 14 | 468500 | 374500
[5 empty] | 469500374500 | 14 | 469500 | 374500
[5 empty] | 470500374500 | 14 | 470500 | 374500
[5 empty] | 471500374500 | 14 | 471500 | 374500
[5 empty] | 472500374500 | 14 | 472500 | 374500
[5 empty] | 473500374500 | 14 | 473500 | 374500
[5 empty] | 474500374500 | 14 | 474500 | 374500
[5 empty] | 475500374500 | 14 | 475500 | 374500
[5 empty] | 476500374500 | 14 | 476500 | 374500
[5 empty] | 477500374500 | 14 | 477500 | 374500
[5 empty] | 478500374500 | 14 | 478500 | 374500
[5 empty] | 479500374500 | 14 | 479500 | 374500
[5 empty] | 480500374500 | 14 | 480500 | 374500
[5 empty] | 481500374500 | 14 | 481500 | 374500
[5 empty] | 453500373500 | 14 | 453500 | 373500
[5 empty] | 454500373500 | 14 | 454500 | 373500
[5 empty] | 455500373500 | 14 | 455500 | 373500
[5 empty] | 456500373500 | 14 | 456500 | 373500
[5 empty] | 457500373500 | 14 | 457500 | 373500
[5 empty] | 458500373500 | 14 | 458500 | 373500
[5 empty] | 459500373500 | 14 | 459500 | 373500
[5 empty] | 460500373500 | 14 | 460500 | 373500
[5 empty] | 461500373500 | 14 | 461500 | 373500
[5 empty] | 462500373500 | 14 | 462500 | 373500
[5 empty] | 463500373500 | 14 | 463500 | 373500
[5 empty] | 465500373500 | 14 | 465500 | 373500
[5 empty] | 466500373500 | 14 | 466500 | 373500
[5 empty] | 467500373500 | 14 | 467500 | 373500
[5 empty] | 468500373500 | 14 | 468500 | 373500
[5 empty] | 469500373500 | 14 | 469500 | 373500
[5 empty] | 470500373500 | 14 | 470500 | 373500
[5 empty] | 471500373500 | 14 | 471500 | 373500
[5 empty] | 472500373500 | 14 | 472500 | 373500
[5 empty] | 473500373500 | 14 | 473500 | 373500
[5 empty] | 474500373500 | 14 | 474500 | 373500
[5 empty] | 475500373500 | 14 | 475500 | 373500
[5 empty] | 476500373500 | 14 | 476500 | 373500
[5 empty] | 477500373500 | 14 | 477500 | 373500
[5 empty] | 478500373500 | 14 | 478500 | 373500
[5 empty] | 479500373500 | 14 | 479500 | 373500
[5 empty] | 480500373500 | 14 | 480500 | 373500
[5 empty] | 481500373500 | 14 | 481500 | 373500
[5 empty] | 453500372500 | 14 | 453500 | 372500
[5 empty] | 454500372500 | 14 | 454500 | 372500
[5 empty] | 455500372500 | 14 | 455500 | 372500
[5 empty] | 456500372500 | 14 | 456500 | 372500
[5 empty] | 457500372500 | 14 | 457500 | 372500
[5 empty] | 458500372500 | 14 | 458500 | 372500
[5 empty] | 459500372500 | 14 | 459500 | 372500
[5 empty] | 460500372500 | 14 | 460500 | 372500
[5 empty] | 461500372500 | 14 | 461500 | 372500
[5 empty] | 462500372500 | 14 | 462500 | 372500
[5 empty] | 466500372500 | 14 | 466500 | 372500
[5 empty] | 467500372500 | 14 | 467500 | 372500
[5 empty] | 468500372500 | 14 | 468500 | 372500
[5 empty] | 469500372500 | 14 | 469500 | 372500
[5 empty] | 470500372500 | 14 | 470500 | 372500
[5 empty] | 471500372500 | 14 | 471500 | 372500
[5 empty] | 472500372500 | 14 | 472500 | 372500
[5 empty] | 473500372500 | 14 | 473500 | 372500
[5 empty] | 474500372500 | 14 | 474500 | 372500
[5 empty] | 475500372500 | 14 | 475500 | 372500
[5 empty] | 476500372500 | 14 | 476500 | 372500
[5 empty] | 477500372500 | 14 | 477500 | 372500
[5 empty] | 478500372500 | 14 | 478500 | 372500
[5 empty] | 479500372500 | 14 | 479500 | 372500
[5 empty] | 480500372500 | 14 | 480500 | 372500
[5 empty] | 481500372500 | 14 | 481500 | 372500
[5 empty] | 453500371500 | 14 | 453500 | 371500
[5 empty] | 454500371500 | 14 | 454500 | 371500
[5 empty] | 455500371500 | 14 | 455500 | 371500
[5 empty] | 456500371500 | 14 | 456500 | 371500
[5 empty] | 457500371500 | 14 | 457500 | 371500
[5 empty] | 458500371500 | 14 | 458500 | 371500
[5 empty] | 459500371500 | 14 | 459500 | 371500
[5 empty] | 460500371500 | 14 | 460500 | 371500
[5 empty] | 468500371500 | 14 | 468500 | 371500
[5 empty] | 469500371500 | 14 | 469500 | 371500
[5 empty] | 470500371500 | 14 | 470500 | 371500
[5 empty] | 471500371500 | 14 | 471500 | 371500
[5 empty] | 472500371500 | 14 | 472500 | 371500
[5 empty] | 473500371500 | 14 | 473500 | 371500
[5 empty] | 474500371500 | 14 | 474500 | 371500
[5 empty] | 475500371500 | 14 | 475500 | 371500
[5 empty] | 476500371500 | 14 | 476500 | 371500
[5 empty] | 477500371500 | 14 | 477500 | 371500
[5 empty] | 478500371500 | 14 | 478500 | 371500
[5 empty] | 479500371500 | 14 | 479500 | 371500
[5 empty] | 480500371500 | 14 | 480500 | 371500
[5 empty] | 481500371500 | 14 | 481500 | 371500
[5 empty] | 453500370500 | 14 | 453500 | 370500
[5 empty] | 454500370500 | 14 | 454500 | 370500
[5 empty] | 455500370500 | 14 | 455500 | 370500
[5 empty] | 456500370500 | 14 | 456500 | 370500
[5 empty] | 457500370500 | 14 | 457500 | 370500
[5 empty] | 458500370500 | 14 | 458500 | 370500
[5 empty] | 470500370500 | 14 | 470500 | 370500
[5 empty] | 471500370500 | 14 | 471500 | 370500
[5 empty] | 472500370500 | 14 | 472500 | 370500
[5 empty] | 473500370500 | 14 | 473500 | 370500
[5 empty] | 474500370500 | 14 | 474500 | 370500
[5 empty] | 475500370500 | 14 | 475500 | 370500
[5 empty] | 476500370500 | 14 | 476500 | 370500
[5 empty] | 477500370500 | 14 | 477500 | 370500
[5 empty] | 478500370500 | 14 | 478500 | 370500
[5 empty] | 479500370500 | 14 | 479500 | 370500
[5 empty] | 480500370500 | 14 | 480500 | 370500
[5 empty] | 453500369500 | 14 | 453500 | 369500
[5 empty] | 454500369500 | 14 | 454500 | 369500
[5 empty] | 455500369500 | 14 | 455500 | 369500
[5 empty] | 470500369500 | 14 | 470500 | 369500
[5 empty] | 471500369500 | 14 | 471500 | 369500
[5 empty] | 475500369500 | 14 | 475500 | 369500
[5 empty] | 476500369500 | 14 | 476500 | 369500
[5 empty] | 478500369500 | 14 | 478500 | 369500
[5 empty] | 479500369500 | 14 | 479500 | 369500
[5 empty] | 480500369500 | 14 | 480500 | 369500
[5 empty] | 481500369500 | 14 | 481500 | 369500
[5 empty] | 478500368500 | 14 | 478500 | 368500
[5 empty] | 479500368500 | 14 | 479500 | 368500
[5 empty] | 480500368500 | 14 | 480500 | 368500
[5 empty] | 481500368500 | 14 | 481500 | 368500
[5 empty] | 373500170500 | 15 | 373500 | 170500
[5 empty] | 374500170500 | 15 | 374500 | 170500
[5 empty] | 375500170500 | 15 | 375500 | 170500
[5 empty] | 376500170500 | 15 | 376500 | 170500
[5 empty] | 377500170500 | 15 | 377500 | 170500
[5 empty] | 363500169500 | 15 | 363500 | 169500
[5 empty] | 364500169500 | 15 | 364500 | 169500
[5 empty] | 365500169500 | 15 | 365500 | 169500
[5 empty] | 370500169500 | 15 | 370500 | 169500
[5 empty] | 371500169500 | 15 | 371500 | 169500
[5 empty] | 372500169500 | 15 | 372500 | 169500
[5 empty] | 373500169500 | 15 | 373500 | 169500
[5 empty] | 374500169500 | 15 | 374500 | 169500
[5 empty] | 375500169500 | 15 | 375500 | 169500
[5 empty] | 376500169500 | 15 | 376500 | 169500
[5 empty] | 377500169500 | 15 | 377500 | 169500
[5 empty] | 378500169500 | 15 | 378500 | 169500
[5 empty] | 379500169500 | 15 | 379500 | 169500
[5 empty] | 363500168500 | 15 | 363500 | 168500
[5 empty] | 364500168500 | 15 | 364500 | 168500
[5 empty] | 365500168500 | 15 | 365500 | 168500
[5 empty] | 366500168500 | 15 | 366500 | 168500
[5 empty] | 367500168500 | 15 | 367500 | 168500
[5 empty] | 368500168500 | 15 | 368500 | 168500
[5 empty] | 369500168500 | 15 | 369500 | 168500
[5 empty] | 370500168500 | 15 | 370500 | 168500
[5 empty] | 371500168500 | 15 | 371500 | 168500
[5 empty] | 372500168500 | 15 | 372500 | 168500
[5 empty] | 373500168500 | 15 | 373500 | 168500
[5 empty] | 374500168500 | 15 | 374500 | 168500
[5 empty] | 375500168500 | 15 | 375500 | 168500
[5 empty] | 376500168500 | 15 | 376500 | 168500
[5 empty] | 377500168500 | 15 | 377500 | 168500
[5 empty] | 378500168500 | 15 | 378500 | 168500
[5 empty] | 379500168500 | 15 | 379500 | 168500
[5 empty] | 380500168500 | 15 | 380500 | 168500
[5 empty] | 361500167500 | 15 | 361500 | 167500
[5 empty] | 362500167500 | 15 | 362500 | 167500
[5 empty] | 363500167500 | 15 | 363500 | 167500
[5 empty] | 364500167500 | 15 | 364500 | 167500
[5 empty] | 365500167500 | 15 | 365500 | 167500
[5 empty] | 366500167500 | 15 | 366500 | 167500
[5 empty] | 367500167500 | 15 | 367500 | 167500
[5 empty] | 368500167500 | 15 | 368500 | 167500
[5 empty] | 369500167500 | 15 | 369500 | 167500
[5 empty] | 370500167500 | 15 | 370500 | 167500
[5 empty] | 371500167500 | 15 | 371500 | 167500
[5 empty] | 372500167500 | 15 | 372500 | 167500
[5 empty] | 373500167500 | 15 | 373500 | 167500
[5 empty] | 374500167500 | 15 | 374500 | 167500
[5 empty] | 375500167500 | 15 | 375500 | 167500
[5 empty] | 376500167500 | 15 | 376500 | 167500
[5 empty] | 377500167500 | 15 | 377500 | 167500
[5 empty] | 378500167500 | 15 | 378500 | 167500
[5 empty] | 379500167500 | 15 | 379500 | 167500
[5 empty] | 359500166500 | 15 | 359500 | 166500
[5 empty] | 360500166500 | 15 | 360500 | 166500
[5 empty] | 361500166500 | 15 | 361500 | 166500
[5 empty] | 362500166500 | 15 | 362500 | 166500
[5 empty] | 363500166500 | 15 | 363500 | 166500
[5 empty] | 364500166500 | 15 | 364500 | 166500
[5 empty] | 365500166500 | 15 | 365500 | 166500
[5 empty] | 366500166500 | 15 | 366500 | 166500
[5 empty] | 367500166500 | 15 | 367500 | 166500
[5 empty] | 368500166500 | 15 | 368500 | 166500
[5 empty] | 369500166500 | 15 | 369500 | 166500
[5 empty] | 370500166500 | 15 | 370500 | 166500
[5 empty] | 371500166500 | 15 | 371500 | 166500
[5 empty] | 372500166500 | 15 | 372500 | 166500
[5 empty] | 373500166500 | 15 | 373500 | 166500
[5 empty] | 374500166500 | 15 | 374500 | 166500
[5 empty] | 375500166500 | 15 | 375500 | 166500
[5 empty] | 376500166500 | 15 | 376500 | 166500
[5 empty] | 377500166500 | 15 | 377500 | 166500
[5 empty] | 378500166500 | 15 | 378500 | 166500
[5 empty] | 379500166500 | 15 | 379500 | 166500
[5 empty] | 357500165500 | 15 | 357500 | 165500
[5 empty] | 358500165500 | 15 | 358500 | 165500
[5 empty] | 359500165500 | 15 | 359500 | 165500
[5 empty] | 360500165500 | 15 | 360500 | 165500
[5 empty] | 361500165500 | 15 | 361500 | 165500
[5 empty] | 362500165500 | 15 | 362500 | 165500
[5 empty] | 363500165500 | 15 | 363500 | 165500
[5 empty] | 364500165500 | 15 | 364500 | 165500
[5 empty] | 365500165500 | 15 | 365500 | 165500
[5 empty] | 366500165500 | 15 | 366500 | 165500
[5 empty] | 367500165500 | 15 | 367500 | 165500
[5 empty] | 368500165500 | 15 | 368500 | 165500
[5 empty] | 369500165500 | 15 | 369500 | 165500
[5 empty] | 370500165500 | 15 | 370500 | 165500
[5 empty] | 371500165500 | 15 | 371500 | 165500
[5 empty] | 372500165500 | 15 | 372500 | 165500
[5 empty] | 373500165500 | 15 | 373500 | 165500
[5 empty] | 374500165500 | 15 | 374500 | 165500
[5 empty] | 375500165500 | 15 | 375500 | 165500
[5 empty] | 376500165500 | 15 | 376500 | 165500
[5 empty] | 377500165500 | 15 | 377500 | 165500
[5 empty] | 378500165500 | 15 | 378500 | 165500
[5 empty] | 356500164500 | 15 | 356500 | 164500
[5 empty] | 357500164500 | 15 | 357500 | 164500
[5 empty] | 358500164500 | 15 | 358500 | 164500
[5 empty] | 359500164500 | 15 | 359500 | 164500
[5 empty] | 360500164500 | 15 | 360500 | 164500
[5 empty] | 361500164500 | 15 | 361500 | 164500
[5 empty] | 362500164500 | 15 | 362500 | 164500
[5 empty] | 363500164500 | 15 | 363500 | 164500
[5 empty] | 364500164500 | 15 | 364500 | 164500
[5 empty] | 365500164500 | 15 | 365500 | 164500
[5 empty] | 366500164500 | 15 | 366500 | 164500
[5 empty] | 367500164500 | 15 | 367500 | 164500
[5 empty] | 368500164500 | 15 | 368500 | 164500
[5 empty] | 369500164500 | 15 | 369500 | 164500
[5 empty] | 370500164500 | 15 | 370500 | 164500
[5 empty] | 371500164500 | 15 | 371500 | 164500
[5 empty] | 372500164500 | 15 | 372500 | 164500
[5 empty] | 373500164500 | 15 | 373500 | 164500
[5 empty] | 374500164500 | 15 | 374500 | 164500
[5 empty] | 375500164500 | 15 | 375500 | 164500
[5 empty] | 376500164500 | 15 | 376500 | 164500
[5 empty] | 377500164500 | 15 | 377500 | 164500
[5 empty] | 378500164500 | 15 | 378500 | 164500
[5 empty] | 379500164500 | 15 | 379500 | 164500
[5 empty] | 352500163500 | 15 | 352500 | 163500
[5 empty] | 355500163500 | 15 | 355500 | 163500
[5 empty] | 356500163500 | 15 | 356500 | 163500
[5 empty] | 357500163500 | 15 | 357500 | 163500
[5 empty] | 358500163500 | 15 | 358500 | 163500
[5 empty] | 359500163500 | 15 | 359500 | 163500
[5 empty] | 360500163500 | 15 | 360500 | 163500
[5 empty] | 361500163500 | 15 | 361500 | 163500
[5 empty] | 362500163500 | 15 | 362500 | 163500
[5 empty] | 363500163500 | 15 | 363500 | 163500
[5 empty] | 364500163500 | 15 | 364500 | 163500
[5 empty] | 365500163500 | 15 | 365500 | 163500
[5 empty] | 366500163500 | 15 | 366500 | 163500
[5 empty] | 367500163500 | 15 | 367500 | 163500
[5 empty] | 368500163500 | 15 | 368500 | 163500
[5 empty] | 369500163500 | 15 | 369500 | 163500
[5 empty] | 370500163500 | 15 | 370500 | 163500
[5 empty] | 371500163500 | 15 | 371500 | 163500
[5 empty] | 372500163500 | 15 | 372500 | 163500
[5 empty] | 373500163500 | 15 | 373500 | 163500
[5 empty] | 374500163500 | 15 | 374500 | 163500
[5 empty] | 375500163500 | 15 | 375500 | 163500
[5 empty] | 376500163500 | 15 | 376500 | 163500
[5 empty] | 377500163500 | 15 | 377500 | 163500
[5 empty] | 378500163500 | 15 | 378500 | 163500
[5 empty] | 379500163500 | 15 | 379500 | 163500
[5 empty] | 352500162500 | 15 | 352500 | 162500
[5 empty] | 355500162500 | 15 | 355500 | 162500
[5 empty] | 356500162500 | 15 | 356500 | 162500
[5 empty] | 357500162500 | 15 | 357500 | 162500
[5 empty] | 358500162500 | 15 | 358500 | 162500
[5 empty] | 359500162500 | 15 | 359500 | 162500
[5 empty] | 360500162500 | 15 | 360500 | 162500
[5 empty] | 361500162500 | 15 | 361500 | 162500
[5 empty] | 362500162500 | 15 | 362500 | 162500
[5 empty] | 363500162500 | 15 | 363500 | 162500
[5 empty] | 364500162500 | 15 | 364500 | 162500
[5 empty] | 365500162500 | 15 | 365500 | 162500
[5 empty] | 366500162500 | 15 | 366500 | 162500
[5 empty] | 367500162500 | 15 | 367500 | 162500
[5 empty] | 368500162500 | 15 | 368500 | 162500
[5 empty] | 369500162500 | 15 | 369500 | 162500
[5 empty] | 370500162500 | 15 | 370500 | 162500
[5 empty] | 371500162500 | 15 | 371500 | 162500
[5 empty] | 372500162500 | 15 | 372500 | 162500
[5 empty] | 373500162500 | 15 | 373500 | 162500
[5 empty] | 374500162500 | 15 | 374500 | 162500
[5 empty] | 375500162500 | 15 | 375500 | 162500
[5 empty] | 376500162500 | 15 | 376500 | 162500
[5 empty] | 377500162500 | 15 | 377500 | 162500
[5 empty] | 378500162500 | 15 | 378500 | 162500
[5 empty] | 352500161500 | 15 | 352500 | 161500
[5 empty] | 355500161500 | 15 | 355500 | 161500
[5 empty] | 356500161500 | 15 | 356500 | 161500
[5 empty] | 357500161500 | 15 | 357500 | 161500
[5 empty] | 358500161500 | 15 | 358500 | 161500
[5 empty] | 359500161500 | 15 | 359500 | 161500
[5 empty] | 360500161500 | 15 | 360500 | 161500
[5 empty] | 361500161500 | 15 | 361500 | 161500
[5 empty] | 362500161500 | 15 | 362500 | 161500
[5 empty] | 363500161500 | 15 | 363500 | 161500
[5 empty] | 364500161500 | 15 | 364500 | 161500
[5 empty] | 365500161500 | 15 | 365500 | 161500
[5 empty] | 366500161500 | 15 | 366500 | 161500
[5 empty] | 367500161500 | 15 | 367500 | 161500
[5 empty] | 368500161500 | 15 | 368500 | 161500
[5 empty] | 369500161500 | 15 | 369500 | 161500
[5 empty] | 370500161500 | 15 | 370500 | 161500
[5 empty] | 371500161500 | 15 | 371500 | 161500
[5 empty] | 372500161500 | 15 | 372500 | 161500
[5 empty] | 373500161500 | 15 | 373500 | 161500
[5 empty] | 374500161500 | 15 | 374500 | 161500
[5 empty] | 375500161500 | 15 | 375500 | 161500
[5 empty] | 376500161500 | 15 | 376500 | 161500
[5 empty] | 351500160500 | 15 | 351500 | 160500
[5 empty] | 352500160500 | 15 | 352500 | 160500
[5 empty] | 353500160500 | 15 | 353500 | 160500
[5 empty] | 354500160500 | 15 | 354500 | 160500
[5 empty] | 355500160500 | 15 | 355500 | 160500
[5 empty] | 356500160500 | 15 | 356500 | 160500
[5 empty] | 357500160500 | 15 | 357500 | 160500
[5 empty] | 358500160500 | 15 | 358500 | 160500
[5 empty] | 359500160500 | 15 | 359500 | 160500
[5 empty] | 360500160500 | 15 | 360500 | 160500
[5 empty] | 361500160500 | 15 | 361500 | 160500
[5 empty] | 362500160500 | 15 | 362500 | 160500
[5 empty] | 363500160500 | 15 | 363500 | 160500
[5 empty] | 364500160500 | 15 | 364500 | 160500
[5 empty] | 365500160500 | 15 | 365500 | 160500
[5 empty] | 366500160500 | 15 | 366500 | 160500
[5 empty] | 367500160500 | 15 | 367500 | 160500
[5 empty] | 368500160500 | 15 | 368500 | 160500
[5 empty] | 369500160500 | 15 | 369500 | 160500
[5 empty] | 370500160500 | 15 | 370500 | 160500
[5 empty] | 371500160500 | 15 | 371500 | 160500
[5 empty] | 372500160500 | 15 | 372500 | 160500
[5 empty] | 373500160500 | 15 | 373500 | 160500
[5 empty] | 374500160500 | 15 | 374500 | 160500
[5 empty] | 375500160500 | 15 | 375500 | 160500
[5 empty] | 376500160500 | 15 | 376500 | 160500
[5 empty] | 377500160500 | 15 | 377500 | 160500
[5 empty] | 352500159500 | 15 | 352500 | 159500
[5 empty] | 353500159500 | 15 | 353500 | 159500
[5 empty] | 354500159500 | 15 | 354500 | 159500
[5 empty] | 355500159500 | 15 | 355500 | 159500
[5 empty] | 356500159500 | 15 | 356500 | 159500
[5 empty] | 357500159500 | 15 | 357500 | 159500
[5 empty] | 358500159500 | 15 | 358500 | 159500
[5 empty] | 359500159500 | 15 | 359500 | 159500
[5 empty] | 360500159500 | 15 | 360500 | 159500
[5 empty] | 361500159500 | 15 | 361500 | 159500
[5 empty] | 362500159500 | 15 | 362500 | 159500
[5 empty] | 363500159500 | 15 | 363500 | 159500
[5 empty] | 364500159500 | 15 | 364500 | 159500
[5 empty] | 365500159500 | 15 | 365500 | 159500
[5 empty] | 366500159500 | 15 | 366500 | 159500
[5 empty] | 367500159500 | 15 | 367500 | 159500
[5 empty] | 368500159500 | 15 | 368500 | 159500
[5 empty] | 369500159500 | 15 | 369500 | 159500
[5 empty] | 370500159500 | 15 | 370500 | 159500
[5 empty] | 371500159500 | 15 | 371500 | 159500
[5 empty] | 372500159500 | 15 | 372500 | 159500
[5 empty] | 373500159500 | 15 | 373500 | 159500
[5 empty] | 374500159500 | 15 | 374500 | 159500
[5 empty] | 375500159500 | 15 | 375500 | 159500
[5 empty] | 376500159500 | 15 | 376500 | 159500
[5 empty] | 377500159500 | 15 | 377500 | 159500
[5 empty] | 378500159500 | 15 | 378500 | 159500
[5 empty] | 352500158500 | 15 | 352500 | 158500
[5 empty] | 353500158500 | 15 | 353500 | 158500
[5 empty] | 354500158500 | 15 | 354500 | 158500
[5 empty] | 355500158500 | 15 | 355500 | 158500
[5 empty] | 356500158500 | 15 | 356500 | 158500
[5 empty] | 357500158500 | 15 | 357500 | 158500
[5 empty] | 358500158500 | 15 | 358500 | 158500
[5 empty] | 359500158500 | 15 | 359500 | 158500
[5 empty] | 360500158500 | 15 | 360500 | 158500
[5 empty] | 361500158500 | 15 | 361500 | 158500
[5 empty] | 362500158500 | 15 | 362500 | 158500
[5 empty] | 363500158500 | 15 | 363500 | 158500
[5 empty] | 364500158500 | 15 | 364500 | 158500
[5 empty] | 365500158500 | 15 | 365500 | 158500
[5 empty] | 366500158500 | 15 | 366500 | 158500
[5 empty] | 367500158500 | 15 | 367500 | 158500
[5 empty] | 368500158500 | 15 | 368500 | 158500
[5 empty] | 369500158500 | 15 | 369500 | 158500
[5 empty] | 370500158500 | 15 | 370500 | 158500
[5 empty] | 371500158500 | 15 | 371500 | 158500
[5 empty] | 372500158500 | 15 | 372500 | 158500
[5 empty] | 373500158500 | 15 | 373500 | 158500
[5 empty] | 374500158500 | 15 | 374500 | 158500
[5 empty] | 375500158500 | 15 | 375500 | 158500
[5 empty] | 376500158500 | 15 | 376500 | 158500
[5 empty] | 377500158500 | 15 | 377500 | 158500
[5 empty] | 378500158500 | 15 | 378500 | 158500
[5 empty] | 379500158500 | 15 | 379500 | 158500
[5 empty] | 352500157500 | 15 | 352500 | 157500
[5 empty] | 353500157500 | 15 | 353500 | 157500
[5 empty] | 354500157500 | 15 | 354500 | 157500
[5 empty] | 355500157500 | 15 | 355500 | 157500
[5 empty] | 356500157500 | 15 | 356500 | 157500
[5 empty] | 357500157500 | 15 | 357500 | 157500
[5 empty] | 358500157500 | 15 | 358500 | 157500
[5 empty] | 359500157500 | 15 | 359500 | 157500
[5 empty] | 360500157500 | 15 | 360500 | 157500
[5 empty] | 361500157500 | 15 | 361500 | 157500
[5 empty] | 362500157500 | 15 | 362500 | 157500
[5 empty] | 363500157500 | 15 | 363500 | 157500
[5 empty] | 364500157500 | 15 | 364500 | 157500
[5 empty] | 365500157500 | 15 | 365500 | 157500
[5 empty] | 366500157500 | 15 | 366500 | 157500
[5 empty] | 367500157500 | 15 | 367500 | 157500
[5 empty] | 368500157500 | 15 | 368500 | 157500
[5 empty] | 369500157500 | 15 | 369500 | 157500
[5 empty] | 370500157500 | 15 | 370500 | 157500
[5 empty] | 371500157500 | 15 | 371500 | 157500
[5 empty] | 372500157500 | 15 | 372500 | 157500
[5 empty] | 373500157500 | 15 | 373500 | 157500
[5 empty] | 374500157500 | 15 | 374500 | 157500
[5 empty] | 375500157500 | 15 | 375500 | 157500
[5 empty] | 376500157500 | 15 | 376500 | 157500
[5 empty] | 377500157500 | 15 | 377500 | 157500
[5 empty] | 354500156500 | 15 | 354500 | 156500
[5 empty] | 355500156500 | 15 | 355500 | 156500
[5 empty] | 356500156500 | 15 | 356500 | 156500
[5 empty] | 357500156500 | 15 | 357500 | 156500
[5 empty] | 358500156500 | 15 | 358500 | 156500
[5 empty] | 359500156500 | 15 | 359500 | 156500
[5 empty] | 360500156500 | 15 | 360500 | 156500
[5 empty] | 361500156500 | 15 | 361500 | 156500
[5 empty] | 362500156500 | 15 | 362500 | 156500
[5 empty] | 363500156500 | 15 | 363500 | 156500
[5 empty] | 364500156500 | 15 | 364500 | 156500
[5 empty] | 365500156500 | 15 | 365500 | 156500
[5 empty] | 366500156500 | 15 | 366500 | 156500
[5 empty] | 367500156500 | 15 | 367500 | 156500
[5 empty] | 368500156500 | 15 | 368500 | 156500
[5 empty] | 369500156500 | 15 | 369500 | 156500
[5 empty] | 370500156500 | 15 | 370500 | 156500
[5 empty] | 371500156500 | 15 | 371500 | 156500
[5 empty] | 372500156500 | 15 | 372500 | 156500
[5 empty] | 373500156500 | 15 | 373500 | 156500
[5 empty] | 374500156500 | 15 | 374500 | 156500
[5 empty] | 375500156500 | 15 | 375500 | 156500
[5 empty] | 355500155500 | 15 | 355500 | 155500
[5 empty] | 356500155500 | 15 | 356500 | 155500
[5 empty] | 357500155500 | 15 | 357500 | 155500
[5 empty] | 358500155500 | 15 | 358500 | 155500
[5 empty] | 359500155500 | 15 | 359500 | 155500
[5 empty] | 360500155500 | 15 | 360500 | 155500
[5 empty] | 362500155500 | 15 | 362500 | 155500
[5 empty] | 363500155500 | 15 | 363500 | 155500
[5 empty] | 364500155500 | 15 | 364500 | 155500
[5 empty] | 365500155500 | 15 | 365500 | 155500
[5 empty] | 366500155500 | 15 | 366500 | 155500
[5 empty] | 367500155500 | 15 | 367500 | 155500
[5 empty] | 368500155500 | 15 | 368500 | 155500
[5 empty] | 369500155500 | 15 | 369500 | 155500
[5 empty] | 370500155500 | 15 | 370500 | 155500
[5 empty] | 356500154500 | 15 | 356500 | 154500
[5 empty] | 357500154500 | 15 | 357500 | 154500
[5 empty] | 365500154500 | 15 | 365500 | 154500
[5 empty] | 366500154500 | 15 | 366500 | 154500
[5 empty] | 367500154500 | 15 | 367500 | 154500
[5 empty] | 368500154500 | 15 | 368500 | 154500
[5 empty] | 369500154500 | 15 | 369500 | 154500
[5 empty] | 370500154500 | 15 | 370500 | 154500
[5 empty] | 365500153500 | 15 | 365500 | 153500
[5 empty] | 366500153500 | 15 | 366500 | 153500
[5 empty] | 367500153500 | 15 | 367500 | 153500
[5 empty] | 368500153500 | 15 | 368500 | 153500
[5 empty] | 501500269500 | 16 | 501500 | 269500
[5 empty] | 502500269500 | 16 | 502500 | 269500
[5 empty] | 503500269500 | 16 | 503500 | 269500
[5 empty] | 504500269500 | 16 | 504500 | 269500
[5 empty] | 505500269500 | 16 | 505500 | 269500
[5 empty] | 506500269500 | 16 | 506500 | 269500
[5 empty] | 501500268500 | 16 | 501500 | 268500
[5 empty] | 502500268500 | 16 | 502500 | 268500
[5 empty] | 503500268500 | 16 | 503500 | 268500
[5 empty] | 504500268500 | 16 | 504500 | 268500
[5 empty] | 505500268500 | 16 | 505500 | 268500
[5 empty] | 506500268500 | 16 | 506500 | 268500
[5 empty] | 500500267500 | 16 | 500500 | 267500
[5 empty] | 501500267500 | 16 | 501500 | 267500
[5 empty] | 502500267500 | 16 | 502500 | 267500
[5 empty] | 503500267500 | 16 | 503500 | 267500
[5 empty] | 504500267500 | 16 | 504500 | 267500
[5 empty] | 505500267500 | 16 | 505500 | 267500
[5 empty] | 506500267500 | 16 | 506500 | 267500
[5 empty] | 500500266500 | 16 | 500500 | 266500
[5 empty] | 501500266500 | 16 | 501500 | 266500
[5 empty] | 502500266500 | 16 | 502500 | 266500
[5 empty] | 503500266500 | 16 | 503500 | 266500
[5 empty] | 504500266500 | 16 | 504500 | 266500
[5 empty] | 505500266500 | 16 | 505500 | 266500
[5 empty] | 506500266500 | 16 | 506500 | 266500
[5 empty] | 507500266500 | 16 | 507500 | 266500
[5 empty] | 500500265500 | 16 | 500500 | 265500
[5 empty] | 501500265500 | 16 | 501500 | 265500
[5 empty] | 502500265500 | 16 | 502500 | 265500
[5 empty] | 503500265500 | 16 | 503500 | 265500
[5 empty] | 504500265500 | 16 | 504500 | 265500
[5 empty] | 505500265500 | 16 | 505500 | 265500
[5 empty] | 506500265500 | 16 | 506500 | 265500
[5 empty] | 507500265500 | 16 | 507500 | 265500
[5 empty] | 508500265500 | 16 | 508500 | 265500
[5 empty] | 509500265500 | 16 | 509500 | 265500
[5 empty] | 510500265500 | 16 | 510500 | 265500
[5 empty] | 492500264500 | 16 | 492500 | 264500
[5 empty] | 493500264500 | 16 | 493500 | 264500
[5 empty] | 494500264500 | 16 | 494500 | 264500
[5 empty] | 495500264500 | 16 | 495500 | 264500
[5 empty] | 496500264500 | 16 | 496500 | 264500
[5 empty] | 500500264500 | 16 | 500500 | 264500
[5 empty] | 501500264500 | 16 | 501500 | 264500
[5 empty] | 502500264500 | 16 | 502500 | 264500
[5 empty] | 503500264500 | 16 | 503500 | 264500
[5 empty] | 504500264500 | 16 | 504500 | 264500
[5 empty] | 505500264500 | 16 | 505500 | 264500
[5 empty] | 506500264500 | 16 | 506500 | 264500
[5 empty] | 507500264500 | 16 | 507500 | 264500
[5 empty] | 508500264500 | 16 | 508500 | 264500
[5 empty] | 509500264500 | 16 | 509500 | 264500
[5 empty] | 510500264500 | 16 | 510500 | 264500
[5 empty] | 492500263500 | 16 | 492500 | 263500
[5 empty] | 493500263500 | 16 | 493500 | 263500
[5 empty] | 494500263500 | 16 | 494500 | 263500
[5 empty] | 495500263500 | 16 | 495500 | 263500
[5 empty] | 496500263500 | 16 | 496500 | 263500
[5 empty] | 500500263500 | 16 | 500500 | 263500
[5 empty] | 501500263500 | 16 | 501500 | 263500
[5 empty] | 502500263500 | 16 | 502500 | 263500
[5 empty] | 503500263500 | 16 | 503500 | 263500
[5 empty] | 504500263500 | 16 | 504500 | 263500
[5 empty] | 505500263500 | 16 | 505500 | 263500
[5 empty] | 506500263500 | 16 | 506500 | 263500
[5 empty] | 507500263500 | 16 | 507500 | 263500
[5 empty] | 508500263500 | 16 | 508500 | 263500
[5 empty] | 509500263500 | 16 | 509500 | 263500
[5 empty] | 510500263500 | 16 | 510500 | 263500
[5 empty] | 492500262500 | 16 | 492500 | 262500
[5 empty] | 493500262500 | 16 | 493500 | 262500
[5 empty] | 494500262500 | 16 | 494500 | 262500
[5 empty] | 495500262500 | 16 | 495500 | 262500
[5 empty] | 496500262500 | 16 | 496500 | 262500
[5 empty] | 497500262500 | 16 | 497500 | 262500
[5 empty] | 498500262500 | 16 | 498500 | 262500
[5 empty] | 499500262500 | 16 | 499500 | 262500
[5 empty] | 500500262500 | 16 | 500500 | 262500
[5 empty] | 501500262500 | 16 | 501500 | 262500
[5 empty] | 502500262500 | 16 | 502500 | 262500
[5 empty] | 503500262500 | 16 | 503500 | 262500
[5 empty] | 504500262500 | 16 | 504500 | 262500
[5 empty] | 505500262500 | 16 | 505500 | 262500
[5 empty] | 506500262500 | 16 | 506500 | 262500
[5 empty] | 507500262500 | 16 | 507500 | 262500
[5 empty] | 508500262500 | 16 | 508500 | 262500
[5 empty] | 509500262500 | 16 | 509500 | 262500
[5 empty] | 510500262500 | 16 | 510500 | 262500
[5 empty] | 493500261500 | 16 | 493500 | 261500
[5 empty] | 494500261500 | 16 | 494500 | 261500
[5 empty] | 495500261500 | 16 | 495500 | 261500
[5 empty] | 496500261500 | 16 | 496500 | 261500
[5 empty] | 497500261500 | 16 | 497500 | 261500
[5 empty] | 498500261500 | 16 | 498500 | 261500
[5 empty] | 499500261500 | 16 | 499500 | 261500
[5 empty] | 500500261500 | 16 | 500500 | 261500
[5 empty] | 501500261500 | 16 | 501500 | 261500
[5 empty] | 502500261500 | 16 | 502500 | 261500
[5 empty] | 503500261500 | 16 | 503500 | 261500
[5 empty] | 504500261500 | 16 | 504500 | 261500
[5 empty] | 505500261500 | 16 | 505500 | 261500
[5 empty] | 506500261500 | 16 | 506500 | 261500
[5 empty] | 507500261500 | 16 | 507500 | 261500
[5 empty] | 508500261500 | 16 | 508500 | 261500
[5 empty] | 509500261500 | 16 | 509500 | 261500
[5 empty] | 510500261500 | 16 | 510500 | 261500
[5 empty] | 513500261500 | 16 | 513500 | 261500
[5 empty] | 514500261500 | 16 | 514500 | 261500
[5 empty] | 515500261500 | 16 | 515500 | 261500
[5 empty] | 516500261500 | 16 | 516500 | 261500
[5 empty] | 493500260500 | 16 | 493500 | 260500
[5 empty] | 494500260500 | 16 | 494500 | 260500
[5 empty] | 495500260500 | 16 | 495500 | 260500
[5 empty] | 496500260500 | 16 | 496500 | 260500
[5 empty] | 497500260500 | 16 | 497500 | 260500
[5 empty] | 498500260500 | 16 | 498500 | 260500
[5 empty] | 499500260500 | 16 | 499500 | 260500
[5 empty] | 500500260500 | 16 | 500500 | 260500
[5 empty] | 501500260500 | 16 | 501500 | 260500
[5 empty] | 502500260500 | 16 | 502500 | 260500
[5 empty] | 503500260500 | 16 | 503500 | 260500
[5 empty] | 504500260500 | 16 | 504500 | 260500
[5 empty] | 505500260500 | 16 | 505500 | 260500
[5 empty] | 506500260500 | 16 | 506500 | 260500
[5 empty] | 507500260500 | 16 | 507500 | 260500
[5 empty] | 508500260500 | 16 | 508500 | 260500
[5 empty] | 509500260500 | 16 | 509500 | 260500
[5 empty] | 510500260500 | 16 | 510500 | 260500
[5 empty] | 511500260500 | 16 | 511500 | 260500
[5 empty] | 512500260500 | 16 | 512500 | 260500
[5 empty] | 513500260500 | 16 | 513500 | 260500
[5 empty] | 514500260500 | 16 | 514500 | 260500
[5 empty] | 515500260500 | 16 | 515500 | 260500
[5 empty] | 516500260500 | 16 | 516500 | 260500
[5 empty] | 493500259500 | 16 | 493500 | 259500
[5 empty] | 494500259500 | 16 | 494500 | 259500
[5 empty] | 495500259500 | 16 | 495500 | 259500
[5 empty] | 496500259500 | 16 | 496500 | 259500
[5 empty] | 497500259500 | 16 | 497500 | 259500
[5 empty] | 498500259500 | 16 | 498500 | 259500
[5 empty] | 499500259500 | 16 | 499500 | 259500
[5 empty] | 500500259500 | 16 | 500500 | 259500
[5 empty] | 501500259500 | 16 | 501500 | 259500
[5 empty] | 502500259500 | 16 | 502500 | 259500
[5 empty] | 503500259500 | 16 | 503500 | 259500
[5 empty] | 504500259500 | 16 | 504500 | 259500
[5 empty] | 505500259500 | 16 | 505500 | 259500
[5 empty] | 506500259500 | 16 | 506500 | 259500
[5 empty] | 507500259500 | 16 | 507500 | 259500
[5 empty] | 508500259500 | 16 | 508500 | 259500
[5 empty] | 509500259500 | 16 | 509500 | 259500
[5 empty] | 510500259500 | 16 | 510500 | 259500
[5 empty] | 511500259500 | 16 | 511500 | 259500
[5 empty] | 512500259500 | 16 | 512500 | 259500
[5 empty] | 513500259500 | 16 | 513500 | 259500
[5 empty] | 514500259500 | 16 | 514500 | 259500
[5 empty] | 515500259500 | 16 | 515500 | 259500
[5 empty] | 492500258500 | 16 | 492500 | 258500
[5 empty] | 493500258500 | 16 | 493500 | 258500
[5 empty] | 494500258500 | 16 | 494500 | 258500
[5 empty] | 495500258500 | 16 | 495500 | 258500
[5 empty] | 496500258500 | 16 | 496500 | 258500
[5 empty] | 497500258500 | 16 | 497500 | 258500
[5 empty] | 498500258500 | 16 | 498500 | 258500
[5 empty] | 499500258500 | 16 | 499500 | 258500
[5 empty] | 500500258500 | 16 | 500500 | 258500
[5 empty] | 501500258500 | 16 | 501500 | 258500
[5 empty] | 502500258500 | 16 | 502500 | 258500
[5 empty] | 503500258500 | 16 | 503500 | 258500
[5 empty] | 504500258500 | 16 | 504500 | 258500
[5 empty] | 505500258500 | 16 | 505500 | 258500
[5 empty] | 506500258500 | 16 | 506500 | 258500
[5 empty] | 507500258500 | 16 | 507500 | 258500
[5 empty] | 508500258500 | 16 | 508500 | 258500
[5 empty] | 509500258500 | 16 | 509500 | 258500
[5 empty] | 510500258500 | 16 | 510500 | 258500
[5 empty] | 511500258500 | 16 | 511500 | 258500
[5 empty] | 512500258500 | 16 | 512500 | 258500
[5 empty] | 513500258500 | 16 | 513500 | 258500
[5 empty] | 514500258500 | 16 | 514500 | 258500
[5 empty] | 515500258500 | 16 | 515500 | 258500
[5 empty] | 492500257500 | 16 | 492500 | 257500
[5 empty] | 493500257500 | 16 | 493500 | 257500
[5 empty] | 494500257500 | 16 | 494500 | 257500
[5 empty] | 495500257500 | 16 | 495500 | 257500
[5 empty] | 496500257500 | 16 | 496500 | 257500
[5 empty] | 497500257500 | 16 | 497500 | 257500
[5 empty] | 498500257500 | 16 | 498500 | 257500
[5 empty] | 499500257500 | 16 | 499500 | 257500
[5 empty] | 500500257500 | 16 | 500500 | 257500
[5 empty] | 501500257500 | 16 | 501500 | 257500
[5 empty] | 502500257500 | 16 | 502500 | 257500
[5 empty] | 503500257500 | 16 | 503500 | 257500
[5 empty] | 504500257500 | 16 | 504500 | 257500
[5 empty] | 505500257500 | 16 | 505500 | 257500
[5 empty] | 506500257500 | 16 | 506500 | 257500
[5 empty] | 507500257500 | 16 | 507500 | 257500
[5 empty] | 508500257500 | 16 | 508500 | 257500
[5 empty] | 509500257500 | 16 | 509500 | 257500
[5 empty] | 510500257500 | 16 | 510500 | 257500
[5 empty] | 511500257500 | 16 | 511500 | 257500
[5 empty] | 512500257500 | 16 | 512500 | 257500
[5 empty] | 513500257500 | 16 | 513500 | 257500
[5 empty] | 514500257500 | 16 | 514500 | 257500
[5 empty] | 515500257500 | 16 | 515500 | 257500
[5 empty] | 516500257500 | 16 | 516500 | 257500
[5 empty] | 517500257500 | 16 | 517500 | 257500
[5 empty] | 518500257500 | 16 | 518500 | 257500
[5 empty] | 491500256500 | 16 | 491500 | 256500
[5 empty] | 492500256500 | 16 | 492500 | 256500
[5 empty] | 493500256500 | 16 | 493500 | 256500
[5 empty] | 494500256500 | 16 | 494500 | 256500
[5 empty] | 495500256500 | 16 | 495500 | 256500
[5 empty] | 496500256500 | 16 | 496500 | 256500
[5 empty] | 497500256500 | 16 | 497500 | 256500
[5 empty] | 498500256500 | 16 | 498500 | 256500
[5 empty] | 499500256500 | 16 | 499500 | 256500
[5 empty] | 500500256500 | 16 | 500500 | 256500
[5 empty] | 501500256500 | 16 | 501500 | 256500
[5 empty] | 502500256500 | 16 | 502500 | 256500
[5 empty] | 503500256500 | 16 | 503500 | 256500
[5 empty] | 504500256500 | 16 | 504500 | 256500
[5 empty] | 505500256500 | 16 | 505500 | 256500
[5 empty] | 506500256500 | 16 | 506500 | 256500
[5 empty] | 507500256500 | 16 | 507500 | 256500
[5 empty] | 508500256500 | 16 | 508500 | 256500
[5 empty] | 509500256500 | 16 | 509500 | 256500
[5 empty] | 510500256500 | 16 | 510500 | 256500
[5 empty] | 511500256500 | 16 | 511500 | 256500
[5 empty] | 512500256500 | 16 | 512500 | 256500
[5 empty] | 513500256500 | 16 | 513500 | 256500
[5 empty] | 514500256500 | 16 | 514500 | 256500
[5 empty] | 515500256500 | 16 | 515500 | 256500
[5 empty] | 516500256500 | 16 | 516500 | 256500
[5 empty] | 517500256500 | 16 | 517500 | 256500
[5 empty] | 518500256500 | 16 | 518500 | 256500
[5 empty] | 519500256500 | 16 | 519500 | 256500
[5 empty] | 492500255500 | 16 | 492500 | 255500
[5 empty] | 493500255500 | 16 | 493500 | 255500
[5 empty] | 494500255500 | 16 | 494500 | 255500
[5 empty] | 495500255500 | 16 | 495500 | 255500
[5 empty] | 496500255500 | 16 | 496500 | 255500
[5 empty] | 497500255500 | 16 | 497500 | 255500
[5 empty] | 498500255500 | 16 | 498500 | 255500
[5 empty] | 499500255500 | 16 | 499500 | 255500
[5 empty] | 500500255500 | 16 | 500500 | 255500
[5 empty] | 501500255500 | 16 | 501500 | 255500
[5 empty] | 502500255500 | 16 | 502500 | 255500
[5 empty] | 503500255500 | 16 | 503500 | 255500
[5 empty] | 504500255500 | 16 | 504500 | 255500
[5 empty] | 505500255500 | 16 | 505500 | 255500
[5 empty] | 506500255500 | 16 | 506500 | 255500
[5 empty] | 507500255500 | 16 | 507500 | 255500
[5 empty] | 508500255500 | 16 | 508500 | 255500
[5 empty] | 509500255500 | 16 | 509500 | 255500
[5 empty] | 510500255500 | 16 | 510500 | 255500
[5 empty] | 511500255500 | 16 | 511500 | 255500
[5 empty] | 512500255500 | 16 | 512500 | 255500
[5 empty] | 513500255500 | 16 | 513500 | 255500
[5 empty] | 514500255500 | 16 | 514500 | 255500
[5 empty] | 515500255500 | 16 | 515500 | 255500
[5 empty] | 516500255500 | 16 | 516500 | 255500
[5 empty] | 519500255500 | 16 | 519500 | 255500
[5 empty] | 494500254500 | 16 | 494500 | 254500
[5 empty] | 495500254500 | 16 | 495500 | 254500
[5 empty] | 496500254500 | 16 | 496500 | 254500
[5 empty] | 497500254500 | 16 | 497500 | 254500
[5 empty] | 498500254500 | 16 | 498500 | 254500
[5 empty] | 499500254500 | 16 | 499500 | 254500
[5 empty] | 500500254500 | 16 | 500500 | 254500
[5 empty] | 501500254500 | 16 | 501500 | 254500
[5 empty] | 502500254500 | 16 | 502500 | 254500
[5 empty] | 503500254500 | 16 | 503500 | 254500
[5 empty] | 504500254500 | 16 | 504500 | 254500
[5 empty] | 505500254500 | 16 | 505500 | 254500
[5 empty] | 506500254500 | 16 | 506500 | 254500
[5 empty] | 507500254500 | 16 | 507500 | 254500
[5 empty] | 508500254500 | 16 | 508500 | 254500
[5 empty] | 509500254500 | 16 | 509500 | 254500
[5 empty] | 510500254500 | 16 | 510500 | 254500
[5 empty] | 511500254500 | 16 | 511500 | 254500
[5 empty] | 512500254500 | 16 | 512500 | 254500
[5 empty] | 513500254500 | 16 | 513500 | 254500
[5 empty] | 514500254500 | 16 | 514500 | 254500
[5 empty] | 515500254500 | 16 | 515500 | 254500
[5 empty] | 494500253500 | 16 | 494500 | 253500
[5 empty] | 495500253500 | 16 | 495500 | 253500
[5 empty] | 496500253500 | 16 | 496500 | 253500
[5 empty] | 497500253500 | 16 | 497500 | 253500
[5 empty] | 498500253500 | 16 | 498500 | 253500
[5 empty] | 499500253500 | 16 | 499500 | 253500
[5 empty] | 500500253500 | 16 | 500500 | 253500
[5 empty] | 501500253500 | 16 | 501500 | 253500
[5 empty] | 502500253500 | 16 | 502500 | 253500
[5 empty] | 503500253500 | 16 | 503500 | 253500
[5 empty] | 504500253500 | 16 | 504500 | 253500
[5 empty] | 505500253500 | 16 | 505500 | 253500
[5 empty] | 506500253500 | 16 | 506500 | 253500
[5 empty] | 507500253500 | 16 | 507500 | 253500
[5 empty] | 508500253500 | 16 | 508500 | 253500
[5 empty] | 509500253500 | 16 | 509500 | 253500
[5 empty] | 510500253500 | 16 | 510500 | 253500
[5 empty] | 511500253500 | 16 | 511500 | 253500
[5 empty] | 512500253500 | 16 | 512500 | 253500
[5 empty] | 513500253500 | 16 | 513500 | 253500
[5 empty] | 514500253500 | 16 | 514500 | 253500
[5 empty] | 515500253500 | 16 | 515500 | 253500
[5 empty] | 494500252500 | 16 | 494500 | 252500
[5 empty] | 495500252500 | 16 | 495500 | 252500
[5 empty] | 496500252500 | 16 | 496500 | 252500
[5 empty] | 497500252500 | 16 | 497500 | 252500
[5 empty] | 498500252500 | 16 | 498500 | 252500
[5 empty] | 499500252500 | 16 | 499500 | 252500
[5 empty] | 500500252500 | 16 | 500500 | 252500
[5 empty] | 501500252500 | 16 | 501500 | 252500
[5 empty] | 502500252500 | 16 | 502500 | 252500
[5 empty] | 503500252500 | 16 | 503500 | 252500
[5 empty] | 504500252500 | 16 | 504500 | 252500
[5 empty] | 505500252500 | 16 | 505500 | 252500
[5 empty] | 506500252500 | 16 | 506500 | 252500
[5 empty] | 507500252500 | 16 | 507500 | 252500
[5 empty] | 508500252500 | 16 | 508500 | 252500
[5 empty] | 509500252500 | 16 | 509500 | 252500
[5 empty] | 510500252500 | 16 | 510500 | 252500
[5 empty] | 511500252500 | 16 | 511500 | 252500
[5 empty] | 512500252500 | 16 | 512500 | 252500
[5 empty] | 513500252500 | 16 | 513500 | 252500
[5 empty] | 494500251500 | 16 | 494500 | 251500
[5 empty] | 495500251500 | 16 | 495500 | 251500
[5 empty] | 496500251500 | 16 | 496500 | 251500
[5 empty] | 497500251500 | 16 | 497500 | 251500
[5 empty] | 498500251500 | 16 | 498500 | 251500
[5 empty] | 499500251500 | 16 | 499500 | 251500
[5 empty] | 500500251500 | 16 | 500500 | 251500
[5 empty] | 501500251500 | 16 | 501500 | 251500
[5 empty] | 502500251500 | 16 | 502500 | 251500
[5 empty] | 503500251500 | 16 | 503500 | 251500
[5 empty] | 504500251500 | 16 | 504500 | 251500
[5 empty] | 505500251500 | 16 | 505500 | 251500
[5 empty] | 506500251500 | 16 | 506500 | 251500
[5 empty] | 507500251500 | 16 | 507500 | 251500
[5 empty] | 508500251500 | 16 | 508500 | 251500
[5 empty] | 509500251500 | 16 | 509500 | 251500
[5 empty] | 510500251500 | 16 | 510500 | 251500
[5 empty] | 511500251500 | 16 | 511500 | 251500
[5 empty] | 512500251500 | 16 | 512500 | 251500
[5 empty] | 493500250500 | 16 | 493500 | 250500
[5 empty] | 494500250500 | 16 | 494500 | 250500
[5 empty] | 495500250500 | 16 | 495500 | 250500
[5 empty] | 496500250500 | 16 | 496500 | 250500
[5 empty] | 497500250500 | 16 | 497500 | 250500
[5 empty] | 498500250500 | 16 | 498500 | 250500
[5 empty] | 499500250500 | 16 | 499500 | 250500
[5 empty] | 500500250500 | 16 | 500500 | 250500
[5 empty] | 501500250500 | 16 | 501500 | 250500
[5 empty] | 502500250500 | 16 | 502500 | 250500
[5 empty] | 503500250500 | 16 | 503500 | 250500
[5 empty] | 504500250500 | 16 | 504500 | 250500
[5 empty] | 505500250500 | 16 | 505500 | 250500
[5 empty] | 506500250500 | 16 | 506500 | 250500
[5 empty] | 507500250500 | 16 | 507500 | 250500
[5 empty] | 508500250500 | 16 | 508500 | 250500
[5 empty] | 509500250500 | 16 | 509500 | 250500
[5 empty] | 510500250500 | 16 | 510500 | 250500
[5 empty] | 511500250500 | 16 | 511500 | 250500
[5 empty] | 494500249500 | 16 | 494500 | 249500
[5 empty] | 495500249500 | 16 | 495500 | 249500
[5 empty] | 496500249500 | 16 | 496500 | 249500
[5 empty] | 497500249500 | 16 | 497500 | 249500
[5 empty] | 498500249500 | 16 | 498500 | 249500
[5 empty] | 499500249500 | 16 | 499500 | 249500
[5 empty] | 500500249500 | 16 | 500500 | 249500
[5 empty] | 501500249500 | 16 | 501500 | 249500
[5 empty] | 502500249500 | 16 | 502500 | 249500
[5 empty] | 503500249500 | 16 | 503500 | 249500
[5 empty] | 504500249500 | 16 | 504500 | 249500
[5 empty] | 505500249500 | 16 | 505500 | 249500
[5 empty] | 506500249500 | 16 | 506500 | 249500
[5 empty] | 507500249500 | 16 | 507500 | 249500
[5 empty] | 508500249500 | 16 | 508500 | 249500
[5 empty] | 509500249500 | 16 | 509500 | 249500
[5 empty] | 510500249500 | 16 | 510500 | 249500
[5 empty] | 511500249500 | 16 | 511500 | 249500
[5 empty] | 512500249500 | 16 | 512500 | 249500
[5 empty] | 496500248500 | 16 | 496500 | 248500
[5 empty] | 497500248500 | 16 | 497500 | 248500
[5 empty] | 498500248500 | 16 | 498500 | 248500
[5 empty] | 499500248500 | 16 | 499500 | 248500
[5 empty] | 500500248500 | 16 | 500500 | 248500
[5 empty] | 501500248500 | 16 | 501500 | 248500
[5 empty] | 502500248500 | 16 | 502500 | 248500
[5 empty] | 503500248500 | 16 | 503500 | 248500
[5 empty] | 504500248500 | 16 | 504500 | 248500
[5 empty] | 505500248500 | 16 | 505500 | 248500
[5 empty] | 506500248500 | 16 | 506500 | 248500
[5 empty] | 507500248500 | 16 | 507500 | 248500
[5 empty] | 508500248500 | 16 | 508500 | 248500
[5 empty] | 509500248500 | 16 | 509500 | 248500
[5 empty] | 510500248500 | 16 | 510500 | 248500
[5 empty] | 511500248500 | 16 | 511500 | 248500
[5 empty] | 512500248500 | 16 | 512500 | 248500
[5 empty] | 496500247500 | 16 | 496500 | 247500
[5 empty] | 497500247500 | 16 | 497500 | 247500
[5 empty] | 498500247500 | 16 | 498500 | 247500
[5 empty] | 499500247500 | 16 | 499500 | 247500
[5 empty] | 500500247500 | 16 | 500500 | 247500
[5 empty] | 501500247500 | 16 | 501500 | 247500
[5 empty] | 502500247500 | 16 | 502500 | 247500
[5 empty] | 503500247500 | 16 | 503500 | 247500
[5 empty] | 504500247500 | 16 | 504500 | 247500
[5 empty] | 505500247500 | 16 | 505500 | 247500
[5 empty] | 506500247500 | 16 | 506500 | 247500
[5 empty] | 507500247500 | 16 | 507500 | 247500
[5 empty] | 508500247500 | 16 | 508500 | 247500
[5 empty] | 509500247500 | 16 | 509500 | 247500
[5 empty] | 510500247500 | 16 | 510500 | 247500
[5 empty] | 511500247500 | 16 | 511500 | 247500
[5 empty] | 512500247500 | 16 | 512500 | 247500
[5 empty] | 497500246500 | 16 | 497500 | 246500
[5 empty] | 498500246500 | 16 | 498500 | 246500
[5 empty] | 499500246500 | 16 | 499500 | 246500
[5 empty] | 500500246500 | 16 | 500500 | 246500
[5 empty] | 501500246500 | 16 | 501500 | 246500
[5 empty] | 502500246500 | 16 | 502500 | 246500
[5 empty] | 503500246500 | 16 | 503500 | 246500
[5 empty] | 504500246500 | 16 | 504500 | 246500
[5 empty] | 505500246500 | 16 | 505500 | 246500
[5 empty] | 506500246500 | 16 | 506500 | 246500
[5 empty] | 507500246500 | 16 | 507500 | 246500
[5 empty] | 508500246500 | 16 | 508500 | 246500
[5 empty] | 509500246500 | 16 | 509500 | 246500
[5 empty] | 510500246500 | 16 | 510500 | 246500
[5 empty] | 511500246500 | 16 | 511500 | 246500
[5 empty] | 512500246500 | 16 | 512500 | 246500
[5 empty] | 497500245500 | 16 | 497500 | 245500
[5 empty] | 498500245500 | 16 | 498500 | 245500
[5 empty] | 499500245500 | 16 | 499500 | 245500
[5 empty] | 500500245500 | 16 | 500500 | 245500
[5 empty] | 501500245500 | 16 | 501500 | 245500
[5 empty] | 502500245500 | 16 | 502500 | 245500
[5 empty] | 503500245500 | 16 | 503500 | 245500
[5 empty] | 504500245500 | 16 | 504500 | 245500
[5 empty] | 505500245500 | 16 | 505500 | 245500
[5 empty] | 506500245500 | 16 | 506500 | 245500
[5 empty] | 507500245500 | 16 | 507500 | 245500
[5 empty] | 508500245500 | 16 | 508500 | 245500
[5 empty] | 509500245500 | 16 | 509500 | 245500
[5 empty] | 510500245500 | 16 | 510500 | 245500
[5 empty] | 511500245500 | 16 | 511500 | 245500
[5 empty] | 499500244500 | 16 | 499500 | 244500
[5 empty] | 500500244500 | 16 | 500500 | 244500
[5 empty] | 501500244500 | 16 | 501500 | 244500
[5 empty] | 502500244500 | 16 | 502500 | 244500
[5 empty] | 503500244500 | 16 | 503500 | 244500
[5 empty] | 504500244500 | 16 | 504500 | 244500
[5 empty] | 505500244500 | 16 | 505500 | 244500
[5 empty] | 506500244500 | 16 | 506500 | 244500
[5 empty] | 507500244500 | 16 | 507500 | 244500
[5 empty] | 508500244500 | 16 | 508500 | 244500
[5 empty] | 509500244500 | 16 | 509500 | 244500
[5 empty] | 510500244500 | 16 | 510500 | 244500
[5 empty] | 500500243500 | 16 | 500500 | 243500
[5 empty] | 501500243500 | 16 | 501500 | 243500
[5 empty] | 502500243500 | 16 | 502500 | 243500
[5 empty] | 505500243500 | 16 | 505500 | 243500
[5 empty] | 506500243500 | 16 | 506500 | 243500
[5 empty] | 507500243500 | 16 | 507500 | 243500
[5 empty] | 508500243500 | 16 | 508500 | 243500
[5 empty] | 509500243500 | 16 | 509500 | 243500
[5 empty] | 510500243500 | 16 | 510500 | 243500
[5 empty] | 501500242500 | 16 | 501500 | 242500
[5 empty] | 502500242500 | 16 | 502500 | 242500
[5 empty] | 506500242500 | 16 | 506500 | 242500
[5 empty] | 507500242500 | 16 | 507500 | 242500
[5 empty] | 508500242500 | 16 | 508500 | 242500
[5 empty] | 509500242500 | 16 | 509500 | 242500
[5 empty] | 502500241500 | 16 | 502500 | 241500
[5 empty] | 410500300500 | 18 | 410500 | 300500
[5 empty] | 411500300500 | 18 | 411500 | 300500
[5 empty] | 412500300500 | 18 | 412500 | 300500
[5 empty] | 409500299500 | 18 | 409500 | 299500
[5 empty] | 410500299500 | 18 | 410500 | 299500
[5 empty] | 411500299500 | 18 | 411500 | 299500
[5 empty] | 412500299500 | 18 | 412500 | 299500
[5 empty] | 413500299500 | 18 | 413500 | 299500
[5 empty] | 409500298500 | 18 | 409500 | 298500
[5 empty] | 410500298500 | 18 | 410500 | 298500
[5 empty] | 411500298500 | 18 | 411500 | 298500
[5 empty] | 412500298500 | 18 | 412500 | 298500
[5 empty] | 413500298500 | 18 | 413500 | 298500
[5 empty] | 414500298500 | 18 | 414500 | 298500
[5 empty] | 408500297500 | 18 | 408500 | 297500
[5 empty] | 409500297500 | 18 | 409500 | 297500
[5 empty] | 410500297500 | 18 | 410500 | 297500
[5 empty] | 411500297500 | 18 | 411500 | 297500
[5 empty] | 412500297500 | 18 | 412500 | 297500
[5 empty] | 413500297500 | 18 | 413500 | 297500
[5 empty] | 414500297500 | 18 | 414500 | 297500
[5 empty] | 408500296500 | 18 | 408500 | 296500
[5 empty] | 409500296500 | 18 | 409500 | 296500
[5 empty] | 410500296500 | 18 | 410500 | 296500
[5 empty] | 411500296500 | 18 | 411500 | 296500
[5 empty] | 412500296500 | 18 | 412500 | 296500
[5 empty] | 413500296500 | 18 | 413500 | 296500
[5 empty] | 414500296500 | 18 | 414500 | 296500
[5 empty] | 415500296500 | 18 | 415500 | 296500
[5 empty] | 407500295500 | 18 | 407500 | 295500
[5 empty] | 408500295500 | 18 | 408500 | 295500
[5 empty] | 409500295500 | 18 | 409500 | 295500
[5 empty] | 410500295500 | 18 | 410500 | 295500
[5 empty] | 411500295500 | 18 | 411500 | 295500
[5 empty] | 412500295500 | 18 | 412500 | 295500
[5 empty] | 413500295500 | 18 | 413500 | 295500
[5 empty] | 414500295500 | 18 | 414500 | 295500
[5 empty] | 415500295500 | 18 | 415500 | 295500
[5 empty] | 405500294500 | 18 | 405500 | 294500
[5 empty] | 406500294500 | 18 | 406500 | 294500
[5 empty] | 407500294500 | 18 | 407500 | 294500
[5 empty] | 408500294500 | 18 | 408500 | 294500
[5 empty] | 409500294500 | 18 | 409500 | 294500
[5 empty] | 410500294500 | 18 | 410500 | 294500
[5 empty] | 411500294500 | 18 | 411500 | 294500
[5 empty] | 412500294500 | 18 | 412500 | 294500
[5 empty] | 413500294500 | 18 | 413500 | 294500
[5 empty] | 414500294500 | 18 | 414500 | 294500
[5 empty] | 415500294500 | 18 | 415500 | 294500
[5 empty] | 416500294500 | 18 | 416500 | 294500
[5 empty] | 405500293500 | 18 | 405500 | 293500
[5 empty] | 406500293500 | 18 | 406500 | 293500
[5 empty] | 407500293500 | 18 | 407500 | 293500
[5 empty] | 408500293500 | 18 | 408500 | 293500
[5 empty] | 409500293500 | 18 | 409500 | 293500
[5 empty] | 410500293500 | 18 | 410500 | 293500
[5 empty] | 411500293500 | 18 | 411500 | 293500
[5 empty] | 412500293500 | 18 | 412500 | 293500
[5 empty] | 413500293500 | 18 | 413500 | 293500
[5 empty] | 414500293500 | 18 | 414500 | 293500
[5 empty] | 415500293500 | 18 | 415500 | 293500
[5 empty] | 416500293500 | 18 | 416500 | 293500
[5 empty] | 403500292500 | 18 | 403500 | 292500
[5 empty] | 404500292500 | 18 | 404500 | 292500
[5 empty] | 405500292500 | 18 | 405500 | 292500
[5 empty] | 406500292500 | 18 | 406500 | 292500
[5 empty] | 407500292500 | 18 | 407500 | 292500
[5 empty] | 408500292500 | 18 | 408500 | 292500
[5 empty] | 409500292500 | 18 | 409500 | 292500
[5 empty] | 410500292500 | 18 | 410500 | 292500
[5 empty] | 411500292500 | 18 | 411500 | 292500
[5 empty] | 412500292500 | 18 | 412500 | 292500
[5 empty] | 413500292500 | 18 | 413500 | 292500
[5 empty] | 414500292500 | 18 | 414500 | 292500
[5 empty] | 415500292500 | 18 | 415500 | 292500
[5 empty] | 416500292500 | 18 | 416500 | 292500
[5 empty] | 417500292500 | 18 | 417500 | 292500
[5 empty] | 403500291500 | 18 | 403500 | 291500
[5 empty] | 404500291500 | 18 | 404500 | 291500
[5 empty] | 405500291500 | 18 | 405500 | 291500
[5 empty] | 406500291500 | 18 | 406500 | 291500
[5 empty] | 407500291500 | 18 | 407500 | 291500
[5 empty] | 408500291500 | 18 | 408500 | 291500
[5 empty] | 409500291500 | 18 | 409500 | 291500
[5 empty] | 410500291500 | 18 | 410500 | 291500
[5 empty] | 411500291500 | 18 | 411500 | 291500
[5 empty] | 412500291500 | 18 | 412500 | 291500
[5 empty] | 413500291500 | 18 | 413500 | 291500
[5 empty] | 414500291500 | 18 | 414500 | 291500
[5 empty] | 415500291500 | 18 | 415500 | 291500
[5 empty] | 416500291500 | 18 | 416500 | 291500
[5 empty] | 417500291500 | 18 | 417500 | 291500
[5 empty] | 403500290500 | 18 | 403500 | 290500
[5 empty] | 404500290500 | 18 | 404500 | 290500
[5 empty] | 405500290500 | 18 | 405500 | 290500
[5 empty] | 406500290500 | 18 | 406500 | 290500
[5 empty] | 407500290500 | 18 | 407500 | 290500
[5 empty] | 408500290500 | 18 | 408500 | 290500
[5 empty] | 409500290500 | 18 | 409500 | 290500
[5 empty] | 410500290500 | 18 | 410500 | 290500
[5 empty] | 411500290500 | 18 | 411500 | 290500
[5 empty] | 412500290500 | 18 | 412500 | 290500
[5 empty] | 413500290500 | 18 | 413500 | 290500
[5 empty] | 414500290500 | 18 | 414500 | 290500
[5 empty] | 403500289500 | 18 | 403500 | 289500
[5 empty] | 404500289500 | 18 | 404500 | 289500
[5 empty] | 405500289500 | 18 | 405500 | 289500
[5 empty] | 406500289500 | 18 | 406500 | 289500
[5 empty] | 407500289500 | 18 | 407500 | 289500
[5 empty] | 408500289500 | 18 | 408500 | 289500
[5 empty] | 409500289500 | 18 | 409500 | 289500
[5 empty] | 410500289500 | 18 | 410500 | 289500
[5 empty] | 411500289500 | 18 | 411500 | 289500
[5 empty] | 412500289500 | 18 | 412500 | 289500
[5 empty] | 413500289500 | 18 | 413500 | 289500
[5 empty] | 404500288500 | 18 | 404500 | 288500
[5 empty] | 405500288500 | 18 | 405500 | 288500
[5 empty] | 406500288500 | 18 | 406500 | 288500
[5 empty] | 407500288500 | 18 | 407500 | 288500
[5 empty] | 408500288500 | 18 | 408500 | 288500
[5 empty] | 409500288500 | 18 | 409500 | 288500
[5 empty] | 410500288500 | 18 | 410500 | 288500
[5 empty] | 411500288500 | 18 | 411500 | 288500
[5 empty] | 412500288500 | 18 | 412500 | 288500
[5 empty] | 413500288500 | 18 | 413500 | 288500
[5 empty] | 414500288500 | 18 | 414500 | 288500
[5 empty] | 415500288500 | 18 | 415500 | 288500
[5 empty] | 403500287500 | 18 | 403500 | 287500
[5 empty] | 404500287500 | 18 | 404500 | 287500
[5 empty] | 405500287500 | 18 | 405500 | 287500
[5 empty] | 406500287500 | 18 | 406500 | 287500
[5 empty] | 407500287500 | 18 | 407500 | 287500
[5 empty] | 408500287500 | 18 | 408500 | 287500
[5 empty] | 409500287500 | 18 | 409500 | 287500
[5 empty] | 410500287500 | 18 | 410500 | 287500
[5 empty] | 411500287500 | 18 | 411500 | 287500
[5 empty] | 412500287500 | 18 | 412500 | 287500
[5 empty] | 413500287500 | 18 | 413500 | 287500
[5 empty] | 414500287500 | 18 | 414500 | 287500
[5 empty] | 415500287500 | 18 | 415500 | 287500
[5 empty] | 402500286500 | 18 | 402500 | 286500
[5 empty] | 403500286500 | 18 | 403500 | 286500
[5 empty] | 404500286500 | 18 | 404500 | 286500
[5 empty] | 405500286500 | 18 | 405500 | 286500
[5 empty] | 406500286500 | 18 | 406500 | 286500
[5 empty] | 407500286500 | 18 | 407500 | 286500
[5 empty] | 408500286500 | 18 | 408500 | 286500
[5 empty] | 409500286500 | 18 | 409500 | 286500
[5 empty] | 410500286500 | 18 | 410500 | 286500
[5 empty] | 411500286500 | 18 | 411500 | 286500
[5 empty] | 412500286500 | 18 | 412500 | 286500
[5 empty] | 413500286500 | 18 | 413500 | 286500
[5 empty] | 414500286500 | 18 | 414500 | 286500
[5 empty] | 415500286500 | 18 | 415500 | 286500
[5 empty] | 416500286500 | 18 | 416500 | 286500
[5 empty] | 402500285500 | 18 | 402500 | 285500
[5 empty] | 403500285500 | 18 | 403500 | 285500
[5 empty] | 404500285500 | 18 | 404500 | 285500
[5 empty] | 405500285500 | 18 | 405500 | 285500
[5 empty] | 406500285500 | 18 | 406500 | 285500
[5 empty] | 407500285500 | 18 | 407500 | 285500
[5 empty] | 408500285500 | 18 | 408500 | 285500
[5 empty] | 409500285500 | 18 | 409500 | 285500
[5 empty] | 410500285500 | 18 | 410500 | 285500
[5 empty] | 411500285500 | 18 | 411500 | 285500
[5 empty] | 412500285500 | 18 | 412500 | 285500
[5 empty] | 413500285500 | 18 | 413500 | 285500
[5 empty] | 414500285500 | 18 | 414500 | 285500
[5 empty] | 415500285500 | 18 | 415500 | 285500
[5 empty] | 399500284500 | 18 | 399500 | 284500
[5 empty] | 400500284500 | 18 | 400500 | 284500
[5 empty] | 401500284500 | 18 | 401500 | 284500
[5 empty] | 402500284500 | 18 | 402500 | 284500
[5 empty] | 403500284500 | 18 | 403500 | 284500
[5 empty] | 404500284500 | 18 | 404500 | 284500
[5 empty] | 405500284500 | 18 | 405500 | 284500
[5 empty] | 406500284500 | 18 | 406500 | 284500
[5 empty] | 407500284500 | 18 | 407500 | 284500
[5 empty] | 408500284500 | 18 | 408500 | 284500
[5 empty] | 409500284500 | 18 | 409500 | 284500
[5 empty] | 410500284500 | 18 | 410500 | 284500
[5 empty] | 411500284500 | 18 | 411500 | 284500
[5 empty] | 412500284500 | 18 | 412500 | 284500
[5 empty] | 413500284500 | 18 | 413500 | 284500
[5 empty] | 414500284500 | 18 | 414500 | 284500
[5 empty] | 415500284500 | 18 | 415500 | 284500
[5 empty] | 416500284500 | 18 | 416500 | 284500
[5 empty] | 399500283500 | 18 | 399500 | 283500
[5 empty] | 400500283500 | 18 | 400500 | 283500
[5 empty] | 401500283500 | 18 | 401500 | 283500
[5 empty] | 402500283500 | 18 | 402500 | 283500
[5 empty] | 403500283500 | 18 | 403500 | 283500
[5 empty] | 404500283500 | 18 | 404500 | 283500
[5 empty] | 405500283500 | 18 | 405500 | 283500
[5 empty] | 406500283500 | 18 | 406500 | 283500
[5 empty] | 407500283500 | 18 | 407500 | 283500
[5 empty] | 408500283500 | 18 | 408500 | 283500
[5 empty] | 409500283500 | 18 | 409500 | 283500
[5 empty] | 410500283500 | 18 | 410500 | 283500
[5 empty] | 411500283500 | 18 | 411500 | 283500
[5 empty] | 412500283500 | 18 | 412500 | 283500
[5 empty] | 399500282500 | 18 | 399500 | 282500
[5 empty] | 400500282500 | 18 | 400500 | 282500
[5 empty] | 401500282500 | 18 | 401500 | 282500
[5 empty] | 402500282500 | 18 | 402500 | 282500
[5 empty] | 403500282500 | 18 | 403500 | 282500
[5 empty] | 404500282500 | 18 | 404500 | 282500
[5 empty] | 405500282500 | 18 | 405500 | 282500
[5 empty] | 406500282500 | 18 | 406500 | 282500
[5 empty] | 407500282500 | 18 | 407500 | 282500
[5 empty] | 408500282500 | 18 | 408500 | 282500
[5 empty] | 409500282500 | 18 | 409500 | 282500
[5 empty] | 410500282500 | 18 | 410500 | 282500
[5 empty] | 411500282500 | 18 | 411500 | 282500
[5 empty] | 412500282500 | 18 | 412500 | 282500
[5 empty] | 399500281500 | 18 | 399500 | 281500
[5 empty] | 400500281500 | 18 | 400500 | 281500
[5 empty] | 401500281500 | 18 | 401500 | 281500
[5 empty] | 402500281500 | 18 | 402500 | 281500
[5 empty] | 403500281500 | 18 | 403500 | 281500
[5 empty] | 404500281500 | 18 | 404500 | 281500
[5 empty] | 405500281500 | 18 | 405500 | 281500
[5 empty] | 406500281500 | 18 | 406500 | 281500
[5 empty] | 407500281500 | 18 | 407500 | 281500
[5 empty] | 408500281500 | 18 | 408500 | 281500
[5 empty] | 409500281500 | 18 | 409500 | 281500
[5 empty] | 410500281500 | 18 | 410500 | 281500
[5 empty] | 411500281500 | 18 | 411500 | 281500
[5 empty] | 400500280500 | 18 | 400500 | 280500
[5 empty] | 401500280500 | 18 | 401500 | 280500
[5 empty] | 402500280500 | 18 | 402500 | 280500
[5 empty] | 403500280500 | 18 | 403500 | 280500
[5 empty] | 404500280500 | 18 | 404500 | 280500
[5 empty] | 405500280500 | 18 | 405500 | 280500
[5 empty] | 406500280500 | 18 | 406500 | 280500
[5 empty] | 407500280500 | 18 | 407500 | 280500
[5 empty] | 408500280500 | 18 | 408500 | 280500
[5 empty] | 409500280500 | 18 | 409500 | 280500
[5 empty] | 410500280500 | 18 | 410500 | 280500
[5 empty] | 411500280500 | 18 | 411500 | 280500
[5 empty] | 400500279500 | 18 | 400500 | 279500
[5 empty] | 401500279500 | 18 | 401500 | 279500
[5 empty] | 402500279500 | 18 | 402500 | 279500
[5 empty] | 403500279500 | 18 | 403500 | 279500
[5 empty] | 404500279500 | 18 | 404500 | 279500
[5 empty] | 405500279500 | 18 | 405500 | 279500
[5 empty] | 406500279500 | 18 | 406500 | 279500
[5 empty] | 407500279500 | 18 | 407500 | 279500
[5 empty] | 408500279500 | 18 | 408500 | 279500
[5 empty] | 409500279500 | 18 | 409500 | 279500
[5 empty] | 410500279500 | 18 | 410500 | 279500
[5 empty] | 398500278500 | 18 | 398500 | 278500
[5 empty] | 399500278500 | 18 | 399500 | 278500
[5 empty] | 400500278500 | 18 | 400500 | 278500
[5 empty] | 401500278500 | 18 | 401500 | 278500
[5 empty] | 402500278500 | 18 | 402500 | 278500
[5 empty] | 403500278500 | 18 | 403500 | 278500
[5 empty] | 404500278500 | 18 | 404500 | 278500
[5 empty] | 405500278500 | 18 | 405500 | 278500
[5 empty] | 406500278500 | 18 | 406500 | 278500
[5 empty] | 407500278500 | 18 | 407500 | 278500
[5 empty] | 408500278500 | 18 | 408500 | 278500
[5 empty] | 399500277500 | 18 | 399500 | 277500
[5 empty] | 400500277500 | 18 | 400500 | 277500
[5 empty] | 401500277500 | 18 | 401500 | 277500
[5 empty] | 402500277500 | 18 | 402500 | 277500
[5 empty] | 403500277500 | 18 | 403500 | 277500
[5 empty] | 404500277500 | 18 | 404500 | 277500
[5 empty] | 400500276500 | 18 | 400500 | 276500
[5 empty] | 453500306500 | 19 | 453500 | 306500
[5 empty] | 454500306500 | 19 | 454500 | 306500
[5 empty] | 452500305500 | 19 | 452500 | 305500
[5 empty] | 453500305500 | 19 | 453500 | 305500
[5 empty] | 454500305500 | 19 | 454500 | 305500
[5 empty] | 451500304500 | 19 | 451500 | 304500
[5 empty] | 452500304500 | 19 | 452500 | 304500
[5 empty] | 450500303500 | 19 | 450500 | 303500
[5 empty] | 451500303500 | 19 | 451500 | 303500
[5 empty] | 452500303500 | 19 | 452500 | 303500
[5 empty] | 453500303500 | 19 | 453500 | 303500
[5 empty] | 450500302500 | 19 | 450500 | 302500
[5 empty] | 451500302500 | 19 | 451500 | 302500
[5 empty] | 452500302500 | 19 | 452500 | 302500
[5 empty] | 453500302500 | 19 | 453500 | 302500
[5 empty] | 454500302500 | 19 | 454500 | 302500
[5 empty] | 455500302500 | 19 | 455500 | 302500
[5 empty] | 449500301500 | 19 | 449500 | 301500
[5 empty] | 450500301500 | 19 | 450500 | 301500
[5 empty] | 451500301500 | 19 | 451500 | 301500
[5 empty] | 452500301500 | 19 | 452500 | 301500
[5 empty] | 453500301500 | 19 | 453500 | 301500
[5 empty] | 454500301500 | 19 | 454500 | 301500
[5 empty] | 455500301500 | 19 | 455500 | 301500
[5 empty] | 449500300500 | 19 | 449500 | 300500
[5 empty] | 450500300500 | 19 | 450500 | 300500
[5 empty] | 451500300500 | 19 | 451500 | 300500
[5 empty] | 452500300500 | 19 | 452500 | 300500
[5 empty] | 453500300500 | 19 | 453500 | 300500
[5 empty] | 454500300500 | 19 | 454500 | 300500
[5 empty] | 455500300500 | 19 | 455500 | 300500
[5 empty] | 448500299500 | 19 | 448500 | 299500
[5 empty] | 449500299500 | 19 | 449500 | 299500
[5 empty] | 450500299500 | 19 | 450500 | 299500
[5 empty] | 451500299500 | 19 | 451500 | 299500
[5 empty] | 452500299500 | 19 | 452500 | 299500
[5 empty] | 453500299500 | 19 | 453500 | 299500
[5 empty] | 454500299500 | 19 | 454500 | 299500
[5 empty] | 455500299500 | 19 | 455500 | 299500
[5 empty] | 456500299500 | 19 | 456500 | 299500
[5 empty] | 448500298500 | 19 | 448500 | 298500
[5 empty] | 449500298500 | 19 | 449500 | 298500
[5 empty] | 450500298500 | 19 | 450500 | 298500
[5 empty] | 451500298500 | 19 | 451500 | 298500
[5 empty] | 452500298500 | 19 | 452500 | 298500
[5 empty] | 453500298500 | 19 | 453500 | 298500
[5 empty] | 454500298500 | 19 | 454500 | 298500
[5 empty] | 455500298500 | 19 | 455500 | 298500
[5 empty] | 456500298500 | 19 | 456500 | 298500
[5 empty] | 457500298500 | 19 | 457500 | 298500
[5 empty] | 449500297500 | 19 | 449500 | 297500
[5 empty] | 450500297500 | 19 | 450500 | 297500
[5 empty] | 451500297500 | 19 | 451500 | 297500
[5 empty] | 452500297500 | 19 | 452500 | 297500
[5 empty] | 453500297500 | 19 | 453500 | 297500
[5 empty] | 454500297500 | 19 | 454500 | 297500
[5 empty] | 455500297500 | 19 | 455500 | 297500
[5 empty] | 456500297500 | 19 | 456500 | 297500
[5 empty] | 457500297500 | 19 | 457500 | 297500
[5 empty] | 458500297500 | 19 | 458500 | 297500
[5 empty] | 446500296500 | 19 | 446500 | 296500
[5 empty] | 449500296500 | 19 | 449500 | 296500
[5 empty] | 450500296500 | 19 | 450500 | 296500
[5 empty] | 451500296500 | 19 | 451500 | 296500
[5 empty] | 452500296500 | 19 | 452500 | 296500
[5 empty] | 453500296500 | 19 | 453500 | 296500
[5 empty] | 454500296500 | 19 | 454500 | 296500
[5 empty] | 455500296500 | 19 | 455500 | 296500
[5 empty] | 456500296500 | 19 | 456500 | 296500
[5 empty] | 457500296500 | 19 | 457500 | 296500
[5 empty] | 458500296500 | 19 | 458500 | 296500
[5 empty] | 459500296500 | 19 | 459500 | 296500
[5 empty] | 460500296500 | 19 | 460500 | 296500
[5 empty] | 445500295500 | 19 | 445500 | 295500
[5 empty] | 446500295500 | 19 | 446500 | 295500
[5 empty] | 447500295500 | 19 | 447500 | 295500
[5 empty] | 448500295500 | 19 | 448500 | 295500
[5 empty] | 449500295500 | 19 | 449500 | 295500
[5 empty] | 450500295500 | 19 | 450500 | 295500
[5 empty] | 451500295500 | 19 | 451500 | 295500
[5 empty] | 452500295500 | 19 | 452500 | 295500
[5 empty] | 453500295500 | 19 | 453500 | 295500
[5 empty] | 454500295500 | 19 | 454500 | 295500
[5 empty] | 455500295500 | 19 | 455500 | 295500
[5 empty] | 456500295500 | 19 | 456500 | 295500
[5 empty] | 457500295500 | 19 | 457500 | 295500
[5 empty] | 458500295500 | 19 | 458500 | 295500
[5 empty] | 459500295500 | 19 | 459500 | 295500
[5 empty] | 460500295500 | 19 | 460500 | 295500
[5 empty] | 461500295500 | 19 | 461500 | 295500
[5 empty] | 462500295500 | 19 | 462500 | 295500
[5 empty] | 463500295500 | 19 | 463500 | 295500
[5 empty] | 445500294500 | 19 | 445500 | 294500
[5 empty] | 446500294500 | 19 | 446500 | 294500
[5 empty] | 447500294500 | 19 | 447500 | 294500
[5 empty] | 448500294500 | 19 | 448500 | 294500
[5 empty] | 449500294500 | 19 | 449500 | 294500
[5 empty] | 450500294500 | 19 | 450500 | 294500
[5 empty] | 453500294500 | 19 | 453500 | 294500
[5 empty] | 454500294500 | 19 | 454500 | 294500
[5 empty] | 455500294500 | 19 | 455500 | 294500
[5 empty] | 456500294500 | 19 | 456500 | 294500
[5 empty] | 457500294500 | 19 | 457500 | 294500
[5 empty] | 458500294500 | 19 | 458500 | 294500
[5 empty] | 459500294500 | 19 | 459500 | 294500
[5 empty] | 460500294500 | 19 | 460500 | 294500
[5 empty] | 461500294500 | 19 | 461500 | 294500
[5 empty] | 462500294500 | 19 | 462500 | 294500
[5 empty] | 445500293500 | 19 | 445500 | 293500
[5 empty] | 446500293500 | 19 | 446500 | 293500
[5 empty] | 447500293500 | 19 | 447500 | 293500
[5 empty] | 448500293500 | 19 | 448500 | 293500
[5 empty] | 449500293500 | 19 | 449500 | 293500
[5 empty] | 450500293500 | 19 | 450500 | 293500
[5 empty] | 454500293500 | 19 | 454500 | 293500
[5 empty] | 455500293500 | 19 | 455500 | 293500
[5 empty] | 456500293500 | 19 | 456500 | 293500
[5 empty] | 457500293500 | 19 | 457500 | 293500
[5 empty] | 445500292500 | 19 | 445500 | 292500
[5 empty] | 446500292500 | 19 | 446500 | 292500
[5 empty] | 447500292500 | 19 | 447500 | 292500
[5 empty] | 448500292500 | 19 | 448500 | 292500
[5 empty] | 449500292500 | 19 | 449500 | 292500
[5 empty] | 446500291500 | 19 | 446500 | 291500
[5 empty] | 447500291500 | 19 | 447500 | 291500
[5 empty] | 448500291500 | 19 | 448500 | 291500
[5 empty] | 446500290500 | 19 | 446500 | 290500
[5 empty] | 447500290500 | 19 | 447500 | 290500
[5 empty] | 448500290500 | 19 | 448500 | 290500
[5 empty] | 446500289500 | 19 | 446500 | 289500
[5 empty] | 447500289500 | 19 | 447500 | 289500
[5 empty] | 369500431500 | 20 | 369500 | 431500
[5 empty] | 367500430500 | 20 | 367500 | 430500
[5 empty] | 368500430500 | 20 | 368500 | 430500
[5 empty] | 369500430500 | 20 | 369500 | 430500
[5 empty] | 365500429500 | 20 | 365500 | 429500
[5 empty] | 366500429500 | 20 | 366500 | 429500
[5 empty] | 367500429500 | 20 | 367500 | 429500
[5 empty] | 368500429500 | 20 | 368500 | 429500
[5 empty] | 369500429500 | 20 | 369500 | 429500
[5 empty] | 364500428500 | 20 | 364500 | 428500
[5 empty] | 365500428500 | 20 | 365500 | 428500
[5 empty] | 366500428500 | 20 | 366500 | 428500
[5 empty] | 367500428500 | 20 | 367500 | 428500
[5 empty] | 368500428500 | 20 | 368500 | 428500
[5 empty] | 369500428500 | 20 | 369500 | 428500
[5 empty] | 370500428500 | 20 | 370500 | 428500
[5 empty] | 363500427500 | 20 | 363500 | 427500
[5 empty] | 364500427500 | 20 | 364500 | 427500
[5 empty] | 365500427500 | 20 | 365500 | 427500
[5 empty] | 366500427500 | 20 | 366500 | 427500
[5 empty] | 367500427500 | 20 | 367500 | 427500
[5 empty] | 368500427500 | 20 | 368500 | 427500
[5 empty] | 369500427500 | 20 | 369500 | 427500
[5 empty] | 370500427500 | 20 | 370500 | 427500
[5 empty] | 363500426500 | 20 | 363500 | 426500
[5 empty] | 364500426500 | 20 | 364500 | 426500
[5 empty] | 365500426500 | 20 | 365500 | 426500
[5 empty] | 366500426500 | 20 | 366500 | 426500
[5 empty] | 367500426500 | 20 | 367500 | 426500
[5 empty] | 368500426500 | 20 | 368500 | 426500
[5 empty] | 369500426500 | 20 | 369500 | 426500
[5 empty] | 370500426500 | 20 | 370500 | 426500
[5 empty] | 364500425500 | 20 | 364500 | 425500
[5 empty] | 365500425500 | 20 | 365500 | 425500
[5 empty] | 366500425500 | 20 | 366500 | 425500
[5 empty] | 367500425500 | 20 | 367500 | 425500
[5 empty] | 368500425500 | 20 | 368500 | 425500
[5 empty] | 369500425500 | 20 | 369500 | 425500
[5 empty] | 370500425500 | 20 | 370500 | 425500
[5 empty] | 371500425500 | 20 | 371500 | 425500
[5 empty] | 364500424500 | 20 | 364500 | 424500
[5 empty] | 365500424500 | 20 | 365500 | 424500
[5 empty] | 366500424500 | 20 | 366500 | 424500
[5 empty] | 367500424500 | 20 | 367500 | 424500
[5 empty] | 368500424500 | 20 | 368500 | 424500
[5 empty] | 369500424500 | 20 | 369500 | 424500
[5 empty] | 370500424500 | 20 | 370500 | 424500
[5 empty] | 371500424500 | 20 | 371500 | 424500
[5 empty] | 364500423500 | 20 | 364500 | 423500
[5 empty] | 365500423500 | 20 | 365500 | 423500
[5 empty] | 366500423500 | 20 | 366500 | 423500
[5 empty] | 367500423500 | 20 | 367500 | 423500
[5 empty] | 368500423500 | 20 | 368500 | 423500
[5 empty] | 369500423500 | 20 | 369500 | 423500
[5 empty] | 370500423500 | 20 | 370500 | 423500
[5 empty] | 371500423500 | 20 | 371500 | 423500
[5 empty] | 372500423500 | 20 | 372500 | 423500
[5 empty] | 365500422500 | 20 | 365500 | 422500
[5 empty] | 366500422500 | 20 | 366500 | 422500
[5 empty] | 367500422500 | 20 | 367500 | 422500
[5 empty] | 368500422500 | 20 | 368500 | 422500
[5 empty] | 369500422500 | 20 | 369500 | 422500
[5 empty] | 370500422500 | 20 | 370500 | 422500
[5 empty] | 371500422500 | 20 | 371500 | 422500
[5 empty] | 372500422500 | 20 | 372500 | 422500
[5 empty] | 366500421500 | 20 | 366500 | 421500
[5 empty] | 367500421500 | 20 | 367500 | 421500
[5 empty] | 368500421500 | 20 | 368500 | 421500
[5 empty] | 369500421500 | 20 | 369500 | 421500
[5 empty] | 370500421500 | 20 | 370500 | 421500
[5 empty] | 371500421500 | 20 | 371500 | 421500
[5 empty] | 372500421500 | 20 | 372500 | 421500
[5 empty] | 373500421500 | 20 | 373500 | 421500
[5 empty] | 366500420500 | 20 | 366500 | 420500
[5 empty] | 367500420500 | 20 | 367500 | 420500
[5 empty] | 368500420500 | 20 | 368500 | 420500
[5 empty] | 369500420500 | 20 | 369500 | 420500
[5 empty] | 370500420500 | 20 | 370500 | 420500
[5 empty] | 371500420500 | 20 | 371500 | 420500
[5 empty] | 372500420500 | 20 | 372500 | 420500
[5 empty] | 373500420500 | 20 | 373500 | 420500
[5 empty] | 374500420500 | 20 | 374500 | 420500
[5 empty] | 365500419500 | 20 | 365500 | 419500
[5 empty] | 366500419500 | 20 | 366500 | 419500
[5 empty] | 367500419500 | 20 | 367500 | 419500
[5 empty] | 368500419500 | 20 | 368500 | 419500
[5 empty] | 369500419500 | 20 | 369500 | 419500
[5 empty] | 370500419500 | 20 | 370500 | 419500
[5 empty] | 371500419500 | 20 | 371500 | 419500
[5 empty] | 372500419500 | 20 | 372500 | 419500
[5 empty] | 373500419500 | 20 | 373500 | 419500
[5 empty] | 374500419500 | 20 | 374500 | 419500
[5 empty] | 365500418500 | 20 | 365500 | 418500
[5 empty] | 366500418500 | 20 | 366500 | 418500
[5 empty] | 367500418500 | 20 | 367500 | 418500
[5 empty] | 368500418500 | 20 | 368500 | 418500
[5 empty] | 369500418500 | 20 | 369500 | 418500
[5 empty] | 370500418500 | 20 | 370500 | 418500
[5 empty] | 371500418500 | 20 | 371500 | 418500
[5 empty] | 372500418500 | 20 | 372500 | 418500
[5 empty] | 373500418500 | 20 | 373500 | 418500
[5 empty] | 374500418500 | 20 | 374500 | 418500
[5 empty] | 375500418500 | 20 | 375500 | 418500
[5 empty] | 365500417500 | 20 | 365500 | 417500
[5 empty] | 366500417500 | 20 | 366500 | 417500
[5 empty] | 367500417500 | 20 | 367500 | 417500
[5 empty] | 368500417500 | 20 | 368500 | 417500
[5 empty] | 369500417500 | 20 | 369500 | 417500
[5 empty] | 370500417500 | 20 | 370500 | 417500
[5 empty] | 371500417500 | 20 | 371500 | 417500
[5 empty] | 372500417500 | 20 | 372500 | 417500
[5 empty] | 373500417500 | 20 | 373500 | 417500
[5 empty] | 374500417500 | 20 | 374500 | 417500
[5 empty] | 375500417500 | 20 | 375500 | 417500
[5 empty] | 366500416500 | 20 | 366500 | 416500
[5 empty] | 367500416500 | 20 | 367500 | 416500
[5 empty] | 368500416500 | 20 | 368500 | 416500
[5 empty] | 369500416500 | 20 | 369500 | 416500
[5 empty] | 370500416500 | 20 | 370500 | 416500
[5 empty] | 371500416500 | 20 | 371500 | 416500
[5 empty] | 372500416500 | 20 | 372500 | 416500
[5 empty] | 373500416500 | 20 | 373500 | 416500
[5 empty] | 374500416500 | 20 | 374500 | 416500
[5 empty] | 375500416500 | 20 | 375500 | 416500
[5 empty] | 366500415500 | 20 | 366500 | 415500
[5 empty] | 367500415500 | 20 | 367500 | 415500
[5 empty] | 368500415500 | 20 | 368500 | 415500
[5 empty] | 369500415500 | 20 | 369500 | 415500
[5 empty] | 372500415500 | 20 | 372500 | 415500
[5 empty] | 373500415500 | 20 | 373500 | 415500
[5 empty] | 374500415500 | 20 | 374500 | 415500
[5 empty] | 375500415500 | 20 | 375500 | 415500
[5 empty] | 366500414500 | 20 | 366500 | 414500
[5 empty] | 367500414500 | 20 | 367500 | 414500
[5 empty] | 368500414500 | 20 | 368500 | 414500
[5 empty] | 369500414500 | 20 | 369500 | 414500
[5 empty] | 372500414500 | 20 | 372500 | 414500
[5 empty] | 331500442500 | 21 | 331500 | 442500
[5 empty] | 331500441500 | 21 | 331500 | 441500
[5 empty] | 332500441500 | 21 | 332500 | 441500
[5 empty] | 330500440500 | 21 | 330500 | 440500
[5 empty] | 331500440500 | 21 | 331500 | 440500
[5 empty] | 332500440500 | 21 | 332500 | 440500
[5 empty] | 330500439500 | 21 | 330500 | 439500
[5 empty] | 331500439500 | 21 | 331500 | 439500
[5 empty] | 332500439500 | 21 | 332500 | 439500
[5 empty] | 330500438500 | 21 | 330500 | 438500
[5 empty] | 331500438500 | 21 | 331500 | 438500
[5 empty] | 332500438500 | 21 | 332500 | 438500
[5 empty] | 330500437500 | 21 | 330500 | 437500
[5 empty] | 331500437500 | 21 | 331500 | 437500
[5 empty] | 332500437500 | 21 | 332500 | 437500
[5 empty] | 333500437500 | 21 | 333500 | 437500
[5 empty] | 330500436500 | 21 | 330500 | 436500
[5 empty] | 331500436500 | 21 | 331500 | 436500
[5 empty] | 332500436500 | 21 | 332500 | 436500
[5 empty] | 333500436500 | 21 | 333500 | 436500
[5 empty] | 330500435500 | 21 | 330500 | 435500
[5 empty] | 331500435500 | 21 | 331500 | 435500
[5 empty] | 332500435500 | 21 | 332500 | 435500
[5 empty] | 333500435500 | 21 | 333500 | 435500
[5 empty] | 334500435500 | 21 | 334500 | 435500
[5 empty] | 330500434500 | 21 | 330500 | 434500
[5 empty] | 331500434500 | 21 | 331500 | 434500
[5 empty] | 332500434500 | 21 | 332500 | 434500
[5 empty] | 333500434500 | 21 | 333500 | 434500
[5 empty] | 334500434500 | 21 | 334500 | 434500
[5 empty] | 330500433500 | 21 | 330500 | 433500
[5 empty] | 331500433500 | 21 | 331500 | 433500
[5 empty] | 332500433500 | 21 | 332500 | 433500
[5 empty] | 333500433500 | 21 | 333500 | 433500
[5 empty] | 334500433500 | 21 | 334500 | 433500
[5 empty] | 330500432500 | 21 | 330500 | 432500
[5 empty] | 331500432500 | 21 | 331500 | 432500
[5 empty] | 332500432500 | 21 | 332500 | 432500
[5 empty] | 333500432500 | 21 | 333500 | 432500
[5 empty] | 332500431500 | 21 | 332500 | 431500
[5 empty] | 333500431500 | 21 | 333500 | 431500
[5 empty] | 446500379500 | 23 | 446500 | 379500
[5 empty] | 447500379500 | 23 | 447500 | 379500
[5 empty] | 446500378500 | 23 | 446500 | 378500
[5 empty] | 447500378500 | 23 | 447500 | 378500
[5 empty] | 448500378500 | 23 | 448500 | 378500
[5 empty] | 449500378500 | 23 | 449500 | 378500
[5 empty] | 450500378500 | 23 | 450500 | 378500
[5 empty] | 451500378500 | 23 | 451500 | 378500
[5 empty] | 452500378500 | 23 | 452500 | 378500
[5 empty] | 453500378500 | 23 | 453500 | 378500
[5 empty] | 454500378500 | 23 | 454500 | 378500
[5 empty] | 445500377500 | 23 | 445500 | 377500
[5 empty] | 446500377500 | 23 | 446500 | 377500
[5 empty] | 447500377500 | 23 | 447500 | 377500
[5 empty] | 448500377500 | 23 | 448500 | 377500
[5 empty] | 449500377500 | 23 | 449500 | 377500
[5 empty] | 450500377500 | 23 | 450500 | 377500
[5 empty] | 451500377500 | 23 | 451500 | 377500
[5 empty] | 452500377500 | 23 | 452500 | 377500
[5 empty] | 453500377500 | 23 | 453500 | 377500
[5 empty] | 454500377500 | 23 | 454500 | 377500
[5 empty] | 445500376500 | 23 | 445500 | 376500
[5 empty] | 446500376500 | 23 | 446500 | 376500
[5 empty] | 447500376500 | 23 | 447500 | 376500
[5 empty] | 448500376500 | 23 | 448500 | 376500
[5 empty] | 449500376500 | 23 | 449500 | 376500
[5 empty] | 450500376500 | 23 | 450500 | 376500
[5 empty] | 451500376500 | 23 | 451500 | 376500
[5 empty] | 452500376500 | 23 | 452500 | 376500
[5 empty] | 453500376500 | 23 | 453500 | 376500
[5 empty] | 454500376500 | 23 | 454500 | 376500
[5 empty] | 446500375500 | 23 | 446500 | 375500
[5 empty] | 447500375500 | 23 | 447500 | 375500
[5 empty] | 448500375500 | 23 | 448500 | 375500
[5 empty] | 449500375500 | 23 | 449500 | 375500
[5 empty] | 450500375500 | 23 | 450500 | 375500
[5 empty] | 451500375500 | 23 | 451500 | 375500
[5 empty] | 452500375500 | 23 | 452500 | 375500
[5 empty] | 453500375500 | 23 | 453500 | 375500
[5 empty] | 454500375500 | 23 | 454500 | 375500
[5 empty] | 446500374500 | 23 | 446500 | 374500
[5 empty] | 447500374500 | 23 | 447500 | 374500
[5 empty] | 448500374500 | 23 | 448500 | 374500
[5 empty] | 449500374500 | 23 | 449500 | 374500
[5 empty] | 450500374500 | 23 | 450500 | 374500
[5 empty] | 451500374500 | 23 | 451500 | 374500
[5 empty] | 452500374500 | 23 | 452500 | 374500
[5 empty] | 453500374500 | 23 | 453500 | 374500
[5 empty] | 445500373500 | 23 | 445500 | 373500
[5 empty] | 446500373500 | 23 | 446500 | 373500
[5 empty] | 447500373500 | 23 | 447500 | 373500
[5 empty] | 448500373500 | 23 | 448500 | 373500
[5 empty] | 449500373500 | 23 | 449500 | 373500
[5 empty] | 450500373500 | 23 | 450500 | 373500
[5 empty] | 451500373500 | 23 | 451500 | 373500
[5 empty] | 452500373500 | 23 | 452500 | 373500
[5 empty] | 445500372500 | 23 | 445500 | 372500
[5 empty] | 446500372500 | 23 | 446500 | 372500
[5 empty] | 447500372500 | 23 | 447500 | 372500
[5 empty] | 448500372500 | 23 | 448500 | 372500
[5 empty] | 449500372500 | 23 | 449500 | 372500
[5 empty] | 450500372500 | 23 | 450500 | 372500
[5 empty] | 451500372500 | 23 | 451500 | 372500
[5 empty] | 452500372500 | 23 | 452500 | 372500
[5 empty] | 445500371500 | 23 | 445500 | 371500
[5 empty] | 446500371500 | 23 | 446500 | 371500
[5 empty] | 447500371500 | 23 | 447500 | 371500
[5 empty] | 448500371500 | 23 | 448500 | 371500
[5 empty] | 449500371500 | 23 | 449500 | 371500
[5 empty] | 450500371500 | 23 | 450500 | 371500
[5 empty] | 451500371500 | 23 | 451500 | 371500
[5 empty] | 452500371500 | 23 | 452500 | 371500
[5 empty] | 446500370500 | 23 | 446500 | 370500
[5 empty] | 447500370500 | 23 | 447500 | 370500
[5 empty] | 448500370500 | 23 | 448500 | 370500
[5 empty] | 449500370500 | 23 | 449500 | 370500
[5 empty] | 450500370500 | 23 | 450500 | 370500
[5 empty] | 451500370500 | 23 | 451500 | 370500
[5 empty] | 452500370500 | 23 | 452500 | 370500
[5 empty] | 446500369500 | 23 | 446500 | 369500
[5 empty] | 447500369500 | 23 | 447500 | 369500
[5 empty] | 448500369500 | 23 | 448500 | 369500
[5 empty] | 449500369500 | 23 | 449500 | 369500
[5 empty] | 450500369500 | 23 | 450500 | 369500
[5 empty] | 451500369500 | 23 | 451500 | 369500
[5 empty] | 452500369500 | 23 | 452500 | 369500
[5 empty] | 446500368500 | 23 | 446500 | 368500
[5 empty] | 447500368500 | 23 | 447500 | 368500
[5 empty] | 448500368500 | 23 | 448500 | 368500
[5 empty] | 449500368500 | 23 | 449500 | 368500
[5 empty] | 450500368500 | 23 | 450500 | 368500
[5 empty] | 451500368500 | 23 | 451500 | 368500
[5 empty] | 452500368500 | 23 | 452500 | 368500
[5 empty] | 446500367500 | 23 | 446500 | 367500
[5 empty] | 447500367500 | 23 | 447500 | 367500
[5 empty] | 448500367500 | 23 | 448500 | 367500
[5 empty] | 449500367500 | 23 | 449500 | 367500
[5 empty] | 450500367500 | 23 | 450500 | 367500
[5 empty] | 451500367500 | 23 | 451500 | 367500
[5 empty] | 452500367500 | 23 | 452500 | 367500
[5 empty] | 446500366500 | 23 | 446500 | 366500
[5 empty] | 447500366500 | 23 | 447500 | 366500
[5 empty] | 448500366500 | 23 | 448500 | 366500
[5 empty] | 449500366500 | 23 | 449500 | 366500
[5 empty] | 450500366500 | 23 | 450500 | 366500
[5 empty] | 451500366500 | 23 | 451500 | 366500
[5 empty] | 452500366500 | 23 | 452500 | 366500
[5 empty] | 453500366500 | 23 | 453500 | 366500
[5 empty] | 443500365500 | 23 | 443500 | 365500
[5 empty] | 444500365500 | 23 | 444500 | 365500
[5 empty] | 445500365500 | 23 | 445500 | 365500
[5 empty] | 446500365500 | 23 | 446500 | 365500
[5 empty] | 447500365500 | 23 | 447500 | 365500
[5 empty] | 448500365500 | 23 | 448500 | 365500
[5 empty] | 449500365500 | 23 | 449500 | 365500
[5 empty] | 450500365500 | 23 | 450500 | 365500
[5 empty] | 451500365500 | 23 | 451500 | 365500
[5 empty] | 452500365500 | 23 | 452500 | 365500
[5 empty] | 453500365500 | 23 | 453500 | 365500
[5 empty] | 442500364500 | 23 | 442500 | 364500
[5 empty] | 443500364500 | 23 | 443500 | 364500
[5 empty] | 444500364500 | 23 | 444500 | 364500
[5 empty] | 445500364500 | 23 | 445500 | 364500
[5 empty] | 446500364500 | 23 | 446500 | 364500
[5 empty] | 447500364500 | 23 | 447500 | 364500
[5 empty] | 448500364500 | 23 | 448500 | 364500
[5 empty] | 449500364500 | 23 | 449500 | 364500
[5 empty] | 450500364500 | 23 | 450500 | 364500
[5 empty] | 443500363500 | 23 | 443500 | 363500
[5 empty] | 444500363500 | 23 | 444500 | 363500
[5 empty] | 445500363500 | 23 | 445500 | 363500
[5 empty] | 446500363500 | 23 | 446500 | 363500
[5 empty] | 449500363500 | 23 | 449500 | 363500
[5 empty] | 443500362500 | 23 | 443500 | 362500
[5 empty] | 444500362500 | 23 | 444500 | 362500
[5 empty] | 443500361500 | 23 | 443500 | 361500
[5 empty] | 444500361500 | 23 | 444500 | 361500
[5 empty] | 442500360500 | 23 | 442500 | 360500
[5 empty] | 443500360500 | 23 | 443500 | 360500
[5 empty] | 444500360500 | 23 | 444500 | 360500
[5 empty] | 445500360500 | 23 | 445500 | 360500
[5 empty] | 442500359500 | 23 | 442500 | 359500
[5 empty] | 443500359500 | 23 | 443500 | 359500
[5 empty] | 444500359500 | 23 | 444500 | 359500
[5 empty] | 445500359500 | 23 | 445500 | 359500
[5 empty] | 442500358500 | 23 | 442500 | 358500
[5 empty] | 443500358500 | 23 | 443500 | 358500
[5 empty] | 444500358500 | 23 | 444500 | 358500
[5 empty] | 445500358500 | 23 | 445500 | 358500
[5 empty] | 442500357500 | 23 | 442500 | 357500
[5 empty] | 443500357500 | 23 | 443500 | 357500
[5 empty] | 444500357500 | 23 | 444500 | 357500
[5 empty] | 445500357500 | 23 | 445500 | 357500
[5 empty] | 442500356500 | 23 | 442500 | 356500
[5 empty] | 443500356500 | 23 | 443500 | 356500
[5 empty] | 444500356500 | 23 | 444500 | 356500
[5 empty] | 445500356500 | 23 | 445500 | 356500
[5 empty] | 446500356500 | 23 | 446500 | 356500
[5 empty] | 443500355500 | 23 | 443500 | 355500
[5 empty] | 444500355500 | 23 | 444500 | 355500
[5 empty] | 445500355500 | 23 | 445500 | 355500
[5 empty] | 444500354500 | 23 | 444500 | 354500
[5 empty] | 445500354500 | 23 | 445500 | 354500
[5 empty] | 370500415500 | 24 | 370500 | 415500
[5 empty] | 371500415500 | 24 | 371500 | 415500
[5 empty] | 370500414500 | 24 | 370500 | 414500
[5 empty] | 371500414500 | 24 | 371500 | 414500
[5 empty] | 373500414500 | 24 | 373500 | 414500
[5 empty] | 374500414500 | 24 | 374500 | 414500
[5 empty] | 365500413500 | 24 | 365500 | 413500
[5 empty] | 366500413500 | 24 | 366500 | 413500
[5 empty] | 367500413500 | 24 | 367500 | 413500
[5 empty] | 368500413500 | 24 | 368500 | 413500
[5 empty] | 369500413500 | 24 | 369500 | 413500
[5 empty] | 370500413500 | 24 | 370500 | 413500
[5 empty] | 371500413500 | 24 | 371500 | 413500
[5 empty] | 372500413500 | 24 | 372500 | 413500
[5 empty] | 373500413500 | 24 | 373500 | 413500
[5 empty] | 374500413500 | 24 | 374500 | 413500
[5 empty] | 360500412500 | 24 | 360500 | 412500
[5 empty] | 364500412500 | 24 | 364500 | 412500
[5 empty] | 365500412500 | 24 | 365500 | 412500
[5 empty] | 366500412500 | 24 | 366500 | 412500
[5 empty] | 367500412500 | 24 | 367500 | 412500
[5 empty] | 368500412500 | 24 | 368500 | 412500
[5 empty] | 369500412500 | 24 | 369500 | 412500
[5 empty] | 370500412500 | 24 | 370500 | 412500
[5 empty] | 371500412500 | 24 | 371500 | 412500
[5 empty] | 372500412500 | 24 | 372500 | 412500
[5 empty] | 373500412500 | 24 | 373500 | 412500
[5 empty] | 374500412500 | 24 | 374500 | 412500
[5 empty] | 375500412500 | 24 | 375500 | 412500
[5 empty] | 359500411500 | 24 | 359500 | 411500
[5 empty] | 360500411500 | 24 | 360500 | 411500
[5 empty] | 361500411500 | 24 | 361500 | 411500
[5 empty] | 363500411500 | 24 | 363500 | 411500
[5 empty] | 364500411500 | 24 | 364500 | 411500
[5 empty] | 365500411500 | 24 | 365500 | 411500
[5 empty] | 366500411500 | 24 | 366500 | 411500
[5 empty] | 367500411500 | 24 | 367500 | 411500
[5 empty] | 368500411500 | 24 | 368500 | 411500
[5 empty] | 369500411500 | 24 | 369500 | 411500
[5 empty] | 370500411500 | 24 | 370500 | 411500
[5 empty] | 371500411500 | 24 | 371500 | 411500
[5 empty] | 372500411500 | 24 | 372500 | 411500
[5 empty] | 373500411500 | 24 | 373500 | 411500
[5 empty] | 374500411500 | 24 | 374500 | 411500
[5 empty] | 375500411500 | 24 | 375500 | 411500
[5 empty] | 360500410500 | 24 | 360500 | 410500
[5 empty] | 361500410500 | 24 | 361500 | 410500
[5 empty] | 362500410500 | 24 | 362500 | 410500
[5 empty] | 363500410500 | 24 | 363500 | 410500
[5 empty] | 364500410500 | 24 | 364500 | 410500
[5 empty] | 365500410500 | 24 | 365500 | 410500
[5 empty] | 366500410500 | 24 | 366500 | 410500
[5 empty] | 367500410500 | 24 | 367500 | 410500
[5 empty] | 368500410500 | 24 | 368500 | 410500
[5 empty] | 369500410500 | 24 | 369500 | 410500
[5 empty] | 370500410500 | 24 | 370500 | 410500
[5 empty] | 371500410500 | 24 | 371500 | 410500
[5 empty] | 372500410500 | 24 | 372500 | 410500
[5 empty] | 373500410500 | 24 | 373500 | 410500
[5 empty] | 374500410500 | 24 | 374500 | 410500
[5 empty] | 362500409500 | 24 | 362500 | 409500
[5 empty] | 363500409500 | 24 | 363500 | 409500
[5 empty] | 364500409500 | 24 | 364500 | 409500
[5 empty] | 365500409500 | 24 | 365500 | 409500
[5 empty] | 366500409500 | 24 | 366500 | 409500
[5 empty] | 367500409500 | 24 | 367500 | 409500
[5 empty] | 368500409500 | 24 | 368500 | 409500
[5 empty] | 369500409500 | 24 | 369500 | 409500
[5 empty] | 370500409500 | 24 | 370500 | 409500
[5 empty] | 371500409500 | 24 | 371500 | 409500
[5 empty] | 372500409500 | 24 | 372500 | 409500
[5 empty] | 373500409500 | 24 | 373500 | 409500
[5 empty] | 374500409500 | 24 | 374500 | 409500
[5 empty] | 362500408500 | 24 | 362500 | 408500
[5 empty] | 363500408500 | 24 | 363500 | 408500
[5 empty] | 364500408500 | 24 | 364500 | 408500
[5 empty] | 365500408500 | 24 | 365500 | 408500
[5 empty] | 366500408500 | 24 | 366500 | 408500
[5 empty] | 367500408500 | 24 | 367500 | 408500
[5 empty] | 368500408500 | 24 | 368500 | 408500
[5 empty] | 369500408500 | 24 | 369500 | 408500
[5 empty] | 370500408500 | 24 | 370500 | 408500
[5 empty] | 371500408500 | 24 | 371500 | 408500
[5 empty] | 372500408500 | 24 | 372500 | 408500
[5 empty] | 373500408500 | 24 | 373500 | 408500
[5 empty] | 374500408500 | 24 | 374500 | 408500
[5 empty] | 363500407500 | 24 | 363500 | 407500
[5 empty] | 364500407500 | 24 | 364500 | 407500
[5 empty] | 365500407500 | 24 | 365500 | 407500
[5 empty] | 366500407500 | 24 | 366500 | 407500
[5 empty] | 367500407500 | 24 | 367500 | 407500
[5 empty] | 368500407500 | 24 | 368500 | 407500
[5 empty] | 369500407500 | 24 | 369500 | 407500
[5 empty] | 370500407500 | 24 | 370500 | 407500
[5 empty] | 371500407500 | 24 | 371500 | 407500
[5 empty] | 372500407500 | 24 | 372500 | 407500
[5 empty] | 373500407500 | 24 | 373500 | 407500
[5 empty] | 374500407500 | 24 | 374500 | 407500
[5 empty] | 375500407500 | 24 | 375500 | 407500
[5 empty] | 363500406500 | 24 | 363500 | 406500
[5 empty] | 364500406500 | 24 | 364500 | 406500
[5 empty] | 365500406500 | 24 | 365500 | 406500
[5 empty] | 366500406500 | 24 | 366500 | 406500
[5 empty] | 367500406500 | 24 | 367500 | 406500
[5 empty] | 368500406500 | 24 | 368500 | 406500
[5 empty] | 369500406500 | 24 | 369500 | 406500
[5 empty] | 370500406500 | 24 | 370500 | 406500
[5 empty] | 371500406500 | 24 | 371500 | 406500
[5 empty] | 372500406500 | 24 | 372500 | 406500
[5 empty] | 373500406500 | 24 | 373500 | 406500
[5 empty] | 374500406500 | 24 | 374500 | 406500
[5 empty] | 375500406500 | 24 | 375500 | 406500
[5 empty] | 363500405500 | 24 | 363500 | 405500
[5 empty] | 364500405500 | 24 | 364500 | 405500
[5 empty] | 365500405500 | 24 | 365500 | 405500
[5 empty] | 366500405500 | 24 | 366500 | 405500
[5 empty] | 367500405500 | 24 | 367500 | 405500
[5 empty] | 368500405500 | 24 | 368500 | 405500
[5 empty] | 369500405500 | 24 | 369500 | 405500
[5 empty] | 370500405500 | 24 | 370500 | 405500
[5 empty] | 371500405500 | 24 | 371500 | 405500
[5 empty] | 372500405500 | 24 | 372500 | 405500
[5 empty] | 373500405500 | 24 | 373500 | 405500
[5 empty] | 374500405500 | 24 | 374500 | 405500
[5 empty] | 375500405500 | 24 | 375500 | 405500
[5 empty] | 376500405500 | 24 | 376500 | 405500
[5 empty] | 364500404500 | 24 | 364500 | 404500
[5 empty] | 365500404500 | 24 | 365500 | 404500
[5 empty] | 367500404500 | 24 | 367500 | 404500
[5 empty] | 368500404500 | 24 | 368500 | 404500
[5 empty] | 369500404500 | 24 | 369500 | 404500
[5 empty] | 370500404500 | 24 | 370500 | 404500
[5 empty] | 374500404500 | 24 | 374500 | 404500
[5 empty] | 375500404500 | 24 | 375500 | 404500
[5 empty] | 376500404500 | 24 | 376500 | 404500
[5 empty] | 377500404500 | 24 | 377500 | 404500
[5 empty] | 40050098500 | 512 | 400500 | 98500
[5 empty] | 40150098500 | 512 | 401500 | 98500
[5 empty] | 40250098500 | 512 | 402500 | 98500
[5 empty] | 40350098500 | 512 | 403500 | 98500
[5 empty] | 40450098500 | 512 | 404500 | 98500
[5 empty] | 39950097500 | 512 | 399500 | 97500
[5 empty] | 40050097500 | 512 | 400500 | 97500
[5 empty] | 40150097500 | 512 | 401500 | 97500
[5 empty] | 40250097500 | 512 | 402500 | 97500
[5 empty] | 40350097500 | 512 | 403500 | 97500
[5 empty] | 40450097500 | 512 | 404500 | 97500
[5 empty] | 40550097500 | 512 | 405500 | 97500
[5 empty] | 39950096500 | 512 | 399500 | 96500
[5 empty] | 40050096500 | 512 | 400500 | 96500
[5 empty] | 40150096500 | 512 | 401500 | 96500
[5 empty] | 40250096500 | 512 | 402500 | 96500
[5 empty] | 40350096500 | 512 | 403500 | 96500
[5 empty] | 40450096500 | 512 | 404500 | 96500
[5 empty] | 39950095500 | 512 | 399500 | 95500
[5 empty] | 40050095500 | 512 | 400500 | 95500
[5 empty] | 40150095500 | 512 | 401500 | 95500
[5 empty] | 40250095500 | 512 | 402500 | 95500
[5 empty] | 40350095500 | 512 | 403500 | 95500
[5 empty] | 40450095500 | 512 | 404500 | 95500
[5 empty] | 39950094500 | 512 | 399500 | 94500
[5 empty] | 40050094500 | 512 | 400500 | 94500
[5 empty] | 40150094500 | 512 | 401500 | 94500
[5 empty] | 40250094500 | 512 | 402500 | 94500
[5 empty] | 40350094500 | 512 | 403500 | 94500
[5 empty] | 40450094500 | 512 | 404500 | 94500
[5 empty] | 40550094500 | 512 | 405500 | 94500
[5 empty] | 39950093500 | 512 | 399500 | 93500
[5 empty] | 40050093500 | 512 | 400500 | 93500
[5 empty] | 40150093500 | 512 | 401500 | 93500
[5 empty] | 40250093500 | 512 | 402500 | 93500
[5 empty] | 40350093500 | 512 | 403500 | 93500
[5 empty] | 40450093500 | 512 | 404500 | 93500
[5 empty] | 40550093500 | 512 | 405500 | 93500
[5 empty] | 40650093500 | 512 | 406500 | 93500
[5 empty] | 39850092500 | 512 | 398500 | 92500
[5 empty] | 39950092500 | 512 | 399500 | 92500
[5 empty] | 40050092500 | 512 | 400500 | 92500
[5 empty] | 40150092500 | 512 | 401500 | 92500
[5 empty] | 40250092500 | 512 | 402500 | 92500
[5 empty] | 40350092500 | 512 | 403500 | 92500
[5 empty] | 40450092500 | 512 | 404500 | 92500
[5 empty] | 40550092500 | 512 | 405500 | 92500
[5 empty] | 40650092500 | 512 | 406500 | 92500
[5 empty] | 39750091500 | 512 | 397500 | 91500
[5 empty] | 39850091500 | 512 | 398500 | 91500
[5 empty] | 39950091500 | 512 | 399500 | 91500
[5 empty] | 40050091500 | 512 | 400500 | 91500
[5 empty] | 40150091500 | 512 | 401500 | 91500
[5 empty] | 40250091500 | 512 | 402500 | 91500
[5 empty] | 40350091500 | 512 | 403500 | 91500
[5 empty] | 40450091500 | 512 | 404500 | 91500
[5 empty] | 40550091500 | 512 | 405500 | 91500
[5 empty] | 40650091500 | 512 | 406500 | 91500
[5 empty] | 39850090500 | 512 | 398500 | 90500
[5 empty] | 39950090500 | 512 | 399500 | 90500
[5 empty] | 40050090500 | 512 | 400500 | 90500
[5 empty] | 40150090500 | 512 | 401500 | 90500
[5 empty] | 40250090500 | 512 | 402500 | 90500
[5 empty] | 40350090500 | 512 | 403500 | 90500
[5 empty] | 40450090500 | 512 | 404500 | 90500
[5 empty] | 40550090500 | 512 | 405500 | 90500
[5 empty] | 40650090500 | 512 | 406500 | 90500
[5 empty] | 39950089500 | 512 | 399500 | 89500
[5 empty] | 40050089500 | 512 | 400500 | 89500
[5 empty] | 40150089500 | 512 | 401500 | 89500
[5 empty] | 40250089500 | 512 | 402500 | 89500
[5 empty] | 40350089500 | 512 | 403500 | 89500
[5 empty] | 40450089500 | 512 | 404500 | 89500
[5 empty] | 40550089500 | 512 | 405500 | 89500
[5 empty] | 40650089500 | 512 | 406500 | 89500
[5 empty] | 40750089500 | 512 | 407500 | 89500
[5 empty] | 40450088500 | 512 | 404500 | 88500
[5 empty] | 40550088500 | 512 | 405500 | 88500
[5 empty] | 40350087500 | 512 | 403500 | 87500
[5 empty] | 40450087500 | 512 | 404500 | 87500
[5 empty] | 502500175500 | 26 | 502500 | 175500
[5 empty] | 503500175500 | 26 | 503500 | 175500
[5 empty] | 502500174500 | 26 | 502500 | 174500
[5 empty] | 503500174500 | 26 | 503500 | 174500
[5 empty] | 504500174500 | 26 | 504500 | 174500
[5 empty] | 505500174500 | 26 | 505500 | 174500
[5 empty] | 502500173500 | 26 | 502500 | 173500
[5 empty] | 503500173500 | 26 | 503500 | 173500
[5 empty] | 504500173500 | 26 | 504500 | 173500
[5 empty] | 505500173500 | 26 | 505500 | 173500
[5 empty] | 506500173500 | 26 | 506500 | 173500
[5 empty] | 502500172500 | 26 | 502500 | 172500
[5 empty] | 503500172500 | 26 | 503500 | 172500
[5 empty] | 504500172500 | 26 | 504500 | 172500
[5 empty] | 505500172500 | 26 | 505500 | 172500
[5 empty] | 506500172500 | 26 | 506500 | 172500
[5 empty] | 507500172500 | 26 | 507500 | 172500
[5 empty] | 503500171500 | 26 | 503500 | 171500
[5 empty] | 504500171500 | 26 | 504500 | 171500
[5 empty] | 505500171500 | 26 | 505500 | 171500
[5 empty] | 506500171500 | 26 | 506500 | 171500
[5 empty] | 507500171500 | 26 | 507500 | 171500
[5 empty] | 508500171500 | 26 | 508500 | 171500
[5 empty] | 504500170500 | 26 | 504500 | 170500
[5 empty] | 505500170500 | 26 | 505500 | 170500
[5 empty] | 506500170500 | 26 | 506500 | 170500
[5 empty] | 507500170500 | 26 | 507500 | 170500
[5 empty] | 508500170500 | 26 | 508500 | 170500
[5 empty] | 509500170500 | 26 | 509500 | 170500
[5 empty] | 510500170500 | 26 | 510500 | 170500
[5 empty] | 511500170500 | 26 | 511500 | 170500
[5 empty] | 504500169500 | 26 | 504500 | 169500
[5 empty] | 505500169500 | 26 | 505500 | 169500
[5 empty] | 506500169500 | 26 | 506500 | 169500
[5 empty] | 507500169500 | 26 | 507500 | 169500
[5 empty] | 508500169500 | 26 | 508500 | 169500
[5 empty] | 509500169500 | 26 | 509500 | 169500
[5 empty] | 510500169500 | 26 | 510500 | 169500
[5 empty] | 511500169500 | 26 | 511500 | 169500
[5 empty] | 505500168500 | 26 | 505500 | 168500
[5 empty] | 506500168500 | 26 | 506500 | 168500
[5 empty] | 507500168500 | 26 | 507500 | 168500
[5 empty] | 508500168500 | 26 | 508500 | 168500
[5 empty] | 509500168500 | 26 | 509500 | 168500
[5 empty] | 510500168500 | 26 | 510500 | 168500
[5 empty] | 505500167500 | 26 | 505500 | 167500
[5 empty] | 506500167500 | 26 | 506500 | 167500
[5 empty] | 507500167500 | 26 | 507500 | 167500
[5 empty] | 508500167500 | 26 | 508500 | 167500
[5 empty] | 509500167500 | 26 | 509500 | 167500
[5 empty] | 506500166500 | 26 | 506500 | 166500
[5 empty] | 507500166500 | 26 | 507500 | 166500
[5 empty] | 541500355500 | 27 | 541500 | 355500
[5 empty] | 542500355500 | 27 | 542500 | 355500
[5 empty] | 543500355500 | 27 | 543500 | 355500
[5 empty] | 537500354500 | 27 | 537500 | 354500
[5 empty] | 538500354500 | 27 | 538500 | 354500
[5 empty] | 539500354500 | 27 | 539500 | 354500
[5 empty] | 540500354500 | 27 | 540500 | 354500
[5 empty] | 541500354500 | 27 | 541500 | 354500
[5 empty] | 542500354500 | 27 | 542500 | 354500
[5 empty] | 543500354500 | 27 | 543500 | 354500
[5 empty] | 520500353500 | 27 | 520500 | 353500
[5 empty] | 537500353500 | 27 | 537500 | 353500
[5 empty] | 538500353500 | 27 | 538500 | 353500
[5 empty] | 539500353500 | 27 | 539500 | 353500
[5 empty] | 540500353500 | 27 | 540500 | 353500
[5 empty] | 541500353500 | 27 | 541500 | 353500
[5 empty] | 542500353500 | 27 | 542500 | 353500
[5 empty] | 543500353500 | 27 | 543500 | 353500
[5 empty] | 520500352500 | 27 | 520500 | 352500
[5 empty] | 521500352500 | 27 | 521500 | 352500
[5 empty] | 537500352500 | 27 | 537500 | 352500
[5 empty] | 538500352500 | 27 | 538500 | 352500
[5 empty] | 539500352500 | 27 | 539500 | 352500
[5 empty] | 540500352500 | 27 | 540500 | 352500
[5 empty] | 541500352500 | 27 | 541500 | 352500
[5 empty] | 542500352500 | 27 | 542500 | 352500
[5 empty] | 543500352500 | 27 | 543500 | 352500
[5 empty] | 544500352500 | 27 | 544500 | 352500
[5 empty] | 545500352500 | 27 | 545500 | 352500
[5 empty] | 519500351500 | 27 | 519500 | 351500
[5 empty] | 520500351500 | 27 | 520500 | 351500
[5 empty] | 521500351500 | 27 | 521500 | 351500
[5 empty] | 522500351500 | 27 | 522500 | 351500
[5 empty] | 537500351500 | 27 | 537500 | 351500
[5 empty] | 538500351500 | 27 | 538500 | 351500
[5 empty] | 539500351500 | 27 | 539500 | 351500
[5 empty] | 540500351500 | 27 | 540500 | 351500
[5 empty] | 541500351500 | 27 | 541500 | 351500
[5 empty] | 542500351500 | 27 | 542500 | 351500
[5 empty] | 543500351500 | 27 | 543500 | 351500
[5 empty] | 544500351500 | 27 | 544500 | 351500
[5 empty] | 545500351500 | 27 | 545500 | 351500
[5 empty] | 546500351500 | 27 | 546500 | 351500
[5 empty] | 519500350500 | 27 | 519500 | 350500
[5 empty] | 520500350500 | 27 | 520500 | 350500
[5 empty] | 521500350500 | 27 | 521500 | 350500
[5 empty] | 522500350500 | 27 | 522500 | 350500
[5 empty] | 523500350500 | 27 | 523500 | 350500
[5 empty] | 537500350500 | 27 | 537500 | 350500
[5 empty] | 538500350500 | 27 | 538500 | 350500
[5 empty] | 539500350500 | 27 | 539500 | 350500
[5 empty] | 540500350500 | 27 | 540500 | 350500
[5 empty] | 541500350500 | 27 | 541500 | 350500
[5 empty] | 542500350500 | 27 | 542500 | 350500
[5 empty] | 543500350500 | 27 | 543500 | 350500
[5 empty] | 544500350500 | 27 | 544500 | 350500
[5 empty] | 545500350500 | 27 | 545500 | 350500
[5 empty] | 546500350500 | 27 | 546500 | 350500
[5 empty] | 547500350500 | 27 | 547500 | 350500
[5 empty] | 519500349500 | 27 | 519500 | 349500
[5 empty] | 520500349500 | 27 | 520500 | 349500
[5 empty] | 521500349500 | 27 | 521500 | 349500
[5 empty] | 522500349500 | 27 | 522500 | 349500
[5 empty] | 523500349500 | 27 | 523500 | 349500
[5 empty] | 524500349500 | 27 | 524500 | 349500
[5 empty] | 537500349500 | 27 | 537500 | 349500
[5 empty] | 538500349500 | 27 | 538500 | 349500
[5 empty] | 539500349500 | 27 | 539500 | 349500
[5 empty] | 540500349500 | 27 | 540500 | 349500
[5 empty] | 541500349500 | 27 | 541500 | 349500
[5 empty] | 542500349500 | 27 | 542500 | 349500
[5 empty] | 543500349500 | 27 | 543500 | 349500
[5 empty] | 544500349500 | 27 | 544500 | 349500
[5 empty] | 545500349500 | 27 | 545500 | 349500
[5 empty] | 546500349500 | 27 | 546500 | 349500
[5 empty] | 547500349500 | 27 | 547500 | 349500
[5 empty] | 520500348500 | 27 | 520500 | 348500
[5 empty] | 521500348500 | 27 | 521500 | 348500
[5 empty] | 522500348500 | 27 | 522500 | 348500
[5 empty] | 523500348500 | 27 | 523500 | 348500
[5 empty] | 524500348500 | 27 | 524500 | 348500
[5 empty] | 525500348500 | 27 | 525500 | 348500
[5 empty] | 536500348500 | 27 | 536500 | 348500
[5 empty] | 537500348500 | 27 | 537500 | 348500
[5 empty] | 538500348500 | 27 | 538500 | 348500
[5 empty] | 539500348500 | 27 | 539500 | 348500
[5 empty] | 540500348500 | 27 | 540500 | 348500
[5 empty] | 541500348500 | 27 | 541500 | 348500
[5 empty] | 542500348500 | 27 | 542500 | 348500
[5 empty] | 543500348500 | 27 | 543500 | 348500
[5 empty] | 544500348500 | 27 | 544500 | 348500
[5 empty] | 545500348500 | 27 | 545500 | 348500
[5 empty] | 520500347500 | 27 | 520500 | 347500
[5 empty] | 521500347500 | 27 | 521500 | 347500
[5 empty] | 522500347500 | 27 | 522500 | 347500
[5 empty] | 523500347500 | 27 | 523500 | 347500
[5 empty] | 524500347500 | 27 | 524500 | 347500
[5 empty] | 525500347500 | 27 | 525500 | 347500
[5 empty] | 526500347500 | 27 | 526500 | 347500
[5 empty] | 534500347500 | 27 | 534500 | 347500
[5 empty] | 535500347500 | 27 | 535500 | 347500
[5 empty] | 536500347500 | 27 | 536500 | 347500
[5 empty] | 537500347500 | 27 | 537500 | 347500
[5 empty] | 538500347500 | 27 | 538500 | 347500
[5 empty] | 539500347500 | 27 | 539500 | 347500
[5 empty] | 540500347500 | 27 | 540500 | 347500
[5 empty] | 541500347500 | 27 | 541500 | 347500
[5 empty] | 542500347500 | 27 | 542500 | 347500
[5 empty] | 543500347500 | 27 | 543500 | 347500
[5 empty] | 544500347500 | 27 | 544500 | 347500
[5 empty] | 521500346500 | 27 | 521500 | 346500
[5 empty] | 522500346500 | 27 | 522500 | 346500
[5 empty] | 523500346500 | 27 | 523500 | 346500
[5 empty] | 524500346500 | 27 | 524500 | 346500
[5 empty] | 525500346500 | 27 | 525500 | 346500
[5 empty] | 526500346500 | 27 | 526500 | 346500
[5 empty] | 527500346500 | 27 | 527500 | 346500
[5 empty] | 528500346500 | 27 | 528500 | 346500
[5 empty] | 529500346500 | 27 | 529500 | 346500
[5 empty] | 530500346500 | 27 | 530500 | 346500
[5 empty] | 531500346500 | 27 | 531500 | 346500
[5 empty] | 532500346500 | 27 | 532500 | 346500
[5 empty] | 533500346500 | 27 | 533500 | 346500
[5 empty] | 534500346500 | 27 | 534500 | 346500
[5 empty] | 535500346500 | 27 | 535500 | 346500
[5 empty] | 536500346500 | 27 | 536500 | 346500
[5 empty] | 537500346500 | 27 | 537500 | 346500
[5 empty] | 538500346500 | 27 | 538500 | 346500
[5 empty] | 539500346500 | 27 | 539500 | 346500
[5 empty] | 540500346500 | 27 | 540500 | 346500
[5 empty] | 541500346500 | 27 | 541500 | 346500
[5 empty] | 542500346500 | 27 | 542500 | 346500
[5 empty] | 543500346500 | 27 | 543500 | 346500
[5 empty] | 544500346500 | 27 | 544500 | 346500
[5 empty] | 521500345500 | 27 | 521500 | 345500
[5 empty] | 522500345500 | 27 | 522500 | 345500
[5 empty] | 523500345500 | 27 | 523500 | 345500
[5 empty] | 524500345500 | 27 | 524500 | 345500
[5 empty] | 525500345500 | 27 | 525500 | 345500
[5 empty] | 526500345500 | 27 | 526500 | 345500
[5 empty] | 527500345500 | 27 | 527500 | 345500
[5 empty] | 528500345500 | 27 | 528500 | 345500
[5 empty] | 529500345500 | 27 | 529500 | 345500
[5 empty] | 530500345500 | 27 | 530500 | 345500
[5 empty] | 531500345500 | 27 | 531500 | 345500
[5 empty] | 532500345500 | 27 | 532500 | 345500
[5 empty] | 533500345500 | 27 | 533500 | 345500
[5 empty] | 534500345500 | 27 | 534500 | 345500
[5 empty] | 535500345500 | 27 | 535500 | 345500
[5 empty] | 536500345500 | 27 | 536500 | 345500
[5 empty] | 537500345500 | 27 | 537500 | 345500
[5 empty] | 538500345500 | 27 | 538500 | 345500
[5 empty] | 539500345500 | 27 | 539500 | 345500
[5 empty] | 540500345500 | 27 | 540500 | 345500
[5 empty] | 541500345500 | 27 | 541500 | 345500
[5 empty] | 542500345500 | 27 | 542500 | 345500
[5 empty] | 543500345500 | 27 | 543500 | 345500
[5 empty] | 521500344500 | 27 | 521500 | 344500
[5 empty] | 522500344500 | 27 | 522500 | 344500
[5 empty] | 523500344500 | 27 | 523500 | 344500
[5 empty] | 524500344500 | 27 | 524500 | 344500
[5 empty] | 525500344500 | 27 | 525500 | 344500
[5 empty] | 526500344500 | 27 | 526500 | 344500
[5 empty] | 527500344500 | 27 | 527500 | 344500
[5 empty] | 528500344500 | 27 | 528500 | 344500
[5 empty] | 529500344500 | 27 | 529500 | 344500
[5 empty] | 530500344500 | 27 | 530500 | 344500
[5 empty] | 531500344500 | 27 | 531500 | 344500
[5 empty] | 532500344500 | 27 | 532500 | 344500
[5 empty] | 533500344500 | 27 | 533500 | 344500
[5 empty] | 534500344500 | 27 | 534500 | 344500
[5 empty] | 535500344500 | 27 | 535500 | 344500
[5 empty] | 536500344500 | 27 | 536500 | 344500
[5 empty] | 537500344500 | 27 | 537500 | 344500
[5 empty] | 538500344500 | 27 | 538500 | 344500
[5 empty] | 539500344500 | 27 | 539500 | 344500
[5 empty] | 540500344500 | 27 | 540500 | 344500
[5 empty] | 541500344500 | 27 | 541500 | 344500
[5 empty] | 542500344500 | 27 | 542500 | 344500
[5 empty] | 521500343500 | 27 | 521500 | 343500
[5 empty] | 522500343500 | 27 | 522500 | 343500
[5 empty] | 523500343500 | 27 | 523500 | 343500
[5 empty] | 524500343500 | 27 | 524500 | 343500
[5 empty] | 525500343500 | 27 | 525500 | 343500
[5 empty] | 526500343500 | 27 | 526500 | 343500
[5 empty] | 527500343500 | 27 | 527500 | 343500
[5 empty] | 528500343500 | 27 | 528500 | 343500
[5 empty] | 529500343500 | 27 | 529500 | 343500
[5 empty] | 530500343500 | 27 | 530500 | 343500
[5 empty] | 531500343500 | 27 | 531500 | 343500
[5 empty] | 532500343500 | 27 | 532500 | 343500
[5 empty] | 533500343500 | 27 | 533500 | 343500
[5 empty] | 534500343500 | 27 | 534500 | 343500
[5 empty] | 535500343500 | 27 | 535500 | 343500
[5 empty] | 536500343500 | 27 | 536500 | 343500
[5 empty] | 537500343500 | 27 | 537500 | 343500
[5 empty] | 538500343500 | 27 | 538500 | 343500
[5 empty] | 539500343500 | 27 | 539500 | 343500
[5 empty] | 540500343500 | 27 | 540500 | 343500
[5 empty] | 541500343500 | 27 | 541500 | 343500
[5 empty] | 520500342500 | 27 | 520500 | 342500
[5 empty] | 521500342500 | 27 | 521500 | 342500
[5 empty] | 522500342500 | 27 | 522500 | 342500
[5 empty] | 523500342500 | 27 | 523500 | 342500
[5 empty] | 524500342500 | 27 | 524500 | 342500
[5 empty] | 525500342500 | 27 | 525500 | 342500
[5 empty] | 526500342500 | 27 | 526500 | 342500
[5 empty] | 527500342500 | 27 | 527500 | 342500
[5 empty] | 528500342500 | 27 | 528500 | 342500
[5 empty] | 529500342500 | 27 | 529500 | 342500
[5 empty] | 530500342500 | 27 | 530500 | 342500
[5 empty] | 531500342500 | 27 | 531500 | 342500
[5 empty] | 532500342500 | 27 | 532500 | 342500
[5 empty] | 533500342500 | 27 | 533500 | 342500
[5 empty] | 534500342500 | 27 | 534500 | 342500
[5 empty] | 535500342500 | 27 | 535500 | 342500
[5 empty] | 536500342500 | 27 | 536500 | 342500
[5 empty] | 537500342500 | 27 | 537500 | 342500
[5 empty] | 538500342500 | 27 | 538500 | 342500
[5 empty] | 539500342500 | 27 | 539500 | 342500
[5 empty] | 540500342500 | 27 | 540500 | 342500
[5 empty] | 541500342500 | 27 | 541500 | 342500
[5 empty] | 520500341500 | 27 | 520500 | 341500
[5 empty] | 521500341500 | 27 | 521500 | 341500
[5 empty] | 522500341500 | 27 | 522500 | 341500
[5 empty] | 523500341500 | 27 | 523500 | 341500
[5 empty] | 524500341500 | 27 | 524500 | 341500
[5 empty] | 525500341500 | 27 | 525500 | 341500
[5 empty] | 526500341500 | 27 | 526500 | 341500
[5 empty] | 527500341500 | 27 | 527500 | 341500
[5 empty] | 528500341500 | 27 | 528500 | 341500
[5 empty] | 529500341500 | 27 | 529500 | 341500
[5 empty] | 530500341500 | 27 | 530500 | 341500
[5 empty] | 531500341500 | 27 | 531500 | 341500
[5 empty] | 532500341500 | 27 | 532500 | 341500
[5 empty] | 533500341500 | 27 | 533500 | 341500
[5 empty] | 534500341500 | 27 | 534500 | 341500
[5 empty] | 535500341500 | 27 | 535500 | 341500
[5 empty] | 536500341500 | 27 | 536500 | 341500
[5 empty] | 537500341500 | 27 | 537500 | 341500
[5 empty] | 538500341500 | 27 | 538500 | 341500
[5 empty] | 539500341500 | 27 | 539500 | 341500
[5 empty] | 540500341500 | 27 | 540500 | 341500
[5 empty] | 519500340500 | 27 | 519500 | 340500
[5 empty] | 520500340500 | 27 | 520500 | 340500
[5 empty] | 521500340500 | 27 | 521500 | 340500
[5 empty] | 522500340500 | 27 | 522500 | 340500
[5 empty] | 523500340500 | 27 | 523500 | 340500
[5 empty] | 524500340500 | 27 | 524500 | 340500
[5 empty] | 525500340500 | 27 | 525500 | 340500
[5 empty] | 526500340500 | 27 | 526500 | 340500
[5 empty] | 527500340500 | 27 | 527500 | 340500
[5 empty] | 528500340500 | 27 | 528500 | 340500
[5 empty] | 529500340500 | 27 | 529500 | 340500
[5 empty] | 530500340500 | 27 | 530500 | 340500
[5 empty] | 531500340500 | 27 | 531500 | 340500
[5 empty] | 532500340500 | 27 | 532500 | 340500
[5 empty] | 533500340500 | 27 | 533500 | 340500
[5 empty] | 534500340500 | 27 | 534500 | 340500
[5 empty] | 535500340500 | 27 | 535500 | 340500
[5 empty] | 536500340500 | 27 | 536500 | 340500
[5 empty] | 537500340500 | 27 | 537500 | 340500
[5 empty] | 538500340500 | 27 | 538500 | 340500
[5 empty] | 539500340500 | 27 | 539500 | 340500
[5 empty] | 540500340500 | 27 | 540500 | 340500
[5 empty] | 519500339500 | 27 | 519500 | 339500
[5 empty] | 520500339500 | 27 | 520500 | 339500
[5 empty] | 521500339500 | 27 | 521500 | 339500
[5 empty] | 522500339500 | 27 | 522500 | 339500
[5 empty] | 523500339500 | 27 | 523500 | 339500
[5 empty] | 524500339500 | 27 | 524500 | 339500
[5 empty] | 525500339500 | 27 | 525500 | 339500
[5 empty] | 526500339500 | 27 | 526500 | 339500
[5 empty] | 527500339500 | 27 | 527500 | 339500
[5 empty] | 528500339500 | 27 | 528500 | 339500
[5 empty] | 529500339500 | 27 | 529500 | 339500
[5 empty] | 530500339500 | 27 | 530500 | 339500
[5 empty] | 531500339500 | 27 | 531500 | 339500
[5 empty] | 532500339500 | 27 | 532500 | 339500
[5 empty] | 533500339500 | 27 | 533500 | 339500
[5 empty] | 534500339500 | 27 | 534500 | 339500
[5 empty] | 535500339500 | 27 | 535500 | 339500
[5 empty] | 536500339500 | 27 | 536500 | 339500
[5 empty] | 537500339500 | 27 | 537500 | 339500
[5 empty] | 538500339500 | 27 | 538500 | 339500
[5 empty] | 539500339500 | 27 | 539500 | 339500
[5 empty] | 518500338500 | 27 | 518500 | 338500
[5 empty] | 519500338500 | 27 | 519500 | 338500
[5 empty] | 520500338500 | 27 | 520500 | 338500
[5 empty] | 521500338500 | 27 | 521500 | 338500
[5 empty] | 522500338500 | 27 | 522500 | 338500
[5 empty] | 523500338500 | 27 | 523500 | 338500
[5 empty] | 524500338500 | 27 | 524500 | 338500
[5 empty] | 525500338500 | 27 | 525500 | 338500
[5 empty] | 526500338500 | 27 | 526500 | 338500
[5 empty] | 527500338500 | 27 | 527500 | 338500
[5 empty] | 528500338500 | 27 | 528500 | 338500
[5 empty] | 529500338500 | 27 | 529500 | 338500
[5 empty] | 530500338500 | 27 | 530500 | 338500
[5 empty] | 531500338500 | 27 | 531500 | 338500
[5 empty] | 532500338500 | 27 | 532500 | 338500
[5 empty] | 533500338500 | 27 | 533500 | 338500
[5 empty] | 534500338500 | 27 | 534500 | 338500
[5 empty] | 535500338500 | 27 | 535500 | 338500
[5 empty] | 536500338500 | 27 | 536500 | 338500
[5 empty] | 537500338500 | 27 | 537500 | 338500
[5 empty] | 538500338500 | 27 | 538500 | 338500
[5 empty] | 521500337500 | 27 | 521500 | 337500
[5 empty] | 522500337500 | 27 | 522500 | 337500
[5 empty] | 523500337500 | 27 | 523500 | 337500
[5 empty] | 524500337500 | 27 | 524500 | 337500
[5 empty] | 525500337500 | 27 | 525500 | 337500
[5 empty] | 526500337500 | 27 | 526500 | 337500
[5 empty] | 527500337500 | 27 | 527500 | 337500
[5 empty] | 528500337500 | 27 | 528500 | 337500
[5 empty] | 529500337500 | 27 | 529500 | 337500
[5 empty] | 530500337500 | 27 | 530500 | 337500
[5 empty] | 531500337500 | 27 | 531500 | 337500
[5 empty] | 532500337500 | 27 | 532500 | 337500
[5 empty] | 533500337500 | 27 | 533500 | 337500
[5 empty] | 534500337500 | 27 | 534500 | 337500
[5 empty] | 535500337500 | 27 | 535500 | 337500
[5 empty] | 536500337500 | 27 | 536500 | 337500
[5 empty] | 537500337500 | 27 | 537500 | 337500
[5 empty] | 538500337500 | 27 | 538500 | 337500
[5 empty] | 524500336500 | 27 | 524500 | 336500
[5 empty] | 525500336500 | 27 | 525500 | 336500
[5 empty] | 526500336500 | 27 | 526500 | 336500
[5 empty] | 527500336500 | 27 | 527500 | 336500
[5 empty] | 528500336500 | 27 | 528500 | 336500
[5 empty] | 529500336500 | 27 | 529500 | 336500
[5 empty] | 530500336500 | 27 | 530500 | 336500
[5 empty] | 531500336500 | 27 | 531500 | 336500
[5 empty] | 532500336500 | 27 | 532500 | 336500
[5 empty] | 533500336500 | 27 | 533500 | 336500
[5 empty] | 534500336500 | 27 | 534500 | 336500
[5 empty] | 535500336500 | 27 | 535500 | 336500
[5 empty] | 536500336500 | 27 | 536500 | 336500
[5 empty] | 537500336500 | 27 | 537500 | 336500
[5 empty] | 525500335500 | 27 | 525500 | 335500
[5 empty] | 526500335500 | 27 | 526500 | 335500
[5 empty] | 527500335500 | 27 | 527500 | 335500
[5 empty] | 528500335500 | 27 | 528500 | 335500
[5 empty] | 529500335500 | 27 | 529500 | 335500
[5 empty] | 530500335500 | 27 | 530500 | 335500
[5 empty] | 531500335500 | 27 | 531500 | 335500
[5 empty] | 532500335500 | 27 | 532500 | 335500
[5 empty] | 533500335500 | 27 | 533500 | 335500
[5 empty] | 534500335500 | 27 | 534500 | 335500
[5 empty] | 535500335500 | 27 | 535500 | 335500
[5 empty] | 536500335500 | 27 | 536500 | 335500
[5 empty] | 525500334500 | 27 | 525500 | 334500
[5 empty] | 526500334500 | 27 | 526500 | 334500
[5 empty] | 527500334500 | 27 | 527500 | 334500
[5 empty] | 528500334500 | 27 | 528500 | 334500
[5 empty] | 529500334500 | 27 | 529500 | 334500
[5 empty] | 530500334500 | 27 | 530500 | 334500
[5 empty] | 531500334500 | 27 | 531500 | 334500
[5 empty] | 532500334500 | 27 | 532500 | 334500
[5 empty] | 533500334500 | 27 | 533500 | 334500
[5 empty] | 534500334500 | 27 | 534500 | 334500
[5 empty] | 526500333500 | 27 | 526500 | 333500
[5 empty] | 527500333500 | 27 | 527500 | 333500
[5 empty] | 528500333500 | 27 | 528500 | 333500
[5 empty] | 529500333500 | 27 | 529500 | 333500
[5 empty] | 530500333500 | 27 | 530500 | 333500
[5 empty] | 531500333500 | 27 | 531500 | 333500
[5 empty] | 532500333500 | 27 | 532500 | 333500
[5 empty] | 533500333500 | 27 | 533500 | 333500
[5 empty] | 528500332500 | 27 | 528500 | 332500
[5 empty] | 529500332500 | 27 | 529500 | 332500
[5 empty] | 530500332500 | 27 | 530500 | 332500
[5 empty] | 531500332500 | 27 | 531500 | 332500
[5 empty] | 532500332500 | 27 | 532500 | 332500
[5 empty] | 530500331500 | 27 | 530500 | 331500
[5 empty] | 40750097500 | 512 | 407500 | 97500
[5 empty] | 40550096500 | 512 | 405500 | 96500
[5 empty] | 40650096500 | 512 | 406500 | 96500
[5 empty] | 40750096500 | 512 | 407500 | 96500
[5 empty] | 40850096500 | 512 | 408500 | 96500
[5 empty] | 41050096500 | 512 | 410500 | 96500
[5 empty] | 40550095500 | 512 | 405500 | 95500
[5 empty] | 40650095500 | 512 | 406500 | 95500
[5 empty] | 40750095500 | 512 | 407500 | 95500
[5 empty] | 40850095500 | 512 | 408500 | 95500
[5 empty] | 40950095500 | 512 | 409500 | 95500
[5 empty] | 41050095500 | 512 | 410500 | 95500
[5 empty] | 41150095500 | 512 | 411500 | 95500
[5 empty] | 40650094500 | 512 | 406500 | 94500
[5 empty] | 40750094500 | 512 | 407500 | 94500
[5 empty] | 40850094500 | 512 | 408500 | 94500
[5 empty] | 40950094500 | 512 | 409500 | 94500
[5 empty] | 41050094500 | 512 | 410500 | 94500
[5 empty] | 41150094500 | 512 | 411500 | 94500
[5 empty] | 41250094500 | 512 | 412500 | 94500
[5 empty] | 40750093500 | 512 | 407500 | 93500
[5 empty] | 40850093500 | 512 | 408500 | 93500
[5 empty] | 40950093500 | 512 | 409500 | 93500
[5 empty] | 41050093500 | 512 | 410500 | 93500
[5 empty] | 41150093500 | 512 | 411500 | 93500
[5 empty] | 41250093500 | 512 | 412500 | 93500
[5 empty] | 41350093500 | 512 | 413500 | 93500
[5 empty] | 40750092500 | 512 | 407500 | 92500
[5 empty] | 40850092500 | 512 | 408500 | 92500
[5 empty] | 40950092500 | 512 | 409500 | 92500
[5 empty] | 41050092500 | 512 | 410500 | 92500
[5 empty] | 41150092500 | 512 | 411500 | 92500
[5 empty] | 41250092500 | 512 | 412500 | 92500
[5 empty] | 41350092500 | 512 | 413500 | 92500
[5 empty] | 41450092500 | 512 | 414500 | 92500
[5 empty] | 40750091500 | 512 | 407500 | 91500
[5 empty] | 40850091500 | 512 | 408500 | 91500
[5 empty] | 40950091500 | 512 | 409500 | 91500
[5 empty] | 41050091500 | 512 | 410500 | 91500
[5 empty] | 41150091500 | 512 | 411500 | 91500
[5 empty] | 41250091500 | 512 | 412500 | 91500
[5 empty] | 41350091500 | 512 | 413500 | 91500
[5 empty] | 41450091500 | 512 | 414500 | 91500
[5 empty] | 41550091500 | 512 | 415500 | 91500
[5 empty] | 41650091500 | 512 | 416500 | 91500
[5 empty] | 40750090500 | 512 | 407500 | 90500
[5 empty] | 40850090500 | 512 | 408500 | 90500
[5 empty] | 40950090500 | 512 | 409500 | 90500
[5 empty] | 41050090500 | 512 | 410500 | 90500
[5 empty] | 41550090500 | 512 | 415500 | 90500
[5 empty] | 41650090500 | 512 | 416500 | 90500
[5 empty] | 41750090500 | 512 | 417500 | 90500
[5 empty] | 41850090500 | 512 | 418500 | 90500
[5 empty] | 485500174500 | 29 | 485500 | 174500
[5 empty] | 489500174500 | 29 | 489500 | 174500
[5 empty] | 490500174500 | 29 | 490500 | 174500
[5 empty] | 491500174500 | 29 | 491500 | 174500
[5 empty] | 484500173500 | 29 | 484500 | 173500
[5 empty] | 485500173500 | 29 | 485500 | 173500
[5 empty] | 486500173500 | 29 | 486500 | 173500
[5 empty] | 487500173500 | 29 | 487500 | 173500
[5 empty] | 488500173500 | 29 | 488500 | 173500
[5 empty] | 489500173500 | 29 | 489500 | 173500
[5 empty] | 490500173500 | 29 | 490500 | 173500
[5 empty] | 491500173500 | 29 | 491500 | 173500
[5 empty] | 492500173500 | 29 | 492500 | 173500
[5 empty] | 484500172500 | 29 | 484500 | 172500
[5 empty] | 485500172500 | 29 | 485500 | 172500
[5 empty] | 486500172500 | 29 | 486500 | 172500
[5 empty] | 487500172500 | 29 | 487500 | 172500
[5 empty] | 488500172500 | 29 | 488500 | 172500
[5 empty] | 489500172500 | 29 | 489500 | 172500
[5 empty] | 490500172500 | 29 | 490500 | 172500
[5 empty] | 491500172500 | 29 | 491500 | 172500
[5 empty] | 492500172500 | 29 | 492500 | 172500
[5 empty] | 484500171500 | 29 | 484500 | 171500
[5 empty] | 485500171500 | 29 | 485500 | 171500
[5 empty] | 486500171500 | 29 | 486500 | 171500
[5 empty] | 487500171500 | 29 | 487500 | 171500
[5 empty] | 488500171500 | 29 | 488500 | 171500
[5 empty] | 489500171500 | 29 | 489500 | 171500
[5 empty] | 490500171500 | 29 | 490500 | 171500
[5 empty] | 491500171500 | 29 | 491500 | 171500
[5 empty] | 492500171500 | 29 | 492500 | 171500
[5 empty] | 493500171500 | 29 | 493500 | 171500
[5 empty] | 494500171500 | 29 | 494500 | 171500
[5 empty] | 484500170500 | 29 | 484500 | 170500
[5 empty] | 485500170500 | 29 | 485500 | 170500
[5 empty] | 486500170500 | 29 | 486500 | 170500
[5 empty] | 487500170500 | 29 | 487500 | 170500
[5 empty] | 488500170500 | 29 | 488500 | 170500
[5 empty] | 489500170500 | 29 | 489500 | 170500
[5 empty] | 490500170500 | 29 | 490500 | 170500
[5 empty] | 491500170500 | 29 | 491500 | 170500
[5 empty] | 493500170500 | 29 | 493500 | 170500
[5 empty] | 494500170500 | 29 | 494500 | 170500
[5 empty] | 484500169500 | 29 | 484500 | 169500
[5 empty] | 485500169500 | 29 | 485500 | 169500
[5 empty] | 486500169500 | 29 | 486500 | 169500
[5 empty] | 487500169500 | 29 | 487500 | 169500
[5 empty] | 488500169500 | 29 | 488500 | 169500
[5 empty] | 489500169500 | 29 | 489500 | 169500
[5 empty] | 490500169500 | 29 | 490500 | 169500
[5 empty] | 484500168500 | 29 | 484500 | 168500
[5 empty] | 485500168500 | 29 | 485500 | 168500
[5 empty] | 486500168500 | 29 | 486500 | 168500
[5 empty] | 487500168500 | 29 | 487500 | 168500
[5 empty] | 488500168500 | 29 | 488500 | 168500
[5 empty] | 489500168500 | 29 | 489500 | 168500
[5 empty] | 490500168500 | 29 | 490500 | 168500
[5 empty] | 484500167500 | 29 | 484500 | 167500
[5 empty] | 485500167500 | 29 | 485500 | 167500
[5 empty] | 486500167500 | 29 | 486500 | 167500
[5 empty] | 487500167500 | 29 | 487500 | 167500
[5 empty] | 488500167500 | 29 | 488500 | 167500
[5 empty] | 489500167500 | 29 | 489500 | 167500
[5 empty] | 490500167500 | 29 | 490500 | 167500
[5 empty] | 491500167500 | 29 | 491500 | 167500
[5 empty] | 484500166500 | 29 | 484500 | 166500
[5 empty] | 485500166500 | 29 | 485500 | 166500
[5 empty] | 486500166500 | 29 | 486500 | 166500
[5 empty] | 487500166500 | 29 | 487500 | 166500
[5 empty] | 488500166500 | 29 | 488500 | 166500
[5 empty] | 489500166500 | 29 | 489500 | 166500
[5 empty] | 490500166500 | 29 | 490500 | 166500
[5 empty] | 491500166500 | 29 | 491500 | 166500
[5 empty] | 484500165500 | 29 | 484500 | 165500
[5 empty] | 485500165500 | 29 | 485500 | 165500
[5 empty] | 486500165500 | 29 | 486500 | 165500
[5 empty] | 487500165500 | 29 | 487500 | 165500
[5 empty] | 488500165500 | 29 | 488500 | 165500
[5 empty] | 489500165500 | 29 | 489500 | 165500
[5 empty] | 490500165500 | 29 | 490500 | 165500
[5 empty] | 491500165500 | 29 | 491500 | 165500
[5 empty] | 484500164500 | 29 | 484500 | 164500
[5 empty] | 485500164500 | 29 | 485500 | 164500
[5 empty] | 486500164500 | 29 | 486500 | 164500
[5 empty] | 487500164500 | 29 | 487500 | 164500
[5 empty] | 488500164500 | 29 | 488500 | 164500
[5 empty] | 489500164500 | 29 | 489500 | 164500
[5 empty] | 482500163500 | 29 | 482500 | 163500
[5 empty] | 483500163500 | 29 | 483500 | 163500
[5 empty] | 484500163500 | 29 | 484500 | 163500
[5 empty] | 485500163500 | 29 | 485500 | 163500
[5 empty] | 486500163500 | 29 | 486500 | 163500
[5 empty] | 487500163500 | 29 | 487500 | 163500
[5 empty] | 481500162500 | 29 | 481500 | 162500
[5 empty] | 482500162500 | 29 | 482500 | 162500
[5 empty] | 483500162500 | 29 | 483500 | 162500
[5 empty] | 484500162500 | 29 | 484500 | 162500
[5 empty] | 485500162500 | 29 | 485500 | 162500
[5 empty] | 486500162500 | 29 | 486500 | 162500
[5 empty] | 487500162500 | 29 | 487500 | 162500
[5 empty] | 482500161500 | 29 | 482500 | 161500
[5 empty] | 483500161500 | 29 | 483500 | 161500
[5 empty] | 484500161500 | 29 | 484500 | 161500
[5 empty] | 485500161500 | 29 | 485500 | 161500
[5 empty] | 486500161500 | 29 | 486500 | 161500
[5 empty] | 485500160500 | 29 | 485500 | 160500
[5 empty] | 407500451500 | 30 | 407500 | 451500
[5 empty] | 403500450500 | 30 | 403500 | 450500
[5 empty] | 404500450500 | 30 | 404500 | 450500
[5 empty] | 405500450500 | 30 | 405500 | 450500
[5 empty] | 406500450500 | 30 | 406500 | 450500
[5 empty] | 407500450500 | 30 | 407500 | 450500
[5 empty] | 402500449500 | 30 | 402500 | 449500
[5 empty] | 403500449500 | 30 | 403500 | 449500
[5 empty] | 404500449500 | 30 | 404500 | 449500
[5 empty] | 405500449500 | 30 | 405500 | 449500
[5 empty] | 406500449500 | 30 | 406500 | 449500
[5 empty] | 407500449500 | 30 | 407500 | 449500
[5 empty] | 408500449500 | 30 | 408500 | 449500
[5 empty] | 402500448500 | 30 | 402500 | 448500
[5 empty] | 403500448500 | 30 | 403500 | 448500
[5 empty] | 404500448500 | 30 | 404500 | 448500
[5 empty] | 405500448500 | 30 | 405500 | 448500
[5 empty] | 406500448500 | 30 | 406500 | 448500
[5 empty] | 407500448500 | 30 | 407500 | 448500
[5 empty] | 408500448500 | 30 | 408500 | 448500
[5 empty] | 409500448500 | 30 | 409500 | 448500
[5 empty] | 410500448500 | 30 | 410500 | 448500
[5 empty] | 411500448500 | 30 | 411500 | 448500
[5 empty] | 412500448500 | 30 | 412500 | 448500
[5 empty] | 402500447500 | 30 | 402500 | 447500
[5 empty] | 403500447500 | 30 | 403500 | 447500
[5 empty] | 404500447500 | 30 | 404500 | 447500
[5 empty] | 405500447500 | 30 | 405500 | 447500
[5 empty] | 406500447500 | 30 | 406500 | 447500
[5 empty] | 407500447500 | 30 | 407500 | 447500
[5 empty] | 408500447500 | 30 | 408500 | 447500
[5 empty] | 409500447500 | 30 | 409500 | 447500
[5 empty] | 410500447500 | 30 | 410500 | 447500
[5 empty] | 411500447500 | 30 | 411500 | 447500
[5 empty] | 412500447500 | 30 | 412500 | 447500
[5 empty] | 413500447500 | 30 | 413500 | 447500
[5 empty] | 414500447500 | 30 | 414500 | 447500
[5 empty] | 403500446500 | 30 | 403500 | 446500
[5 empty] | 404500446500 | 30 | 404500 | 446500
[5 empty] | 405500446500 | 30 | 405500 | 446500
[5 empty] | 406500446500 | 30 | 406500 | 446500
[5 empty] | 407500446500 | 30 | 407500 | 446500
[5 empty] | 408500446500 | 30 | 408500 | 446500
[5 empty] | 409500446500 | 30 | 409500 | 446500
[5 empty] | 410500446500 | 30 | 410500 | 446500
[5 empty] | 411500446500 | 30 | 411500 | 446500
[5 empty] | 412500446500 | 30 | 412500 | 446500
[5 empty] | 413500446500 | 30 | 413500 | 446500
[5 empty] | 414500446500 | 30 | 414500 | 446500
[5 empty] | 415500446500 | 30 | 415500 | 446500
[5 empty] | 416500446500 | 30 | 416500 | 446500
[5 empty] | 403500445500 | 30 | 403500 | 445500
[5 empty] | 404500445500 | 30 | 404500 | 445500
[5 empty] | 405500445500 | 30 | 405500 | 445500
[5 empty] | 406500445500 | 30 | 406500 | 445500
[5 empty] | 407500445500 | 30 | 407500 | 445500
[5 empty] | 408500445500 | 30 | 408500 | 445500
[5 empty] | 409500445500 | 30 | 409500 | 445500
[5 empty] | 410500445500 | 30 | 410500 | 445500
[5 empty] | 411500445500 | 30 | 411500 | 445500
[5 empty] | 412500445500 | 30 | 412500 | 445500
[5 empty] | 413500445500 | 30 | 413500 | 445500
[5 empty] | 414500445500 | 30 | 414500 | 445500
[5 empty] | 415500445500 | 30 | 415500 | 445500
[5 empty] | 416500445500 | 30 | 416500 | 445500
[5 empty] | 417500445500 | 30 | 417500 | 445500
[5 empty] | 401500444500 | 30 | 401500 | 444500
[5 empty] | 402500444500 | 30 | 402500 | 444500
[5 empty] | 403500444500 | 30 | 403500 | 444500
[5 empty] | 404500444500 | 30 | 404500 | 444500
[5 empty] | 405500444500 | 30 | 405500 | 444500
[5 empty] | 406500444500 | 30 | 406500 | 444500
[5 empty] | 407500444500 | 30 | 407500 | 444500
[5 empty] | 408500444500 | 30 | 408500 | 444500
[5 empty] | 409500444500 | 30 | 409500 | 444500
[5 empty] | 410500444500 | 30 | 410500 | 444500
[5 empty] | 411500444500 | 30 | 411500 | 444500
[5 empty] | 412500444500 | 30 | 412500 | 444500
[5 empty] | 413500444500 | 30 | 413500 | 444500
[5 empty] | 414500444500 | 30 | 414500 | 444500
[5 empty] | 415500444500 | 30 | 415500 | 444500
[5 empty] | 416500444500 | 30 | 416500 | 444500
[5 empty] | 417500444500 | 30 | 417500 | 444500
[5 empty] | 402500443500 | 30 | 402500 | 443500
[5 empty] | 403500443500 | 30 | 403500 | 443500
[5 empty] | 404500443500 | 30 | 404500 | 443500
[5 empty] | 405500443500 | 30 | 405500 | 443500
[5 empty] | 406500443500 | 30 | 406500 | 443500
[5 empty] | 407500443500 | 30 | 407500 | 443500
[5 empty] | 408500443500 | 30 | 408500 | 443500
[5 empty] | 409500443500 | 30 | 409500 | 443500
[5 empty] | 410500443500 | 30 | 410500 | 443500
[5 empty] | 411500443500 | 30 | 411500 | 443500
[5 empty] | 412500443500 | 30 | 412500 | 443500
[5 empty] | 416500443500 | 30 | 416500 | 443500
[5 empty] | 417500443500 | 30 | 417500 | 443500
[5 empty] | 402500442500 | 30 | 402500 | 442500
[5 empty] | 403500442500 | 30 | 403500 | 442500
[5 empty] | 404500442500 | 30 | 404500 | 442500
[5 empty] | 405500442500 | 30 | 405500 | 442500
[5 empty] | 406500442500 | 30 | 406500 | 442500
[5 empty] | 407500442500 | 30 | 407500 | 442500
[5 empty] | 408500442500 | 30 | 408500 | 442500
[5 empty] | 409500442500 | 30 | 409500 | 442500
[5 empty] | 410500442500 | 30 | 410500 | 442500
[5 empty] | 411500442500 | 30 | 411500 | 442500
[5 empty] | 412500442500 | 30 | 412500 | 442500
[5 empty] | 413500442500 | 30 | 413500 | 442500
[5 empty] | 399500441500 | 30 | 399500 | 441500
[5 empty] | 401500441500 | 30 | 401500 | 441500
[5 empty] | 402500441500 | 30 | 402500 | 441500
[5 empty] | 403500441500 | 30 | 403500 | 441500
[5 empty] | 404500441500 | 30 | 404500 | 441500
[5 empty] | 405500441500 | 30 | 405500 | 441500
[5 empty] | 406500441500 | 30 | 406500 | 441500
[5 empty] | 407500441500 | 30 | 407500 | 441500
[5 empty] | 408500441500 | 30 | 408500 | 441500
[5 empty] | 409500441500 | 30 | 409500 | 441500
[5 empty] | 410500441500 | 30 | 410500 | 441500
[5 empty] | 411500441500 | 30 | 411500 | 441500
[5 empty] | 412500441500 | 30 | 412500 | 441500
[5 empty] | 413500441500 | 30 | 413500 | 441500
[5 empty] | 414500441500 | 30 | 414500 | 441500
[5 empty] | 398500440500 | 30 | 398500 | 440500
[5 empty] | 399500440500 | 30 | 399500 | 440500
[5 empty] | 400500440500 | 30 | 400500 | 440500
[5 empty] | 401500440500 | 30 | 401500 | 440500
[5 empty] | 402500440500 | 30 | 402500 | 440500
[5 empty] | 403500440500 | 30 | 403500 | 440500
[5 empty] | 404500440500 | 30 | 404500 | 440500
[5 empty] | 405500440500 | 30 | 405500 | 440500
[5 empty] | 406500440500 | 30 | 406500 | 440500
[5 empty] | 407500440500 | 30 | 407500 | 440500
[5 empty] | 408500440500 | 30 | 408500 | 440500
[5 empty] | 409500440500 | 30 | 409500 | 440500
[5 empty] | 410500440500 | 30 | 410500 | 440500
[5 empty] | 411500440500 | 30 | 411500 | 440500
[5 empty] | 412500440500 | 30 | 412500 | 440500
[5 empty] | 413500440500 | 30 | 413500 | 440500
[5 empty] | 414500440500 | 30 | 414500 | 440500
[5 empty] | 415500440500 | 30 | 415500 | 440500
[5 empty] | 416500440500 | 30 | 416500 | 440500
[5 empty] | 417500440500 | 30 | 417500 | 440500
[5 empty] | 418500440500 | 30 | 418500 | 440500
[5 empty] | 419500440500 | 30 | 419500 | 440500
[5 empty] | 397500439500 | 30 | 397500 | 439500
[5 empty] | 398500439500 | 30 | 398500 | 439500
[5 empty] | 399500439500 | 30 | 399500 | 439500
[5 empty] | 400500439500 | 30 | 400500 | 439500
[5 empty] | 401500439500 | 30 | 401500 | 439500
[5 empty] | 402500439500 | 30 | 402500 | 439500
[5 empty] | 403500439500 | 30 | 403500 | 439500
[5 empty] | 404500439500 | 30 | 404500 | 439500
[5 empty] | 405500439500 | 30 | 405500 | 439500
[5 empty] | 406500439500 | 30 | 406500 | 439500
[5 empty] | 407500439500 | 30 | 407500 | 439500
[5 empty] | 408500439500 | 30 | 408500 | 439500
[5 empty] | 409500439500 | 30 | 409500 | 439500
[5 empty] | 410500439500 | 30 | 410500 | 439500
[5 empty] | 411500439500 | 30 | 411500 | 439500
[5 empty] | 412500439500 | 30 | 412500 | 439500
[5 empty] | 413500439500 | 30 | 413500 | 439500
[5 empty] | 414500439500 | 30 | 414500 | 439500
[5 empty] | 415500439500 | 30 | 415500 | 439500
[5 empty] | 416500439500 | 30 | 416500 | 439500
[5 empty] | 417500439500 | 30 | 417500 | 439500
[5 empty] | 418500439500 | 30 | 418500 | 439500
[5 empty] | 419500439500 | 30 | 419500 | 439500
[5 empty] | 397500438500 | 30 | 397500 | 438500
[5 empty] | 398500438500 | 30 | 398500 | 438500
[5 empty] | 399500438500 | 30 | 399500 | 438500
[5 empty] | 400500438500 | 30 | 400500 | 438500
[5 empty] | 401500438500 | 30 | 401500 | 438500
[5 empty] | 402500438500 | 30 | 402500 | 438500
[5 empty] | 403500438500 | 30 | 403500 | 438500
[5 empty] | 404500438500 | 30 | 404500 | 438500
[5 empty] | 405500438500 | 30 | 405500 | 438500
[5 empty] | 406500438500 | 30 | 406500 | 438500
[5 empty] | 407500438500 | 30 | 407500 | 438500
[5 empty] | 408500438500 | 30 | 408500 | 438500
[5 empty] | 409500438500 | 30 | 409500 | 438500
[5 empty] | 410500438500 | 30 | 410500 | 438500
[5 empty] | 411500438500 | 30 | 411500 | 438500
[5 empty] | 412500438500 | 30 | 412500 | 438500
[5 empty] | 413500438500 | 30 | 413500 | 438500
[5 empty] | 414500438500 | 30 | 414500 | 438500
[5 empty] | 415500438500 | 30 | 415500 | 438500
[5 empty] | 416500438500 | 30 | 416500 | 438500
[5 empty] | 417500438500 | 30 | 417500 | 438500
[5 empty] | 418500438500 | 30 | 418500 | 438500
[5 empty] | 419500438500 | 30 | 419500 | 438500
[5 empty] | 397500437500 | 30 | 397500 | 437500
[5 empty] | 398500437500 | 30 | 398500 | 437500
[5 empty] | 399500437500 | 30 | 399500 | 437500
[5 empty] | 400500437500 | 30 | 400500 | 437500
[5 empty] | 401500437500 | 30 | 401500 | 437500
[5 empty] | 402500437500 | 30 | 402500 | 437500
[5 empty] | 403500437500 | 30 | 403500 | 437500
[5 empty] | 404500437500 | 30 | 404500 | 437500
[5 empty] | 405500437500 | 30 | 405500 | 437500
[5 empty] | 406500437500 | 30 | 406500 | 437500
[5 empty] | 407500437500 | 30 | 407500 | 437500
[5 empty] | 408500437500 | 30 | 408500 | 437500
[5 empty] | 409500437500 | 30 | 409500 | 437500
[5 empty] | 410500437500 | 30 | 410500 | 437500
[5 empty] | 411500437500 | 30 | 411500 | 437500
[5 empty] | 412500437500 | 30 | 412500 | 437500
[5 empty] | 413500437500 | 30 | 413500 | 437500
[5 empty] | 414500437500 | 30 | 414500 | 437500
[5 empty] | 415500437500 | 30 | 415500 | 437500
[5 empty] | 416500437500 | 30 | 416500 | 437500
[5 empty] | 417500437500 | 30 | 417500 | 437500
[5 empty] | 418500437500 | 30 | 418500 | 437500
[5 empty] | 419500437500 | 30 | 419500 | 437500
[5 empty] | 396500436500 | 30 | 396500 | 436500
[5 empty] | 397500436500 | 30 | 397500 | 436500
[5 empty] | 398500436500 | 30 | 398500 | 436500
[5 empty] | 399500436500 | 30 | 399500 | 436500
[5 empty] | 400500436500 | 30 | 400500 | 436500
[5 empty] | 401500436500 | 30 | 401500 | 436500
[5 empty] | 402500436500 | 30 | 402500 | 436500
[5 empty] | 403500436500 | 30 | 403500 | 436500
[5 empty] | 404500436500 | 30 | 404500 | 436500
[5 empty] | 405500436500 | 30 | 405500 | 436500
[5 empty] | 406500436500 | 30 | 406500 | 436500
[5 empty] | 407500436500 | 30 | 407500 | 436500
[5 empty] | 408500436500 | 30 | 408500 | 436500
[5 empty] | 409500436500 | 30 | 409500 | 436500
[5 empty] | 410500436500 | 30 | 410500 | 436500
[5 empty] | 411500436500 | 30 | 411500 | 436500
[5 empty] | 412500436500 | 30 | 412500 | 436500
[5 empty] | 413500436500 | 30 | 413500 | 436500
[5 empty] | 414500436500 | 30 | 414500 | 436500
[5 empty] | 415500436500 | 30 | 415500 | 436500
[5 empty] | 416500436500 | 30 | 416500 | 436500
[5 empty] | 417500436500 | 30 | 417500 | 436500
[5 empty] | 418500436500 | 30 | 418500 | 436500
[5 empty] | 397500435500 | 30 | 397500 | 435500
[5 empty] | 398500435500 | 30 | 398500 | 435500
[5 empty] | 399500435500 | 30 | 399500 | 435500
[5 empty] | 400500435500 | 30 | 400500 | 435500
[5 empty] | 401500435500 | 30 | 401500 | 435500
[5 empty] | 402500435500 | 30 | 402500 | 435500
[5 empty] | 403500435500 | 30 | 403500 | 435500
[5 empty] | 404500435500 | 30 | 404500 | 435500
[5 empty] | 405500435500 | 30 | 405500 | 435500
[5 empty] | 406500435500 | 30 | 406500 | 435500
[5 empty] | 407500435500 | 30 | 407500 | 435500
[5 empty] | 408500435500 | 30 | 408500 | 435500
[5 empty] | 409500435500 | 30 | 409500 | 435500
[5 empty] | 410500435500 | 30 | 410500 | 435500
[5 empty] | 411500435500 | 30 | 411500 | 435500
[5 empty] | 412500435500 | 30 | 412500 | 435500
[5 empty] | 413500435500 | 30 | 413500 | 435500
[5 empty] | 414500435500 | 30 | 414500 | 435500
[5 empty] | 415500435500 | 30 | 415500 | 435500
[5 empty] | 416500435500 | 30 | 416500 | 435500
[5 empty] | 417500435500 | 30 | 417500 | 435500
[5 empty] | 418500435500 | 30 | 418500 | 435500
[5 empty] | 399500434500 | 30 | 399500 | 434500
[5 empty] | 400500434500 | 30 | 400500 | 434500
[5 empty] | 401500434500 | 30 | 401500 | 434500
[5 empty] | 402500434500 | 30 | 402500 | 434500
[5 empty] | 403500434500 | 30 | 403500 | 434500
[5 empty] | 404500434500 | 30 | 404500 | 434500
[5 empty] | 405500434500 | 30 | 405500 | 434500
[5 empty] | 406500434500 | 30 | 406500 | 434500
[5 empty] | 407500434500 | 30 | 407500 | 434500
[5 empty] | 408500434500 | 30 | 408500 | 434500
[5 empty] | 409500434500 | 30 | 409500 | 434500
[5 empty] | 410500434500 | 30 | 410500 | 434500
[5 empty] | 411500434500 | 30 | 411500 | 434500
[5 empty] | 412500434500 | 30 | 412500 | 434500
[5 empty] | 413500434500 | 30 | 413500 | 434500
[5 empty] | 414500434500 | 30 | 414500 | 434500
[5 empty] | 415500434500 | 30 | 415500 | 434500
[5 empty] | 416500434500 | 30 | 416500 | 434500
[5 empty] | 417500434500 | 30 | 417500 | 434500
[5 empty] | 418500434500 | 30 | 418500 | 434500
[5 empty] | 401500433500 | 30 | 401500 | 433500
[5 empty] | 402500433500 | 30 | 402500 | 433500
[5 empty] | 403500433500 | 30 | 403500 | 433500
[5 empty] | 404500433500 | 30 | 404500 | 433500
[5 empty] | 405500433500 | 30 | 405500 | 433500
[5 empty] | 406500433500 | 30 | 406500 | 433500
[5 empty] | 407500433500 | 30 | 407500 | 433500
[5 empty] | 408500433500 | 30 | 408500 | 433500
[5 empty] | 409500433500 | 30 | 409500 | 433500
[5 empty] | 410500433500 | 30 | 410500 | 433500
[5 empty] | 411500433500 | 30 | 411500 | 433500
[5 empty] | 412500433500 | 30 | 412500 | 433500
[5 empty] | 413500433500 | 30 | 413500 | 433500
[5 empty] | 414500433500 | 30 | 414500 | 433500
[5 empty] | 415500433500 | 30 | 415500 | 433500
[5 empty] | 416500433500 | 30 | 416500 | 433500
[5 empty] | 417500433500 | 30 | 417500 | 433500
[5 empty] | 418500433500 | 30 | 418500 | 433500
[5 empty] | 401500432500 | 30 | 401500 | 432500
[5 empty] | 402500432500 | 30 | 402500 | 432500
[5 empty] | 403500432500 | 30 | 403500 | 432500
[5 empty] | 404500432500 | 30 | 404500 | 432500
[5 empty] | 405500432500 | 30 | 405500 | 432500
[5 empty] | 406500432500 | 30 | 406500 | 432500
[5 empty] | 407500432500 | 30 | 407500 | 432500
[5 empty] | 408500432500 | 30 | 408500 | 432500
[5 empty] | 409500432500 | 30 | 409500 | 432500
[5 empty] | 410500432500 | 30 | 410500 | 432500
[5 empty] | 411500432500 | 30 | 411500 | 432500
[5 empty] | 412500432500 | 30 | 412500 | 432500
[5 empty] | 413500432500 | 30 | 413500 | 432500
[5 empty] | 414500432500 | 30 | 414500 | 432500
[5 empty] | 415500432500 | 30 | 415500 | 432500
[5 empty] | 416500432500 | 30 | 416500 | 432500
[5 empty] | 417500432500 | 30 | 417500 | 432500
[5 empty] | 418500432500 | 30 | 418500 | 432500
[5 empty] | 408500431500 | 30 | 408500 | 431500
[5 empty] | 409500431500 | 30 | 409500 | 431500
[5 empty] | 410500431500 | 30 | 410500 | 431500
[5 empty] | 411500431500 | 30 | 411500 | 431500
[5 empty] | 412500431500 | 30 | 412500 | 431500
[5 empty] | 413500431500 | 30 | 413500 | 431500
[5 empty] | 414500431500 | 30 | 414500 | 431500
[5 empty] | 415500431500 | 30 | 415500 | 431500
[5 empty] | 416500431500 | 30 | 416500 | 431500
[5 empty] | 417500431500 | 30 | 417500 | 431500
[5 empty] | 418500431500 | 30 | 418500 | 431500
[5 empty] | 419500431500 | 30 | 419500 | 431500
[5 empty] | 420500431500 | 30 | 420500 | 431500
[5 empty] | 421500431500 | 30 | 421500 | 431500
[5 empty] | 422500431500 | 30 | 422500 | 431500
[5 empty] | 409500430500 | 30 | 409500 | 430500
[5 empty] | 410500430500 | 30 | 410500 | 430500
[5 empty] | 411500430500 | 30 | 411500 | 430500
[5 empty] | 412500430500 | 30 | 412500 | 430500
[5 empty] | 413500430500 | 30 | 413500 | 430500
[5 empty] | 414500430500 | 30 | 414500 | 430500
[5 empty] | 415500430500 | 30 | 415500 | 430500
[5 empty] | 416500430500 | 30 | 416500 | 430500
[5 empty] | 417500430500 | 30 | 417500 | 430500
[5 empty] | 418500430500 | 30 | 418500 | 430500
[5 empty] | 419500430500 | 30 | 419500 | 430500
[5 empty] | 420500430500 | 30 | 420500 | 430500
[5 empty] | 421500430500 | 30 | 421500 | 430500
[5 empty] | 422500430500 | 30 | 422500 | 430500
[5 empty] | 409500429500 | 30 | 409500 | 429500
[5 empty] | 410500429500 | 30 | 410500 | 429500
[5 empty] | 413500429500 | 30 | 413500 | 429500
[5 empty] | 414500429500 | 30 | 414500 | 429500
[5 empty] | 415500429500 | 30 | 415500 | 429500
[5 empty] | 416500429500 | 30 | 416500 | 429500
[5 empty] | 417500429500 | 30 | 417500 | 429500
[5 empty] | 418500429500 | 30 | 418500 | 429500
[5 empty] | 420500429500 | 30 | 420500 | 429500
[5 empty] | 421500429500 | 30 | 421500 | 429500
[5 empty] | 409500428500 | 30 | 409500 | 428500
[5 empty] | 414500428500 | 30 | 414500 | 428500
[5 empty] | 415500428500 | 30 | 415500 | 428500
[5 empty] | 416500428500 | 30 | 416500 | 428500
[5 empty] | 417500428500 | 30 | 417500 | 428500
[5 empty] | 414500427500 | 30 | 414500 | 427500
[5 empty] | 415500427500 | 30 | 415500 | 427500
[5 empty] | 416500427500 | 30 | 416500 | 427500
[5 empty] | 415500426500 | 30 | 415500 | 426500
[5 empty] | 580500245500 | 31 | 580500 | 245500
[5 empty] | 581500245500 | 31 | 581500 | 245500
[5 empty] | 582500245500 | 31 | 582500 | 245500
[5 empty] | 583500245500 | 31 | 583500 | 245500
[5 empty] | 584500245500 | 31 | 584500 | 245500
[5 empty] | 569500244500 | 31 | 569500 | 244500
[5 empty] | 576500244500 | 31 | 576500 | 244500
[5 empty] | 577500244500 | 31 | 577500 | 244500
[5 empty] | 578500244500 | 31 | 578500 | 244500
[5 empty] | 579500244500 | 31 | 579500 | 244500
[5 empty] | 580500244500 | 31 | 580500 | 244500
[5 empty] | 581500244500 | 31 | 581500 | 244500
[5 empty] | 582500244500 | 31 | 582500 | 244500
[5 empty] | 583500244500 | 31 | 583500 | 244500
[5 empty] | 584500244500 | 31 | 584500 | 244500
[5 empty] | 585500244500 | 31 | 585500 | 244500
[5 empty] | 566500243500 | 31 | 566500 | 243500
[5 empty] | 567500243500 | 31 | 567500 | 243500
[5 empty] | 568500243500 | 31 | 568500 | 243500
[5 empty] | 569500243500 | 31 | 569500 | 243500
[5 empty] | 570500243500 | 31 | 570500 | 243500
[5 empty] | 575500243500 | 31 | 575500 | 243500
[5 empty] | 576500243500 | 31 | 576500 | 243500
[5 empty] | 577500243500 | 31 | 577500 | 243500
[5 empty] | 578500243500 | 31 | 578500 | 243500
[5 empty] | 579500243500 | 31 | 579500 | 243500
[5 empty] | 580500243500 | 31 | 580500 | 243500
[5 empty] | 581500243500 | 31 | 581500 | 243500
[5 empty] | 582500243500 | 31 | 582500 | 243500
[5 empty] | 583500243500 | 31 | 583500 | 243500
[5 empty] | 584500243500 | 31 | 584500 | 243500
[5 empty] | 585500243500 | 31 | 585500 | 243500
[5 empty] | 564500242500 | 31 | 564500 | 242500
[5 empty] | 565500242500 | 31 | 565500 | 242500
[5 empty] | 566500242500 | 31 | 566500 | 242500
[5 empty] | 567500242500 | 31 | 567500 | 242500
[5 empty] | 568500242500 | 31 | 568500 | 242500
[5 empty] | 569500242500 | 31 | 569500 | 242500
[5 empty] | 570500242500 | 31 | 570500 | 242500
[5 empty] | 571500242500 | 31 | 571500 | 242500
[5 empty] | 572500242500 | 31 | 572500 | 242500
[5 empty] | 573500242500 | 31 | 573500 | 242500
[5 empty] | 574500242500 | 31 | 574500 | 242500
[5 empty] | 575500242500 | 31 | 575500 | 242500
[5 empty] | 576500242500 | 31 | 576500 | 242500
[5 empty] | 577500242500 | 31 | 577500 | 242500
[5 empty] | 578500242500 | 31 | 578500 | 242500
[5 empty] | 579500242500 | 31 | 579500 | 242500
[5 empty] | 580500242500 | 31 | 580500 | 242500
[5 empty] | 581500242500 | 31 | 581500 | 242500
[5 empty] | 582500242500 | 31 | 582500 | 242500
[5 empty] | 583500242500 | 31 | 583500 | 242500
[5 empty] | 584500242500 | 31 | 584500 | 242500
[5 empty] | 585500242500 | 31 | 585500 | 242500
[5 empty] | 564500241500 | 31 | 564500 | 241500
[5 empty] | 565500241500 | 31 | 565500 | 241500
[5 empty] | 566500241500 | 31 | 566500 | 241500
[5 empty] | 567500241500 | 31 | 567500 | 241500
[5 empty] | 568500241500 | 31 | 568500 | 241500
[5 empty] | 569500241500 | 31 | 569500 | 241500
[5 empty] | 570500241500 | 31 | 570500 | 241500
[5 empty] | 571500241500 | 31 | 571500 | 241500
[5 empty] | 572500241500 | 31 | 572500 | 241500
[5 empty] | 573500241500 | 31 | 573500 | 241500
[5 empty] | 574500241500 | 31 | 574500 | 241500
[5 empty] | 575500241500 | 31 | 575500 | 241500
[5 empty] | 576500241500 | 31 | 576500 | 241500
[5 empty] | 577500241500 | 31 | 577500 | 241500
[5 empty] | 578500241500 | 31 | 578500 | 241500
[5 empty] | 579500241500 | 31 | 579500 | 241500
[5 empty] | 580500241500 | 31 | 580500 | 241500
[5 empty] | 581500241500 | 31 | 581500 | 241500
[5 empty] | 582500241500 | 31 | 582500 | 241500
[5 empty] | 583500241500 | 31 | 583500 | 241500
[5 empty] | 584500241500 | 31 | 584500 | 241500
[5 empty] | 564500240500 | 31 | 564500 | 240500
[5 empty] | 565500240500 | 31 | 565500 | 240500
[5 empty] | 567500240500 | 31 | 567500 | 240500
[5 empty] | 568500240500 | 31 | 568500 | 240500
[5 empty] | 569500240500 | 31 | 569500 | 240500
[5 empty] | 570500240500 | 31 | 570500 | 240500
[5 empty] | 571500240500 | 31 | 571500 | 240500
[5 empty] | 572500240500 | 31 | 572500 | 240500
[5 empty] | 573500240500 | 31 | 573500 | 240500
[5 empty] | 574500240500 | 31 | 574500 | 240500
[5 empty] | 575500240500 | 31 | 575500 | 240500
[5 empty] | 576500240500 | 31 | 576500 | 240500
[5 empty] | 577500240500 | 31 | 577500 | 240500
[5 empty] | 578500240500 | 31 | 578500 | 240500
[5 empty] | 579500240500 | 31 | 579500 | 240500
[5 empty] | 580500240500 | 31 | 580500 | 240500
[5 empty] | 581500240500 | 31 | 581500 | 240500
[5 empty] | 582500240500 | 31 | 582500 | 240500
[5 empty] | 583500240500 | 31 | 583500 | 240500
[5 empty] | 584500240500 | 31 | 584500 | 240500
[5 empty] | 585500240500 | 31 | 585500 | 240500
[5 empty] | 567500239500 | 31 | 567500 | 239500
[5 empty] | 568500239500 | 31 | 568500 | 239500
[5 empty] | 569500239500 | 31 | 569500 | 239500
[5 empty] | 570500239500 | 31 | 570500 | 239500
[5 empty] | 571500239500 | 31 | 571500 | 239500
[5 empty] | 572500239500 | 31 | 572500 | 239500
[5 empty] | 573500239500 | 31 | 573500 | 239500
[5 empty] | 574500239500 | 31 | 574500 | 239500
[5 empty] | 575500239500 | 31 | 575500 | 239500
[5 empty] | 576500239500 | 31 | 576500 | 239500
[5 empty] | 577500239500 | 31 | 577500 | 239500
[5 empty] | 578500239500 | 31 | 578500 | 239500
[5 empty] | 579500239500 | 31 | 579500 | 239500
[5 empty] | 580500239500 | 31 | 580500 | 239500
[5 empty] | 581500239500 | 31 | 581500 | 239500
[5 empty] | 582500239500 | 31 | 582500 | 239500
[5 empty] | 583500239500 | 31 | 583500 | 239500
[5 empty] | 584500239500 | 31 | 584500 | 239500
[5 empty] | 585500239500 | 31 | 585500 | 239500
[5 empty] | 586500239500 | 31 | 586500 | 239500
[5 empty] | 587500239500 | 31 | 587500 | 239500
[5 empty] | 567500238500 | 31 | 567500 | 238500
[5 empty] | 568500238500 | 31 | 568500 | 238500
[5 empty] | 569500238500 | 31 | 569500 | 238500
[5 empty] | 570500238500 | 31 | 570500 | 238500
[5 empty] | 571500238500 | 31 | 571500 | 238500
[5 empty] | 572500238500 | 31 | 572500 | 238500
[5 empty] | 573500238500 | 31 | 573500 | 238500
[5 empty] | 574500238500 | 31 | 574500 | 238500
[5 empty] | 575500238500 | 31 | 575500 | 238500
[5 empty] | 576500238500 | 31 | 576500 | 238500
[5 empty] | 577500238500 | 31 | 577500 | 238500
[5 empty] | 578500238500 | 31 | 578500 | 238500
[5 empty] | 579500238500 | 31 | 579500 | 238500
[5 empty] | 580500238500 | 31 | 580500 | 238500
[5 empty] | 581500238500 | 31 | 581500 | 238500
[5 empty] | 582500238500 | 31 | 582500 | 238500
[5 empty] | 583500238500 | 31 | 583500 | 238500
[5 empty] | 584500238500 | 31 | 584500 | 238500
[5 empty] | 585500238500 | 31 | 585500 | 238500
[5 empty] | 586500238500 | 31 | 586500 | 238500
[5 empty] | 587500238500 | 31 | 587500 | 238500
[5 empty] | 566500237500 | 31 | 566500 | 237500
[5 empty] | 567500237500 | 31 | 567500 | 237500
[5 empty] | 568500237500 | 31 | 568500 | 237500
[5 empty] | 569500237500 | 31 | 569500 | 237500
[5 empty] | 570500237500 | 31 | 570500 | 237500
[5 empty] | 571500237500 | 31 | 571500 | 237500
[5 empty] | 572500237500 | 31 | 572500 | 237500
[5 empty] | 573500237500 | 31 | 573500 | 237500
[5 empty] | 574500237500 | 31 | 574500 | 237500
[5 empty] | 575500237500 | 31 | 575500 | 237500
[5 empty] | 576500237500 | 31 | 576500 | 237500
[5 empty] | 577500237500 | 31 | 577500 | 237500
[5 empty] | 578500237500 | 31 | 578500 | 237500
[5 empty] | 579500237500 | 31 | 579500 | 237500
[5 empty] | 580500237500 | 31 | 580500 | 237500
[5 empty] | 581500237500 | 31 | 581500 | 237500
[5 empty] | 582500237500 | 31 | 582500 | 237500
[5 empty] | 583500237500 | 31 | 583500 | 237500
[5 empty] | 584500237500 | 31 | 584500 | 237500
[5 empty] | 585500237500 | 31 | 585500 | 237500
[5 empty] | 586500237500 | 31 | 586500 | 237500
[5 empty] | 587500237500 | 31 | 587500 | 237500
[5 empty] | 588500237500 | 31 | 588500 | 237500
[5 empty] | 566500236500 | 31 | 566500 | 236500
[5 empty] | 567500236500 | 31 | 567500 | 236500
[5 empty] | 568500236500 | 31 | 568500 | 236500
[5 empty] | 569500236500 | 31 | 569500 | 236500
[5 empty] | 570500236500 | 31 | 570500 | 236500
[5 empty] | 571500236500 | 31 | 571500 | 236500
[5 empty] | 572500236500 | 31 | 572500 | 236500
[5 empty] | 573500236500 | 31 | 573500 | 236500
[5 empty] | 574500236500 | 31 | 574500 | 236500
[5 empty] | 575500236500 | 31 | 575500 | 236500
[5 empty] | 576500236500 | 31 | 576500 | 236500
[5 empty] | 577500236500 | 31 | 577500 | 236500
[5 empty] | 578500236500 | 31 | 578500 | 236500
[5 empty] | 579500236500 | 31 | 579500 | 236500
[5 empty] | 580500236500 | 31 | 580500 | 236500
[5 empty] | 581500236500 | 31 | 581500 | 236500
[5 empty] | 582500236500 | 31 | 582500 | 236500
[5 empty] | 583500236500 | 31 | 583500 | 236500
[5 empty] | 584500236500 | 31 | 584500 | 236500
[5 empty] | 585500236500 | 31 | 585500 | 236500
[5 empty] | 586500236500 | 31 | 586500 | 236500
[5 empty] | 587500236500 | 31 | 587500 | 236500
[5 empty] | 588500236500 | 31 | 588500 | 236500
[5 empty] | 589500236500 | 31 | 589500 | 236500
[5 empty] | 566500235500 | 31 | 566500 | 235500
[5 empty] | 567500235500 | 31 | 567500 | 235500
[5 empty] | 568500235500 | 31 | 568500 | 235500
[5 empty] | 569500235500 | 31 | 569500 | 235500
[5 empty] | 570500235500 | 31 | 570500 | 235500
[5 empty] | 571500235500 | 31 | 571500 | 235500
[5 empty] | 572500235500 | 31 | 572500 | 235500
[5 empty] | 573500235500 | 31 | 573500 | 235500
[5 empty] | 574500235500 | 31 | 574500 | 235500
[5 empty] | 575500235500 | 31 | 575500 | 235500
[5 empty] | 576500235500 | 31 | 576500 | 235500
[5 empty] | 577500235500 | 31 | 577500 | 235500
[5 empty] | 578500235500 | 31 | 578500 | 235500
[5 empty] | 579500235500 | 31 | 579500 | 235500
[5 empty] | 580500235500 | 31 | 580500 | 235500
[5 empty] | 581500235500 | 31 | 581500 | 235500
[5 empty] | 582500235500 | 31 | 582500 | 235500
[5 empty] | 583500235500 | 31 | 583500 | 235500
[5 empty] | 584500235500 | 31 | 584500 | 235500
[5 empty] | 585500235500 | 31 | 585500 | 235500
[5 empty] | 586500235500 | 31 | 586500 | 235500
[5 empty] | 587500235500 | 31 | 587500 | 235500
[5 empty] | 588500235500 | 31 | 588500 | 235500
[5 empty] | 589500235500 | 31 | 589500 | 235500
[5 empty] | 567500234500 | 31 | 567500 | 234500
[5 empty] | 568500234500 | 31 | 568500 | 234500
[5 empty] | 569500234500 | 31 | 569500 | 234500
[5 empty] | 570500234500 | 31 | 570500 | 234500
[5 empty] | 571500234500 | 31 | 571500 | 234500
[5 empty] | 572500234500 | 31 | 572500 | 234500
[5 empty] | 573500234500 | 31 | 573500 | 234500
[5 empty] | 574500234500 | 31 | 574500 | 234500
[5 empty] | 575500234500 | 31 | 575500 | 234500
[5 empty] | 576500234500 | 31 | 576500 | 234500
[5 empty] | 577500234500 | 31 | 577500 | 234500
[5 empty] | 578500234500 | 31 | 578500 | 234500
[5 empty] | 579500234500 | 31 | 579500 | 234500
[5 empty] | 580500234500 | 31 | 580500 | 234500
[5 empty] | 581500234500 | 31 | 581500 | 234500
[5 empty] | 582500234500 | 31 | 582500 | 234500
[5 empty] | 583500234500 | 31 | 583500 | 234500
[5 empty] | 584500234500 | 31 | 584500 | 234500
[5 empty] | 585500234500 | 31 | 585500 | 234500
[5 empty] | 586500234500 | 31 | 586500 | 234500
[5 empty] | 587500234500 | 31 | 587500 | 234500
[5 empty] | 588500234500 | 31 | 588500 | 234500
[5 empty] | 589500234500 | 31 | 589500 | 234500
[5 empty] | 590500234500 | 31 | 590500 | 234500
[5 empty] | 566500233500 | 31 | 566500 | 233500
[5 empty] | 567500233500 | 31 | 567500 | 233500
[5 empty] | 568500233500 | 31 | 568500 | 233500
[5 empty] | 569500233500 | 31 | 569500 | 233500
[5 empty] | 570500233500 | 31 | 570500 | 233500
[5 empty] | 571500233500 | 31 | 571500 | 233500
[5 empty] | 572500233500 | 31 | 572500 | 233500
[5 empty] | 573500233500 | 31 | 573500 | 233500
[5 empty] | 574500233500 | 31 | 574500 | 233500
[5 empty] | 575500233500 | 31 | 575500 | 233500
[5 empty] | 576500233500 | 31 | 576500 | 233500
[5 empty] | 577500233500 | 31 | 577500 | 233500
[5 empty] | 578500233500 | 31 | 578500 | 233500
[5 empty] | 579500233500 | 31 | 579500 | 233500
[5 empty] | 580500233500 | 31 | 580500 | 233500
[5 empty] | 581500233500 | 31 | 581500 | 233500
[5 empty] | 582500233500 | 31 | 582500 | 233500
[5 empty] | 583500233500 | 31 | 583500 | 233500
[5 empty] | 584500233500 | 31 | 584500 | 233500
[5 empty] | 585500233500 | 31 | 585500 | 233500
[5 empty] | 586500233500 | 31 | 586500 | 233500
[5 empty] | 587500233500 | 31 | 587500 | 233500
[5 empty] | 588500233500 | 31 | 588500 | 233500
[5 empty] | 589500233500 | 31 | 589500 | 233500
[5 empty] | 590500233500 | 31 | 590500 | 233500
[5 empty] | 566500232500 | 31 | 566500 | 232500
[5 empty] | 567500232500 | 31 | 567500 | 232500
[5 empty] | 568500232500 | 31 | 568500 | 232500
[5 empty] | 569500232500 | 31 | 569500 | 232500
[5 empty] | 570500232500 | 31 | 570500 | 232500
[5 empty] | 571500232500 | 31 | 571500 | 232500
[5 empty] | 572500232500 | 31 | 572500 | 232500
[5 empty] | 573500232500 | 31 | 573500 | 232500
[5 empty] | 574500232500 | 31 | 574500 | 232500
[5 empty] | 575500232500 | 31 | 575500 | 232500
[5 empty] | 576500232500 | 31 | 576500 | 232500
[5 empty] | 577500232500 | 31 | 577500 | 232500
[5 empty] | 578500232500 | 31 | 578500 | 232500
[5 empty] | 579500232500 | 31 | 579500 | 232500
[5 empty] | 580500232500 | 31 | 580500 | 232500
[5 empty] | 581500232500 | 31 | 581500 | 232500
[5 empty] | 582500232500 | 31 | 582500 | 232500
[5 empty] | 583500232500 | 31 | 583500 | 232500
[5 empty] | 584500232500 | 31 | 584500 | 232500
[5 empty] | 585500232500 | 31 | 585500 | 232500
[5 empty] | 586500232500 | 31 | 586500 | 232500
[5 empty] | 587500232500 | 31 | 587500 | 232500
[5 empty] | 588500232500 | 31 | 588500 | 232500
[5 empty] | 589500232500 | 31 | 589500 | 232500
[5 empty] | 567500231500 | 31 | 567500 | 231500
[5 empty] | 568500231500 | 31 | 568500 | 231500
[5 empty] | 569500231500 | 31 | 569500 | 231500
[5 empty] | 570500231500 | 31 | 570500 | 231500
[5 empty] | 571500231500 | 31 | 571500 | 231500
[5 empty] | 572500231500 | 31 | 572500 | 231500
[5 empty] | 573500231500 | 31 | 573500 | 231500
[5 empty] | 574500231500 | 31 | 574500 | 231500
[5 empty] | 575500231500 | 31 | 575500 | 231500
[5 empty] | 576500231500 | 31 | 576500 | 231500
[5 empty] | 577500231500 | 31 | 577500 | 231500
[5 empty] | 578500231500 | 31 | 578500 | 231500
[5 empty] | 579500231500 | 31 | 579500 | 231500
[5 empty] | 580500231500 | 31 | 580500 | 231500
[5 empty] | 581500231500 | 31 | 581500 | 231500
[5 empty] | 582500231500 | 31 | 582500 | 231500
[5 empty] | 583500231500 | 31 | 583500 | 231500
[5 empty] | 584500231500 | 31 | 584500 | 231500
[5 empty] | 585500231500 | 31 | 585500 | 231500
[5 empty] | 586500231500 | 31 | 586500 | 231500
[5 empty] | 587500231500 | 31 | 587500 | 231500
[5 empty] | 588500231500 | 31 | 588500 | 231500
[5 empty] | 567500230500 | 31 | 567500 | 230500
[5 empty] | 568500230500 | 31 | 568500 | 230500
[5 empty] | 569500230500 | 31 | 569500 | 230500
[5 empty] | 570500230500 | 31 | 570500 | 230500
[5 empty] | 571500230500 | 31 | 571500 | 230500
[5 empty] | 572500230500 | 31 | 572500 | 230500
[5 empty] | 573500230500 | 31 | 573500 | 230500
[5 empty] | 574500230500 | 31 | 574500 | 230500
[5 empty] | 575500230500 | 31 | 575500 | 230500
[5 empty] | 576500230500 | 31 | 576500 | 230500
[5 empty] | 577500230500 | 31 | 577500 | 230500
[5 empty] | 578500230500 | 31 | 578500 | 230500
[5 empty] | 579500230500 | 31 | 579500 | 230500
[5 empty] | 580500230500 | 31 | 580500 | 230500
[5 empty] | 581500230500 | 31 | 581500 | 230500
[5 empty] | 582500230500 | 31 | 582500 | 230500
[5 empty] | 583500230500 | 31 | 583500 | 230500
[5 empty] | 584500230500 | 31 | 584500 | 230500
[5 empty] | 585500230500 | 31 | 585500 | 230500
[5 empty] | 586500230500 | 31 | 586500 | 230500
[5 empty] | 587500230500 | 31 | 587500 | 230500
[5 empty] | 588500230500 | 31 | 588500 | 230500
[5 empty] | 566500229500 | 31 | 566500 | 229500
[5 empty] | 567500229500 | 31 | 567500 | 229500
[5 empty] | 568500229500 | 31 | 568500 | 229500
[5 empty] | 569500229500 | 31 | 569500 | 229500
[5 empty] | 570500229500 | 31 | 570500 | 229500
[5 empty] | 571500229500 | 31 | 571500 | 229500
[5 empty] | 572500229500 | 31 | 572500 | 229500
[5 empty] | 573500229500 | 31 | 573500 | 229500
[5 empty] | 574500229500 | 31 | 574500 | 229500
[5 empty] | 575500229500 | 31 | 575500 | 229500
[5 empty] | 576500229500 | 31 | 576500 | 229500
[5 empty] | 577500229500 | 31 | 577500 | 229500
[5 empty] | 578500229500 | 31 | 578500 | 229500
[5 empty] | 579500229500 | 31 | 579500 | 229500
[5 empty] | 580500229500 | 31 | 580500 | 229500
[5 empty] | 581500229500 | 31 | 581500 | 229500
[5 empty] | 582500229500 | 31 | 582500 | 229500
[5 empty] | 583500229500 | 31 | 583500 | 229500
[5 empty] | 584500229500 | 31 | 584500 | 229500
[5 empty] | 585500229500 | 31 | 585500 | 229500
[5 empty] | 586500229500 | 31 | 586500 | 229500
[5 empty] | 587500229500 | 31 | 587500 | 229500
[5 empty] | 567500228500 | 31 | 567500 | 228500
[5 empty] | 568500228500 | 31 | 568500 | 228500
[5 empty] | 569500228500 | 31 | 569500 | 228500
[5 empty] | 570500228500 | 31 | 570500 | 228500
[5 empty] | 571500228500 | 31 | 571500 | 228500
[5 empty] | 572500228500 | 31 | 572500 | 228500
[5 empty] | 573500228500 | 31 | 573500 | 228500
[5 empty] | 574500228500 | 31 | 574500 | 228500
[5 empty] | 575500228500 | 31 | 575500 | 228500
[5 empty] | 576500228500 | 31 | 576500 | 228500
[5 empty] | 577500228500 | 31 | 577500 | 228500
[5 empty] | 578500228500 | 31 | 578500 | 228500
[5 empty] | 579500228500 | 31 | 579500 | 228500
[5 empty] | 580500228500 | 31 | 580500 | 228500
[5 empty] | 581500228500 | 31 | 581500 | 228500
[5 empty] | 582500228500 | 31 | 582500 | 228500
[5 empty] | 583500228500 | 31 | 583500 | 228500
[5 empty] | 584500228500 | 31 | 584500 | 228500
[5 empty] | 585500228500 | 31 | 585500 | 228500
[5 empty] | 586500228500 | 31 | 586500 | 228500
[5 empty] | 587500228500 | 31 | 587500 | 228500
[5 empty] | 568500227500 | 31 | 568500 | 227500
[5 empty] | 569500227500 | 31 | 569500 | 227500
[5 empty] | 570500227500 | 31 | 570500 | 227500
[5 empty] | 571500227500 | 31 | 571500 | 227500
[5 empty] | 572500227500 | 31 | 572500 | 227500
[5 empty] | 573500227500 | 31 | 573500 | 227500
[5 empty] | 574500227500 | 31 | 574500 | 227500
[5 empty] | 575500227500 | 31 | 575500 | 227500
[5 empty] | 576500227500 | 31 | 576500 | 227500
[5 empty] | 577500227500 | 31 | 577500 | 227500
[5 empty] | 578500227500 | 31 | 578500 | 227500
[5 empty] | 579500227500 | 31 | 579500 | 227500
[5 empty] | 580500227500 | 31 | 580500 | 227500
[5 empty] | 581500227500 | 31 | 581500 | 227500
[5 empty] | 582500227500 | 31 | 582500 | 227500
[5 empty] | 583500227500 | 31 | 583500 | 227500
[5 empty] | 584500227500 | 31 | 584500 | 227500
[5 empty] | 585500227500 | 31 | 585500 | 227500
[5 empty] | 586500227500 | 31 | 586500 | 227500
[5 empty] | 587500227500 | 31 | 587500 | 227500
[5 empty] | 568500226500 | 31 | 568500 | 226500
[5 empty] | 569500226500 | 31 | 569500 | 226500
[5 empty] | 570500226500 | 31 | 570500 | 226500
[5 empty] | 571500226500 | 31 | 571500 | 226500
[5 empty] | 572500226500 | 31 | 572500 | 226500
[5 empty] | 573500226500 | 31 | 573500 | 226500
[5 empty] | 574500226500 | 31 | 574500 | 226500
[5 empty] | 575500226500 | 31 | 575500 | 226500
[5 empty] | 576500226500 | 31 | 576500 | 226500
[5 empty] | 577500226500 | 31 | 577500 | 226500
[5 empty] | 578500226500 | 31 | 578500 | 226500
[5 empty] | 579500226500 | 31 | 579500 | 226500
[5 empty] | 580500226500 | 31 | 580500 | 226500
[5 empty] | 581500226500 | 31 | 581500 | 226500
[5 empty] | 582500226500 | 31 | 582500 | 226500
[5 empty] | 583500226500 | 31 | 583500 | 226500
[5 empty] | 584500226500 | 31 | 584500 | 226500
[5 empty] | 585500226500 | 31 | 585500 | 226500
[5 empty] | 586500226500 | 31 | 586500 | 226500
[5 empty] | 568500225500 | 31 | 568500 | 225500
[5 empty] | 569500225500 | 31 | 569500 | 225500
[5 empty] | 570500225500 | 31 | 570500 | 225500
[5 empty] | 571500225500 | 31 | 571500 | 225500
[5 empty] | 572500225500 | 31 | 572500 | 225500
[5 empty] | 573500225500 | 31 | 573500 | 225500
[5 empty] | 574500225500 | 31 | 574500 | 225500
[5 empty] | 575500225500 | 31 | 575500 | 225500
[5 empty] | 576500225500 | 31 | 576500 | 225500
[5 empty] | 577500225500 | 31 | 577500 | 225500
[5 empty] | 578500225500 | 31 | 578500 | 225500
[5 empty] | 579500225500 | 31 | 579500 | 225500
[5 empty] | 580500225500 | 31 | 580500 | 225500
[5 empty] | 581500225500 | 31 | 581500 | 225500
[5 empty] | 582500225500 | 31 | 582500 | 225500
[5 empty] | 583500225500 | 31 | 583500 | 225500
[5 empty] | 584500225500 | 31 | 584500 | 225500
[5 empty] | 585500225500 | 31 | 585500 | 225500
[5 empty] | 569500224500 | 31 | 569500 | 224500
[5 empty] | 570500224500 | 31 | 570500 | 224500
[5 empty] | 571500224500 | 31 | 571500 | 224500
[5 empty] | 572500224500 | 31 | 572500 | 224500
[5 empty] | 573500224500 | 31 | 573500 | 224500
[5 empty] | 574500224500 | 31 | 574500 | 224500
[5 empty] | 575500224500 | 31 | 575500 | 224500
[5 empty] | 576500224500 | 31 | 576500 | 224500
[5 empty] | 577500224500 | 31 | 577500 | 224500
[5 empty] | 578500224500 | 31 | 578500 | 224500
[5 empty] | 579500224500 | 31 | 579500 | 224500
[5 empty] | 580500224500 | 31 | 580500 | 224500
[5 empty] | 581500224500 | 31 | 581500 | 224500
[5 empty] | 582500224500 | 31 | 582500 | 224500
[5 empty] | 583500224500 | 31 | 583500 | 224500
[5 empty] | 584500224500 | 31 | 584500 | 224500
[5 empty] | 585500224500 | 31 | 585500 | 224500
[5 empty] | 586500224500 | 31 | 586500 | 224500
[5 empty] | 570500223500 | 31 | 570500 | 223500
[5 empty] | 571500223500 | 31 | 571500 | 223500
[5 empty] | 572500223500 | 31 | 572500 | 223500
[5 empty] | 573500223500 | 31 | 573500 | 223500
[5 empty] | 574500223500 | 31 | 574500 | 223500
[5 empty] | 575500223500 | 31 | 575500 | 223500
[5 empty] | 576500223500 | 31 | 576500 | 223500
[5 empty] | 577500223500 | 31 | 577500 | 223500
[5 empty] | 578500223500 | 31 | 578500 | 223500
[5 empty] | 579500223500 | 31 | 579500 | 223500
[5 empty] | 580500223500 | 31 | 580500 | 223500
[5 empty] | 581500223500 | 31 | 581500 | 223500
[5 empty] | 582500223500 | 31 | 582500 | 223500
[5 empty] | 583500223500 | 31 | 583500 | 223500
[5 empty] | 584500223500 | 31 | 584500 | 223500
[5 empty] | 585500223500 | 31 | 585500 | 223500
[5 empty] | 586500223500 | 31 | 586500 | 223500
[5 empty] | 571500222500 | 31 | 571500 | 222500
[5 empty] | 572500222500 | 31 | 572500 | 222500
[5 empty] | 573500222500 | 31 | 573500 | 222500
[5 empty] | 574500222500 | 31 | 574500 | 222500
[5 empty] | 575500222500 | 31 | 575500 | 222500
[5 empty] | 576500222500 | 31 | 576500 | 222500
[5 empty] | 577500222500 | 31 | 577500 | 222500
[5 empty] | 578500222500 | 31 | 578500 | 222500
[5 empty] | 579500222500 | 31 | 579500 | 222500
[5 empty] | 580500222500 | 31 | 580500 | 222500
[5 empty] | 581500222500 | 31 | 581500 | 222500
[5 empty] | 582500222500 | 31 | 582500 | 222500
[5 empty] | 583500222500 | 31 | 583500 | 222500
[5 empty] | 584500222500 | 31 | 584500 | 222500
[5 empty] | 585500222500 | 31 | 585500 | 222500
[5 empty] | 586500222500 | 31 | 586500 | 222500
[5 empty] | 587500222500 | 31 | 587500 | 222500
[5 empty] | 588500222500 | 31 | 588500 | 222500
[5 empty] | 572500221500 | 31 | 572500 | 221500
[5 empty] | 573500221500 | 31 | 573500 | 221500
[5 empty] | 574500221500 | 31 | 574500 | 221500
[5 empty] | 575500221500 | 31 | 575500 | 221500
[5 empty] | 576500221500 | 31 | 576500 | 221500
[5 empty] | 577500221500 | 31 | 577500 | 221500
[5 empty] | 578500221500 | 31 | 578500 | 221500
[5 empty] | 579500221500 | 31 | 579500 | 221500
[5 empty] | 580500221500 | 31 | 580500 | 221500
[5 empty] | 581500221500 | 31 | 581500 | 221500
[5 empty] | 582500221500 | 31 | 582500 | 221500
[5 empty] | 583500221500 | 31 | 583500 | 221500
[5 empty] | 584500221500 | 31 | 584500 | 221500
[5 empty] | 585500221500 | 31 | 585500 | 221500
[5 empty] | 586500221500 | 31 | 586500 | 221500
[5 empty] | 587500221500 | 31 | 587500 | 221500
[5 empty] | 588500221500 | 31 | 588500 | 221500
[5 empty] | 573500220500 | 31 | 573500 | 220500
[5 empty] | 574500220500 | 31 | 574500 | 220500
[5 empty] | 575500220500 | 31 | 575500 | 220500
[5 empty] | 576500220500 | 31 | 576500 | 220500
[5 empty] | 577500220500 | 31 | 577500 | 220500
[5 empty] | 578500220500 | 31 | 578500 | 220500
[5 empty] | 579500220500 | 31 | 579500 | 220500
[5 empty] | 580500220500 | 31 | 580500 | 220500
[5 empty] | 581500220500 | 31 | 581500 | 220500
[5 empty] | 582500220500 | 31 | 582500 | 220500
[5 empty] | 583500220500 | 31 | 583500 | 220500
[5 empty] | 584500220500 | 31 | 584500 | 220500
[5 empty] | 585500220500 | 31 | 585500 | 220500
[5 empty] | 586500220500 | 31 | 586500 | 220500
[5 empty] | 587500220500 | 31 | 587500 | 220500
[5 empty] | 588500220500 | 31 | 588500 | 220500
[5 empty] | 574500219500 | 31 | 574500 | 219500
[5 empty] | 575500219500 | 31 | 575500 | 219500
[5 empty] | 576500219500 | 31 | 576500 | 219500
[5 empty] | 577500219500 | 31 | 577500 | 219500
[5 empty] | 578500219500 | 31 | 578500 | 219500
[5 empty] | 579500219500 | 31 | 579500 | 219500
[5 empty] | 580500219500 | 31 | 580500 | 219500
[5 empty] | 581500219500 | 31 | 581500 | 219500
[5 empty] | 582500219500 | 31 | 582500 | 219500
[5 empty] | 583500219500 | 31 | 583500 | 219500
[5 empty] | 584500219500 | 31 | 584500 | 219500
[5 empty] | 585500219500 | 31 | 585500 | 219500
[5 empty] | 586500219500 | 31 | 586500 | 219500
[5 empty] | 587500219500 | 31 | 587500 | 219500
[5 empty] | 588500219500 | 31 | 588500 | 219500
[5 empty] | 574500218500 | 31 | 574500 | 218500
[5 empty] | 575500218500 | 31 | 575500 | 218500
[5 empty] | 576500218500 | 31 | 576500 | 218500
[5 empty] | 577500218500 | 31 | 577500 | 218500
[5 empty] | 578500218500 | 31 | 578500 | 218500
[5 empty] | 579500218500 | 31 | 579500 | 218500
[5 empty] | 580500218500 | 31 | 580500 | 218500
[5 empty] | 581500218500 | 31 | 581500 | 218500
[5 empty] | 582500218500 | 31 | 582500 | 218500
[5 empty] | 583500218500 | 31 | 583500 | 218500
[5 empty] | 584500218500 | 31 | 584500 | 218500
[5 empty] | 585500218500 | 31 | 585500 | 218500
[5 empty] | 586500218500 | 31 | 586500 | 218500
[5 empty] | 574500217500 | 31 | 574500 | 217500
[5 empty] | 575500217500 | 31 | 575500 | 217500
[5 empty] | 576500217500 | 31 | 576500 | 217500
[5 empty] | 577500217500 | 31 | 577500 | 217500
[5 empty] | 578500217500 | 31 | 578500 | 217500
[5 empty] | 579500217500 | 31 | 579500 | 217500
[5 empty] | 580500217500 | 31 | 580500 | 217500
[5 empty] | 581500217500 | 31 | 581500 | 217500
[5 empty] | 582500217500 | 31 | 582500 | 217500
[5 empty] | 583500217500 | 31 | 583500 | 217500
[5 empty] | 584500217500 | 31 | 584500 | 217500
[5 empty] | 585500217500 | 31 | 585500 | 217500
[5 empty] | 586500217500 | 31 | 586500 | 217500
[5 empty] | 574500216500 | 31 | 574500 | 216500
[5 empty] | 575500216500 | 31 | 575500 | 216500
[5 empty] | 576500216500 | 31 | 576500 | 216500
[5 empty] | 577500216500 | 31 | 577500 | 216500
[5 empty] | 578500216500 | 31 | 578500 | 216500
[5 empty] | 579500216500 | 31 | 579500 | 216500
[5 empty] | 580500216500 | 31 | 580500 | 216500
[5 empty] | 581500216500 | 31 | 581500 | 216500
[5 empty] | 582500216500 | 31 | 582500 | 216500
[5 empty] | 583500216500 | 31 | 583500 | 216500
[5 empty] | 584500216500 | 31 | 584500 | 216500
[5 empty] | 574500215500 | 31 | 574500 | 215500
[5 empty] | 575500215500 | 31 | 575500 | 215500
[5 empty] | 576500215500 | 31 | 576500 | 215500
[5 empty] | 577500215500 | 31 | 577500 | 215500
[5 empty] | 578500215500 | 31 | 578500 | 215500
[5 empty] | 579500215500 | 31 | 579500 | 215500
[5 empty] | 580500215500 | 31 | 580500 | 215500
[5 empty] | 581500215500 | 31 | 581500 | 215500
[5 empty] | 582500215500 | 31 | 582500 | 215500
[5 empty] | 583500215500 | 31 | 583500 | 215500
[5 empty] | 574500214500 | 31 | 574500 | 214500
[5 empty] | 575500214500 | 31 | 575500 | 214500
[5 empty] | 576500214500 | 31 | 576500 | 214500
[5 empty] | 577500214500 | 31 | 577500 | 214500
[5 empty] | 578500214500 | 31 | 578500 | 214500
[5 empty] | 579500214500 | 31 | 579500 | 214500
[5 empty] | 580500214500 | 31 | 580500 | 214500
[5 empty] | 581500214500 | 31 | 581500 | 214500
[5 empty] | 582500214500 | 31 | 582500 | 214500
[5 empty] | 575500213500 | 31 | 575500 | 213500
[5 empty] | 576500213500 | 31 | 576500 | 213500
[5 empty] | 577500213500 | 31 | 577500 | 213500
[5 empty] | 578500213500 | 31 | 578500 | 213500
[5 empty] | 579500213500 | 31 | 579500 | 213500
[5 empty] | 580500213500 | 31 | 580500 | 213500
[5 empty] | 581500213500 | 31 | 581500 | 213500
[5 empty] | 582500213500 | 31 | 582500 | 213500
[5 empty] | 576500212500 | 31 | 576500 | 212500
[5 empty] | 577500212500 | 31 | 577500 | 212500
[5 empty] | 578500212500 | 31 | 578500 | 212500
[5 empty] | 579500212500 | 31 | 579500 | 212500
[5 empty] | 580500212500 | 31 | 580500 | 212500
[5 empty] | 581500212500 | 31 | 581500 | 212500
[5 empty] | 577500211500 | 31 | 577500 | 211500
[5 empty] | 578500211500 | 31 | 578500 | 211500
[5 empty] | 579500211500 | 31 | 579500 | 211500
[5 empty] | 580500211500 | 31 | 580500 | 211500
[5 empty] | 581500211500 | 31 | 581500 | 211500
[5 empty] | 577500210500 | 31 | 577500 | 210500
[5 empty] | 578500210500 | 31 | 578500 | 210500
[5 empty] | 579500210500 | 31 | 579500 | 210500
[5 empty] | 580500210500 | 31 | 580500 | 210500
[5 empty] | 581500210500 | 31 | 581500 | 210500
[5 empty] | 582500210500 | 31 | 582500 | 210500
[5 empty] | 577500209500 | 31 | 577500 | 209500
[5 empty] | 578500209500 | 31 | 578500 | 209500
[5 empty] | 579500209500 | 31 | 579500 | 209500
[5 empty] | 591500326500 | 32 | 591500 | 326500
[5 empty] | 592500326500 | 32 | 592500 | 326500
[5 empty] | 593500326500 | 32 | 593500 | 326500
[5 empty] | 596500326500 | 32 | 596500 | 326500
[5 empty] | 598500326500 | 32 | 598500 | 326500
[5 empty] | 599500326500 | 32 | 599500 | 326500
[5 empty] | 600500326500 | 32 | 600500 | 326500
[5 empty] | 601500326500 | 32 | 601500 | 326500
[5 empty] | 590500325500 | 32 | 590500 | 325500
[5 empty] | 591500325500 | 32 | 591500 | 325500
[5 empty] | 592500325500 | 32 | 592500 | 325500
[5 empty] | 593500325500 | 32 | 593500 | 325500
[5 empty] | 594500325500 | 32 | 594500 | 325500
[5 empty] | 595500325500 | 32 | 595500 | 325500
[5 empty] | 596500325500 | 32 | 596500 | 325500
[5 empty] | 597500325500 | 32 | 597500 | 325500
[5 empty] | 598500325500 | 32 | 598500 | 325500
[5 empty] | 599500325500 | 32 | 599500 | 325500
[5 empty] | 600500325500 | 32 | 600500 | 325500
[5 empty] | 601500325500 | 32 | 601500 | 325500
[5 empty] | 590500324500 | 32 | 590500 | 324500
[5 empty] | 591500324500 | 32 | 591500 | 324500
[5 empty] | 592500324500 | 32 | 592500 | 324500
[5 empty] | 593500324500 | 32 | 593500 | 324500
[5 empty] | 594500324500 | 32 | 594500 | 324500
[5 empty] | 595500324500 | 32 | 595500 | 324500
[5 empty] | 596500324500 | 32 | 596500 | 324500
[5 empty] | 597500324500 | 32 | 597500 | 324500
[5 empty] | 598500324500 | 32 | 598500 | 324500
[5 empty] | 599500324500 | 32 | 599500 | 324500
[5 empty] | 600500324500 | 32 | 600500 | 324500
[5 empty] | 601500324500 | 32 | 601500 | 324500
[5 empty] | 582500323500 | 32 | 582500 | 323500
[5 empty] | 583500323500 | 32 | 583500 | 323500
[5 empty] | 584500323500 | 32 | 584500 | 323500
[5 empty] | 585500323500 | 32 | 585500 | 323500
[5 empty] | 586500323500 | 32 | 586500 | 323500
[5 empty] | 589500323500 | 32 | 589500 | 323500
[5 empty] | 590500323500 | 32 | 590500 | 323500
[5 empty] | 591500323500 | 32 | 591500 | 323500
[5 empty] | 592500323500 | 32 | 592500 | 323500
[5 empty] | 593500323500 | 32 | 593500 | 323500
[5 empty] | 594500323500 | 32 | 594500 | 323500
[5 empty] | 595500323500 | 32 | 595500 | 323500
[5 empty] | 596500323500 | 32 | 596500 | 323500
[5 empty] | 597500323500 | 32 | 597500 | 323500
[5 empty] | 598500323500 | 32 | 598500 | 323500
[5 empty] | 599500323500 | 32 | 599500 | 323500
[5 empty] | 600500323500 | 32 | 600500 | 323500
[5 empty] | 601500323500 | 32 | 601500 | 323500
[5 empty] | 602500323500 | 32 | 602500 | 323500
[5 empty] | 582500322500 | 32 | 582500 | 322500
[5 empty] | 583500322500 | 32 | 583500 | 322500
[5 empty] | 584500322500 | 32 | 584500 | 322500
[5 empty] | 585500322500 | 32 | 585500 | 322500
[5 empty] | 586500322500 | 32 | 586500 | 322500
[5 empty] | 587500322500 | 32 | 587500 | 322500
[5 empty] | 588500322500 | 32 | 588500 | 322500
[5 empty] | 589500322500 | 32 | 589500 | 322500
[5 empty] | 590500322500 | 32 | 590500 | 322500
[5 empty] | 591500322500 | 32 | 591500 | 322500
[5 empty] | 592500322500 | 32 | 592500 | 322500
[5 empty] | 593500322500 | 32 | 593500 | 322500
[5 empty] | 594500322500 | 32 | 594500 | 322500
[5 empty] | 595500322500 | 32 | 595500 | 322500
[5 empty] | 596500322500 | 32 | 596500 | 322500
[5 empty] | 597500322500 | 32 | 597500 | 322500
[5 empty] | 598500322500 | 32 | 598500 | 322500
[5 empty] | 599500322500 | 32 | 599500 | 322500
[5 empty] | 600500322500 | 32 | 600500 | 322500
[5 empty] | 601500322500 | 32 | 601500 | 322500
[5 empty] | 602500322500 | 32 | 602500 | 322500
[5 empty] | 603500322500 | 32 | 603500 | 322500
[5 empty] | 604500322500 | 32 | 604500 | 322500
[5 empty] | 605500322500 | 32 | 605500 | 322500
[5 empty] | 582500321500 | 32 | 582500 | 321500
[5 empty] | 583500321500 | 32 | 583500 | 321500
[5 empty] | 584500321500 | 32 | 584500 | 321500
[5 empty] | 585500321500 | 32 | 585500 | 321500
[5 empty] | 586500321500 | 32 | 586500 | 321500
[5 empty] | 587500321500 | 32 | 587500 | 321500
[5 empty] | 588500321500 | 32 | 588500 | 321500
[5 empty] | 589500321500 | 32 | 589500 | 321500
[5 empty] | 590500321500 | 32 | 590500 | 321500
[5 empty] | 591500321500 | 32 | 591500 | 321500
[5 empty] | 592500321500 | 32 | 592500 | 321500
[5 empty] | 593500321500 | 32 | 593500 | 321500
[5 empty] | 594500321500 | 32 | 594500 | 321500
[5 empty] | 595500321500 | 32 | 595500 | 321500
[5 empty] | 596500321500 | 32 | 596500 | 321500
[5 empty] | 597500321500 | 32 | 597500 | 321500
[5 empty] | 598500321500 | 32 | 598500 | 321500
[5 empty] | 599500321500 | 32 | 599500 | 321500
[5 empty] | 600500321500 | 32 | 600500 | 321500
[5 empty] | 601500321500 | 32 | 601500 | 321500
[5 empty] | 602500321500 | 32 | 602500 | 321500
[5 empty] | 603500321500 | 32 | 603500 | 321500
[5 empty] | 604500321500 | 32 | 604500 | 321500
[5 empty] | 605500321500 | 32 | 605500 | 321500
[5 empty] | 581500320500 | 32 | 581500 | 320500
[5 empty] | 582500320500 | 32 | 582500 | 320500
[5 empty] | 583500320500 | 32 | 583500 | 320500
[5 empty] | 584500320500 | 32 | 584500 | 320500
[5 empty] | 585500320500 | 32 | 585500 | 320500
[5 empty] | 586500320500 | 32 | 586500 | 320500
[5 empty] | 587500320500 | 32 | 587500 | 320500
[5 empty] | 588500320500 | 32 | 588500 | 320500
[5 empty] | 589500320500 | 32 | 589500 | 320500
[5 empty] | 590500320500 | 32 | 590500 | 320500
[5 empty] | 591500320500 | 32 | 591500 | 320500
[5 empty] | 592500320500 | 32 | 592500 | 320500
[5 empty] | 593500320500 | 32 | 593500 | 320500
[5 empty] | 594500320500 | 32 | 594500 | 320500
[5 empty] | 595500320500 | 32 | 595500 | 320500
[5 empty] | 596500320500 | 32 | 596500 | 320500
[5 empty] | 597500320500 | 32 | 597500 | 320500
[5 empty] | 598500320500 | 32 | 598500 | 320500
[5 empty] | 599500320500 | 32 | 599500 | 320500
[5 empty] | 600500320500 | 32 | 600500 | 320500
[5 empty] | 601500320500 | 32 | 601500 | 320500
[5 empty] | 602500320500 | 32 | 602500 | 320500
[5 empty] | 603500320500 | 32 | 603500 | 320500
[5 empty] | 604500320500 | 32 | 604500 | 320500
[5 empty] | 605500320500 | 32 | 605500 | 320500
[5 empty] | 606500320500 | 32 | 606500 | 320500
[5 empty] | 607500320500 | 32 | 607500 | 320500
[5 empty] | 580500319500 | 32 | 580500 | 319500
[5 empty] | 581500319500 | 32 | 581500 | 319500
[5 empty] | 582500319500 | 32 | 582500 | 319500
[5 empty] | 583500319500 | 32 | 583500 | 319500
[5 empty] | 584500319500 | 32 | 584500 | 319500
[5 empty] | 585500319500 | 32 | 585500 | 319500
[5 empty] | 586500319500 | 32 | 586500 | 319500
[5 empty] | 587500319500 | 32 | 587500 | 319500
[5 empty] | 588500319500 | 32 | 588500 | 319500
[5 empty] | 589500319500 | 32 | 589500 | 319500
[5 empty] | 590500319500 | 32 | 590500 | 319500
[5 empty] | 591500319500 | 32 | 591500 | 319500
[5 empty] | 592500319500 | 32 | 592500 | 319500
[5 empty] | 593500319500 | 32 | 593500 | 319500
[5 empty] | 594500319500 | 32 | 594500 | 319500
[5 empty] | 595500319500 | 32 | 595500 | 319500
[5 empty] | 596500319500 | 32 | 596500 | 319500
[5 empty] | 597500319500 | 32 | 597500 | 319500
[5 empty] | 598500319500 | 32 | 598500 | 319500
[5 empty] | 599500319500 | 32 | 599500 | 319500
[5 empty] | 600500319500 | 32 | 600500 | 319500
[5 empty] | 601500319500 | 32 | 601500 | 319500
[5 empty] | 602500319500 | 32 | 602500 | 319500
[5 empty] | 603500319500 | 32 | 603500 | 319500
[5 empty] | 604500319500 | 32 | 604500 | 319500
[5 empty] | 605500319500 | 32 | 605500 | 319500
[5 empty] | 606500319500 | 32 | 606500 | 319500
[5 empty] | 607500319500 | 32 | 607500 | 319500
[5 empty] | 583500318500 | 32 | 583500 | 318500
[5 empty] | 584500318500 | 32 | 584500 | 318500
[5 empty] | 585500318500 | 32 | 585500 | 318500
[5 empty] | 586500318500 | 32 | 586500 | 318500
[5 empty] | 587500318500 | 32 | 587500 | 318500
[5 empty] | 588500318500 | 32 | 588500 | 318500
[5 empty] | 589500318500 | 32 | 589500 | 318500
[5 empty] | 590500318500 | 32 | 590500 | 318500
[5 empty] | 591500318500 | 32 | 591500 | 318500
[5 empty] | 592500318500 | 32 | 592500 | 318500
[5 empty] | 593500318500 | 32 | 593500 | 318500
[5 empty] | 594500318500 | 32 | 594500 | 318500
[5 empty] | 595500318500 | 32 | 595500 | 318500
[5 empty] | 596500318500 | 32 | 596500 | 318500
[5 empty] | 597500318500 | 32 | 597500 | 318500
[5 empty] | 598500318500 | 32 | 598500 | 318500
[5 empty] | 599500318500 | 32 | 599500 | 318500
[5 empty] | 600500318500 | 32 | 600500 | 318500
[5 empty] | 601500318500 | 32 | 601500 | 318500
[5 empty] | 602500318500 | 32 | 602500 | 318500
[5 empty] | 603500318500 | 32 | 603500 | 318500
[5 empty] | 604500318500 | 32 | 604500 | 318500
[5 empty] | 605500318500 | 32 | 605500 | 318500
[5 empty] | 606500318500 | 32 | 606500 | 318500
[5 empty] | 607500318500 | 32 | 607500 | 318500
[5 empty] | 608500318500 | 32 | 608500 | 318500
[5 empty] | 583500317500 | 32 | 583500 | 317500
[5 empty] | 584500317500 | 32 | 584500 | 317500
[5 empty] | 585500317500 | 32 | 585500 | 317500
[5 empty] | 586500317500 | 32 | 586500 | 317500
[5 empty] | 587500317500 | 32 | 587500 | 317500
[5 empty] | 588500317500 | 32 | 588500 | 317500
[5 empty] | 589500317500 | 32 | 589500 | 317500
[5 empty] | 590500317500 | 32 | 590500 | 317500
[5 empty] | 591500317500 | 32 | 591500 | 317500
[5 empty] | 592500317500 | 32 | 592500 | 317500
[5 empty] | 593500317500 | 32 | 593500 | 317500
[5 empty] | 594500317500 | 32 | 594500 | 317500
[5 empty] | 595500317500 | 32 | 595500 | 317500
[5 empty] | 596500317500 | 32 | 596500 | 317500
[5 empty] | 597500317500 | 32 | 597500 | 317500
[5 empty] | 598500317500 | 32 | 598500 | 317500
[5 empty] | 599500317500 | 32 | 599500 | 317500
[5 empty] | 600500317500 | 32 | 600500 | 317500
[5 empty] | 601500317500 | 32 | 601500 | 317500
[5 empty] | 602500317500 | 32 | 602500 | 317500
[5 empty] | 603500317500 | 32 | 603500 | 317500
[5 empty] | 604500317500 | 32 | 604500 | 317500
[5 empty] | 605500317500 | 32 | 605500 | 317500
[5 empty] | 606500317500 | 32 | 606500 | 317500
[5 empty] | 607500317500 | 32 | 607500 | 317500
[5 empty] | 608500317500 | 32 | 608500 | 317500
[5 empty] | 609500317500 | 32 | 609500 | 317500
[5 empty] | 583500316500 | 32 | 583500 | 316500
[5 empty] | 584500316500 | 32 | 584500 | 316500
[5 empty] | 585500316500 | 32 | 585500 | 316500
[5 empty] | 586500316500 | 32 | 586500 | 316500
[5 empty] | 587500316500 | 32 | 587500 | 316500
[5 empty] | 588500316500 | 32 | 588500 | 316500
[5 empty] | 589500316500 | 32 | 589500 | 316500
[5 empty] | 590500316500 | 32 | 590500 | 316500
[5 empty] | 591500316500 | 32 | 591500 | 316500
[5 empty] | 592500316500 | 32 | 592500 | 316500
[5 empty] | 593500316500 | 32 | 593500 | 316500
[5 empty] | 594500316500 | 32 | 594500 | 316500
[5 empty] | 595500316500 | 32 | 595500 | 316500
[5 empty] | 596500316500 | 32 | 596500 | 316500
[5 empty] | 597500316500 | 32 | 597500 | 316500
[5 empty] | 598500316500 | 32 | 598500 | 316500
[5 empty] | 599500316500 | 32 | 599500 | 316500
[5 empty] | 600500316500 | 32 | 600500 | 316500
[5 empty] | 601500316500 | 32 | 601500 | 316500
[5 empty] | 602500316500 | 32 | 602500 | 316500
[5 empty] | 603500316500 | 32 | 603500 | 316500
[5 empty] | 604500316500 | 32 | 604500 | 316500
[5 empty] | 605500316500 | 32 | 605500 | 316500
[5 empty] | 606500316500 | 32 | 606500 | 316500
[5 empty] | 607500316500 | 32 | 607500 | 316500
[5 empty] | 608500316500 | 32 | 608500 | 316500
[5 empty] | 583500315500 | 32 | 583500 | 315500
[5 empty] | 584500315500 | 32 | 584500 | 315500
[5 empty] | 585500315500 | 32 | 585500 | 315500
[5 empty] | 586500315500 | 32 | 586500 | 315500
[5 empty] | 587500315500 | 32 | 587500 | 315500
[5 empty] | 588500315500 | 32 | 588500 | 315500
[5 empty] | 589500315500 | 32 | 589500 | 315500
[5 empty] | 590500315500 | 32 | 590500 | 315500
[5 empty] | 591500315500 | 32 | 591500 | 315500
[5 empty] | 592500315500 | 32 | 592500 | 315500
[5 empty] | 593500315500 | 32 | 593500 | 315500
[5 empty] | 594500315500 | 32 | 594500 | 315500
[5 empty] | 595500315500 | 32 | 595500 | 315500
[5 empty] | 596500315500 | 32 | 596500 | 315500
[5 empty] | 597500315500 | 32 | 597500 | 315500
[5 empty] | 598500315500 | 32 | 598500 | 315500
[5 empty] | 599500315500 | 32 | 599500 | 315500
[5 empty] | 600500315500 | 32 | 600500 | 315500
[5 empty] | 601500315500 | 32 | 601500 | 315500
[5 empty] | 602500315500 | 32 | 602500 | 315500
[5 empty] | 603500315500 | 32 | 603500 | 315500
[5 empty] | 604500315500 | 32 | 604500 | 315500
[5 empty] | 605500315500 | 32 | 605500 | 315500
[5 empty] | 606500315500 | 32 | 606500 | 315500
[5 empty] | 607500315500 | 32 | 607500 | 315500
[5 empty] | 608500315500 | 32 | 608500 | 315500
[5 empty] | 577500314500 | 32 | 577500 | 314500
[5 empty] | 579500314500 | 32 | 579500 | 314500
[5 empty] | 580500314500 | 32 | 580500 | 314500
[5 empty] | 581500314500 | 32 | 581500 | 314500
[5 empty] | 582500314500 | 32 | 582500 | 314500
[5 empty] | 583500314500 | 32 | 583500 | 314500
[5 empty] | 584500314500 | 32 | 584500 | 314500
[5 empty] | 585500314500 | 32 | 585500 | 314500
[5 empty] | 586500314500 | 32 | 586500 | 314500
[5 empty] | 587500314500 | 32 | 587500 | 314500
[5 empty] | 588500314500 | 32 | 588500 | 314500
[5 empty] | 589500314500 | 32 | 589500 | 314500
[5 empty] | 590500314500 | 32 | 590500 | 314500
[5 empty] | 591500314500 | 32 | 591500 | 314500
[5 empty] | 592500314500 | 32 | 592500 | 314500
[5 empty] | 593500314500 | 32 | 593500 | 314500
[5 empty] | 594500314500 | 32 | 594500 | 314500
[5 empty] | 595500314500 | 32 | 595500 | 314500
[5 empty] | 596500314500 | 32 | 596500 | 314500
[5 empty] | 597500314500 | 32 | 597500 | 314500
[5 empty] | 598500314500 | 32 | 598500 | 314500
[5 empty] | 599500314500 | 32 | 599500 | 314500
[5 empty] | 600500314500 | 32 | 600500 | 314500
[5 empty] | 601500314500 | 32 | 601500 | 314500
[5 empty] | 602500314500 | 32 | 602500 | 314500
[5 empty] | 603500314500 | 32 | 603500 | 314500
[5 empty] | 604500314500 | 32 | 604500 | 314500
[5 empty] | 605500314500 | 32 | 605500 | 314500
[5 empty] | 606500314500 | 32 | 606500 | 314500
[5 empty] | 607500314500 | 32 | 607500 | 314500
[5 empty] | 608500314500 | 32 | 608500 | 314500
[5 empty] | 609500314500 | 32 | 609500 | 314500
[5 empty] | 575500313500 | 32 | 575500 | 313500
[5 empty] | 576500313500 | 32 | 576500 | 313500
[5 empty] | 577500313500 | 32 | 577500 | 313500
[5 empty] | 578500313500 | 32 | 578500 | 313500
[5 empty] | 579500313500 | 32 | 579500 | 313500
[5 empty] | 580500313500 | 32 | 580500 | 313500
[5 empty] | 581500313500 | 32 | 581500 | 313500
[5 empty] | 582500313500 | 32 | 582500 | 313500
[5 empty] | 583500313500 | 32 | 583500 | 313500
[5 empty] | 584500313500 | 32 | 584500 | 313500
[5 empty] | 585500313500 | 32 | 585500 | 313500
[5 empty] | 586500313500 | 32 | 586500 | 313500
[5 empty] | 587500313500 | 32 | 587500 | 313500
[5 empty] | 588500313500 | 32 | 588500 | 313500
[5 empty] | 589500313500 | 32 | 589500 | 313500
[5 empty] | 590500313500 | 32 | 590500 | 313500
[5 empty] | 591500313500 | 32 | 591500 | 313500
[5 empty] | 592500313500 | 32 | 592500 | 313500
[5 empty] | 593500313500 | 32 | 593500 | 313500
[5 empty] | 594500313500 | 32 | 594500 | 313500
[5 empty] | 595500313500 | 32 | 595500 | 313500
[5 empty] | 596500313500 | 32 | 596500 | 313500
[5 empty] | 597500313500 | 32 | 597500 | 313500
[5 empty] | 598500313500 | 32 | 598500 | 313500
[5 empty] | 599500313500 | 32 | 599500 | 313500
[5 empty] | 600500313500 | 32 | 600500 | 313500
[5 empty] | 601500313500 | 32 | 601500 | 313500
[5 empty] | 602500313500 | 32 | 602500 | 313500
[5 empty] | 603500313500 | 32 | 603500 | 313500
[5 empty] | 604500313500 | 32 | 604500 | 313500
[5 empty] | 605500313500 | 32 | 605500 | 313500
[5 empty] | 606500313500 | 32 | 606500 | 313500
[5 empty] | 607500313500 | 32 | 607500 | 313500
[5 empty] | 608500313500 | 32 | 608500 | 313500
[5 empty] | 609500313500 | 32 | 609500 | 313500
[5 empty] | 573500312500 | 32 | 573500 | 312500
[5 empty] | 574500312500 | 32 | 574500 | 312500
[5 empty] | 575500312500 | 32 | 575500 | 312500
[5 empty] | 576500312500 | 32 | 576500 | 312500
[5 empty] | 577500312500 | 32 | 577500 | 312500
[5 empty] | 578500312500 | 32 | 578500 | 312500
[5 empty] | 579500312500 | 32 | 579500 | 312500
[5 empty] | 580500312500 | 32 | 580500 | 312500
[5 empty] | 581500312500 | 32 | 581500 | 312500
[5 empty] | 582500312500 | 32 | 582500 | 312500
[5 empty] | 583500312500 | 32 | 583500 | 312500
[5 empty] | 584500312500 | 32 | 584500 | 312500
[5 empty] | 585500312500 | 32 | 585500 | 312500
[5 empty] | 586500312500 | 32 | 586500 | 312500
[5 empty] | 587500312500 | 32 | 587500 | 312500
[5 empty] | 588500312500 | 32 | 588500 | 312500
[5 empty] | 589500312500 | 32 | 589500 | 312500
[5 empty] | 590500312500 | 32 | 590500 | 312500
[5 empty] | 591500312500 | 32 | 591500 | 312500
[5 empty] | 592500312500 | 32 | 592500 | 312500
[5 empty] | 593500312500 | 32 | 593500 | 312500
[5 empty] | 594500312500 | 32 | 594500 | 312500
[5 empty] | 595500312500 | 32 | 595500 | 312500
[5 empty] | 596500312500 | 32 | 596500 | 312500
[5 empty] | 597500312500 | 32 | 597500 | 312500
[5 empty] | 598500312500 | 32 | 598500 | 312500
[5 empty] | 599500312500 | 32 | 599500 | 312500
[5 empty] | 600500312500 | 32 | 600500 | 312500
[5 empty] | 601500312500 | 32 | 601500 | 312500
[5 empty] | 602500312500 | 32 | 602500 | 312500
[5 empty] | 603500312500 | 32 | 603500 | 312500
[5 empty] | 604500312500 | 32 | 604500 | 312500
[5 empty] | 605500312500 | 32 | 605500 | 312500
[5 empty] | 606500312500 | 32 | 606500 | 312500
[5 empty] | 607500312500 | 32 | 607500 | 312500
[5 empty] | 608500312500 | 32 | 608500 | 312500
[5 empty] | 609500312500 | 32 | 609500 | 312500
[5 empty] | 573500311500 | 32 | 573500 | 311500
[5 empty] | 574500311500 | 32 | 574500 | 311500
[5 empty] | 575500311500 | 32 | 575500 | 311500
[5 empty] | 576500311500 | 32 | 576500 | 311500
[5 empty] | 577500311500 | 32 | 577500 | 311500
[5 empty] | 578500311500 | 32 | 578500 | 311500
[5 empty] | 579500311500 | 32 | 579500 | 311500
[5 empty] | 580500311500 | 32 | 580500 | 311500
[5 empty] | 581500311500 | 32 | 581500 | 311500
[5 empty] | 582500311500 | 32 | 582500 | 311500
[5 empty] | 583500311500 | 32 | 583500 | 311500
[5 empty] | 584500311500 | 32 | 584500 | 311500
[5 empty] | 585500311500 | 32 | 585500 | 311500
[5 empty] | 586500311500 | 32 | 586500 | 311500
[5 empty] | 587500311500 | 32 | 587500 | 311500
[5 empty] | 588500311500 | 32 | 588500 | 311500
[5 empty] | 589500311500 | 32 | 589500 | 311500
[5 empty] | 590500311500 | 32 | 590500 | 311500
[5 empty] | 591500311500 | 32 | 591500 | 311500
[5 empty] | 592500311500 | 32 | 592500 | 311500
[5 empty] | 593500311500 | 32 | 593500 | 311500
[5 empty] | 594500311500 | 32 | 594500 | 311500
[5 empty] | 595500311500 | 32 | 595500 | 311500
[5 empty] | 596500311500 | 32 | 596500 | 311500
[5 empty] | 597500311500 | 32 | 597500 | 311500
[5 empty] | 598500311500 | 32 | 598500 | 311500
[5 empty] | 599500311500 | 32 | 599500 | 311500
[5 empty] | 600500311500 | 32 | 600500 | 311500
[5 empty] | 601500311500 | 32 | 601500 | 311500
[5 empty] | 602500311500 | 32 | 602500 | 311500
[5 empty] | 603500311500 | 32 | 603500 | 311500
[5 empty] | 604500311500 | 32 | 604500 | 311500
[5 empty] | 605500311500 | 32 | 605500 | 311500
[5 empty] | 606500311500 | 32 | 606500 | 311500
[5 empty] | 607500311500 | 32 | 607500 | 311500
[5 empty] | 608500311500 | 32 | 608500 | 311500
[5 empty] | 609500311500 | 32 | 609500 | 311500
[5 empty] | 574500310500 | 32 | 574500 | 310500
[5 empty] | 575500310500 | 32 | 575500 | 310500
[5 empty] | 576500310500 | 32 | 576500 | 310500
[5 empty] | 577500310500 | 32 | 577500 | 310500
[5 empty] | 578500310500 | 32 | 578500 | 310500
[5 empty] | 579500310500 | 32 | 579500 | 310500
[5 empty] | 580500310500 | 32 | 580500 | 310500
[5 empty] | 581500310500 | 32 | 581500 | 310500
[5 empty] | 582500310500 | 32 | 582500 | 310500
[5 empty] | 583500310500 | 32 | 583500 | 310500
[5 empty] | 584500310500 | 32 | 584500 | 310500
[5 empty] | 585500310500 | 32 | 585500 | 310500
[5 empty] | 586500310500 | 32 | 586500 | 310500
[5 empty] | 587500310500 | 32 | 587500 | 310500
[5 empty] | 588500310500 | 32 | 588500 | 310500
[5 empty] | 589500310500 | 32 | 589500 | 310500
[5 empty] | 590500310500 | 32 | 590500 | 310500
[5 empty] | 591500310500 | 32 | 591500 | 310500
[5 empty] | 592500310500 | 32 | 592500 | 310500
[5 empty] | 593500310500 | 32 | 593500 | 310500
[5 empty] | 594500310500 | 32 | 594500 | 310500
[5 empty] | 595500310500 | 32 | 595500 | 310500
[5 empty] | 596500310500 | 32 | 596500 | 310500
[5 empty] | 597500310500 | 32 | 597500 | 310500
[5 empty] | 598500310500 | 32 | 598500 | 310500
[5 empty] | 599500310500 | 32 | 599500 | 310500
[5 empty] | 600500310500 | 32 | 600500 | 310500
[5 empty] | 601500310500 | 32 | 601500 | 310500
[5 empty] | 602500310500 | 32 | 602500 | 310500
[5 empty] | 603500310500 | 32 | 603500 | 310500
[5 empty] | 604500310500 | 32 | 604500 | 310500
[5 empty] | 605500310500 | 32 | 605500 | 310500
[5 empty] | 607500310500 | 32 | 607500 | 310500
[5 empty] | 608500310500 | 32 | 608500 | 310500
[5 empty] | 609500310500 | 32 | 609500 | 310500
[5 empty] | 574500309500 | 32 | 574500 | 309500
[5 empty] | 575500309500 | 32 | 575500 | 309500
[5 empty] | 576500309500 | 32 | 576500 | 309500
[5 empty] | 577500309500 | 32 | 577500 | 309500
[5 empty] | 578500309500 | 32 | 578500 | 309500
[5 empty] | 579500309500 | 32 | 579500 | 309500
[5 empty] | 580500309500 | 32 | 580500 | 309500
[5 empty] | 581500309500 | 32 | 581500 | 309500
[5 empty] | 582500309500 | 32 | 582500 | 309500
[5 empty] | 583500309500 | 32 | 583500 | 309500
[5 empty] | 584500309500 | 32 | 584500 | 309500
[5 empty] | 585500309500 | 32 | 585500 | 309500
[5 empty] | 586500309500 | 32 | 586500 | 309500
[5 empty] | 587500309500 | 32 | 587500 | 309500
[5 empty] | 588500309500 | 32 | 588500 | 309500
[5 empty] | 589500309500 | 32 | 589500 | 309500
[5 empty] | 590500309500 | 32 | 590500 | 309500
[5 empty] | 591500309500 | 32 | 591500 | 309500
[5 empty] | 592500309500 | 32 | 592500 | 309500
[5 empty] | 593500309500 | 32 | 593500 | 309500
[5 empty] | 594500309500 | 32 | 594500 | 309500
[5 empty] | 595500309500 | 32 | 595500 | 309500
[5 empty] | 596500309500 | 32 | 596500 | 309500
[5 empty] | 597500309500 | 32 | 597500 | 309500
[5 empty] | 598500309500 | 32 | 598500 | 309500
[5 empty] | 599500309500 | 32 | 599500 | 309500
[5 empty] | 600500309500 | 32 | 600500 | 309500
[5 empty] | 601500309500 | 32 | 601500 | 309500
[5 empty] | 602500309500 | 32 | 602500 | 309500
[5 empty] | 603500309500 | 32 | 603500 | 309500
[5 empty] | 604500309500 | 32 | 604500 | 309500
[5 empty] | 605500309500 | 32 | 605500 | 309500
[5 empty] | 574500308500 | 32 | 574500 | 308500
[5 empty] | 575500308500 | 32 | 575500 | 308500
[5 empty] | 576500308500 | 32 | 576500 | 308500
[5 empty] | 577500308500 | 32 | 577500 | 308500
[5 empty] | 578500308500 | 32 | 578500 | 308500
[5 empty] | 579500308500 | 32 | 579500 | 308500
[5 empty] | 580500308500 | 32 | 580500 | 308500
[5 empty] | 581500308500 | 32 | 581500 | 308500
[5 empty] | 582500308500 | 32 | 582500 | 308500
[5 empty] | 583500308500 | 32 | 583500 | 308500
[5 empty] | 584500308500 | 32 | 584500 | 308500
[5 empty] | 585500308500 | 32 | 585500 | 308500
[5 empty] | 586500308500 | 32 | 586500 | 308500
[5 empty] | 587500308500 | 32 | 587500 | 308500
[5 empty] | 588500308500 | 32 | 588500 | 308500
[5 empty] | 589500308500 | 32 | 589500 | 308500
[5 empty] | 590500308500 | 32 | 590500 | 308500
[5 empty] | 591500308500 | 32 | 591500 | 308500
[5 empty] | 592500308500 | 32 | 592500 | 308500
[5 empty] | 593500308500 | 32 | 593500 | 308500
[5 empty] | 594500308500 | 32 | 594500 | 308500
[5 empty] | 595500308500 | 32 | 595500 | 308500
[5 empty] | 596500308500 | 32 | 596500 | 308500
[5 empty] | 597500308500 | 32 | 597500 | 308500
[5 empty] | 598500308500 | 32 | 598500 | 308500
[5 empty] | 599500308500 | 32 | 599500 | 308500
[5 empty] | 600500308500 | 32 | 600500 | 308500
[5 empty] | 601500308500 | 32 | 601500 | 308500
[5 empty] | 602500308500 | 32 | 602500 | 308500
[5 empty] | 603500308500 | 32 | 603500 | 308500
[5 empty] | 604500308500 | 32 | 604500 | 308500
[5 empty] | 574500307500 | 32 | 574500 | 307500
[5 empty] | 575500307500 | 32 | 575500 | 307500
[5 empty] | 576500307500 | 32 | 576500 | 307500
[5 empty] | 577500307500 | 32 | 577500 | 307500
[5 empty] | 578500307500 | 32 | 578500 | 307500
[5 empty] | 579500307500 | 32 | 579500 | 307500
[5 empty] | 580500307500 | 32 | 580500 | 307500
[5 empty] | 581500307500 | 32 | 581500 | 307500
[5 empty] | 582500307500 | 32 | 582500 | 307500
[5 empty] | 583500307500 | 32 | 583500 | 307500
[5 empty] | 584500307500 | 32 | 584500 | 307500
[5 empty] | 585500307500 | 32 | 585500 | 307500
[5 empty] | 586500307500 | 32 | 586500 | 307500
[5 empty] | 587500307500 | 32 | 587500 | 307500
[5 empty] | 588500307500 | 32 | 588500 | 307500
[5 empty] | 589500307500 | 32 | 589500 | 307500
[5 empty] | 590500307500 | 32 | 590500 | 307500
[5 empty] | 591500307500 | 32 | 591500 | 307500
[5 empty] | 592500307500 | 32 | 592500 | 307500
[5 empty] | 593500307500 | 32 | 593500 | 307500
[5 empty] | 594500307500 | 32 | 594500 | 307500
[5 empty] | 595500307500 | 32 | 595500 | 307500
[5 empty] | 596500307500 | 32 | 596500 | 307500
[5 empty] | 597500307500 | 32 | 597500 | 307500
[5 empty] | 598500307500 | 32 | 598500 | 307500
[5 empty] | 599500307500 | 32 | 599500 | 307500
[5 empty] | 600500307500 | 32 | 600500 | 307500
[5 empty] | 601500307500 | 32 | 601500 | 307500
[5 empty] | 602500307500 | 32 | 602500 | 307500
[5 empty] | 603500307500 | 32 | 603500 | 307500
[5 empty] | 604500307500 | 32 | 604500 | 307500
[5 empty] | 574500306500 | 32 | 574500 | 306500
[5 empty] | 575500306500 | 32 | 575500 | 306500
[5 empty] | 576500306500 | 32 | 576500 | 306500
[5 empty] | 577500306500 | 32 | 577500 | 306500
[5 empty] | 578500306500 | 32 | 578500 | 306500
[5 empty] | 579500306500 | 32 | 579500 | 306500
[5 empty] | 580500306500 | 32 | 580500 | 306500
[5 empty] | 581500306500 | 32 | 581500 | 306500
[5 empty] | 582500306500 | 32 | 582500 | 306500
[5 empty] | 583500306500 | 32 | 583500 | 306500
[5 empty] | 584500306500 | 32 | 584500 | 306500
[5 empty] | 585500306500 | 32 | 585500 | 306500
[5 empty] | 586500306500 | 32 | 586500 | 306500
[5 empty] | 587500306500 | 32 | 587500 | 306500
[5 empty] | 588500306500 | 32 | 588500 | 306500
[5 empty] | 589500306500 | 32 | 589500 | 306500
[5 empty] | 590500306500 | 32 | 590500 | 306500
[5 empty] | 591500306500 | 32 | 591500 | 306500
[5 empty] | 592500306500 | 32 | 592500 | 306500
[5 empty] | 593500306500 | 32 | 593500 | 306500
[5 empty] | 594500306500 | 32 | 594500 | 306500
[5 empty] | 595500306500 | 32 | 595500 | 306500
[5 empty] | 596500306500 | 32 | 596500 | 306500
[5 empty] | 597500306500 | 32 | 597500 | 306500
[5 empty] | 598500306500 | 32 | 598500 | 306500
[5 empty] | 599500306500 | 32 | 599500 | 306500
[5 empty] | 600500306500 | 32 | 600500 | 306500
[5 empty] | 601500306500 | 32 | 601500 | 306500
[5 empty] | 602500306500 | 32 | 602500 | 306500
[5 empty] | 603500306500 | 32 | 603500 | 306500
[5 empty] | 604500306500 | 32 | 604500 | 306500
[5 empty] | 574500305500 | 32 | 574500 | 305500
[5 empty] | 575500305500 | 32 | 575500 | 305500
[5 empty] | 576500305500 | 32 | 576500 | 305500
[5 empty] | 577500305500 | 32 | 577500 | 305500
[5 empty] | 578500305500 | 32 | 578500 | 305500
[5 empty] | 579500305500 | 32 | 579500 | 305500
[5 empty] | 580500305500 | 32 | 580500 | 305500
[5 empty] | 581500305500 | 32 | 581500 | 305500
[5 empty] | 582500305500 | 32 | 582500 | 305500
[5 empty] | 583500305500 | 32 | 583500 | 305500
[5 empty] | 584500305500 | 32 | 584500 | 305500
[5 empty] | 585500305500 | 32 | 585500 | 305500
[5 empty] | 586500305500 | 32 | 586500 | 305500
[5 empty] | 587500305500 | 32 | 587500 | 305500
[5 empty] | 588500305500 | 32 | 588500 | 305500
[5 empty] | 589500305500 | 32 | 589500 | 305500
[5 empty] | 590500305500 | 32 | 590500 | 305500
[5 empty] | 591500305500 | 32 | 591500 | 305500
[5 empty] | 592500305500 | 32 | 592500 | 305500
[5 empty] | 593500305500 | 32 | 593500 | 305500
[5 empty] | 594500305500 | 32 | 594500 | 305500
[5 empty] | 595500305500 | 32 | 595500 | 305500
[5 empty] | 596500305500 | 32 | 596500 | 305500
[5 empty] | 597500305500 | 32 | 597500 | 305500
[5 empty] | 598500305500 | 32 | 598500 | 305500
[5 empty] | 599500305500 | 32 | 599500 | 305500
[5 empty] | 600500305500 | 32 | 600500 | 305500
[5 empty] | 601500305500 | 32 | 601500 | 305500
[5 empty] | 602500305500 | 32 | 602500 | 305500
[5 empty] | 603500305500 | 32 | 603500 | 305500
[5 empty] | 604500305500 | 32 | 604500 | 305500
[5 empty] | 605500305500 | 32 | 605500 | 305500
[5 empty] | 574500304500 | 32 | 574500 | 304500
[5 empty] | 575500304500 | 32 | 575500 | 304500
[5 empty] | 576500304500 | 32 | 576500 | 304500
[5 empty] | 577500304500 | 32 | 577500 | 304500
[5 empty] | 578500304500 | 32 | 578500 | 304500
[5 empty] | 579500304500 | 32 | 579500 | 304500
[5 empty] | 580500304500 | 32 | 580500 | 304500
[5 empty] | 581500304500 | 32 | 581500 | 304500
[5 empty] | 582500304500 | 32 | 582500 | 304500
[5 empty] | 583500304500 | 32 | 583500 | 304500
[5 empty] | 584500304500 | 32 | 584500 | 304500
[5 empty] | 585500304500 | 32 | 585500 | 304500
[5 empty] | 586500304500 | 32 | 586500 | 304500
[5 empty] | 587500304500 | 32 | 587500 | 304500
[5 empty] | 588500304500 | 32 | 588500 | 304500
[5 empty] | 589500304500 | 32 | 589500 | 304500
[5 empty] | 590500304500 | 32 | 590500 | 304500
[5 empty] | 591500304500 | 32 | 591500 | 304500
[5 empty] | 592500304500 | 32 | 592500 | 304500
[5 empty] | 593500304500 | 32 | 593500 | 304500
[5 empty] | 594500304500 | 32 | 594500 | 304500
[5 empty] | 595500304500 | 32 | 595500 | 304500
[5 empty] | 596500304500 | 32 | 596500 | 304500
[5 empty] | 597500304500 | 32 | 597500 | 304500
[5 empty] | 598500304500 | 32 | 598500 | 304500
[5 empty] | 599500304500 | 32 | 599500 | 304500
[5 empty] | 600500304500 | 32 | 600500 | 304500
[5 empty] | 601500304500 | 32 | 601500 | 304500
[5 empty] | 602500304500 | 32 | 602500 | 304500
[5 empty] | 603500304500 | 32 | 603500 | 304500
[5 empty] | 604500304500 | 32 | 604500 | 304500
[5 empty] | 605500304500 | 32 | 605500 | 304500
[5 empty] | 574500303500 | 32 | 574500 | 303500
[5 empty] | 575500303500 | 32 | 575500 | 303500
[5 empty] | 576500303500 | 32 | 576500 | 303500
[5 empty] | 577500303500 | 32 | 577500 | 303500
[5 empty] | 578500303500 | 32 | 578500 | 303500
[5 empty] | 579500303500 | 32 | 579500 | 303500
[5 empty] | 580500303500 | 32 | 580500 | 303500
[5 empty] | 581500303500 | 32 | 581500 | 303500
[5 empty] | 582500303500 | 32 | 582500 | 303500
[5 empty] | 583500303500 | 32 | 583500 | 303500
[5 empty] | 584500303500 | 32 | 584500 | 303500
[5 empty] | 585500303500 | 32 | 585500 | 303500
[5 empty] | 586500303500 | 32 | 586500 | 303500
[5 empty] | 587500303500 | 32 | 587500 | 303500
[5 empty] | 588500303500 | 32 | 588500 | 303500
[5 empty] | 589500303500 | 32 | 589500 | 303500
[5 empty] | 590500303500 | 32 | 590500 | 303500
[5 empty] | 591500303500 | 32 | 591500 | 303500
[5 empty] | 592500303500 | 32 | 592500 | 303500
[5 empty] | 593500303500 | 32 | 593500 | 303500
[5 empty] | 594500303500 | 32 | 594500 | 303500
[5 empty] | 595500303500 | 32 | 595500 | 303500
[5 empty] | 596500303500 | 32 | 596500 | 303500
[5 empty] | 597500303500 | 32 | 597500 | 303500
[5 empty] | 598500303500 | 32 | 598500 | 303500
[5 empty] | 599500303500 | 32 | 599500 | 303500
[5 empty] | 600500303500 | 32 | 600500 | 303500
[5 empty] | 603500303500 | 32 | 603500 | 303500
[5 empty] | 604500303500 | 32 | 604500 | 303500
[5 empty] | 605500303500 | 32 | 605500 | 303500
[5 empty] | 573500302500 | 32 | 573500 | 302500
[5 empty] | 574500302500 | 32 | 574500 | 302500
[5 empty] | 575500302500 | 32 | 575500 | 302500
[5 empty] | 576500302500 | 32 | 576500 | 302500
[5 empty] | 577500302500 | 32 | 577500 | 302500
[5 empty] | 578500302500 | 32 | 578500 | 302500
[5 empty] | 579500302500 | 32 | 579500 | 302500
[5 empty] | 580500302500 | 32 | 580500 | 302500
[5 empty] | 581500302500 | 32 | 581500 | 302500
[5 empty] | 582500302500 | 32 | 582500 | 302500
[5 empty] | 583500302500 | 32 | 583500 | 302500
[5 empty] | 584500302500 | 32 | 584500 | 302500
[5 empty] | 585500302500 | 32 | 585500 | 302500
[5 empty] | 586500302500 | 32 | 586500 | 302500
[5 empty] | 587500302500 | 32 | 587500 | 302500
[5 empty] | 588500302500 | 32 | 588500 | 302500
[5 empty] | 589500302500 | 32 | 589500 | 302500
[5 empty] | 590500302500 | 32 | 590500 | 302500
[5 empty] | 591500302500 | 32 | 591500 | 302500
[5 empty] | 592500302500 | 32 | 592500 | 302500
[5 empty] | 593500302500 | 32 | 593500 | 302500
[5 empty] | 594500302500 | 32 | 594500 | 302500
[5 empty] | 595500302500 | 32 | 595500 | 302500
[5 empty] | 596500302500 | 32 | 596500 | 302500
[5 empty] | 597500302500 | 32 | 597500 | 302500
[5 empty] | 598500302500 | 32 | 598500 | 302500
[5 empty] | 599500302500 | 32 | 599500 | 302500
[5 empty] | 600500302500 | 32 | 600500 | 302500
[5 empty] | 572500301500 | 32 | 572500 | 301500
[5 empty] | 573500301500 | 32 | 573500 | 301500
[5 empty] | 574500301500 | 32 | 574500 | 301500
[5 empty] | 575500301500 | 32 | 575500 | 301500
[5 empty] | 576500301500 | 32 | 576500 | 301500
[5 empty] | 577500301500 | 32 | 577500 | 301500
[5 empty] | 578500301500 | 32 | 578500 | 301500
[5 empty] | 579500301500 | 32 | 579500 | 301500
[5 empty] | 580500301500 | 32 | 580500 | 301500
[5 empty] | 581500301500 | 32 | 581500 | 301500
[5 empty] | 582500301500 | 32 | 582500 | 301500
[5 empty] | 583500301500 | 32 | 583500 | 301500
[5 empty] | 584500301500 | 32 | 584500 | 301500
[5 empty] | 585500301500 | 32 | 585500 | 301500
[5 empty] | 586500301500 | 32 | 586500 | 301500
[5 empty] | 587500301500 | 32 | 587500 | 301500
[5 empty] | 588500301500 | 32 | 588500 | 301500
[5 empty] | 589500301500 | 32 | 589500 | 301500
[5 empty] | 590500301500 | 32 | 590500 | 301500
[5 empty] | 591500301500 | 32 | 591500 | 301500
[5 empty] | 592500301500 | 32 | 592500 | 301500
[5 empty] | 593500301500 | 32 | 593500 | 301500
[5 empty] | 594500301500 | 32 | 594500 | 301500
[5 empty] | 595500301500 | 32 | 595500 | 301500
[5 empty] | 596500301500 | 32 | 596500 | 301500
[5 empty] | 597500301500 | 32 | 597500 | 301500
[5 empty] | 598500301500 | 32 | 598500 | 301500
[5 empty] | 599500301500 | 32 | 599500 | 301500
[5 empty] | 572500300500 | 32 | 572500 | 300500
[5 empty] | 573500300500 | 32 | 573500 | 300500
[5 empty] | 574500300500 | 32 | 574500 | 300500
[5 empty] | 575500300500 | 32 | 575500 | 300500
[5 empty] | 576500300500 | 32 | 576500 | 300500
[5 empty] | 577500300500 | 32 | 577500 | 300500
[5 empty] | 578500300500 | 32 | 578500 | 300500
[5 empty] | 579500300500 | 32 | 579500 | 300500
[5 empty] | 580500300500 | 32 | 580500 | 300500
[5 empty] | 581500300500 | 32 | 581500 | 300500
[5 empty] | 582500300500 | 32 | 582500 | 300500
[5 empty] | 583500300500 | 32 | 583500 | 300500
[5 empty] | 584500300500 | 32 | 584500 | 300500
[5 empty] | 585500300500 | 32 | 585500 | 300500
[5 empty] | 586500300500 | 32 | 586500 | 300500
[5 empty] | 587500300500 | 32 | 587500 | 300500
[5 empty] | 588500300500 | 32 | 588500 | 300500
[5 empty] | 589500300500 | 32 | 589500 | 300500
[5 empty] | 590500300500 | 32 | 590500 | 300500
[5 empty] | 591500300500 | 32 | 591500 | 300500
[5 empty] | 592500300500 | 32 | 592500 | 300500
[5 empty] | 593500300500 | 32 | 593500 | 300500
[5 empty] | 594500300500 | 32 | 594500 | 300500
[5 empty] | 595500300500 | 32 | 595500 | 300500
[5 empty] | 596500300500 | 32 | 596500 | 300500
[5 empty] | 597500300500 | 32 | 597500 | 300500
[5 empty] | 598500300500 | 32 | 598500 | 300500
[5 empty] | 599500300500 | 32 | 599500 | 300500
[5 empty] | 572500299500 | 32 | 572500 | 299500
[5 empty] | 573500299500 | 32 | 573500 | 299500
[5 empty] | 574500299500 | 32 | 574500 | 299500
[5 empty] | 575500299500 | 32 | 575500 | 299500
[5 empty] | 576500299500 | 32 | 576500 | 299500
[5 empty] | 577500299500 | 32 | 577500 | 299500
[5 empty] | 578500299500 | 32 | 578500 | 299500
[5 empty] | 579500299500 | 32 | 579500 | 299500
[5 empty] | 580500299500 | 32 | 580500 | 299500
[5 empty] | 581500299500 | 32 | 581500 | 299500
[5 empty] | 582500299500 | 32 | 582500 | 299500
[5 empty] | 583500299500 | 32 | 583500 | 299500
[5 empty] | 584500299500 | 32 | 584500 | 299500
[5 empty] | 585500299500 | 32 | 585500 | 299500
[5 empty] | 586500299500 | 32 | 586500 | 299500
[5 empty] | 587500299500 | 32 | 587500 | 299500
[5 empty] | 588500299500 | 32 | 588500 | 299500
[5 empty] | 589500299500 | 32 | 589500 | 299500
[5 empty] | 590500299500 | 32 | 590500 | 299500
[5 empty] | 591500299500 | 32 | 591500 | 299500
[5 empty] | 592500299500 | 32 | 592500 | 299500
[5 empty] | 593500299500 | 32 | 593500 | 299500
[5 empty] | 594500299500 | 32 | 594500 | 299500
[5 empty] | 595500299500 | 32 | 595500 | 299500
[5 empty] | 596500299500 | 32 | 596500 | 299500
[5 empty] | 597500299500 | 32 | 597500 | 299500
[5 empty] | 598500299500 | 32 | 598500 | 299500
[5 empty] | 599500299500 | 32 | 599500 | 299500
[5 empty] | 600500299500 | 32 | 600500 | 299500
[5 empty] | 601500299500 | 32 | 601500 | 299500
[5 empty] | 575500298500 | 32 | 575500 | 298500
[5 empty] | 576500298500 | 32 | 576500 | 298500
[5 empty] | 577500298500 | 32 | 577500 | 298500
[5 empty] | 578500298500 | 32 | 578500 | 298500
[5 empty] | 579500298500 | 32 | 579500 | 298500
[5 empty] | 580500298500 | 32 | 580500 | 298500
[5 empty] | 581500298500 | 32 | 581500 | 298500
[5 empty] | 582500298500 | 32 | 582500 | 298500
[5 empty] | 583500298500 | 32 | 583500 | 298500
[5 empty] | 584500298500 | 32 | 584500 | 298500
[5 empty] | 585500298500 | 32 | 585500 | 298500
[5 empty] | 586500298500 | 32 | 586500 | 298500
[5 empty] | 587500298500 | 32 | 587500 | 298500
[5 empty] | 588500298500 | 32 | 588500 | 298500
[5 empty] | 589500298500 | 32 | 589500 | 298500
[5 empty] | 590500298500 | 32 | 590500 | 298500
[5 empty] | 591500298500 | 32 | 591500 | 298500
[5 empty] | 592500298500 | 32 | 592500 | 298500
[5 empty] | 593500298500 | 32 | 593500 | 298500
[5 empty] | 594500298500 | 32 | 594500 | 298500
[5 empty] | 595500298500 | 32 | 595500 | 298500
[5 empty] | 596500298500 | 32 | 596500 | 298500
[5 empty] | 597500298500 | 32 | 597500 | 298500
[5 empty] | 598500298500 | 32 | 598500 | 298500
[5 empty] | 599500298500 | 32 | 599500 | 298500
[5 empty] | 600500298500 | 32 | 600500 | 298500
[5 empty] | 601500298500 | 32 | 601500 | 298500
[5 empty] | 602500298500 | 32 | 602500 | 298500
[5 empty] | 603500298500 | 32 | 603500 | 298500
[5 empty] | 576500297500 | 32 | 576500 | 297500
[5 empty] | 577500297500 | 32 | 577500 | 297500
[5 empty] | 578500297500 | 32 | 578500 | 297500
[5 empty] | 579500297500 | 32 | 579500 | 297500
[5 empty] | 580500297500 | 32 | 580500 | 297500
[5 empty] | 581500297500 | 32 | 581500 | 297500
[5 empty] | 582500297500 | 32 | 582500 | 297500
[5 empty] | 583500297500 | 32 | 583500 | 297500
[5 empty] | 584500297500 | 32 | 584500 | 297500
[5 empty] | 585500297500 | 32 | 585500 | 297500
[5 empty] | 586500297500 | 32 | 586500 | 297500
[5 empty] | 587500297500 | 32 | 587500 | 297500
[5 empty] | 588500297500 | 32 | 588500 | 297500
[5 empty] | 589500297500 | 32 | 589500 | 297500
[5 empty] | 590500297500 | 32 | 590500 | 297500
[5 empty] | 591500297500 | 32 | 591500 | 297500
[5 empty] | 592500297500 | 32 | 592500 | 297500
[5 empty] | 593500297500 | 32 | 593500 | 297500
[5 empty] | 594500297500 | 32 | 594500 | 297500
[5 empty] | 595500297500 | 32 | 595500 | 297500
[5 empty] | 596500297500 | 32 | 596500 | 297500
[5 empty] | 597500297500 | 32 | 597500 | 297500
[5 empty] | 598500297500 | 32 | 598500 | 297500
[5 empty] | 599500297500 | 32 | 599500 | 297500
[5 empty] | 600500297500 | 32 | 600500 | 297500
[5 empty] | 601500297500 | 32 | 601500 | 297500
[5 empty] | 602500297500 | 32 | 602500 | 297500
[5 empty] | 603500297500 | 32 | 603500 | 297500
[5 empty] | 604500297500 | 32 | 604500 | 297500
[5 empty] | 605500297500 | 32 | 605500 | 297500
[5 empty] | 607500297500 | 32 | 607500 | 297500
[5 empty] | 577500296500 | 32 | 577500 | 296500
[5 empty] | 578500296500 | 32 | 578500 | 296500
[5 empty] | 579500296500 | 32 | 579500 | 296500
[5 empty] | 580500296500 | 32 | 580500 | 296500
[5 empty] | 581500296500 | 32 | 581500 | 296500
[5 empty] | 582500296500 | 32 | 582500 | 296500
[5 empty] | 583500296500 | 32 | 583500 | 296500
[5 empty] | 584500296500 | 32 | 584500 | 296500
[5 empty] | 585500296500 | 32 | 585500 | 296500
[5 empty] | 586500296500 | 32 | 586500 | 296500
[5 empty] | 587500296500 | 32 | 587500 | 296500
[5 empty] | 588500296500 | 32 | 588500 | 296500
[5 empty] | 589500296500 | 32 | 589500 | 296500
[5 empty] | 590500296500 | 32 | 590500 | 296500
[5 empty] | 591500296500 | 32 | 591500 | 296500
[5 empty] | 592500296500 | 32 | 592500 | 296500
[5 empty] | 593500296500 | 32 | 593500 | 296500
[5 empty] | 594500296500 | 32 | 594500 | 296500
[5 empty] | 595500296500 | 32 | 595500 | 296500
[5 empty] | 596500296500 | 32 | 596500 | 296500
[5 empty] | 597500296500 | 32 | 597500 | 296500
[5 empty] | 598500296500 | 32 | 598500 | 296500
[5 empty] | 599500296500 | 32 | 599500 | 296500
[5 empty] | 600500296500 | 32 | 600500 | 296500
[5 empty] | 601500296500 | 32 | 601500 | 296500
[5 empty] | 602500296500 | 32 | 602500 | 296500
[5 empty] | 603500296500 | 32 | 603500 | 296500
[5 empty] | 604500296500 | 32 | 604500 | 296500
[5 empty] | 605500296500 | 32 | 605500 | 296500
[5 empty] | 606500296500 | 32 | 606500 | 296500
[5 empty] | 607500296500 | 32 | 607500 | 296500
[5 empty] | 608500296500 | 32 | 608500 | 296500
[5 empty] | 577500295500 | 32 | 577500 | 295500
[5 empty] | 578500295500 | 32 | 578500 | 295500
[5 empty] | 579500295500 | 32 | 579500 | 295500
[5 empty] | 580500295500 | 32 | 580500 | 295500
[5 empty] | 581500295500 | 32 | 581500 | 295500
[5 empty] | 582500295500 | 32 | 582500 | 295500
[5 empty] | 583500295500 | 32 | 583500 | 295500
[5 empty] | 584500295500 | 32 | 584500 | 295500
[5 empty] | 585500295500 | 32 | 585500 | 295500
[5 empty] | 586500295500 | 32 | 586500 | 295500
[5 empty] | 587500295500 | 32 | 587500 | 295500
[5 empty] | 588500295500 | 32 | 588500 | 295500
[5 empty] | 589500295500 | 32 | 589500 | 295500
[5 empty] | 590500295500 | 32 | 590500 | 295500
[5 empty] | 591500295500 | 32 | 591500 | 295500
[5 empty] | 592500295500 | 32 | 592500 | 295500
[5 empty] | 593500295500 | 32 | 593500 | 295500
[5 empty] | 594500295500 | 32 | 594500 | 295500
[5 empty] | 595500295500 | 32 | 595500 | 295500
[5 empty] | 596500295500 | 32 | 596500 | 295500
[5 empty] | 597500295500 | 32 | 597500 | 295500
[5 empty] | 598500295500 | 32 | 598500 | 295500
[5 empty] | 599500295500 | 32 | 599500 | 295500
[5 empty] | 600500295500 | 32 | 600500 | 295500
[5 empty] | 601500295500 | 32 | 601500 | 295500
[5 empty] | 602500295500 | 32 | 602500 | 295500
[5 empty] | 603500295500 | 32 | 603500 | 295500
[5 empty] | 604500295500 | 32 | 604500 | 295500
[5 empty] | 605500295500 | 32 | 605500 | 295500
[5 empty] | 606500295500 | 32 | 606500 | 295500
[5 empty] | 607500295500 | 32 | 607500 | 295500
[5 empty] | 608500295500 | 32 | 608500 | 295500
[5 empty] | 609500295500 | 32 | 609500 | 295500
[5 empty] | 577500294500 | 32 | 577500 | 294500
[5 empty] | 578500294500 | 32 | 578500 | 294500
[5 empty] | 579500294500 | 32 | 579500 | 294500
[5 empty] | 580500294500 | 32 | 580500 | 294500
[5 empty] | 581500294500 | 32 | 581500 | 294500
[5 empty] | 582500294500 | 32 | 582500 | 294500
[5 empty] | 583500294500 | 32 | 583500 | 294500
[5 empty] | 584500294500 | 32 | 584500 | 294500
[5 empty] | 585500294500 | 32 | 585500 | 294500
[5 empty] | 586500294500 | 32 | 586500 | 294500
[5 empty] | 587500294500 | 32 | 587500 | 294500
[5 empty] | 588500294500 | 32 | 588500 | 294500
[5 empty] | 589500294500 | 32 | 589500 | 294500
[5 empty] | 590500294500 | 32 | 590500 | 294500
[5 empty] | 591500294500 | 32 | 591500 | 294500
[5 empty] | 592500294500 | 32 | 592500 | 294500
[5 empty] | 593500294500 | 32 | 593500 | 294500
[5 empty] | 594500294500 | 32 | 594500 | 294500
[5 empty] | 595500294500 | 32 | 595500 | 294500
[5 empty] | 596500294500 | 32 | 596500 | 294500
[5 empty] | 597500294500 | 32 | 597500 | 294500
[5 empty] | 598500294500 | 32 | 598500 | 294500
[5 empty] | 599500294500 | 32 | 599500 | 294500
[5 empty] | 600500294500 | 32 | 600500 | 294500
[5 empty] | 601500294500 | 32 | 601500 | 294500
[5 empty] | 602500294500 | 32 | 602500 | 294500
[5 empty] | 603500294500 | 32 | 603500 | 294500
[5 empty] | 604500294500 | 32 | 604500 | 294500
[5 empty] | 605500294500 | 32 | 605500 | 294500
[5 empty] | 606500294500 | 32 | 606500 | 294500
[5 empty] | 607500294500 | 32 | 607500 | 294500
[5 empty] | 608500294500 | 32 | 608500 | 294500
[5 empty] | 577500293500 | 32 | 577500 | 293500
[5 empty] | 578500293500 | 32 | 578500 | 293500
[5 empty] | 579500293500 | 32 | 579500 | 293500
[5 empty] | 580500293500 | 32 | 580500 | 293500
[5 empty] | 581500293500 | 32 | 581500 | 293500
[5 empty] | 582500293500 | 32 | 582500 | 293500
[5 empty] | 583500293500 | 32 | 583500 | 293500
[5 empty] | 584500293500 | 32 | 584500 | 293500
[5 empty] | 585500293500 | 32 | 585500 | 293500
[5 empty] | 586500293500 | 32 | 586500 | 293500
[5 empty] | 587500293500 | 32 | 587500 | 293500
[5 empty] | 588500293500 | 32 | 588500 | 293500
[5 empty] | 589500293500 | 32 | 589500 | 293500
[5 empty] | 590500293500 | 32 | 590500 | 293500
[5 empty] | 591500293500 | 32 | 591500 | 293500
[5 empty] | 592500293500 | 32 | 592500 | 293500
[5 empty] | 593500293500 | 32 | 593500 | 293500
[5 empty] | 594500293500 | 32 | 594500 | 293500
[5 empty] | 595500293500 | 32 | 595500 | 293500
[5 empty] | 596500293500 | 32 | 596500 | 293500
[5 empty] | 597500293500 | 32 | 597500 | 293500
[5 empty] | 598500293500 | 32 | 598500 | 293500
[5 empty] | 599500293500 | 32 | 599500 | 293500
[5 empty] | 600500293500 | 32 | 600500 | 293500
[5 empty] | 601500293500 | 32 | 601500 | 293500
[5 empty] | 602500293500 | 32 | 602500 | 293500
[5 empty] | 603500293500 | 32 | 603500 | 293500
[5 empty] | 604500293500 | 32 | 604500 | 293500
[5 empty] | 605500293500 | 32 | 605500 | 293500
[5 empty] | 606500293500 | 32 | 606500 | 293500
[5 empty] | 607500293500 | 32 | 607500 | 293500
[5 empty] | 608500293500 | 32 | 608500 | 293500
[5 empty] | 577500292500 | 32 | 577500 | 292500
[5 empty] | 578500292500 | 32 | 578500 | 292500
[5 empty] | 579500292500 | 32 | 579500 | 292500
[5 empty] | 580500292500 | 32 | 580500 | 292500
[5 empty] | 581500292500 | 32 | 581500 | 292500
[5 empty] | 582500292500 | 32 | 582500 | 292500
[5 empty] | 583500292500 | 32 | 583500 | 292500
[5 empty] | 584500292500 | 32 | 584500 | 292500
[5 empty] | 585500292500 | 32 | 585500 | 292500
[5 empty] | 586500292500 | 32 | 586500 | 292500
[5 empty] | 587500292500 | 32 | 587500 | 292500
[5 empty] | 588500292500 | 32 | 588500 | 292500
[5 empty] | 589500292500 | 32 | 589500 | 292500
[5 empty] | 590500292500 | 32 | 590500 | 292500
[5 empty] | 591500292500 | 32 | 591500 | 292500
[5 empty] | 592500292500 | 32 | 592500 | 292500
[5 empty] | 593500292500 | 32 | 593500 | 292500
[5 empty] | 594500292500 | 32 | 594500 | 292500
[5 empty] | 595500292500 | 32 | 595500 | 292500
[5 empty] | 596500292500 | 32 | 596500 | 292500
[5 empty] | 597500292500 | 32 | 597500 | 292500
[5 empty] | 598500292500 | 32 | 598500 | 292500
[5 empty] | 599500292500 | 32 | 599500 | 292500
[5 empty] | 600500292500 | 32 | 600500 | 292500
[5 empty] | 601500292500 | 32 | 601500 | 292500
[5 empty] | 602500292500 | 32 | 602500 | 292500
[5 empty] | 603500292500 | 32 | 603500 | 292500
[5 empty] | 604500292500 | 32 | 604500 | 292500
[5 empty] | 605500292500 | 32 | 605500 | 292500
[5 empty] | 606500292500 | 32 | 606500 | 292500
[5 empty] | 607500292500 | 32 | 607500 | 292500
[5 empty] | 608500292500 | 32 | 608500 | 292500
[5 empty] | 576500291500 | 32 | 576500 | 291500
[5 empty] | 577500291500 | 32 | 577500 | 291500
[5 empty] | 578500291500 | 32 | 578500 | 291500
[5 empty] | 579500291500 | 32 | 579500 | 291500
[5 empty] | 580500291500 | 32 | 580500 | 291500
[5 empty] | 581500291500 | 32 | 581500 | 291500
[5 empty] | 582500291500 | 32 | 582500 | 291500
[5 empty] | 583500291500 | 32 | 583500 | 291500
[5 empty] | 584500291500 | 32 | 584500 | 291500
[5 empty] | 585500291500 | 32 | 585500 | 291500
[5 empty] | 586500291500 | 32 | 586500 | 291500
[5 empty] | 587500291500 | 32 | 587500 | 291500
[5 empty] | 588500291500 | 32 | 588500 | 291500
[5 empty] | 589500291500 | 32 | 589500 | 291500
[5 empty] | 590500291500 | 32 | 590500 | 291500
[5 empty] | 591500291500 | 32 | 591500 | 291500
[5 empty] | 592500291500 | 32 | 592500 | 291500
[5 empty] | 593500291500 | 32 | 593500 | 291500
[5 empty] | 594500291500 | 32 | 594500 | 291500
[5 empty] | 595500291500 | 32 | 595500 | 291500
[5 empty] | 596500291500 | 32 | 596500 | 291500
[5 empty] | 597500291500 | 32 | 597500 | 291500
[5 empty] | 598500291500 | 32 | 598500 | 291500
[5 empty] | 599500291500 | 32 | 599500 | 291500
[5 empty] | 600500291500 | 32 | 600500 | 291500
[5 empty] | 601500291500 | 32 | 601500 | 291500
[5 empty] | 602500291500 | 32 | 602500 | 291500
[5 empty] | 603500291500 | 32 | 603500 | 291500
[5 empty] | 604500291500 | 32 | 604500 | 291500
[5 empty] | 605500291500 | 32 | 605500 | 291500
[5 empty] | 606500291500 | 32 | 606500 | 291500
[5 empty] | 607500291500 | 32 | 607500 | 291500
[5 empty] | 608500291500 | 32 | 608500 | 291500
[5 empty] | 609500291500 | 32 | 609500 | 291500
[5 empty] | 576500290500 | 32 | 576500 | 290500
[5 empty] | 577500290500 | 32 | 577500 | 290500
[5 empty] | 578500290500 | 32 | 578500 | 290500
[5 empty] | 579500290500 | 32 | 579500 | 290500
[5 empty] | 580500290500 | 32 | 580500 | 290500
[5 empty] | 581500290500 | 32 | 581500 | 290500
[5 empty] | 582500290500 | 32 | 582500 | 290500
[5 empty] | 583500290500 | 32 | 583500 | 290500
[5 empty] | 584500290500 | 32 | 584500 | 290500
[5 empty] | 585500290500 | 32 | 585500 | 290500
[5 empty] | 586500290500 | 32 | 586500 | 290500
[5 empty] | 587500290500 | 32 | 587500 | 290500
[5 empty] | 588500290500 | 32 | 588500 | 290500
[5 empty] | 589500290500 | 32 | 589500 | 290500
[5 empty] | 590500290500 | 32 | 590500 | 290500
[5 empty] | 591500290500 | 32 | 591500 | 290500
[5 empty] | 592500290500 | 32 | 592500 | 290500
[5 empty] | 593500290500 | 32 | 593500 | 290500
[5 empty] | 594500290500 | 32 | 594500 | 290500
[5 empty] | 595500290500 | 32 | 595500 | 290500
[5 empty] | 596500290500 | 32 | 596500 | 290500
[5 empty] | 597500290500 | 32 | 597500 | 290500
[5 empty] | 598500290500 | 32 | 598500 | 290500
[5 empty] | 599500290500 | 32 | 599500 | 290500
[5 empty] | 600500290500 | 32 | 600500 | 290500
[5 empty] | 601500290500 | 32 | 601500 | 290500
[5 empty] | 602500290500 | 32 | 602500 | 290500
[5 empty] | 603500290500 | 32 | 603500 | 290500
[5 empty] | 604500290500 | 32 | 604500 | 290500
[5 empty] | 605500290500 | 32 | 605500 | 290500
[5 empty] | 606500290500 | 32 | 606500 | 290500
[5 empty] | 607500290500 | 32 | 607500 | 290500
[5 empty] | 608500290500 | 32 | 608500 | 290500
[5 empty] | 609500290500 | 32 | 609500 | 290500
[5 empty] | 576500289500 | 32 | 576500 | 289500
[5 empty] | 577500289500 | 32 | 577500 | 289500
[5 empty] | 578500289500 | 32 | 578500 | 289500
[5 empty] | 579500289500 | 32 | 579500 | 289500
[5 empty] | 580500289500 | 32 | 580500 | 289500
[5 empty] | 581500289500 | 32 | 581500 | 289500
[5 empty] | 582500289500 | 32 | 582500 | 289500
[5 empty] | 583500289500 | 32 | 583500 | 289500
[5 empty] | 584500289500 | 32 | 584500 | 289500
[5 empty] | 585500289500 | 32 | 585500 | 289500
[5 empty] | 586500289500 | 32 | 586500 | 289500
[5 empty] | 587500289500 | 32 | 587500 | 289500
[5 empty] | 588500289500 | 32 | 588500 | 289500
[5 empty] | 589500289500 | 32 | 589500 | 289500
[5 empty] | 590500289500 | 32 | 590500 | 289500
[5 empty] | 591500289500 | 32 | 591500 | 289500
[5 empty] | 592500289500 | 32 | 592500 | 289500
[5 empty] | 593500289500 | 32 | 593500 | 289500
[5 empty] | 594500289500 | 32 | 594500 | 289500
[5 empty] | 595500289500 | 32 | 595500 | 289500
[5 empty] | 596500289500 | 32 | 596500 | 289500
[5 empty] | 597500289500 | 32 | 597500 | 289500
[5 empty] | 598500289500 | 32 | 598500 | 289500
[5 empty] | 599500289500 | 32 | 599500 | 289500
[5 empty] | 600500289500 | 32 | 600500 | 289500
[5 empty] | 601500289500 | 32 | 601500 | 289500
[5 empty] | 602500289500 | 32 | 602500 | 289500
[5 empty] | 603500289500 | 32 | 603500 | 289500
[5 empty] | 604500289500 | 32 | 604500 | 289500
[5 empty] | 605500289500 | 32 | 605500 | 289500
[5 empty] | 606500289500 | 32 | 606500 | 289500
[5 empty] | 607500289500 | 32 | 607500 | 289500
[5 empty] | 608500289500 | 32 | 608500 | 289500
[5 empty] | 609500289500 | 32 | 609500 | 289500
[5 empty] | 576500288500 | 32 | 576500 | 288500
[5 empty] | 577500288500 | 32 | 577500 | 288500
[5 empty] | 578500288500 | 32 | 578500 | 288500
[5 empty] | 579500288500 | 32 | 579500 | 288500
[5 empty] | 580500288500 | 32 | 580500 | 288500
[5 empty] | 581500288500 | 32 | 581500 | 288500
[5 empty] | 582500288500 | 32 | 582500 | 288500
[5 empty] | 583500288500 | 32 | 583500 | 288500
[5 empty] | 584500288500 | 32 | 584500 | 288500
[5 empty] | 585500288500 | 32 | 585500 | 288500
[5 empty] | 586500288500 | 32 | 586500 | 288500
[5 empty] | 587500288500 | 32 | 587500 | 288500
[5 empty] | 588500288500 | 32 | 588500 | 288500
[5 empty] | 589500288500 | 32 | 589500 | 288500
[5 empty] | 590500288500 | 32 | 590500 | 288500
[5 empty] | 591500288500 | 32 | 591500 | 288500
[5 empty] | 592500288500 | 32 | 592500 | 288500
[5 empty] | 593500288500 | 32 | 593500 | 288500
[5 empty] | 594500288500 | 32 | 594500 | 288500
[5 empty] | 595500288500 | 32 | 595500 | 288500
[5 empty] | 596500288500 | 32 | 596500 | 288500
[5 empty] | 597500288500 | 32 | 597500 | 288500
[5 empty] | 598500288500 | 32 | 598500 | 288500
[5 empty] | 599500288500 | 32 | 599500 | 288500
[5 empty] | 600500288500 | 32 | 600500 | 288500
[5 empty] | 601500288500 | 32 | 601500 | 288500
[5 empty] | 602500288500 | 32 | 602500 | 288500
[5 empty] | 603500288500 | 32 | 603500 | 288500
[5 empty] | 604500288500 | 32 | 604500 | 288500
[5 empty] | 605500288500 | 32 | 605500 | 288500
[5 empty] | 606500288500 | 32 | 606500 | 288500
[5 empty] | 607500288500 | 32 | 607500 | 288500
[5 empty] | 608500288500 | 32 | 608500 | 288500
[5 empty] | 576500287500 | 32 | 576500 | 287500
[5 empty] | 577500287500 | 32 | 577500 | 287500
[5 empty] | 578500287500 | 32 | 578500 | 287500
[5 empty] | 579500287500 | 32 | 579500 | 287500
[5 empty] | 582500287500 | 32 | 582500 | 287500
[5 empty] | 583500287500 | 32 | 583500 | 287500
[5 empty] | 584500287500 | 32 | 584500 | 287500
[5 empty] | 585500287500 | 32 | 585500 | 287500
[5 empty] | 586500287500 | 32 | 586500 | 287500
[5 empty] | 587500287500 | 32 | 587500 | 287500
[5 empty] | 588500287500 | 32 | 588500 | 287500
[5 empty] | 589500287500 | 32 | 589500 | 287500
[5 empty] | 590500287500 | 32 | 590500 | 287500
[5 empty] | 591500287500 | 32 | 591500 | 287500
[5 empty] | 592500287500 | 32 | 592500 | 287500
[5 empty] | 593500287500 | 32 | 593500 | 287500
[5 empty] | 594500287500 | 32 | 594500 | 287500
[5 empty] | 595500287500 | 32 | 595500 | 287500
[5 empty] | 596500287500 | 32 | 596500 | 287500
[5 empty] | 597500287500 | 32 | 597500 | 287500
[5 empty] | 598500287500 | 32 | 598500 | 287500
[5 empty] | 599500287500 | 32 | 599500 | 287500
[5 empty] | 600500287500 | 32 | 600500 | 287500
[5 empty] | 601500287500 | 32 | 601500 | 287500
[5 empty] | 602500287500 | 32 | 602500 | 287500
[5 empty] | 603500287500 | 32 | 603500 | 287500
[5 empty] | 604500287500 | 32 | 604500 | 287500
[5 empty] | 605500287500 | 32 | 605500 | 287500
[5 empty] | 606500287500 | 32 | 606500 | 287500
[5 empty] | 607500287500 | 32 | 607500 | 287500
[5 empty] | 608500287500 | 32 | 608500 | 287500
[5 empty] | 585500286500 | 32 | 585500 | 286500
[5 empty] | 586500286500 | 32 | 586500 | 286500
[5 empty] | 587500286500 | 32 | 587500 | 286500
[5 empty] | 588500286500 | 32 | 588500 | 286500
[5 empty] | 589500286500 | 32 | 589500 | 286500
[5 empty] | 590500286500 | 32 | 590500 | 286500
[5 empty] | 591500286500 | 32 | 591500 | 286500
[5 empty] | 592500286500 | 32 | 592500 | 286500
[5 empty] | 593500286500 | 32 | 593500 | 286500
[5 empty] | 594500286500 | 32 | 594500 | 286500
[5 empty] | 595500286500 | 32 | 595500 | 286500
[5 empty] | 596500286500 | 32 | 596500 | 286500
[5 empty] | 597500286500 | 32 | 597500 | 286500
[5 empty] | 598500286500 | 32 | 598500 | 286500
[5 empty] | 599500286500 | 32 | 599500 | 286500
[5 empty] | 600500286500 | 32 | 600500 | 286500
[5 empty] | 601500286500 | 32 | 601500 | 286500
[5 empty] | 602500286500 | 32 | 602500 | 286500
[5 empty] | 603500286500 | 32 | 603500 | 286500
[5 empty] | 604500286500 | 32 | 604500 | 286500
[5 empty] | 605500286500 | 32 | 605500 | 286500
[5 empty] | 606500286500 | 32 | 606500 | 286500
[5 empty] | 607500286500 | 32 | 607500 | 286500
[5 empty] | 584500285500 | 32 | 584500 | 285500
[5 empty] | 585500285500 | 32 | 585500 | 285500
[5 empty] | 586500285500 | 32 | 586500 | 285500
[5 empty] | 587500285500 | 32 | 587500 | 285500
[5 empty] | 588500285500 | 32 | 588500 | 285500
[5 empty] | 589500285500 | 32 | 589500 | 285500
[5 empty] | 590500285500 | 32 | 590500 | 285500
[5 empty] | 591500285500 | 32 | 591500 | 285500
[5 empty] | 592500285500 | 32 | 592500 | 285500
[5 empty] | 593500285500 | 32 | 593500 | 285500
[5 empty] | 594500285500 | 32 | 594500 | 285500
[5 empty] | 595500285500 | 32 | 595500 | 285500
[5 empty] | 596500285500 | 32 | 596500 | 285500
[5 empty] | 597500285500 | 32 | 597500 | 285500
[5 empty] | 598500285500 | 32 | 598500 | 285500
[5 empty] | 599500285500 | 32 | 599500 | 285500
[5 empty] | 600500285500 | 32 | 600500 | 285500
[5 empty] | 601500285500 | 32 | 601500 | 285500
[5 empty] | 602500285500 | 32 | 602500 | 285500
[5 empty] | 603500285500 | 32 | 603500 | 285500
[5 empty] | 604500285500 | 32 | 604500 | 285500
[5 empty] | 605500285500 | 32 | 605500 | 285500
[5 empty] | 606500285500 | 32 | 606500 | 285500
[5 empty] | 607500285500 | 32 | 607500 | 285500
[5 empty] | 583500284500 | 32 | 583500 | 284500
[5 empty] | 584500284500 | 32 | 584500 | 284500
[5 empty] | 585500284500 | 32 | 585500 | 284500
[5 empty] | 586500284500 | 32 | 586500 | 284500
[5 empty] | 587500284500 | 32 | 587500 | 284500
[5 empty] | 588500284500 | 32 | 588500 | 284500
[5 empty] | 589500284500 | 32 | 589500 | 284500
[5 empty] | 590500284500 | 32 | 590500 | 284500
[5 empty] | 591500284500 | 32 | 591500 | 284500
[5 empty] | 592500284500 | 32 | 592500 | 284500
[5 empty] | 593500284500 | 32 | 593500 | 284500
[5 empty] | 594500284500 | 32 | 594500 | 284500
[5 empty] | 595500284500 | 32 | 595500 | 284500
[5 empty] | 596500284500 | 32 | 596500 | 284500
[5 empty] | 597500284500 | 32 | 597500 | 284500
[5 empty] | 598500284500 | 32 | 598500 | 284500
[5 empty] | 599500284500 | 32 | 599500 | 284500
[5 empty] | 600500284500 | 32 | 600500 | 284500
[5 empty] | 601500284500 | 32 | 601500 | 284500
[5 empty] | 602500284500 | 32 | 602500 | 284500
[5 empty] | 603500284500 | 32 | 603500 | 284500
[5 empty] | 604500284500 | 32 | 604500 | 284500
[5 empty] | 605500284500 | 32 | 605500 | 284500
[5 empty] | 582500283500 | 32 | 582500 | 283500
[5 empty] | 583500283500 | 32 | 583500 | 283500
[5 empty] | 584500283500 | 32 | 584500 | 283500
[5 empty] | 585500283500 | 32 | 585500 | 283500
[5 empty] | 586500283500 | 32 | 586500 | 283500
[5 empty] | 587500283500 | 32 | 587500 | 283500
[5 empty] | 588500283500 | 32 | 588500 | 283500
[5 empty] | 589500283500 | 32 | 589500 | 283500
[5 empty] | 590500283500 | 32 | 590500 | 283500
[5 empty] | 591500283500 | 32 | 591500 | 283500
[5 empty] | 592500283500 | 32 | 592500 | 283500
[5 empty] | 593500283500 | 32 | 593500 | 283500
[5 empty] | 594500283500 | 32 | 594500 | 283500
[5 empty] | 595500283500 | 32 | 595500 | 283500
[5 empty] | 596500283500 | 32 | 596500 | 283500
[5 empty] | 597500283500 | 32 | 597500 | 283500
[5 empty] | 598500283500 | 32 | 598500 | 283500
[5 empty] | 599500283500 | 32 | 599500 | 283500
[5 empty] | 600500283500 | 32 | 600500 | 283500
[5 empty] | 601500283500 | 32 | 601500 | 283500
[5 empty] | 602500283500 | 32 | 602500 | 283500
[5 empty] | 603500283500 | 32 | 603500 | 283500
[5 empty] | 604500283500 | 32 | 604500 | 283500
[5 empty] | 605500283500 | 32 | 605500 | 283500
[5 empty] | 582500282500 | 32 | 582500 | 282500
[5 empty] | 583500282500 | 32 | 583500 | 282500
[5 empty] | 584500282500 | 32 | 584500 | 282500
[5 empty] | 585500282500 | 32 | 585500 | 282500
[5 empty] | 586500282500 | 32 | 586500 | 282500
[5 empty] | 587500282500 | 32 | 587500 | 282500
[5 empty] | 588500282500 | 32 | 588500 | 282500
[5 empty] | 589500282500 | 32 | 589500 | 282500
[5 empty] | 590500282500 | 32 | 590500 | 282500
[5 empty] | 591500282500 | 32 | 591500 | 282500
[5 empty] | 592500282500 | 32 | 592500 | 282500
[5 empty] | 593500282500 | 32 | 593500 | 282500
[5 empty] | 594500282500 | 32 | 594500 | 282500
[5 empty] | 595500282500 | 32 | 595500 | 282500
[5 empty] | 596500282500 | 32 | 596500 | 282500
[5 empty] | 597500282500 | 32 | 597500 | 282500
[5 empty] | 598500282500 | 32 | 598500 | 282500
[5 empty] | 599500282500 | 32 | 599500 | 282500
[5 empty] | 600500282500 | 32 | 600500 | 282500
[5 empty] | 601500282500 | 32 | 601500 | 282500
[5 empty] | 602500282500 | 32 | 602500 | 282500
[5 empty] | 603500282500 | 32 | 603500 | 282500
[5 empty] | 604500282500 | 32 | 604500 | 282500
[5 empty] | 605500282500 | 32 | 605500 | 282500
[5 empty] | 582500281500 | 32 | 582500 | 281500
[5 empty] | 583500281500 | 32 | 583500 | 281500
[5 empty] | 584500281500 | 32 | 584500 | 281500
[5 empty] | 585500281500 | 32 | 585500 | 281500
[5 empty] | 586500281500 | 32 | 586500 | 281500
[5 empty] | 587500281500 | 32 | 587500 | 281500
[5 empty] | 588500281500 | 32 | 588500 | 281500
[5 empty] | 589500281500 | 32 | 589500 | 281500
[5 empty] | 590500281500 | 32 | 590500 | 281500
[5 empty] | 591500281500 | 32 | 591500 | 281500
[5 empty] | 592500281500 | 32 | 592500 | 281500
[5 empty] | 594500281500 | 32 | 594500 | 281500
[5 empty] | 595500281500 | 32 | 595500 | 281500
[5 empty] | 596500281500 | 32 | 596500 | 281500
[5 empty] | 597500281500 | 32 | 597500 | 281500
[5 empty] | 598500281500 | 32 | 598500 | 281500
[5 empty] | 599500281500 | 32 | 599500 | 281500
[5 empty] | 600500281500 | 32 | 600500 | 281500
[5 empty] | 601500281500 | 32 | 601500 | 281500
[5 empty] | 602500281500 | 32 | 602500 | 281500
[5 empty] | 603500281500 | 32 | 603500 | 281500
[5 empty] | 604500281500 | 32 | 604500 | 281500
[5 empty] | 605500281500 | 32 | 605500 | 281500
[5 empty] | 587500280500 | 32 | 587500 | 280500
[5 empty] | 588500280500 | 32 | 588500 | 280500
[5 empty] | 589500280500 | 32 | 589500 | 280500
[5 empty] | 600500280500 | 32 | 600500 | 280500
[5 empty] | 601500280500 | 32 | 601500 | 280500
[5 empty] | 602500280500 | 32 | 602500 | 280500
[5 empty] | 603500280500 | 32 | 603500 | 280500
[5 empty] | 604500280500 | 32 | 604500 | 280500
[5 empty] | 605500280500 | 32 | 605500 | 280500
[5 empty] | 601500279500 | 32 | 601500 | 279500
[5 empty] | 602500279500 | 32 | 602500 | 279500
[5 empty] | 603500279500 | 32 | 603500 | 279500
[5 empty] | 604500279500 | 32 | 604500 | 279500
[5 empty] | 560500203500 | 33 | 560500 | 203500
[5 empty] | 561500203500 | 33 | 561500 | 203500
[5 empty] | 560500202500 | 33 | 560500 | 202500
[5 empty] | 561500202500 | 33 | 561500 | 202500
[5 empty] | 556500201500 | 33 | 556500 | 201500
[5 empty] | 557500201500 | 33 | 557500 | 201500
[5 empty] | 559500201500 | 33 | 559500 | 201500
[5 empty] | 560500201500 | 33 | 560500 | 201500
[5 empty] | 561500201500 | 33 | 561500 | 201500
[5 empty] | 562500201500 | 33 | 562500 | 201500
[5 empty] | 563500201500 | 33 | 563500 | 201500
[5 empty] | 564500201500 | 33 | 564500 | 201500
[5 empty] | 565500201500 | 33 | 565500 | 201500
[5 empty] | 555500200500 | 33 | 555500 | 200500
[5 empty] | 556500200500 | 33 | 556500 | 200500
[5 empty] | 557500200500 | 33 | 557500 | 200500
[5 empty] | 558500200500 | 33 | 558500 | 200500
[5 empty] | 559500200500 | 33 | 559500 | 200500
[5 empty] | 560500200500 | 33 | 560500 | 200500
[5 empty] | 561500200500 | 33 | 561500 | 200500
[5 empty] | 562500200500 | 33 | 562500 | 200500
[5 empty] | 563500200500 | 33 | 563500 | 200500
[5 empty] | 564500200500 | 33 | 564500 | 200500
[5 empty] | 565500200500 | 33 | 565500 | 200500
[5 empty] | 553500199500 | 33 | 553500 | 199500
[5 empty] | 554500199500 | 33 | 554500 | 199500
[5 empty] | 555500199500 | 33 | 555500 | 199500
[5 empty] | 556500199500 | 33 | 556500 | 199500
[5 empty] | 557500199500 | 33 | 557500 | 199500
[5 empty] | 558500199500 | 33 | 558500 | 199500
[5 empty] | 559500199500 | 33 | 559500 | 199500
[5 empty] | 560500199500 | 33 | 560500 | 199500
[5 empty] | 561500199500 | 33 | 561500 | 199500
[5 empty] | 562500199500 | 33 | 562500 | 199500
[5 empty] | 563500199500 | 33 | 563500 | 199500
[5 empty] | 564500199500 | 33 | 564500 | 199500
[5 empty] | 565500199500 | 33 | 565500 | 199500
[5 empty] | 566500199500 | 33 | 566500 | 199500
[5 empty] | 553500198500 | 33 | 553500 | 198500
[5 empty] | 554500198500 | 33 | 554500 | 198500
[5 empty] | 555500198500 | 33 | 555500 | 198500
[5 empty] | 556500198500 | 33 | 556500 | 198500
[5 empty] | 557500198500 | 33 | 557500 | 198500
[5 empty] | 558500198500 | 33 | 558500 | 198500
[5 empty] | 559500198500 | 33 | 559500 | 198500
[5 empty] | 560500198500 | 33 | 560500 | 198500
[5 empty] | 561500198500 | 33 | 561500 | 198500
[5 empty] | 562500198500 | 33 | 562500 | 198500
[5 empty] | 563500198500 | 33 | 563500 | 198500
[5 empty] | 564500198500 | 33 | 564500 | 198500
[5 empty] | 565500198500 | 33 | 565500 | 198500
[5 empty] | 552500197500 | 33 | 552500 | 197500
[5 empty] | 553500197500 | 33 | 553500 | 197500
[5 empty] | 554500197500 | 33 | 554500 | 197500
[5 empty] | 555500197500 | 33 | 555500 | 197500
[5 empty] | 556500197500 | 33 | 556500 | 197500
[5 empty] | 557500197500 | 33 | 557500 | 197500
[5 empty] | 558500197500 | 33 | 558500 | 197500
[5 empty] | 559500197500 | 33 | 559500 | 197500
[5 empty] | 560500197500 | 33 | 560500 | 197500
[5 empty] | 561500197500 | 33 | 561500 | 197500
[5 empty] | 562500197500 | 33 | 562500 | 197500
[5 empty] | 563500197500 | 33 | 563500 | 197500
[5 empty] | 564500197500 | 33 | 564500 | 197500
[5 empty] | 565500197500 | 33 | 565500 | 197500
[5 empty] | 551500196500 | 33 | 551500 | 196500
[5 empty] | 552500196500 | 33 | 552500 | 196500
[5 empty] | 553500196500 | 33 | 553500 | 196500
[5 empty] | 554500196500 | 33 | 554500 | 196500
[5 empty] | 555500196500 | 33 | 555500 | 196500
[5 empty] | 556500196500 | 33 | 556500 | 196500
[5 empty] | 557500196500 | 33 | 557500 | 196500
[5 empty] | 558500196500 | 33 | 558500 | 196500
[5 empty] | 559500196500 | 33 | 559500 | 196500
[5 empty] | 560500196500 | 33 | 560500 | 196500
[5 empty] | 561500196500 | 33 | 561500 | 196500
[5 empty] | 562500196500 | 33 | 562500 | 196500
[5 empty] | 563500196500 | 33 | 563500 | 196500
[5 empty] | 564500196500 | 33 | 564500 | 196500
[5 empty] | 565500196500 | 33 | 565500 | 196500
[5 empty] | 552500195500 | 33 | 552500 | 195500
[5 empty] | 553500195500 | 33 | 553500 | 195500
[5 empty] | 554500195500 | 33 | 554500 | 195500
[5 empty] | 555500195500 | 33 | 555500 | 195500
[5 empty] | 556500195500 | 33 | 556500 | 195500
[5 empty] | 557500195500 | 33 | 557500 | 195500
[5 empty] | 558500195500 | 33 | 558500 | 195500
[5 empty] | 559500195500 | 33 | 559500 | 195500
[5 empty] | 560500195500 | 33 | 560500 | 195500
[5 empty] | 561500195500 | 33 | 561500 | 195500
[5 empty] | 562500195500 | 33 | 562500 | 195500
[5 empty] | 563500195500 | 33 | 563500 | 195500
[5 empty] | 564500195500 | 33 | 564500 | 195500
[5 empty] | 552500194500 | 33 | 552500 | 194500
[5 empty] | 554500194500 | 33 | 554500 | 194500
[5 empty] | 555500194500 | 33 | 555500 | 194500
[5 empty] | 556500194500 | 33 | 556500 | 194500
[5 empty] | 557500194500 | 33 | 557500 | 194500
[5 empty] | 558500194500 | 33 | 558500 | 194500
[5 empty] | 559500194500 | 33 | 559500 | 194500
[5 empty] | 560500194500 | 33 | 560500 | 194500
[5 empty] | 561500194500 | 33 | 561500 | 194500
[5 empty] | 562500194500 | 33 | 562500 | 194500
[5 empty] | 563500194500 | 33 | 563500 | 194500
[5 empty] | 564500194500 | 33 | 564500 | 194500
[5 empty] | 556500193500 | 33 | 556500 | 193500
[5 empty] | 557500193500 | 33 | 557500 | 193500
[5 empty] | 558500193500 | 33 | 558500 | 193500
[5 empty] | 559500193500 | 33 | 559500 | 193500
[5 empty] | 560500193500 | 33 | 560500 | 193500
[5 empty] | 561500193500 | 33 | 561500 | 193500
[5 empty] | 562500193500 | 33 | 562500 | 193500
[5 empty] | 563500193500 | 33 | 563500 | 193500
[5 empty] | 564500193500 | 33 | 564500 | 193500
[5 empty] | 557500192500 | 33 | 557500 | 192500
[5 empty] | 558500192500 | 33 | 558500 | 192500
[5 empty] | 559500192500 | 33 | 559500 | 192500
[5 empty] | 560500192500 | 33 | 560500 | 192500
[5 empty] | 561500192500 | 33 | 561500 | 192500
[5 empty] | 562500192500 | 33 | 562500 | 192500
[5 empty] | 563500192500 | 33 | 563500 | 192500
[5 empty] | 564500192500 | 33 | 564500 | 192500
[5 empty] | 557500191500 | 33 | 557500 | 191500
[5 empty] | 558500191500 | 33 | 558500 | 191500
[5 empty] | 559500191500 | 33 | 559500 | 191500
[5 empty] | 560500191500 | 33 | 560500 | 191500
[5 empty] | 561500191500 | 33 | 561500 | 191500
[5 empty] | 562500191500 | 33 | 562500 | 191500
[5 empty] | 563500191500 | 33 | 563500 | 191500
[5 empty] | 564500191500 | 33 | 564500 | 191500
[5 empty] | 557500190500 | 33 | 557500 | 190500
[5 empty] | 558500190500 | 33 | 558500 | 190500
[5 empty] | 559500190500 | 33 | 559500 | 190500
[5 empty] | 560500190500 | 33 | 560500 | 190500
[5 empty] | 561500190500 | 33 | 561500 | 190500
[5 empty] | 562500190500 | 33 | 562500 | 190500
[5 empty] | 563500190500 | 33 | 563500 | 190500
[5 empty] | 564500190500 | 33 | 564500 | 190500
[5 empty] | 558500189500 | 33 | 558500 | 189500
[5 empty] | 559500189500 | 33 | 559500 | 189500
[5 empty] | 560500189500 | 33 | 560500 | 189500
[5 empty] | 561500189500 | 33 | 561500 | 189500
[5 empty] | 562500189500 | 33 | 562500 | 189500
[5 empty] | 563500189500 | 33 | 563500 | 189500
[5 empty] | 564500189500 | 33 | 564500 | 189500
[5 empty] | 559500188500 | 33 | 559500 | 188500
[5 empty] | 560500188500 | 33 | 560500 | 188500
[5 empty] | 561500188500 | 33 | 561500 | 188500
[5 empty] | 562500188500 | 33 | 562500 | 188500
[5 empty] | 563500188500 | 33 | 563500 | 188500
[5 empty] | 564500188500 | 33 | 564500 | 188500
[5 empty] | 528500111500 | 35 | 528500 | 111500
[5 empty] | 528500110500 | 35 | 528500 | 110500
[5 empty] | 529500110500 | 35 | 529500 | 110500
[5 empty] | 530500110500 | 35 | 530500 | 110500
[5 empty] | 531500110500 | 35 | 531500 | 110500
[5 empty] | 524500109500 | 35 | 524500 | 109500
[5 empty] | 525500109500 | 35 | 525500 | 109500
[5 empty] | 526500109500 | 35 | 526500 | 109500
[5 empty] | 527500109500 | 35 | 527500 | 109500
[5 empty] | 528500109500 | 35 | 528500 | 109500
[5 empty] | 529500109500 | 35 | 529500 | 109500
[5 empty] | 530500109500 | 35 | 530500 | 109500
[5 empty] | 531500109500 | 35 | 531500 | 109500
[5 empty] | 532500109500 | 35 | 532500 | 109500
[5 empty] | 533500109500 | 35 | 533500 | 109500
[5 empty] | 534500109500 | 35 | 534500 | 109500
[5 empty] | 524500108500 | 35 | 524500 | 108500
[5 empty] | 525500108500 | 35 | 525500 | 108500
[5 empty] | 526500108500 | 35 | 526500 | 108500
[5 empty] | 527500108500 | 35 | 527500 | 108500
[5 empty] | 528500108500 | 35 | 528500 | 108500
[5 empty] | 529500108500 | 35 | 529500 | 108500
[5 empty] | 530500108500 | 35 | 530500 | 108500
[5 empty] | 531500108500 | 35 | 531500 | 108500
[5 empty] | 532500108500 | 35 | 532500 | 108500
[5 empty] | 533500108500 | 35 | 533500 | 108500
[5 empty] | 534500108500 | 35 | 534500 | 108500
[5 empty] | 524500107500 | 35 | 524500 | 107500
[5 empty] | 525500107500 | 35 | 525500 | 107500
[5 empty] | 526500107500 | 35 | 526500 | 107500
[5 empty] | 527500107500 | 35 | 527500 | 107500
[5 empty] | 528500107500 | 35 | 528500 | 107500
[5 empty] | 529500107500 | 35 | 529500 | 107500
[5 empty] | 530500107500 | 35 | 530500 | 107500
[5 empty] | 531500107500 | 35 | 531500 | 107500
[5 empty] | 532500107500 | 35 | 532500 | 107500
[5 empty] | 533500107500 | 35 | 533500 | 107500
[5 empty] | 534500107500 | 35 | 534500 | 107500
[5 empty] | 535500107500 | 35 | 535500 | 107500
[5 empty] | 525500106500 | 35 | 525500 | 106500
[5 empty] | 526500106500 | 35 | 526500 | 106500
[5 empty] | 527500106500 | 35 | 527500 | 106500
[5 empty] | 528500106500 | 35 | 528500 | 106500
[5 empty] | 529500106500 | 35 | 529500 | 106500
[5 empty] | 530500106500 | 35 | 530500 | 106500
[5 empty] | 531500106500 | 35 | 531500 | 106500
[5 empty] | 532500106500 | 35 | 532500 | 106500
[5 empty] | 533500106500 | 35 | 533500 | 106500
[5 empty] | 534500106500 | 35 | 534500 | 106500
[5 empty] | 535500106500 | 35 | 535500 | 106500
[5 empty] | 536500106500 | 35 | 536500 | 106500
[5 empty] | 537500106500 | 35 | 537500 | 106500
[5 empty] | 525500105500 | 35 | 525500 | 105500
[5 empty] | 526500105500 | 35 | 526500 | 105500
[5 empty] | 527500105500 | 35 | 527500 | 105500
[5 empty] | 528500105500 | 35 | 528500 | 105500
[5 empty] | 529500105500 | 35 | 529500 | 105500
[5 empty] | 530500105500 | 35 | 530500 | 105500
[5 empty] | 531500105500 | 35 | 531500 | 105500
[5 empty] | 532500105500 | 35 | 532500 | 105500
[5 empty] | 533500105500 | 35 | 533500 | 105500
[5 empty] | 534500105500 | 35 | 534500 | 105500
[5 empty] | 535500105500 | 35 | 535500 | 105500
[5 empty] | 536500105500 | 35 | 536500 | 105500
[5 empty] | 537500105500 | 35 | 537500 | 105500
[5 empty] | 526500104500 | 35 | 526500 | 104500
[5 empty] | 527500104500 | 35 | 527500 | 104500
[5 empty] | 528500104500 | 35 | 528500 | 104500
[5 empty] | 529500104500 | 35 | 529500 | 104500
[5 empty] | 530500104500 | 35 | 530500 | 104500
[5 empty] | 531500104500 | 35 | 531500 | 104500
[5 empty] | 532500104500 | 35 | 532500 | 104500
[5 empty] | 533500104500 | 35 | 533500 | 104500
[5 empty] | 534500104500 | 35 | 534500 | 104500
[5 empty] | 535500104500 | 35 | 535500 | 104500
[5 empty] | 536500104500 | 35 | 536500 | 104500
[5 empty] | 537500104500 | 35 | 537500 | 104500
[5 empty] | 530500103500 | 35 | 530500 | 103500
[5 empty] | 531500103500 | 35 | 531500 | 103500
[5 empty] | 532500103500 | 35 | 532500 | 103500
[5 empty] | 533500103500 | 35 | 533500 | 103500
[5 empty] | 534500103500 | 35 | 534500 | 103500
[5 empty] | 535500103500 | 35 | 535500 | 103500
[5 empty] | 536500103500 | 35 | 536500 | 103500
[5 empty] | 537500103500 | 35 | 537500 | 103500
[5 empty] | 538500103500 | 35 | 538500 | 103500
[5 empty] | 539500103500 | 35 | 539500 | 103500
[5 empty] | 533500102500 | 35 | 533500 | 102500
[5 empty] | 534500102500 | 35 | 534500 | 102500
[5 empty] | 535500102500 | 35 | 535500 | 102500
[5 empty] | 536500102500 | 35 | 536500 | 102500
[5 empty] | 537500102500 | 35 | 537500 | 102500
[5 empty] | 538500102500 | 35 | 538500 | 102500
[5 empty] | 537500101500 | 35 | 537500 | 101500
[5 empty] | 353500182500 | 36 | 353500 | 182500
[5 empty] | 352500181500 | 36 | 352500 | 181500
[5 empty] | 353500181500 | 36 | 353500 | 181500
[5 empty] | 351500180500 | 36 | 351500 | 180500
[5 empty] | 352500180500 | 36 | 352500 | 180500
[5 empty] | 353500180500 | 36 | 353500 | 180500
[5 empty] | 354500180500 | 36 | 354500 | 180500
[5 empty] | 350500179500 | 36 | 350500 | 179500
[5 empty] | 351500179500 | 36 | 351500 | 179500
[5 empty] | 352500179500 | 36 | 352500 | 179500
[5 empty] | 353500179500 | 36 | 353500 | 179500
[5 empty] | 354500179500 | 36 | 354500 | 179500
[5 empty] | 356500179500 | 36 | 356500 | 179500
[5 empty] | 357500179500 | 36 | 357500 | 179500
[5 empty] | 358500179500 | 36 | 358500 | 179500
[5 empty] | 350500178500 | 36 | 350500 | 178500
[5 empty] | 351500178500 | 36 | 351500 | 178500
[5 empty] | 352500178500 | 36 | 352500 | 178500
[5 empty] | 353500178500 | 36 | 353500 | 178500
[5 empty] | 354500178500 | 36 | 354500 | 178500
[5 empty] | 355500178500 | 36 | 355500 | 178500
[5 empty] | 356500178500 | 36 | 356500 | 178500
[5 empty] | 357500178500 | 36 | 357500 | 178500
[5 empty] | 358500178500 | 36 | 358500 | 178500
[5 empty] | 351500177500 | 36 | 351500 | 177500
[5 empty] | 352500177500 | 36 | 352500 | 177500
[5 empty] | 353500177500 | 36 | 353500 | 177500
[5 empty] | 354500177500 | 36 | 354500 | 177500
[5 empty] | 355500177500 | 36 | 355500 | 177500
[5 empty] | 356500177500 | 36 | 356500 | 177500
[5 empty] | 357500177500 | 36 | 357500 | 177500
[5 empty] | 358500177500 | 36 | 358500 | 177500
[5 empty] | 359500177500 | 36 | 359500 | 177500
[5 empty] | 360500177500 | 36 | 360500 | 177500
[5 empty] | 352500176500 | 36 | 352500 | 176500
[5 empty] | 353500176500 | 36 | 353500 | 176500
[5 empty] | 354500176500 | 36 | 354500 | 176500
[5 empty] | 355500176500 | 36 | 355500 | 176500
[5 empty] | 356500176500 | 36 | 356500 | 176500
[5 empty] | 357500176500 | 36 | 357500 | 176500
[5 empty] | 358500176500 | 36 | 358500 | 176500
[5 empty] | 359500176500 | 36 | 359500 | 176500
[5 empty] | 360500176500 | 36 | 360500 | 176500
[5 empty] | 361500176500 | 36 | 361500 | 176500
[5 empty] | 362500176500 | 36 | 362500 | 176500
[5 empty] | 363500176500 | 36 | 363500 | 176500
[5 empty] | 355500175500 | 36 | 355500 | 175500
[5 empty] | 356500175500 | 36 | 356500 | 175500
[5 empty] | 357500175500 | 36 | 357500 | 175500
[5 empty] | 358500175500 | 36 | 358500 | 175500
[5 empty] | 359500175500 | 36 | 359500 | 175500
[5 empty] | 360500175500 | 36 | 360500 | 175500
[5 empty] | 361500175500 | 36 | 361500 | 175500
[5 empty] | 362500175500 | 36 | 362500 | 175500
[5 empty] | 363500175500 | 36 | 363500 | 175500
[5 empty] | 356500174500 | 36 | 356500 | 174500
[5 empty] | 357500174500 | 36 | 357500 | 174500
[5 empty] | 358500174500 | 36 | 358500 | 174500
[5 empty] | 359500174500 | 36 | 359500 | 174500
[5 empty] | 360500174500 | 36 | 360500 | 174500
[5 empty] | 361500174500 | 36 | 361500 | 174500
[5 empty] | 362500174500 | 36 | 362500 | 174500
[5 empty] | 363500174500 | 36 | 363500 | 174500
[5 empty] | 364500174500 | 36 | 364500 | 174500
[5 empty] | 356500173500 | 36 | 356500 | 173500
[5 empty] | 357500173500 | 36 | 357500 | 173500
[5 empty] | 358500173500 | 36 | 358500 | 173500
[5 empty] | 359500173500 | 36 | 359500 | 173500
[5 empty] | 360500173500 | 36 | 360500 | 173500
[5 empty] | 361500173500 | 36 | 361500 | 173500
[5 empty] | 362500173500 | 36 | 362500 | 173500
[5 empty] | 363500173500 | 36 | 363500 | 173500
[5 empty] | 356500172500 | 36 | 356500 | 172500
[5 empty] | 357500172500 | 36 | 357500 | 172500
[5 empty] | 358500172500 | 36 | 358500 | 172500
[5 empty] | 359500172500 | 36 | 359500 | 172500
[5 empty] | 360500172500 | 36 | 360500 | 172500
[5 empty] | 361500172500 | 36 | 361500 | 172500
[5 empty] | 362500172500 | 36 | 362500 | 172500
[5 empty] | 363500172500 | 36 | 363500 | 172500
[5 empty] | 356500171500 | 36 | 356500 | 171500
[5 empty] | 357500171500 | 36 | 357500 | 171500
[5 empty] | 358500171500 | 36 | 358500 | 171500
[5 empty] | 359500171500 | 36 | 359500 | 171500
[5 empty] | 360500171500 | 36 | 360500 | 171500
[5 empty] | 361500171500 | 36 | 361500 | 171500
[5 empty] | 362500171500 | 36 | 362500 | 171500
[5 empty] | 356500170500 | 36 | 356500 | 170500
[5 empty] | 357500170500 | 36 | 357500 | 170500
[5 empty] | 358500170500 | 36 | 358500 | 170500
[5 empty] | 359500170500 | 36 | 359500 | 170500
[5 empty] | 360500170500 | 36 | 360500 | 170500
[5 empty] | 361500170500 | 36 | 361500 | 170500
[5 empty] | 362500170500 | 36 | 362500 | 170500
[5 empty] | 363500170500 | 36 | 363500 | 170500
[5 empty] | 356500169500 | 36 | 356500 | 169500
[5 empty] | 357500169500 | 36 | 357500 | 169500
[5 empty] | 358500169500 | 36 | 358500 | 169500
[5 empty] | 359500169500 | 36 | 359500 | 169500
[5 empty] | 360500169500 | 36 | 360500 | 169500
[5 empty] | 361500169500 | 36 | 361500 | 169500
[5 empty] | 362500169500 | 36 | 362500 | 169500
[5 empty] | 356500168500 | 36 | 356500 | 168500
[5 empty] | 357500168500 | 36 | 357500 | 168500
[5 empty] | 358500168500 | 36 | 358500 | 168500
[5 empty] | 359500168500 | 36 | 359500 | 168500
[5 empty] | 360500168500 | 36 | 360500 | 168500
[5 empty] | 361500168500 | 36 | 361500 | 168500
[5 empty] | 362500168500 | 36 | 362500 | 168500
[5 empty] | 356500167500 | 36 | 356500 | 167500
[5 empty] | 357500167500 | 36 | 357500 | 167500
[5 empty] | 358500167500 | 36 | 358500 | 167500
[5 empty] | 359500167500 | 36 | 359500 | 167500
[5 empty] | 360500167500 | 36 | 360500 | 167500
[5 empty] | 609500329500 | 37 | 609500 | 329500
[5 empty] | 612500329500 | 37 | 612500 | 329500
[5 empty] | 613500329500 | 37 | 613500 | 329500
[5 empty] | 614500329500 | 37 | 614500 | 329500
[5 empty] | 616500329500 | 37 | 616500 | 329500
[5 empty] | 617500329500 | 37 | 617500 | 329500
[5 empty] | 618500329500 | 37 | 618500 | 329500
[5 empty] | 620500329500 | 37 | 620500 | 329500
[5 empty] | 606500328500 | 37 | 606500 | 328500
[5 empty] | 607500328500 | 37 | 607500 | 328500
[5 empty] | 608500328500 | 37 | 608500 | 328500
[5 empty] | 609500328500 | 37 | 609500 | 328500
[5 empty] | 610500328500 | 37 | 610500 | 328500
[5 empty] | 611500328500 | 37 | 611500 | 328500
[5 empty] | 612500328500 | 37 | 612500 | 328500
[5 empty] | 613500328500 | 37 | 613500 | 328500
[5 empty] | 614500328500 | 37 | 614500 | 328500
[5 empty] | 615500328500 | 37 | 615500 | 328500
[5 empty] | 616500328500 | 37 | 616500 | 328500
[5 empty] | 617500328500 | 37 | 617500 | 328500
[5 empty] | 618500328500 | 37 | 618500 | 328500
[5 empty] | 619500328500 | 37 | 619500 | 328500
[5 empty] | 620500328500 | 37 | 620500 | 328500
[5 empty] | 604500327500 | 37 | 604500 | 327500
[5 empty] | 605500327500 | 37 | 605500 | 327500
[5 empty] | 606500327500 | 37 | 606500 | 327500
[5 empty] | 607500327500 | 37 | 607500 | 327500
[5 empty] | 608500327500 | 37 | 608500 | 327500
[5 empty] | 609500327500 | 37 | 609500 | 327500
[5 empty] | 610500327500 | 37 | 610500 | 327500
[5 empty] | 611500327500 | 37 | 611500 | 327500
[5 empty] | 612500327500 | 37 | 612500 | 327500
[5 empty] | 613500327500 | 37 | 613500 | 327500
[5 empty] | 614500327500 | 37 | 614500 | 327500
[5 empty] | 615500327500 | 37 | 615500 | 327500
[5 empty] | 616500327500 | 37 | 616500 | 327500
[5 empty] | 617500327500 | 37 | 617500 | 327500
[5 empty] | 618500327500 | 37 | 618500 | 327500
[5 empty] | 619500327500 | 37 | 619500 | 327500
[5 empty] | 620500327500 | 37 | 620500 | 327500
[5 empty] | 621500327500 | 37 | 621500 | 327500
[5 empty] | 622500327500 | 37 | 622500 | 327500
[5 empty] | 602500326500 | 37 | 602500 | 326500
[5 empty] | 603500326500 | 37 | 603500 | 326500
[5 empty] | 604500326500 | 37 | 604500 | 326500
[5 empty] | 605500326500 | 37 | 605500 | 326500
[5 empty] | 606500326500 | 37 | 606500 | 326500
[5 empty] | 607500326500 | 37 | 607500 | 326500
[5 empty] | 608500326500 | 37 | 608500 | 326500
[5 empty] | 609500326500 | 37 | 609500 | 326500
[5 empty] | 610500326500 | 37 | 610500 | 326500
[5 empty] | 611500326500 | 37 | 611500 | 326500
[5 empty] | 612500326500 | 37 | 612500 | 326500
[5 empty] | 613500326500 | 37 | 613500 | 326500
[5 empty] | 614500326500 | 37 | 614500 | 326500
[5 empty] | 615500326500 | 37 | 615500 | 326500
[5 empty] | 616500326500 | 37 | 616500 | 326500
[5 empty] | 617500326500 | 37 | 617500 | 326500
[5 empty] | 618500326500 | 37 | 618500 | 326500
[5 empty] | 619500326500 | 37 | 619500 | 326500
[5 empty] | 620500326500 | 37 | 620500 | 326500
[5 empty] | 621500326500 | 37 | 621500 | 326500
[5 empty] | 622500326500 | 37 | 622500 | 326500
[5 empty] | 623500326500 | 37 | 623500 | 326500
[5 empty] | 602500325500 | 37 | 602500 | 325500
[5 empty] | 603500325500 | 37 | 603500 | 325500
[5 empty] | 604500325500 | 37 | 604500 | 325500
[5 empty] | 605500325500 | 37 | 605500 | 325500
[5 empty] | 606500325500 | 37 | 606500 | 325500
[5 empty] | 607500325500 | 37 | 607500 | 325500
[5 empty] | 608500325500 | 37 | 608500 | 325500
[5 empty] | 609500325500 | 37 | 609500 | 325500
[5 empty] | 610500325500 | 37 | 610500 | 325500
[5 empty] | 611500325500 | 37 | 611500 | 325500
[5 empty] | 612500325500 | 37 | 612500 | 325500
[5 empty] | 613500325500 | 37 | 613500 | 325500
[5 empty] | 614500325500 | 37 | 614500 | 325500
[5 empty] | 615500325500 | 37 | 615500 | 325500
[5 empty] | 616500325500 | 37 | 616500 | 325500
[5 empty] | 617500325500 | 37 | 617500 | 325500
[5 empty] | 618500325500 | 37 | 618500 | 325500
[5 empty] | 619500325500 | 37 | 619500 | 325500
[5 empty] | 620500325500 | 37 | 620500 | 325500
[5 empty] | 621500325500 | 37 | 621500 | 325500
[5 empty] | 622500325500 | 37 | 622500 | 325500
[5 empty] | 623500325500 | 37 | 623500 | 325500
[5 empty] | 602500324500 | 37 | 602500 | 324500
[5 empty] | 603500324500 | 37 | 603500 | 324500
[5 empty] | 604500324500 | 37 | 604500 | 324500
[5 empty] | 605500324500 | 37 | 605500 | 324500
[5 empty] | 606500324500 | 37 | 606500 | 324500
[5 empty] | 607500324500 | 37 | 607500 | 324500
[5 empty] | 608500324500 | 37 | 608500 | 324500
[5 empty] | 609500324500 | 37 | 609500 | 324500
[5 empty] | 610500324500 | 37 | 610500 | 324500
[5 empty] | 611500324500 | 37 | 611500 | 324500
[5 empty] | 612500324500 | 37 | 612500 | 324500
[5 empty] | 613500324500 | 37 | 613500 | 324500
[5 empty] | 614500324500 | 37 | 614500 | 324500
[5 empty] | 615500324500 | 37 | 615500 | 324500
[5 empty] | 616500324500 | 37 | 616500 | 324500
[5 empty] | 617500324500 | 37 | 617500 | 324500
[5 empty] | 618500324500 | 37 | 618500 | 324500
[5 empty] | 619500324500 | 37 | 619500 | 324500
[5 empty] | 620500324500 | 37 | 620500 | 324500
[5 empty] | 621500324500 | 37 | 621500 | 324500
[5 empty] | 622500324500 | 37 | 622500 | 324500
[5 empty] | 623500324500 | 37 | 623500 | 324500
[5 empty] | 603500323500 | 37 | 603500 | 323500
[5 empty] | 604500323500 | 37 | 604500 | 323500
[5 empty] | 605500323500 | 37 | 605500 | 323500
[5 empty] | 606500323500 | 37 | 606500 | 323500
[5 empty] | 607500323500 | 37 | 607500 | 323500
[5 empty] | 608500323500 | 37 | 608500 | 323500
[5 empty] | 609500323500 | 37 | 609500 | 323500
[5 empty] | 610500323500 | 37 | 610500 | 323500
[5 empty] | 611500323500 | 37 | 611500 | 323500
[5 empty] | 612500323500 | 37 | 612500 | 323500
[5 empty] | 613500323500 | 37 | 613500 | 323500
[5 empty] | 614500323500 | 37 | 614500 | 323500
[5 empty] | 615500323500 | 37 | 615500 | 323500
[5 empty] | 616500323500 | 37 | 616500 | 323500
[5 empty] | 617500323500 | 37 | 617500 | 323500
[5 empty] | 618500323500 | 37 | 618500 | 323500
[5 empty] | 619500323500 | 37 | 619500 | 323500
[5 empty] | 620500323500 | 37 | 620500 | 323500
[5 empty] | 621500323500 | 37 | 621500 | 323500
[5 empty] | 622500323500 | 37 | 622500 | 323500
[5 empty] | 623500323500 | 37 | 623500 | 323500
[5 empty] | 624500323500 | 37 | 624500 | 323500
[5 empty] | 606500322500 | 37 | 606500 | 322500
[5 empty] | 607500322500 | 37 | 607500 | 322500
[5 empty] | 608500322500 | 37 | 608500 | 322500
[5 empty] | 609500322500 | 37 | 609500 | 322500
[5 empty] | 610500322500 | 37 | 610500 | 322500
[5 empty] | 611500322500 | 37 | 611500 | 322500
[5 empty] | 612500322500 | 37 | 612500 | 322500
[5 empty] | 613500322500 | 37 | 613500 | 322500
[5 empty] | 614500322500 | 37 | 614500 | 322500
[5 empty] | 615500322500 | 37 | 615500 | 322500
[5 empty] | 616500322500 | 37 | 616500 | 322500
[5 empty] | 617500322500 | 37 | 617500 | 322500
[5 empty] | 618500322500 | 37 | 618500 | 322500
[5 empty] | 619500322500 | 37 | 619500 | 322500
[5 empty] | 620500322500 | 37 | 620500 | 322500
[5 empty] | 621500322500 | 37 | 621500 | 322500
[5 empty] | 622500322500 | 37 | 622500 | 322500
[5 empty] | 623500322500 | 37 | 623500 | 322500
[5 empty] | 624500322500 | 37 | 624500 | 322500
[5 empty] | 625500322500 | 37 | 625500 | 322500
[5 empty] | 606500321500 | 37 | 606500 | 321500
[5 empty] | 607500321500 | 37 | 607500 | 321500
[5 empty] | 608500321500 | 37 | 608500 | 321500
[5 empty] | 609500321500 | 37 | 609500 | 321500
[5 empty] | 610500321500 | 37 | 610500 | 321500
[5 empty] | 611500321500 | 37 | 611500 | 321500
[5 empty] | 612500321500 | 37 | 612500 | 321500
[5 empty] | 613500321500 | 37 | 613500 | 321500
[5 empty] | 614500321500 | 37 | 614500 | 321500
[5 empty] | 615500321500 | 37 | 615500 | 321500
[5 empty] | 616500321500 | 37 | 616500 | 321500
[5 empty] | 617500321500 | 37 | 617500 | 321500
[5 empty] | 618500321500 | 37 | 618500 | 321500
[5 empty] | 619500321500 | 37 | 619500 | 321500
[5 empty] | 620500321500 | 37 | 620500 | 321500
[5 empty] | 621500321500 | 37 | 621500 | 321500
[5 empty] | 622500321500 | 37 | 622500 | 321500
[5 empty] | 623500321500 | 37 | 623500 | 321500
[5 empty] | 624500321500 | 37 | 624500 | 321500
[5 empty] | 625500321500 | 37 | 625500 | 321500
[5 empty] | 626500321500 | 37 | 626500 | 321500
[5 empty] | 627500321500 | 37 | 627500 | 321500
[5 empty] | 608500320500 | 37 | 608500 | 320500
[5 empty] | 609500320500 | 37 | 609500 | 320500
[5 empty] | 610500320500 | 37 | 610500 | 320500
[5 empty] | 611500320500 | 37 | 611500 | 320500
[5 empty] | 612500320500 | 37 | 612500 | 320500
[5 empty] | 613500320500 | 37 | 613500 | 320500
[5 empty] | 614500320500 | 37 | 614500 | 320500
[5 empty] | 615500320500 | 37 | 615500 | 320500
[5 empty] | 616500320500 | 37 | 616500 | 320500
[5 empty] | 617500320500 | 37 | 617500 | 320500
[5 empty] | 618500320500 | 37 | 618500 | 320500
[5 empty] | 619500320500 | 37 | 619500 | 320500
[5 empty] | 620500320500 | 37 | 620500 | 320500
[5 empty] | 621500320500 | 37 | 621500 | 320500
[5 empty] | 622500320500 | 37 | 622500 | 320500
[5 empty] | 623500320500 | 37 | 623500 | 320500
[5 empty] | 624500320500 | 37 | 624500 | 320500
[5 empty] | 625500320500 | 37 | 625500 | 320500
[5 empty] | 626500320500 | 37 | 626500 | 320500
[5 empty] | 627500320500 | 37 | 627500 | 320500
[5 empty] | 628500320500 | 37 | 628500 | 320500
[5 empty] | 608500319500 | 37 | 608500 | 319500
[5 empty] | 609500319500 | 37 | 609500 | 319500
[5 empty] | 610500319500 | 37 | 610500 | 319500
[5 empty] | 611500319500 | 37 | 611500 | 319500
[5 empty] | 612500319500 | 37 | 612500 | 319500
[5 empty] | 613500319500 | 37 | 613500 | 319500
[5 empty] | 614500319500 | 37 | 614500 | 319500
[5 empty] | 615500319500 | 37 | 615500 | 319500
[5 empty] | 616500319500 | 37 | 616500 | 319500
[5 empty] | 617500319500 | 37 | 617500 | 319500
[5 empty] | 618500319500 | 37 | 618500 | 319500
[5 empty] | 619500319500 | 37 | 619500 | 319500
[5 empty] | 620500319500 | 37 | 620500 | 319500
[5 empty] | 621500319500 | 37 | 621500 | 319500
[5 empty] | 622500319500 | 37 | 622500 | 319500
[5 empty] | 623500319500 | 37 | 623500 | 319500
[5 empty] | 624500319500 | 37 | 624500 | 319500
[5 empty] | 625500319500 | 37 | 625500 | 319500
[5 empty] | 626500319500 | 37 | 626500 | 319500
[5 empty] | 627500319500 | 37 | 627500 | 319500
[5 empty] | 628500319500 | 37 | 628500 | 319500
[5 empty] | 629500319500 | 37 | 629500 | 319500
[5 empty] | 609500318500 | 37 | 609500 | 318500
[5 empty] | 610500318500 | 37 | 610500 | 318500
[5 empty] | 611500318500 | 37 | 611500 | 318500
[5 empty] | 612500318500 | 37 | 612500 | 318500
[5 empty] | 613500318500 | 37 | 613500 | 318500
[5 empty] | 614500318500 | 37 | 614500 | 318500
[5 empty] | 615500318500 | 37 | 615500 | 318500
[5 empty] | 616500318500 | 37 | 616500 | 318500
[5 empty] | 617500318500 | 37 | 617500 | 318500
[5 empty] | 618500318500 | 37 | 618500 | 318500
[5 empty] | 619500318500 | 37 | 619500 | 318500
[5 empty] | 620500318500 | 37 | 620500 | 318500
[5 empty] | 621500318500 | 37 | 621500 | 318500
[5 empty] | 622500318500 | 37 | 622500 | 318500
[5 empty] | 623500318500 | 37 | 623500 | 318500
[5 empty] | 624500318500 | 37 | 624500 | 318500
[5 empty] | 625500318500 | 37 | 625500 | 318500
[5 empty] | 626500318500 | 37 | 626500 | 318500
[5 empty] | 627500318500 | 37 | 627500 | 318500
[5 empty] | 628500318500 | 37 | 628500 | 318500
[5 empty] | 629500318500 | 37 | 629500 | 318500
[5 empty] | 610500317500 | 37 | 610500 | 317500
[5 empty] | 611500317500 | 37 | 611500 | 317500
[5 empty] | 612500317500 | 37 | 612500 | 317500
[5 empty] | 613500317500 | 37 | 613500 | 317500
[5 empty] | 614500317500 | 37 | 614500 | 317500
[5 empty] | 615500317500 | 37 | 615500 | 317500
[5 empty] | 616500317500 | 37 | 616500 | 317500
[5 empty] | 617500317500 | 37 | 617500 | 317500
[5 empty] | 618500317500 | 37 | 618500 | 317500
[5 empty] | 619500317500 | 37 | 619500 | 317500
[5 empty] | 620500317500 | 37 | 620500 | 317500
[5 empty] | 621500317500 | 37 | 621500 | 317500
[5 empty] | 622500317500 | 37 | 622500 | 317500
[5 empty] | 623500317500 | 37 | 623500 | 317500
[5 empty] | 624500317500 | 37 | 624500 | 317500
[5 empty] | 625500317500 | 37 | 625500 | 317500
[5 empty] | 626500317500 | 37 | 626500 | 317500
[5 empty] | 627500317500 | 37 | 627500 | 317500
[5 empty] | 628500317500 | 37 | 628500 | 317500
[5 empty] | 629500317500 | 37 | 629500 | 317500
[5 empty] | 630500317500 | 37 | 630500 | 317500
[5 empty] | 609500316500 | 37 | 609500 | 316500
[5 empty] | 610500316500 | 37 | 610500 | 316500
[5 empty] | 611500316500 | 37 | 611500 | 316500
[5 empty] | 612500316500 | 37 | 612500 | 316500
[5 empty] | 613500316500 | 37 | 613500 | 316500
[5 empty] | 614500316500 | 37 | 614500 | 316500
[5 empty] | 615500316500 | 37 | 615500 | 316500
[5 empty] | 616500316500 | 37 | 616500 | 316500
[5 empty] | 617500316500 | 37 | 617500 | 316500
[5 empty] | 618500316500 | 37 | 618500 | 316500
[5 empty] | 619500316500 | 37 | 619500 | 316500
[5 empty] | 620500316500 | 37 | 620500 | 316500
[5 empty] | 621500316500 | 37 | 621500 | 316500
[5 empty] | 622500316500 | 37 | 622500 | 316500
[5 empty] | 623500316500 | 37 | 623500 | 316500
[5 empty] | 624500316500 | 37 | 624500 | 316500
[5 empty] | 625500316500 | 37 | 625500 | 316500
[5 empty] | 626500316500 | 37 | 626500 | 316500
[5 empty] | 627500316500 | 37 | 627500 | 316500
[5 empty] | 628500316500 | 37 | 628500 | 316500
[5 empty] | 629500316500 | 37 | 629500 | 316500
[5 empty] | 630500316500 | 37 | 630500 | 316500
[5 empty] | 633500316500 | 37 | 633500 | 316500
[5 empty] | 609500315500 | 37 | 609500 | 315500
[5 empty] | 610500315500 | 37 | 610500 | 315500
[5 empty] | 611500315500 | 37 | 611500 | 315500
[5 empty] | 612500315500 | 37 | 612500 | 315500
[5 empty] | 613500315500 | 37 | 613500 | 315500
[5 empty] | 614500315500 | 37 | 614500 | 315500
[5 empty] | 615500315500 | 37 | 615500 | 315500
[5 empty] | 616500315500 | 37 | 616500 | 315500
[5 empty] | 617500315500 | 37 | 617500 | 315500
[5 empty] | 618500315500 | 37 | 618500 | 315500
[5 empty] | 619500315500 | 37 | 619500 | 315500
[5 empty] | 620500315500 | 37 | 620500 | 315500
[5 empty] | 621500315500 | 37 | 621500 | 315500
[5 empty] | 622500315500 | 37 | 622500 | 315500
[5 empty] | 623500315500 | 37 | 623500 | 315500
[5 empty] | 624500315500 | 37 | 624500 | 315500
[5 empty] | 625500315500 | 37 | 625500 | 315500
[5 empty] | 626500315500 | 37 | 626500 | 315500
[5 empty] | 627500315500 | 37 | 627500 | 315500
[5 empty] | 628500315500 | 37 | 628500 | 315500
[5 empty] | 629500315500 | 37 | 629500 | 315500
[5 empty] | 630500315500 | 37 | 630500 | 315500
[5 empty] | 631500315500 | 37 | 631500 | 315500
[5 empty] | 632500315500 | 37 | 632500 | 315500
[5 empty] | 633500315500 | 37 | 633500 | 315500
[5 empty] | 634500315500 | 37 | 634500 | 315500
[5 empty] | 635500315500 | 37 | 635500 | 315500
[5 empty] | 636500315500 | 37 | 636500 | 315500
[5 empty] | 637500315500 | 37 | 637500 | 315500
[5 empty] | 610500314500 | 37 | 610500 | 314500
[5 empty] | 611500314500 | 37 | 611500 | 314500
[5 empty] | 612500314500 | 37 | 612500 | 314500
[5 empty] | 613500314500 | 37 | 613500 | 314500
[5 empty] | 614500314500 | 37 | 614500 | 314500
[5 empty] | 615500314500 | 37 | 615500 | 314500
[5 empty] | 616500314500 | 37 | 616500 | 314500
[5 empty] | 617500314500 | 37 | 617500 | 314500
[5 empty] | 618500314500 | 37 | 618500 | 314500
[5 empty] | 619500314500 | 37 | 619500 | 314500
[5 empty] | 620500314500 | 37 | 620500 | 314500
[5 empty] | 621500314500 | 37 | 621500 | 314500
[5 empty] | 622500314500 | 37 | 622500 | 314500
[5 empty] | 623500314500 | 37 | 623500 | 314500
[5 empty] | 624500314500 | 37 | 624500 | 314500
[5 empty] | 625500314500 | 37 | 625500 | 314500
[5 empty] | 626500314500 | 37 | 626500 | 314500
[5 empty] | 627500314500 | 37 | 627500 | 314500
[5 empty] | 628500314500 | 37 | 628500 | 314500
[5 empty] | 629500314500 | 37 | 629500 | 314500
[5 empty] | 630500314500 | 37 | 630500 | 314500
[5 empty] | 631500314500 | 37 | 631500 | 314500
[5 empty] | 632500314500 | 37 | 632500 | 314500
[5 empty] | 633500314500 | 37 | 633500 | 314500
[5 empty] | 634500314500 | 37 | 634500 | 314500
[5 empty] | 635500314500 | 37 | 635500 | 314500
[5 empty] | 636500314500 | 37 | 636500 | 314500
[5 empty] | 637500314500 | 37 | 637500 | 314500
[5 empty] | 638500314500 | 37 | 638500 | 314500
[5 empty] | 639500314500 | 37 | 639500 | 314500
[5 empty] | 610500313500 | 37 | 610500 | 313500
[5 empty] | 611500313500 | 37 | 611500 | 313500
[5 empty] | 612500313500 | 37 | 612500 | 313500
[5 empty] | 613500313500 | 37 | 613500 | 313500
[5 empty] | 614500313500 | 37 | 614500 | 313500
[5 empty] | 615500313500 | 37 | 615500 | 313500
[5 empty] | 616500313500 | 37 | 616500 | 313500
[5 empty] | 617500313500 | 37 | 617500 | 313500
[5 empty] | 618500313500 | 37 | 618500 | 313500
[5 empty] | 619500313500 | 37 | 619500 | 313500
[5 empty] | 620500313500 | 37 | 620500 | 313500
[5 empty] | 623500313500 | 37 | 623500 | 313500
[5 empty] | 624500313500 | 37 | 624500 | 313500
[5 empty] | 625500313500 | 37 | 625500 | 313500
[5 empty] | 626500313500 | 37 | 626500 | 313500
[5 empty] | 627500313500 | 37 | 627500 | 313500
[5 empty] | 628500313500 | 37 | 628500 | 313500
[5 empty] | 629500313500 | 37 | 629500 | 313500
[5 empty] | 630500313500 | 37 | 630500 | 313500
[5 empty] | 631500313500 | 37 | 631500 | 313500
[5 empty] | 632500313500 | 37 | 632500 | 313500
[5 empty] | 633500313500 | 37 | 633500 | 313500
[5 empty] | 634500313500 | 37 | 634500 | 313500
[5 empty] | 635500313500 | 37 | 635500 | 313500
[5 empty] | 636500313500 | 37 | 636500 | 313500
[5 empty] | 637500313500 | 37 | 637500 | 313500
[5 empty] | 638500313500 | 37 | 638500 | 313500
[5 empty] | 639500313500 | 37 | 639500 | 313500
[5 empty] | 640500313500 | 37 | 640500 | 313500
[5 empty] | 610500312500 | 37 | 610500 | 312500
[5 empty] | 611500312500 | 37 | 611500 | 312500
[5 empty] | 612500312500 | 37 | 612500 | 312500
[5 empty] | 613500312500 | 37 | 613500 | 312500
[5 empty] | 614500312500 | 37 | 614500 | 312500
[5 empty] | 617500312500 | 37 | 617500 | 312500
[5 empty] | 619500312500 | 37 | 619500 | 312500
[5 empty] | 620500312500 | 37 | 620500 | 312500
[5 empty] | 621500312500 | 37 | 621500 | 312500
[5 empty] | 623500312500 | 37 | 623500 | 312500
[5 empty] | 624500312500 | 37 | 624500 | 312500
[5 empty] | 625500312500 | 37 | 625500 | 312500
[5 empty] | 626500312500 | 37 | 626500 | 312500
[5 empty] | 627500312500 | 37 | 627500 | 312500
[5 empty] | 628500312500 | 37 | 628500 | 312500
[5 empty] | 629500312500 | 37 | 629500 | 312500
[5 empty] | 630500312500 | 37 | 630500 | 312500
[5 empty] | 631500312500 | 37 | 631500 | 312500
[5 empty] | 632500312500 | 37 | 632500 | 312500
[5 empty] | 633500312500 | 37 | 633500 | 312500
[5 empty] | 634500312500 | 37 | 634500 | 312500
[5 empty] | 635500312500 | 37 | 635500 | 312500
[5 empty] | 636500312500 | 37 | 636500 | 312500
[5 empty] | 637500312500 | 37 | 637500 | 312500
[5 empty] | 638500312500 | 37 | 638500 | 312500
[5 empty] | 639500312500 | 37 | 639500 | 312500
[5 empty] | 640500312500 | 37 | 640500 | 312500
[5 empty] | 610500311500 | 37 | 610500 | 311500
[5 empty] | 611500311500 | 37 | 611500 | 311500
[5 empty] | 612500311500 | 37 | 612500 | 311500
[5 empty] | 619500311500 | 37 | 619500 | 311500
[5 empty] | 620500311500 | 37 | 620500 | 311500
[5 empty] | 621500311500 | 37 | 621500 | 311500
[5 empty] | 623500311500 | 37 | 623500 | 311500
[5 empty] | 624500311500 | 37 | 624500 | 311500
[5 empty] | 625500311500 | 37 | 625500 | 311500
[5 empty] | 626500311500 | 37 | 626500 | 311500
[5 empty] | 627500311500 | 37 | 627500 | 311500
[5 empty] | 628500311500 | 37 | 628500 | 311500
[5 empty] | 629500311500 | 37 | 629500 | 311500
[5 empty] | 630500311500 | 37 | 630500 | 311500
[5 empty] | 631500311500 | 37 | 631500 | 311500
[5 empty] | 632500311500 | 37 | 632500 | 311500
[5 empty] | 633500311500 | 37 | 633500 | 311500
[5 empty] | 634500311500 | 37 | 634500 | 311500
[5 empty] | 635500311500 | 37 | 635500 | 311500
[5 empty] | 636500311500 | 37 | 636500 | 311500
[5 empty] | 637500311500 | 37 | 637500 | 311500
[5 empty] | 638500311500 | 37 | 638500 | 311500
[5 empty] | 639500311500 | 37 | 639500 | 311500
[5 empty] | 640500311500 | 37 | 640500 | 311500
[5 empty] | 610500310500 | 37 | 610500 | 310500
[5 empty] | 611500310500 | 37 | 611500 | 310500
[5 empty] | 626500310500 | 37 | 626500 | 310500
[5 empty] | 627500310500 | 37 | 627500 | 310500
[5 empty] | 628500310500 | 37 | 628500 | 310500
[5 empty] | 629500310500 | 37 | 629500 | 310500
[5 empty] | 630500310500 | 37 | 630500 | 310500
[5 empty] | 631500310500 | 37 | 631500 | 310500
[5 empty] | 632500310500 | 37 | 632500 | 310500
[5 empty] | 633500310500 | 37 | 633500 | 310500
[5 empty] | 634500310500 | 37 | 634500 | 310500
[5 empty] | 635500310500 | 37 | 635500 | 310500
[5 empty] | 636500310500 | 37 | 636500 | 310500
[5 empty] | 637500310500 | 37 | 637500 | 310500
[5 empty] | 638500310500 | 37 | 638500 | 310500
[5 empty] | 639500310500 | 37 | 639500 | 310500
[5 empty] | 640500310500 | 37 | 640500 | 310500
[5 empty] | 641500310500 | 37 | 641500 | 310500
[5 empty] | 626500309500 | 37 | 626500 | 309500
[5 empty] | 627500309500 | 37 | 627500 | 309500
[5 empty] | 628500309500 | 37 | 628500 | 309500
[5 empty] | 629500309500 | 37 | 629500 | 309500
[5 empty] | 630500309500 | 37 | 630500 | 309500
[5 empty] | 631500309500 | 37 | 631500 | 309500
[5 empty] | 632500309500 | 37 | 632500 | 309500
[5 empty] | 633500309500 | 37 | 633500 | 309500
[5 empty] | 634500309500 | 37 | 634500 | 309500
[5 empty] | 635500309500 | 37 | 635500 | 309500
[5 empty] | 636500309500 | 37 | 636500 | 309500
[5 empty] | 637500309500 | 37 | 637500 | 309500
[5 empty] | 638500309500 | 37 | 638500 | 309500
[5 empty] | 639500309500 | 37 | 639500 | 309500
[5 empty] | 640500309500 | 37 | 640500 | 309500
[5 empty] | 641500309500 | 37 | 641500 | 309500
[5 empty] | 642500309500 | 37 | 642500 | 309500
[5 empty] | 646500309500 | 37 | 646500 | 309500
[5 empty] | 625500308500 | 37 | 625500 | 308500
[5 empty] | 626500308500 | 37 | 626500 | 308500
[5 empty] | 627500308500 | 37 | 627500 | 308500
[5 empty] | 628500308500 | 37 | 628500 | 308500
[5 empty] | 629500308500 | 37 | 629500 | 308500
[5 empty] | 630500308500 | 37 | 630500 | 308500
[5 empty] | 631500308500 | 37 | 631500 | 308500
[5 empty] | 632500308500 | 37 | 632500 | 308500
[5 empty] | 633500308500 | 37 | 633500 | 308500
[5 empty] | 634500308500 | 37 | 634500 | 308500
[5 empty] | 635500308500 | 37 | 635500 | 308500
[5 empty] | 636500308500 | 37 | 636500 | 308500
[5 empty] | 637500308500 | 37 | 637500 | 308500
[5 empty] | 638500308500 | 37 | 638500 | 308500
[5 empty] | 639500308500 | 37 | 639500 | 308500
[5 empty] | 640500308500 | 37 | 640500 | 308500
[5 empty] | 641500308500 | 37 | 641500 | 308500
[5 empty] | 642500308500 | 37 | 642500 | 308500
[5 empty] | 643500308500 | 37 | 643500 | 308500
[5 empty] | 644500308500 | 37 | 644500 | 308500
[5 empty] | 645500308500 | 37 | 645500 | 308500
[5 empty] | 646500308500 | 37 | 646500 | 308500
[5 empty] | 647500308500 | 37 | 647500 | 308500
[5 empty] | 648500308500 | 37 | 648500 | 308500
[5 empty] | 629500307500 | 37 | 629500 | 307500
[5 empty] | 630500307500 | 37 | 630500 | 307500
[5 empty] | 633500307500 | 37 | 633500 | 307500
[5 empty] | 634500307500 | 37 | 634500 | 307500
[5 empty] | 635500307500 | 37 | 635500 | 307500
[5 empty] | 636500307500 | 37 | 636500 | 307500
[5 empty] | 637500307500 | 37 | 637500 | 307500
[5 empty] | 638500307500 | 37 | 638500 | 307500
[5 empty] | 639500307500 | 37 | 639500 | 307500
[5 empty] | 640500307500 | 37 | 640500 | 307500
[5 empty] | 641500307500 | 37 | 641500 | 307500
[5 empty] | 642500307500 | 37 | 642500 | 307500
[5 empty] | 643500307500 | 37 | 643500 | 307500
[5 empty] | 644500307500 | 37 | 644500 | 307500
[5 empty] | 645500307500 | 37 | 645500 | 307500
[5 empty] | 646500307500 | 37 | 646500 | 307500
[5 empty] | 647500307500 | 37 | 647500 | 307500
[5 empty] | 629500306500 | 37 | 629500 | 306500
[5 empty] | 633500306500 | 37 | 633500 | 306500
[5 empty] | 634500306500 | 37 | 634500 | 306500
[5 empty] | 635500306500 | 37 | 635500 | 306500
[5 empty] | 636500306500 | 37 | 636500 | 306500
[5 empty] | 637500306500 | 37 | 637500 | 306500
[5 empty] | 638500306500 | 37 | 638500 | 306500
[5 empty] | 639500306500 | 37 | 639500 | 306500
[5 empty] | 640500306500 | 37 | 640500 | 306500
[5 empty] | 641500306500 | 37 | 641500 | 306500
[5 empty] | 642500306500 | 37 | 642500 | 306500
[5 empty] | 643500306500 | 37 | 643500 | 306500
[5 empty] | 644500306500 | 37 | 644500 | 306500
[5 empty] | 645500306500 | 37 | 645500 | 306500
[5 empty] | 646500306500 | 37 | 646500 | 306500
[5 empty] | 634500305500 | 37 | 634500 | 305500
[5 empty] | 635500305500 | 37 | 635500 | 305500
[5 empty] | 636500305500 | 37 | 636500 | 305500
[5 empty] | 637500305500 | 37 | 637500 | 305500
[5 empty] | 638500305500 | 37 | 638500 | 305500
[5 empty] | 639500305500 | 37 | 639500 | 305500
[5 empty] | 640500305500 | 37 | 640500 | 305500
[5 empty] | 641500305500 | 37 | 641500 | 305500
[5 empty] | 642500305500 | 37 | 642500 | 305500
[5 empty] | 643500305500 | 37 | 643500 | 305500
[5 empty] | 644500305500 | 37 | 644500 | 305500
[5 empty] | 645500305500 | 37 | 645500 | 305500
[5 empty] | 646500305500 | 37 | 646500 | 305500
[5 empty] | 635500304500 | 37 | 635500 | 304500
[5 empty] | 636500304500 | 37 | 636500 | 304500
[5 empty] | 637500304500 | 37 | 637500 | 304500
[5 empty] | 638500304500 | 37 | 638500 | 304500
[5 empty] | 639500304500 | 37 | 639500 | 304500
[5 empty] | 640500304500 | 37 | 640500 | 304500
[5 empty] | 641500304500 | 37 | 641500 | 304500
[5 empty] | 642500304500 | 37 | 642500 | 304500
[5 empty] | 643500304500 | 37 | 643500 | 304500
[5 empty] | 644500304500 | 37 | 644500 | 304500
[5 empty] | 645500304500 | 37 | 645500 | 304500
[5 empty] | 637500303500 | 37 | 637500 | 303500
[5 empty] | 638500303500 | 37 | 638500 | 303500
[5 empty] | 639500303500 | 37 | 639500 | 303500
[5 empty] | 640500303500 | 37 | 640500 | 303500
[5 empty] | 641500303500 | 37 | 641500 | 303500
[5 empty] | 642500303500 | 37 | 642500 | 303500
[5 empty] | 643500303500 | 37 | 643500 | 303500
[5 empty] | 644500303500 | 37 | 644500 | 303500
[5 empty] | 639500302500 | 37 | 639500 | 302500
[5 empty] | 640500302500 | 37 | 640500 | 302500
[5 empty] | 641500302500 | 37 | 641500 | 302500
[5 empty] | 642500302500 | 37 | 642500 | 302500
[5 empty] | 643500302500 | 37 | 643500 | 302500
[5 empty] | 640500301500 | 37 | 640500 | 301500
[5 empty] | 393500282500 | 38 | 393500 | 282500
[5 empty] | 391500281500 | 38 | 391500 | 281500
[5 empty] | 392500281500 | 38 | 392500 | 281500
[5 empty] | 393500281500 | 38 | 393500 | 281500
[5 empty] | 394500281500 | 38 | 394500 | 281500
[5 empty] | 395500281500 | 38 | 395500 | 281500
[5 empty] | 396500281500 | 38 | 396500 | 281500
[5 empty] | 397500281500 | 38 | 397500 | 281500
[5 empty] | 398500281500 | 38 | 398500 | 281500
[5 empty] | 389500280500 | 38 | 389500 | 280500
[5 empty] | 390500280500 | 38 | 390500 | 280500
[5 empty] | 391500280500 | 38 | 391500 | 280500
[5 empty] | 392500280500 | 38 | 392500 | 280500
[5 empty] | 393500280500 | 38 | 393500 | 280500
[5 empty] | 394500280500 | 38 | 394500 | 280500
[5 empty] | 395500280500 | 38 | 395500 | 280500
[5 empty] | 396500280500 | 38 | 396500 | 280500
[5 empty] | 397500280500 | 38 | 397500 | 280500
[5 empty] | 398500280500 | 38 | 398500 | 280500
[5 empty] | 399500280500 | 38 | 399500 | 280500
[5 empty] | 389500279500 | 38 | 389500 | 279500
[5 empty] | 390500279500 | 38 | 390500 | 279500
[5 empty] | 391500279500 | 38 | 391500 | 279500
[5 empty] | 392500279500 | 38 | 392500 | 279500
[5 empty] | 393500279500 | 38 | 393500 | 279500
[5 empty] | 394500279500 | 38 | 394500 | 279500
[5 empty] | 395500279500 | 38 | 395500 | 279500
[5 empty] | 396500279500 | 38 | 396500 | 279500
[5 empty] | 397500279500 | 38 | 397500 | 279500
[5 empty] | 398500279500 | 38 | 398500 | 279500
[5 empty] | 399500279500 | 38 | 399500 | 279500
[5 empty] | 391500278500 | 38 | 391500 | 278500
[5 empty] | 392500278500 | 38 | 392500 | 278500
[5 empty] | 393500278500 | 38 | 393500 | 278500
[5 empty] | 394500278500 | 38 | 394500 | 278500
[5 empty] | 395500278500 | 38 | 395500 | 278500
[5 empty] | 396500278500 | 38 | 396500 | 278500
[5 empty] | 397500278500 | 38 | 397500 | 278500
[5 empty] | 391500277500 | 38 | 391500 | 277500
[5 empty] | 392500277500 | 38 | 392500 | 277500
[5 empty] | 393500277500 | 38 | 393500 | 277500
[5 empty] | 394500277500 | 38 | 394500 | 277500
[5 empty] | 395500277500 | 38 | 395500 | 277500
[5 empty] | 396500277500 | 38 | 396500 | 277500
[5 empty] | 397500277500 | 38 | 397500 | 277500
[5 empty] | 398500277500 | 38 | 398500 | 277500
[5 empty] | 405500277500 | 38 | 405500 | 277500
[5 empty] | 406500277500 | 38 | 406500 | 277500
[5 empty] | 407500277500 | 38 | 407500 | 277500
[5 empty] | 408500277500 | 38 | 408500 | 277500
[5 empty] | 409500277500 | 38 | 409500 | 277500
[5 empty] | 391500276500 | 38 | 391500 | 276500
[5 empty] | 392500276500 | 38 | 392500 | 276500
[5 empty] | 393500276500 | 38 | 393500 | 276500
[5 empty] | 394500276500 | 38 | 394500 | 276500
[5 empty] | 395500276500 | 38 | 395500 | 276500
[5 empty] | 396500276500 | 38 | 396500 | 276500
[5 empty] | 397500276500 | 38 | 397500 | 276500
[5 empty] | 398500276500 | 38 | 398500 | 276500
[5 empty] | 399500276500 | 38 | 399500 | 276500
[5 empty] | 401500276500 | 38 | 401500 | 276500
[5 empty] | 402500276500 | 38 | 402500 | 276500
[5 empty] | 403500276500 | 38 | 403500 | 276500
[5 empty] | 404500276500 | 38 | 404500 | 276500
[5 empty] | 405500276500 | 38 | 405500 | 276500
[5 empty] | 406500276500 | 38 | 406500 | 276500
[5 empty] | 407500276500 | 38 | 407500 | 276500
[5 empty] | 408500276500 | 38 | 408500 | 276500
[5 empty] | 409500276500 | 38 | 409500 | 276500
[5 empty] | 392500275500 | 38 | 392500 | 275500
[5 empty] | 393500275500 | 38 | 393500 | 275500
[5 empty] | 394500275500 | 38 | 394500 | 275500
[5 empty] | 395500275500 | 38 | 395500 | 275500
[5 empty] | 396500275500 | 38 | 396500 | 275500
[5 empty] | 397500275500 | 38 | 397500 | 275500
[5 empty] | 398500275500 | 38 | 398500 | 275500
[5 empty] | 399500275500 | 38 | 399500 | 275500
[5 empty] | 400500275500 | 38 | 400500 | 275500
[5 empty] | 401500275500 | 38 | 401500 | 275500
[5 empty] | 402500275500 | 38 | 402500 | 275500
[5 empty] | 403500275500 | 38 | 403500 | 275500
[5 empty] | 404500275500 | 38 | 404500 | 275500
[5 empty] | 405500275500 | 38 | 405500 | 275500
[5 empty] | 406500275500 | 38 | 406500 | 275500
[5 empty] | 407500275500 | 38 | 407500 | 275500
[5 empty] | 408500275500 | 38 | 408500 | 275500
[5 empty] | 392500274500 | 38 | 392500 | 274500
[5 empty] | 393500274500 | 38 | 393500 | 274500
[5 empty] | 394500274500 | 38 | 394500 | 274500
[5 empty] | 395500274500 | 38 | 395500 | 274500
[5 empty] | 396500274500 | 38 | 396500 | 274500
[5 empty] | 397500274500 | 38 | 397500 | 274500
[5 empty] | 398500274500 | 38 | 398500 | 274500
[5 empty] | 399500274500 | 38 | 399500 | 274500
[5 empty] | 400500274500 | 38 | 400500 | 274500
[5 empty] | 401500274500 | 38 | 401500 | 274500
[5 empty] | 402500274500 | 38 | 402500 | 274500
[5 empty] | 403500274500 | 38 | 403500 | 274500
[5 empty] | 404500274500 | 38 | 404500 | 274500
[5 empty] | 405500274500 | 38 | 405500 | 274500
[5 empty] | 406500274500 | 38 | 406500 | 274500
[5 empty] | 407500274500 | 38 | 407500 | 274500
[5 empty] | 408500274500 | 38 | 408500 | 274500
[5 empty] | 392500273500 | 38 | 392500 | 273500
[5 empty] | 393500273500 | 38 | 393500 | 273500
[5 empty] | 394500273500 | 38 | 394500 | 273500
[5 empty] | 395500273500 | 38 | 395500 | 273500
[5 empty] | 396500273500 | 38 | 396500 | 273500
[5 empty] | 397500273500 | 38 | 397500 | 273500
[5 empty] | 398500273500 | 38 | 398500 | 273500
[5 empty] | 399500273500 | 38 | 399500 | 273500
[5 empty] | 400500273500 | 38 | 400500 | 273500
[5 empty] | 401500273500 | 38 | 401500 | 273500
[5 empty] | 402500273500 | 38 | 402500 | 273500
[5 empty] | 403500273500 | 38 | 403500 | 273500
[5 empty] | 404500273500 | 38 | 404500 | 273500
[5 empty] | 405500273500 | 38 | 405500 | 273500
[5 empty] | 406500273500 | 38 | 406500 | 273500
[5 empty] | 407500273500 | 38 | 407500 | 273500
[5 empty] | 391500272500 | 38 | 391500 | 272500
[5 empty] | 392500272500 | 38 | 392500 | 272500
[5 empty] | 393500272500 | 38 | 393500 | 272500
[5 empty] | 394500272500 | 38 | 394500 | 272500
[5 empty] | 395500272500 | 38 | 395500 | 272500
[5 empty] | 396500272500 | 38 | 396500 | 272500
[5 empty] | 397500272500 | 38 | 397500 | 272500
[5 empty] | 398500272500 | 38 | 398500 | 272500
[5 empty] | 399500272500 | 38 | 399500 | 272500
[5 empty] | 400500272500 | 38 | 400500 | 272500
[5 empty] | 401500272500 | 38 | 401500 | 272500
[5 empty] | 402500272500 | 38 | 402500 | 272500
[5 empty] | 403500272500 | 38 | 403500 | 272500
[5 empty] | 404500272500 | 38 | 404500 | 272500
[5 empty] | 405500272500 | 38 | 405500 | 272500
[5 empty] | 406500272500 | 38 | 406500 | 272500
[5 empty] | 407500272500 | 38 | 407500 | 272500
[5 empty] | 392500271500 | 38 | 392500 | 271500
[5 empty] | 393500271500 | 38 | 393500 | 271500
[5 empty] | 394500271500 | 38 | 394500 | 271500
[5 empty] | 395500271500 | 38 | 395500 | 271500
[5 empty] | 396500271500 | 38 | 396500 | 271500
[5 empty] | 397500271500 | 38 | 397500 | 271500
[5 empty] | 398500271500 | 38 | 398500 | 271500
[5 empty] | 399500271500 | 38 | 399500 | 271500
[5 empty] | 400500271500 | 38 | 400500 | 271500
[5 empty] | 401500271500 | 38 | 401500 | 271500
[5 empty] | 402500271500 | 38 | 402500 | 271500
[5 empty] | 403500271500 | 38 | 403500 | 271500
[5 empty] | 404500271500 | 38 | 404500 | 271500
[5 empty] | 405500271500 | 38 | 405500 | 271500
[5 empty] | 406500271500 | 38 | 406500 | 271500
[5 empty] | 407500271500 | 38 | 407500 | 271500
[5 empty] | 408500271500 | 38 | 408500 | 271500
[5 empty] | 392500270500 | 38 | 392500 | 270500
[5 empty] | 393500270500 | 38 | 393500 | 270500
[5 empty] | 394500270500 | 38 | 394500 | 270500
[5 empty] | 395500270500 | 38 | 395500 | 270500
[5 empty] | 396500270500 | 38 | 396500 | 270500
[5 empty] | 397500270500 | 38 | 397500 | 270500
[5 empty] | 398500270500 | 38 | 398500 | 270500
[5 empty] | 399500270500 | 38 | 399500 | 270500
[5 empty] | 400500270500 | 38 | 400500 | 270500
[5 empty] | 401500270500 | 38 | 401500 | 270500
[5 empty] | 402500270500 | 38 | 402500 | 270500
[5 empty] | 403500270500 | 38 | 403500 | 270500
[5 empty] | 404500270500 | 38 | 404500 | 270500
[5 empty] | 405500270500 | 38 | 405500 | 270500
[5 empty] | 406500270500 | 38 | 406500 | 270500
[5 empty] | 407500270500 | 38 | 407500 | 270500
[5 empty] | 408500270500 | 38 | 408500 | 270500
[5 empty] | 392500269500 | 38 | 392500 | 269500
[5 empty] | 393500269500 | 38 | 393500 | 269500
[5 empty] | 394500269500 | 38 | 394500 | 269500
[5 empty] | 395500269500 | 38 | 395500 | 269500
[5 empty] | 396500269500 | 38 | 396500 | 269500
[5 empty] | 397500269500 | 38 | 397500 | 269500
[5 empty] | 398500269500 | 38 | 398500 | 269500
[5 empty] | 399500269500 | 38 | 399500 | 269500
[5 empty] | 400500269500 | 38 | 400500 | 269500
[5 empty] | 401500269500 | 38 | 401500 | 269500
[5 empty] | 402500269500 | 38 | 402500 | 269500
[5 empty] | 403500269500 | 38 | 403500 | 269500
[5 empty] | 405500269500 | 38 | 405500 | 269500
[5 empty] | 406500269500 | 38 | 406500 | 269500
[5 empty] | 407500269500 | 38 | 407500 | 269500
[5 empty] | 408500269500 | 38 | 408500 | 269500
[5 empty] | 392500268500 | 38 | 392500 | 268500
[5 empty] | 393500268500 | 38 | 393500 | 268500
[5 empty] | 394500268500 | 38 | 394500 | 268500
[5 empty] | 395500268500 | 38 | 395500 | 268500
[5 empty] | 396500268500 | 38 | 396500 | 268500
[5 empty] | 397500268500 | 38 | 397500 | 268500
[5 empty] | 398500268500 | 38 | 398500 | 268500
[5 empty] | 399500268500 | 38 | 399500 | 268500
[5 empty] | 400500268500 | 38 | 400500 | 268500
[5 empty] | 401500268500 | 38 | 401500 | 268500
[5 empty] | 408500268500 | 38 | 408500 | 268500
[5 empty] | 394500267500 | 38 | 394500 | 267500
[5 empty] | 395500267500 | 38 | 395500 | 267500
[5 empty] | 396500267500 | 38 | 396500 | 267500
[5 empty] | 397500267500 | 38 | 397500 | 267500
[5 empty] | 398500267500 | 38 | 398500 | 267500
[5 empty] | 399500267500 | 38 | 399500 | 267500
[5 empty] | 400500267500 | 38 | 400500 | 267500
[5 empty] | 401500267500 | 38 | 401500 | 267500
[5 empty] | 394500266500 | 38 | 394500 | 266500
[5 empty] | 395500266500 | 38 | 395500 | 266500
[5 empty] | 396500266500 | 38 | 396500 | 266500
[5 empty] | 397500266500 | 38 | 397500 | 266500
[5 empty] | 398500266500 | 38 | 398500 | 266500
[5 empty] | 399500266500 | 38 | 399500 | 266500
[5 empty] | 400500266500 | 38 | 400500 | 266500
[5 empty] | 395500265500 | 38 | 395500 | 265500
[5 empty] | 396500265500 | 38 | 396500 | 265500
[5 empty] | 397500265500 | 38 | 397500 | 265500
[5 empty] | 398500265500 | 38 | 398500 | 265500
[5 empty] | 399500265500 | 38 | 399500 | 265500
[5 empty] | 399500264500 | 38 | 399500 | 264500
[5 empty] | 537500210500 | 39 | 537500 | 210500
[5 empty] | 535500209500 | 39 | 535500 | 209500
[5 empty] | 536500209500 | 39 | 536500 | 209500
[5 empty] | 537500209500 | 39 | 537500 | 209500
[5 empty] | 538500209500 | 39 | 538500 | 209500
[5 empty] | 535500208500 | 39 | 535500 | 208500
[5 empty] | 536500208500 | 39 | 536500 | 208500
[5 empty] | 537500208500 | 39 | 537500 | 208500
[5 empty] | 538500208500 | 39 | 538500 | 208500
[5 empty] | 535500207500 | 39 | 535500 | 207500
[5 empty] | 536500207500 | 39 | 536500 | 207500
[5 empty] | 537500207500 | 39 | 537500 | 207500
[5 empty] | 534500206500 | 39 | 534500 | 206500
[5 empty] | 535500206500 | 39 | 535500 | 206500
[5 empty] | 536500206500 | 39 | 536500 | 206500
[5 empty] | 531500205500 | 39 | 531500 | 205500
[5 empty] | 532500205500 | 39 | 532500 | 205500
[5 empty] | 533500205500 | 39 | 533500 | 205500
[5 empty] | 534500205500 | 39 | 534500 | 205500
[5 empty] | 535500205500 | 39 | 535500 | 205500
[5 empty] | 536500205500 | 39 | 536500 | 205500
[5 empty] | 531500204500 | 39 | 531500 | 204500
[5 empty] | 532500204500 | 39 | 532500 | 204500
[5 empty] | 533500204500 | 39 | 533500 | 204500
[5 empty] | 534500204500 | 39 | 534500 | 204500
[5 empty] | 535500204500 | 39 | 535500 | 204500
[5 empty] | 536500204500 | 39 | 536500 | 204500
[5 empty] | 531500203500 | 39 | 531500 | 203500
[5 empty] | 532500203500 | 39 | 532500 | 203500
[5 empty] | 533500203500 | 39 | 533500 | 203500
[5 empty] | 534500203500 | 39 | 534500 | 203500
[5 empty] | 535500203500 | 39 | 535500 | 203500
[5 empty] | 536500203500 | 39 | 536500 | 203500
[5 empty] | 531500202500 | 39 | 531500 | 202500
[5 empty] | 532500202500 | 39 | 532500 | 202500
[5 empty] | 533500202500 | 39 | 533500 | 202500
[5 empty] | 534500202500 | 39 | 534500 | 202500
[5 empty] | 535500202500 | 39 | 535500 | 202500
[5 empty] | 536500202500 | 39 | 536500 | 202500
[5 empty] | 531500201500 | 39 | 531500 | 201500
[5 empty] | 532500201500 | 39 | 532500 | 201500
[5 empty] | 533500201500 | 39 | 533500 | 201500
[5 empty] | 534500201500 | 39 | 534500 | 201500
[5 empty] | 535500201500 | 39 | 535500 | 201500
[5 empty] | 536500201500 | 39 | 536500 | 201500
[5 empty] | 533500200500 | 39 | 533500 | 200500
[5 empty] | 534500200500 | 39 | 534500 | 200500
[5 empty] | 535500200500 | 39 | 535500 | 200500
[5 empty] | 536500200500 | 39 | 536500 | 200500
[5 empty] | 445500350500 | 40 | 445500 | 350500
[5 empty] | 445500349500 | 40 | 445500 | 349500
[5 empty] | 446500349500 | 40 | 446500 | 349500
[5 empty] | 447500349500 | 40 | 447500 | 349500
[5 empty] | 448500349500 | 40 | 448500 | 349500
[5 empty] | 445500348500 | 40 | 445500 | 348500
[5 empty] | 446500348500 | 40 | 446500 | 348500
[5 empty] | 447500348500 | 40 | 447500 | 348500
[5 empty] | 448500348500 | 40 | 448500 | 348500
[5 empty] | 449500348500 | 40 | 449500 | 348500
[5 empty] | 450500348500 | 40 | 450500 | 348500
[5 empty] | 445500347500 | 40 | 445500 | 347500
[5 empty] | 446500347500 | 40 | 446500 | 347500
[5 empty] | 447500347500 | 40 | 447500 | 347500
[5 empty] | 448500347500 | 40 | 448500 | 347500
[5 empty] | 449500347500 | 40 | 449500 | 347500
[5 empty] | 450500347500 | 40 | 450500 | 347500
[5 empty] | 451500347500 | 40 | 451500 | 347500
[5 empty] | 446500346500 | 40 | 446500 | 346500
[5 empty] | 447500346500 | 40 | 447500 | 346500
[5 empty] | 448500346500 | 40 | 448500 | 346500
[5 empty] | 449500346500 | 40 | 449500 | 346500
[5 empty] | 450500346500 | 40 | 450500 | 346500
[5 empty] | 451500346500 | 40 | 451500 | 346500
[5 empty] | 446500345500 | 40 | 446500 | 345500
[5 empty] | 447500345500 | 40 | 447500 | 345500
[5 empty] | 448500345500 | 40 | 448500 | 345500
[5 empty] | 449500345500 | 40 | 449500 | 345500
[5 empty] | 450500345500 | 40 | 450500 | 345500
[5 empty] | 451500345500 | 40 | 451500 | 345500
[5 empty] | 447500344500 | 40 | 447500 | 344500
[5 empty] | 448500344500 | 40 | 448500 | 344500
[5 empty] | 449500344500 | 40 | 449500 | 344500
[5 empty] | 450500344500 | 40 | 450500 | 344500
[5 empty] | 451500344500 | 40 | 451500 | 344500
[5 empty] | 452500344500 | 40 | 452500 | 344500
[5 empty] | 447500343500 | 40 | 447500 | 343500
[5 empty] | 448500343500 | 40 | 448500 | 343500
[5 empty] | 449500343500 | 40 | 449500 | 343500
[5 empty] | 450500343500 | 40 | 450500 | 343500
[5 empty] | 451500343500 | 40 | 451500 | 343500
[5 empty] | 452500343500 | 40 | 452500 | 343500
[5 empty] | 448500342500 | 40 | 448500 | 342500
[5 empty] | 449500342500 | 40 | 449500 | 342500
[5 empty] | 450500342500 | 40 | 450500 | 342500
[5 empty] | 448500341500 | 40 | 448500 | 341500
[5 empty] | 449500341500 | 40 | 449500 | 341500
[5 empty] | 450500341500 | 40 | 450500 | 341500
[5 empty] | 448500340500 | 40 | 448500 | 340500
[5 empty] | 449500340500 | 40 | 449500 | 340500
[5 empty] | 450500340500 | 40 | 450500 | 340500
[5 empty] | 448500339500 | 40 | 448500 | 339500
[5 empty] | 449500339500 | 40 | 449500 | 339500
[5 empty] | 450500339500 | 40 | 450500 | 339500
[5 empty] | 448500338500 | 40 | 448500 | 338500
[5 empty] | 449500338500 | 40 | 449500 | 338500
[5 empty] | 450500338500 | 40 | 450500 | 338500
[5 empty] | 451500338500 | 40 | 451500 | 338500
[5 empty] | 449500337500 | 40 | 449500 | 337500
[5 empty] | 450500337500 | 40 | 450500 | 337500
[5 empty] | 451500337500 | 40 | 451500 | 337500
[5 empty] | 452500337500 | 40 | 452500 | 337500
[5 empty] | 453500337500 | 40 | 453500 | 337500
[5 empty] | 448500336500 | 40 | 448500 | 336500
[5 empty] | 449500336500 | 40 | 449500 | 336500
[5 empty] | 450500336500 | 40 | 450500 | 336500
[5 empty] | 451500336500 | 40 | 451500 | 336500
[5 empty] | 452500336500 | 40 | 452500 | 336500
[5 empty] | 453500336500 | 40 | 453500 | 336500
[5 empty] | 454500336500 | 40 | 454500 | 336500
[5 empty] | 448500335500 | 40 | 448500 | 335500
[5 empty] | 449500335500 | 40 | 449500 | 335500
[5 empty] | 450500335500 | 40 | 450500 | 335500
[5 empty] | 451500335500 | 40 | 451500 | 335500
[5 empty] | 452500335500 | 40 | 452500 | 335500
[5 empty] | 453500335500 | 40 | 453500 | 335500
[5 empty] | 454500335500 | 40 | 454500 | 335500
[5 empty] | 449500334500 | 40 | 449500 | 334500
[5 empty] | 450500334500 | 40 | 450500 | 334500
[5 empty] | 451500334500 | 40 | 451500 | 334500
[5 empty] | 452500334500 | 40 | 452500 | 334500
[5 empty] | 451500333500 | 40 | 451500 | 333500
[5 empty] | 385500435500 | 41 | 385500 | 435500
[5 empty] | 387500435500 | 41 | 387500 | 435500
[5 empty] | 388500435500 | 41 | 388500 | 435500
[5 empty] | 389500435500 | 41 | 389500 | 435500
[5 empty] | 390500435500 | 41 | 390500 | 435500
[5 empty] | 391500435500 | 41 | 391500 | 435500
[5 empty] | 378500434500 | 41 | 378500 | 434500
[5 empty] | 379500434500 | 41 | 379500 | 434500
[5 empty] | 380500434500 | 41 | 380500 | 434500
[5 empty] | 381500434500 | 41 | 381500 | 434500
[5 empty] | 382500434500 | 41 | 382500 | 434500
[5 empty] | 383500434500 | 41 | 383500 | 434500
[5 empty] | 384500434500 | 41 | 384500 | 434500
[5 empty] | 385500434500 | 41 | 385500 | 434500
[5 empty] | 386500434500 | 41 | 386500 | 434500
[5 empty] | 387500434500 | 41 | 387500 | 434500
[5 empty] | 388500434500 | 41 | 388500 | 434500
[5 empty] | 389500434500 | 41 | 389500 | 434500
[5 empty] | 390500434500 | 41 | 390500 | 434500
[5 empty] | 391500434500 | 41 | 391500 | 434500
[5 empty] | 392500434500 | 41 | 392500 | 434500
[5 empty] | 378500433500 | 41 | 378500 | 433500
[5 empty] | 379500433500 | 41 | 379500 | 433500
[5 empty] | 380500433500 | 41 | 380500 | 433500
[5 empty] | 381500433500 | 41 | 381500 | 433500
[5 empty] | 382500433500 | 41 | 382500 | 433500
[5 empty] | 383500433500 | 41 | 383500 | 433500
[5 empty] | 384500433500 | 41 | 384500 | 433500
[5 empty] | 385500433500 | 41 | 385500 | 433500
[5 empty] | 386500433500 | 41 | 386500 | 433500
[5 empty] | 387500433500 | 41 | 387500 | 433500
[5 empty] | 388500433500 | 41 | 388500 | 433500
[5 empty] | 389500433500 | 41 | 389500 | 433500
[5 empty] | 390500433500 | 41 | 390500 | 433500
[5 empty] | 391500433500 | 41 | 391500 | 433500
[5 empty] | 378500432500 | 41 | 378500 | 432500
[5 empty] | 379500432500 | 41 | 379500 | 432500
[5 empty] | 380500432500 | 41 | 380500 | 432500
[5 empty] | 381500432500 | 41 | 381500 | 432500
[5 empty] | 382500432500 | 41 | 382500 | 432500
[5 empty] | 383500432500 | 41 | 383500 | 432500
[5 empty] | 384500432500 | 41 | 384500 | 432500
[5 empty] | 385500432500 | 41 | 385500 | 432500
[5 empty] | 386500432500 | 41 | 386500 | 432500
[5 empty] | 387500432500 | 41 | 387500 | 432500
[5 empty] | 388500432500 | 41 | 388500 | 432500
[5 empty] | 389500432500 | 41 | 389500 | 432500
[5 empty] | 390500432500 | 41 | 390500 | 432500
[5 empty] | 391500432500 | 41 | 391500 | 432500
[5 empty] | 378500431500 | 41 | 378500 | 431500
[5 empty] | 379500431500 | 41 | 379500 | 431500
[5 empty] | 380500431500 | 41 | 380500 | 431500
[5 empty] | 381500431500 | 41 | 381500 | 431500
[5 empty] | 382500431500 | 41 | 382500 | 431500
[5 empty] | 383500431500 | 41 | 383500 | 431500
[5 empty] | 384500431500 | 41 | 384500 | 431500
[5 empty] | 385500431500 | 41 | 385500 | 431500
[5 empty] | 386500431500 | 41 | 386500 | 431500
[5 empty] | 387500431500 | 41 | 387500 | 431500
[5 empty] | 388500431500 | 41 | 388500 | 431500
[5 empty] | 389500431500 | 41 | 389500 | 431500
[5 empty] | 390500431500 | 41 | 390500 | 431500
[5 empty] | 378500430500 | 41 | 378500 | 430500
[5 empty] | 379500430500 | 41 | 379500 | 430500
[5 empty] | 380500430500 | 41 | 380500 | 430500
[5 empty] | 381500430500 | 41 | 381500 | 430500
[5 empty] | 382500430500 | 41 | 382500 | 430500
[5 empty] | 383500430500 | 41 | 383500 | 430500
[5 empty] | 384500430500 | 41 | 384500 | 430500
[5 empty] | 385500430500 | 41 | 385500 | 430500
[5 empty] | 386500430500 | 41 | 386500 | 430500
[5 empty] | 387500430500 | 41 | 387500 | 430500
[5 empty] | 388500430500 | 41 | 388500 | 430500
[5 empty] | 389500430500 | 41 | 389500 | 430500
[5 empty] | 390500430500 | 41 | 390500 | 430500
[5 empty] | 379500429500 | 41 | 379500 | 429500
[5 empty] | 380500429500 | 41 | 380500 | 429500
[5 empty] | 381500429500 | 41 | 381500 | 429500
[5 empty] | 382500429500 | 41 | 382500 | 429500
[5 empty] | 383500429500 | 41 | 383500 | 429500
[5 empty] | 384500429500 | 41 | 384500 | 429500
[5 empty] | 385500429500 | 41 | 385500 | 429500
[5 empty] | 386500429500 | 41 | 386500 | 429500
[5 empty] | 387500429500 | 41 | 387500 | 429500
[5 empty] | 388500429500 | 41 | 388500 | 429500
[5 empty] | 389500429500 | 41 | 389500 | 429500
[5 empty] | 390500429500 | 41 | 390500 | 429500
[5 empty] | 379500428500 | 41 | 379500 | 428500
[5 empty] | 380500428500 | 41 | 380500 | 428500
[5 empty] | 381500428500 | 41 | 381500 | 428500
[5 empty] | 382500428500 | 41 | 382500 | 428500
[5 empty] | 383500428500 | 41 | 383500 | 428500
[5 empty] | 384500428500 | 41 | 384500 | 428500
[5 empty] | 385500428500 | 41 | 385500 | 428500
[5 empty] | 386500428500 | 41 | 386500 | 428500
[5 empty] | 387500428500 | 41 | 387500 | 428500
[5 empty] | 388500428500 | 41 | 388500 | 428500
[5 empty] | 389500428500 | 41 | 389500 | 428500
[5 empty] | 390500428500 | 41 | 390500 | 428500
[5 empty] | 384500427500 | 41 | 384500 | 427500
[5 empty] | 385500427500 | 41 | 385500 | 427500
[5 empty] | 386500427500 | 41 | 386500 | 427500
[5 empty] | 387500427500 | 41 | 387500 | 427500
[5 empty] | 388500427500 | 41 | 388500 | 427500
[5 empty] | 389500427500 | 41 | 389500 | 427500
[5 empty] | 390500427500 | 41 | 390500 | 427500
[5 empty] | 386500426500 | 41 | 386500 | 426500
[5 empty] | 387500426500 | 41 | 387500 | 426500
[5 empty] | 388500426500 | 41 | 388500 | 426500
[5 empty] | 389500426500 | 41 | 389500 | 426500
[5 empty] | 388500425500 | 41 | 388500 | 425500
[5 empty] | 376500417500 | 42 | 376500 | 417500
[5 empty] | 377500417500 | 42 | 377500 | 417500
[5 empty] | 378500417500 | 42 | 378500 | 417500
[5 empty] | 379500417500 | 42 | 379500 | 417500
[5 empty] | 380500417500 | 42 | 380500 | 417500
[5 empty] | 376500416500 | 42 | 376500 | 416500
[5 empty] | 377500416500 | 42 | 377500 | 416500
[5 empty] | 378500416500 | 42 | 378500 | 416500
[5 empty] | 379500416500 | 42 | 379500 | 416500
[5 empty] | 376500415500 | 42 | 376500 | 415500
[5 empty] | 377500415500 | 42 | 377500 | 415500
[5 empty] | 378500415500 | 42 | 378500 | 415500
[5 empty] | 379500415500 | 42 | 379500 | 415500
[5 empty] | 380500415500 | 42 | 380500 | 415500
[5 empty] | 375500414500 | 42 | 375500 | 414500
[5 empty] | 376500414500 | 42 | 376500 | 414500
[5 empty] | 377500414500 | 42 | 377500 | 414500
[5 empty] | 378500414500 | 42 | 378500 | 414500
[5 empty] | 379500414500 | 42 | 379500 | 414500
[5 empty] | 380500414500 | 42 | 380500 | 414500
[5 empty] | 375500413500 | 42 | 375500 | 413500
[5 empty] | 376500413500 | 42 | 376500 | 413500
[5 empty] | 377500413500 | 42 | 377500 | 413500
[5 empty] | 378500413500 | 42 | 378500 | 413500
[5 empty] | 379500413500 | 42 | 379500 | 413500
[5 empty] | 380500413500 | 42 | 380500 | 413500
[5 empty] | 381500413500 | 42 | 381500 | 413500
[5 empty] | 376500412500 | 42 | 376500 | 412500
[5 empty] | 377500412500 | 42 | 377500 | 412500
[5 empty] | 378500412500 | 42 | 378500 | 412500
[5 empty] | 379500412500 | 42 | 379500 | 412500
[5 empty] | 380500412500 | 42 | 380500 | 412500
[5 empty] | 381500412500 | 42 | 381500 | 412500
[5 empty] | 382500412500 | 42 | 382500 | 412500
[5 empty] | 376500411500 | 42 | 376500 | 411500
[5 empty] | 377500411500 | 42 | 377500 | 411500
[5 empty] | 378500411500 | 42 | 378500 | 411500
[5 empty] | 379500411500 | 42 | 379500 | 411500
[5 empty] | 380500411500 | 42 | 380500 | 411500
[5 empty] | 381500411500 | 42 | 381500 | 411500
[5 empty] | 382500411500 | 42 | 382500 | 411500
[5 empty] | 383500411500 | 42 | 383500 | 411500
[5 empty] | 375500410500 | 42 | 375500 | 410500
[5 empty] | 376500410500 | 42 | 376500 | 410500
[5 empty] | 377500410500 | 42 | 377500 | 410500
[5 empty] | 378500410500 | 42 | 378500 | 410500
[5 empty] | 379500410500 | 42 | 379500 | 410500
[5 empty] | 380500410500 | 42 | 380500 | 410500
[5 empty] | 381500410500 | 42 | 381500 | 410500
[5 empty] | 375500409500 | 42 | 375500 | 409500
[5 empty] | 376500409500 | 42 | 376500 | 409500
[5 empty] | 377500409500 | 42 | 377500 | 409500
[5 empty] | 378500409500 | 42 | 378500 | 409500
[5 empty] | 379500409500 | 42 | 379500 | 409500
[5 empty] | 380500409500 | 42 | 380500 | 409500
[5 empty] | 381500409500 | 42 | 381500 | 409500
[5 empty] | 382500409500 | 42 | 382500 | 409500
[5 empty] | 375500408500 | 42 | 375500 | 408500
[5 empty] | 376500408500 | 42 | 376500 | 408500
[5 empty] | 377500408500 | 42 | 377500 | 408500
[5 empty] | 378500408500 | 42 | 378500 | 408500
[5 empty] | 379500408500 | 42 | 379500 | 408500
[5 empty] | 380500408500 | 42 | 380500 | 408500
[5 empty] | 381500408500 | 42 | 381500 | 408500
[5 empty] | 382500408500 | 42 | 382500 | 408500
[5 empty] | 383500408500 | 42 | 383500 | 408500
[5 empty] | 376500407500 | 42 | 376500 | 407500
[5 empty] | 377500407500 | 42 | 377500 | 407500
[5 empty] | 378500407500 | 42 | 378500 | 407500
[5 empty] | 379500407500 | 42 | 379500 | 407500
[5 empty] | 380500407500 | 42 | 380500 | 407500
[5 empty] | 381500407500 | 42 | 381500 | 407500
[5 empty] | 382500407500 | 42 | 382500 | 407500
[5 empty] | 383500407500 | 42 | 383500 | 407500
[5 empty] | 376500406500 | 42 | 376500 | 406500
[5 empty] | 377500406500 | 42 | 377500 | 406500
[5 empty] | 378500406500 | 42 | 378500 | 406500
[5 empty] | 379500406500 | 42 | 379500 | 406500
[5 empty] | 380500406500 | 42 | 380500 | 406500
[5 empty] | 381500406500 | 42 | 381500 | 406500
[5 empty] | 382500406500 | 42 | 382500 | 406500
[5 empty] | 383500406500 | 42 | 383500 | 406500
[5 empty] | 377500405500 | 42 | 377500 | 405500
[5 empty] | 378500405500 | 42 | 378500 | 405500
[5 empty] | 379500405500 | 42 | 379500 | 405500
[5 empty] | 380500405500 | 42 | 380500 | 405500
[5 empty] | 381500405500 | 42 | 381500 | 405500
[5 empty] | 382500405500 | 42 | 382500 | 405500
[5 empty] | 383500405500 | 42 | 383500 | 405500
[5 empty] | 384500405500 | 42 | 384500 | 405500
[5 empty] | 378500404500 | 42 | 378500 | 404500
[5 empty] | 379500404500 | 42 | 379500 | 404500
[5 empty] | 380500404500 | 42 | 380500 | 404500
[5 empty] | 381500404500 | 42 | 381500 | 404500
[5 empty] | 379500403500 | 42 | 379500 | 403500
[5 empty] | 380500403500 | 42 | 380500 | 403500
[5 empty] | 381500403500 | 42 | 381500 | 403500
[5 empty] | 382500403500 | 42 | 382500 | 403500
[5 empty] | 380500402500 | 42 | 380500 | 402500
[5 empty] | 381500402500 | 42 | 381500 | 402500
[5 empty] | 382500402500 | 42 | 382500 | 402500
[5 empty] | 394500435500 | 43 | 394500 | 435500
[5 empty] | 395500435500 | 43 | 395500 | 435500
[5 empty] | 396500435500 | 43 | 396500 | 435500
[5 empty] | 393500434500 | 43 | 393500 | 434500
[5 empty] | 394500434500 | 43 | 394500 | 434500
[5 empty] | 395500434500 | 43 | 395500 | 434500
[5 empty] | 396500434500 | 43 | 396500 | 434500
[5 empty] | 397500434500 | 43 | 397500 | 434500
[5 empty] | 398500434500 | 43 | 398500 | 434500
[5 empty] | 392500433500 | 43 | 392500 | 433500
[5 empty] | 393500433500 | 43 | 393500 | 433500
[5 empty] | 394500433500 | 43 | 394500 | 433500
[5 empty] | 395500433500 | 43 | 395500 | 433500
[5 empty] | 396500433500 | 43 | 396500 | 433500
[5 empty] | 397500433500 | 43 | 397500 | 433500
[5 empty] | 398500433500 | 43 | 398500 | 433500
[5 empty] | 399500433500 | 43 | 399500 | 433500
[5 empty] | 400500433500 | 43 | 400500 | 433500
[5 empty] | 392500432500 | 43 | 392500 | 432500
[5 empty] | 393500432500 | 43 | 393500 | 432500
[5 empty] | 394500432500 | 43 | 394500 | 432500
[5 empty] | 395500432500 | 43 | 395500 | 432500
[5 empty] | 396500432500 | 43 | 396500 | 432500
[5 empty] | 397500432500 | 43 | 397500 | 432500
[5 empty] | 398500432500 | 43 | 398500 | 432500
[5 empty] | 399500432500 | 43 | 399500 | 432500
[5 empty] | 400500432500 | 43 | 400500 | 432500
[5 empty] | 391500431500 | 43 | 391500 | 431500
[5 empty] | 392500431500 | 43 | 392500 | 431500
[5 empty] | 393500431500 | 43 | 393500 | 431500
[5 empty] | 394500431500 | 43 | 394500 | 431500
[5 empty] | 395500431500 | 43 | 395500 | 431500
[5 empty] | 396500431500 | 43 | 396500 | 431500
[5 empty] | 397500431500 | 43 | 397500 | 431500
[5 empty] | 398500431500 | 43 | 398500 | 431500
[5 empty] | 399500431500 | 43 | 399500 | 431500
[5 empty] | 400500431500 | 43 | 400500 | 431500
[5 empty] | 401500431500 | 43 | 401500 | 431500
[5 empty] | 402500431500 | 43 | 402500 | 431500
[5 empty] | 403500431500 | 43 | 403500 | 431500
[5 empty] | 404500431500 | 43 | 404500 | 431500
[5 empty] | 405500431500 | 43 | 405500 | 431500
[5 empty] | 406500431500 | 43 | 406500 | 431500
[5 empty] | 407500431500 | 43 | 407500 | 431500
[5 empty] | 391500430500 | 43 | 391500 | 430500
[5 empty] | 392500430500 | 43 | 392500 | 430500
[5 empty] | 393500430500 | 43 | 393500 | 430500
[5 empty] | 394500430500 | 43 | 394500 | 430500
[5 empty] | 395500430500 | 43 | 395500 | 430500
[5 empty] | 396500430500 | 43 | 396500 | 430500
[5 empty] | 397500430500 | 43 | 397500 | 430500
[5 empty] | 398500430500 | 43 | 398500 | 430500
[5 empty] | 399500430500 | 43 | 399500 | 430500
[5 empty] | 400500430500 | 43 | 400500 | 430500
[5 empty] | 401500430500 | 43 | 401500 | 430500
[5 empty] | 402500430500 | 43 | 402500 | 430500
[5 empty] | 403500430500 | 43 | 403500 | 430500
[5 empty] | 404500430500 | 43 | 404500 | 430500
[5 empty] | 405500430500 | 43 | 405500 | 430500
[5 empty] | 406500430500 | 43 | 406500 | 430500
[5 empty] | 407500430500 | 43 | 407500 | 430500
[5 empty] | 408500430500 | 43 | 408500 | 430500
[5 empty] | 391500429500 | 43 | 391500 | 429500
[5 empty] | 392500429500 | 43 | 392500 | 429500
[5 empty] | 393500429500 | 43 | 393500 | 429500
[5 empty] | 394500429500 | 43 | 394500 | 429500
[5 empty] | 395500429500 | 43 | 395500 | 429500
[5 empty] | 396500429500 | 43 | 396500 | 429500
[5 empty] | 397500429500 | 43 | 397500 | 429500
[5 empty] | 398500429500 | 43 | 398500 | 429500
[5 empty] | 399500429500 | 43 | 399500 | 429500
[5 empty] | 400500429500 | 43 | 400500 | 429500
[5 empty] | 401500429500 | 43 | 401500 | 429500
[5 empty] | 402500429500 | 43 | 402500 | 429500
[5 empty] | 403500429500 | 43 | 403500 | 429500
[5 empty] | 404500429500 | 43 | 404500 | 429500
[5 empty] | 405500429500 | 43 | 405500 | 429500
[5 empty] | 406500429500 | 43 | 406500 | 429500
[5 empty] | 407500429500 | 43 | 407500 | 429500
[5 empty] | 408500429500 | 43 | 408500 | 429500
[5 empty] | 411500429500 | 43 | 411500 | 429500
[5 empty] | 412500429500 | 43 | 412500 | 429500
[5 empty] | 391500428500 | 43 | 391500 | 428500
[5 empty] | 392500428500 | 43 | 392500 | 428500
[5 empty] | 393500428500 | 43 | 393500 | 428500
[5 empty] | 394500428500 | 43 | 394500 | 428500
[5 empty] | 395500428500 | 43 | 395500 | 428500
[5 empty] | 396500428500 | 43 | 396500 | 428500
[5 empty] | 397500428500 | 43 | 397500 | 428500
[5 empty] | 398500428500 | 43 | 398500 | 428500
[5 empty] | 399500428500 | 43 | 399500 | 428500
[5 empty] | 400500428500 | 43 | 400500 | 428500
[5 empty] | 401500428500 | 43 | 401500 | 428500
[5 empty] | 402500428500 | 43 | 402500 | 428500
[5 empty] | 403500428500 | 43 | 403500 | 428500
[5 empty] | 404500428500 | 43 | 404500 | 428500
[5 empty] | 405500428500 | 43 | 405500 | 428500
[5 empty] | 406500428500 | 43 | 406500 | 428500
[5 empty] | 407500428500 | 43 | 407500 | 428500
[5 empty] | 408500428500 | 43 | 408500 | 428500
[5 empty] | 410500428500 | 43 | 410500 | 428500
[5 empty] | 411500428500 | 43 | 411500 | 428500
[5 empty] | 412500428500 | 43 | 412500 | 428500
[5 empty] | 413500428500 | 43 | 413500 | 428500
[5 empty] | 391500427500 | 43 | 391500 | 427500
[5 empty] | 392500427500 | 43 | 392500 | 427500
[5 empty] | 393500427500 | 43 | 393500 | 427500
[5 empty] | 394500427500 | 43 | 394500 | 427500
[5 empty] | 395500427500 | 43 | 395500 | 427500
[5 empty] | 396500427500 | 43 | 396500 | 427500
[5 empty] | 397500427500 | 43 | 397500 | 427500
[5 empty] | 398500427500 | 43 | 398500 | 427500
[5 empty] | 399500427500 | 43 | 399500 | 427500
[5 empty] | 400500427500 | 43 | 400500 | 427500
[5 empty] | 401500427500 | 43 | 401500 | 427500
[5 empty] | 402500427500 | 43 | 402500 | 427500
[5 empty] | 403500427500 | 43 | 403500 | 427500
[5 empty] | 404500427500 | 43 | 404500 | 427500
[5 empty] | 405500427500 | 43 | 405500 | 427500
[5 empty] | 406500427500 | 43 | 406500 | 427500
[5 empty] | 407500427500 | 43 | 407500 | 427500
[5 empty] | 408500427500 | 43 | 408500 | 427500
[5 empty] | 409500427500 | 43 | 409500 | 427500
[5 empty] | 410500427500 | 43 | 410500 | 427500
[5 empty] | 411500427500 | 43 | 411500 | 427500
[5 empty] | 412500427500 | 43 | 412500 | 427500
[5 empty] | 413500427500 | 43 | 413500 | 427500
[5 empty] | 390500426500 | 43 | 390500 | 426500
[5 empty] | 391500426500 | 43 | 391500 | 426500
[5 empty] | 392500426500 | 43 | 392500 | 426500
[5 empty] | 393500426500 | 43 | 393500 | 426500
[5 empty] | 394500426500 | 43 | 394500 | 426500
[5 empty] | 395500426500 | 43 | 395500 | 426500
[5 empty] | 396500426500 | 43 | 396500 | 426500
[5 empty] | 397500426500 | 43 | 397500 | 426500
[5 empty] | 398500426500 | 43 | 398500 | 426500
[5 empty] | 399500426500 | 43 | 399500 | 426500
[5 empty] | 400500426500 | 43 | 400500 | 426500
[5 empty] | 401500426500 | 43 | 401500 | 426500
[5 empty] | 402500426500 | 43 | 402500 | 426500
[5 empty] | 403500426500 | 43 | 403500 | 426500
[5 empty] | 404500426500 | 43 | 404500 | 426500
[5 empty] | 405500426500 | 43 | 405500 | 426500
[5 empty] | 406500426500 | 43 | 406500 | 426500
[5 empty] | 407500426500 | 43 | 407500 | 426500
[5 empty] | 408500426500 | 43 | 408500 | 426500
[5 empty] | 409500426500 | 43 | 409500 | 426500
[5 empty] | 410500426500 | 43 | 410500 | 426500
[5 empty] | 411500426500 | 43 | 411500 | 426500
[5 empty] | 412500426500 | 43 | 412500 | 426500
[5 empty] | 413500426500 | 43 | 413500 | 426500
[5 empty] | 414500426500 | 43 | 414500 | 426500
[5 empty] | 389500425500 | 43 | 389500 | 425500
[5 empty] | 390500425500 | 43 | 390500 | 425500
[5 empty] | 391500425500 | 43 | 391500 | 425500
[5 empty] | 392500425500 | 43 | 392500 | 425500
[5 empty] | 393500425500 | 43 | 393500 | 425500
[5 empty] | 394500425500 | 43 | 394500 | 425500
[5 empty] | 395500425500 | 43 | 395500 | 425500
[5 empty] | 396500425500 | 43 | 396500 | 425500
[5 empty] | 397500425500 | 43 | 397500 | 425500
[5 empty] | 398500425500 | 43 | 398500 | 425500
[5 empty] | 399500425500 | 43 | 399500 | 425500
[5 empty] | 400500425500 | 43 | 400500 | 425500
[5 empty] | 401500425500 | 43 | 401500 | 425500
[5 empty] | 402500425500 | 43 | 402500 | 425500
[5 empty] | 403500425500 | 43 | 403500 | 425500
[5 empty] | 404500425500 | 43 | 404500 | 425500
[5 empty] | 405500425500 | 43 | 405500 | 425500
[5 empty] | 406500425500 | 43 | 406500 | 425500
[5 empty] | 407500425500 | 43 | 407500 | 425500
[5 empty] | 408500425500 | 43 | 408500 | 425500
[5 empty] | 409500425500 | 43 | 409500 | 425500
[5 empty] | 410500425500 | 43 | 410500 | 425500
[5 empty] | 411500425500 | 43 | 411500 | 425500
[5 empty] | 412500425500 | 43 | 412500 | 425500
[5 empty] | 413500425500 | 43 | 413500 | 425500
[5 empty] | 414500425500 | 43 | 414500 | 425500
[5 empty] | 415500425500 | 43 | 415500 | 425500
[5 empty] | 389500424500 | 43 | 389500 | 424500
[5 empty] | 390500424500 | 43 | 390500 | 424500
[5 empty] | 391500424500 | 43 | 391500 | 424500
[5 empty] | 392500424500 | 43 | 392500 | 424500
[5 empty] | 393500424500 | 43 | 393500 | 424500
[5 empty] | 394500424500 | 43 | 394500 | 424500
[5 empty] | 395500424500 | 43 | 395500 | 424500
[5 empty] | 396500424500 | 43 | 396500 | 424500
[5 empty] | 397500424500 | 43 | 397500 | 424500
[5 empty] | 398500424500 | 43 | 398500 | 424500
[5 empty] | 399500424500 | 43 | 399500 | 424500
[5 empty] | 400500424500 | 43 | 400500 | 424500
[5 empty] | 401500424500 | 43 | 401500 | 424500
[5 empty] | 402500424500 | 43 | 402500 | 424500
[5 empty] | 403500424500 | 43 | 403500 | 424500
[5 empty] | 404500424500 | 43 | 404500 | 424500
[5 empty] | 405500424500 | 43 | 405500 | 424500
[5 empty] | 406500424500 | 43 | 406500 | 424500
[5 empty] | 407500424500 | 43 | 407500 | 424500
[5 empty] | 408500424500 | 43 | 408500 | 424500
[5 empty] | 409500424500 | 43 | 409500 | 424500
[5 empty] | 410500424500 | 43 | 410500 | 424500
[5 empty] | 411500424500 | 43 | 411500 | 424500
[5 empty] | 412500424500 | 43 | 412500 | 424500
[5 empty] | 413500424500 | 43 | 413500 | 424500
[5 empty] | 414500424500 | 43 | 414500 | 424500
[5 empty] | 415500424500 | 43 | 415500 | 424500
[5 empty] | 416500424500 | 43 | 416500 | 424500
[5 empty] | 389500423500 | 43 | 389500 | 423500
[5 empty] | 390500423500 | 43 | 390500 | 423500
[5 empty] | 391500423500 | 43 | 391500 | 423500
[5 empty] | 392500423500 | 43 | 392500 | 423500
[5 empty] | 393500423500 | 43 | 393500 | 423500
[5 empty] | 394500423500 | 43 | 394500 | 423500
[5 empty] | 395500423500 | 43 | 395500 | 423500
[5 empty] | 396500423500 | 43 | 396500 | 423500
[5 empty] | 397500423500 | 43 | 397500 | 423500
[5 empty] | 398500423500 | 43 | 398500 | 423500
[5 empty] | 399500423500 | 43 | 399500 | 423500
[5 empty] | 400500423500 | 43 | 400500 | 423500
[5 empty] | 401500423500 | 43 | 401500 | 423500
[5 empty] | 402500423500 | 43 | 402500 | 423500
[5 empty] | 403500423500 | 43 | 403500 | 423500
[5 empty] | 404500423500 | 43 | 404500 | 423500
[5 empty] | 405500423500 | 43 | 405500 | 423500
[5 empty] | 406500423500 | 43 | 406500 | 423500
[5 empty] | 407500423500 | 43 | 407500 | 423500
[5 empty] | 408500423500 | 43 | 408500 | 423500
[5 empty] | 409500423500 | 43 | 409500 | 423500
[5 empty] | 410500423500 | 43 | 410500 | 423500
[5 empty] | 411500423500 | 43 | 411500 | 423500
[5 empty] | 412500423500 | 43 | 412500 | 423500
[5 empty] | 413500423500 | 43 | 413500 | 423500
[5 empty] | 414500423500 | 43 | 414500 | 423500
[5 empty] | 415500423500 | 43 | 415500 | 423500
[5 empty] | 416500423500 | 43 | 416500 | 423500
[5 empty] | 390500422500 | 43 | 390500 | 422500
[5 empty] | 391500422500 | 43 | 391500 | 422500
[5 empty] | 392500422500 | 43 | 392500 | 422500
[5 empty] | 393500422500 | 43 | 393500 | 422500
[5 empty] | 394500422500 | 43 | 394500 | 422500
[5 empty] | 395500422500 | 43 | 395500 | 422500
[5 empty] | 396500422500 | 43 | 396500 | 422500
[5 empty] | 397500422500 | 43 | 397500 | 422500
[5 empty] | 398500422500 | 43 | 398500 | 422500
[5 empty] | 399500422500 | 43 | 399500 | 422500
[5 empty] | 400500422500 | 43 | 400500 | 422500
[5 empty] | 401500422500 | 43 | 401500 | 422500
[5 empty] | 402500422500 | 43 | 402500 | 422500
[5 empty] | 403500422500 | 43 | 403500 | 422500
[5 empty] | 404500422500 | 43 | 404500 | 422500
[5 empty] | 405500422500 | 43 | 405500 | 422500
[5 empty] | 406500422500 | 43 | 406500 | 422500
[5 empty] | 407500422500 | 43 | 407500 | 422500
[5 empty] | 408500422500 | 43 | 408500 | 422500
[5 empty] | 409500422500 | 43 | 409500 | 422500
[5 empty] | 410500422500 | 43 | 410500 | 422500
[5 empty] | 411500422500 | 43 | 411500 | 422500
[5 empty] | 412500422500 | 43 | 412500 | 422500
[5 empty] | 413500422500 | 43 | 413500 | 422500
[5 empty] | 414500422500 | 43 | 414500 | 422500
[5 empty] | 415500422500 | 43 | 415500 | 422500
[5 empty] | 416500422500 | 43 | 416500 | 422500
[5 empty] | 390500421500 | 43 | 390500 | 421500
[5 empty] | 391500421500 | 43 | 391500 | 421500
[5 empty] | 392500421500 | 43 | 392500 | 421500
[5 empty] | 393500421500 | 43 | 393500 | 421500
[5 empty] | 394500421500 | 43 | 394500 | 421500
[5 empty] | 395500421500 | 43 | 395500 | 421500
[5 empty] | 396500421500 | 43 | 396500 | 421500
[5 empty] | 397500421500 | 43 | 397500 | 421500
[5 empty] | 398500421500 | 43 | 398500 | 421500
[5 empty] | 399500421500 | 43 | 399500 | 421500
[5 empty] | 400500421500 | 43 | 400500 | 421500
[5 empty] | 401500421500 | 43 | 401500 | 421500
[5 empty] | 402500421500 | 43 | 402500 | 421500
[5 empty] | 403500421500 | 43 | 403500 | 421500
[5 empty] | 404500421500 | 43 | 404500 | 421500
[5 empty] | 405500421500 | 43 | 405500 | 421500
[5 empty] | 406500421500 | 43 | 406500 | 421500
[5 empty] | 407500421500 | 43 | 407500 | 421500
[5 empty] | 408500421500 | 43 | 408500 | 421500
[5 empty] | 409500421500 | 43 | 409500 | 421500
[5 empty] | 410500421500 | 43 | 410500 | 421500
[5 empty] | 411500421500 | 43 | 411500 | 421500
[5 empty] | 412500421500 | 43 | 412500 | 421500
[5 empty] | 413500421500 | 43 | 413500 | 421500
[5 empty] | 414500421500 | 43 | 414500 | 421500
[5 empty] | 415500421500 | 43 | 415500 | 421500
[5 empty] | 392500420500 | 43 | 392500 | 420500
[5 empty] | 393500420500 | 43 | 393500 | 420500
[5 empty] | 394500420500 | 43 | 394500 | 420500
[5 empty] | 395500420500 | 43 | 395500 | 420500
[5 empty] | 397500420500 | 43 | 397500 | 420500
[5 empty] | 398500420500 | 43 | 398500 | 420500
[5 empty] | 399500420500 | 43 | 399500 | 420500
[5 empty] | 400500420500 | 43 | 400500 | 420500
[5 empty] | 401500420500 | 43 | 401500 | 420500
[5 empty] | 402500420500 | 43 | 402500 | 420500
[5 empty] | 403500420500 | 43 | 403500 | 420500
[5 empty] | 404500420500 | 43 | 404500 | 420500
[5 empty] | 405500420500 | 43 | 405500 | 420500
[5 empty] | 406500420500 | 43 | 406500 | 420500
[5 empty] | 407500420500 | 43 | 407500 | 420500
[5 empty] | 408500420500 | 43 | 408500 | 420500
[5 empty] | 409500420500 | 43 | 409500 | 420500
[5 empty] | 410500420500 | 43 | 410500 | 420500
[5 empty] | 411500420500 | 43 | 411500 | 420500
[5 empty] | 412500420500 | 43 | 412500 | 420500
[5 empty] | 392500419500 | 43 | 392500 | 419500
[5 empty] | 393500419500 | 43 | 393500 | 419500
[5 empty] | 397500419500 | 43 | 397500 | 419500
[5 empty] | 398500419500 | 43 | 398500 | 419500
[5 empty] | 399500419500 | 43 | 399500 | 419500
[5 empty] | 400500419500 | 43 | 400500 | 419500
[5 empty] | 401500419500 | 43 | 401500 | 419500
[5 empty] | 402500419500 | 43 | 402500 | 419500
[5 empty] | 403500419500 | 43 | 403500 | 419500
[5 empty] | 404500419500 | 43 | 404500 | 419500
[5 empty] | 405500419500 | 43 | 405500 | 419500
[5 empty] | 406500419500 | 43 | 406500 | 419500
[5 empty] | 407500419500 | 43 | 407500 | 419500
[5 empty] | 408500419500 | 43 | 408500 | 419500
[5 empty] | 409500419500 | 43 | 409500 | 419500
[5 empty] | 410500419500 | 43 | 410500 | 419500
[5 empty] | 411500419500 | 43 | 411500 | 419500
[5 empty] | 397500418500 | 43 | 397500 | 418500
[5 empty] | 398500418500 | 43 | 398500 | 418500
[5 empty] | 399500418500 | 43 | 399500 | 418500
[5 empty] | 400500418500 | 43 | 400500 | 418500
[5 empty] | 401500418500 | 43 | 401500 | 418500
[5 empty] | 402500418500 | 43 | 402500 | 418500
[5 empty] | 403500418500 | 43 | 403500 | 418500
[5 empty] | 404500418500 | 43 | 404500 | 418500
[5 empty] | 405500418500 | 43 | 405500 | 418500
[5 empty] | 406500418500 | 43 | 406500 | 418500
[5 empty] | 407500418500 | 43 | 407500 | 418500
[5 empty] | 408500418500 | 43 | 408500 | 418500
[5 empty] | 398500417500 | 43 | 398500 | 417500
[5 empty] | 399500417500 | 43 | 399500 | 417500
[5 empty] | 400500417500 | 43 | 400500 | 417500
[5 empty] | 401500417500 | 43 | 401500 | 417500
[5 empty] | 402500417500 | 43 | 402500 | 417500
[5 empty] | 403500417500 | 43 | 403500 | 417500
[5 empty] | 404500417500 | 43 | 404500 | 417500
[5 empty] | 405500417500 | 43 | 405500 | 417500
[5 empty] | 406500417500 | 43 | 406500 | 417500
[5 empty] | 407500417500 | 43 | 407500 | 417500
[5 empty] | 397500416500 | 43 | 397500 | 416500
[5 empty] | 398500416500 | 43 | 398500 | 416500
[5 empty] | 399500416500 | 43 | 399500 | 416500
[5 empty] | 400500416500 | 43 | 400500 | 416500
[5 empty] | 401500416500 | 43 | 401500 | 416500
[5 empty] | 402500416500 | 43 | 402500 | 416500
[5 empty] | 403500416500 | 43 | 403500 | 416500
[5 empty] | 398500415500 | 43 | 398500 | 415500
[5 empty] | 399500415500 | 43 | 399500 | 415500
[5 empty] | 400500415500 | 43 | 400500 | 415500
[5 empty] | 401500415500 | 43 | 401500 | 415500
[5 empty] | 402500415500 | 43 | 402500 | 415500
[5 empty] | 398500414500 | 43 | 398500 | 414500
[5 empty] | 399500414500 | 43 | 399500 | 414500
[5 empty] | 400500414500 | 43 | 400500 | 414500
[5 empty] | 401500414500 | 43 | 401500 | 414500
[5 empty] | 399500413500 | 43 | 399500 | 413500
[5 empty] | 545500261500 | 44 | 545500 | 261500
[5 empty] | 547500261500 | 44 | 547500 | 261500
[5 empty] | 543500260500 | 44 | 543500 | 260500
[5 empty] | 544500260500 | 44 | 544500 | 260500
[5 empty] | 545500260500 | 44 | 545500 | 260500
[5 empty] | 546500260500 | 44 | 546500 | 260500
[5 empty] | 547500260500 | 44 | 547500 | 260500
[5 empty] | 542500259500 | 44 | 542500 | 259500
[5 empty] | 543500259500 | 44 | 543500 | 259500
[5 empty] | 544500259500 | 44 | 544500 | 259500
[5 empty] | 545500259500 | 44 | 545500 | 259500
[5 empty] | 546500259500 | 44 | 546500 | 259500
[5 empty] | 547500259500 | 44 | 547500 | 259500
[5 empty] | 548500259500 | 44 | 548500 | 259500
[5 empty] | 542500258500 | 44 | 542500 | 258500
[5 empty] | 543500258500 | 44 | 543500 | 258500
[5 empty] | 544500258500 | 44 | 544500 | 258500
[5 empty] | 545500258500 | 44 | 545500 | 258500
[5 empty] | 546500258500 | 44 | 546500 | 258500
[5 empty] | 547500258500 | 44 | 547500 | 258500
[5 empty] | 548500258500 | 44 | 548500 | 258500
[5 empty] | 543500257500 | 44 | 543500 | 257500
[5 empty] | 544500257500 | 44 | 544500 | 257500
[5 empty] | 545500257500 | 44 | 545500 | 257500
[5 empty] | 546500257500 | 44 | 546500 | 257500
[5 empty] | 547500257500 | 44 | 547500 | 257500
[5 empty] | 548500257500 | 44 | 548500 | 257500
[5 empty] | 544500256500 | 44 | 544500 | 256500
[5 empty] | 545500256500 | 44 | 545500 | 256500
[5 empty] | 546500256500 | 44 | 546500 | 256500
[5 empty] | 547500256500 | 44 | 547500 | 256500
[5 empty] | 548500256500 | 44 | 548500 | 256500
[5 empty] | 544500255500 | 44 | 544500 | 255500
[5 empty] | 545500255500 | 44 | 545500 | 255500
[5 empty] | 546500255500 | 44 | 546500 | 255500
[5 empty] | 547500255500 | 44 | 547500 | 255500
[5 empty] | 548500255500 | 44 | 548500 | 255500
[5 empty] | 544500254500 | 44 | 544500 | 254500
[5 empty] | 545500254500 | 44 | 545500 | 254500
[5 empty] | 547500254500 | 44 | 547500 | 254500
[5 empty] | 402500318500 | 45 | 402500 | 318500
[5 empty] | 403500318500 | 45 | 403500 | 318500
[5 empty] | 404500318500 | 45 | 404500 | 318500
[5 empty] | 399500317500 | 45 | 399500 | 317500
[5 empty] | 400500317500 | 45 | 400500 | 317500
[5 empty] | 401500317500 | 45 | 401500 | 317500
[5 empty] | 402500317500 | 45 | 402500 | 317500
[5 empty] | 403500317500 | 45 | 403500 | 317500
[5 empty] | 404500317500 | 45 | 404500 | 317500
[5 empty] | 405500317500 | 45 | 405500 | 317500
[5 empty] | 399500316500 | 45 | 399500 | 316500
[5 empty] | 400500316500 | 45 | 400500 | 316500
[5 empty] | 401500316500 | 45 | 401500 | 316500
[5 empty] | 402500316500 | 45 | 402500 | 316500
[5 empty] | 403500316500 | 45 | 403500 | 316500
[5 empty] | 404500316500 | 45 | 404500 | 316500
[5 empty] | 405500316500 | 45 | 405500 | 316500
[5 empty] | 398500315500 | 45 | 398500 | 315500
[5 empty] | 399500315500 | 45 | 399500 | 315500
[5 empty] | 400500315500 | 45 | 400500 | 315500
[5 empty] | 401500315500 | 45 | 401500 | 315500
[5 empty] | 402500315500 | 45 | 402500 | 315500
[5 empty] | 403500315500 | 45 | 403500 | 315500
[5 empty] | 404500315500 | 45 | 404500 | 315500
[5 empty] | 398500314500 | 45 | 398500 | 314500
[5 empty] | 399500314500 | 45 | 399500 | 314500
[5 empty] | 400500314500 | 45 | 400500 | 314500
[5 empty] | 401500314500 | 45 | 401500 | 314500
[5 empty] | 402500314500 | 45 | 402500 | 314500
[5 empty] | 403500314500 | 45 | 403500 | 314500
[5 empty] | 404500314500 | 45 | 404500 | 314500
[5 empty] | 398500313500 | 45 | 398500 | 313500
[5 empty] | 399500313500 | 45 | 399500 | 313500
[5 empty] | 400500313500 | 45 | 400500 | 313500
[5 empty] | 401500313500 | 45 | 401500 | 313500
[5 empty] | 402500313500 | 45 | 402500 | 313500
[5 empty] | 403500313500 | 45 | 403500 | 313500
[5 empty] | 398500312500 | 45 | 398500 | 312500
[5 empty] | 399500312500 | 45 | 399500 | 312500
[5 empty] | 400500312500 | 45 | 400500 | 312500
[5 empty] | 401500312500 | 45 | 401500 | 312500
[5 empty] | 402500312500 | 45 | 402500 | 312500
[5 empty] | 403500312500 | 45 | 403500 | 312500
[5 empty] | 404500312500 | 45 | 404500 | 312500
[5 empty] | 397500311500 | 45 | 397500 | 311500
[5 empty] | 398500311500 | 45 | 398500 | 311500
[5 empty] | 399500311500 | 45 | 399500 | 311500
[5 empty] | 400500311500 | 45 | 400500 | 311500
[5 empty] | 401500311500 | 45 | 401500 | 311500
[5 empty] | 402500311500 | 45 | 402500 | 311500
[5 empty] | 403500311500 | 45 | 403500 | 311500
[5 empty] | 404500311500 | 45 | 404500 | 311500
[5 empty] | 397500310500 | 45 | 397500 | 310500
[5 empty] | 398500310500 | 45 | 398500 | 310500
[5 empty] | 399500310500 | 45 | 399500 | 310500
[5 empty] | 400500310500 | 45 | 400500 | 310500
[5 empty] | 401500310500 | 45 | 401500 | 310500
[5 empty] | 402500310500 | 45 | 402500 | 310500
[5 empty] | 403500310500 | 45 | 403500 | 310500
[5 empty] | 397500309500 | 45 | 397500 | 309500
[5 empty] | 398500309500 | 45 | 398500 | 309500
[5 empty] | 399500309500 | 45 | 399500 | 309500
[5 empty] | 400500309500 | 45 | 400500 | 309500
[5 empty] | 401500309500 | 45 | 401500 | 309500
[5 empty] | 402500309500 | 45 | 402500 | 309500
[5 empty] | 397500308500 | 45 | 397500 | 308500
[5 empty] | 398500308500 | 45 | 398500 | 308500
[5 empty] | 399500308500 | 45 | 399500 | 308500
[5 empty] | 400500308500 | 45 | 400500 | 308500
[5 empty] | 401500308500 | 45 | 401500 | 308500
[5 empty] | 402500308500 | 45 | 402500 | 308500
[5 empty] | 400500307500 | 45 | 400500 | 307500
[5 empty] | 401500307500 | 45 | 401500 | 307500
[5 empty] | 402500307500 | 45 | 402500 | 307500
[5 empty] | 400500306500 | 45 | 400500 | 306500
[5 empty] | 401500306500 | 45 | 401500 | 306500
[5 empty] | 402500306500 | 45 | 402500 | 306500
[5 empty] | 401500305500 | 45 | 401500 | 305500
[5 empty] | 402500305500 | 45 | 402500 | 305500
[5 empty] | 621500169500 | 46 | 621500 | 169500
[5 empty] | 622500169500 | 46 | 622500 | 169500
[5 empty] | 623500169500 | 46 | 623500 | 169500
[5 empty] | 614500168500 | 46 | 614500 | 168500
[5 empty] | 615500168500 | 46 | 615500 | 168500
[5 empty] | 616500168500 | 46 | 616500 | 168500
[5 empty] | 617500168500 | 46 | 617500 | 168500
[5 empty] | 618500168500 | 46 | 618500 | 168500
[5 empty] | 619500168500 | 46 | 619500 | 168500
[5 empty] | 620500168500 | 46 | 620500 | 168500
[5 empty] | 621500168500 | 46 | 621500 | 168500
[5 empty] | 622500168500 | 46 | 622500 | 168500
[5 empty] | 623500168500 | 46 | 623500 | 168500
[5 empty] | 624500168500 | 46 | 624500 | 168500
[5 empty] | 610500167500 | 46 | 610500 | 167500
[5 empty] | 611500167500 | 46 | 611500 | 167500
[5 empty] | 612500167500 | 46 | 612500 | 167500
[5 empty] | 613500167500 | 46 | 613500 | 167500
[5 empty] | 614500167500 | 46 | 614500 | 167500
[5 empty] | 615500167500 | 46 | 615500 | 167500
[5 empty] | 616500167500 | 46 | 616500 | 167500
[5 empty] | 617500167500 | 46 | 617500 | 167500
[5 empty] | 618500167500 | 46 | 618500 | 167500
[5 empty] | 619500167500 | 46 | 619500 | 167500
[5 empty] | 620500167500 | 46 | 620500 | 167500
[5 empty] | 621500167500 | 46 | 621500 | 167500
[5 empty] | 622500167500 | 46 | 622500 | 167500
[5 empty] | 623500167500 | 46 | 623500 | 167500
[5 empty] | 609500166500 | 46 | 609500 | 166500
[5 empty] | 610500166500 | 46 | 610500 | 166500
[5 empty] | 611500166500 | 46 | 611500 | 166500
[5 empty] | 612500166500 | 46 | 612500 | 166500
[5 empty] | 613500166500 | 46 | 613500 | 166500
[5 empty] | 614500166500 | 46 | 614500 | 166500
[5 empty] | 615500166500 | 46 | 615500 | 166500
[5 empty] | 616500166500 | 46 | 616500 | 166500
[5 empty] | 617500166500 | 46 | 617500 | 166500
[5 empty] | 618500166500 | 46 | 618500 | 166500
[5 empty] | 619500166500 | 46 | 619500 | 166500
[5 empty] | 620500166500 | 46 | 620500 | 166500
[5 empty] | 621500166500 | 46 | 621500 | 166500
[5 empty] | 622500166500 | 46 | 622500 | 166500
[5 empty] | 623500166500 | 46 | 623500 | 166500
[5 empty] | 606500165500 | 46 | 606500 | 165500
[5 empty] | 607500165500 | 46 | 607500 | 165500
[5 empty] | 608500165500 | 46 | 608500 | 165500
[5 empty] | 609500165500 | 46 | 609500 | 165500
[5 empty] | 610500165500 | 46 | 610500 | 165500
[5 empty] | 611500165500 | 46 | 611500 | 165500
[5 empty] | 612500165500 | 46 | 612500 | 165500
[5 empty] | 613500165500 | 46 | 613500 | 165500
[5 empty] | 614500165500 | 46 | 614500 | 165500
[5 empty] | 615500165500 | 46 | 615500 | 165500
[5 empty] | 616500165500 | 46 | 616500 | 165500
[5 empty] | 617500165500 | 46 | 617500 | 165500
[5 empty] | 618500165500 | 46 | 618500 | 165500
[5 empty] | 619500165500 | 46 | 619500 | 165500
[5 empty] | 620500165500 | 46 | 620500 | 165500
[5 empty] | 621500165500 | 46 | 621500 | 165500
[5 empty] | 622500165500 | 46 | 622500 | 165500
[5 empty] | 623500165500 | 46 | 623500 | 165500
[5 empty] | 624500165500 | 46 | 624500 | 165500
[5 empty] | 606500164500 | 46 | 606500 | 164500
[5 empty] | 607500164500 | 46 | 607500 | 164500
[5 empty] | 608500164500 | 46 | 608500 | 164500
[5 empty] | 609500164500 | 46 | 609500 | 164500
[5 empty] | 610500164500 | 46 | 610500 | 164500
[5 empty] | 611500164500 | 46 | 611500 | 164500
[5 empty] | 612500164500 | 46 | 612500 | 164500
[5 empty] | 613500164500 | 46 | 613500 | 164500
[5 empty] | 614500164500 | 46 | 614500 | 164500
[5 empty] | 615500164500 | 46 | 615500 | 164500
[5 empty] | 616500164500 | 46 | 616500 | 164500
[5 empty] | 617500164500 | 46 | 617500 | 164500
[5 empty] | 618500164500 | 46 | 618500 | 164500
[5 empty] | 619500164500 | 46 | 619500 | 164500
[5 empty] | 620500164500 | 46 | 620500 | 164500
[5 empty] | 621500164500 | 46 | 621500 | 164500
[5 empty] | 622500164500 | 46 | 622500 | 164500
[5 empty] | 623500164500 | 46 | 623500 | 164500
[5 empty] | 624500164500 | 46 | 624500 | 164500
[5 empty] | 625500164500 | 46 | 625500 | 164500
[5 empty] | 608500163500 | 46 | 608500 | 163500
[5 empty] | 609500163500 | 46 | 609500 | 163500
[5 empty] | 610500163500 | 46 | 610500 | 163500
[5 empty] | 611500163500 | 46 | 611500 | 163500
[5 empty] | 612500163500 | 46 | 612500 | 163500
[5 empty] | 613500163500 | 46 | 613500 | 163500
[5 empty] | 614500163500 | 46 | 614500 | 163500
[5 empty] | 615500163500 | 46 | 615500 | 163500
[5 empty] | 616500163500 | 46 | 616500 | 163500
[5 empty] | 617500163500 | 46 | 617500 | 163500
[5 empty] | 618500163500 | 46 | 618500 | 163500
[5 empty] | 619500163500 | 46 | 619500 | 163500
[5 empty] | 620500163500 | 46 | 620500 | 163500
[5 empty] | 621500163500 | 46 | 621500 | 163500
[5 empty] | 622500163500 | 46 | 622500 | 163500
[5 empty] | 623500163500 | 46 | 623500 | 163500
[5 empty] | 624500163500 | 46 | 624500 | 163500
[5 empty] | 609500162500 | 46 | 609500 | 162500
[5 empty] | 610500162500 | 46 | 610500 | 162500
[5 empty] | 611500162500 | 46 | 611500 | 162500
[5 empty] | 612500162500 | 46 | 612500 | 162500
[5 empty] | 613500162500 | 46 | 613500 | 162500
[5 empty] | 614500162500 | 46 | 614500 | 162500
[5 empty] | 615500162500 | 46 | 615500 | 162500
[5 empty] | 616500162500 | 46 | 616500 | 162500
[5 empty] | 617500162500 | 46 | 617500 | 162500
[5 empty] | 618500162500 | 46 | 618500 | 162500
[5 empty] | 619500162500 | 46 | 619500 | 162500
[5 empty] | 620500162500 | 46 | 620500 | 162500
[5 empty] | 621500162500 | 46 | 621500 | 162500
[5 empty] | 622500162500 | 46 | 622500 | 162500
[5 empty] | 623500162500 | 46 | 623500 | 162500
[5 empty] | 624500162500 | 46 | 624500 | 162500
[5 empty] | 610500161500 | 46 | 610500 | 161500
[5 empty] | 611500161500 | 46 | 611500 | 161500
[5 empty] | 612500161500 | 46 | 612500 | 161500
[5 empty] | 613500161500 | 46 | 613500 | 161500
[5 empty] | 614500161500 | 46 | 614500 | 161500
[5 empty] | 615500161500 | 46 | 615500 | 161500
[5 empty] | 616500161500 | 46 | 616500 | 161500
[5 empty] | 617500161500 | 46 | 617500 | 161500
[5 empty] | 618500161500 | 46 | 618500 | 161500
[5 empty] | 619500161500 | 46 | 619500 | 161500
[5 empty] | 620500161500 | 46 | 620500 | 161500
[5 empty] | 621500161500 | 46 | 621500 | 161500
[5 empty] | 622500161500 | 46 | 622500 | 161500
[5 empty] | 623500161500 | 46 | 623500 | 161500
[5 empty] | 610500160500 | 46 | 610500 | 160500
[5 empty] | 611500160500 | 46 | 611500 | 160500
[5 empty] | 612500160500 | 46 | 612500 | 160500
[5 empty] | 613500160500 | 46 | 613500 | 160500
[5 empty] | 614500160500 | 46 | 614500 | 160500
[5 empty] | 615500160500 | 46 | 615500 | 160500
[5 empty] | 616500160500 | 46 | 616500 | 160500
[5 empty] | 617500160500 | 46 | 617500 | 160500
[5 empty] | 618500160500 | 46 | 618500 | 160500
[5 empty] | 619500160500 | 46 | 619500 | 160500
[5 empty] | 620500160500 | 46 | 620500 | 160500
[5 empty] | 621500160500 | 46 | 621500 | 160500
[5 empty] | 622500160500 | 46 | 622500 | 160500
[5 empty] | 623500160500 | 46 | 623500 | 160500
[5 empty] | 610500159500 | 46 | 610500 | 159500
[5 empty] | 611500159500 | 46 | 611500 | 159500
[5 empty] | 612500159500 | 46 | 612500 | 159500
[5 empty] | 613500159500 | 46 | 613500 | 159500
[5 empty] | 614500159500 | 46 | 614500 | 159500
[5 empty] | 615500159500 | 46 | 615500 | 159500
[5 empty] | 616500159500 | 46 | 616500 | 159500
[5 empty] | 617500159500 | 46 | 617500 | 159500
[5 empty] | 618500159500 | 46 | 618500 | 159500
[5 empty] | 619500159500 | 46 | 619500 | 159500
[5 empty] | 620500159500 | 46 | 620500 | 159500
[5 empty] | 621500159500 | 46 | 621500 | 159500
[5 empty] | 622500159500 | 46 | 622500 | 159500
[5 empty] | 610500158500 | 46 | 610500 | 158500
[5 empty] | 611500158500 | 46 | 611500 | 158500
[5 empty] | 612500158500 | 46 | 612500 | 158500
[5 empty] | 613500158500 | 46 | 613500 | 158500
[5 empty] | 614500158500 | 46 | 614500 | 158500
[5 empty] | 615500158500 | 46 | 615500 | 158500
[5 empty] | 616500158500 | 46 | 616500 | 158500
[5 empty] | 617500158500 | 46 | 617500 | 158500
[5 empty] | 618500158500 | 46 | 618500 | 158500
[5 empty] | 619500158500 | 46 | 619500 | 158500
[5 empty] | 620500158500 | 46 | 620500 | 158500
[5 empty] | 621500158500 | 46 | 621500 | 158500
[5 empty] | 622500158500 | 46 | 622500 | 158500
[5 empty] | 623500158500 | 46 | 623500 | 158500
[5 empty] | 608500157500 | 46 | 608500 | 157500
[5 empty] | 609500157500 | 46 | 609500 | 157500
[5 empty] | 610500157500 | 46 | 610500 | 157500
[5 empty] | 611500157500 | 46 | 611500 | 157500
[5 empty] | 612500157500 | 46 | 612500 | 157500
[5 empty] | 613500157500 | 46 | 613500 | 157500
[5 empty] | 614500157500 | 46 | 614500 | 157500
[5 empty] | 615500157500 | 46 | 615500 | 157500
[5 empty] | 616500157500 | 46 | 616500 | 157500
[5 empty] | 617500157500 | 46 | 617500 | 157500
[5 empty] | 618500157500 | 46 | 618500 | 157500
[5 empty] | 619500157500 | 46 | 619500 | 157500
[5 empty] | 620500157500 | 46 | 620500 | 157500
[5 empty] | 621500157500 | 46 | 621500 | 157500
[5 empty] | 622500157500 | 46 | 622500 | 157500
[5 empty] | 608500156500 | 46 | 608500 | 156500
[5 empty] | 609500156500 | 46 | 609500 | 156500
[5 empty] | 610500156500 | 46 | 610500 | 156500
[5 empty] | 611500156500 | 46 | 611500 | 156500
[5 empty] | 612500156500 | 46 | 612500 | 156500
[5 empty] | 613500156500 | 46 | 613500 | 156500
[5 empty] | 614500156500 | 46 | 614500 | 156500
[5 empty] | 615500156500 | 46 | 615500 | 156500
[5 empty] | 616500156500 | 46 | 616500 | 156500
[5 empty] | 617500156500 | 46 | 617500 | 156500
[5 empty] | 618500156500 | 46 | 618500 | 156500
[5 empty] | 619500156500 | 46 | 619500 | 156500
[5 empty] | 620500156500 | 46 | 620500 | 156500
[5 empty] | 621500156500 | 46 | 621500 | 156500
[5 empty] | 622500156500 | 46 | 622500 | 156500
[5 empty] | 608500155500 | 46 | 608500 | 155500
[5 empty] | 609500155500 | 46 | 609500 | 155500
[5 empty] | 610500155500 | 46 | 610500 | 155500
[5 empty] | 611500155500 | 46 | 611500 | 155500
[5 empty] | 612500155500 | 46 | 612500 | 155500
[5 empty] | 613500155500 | 46 | 613500 | 155500
[5 empty] | 614500155500 | 46 | 614500 | 155500
[5 empty] | 615500155500 | 46 | 615500 | 155500
[5 empty] | 616500155500 | 46 | 616500 | 155500
[5 empty] | 617500155500 | 46 | 617500 | 155500
[5 empty] | 618500155500 | 46 | 618500 | 155500
[5 empty] | 619500155500 | 46 | 619500 | 155500
[5 empty] | 620500155500 | 46 | 620500 | 155500
[5 empty] | 621500155500 | 46 | 621500 | 155500
[5 empty] | 622500155500 | 46 | 622500 | 155500
[5 empty] | 623500155500 | 46 | 623500 | 155500
[5 empty] | 609500154500 | 46 | 609500 | 154500
[5 empty] | 610500154500 | 46 | 610500 | 154500
[5 empty] | 611500154500 | 46 | 611500 | 154500
[5 empty] | 612500154500 | 46 | 612500 | 154500
[5 empty] | 613500154500 | 46 | 613500 | 154500
[5 empty] | 614500154500 | 46 | 614500 | 154500
[5 empty] | 615500154500 | 46 | 615500 | 154500
[5 empty] | 616500154500 | 46 | 616500 | 154500
[5 empty] | 617500154500 | 46 | 617500 | 154500
[5 empty] | 618500154500 | 46 | 618500 | 154500
[5 empty] | 619500154500 | 46 | 619500 | 154500
[5 empty] | 620500154500 | 46 | 620500 | 154500
[5 empty] | 621500154500 | 46 | 621500 | 154500
[5 empty] | 622500154500 | 46 | 622500 | 154500
[5 empty] | 623500154500 | 46 | 623500 | 154500
[5 empty] | 609500153500 | 46 | 609500 | 153500
[5 empty] | 610500153500 | 46 | 610500 | 153500
[5 empty] | 611500153500 | 46 | 611500 | 153500
[5 empty] | 612500153500 | 46 | 612500 | 153500
[5 empty] | 613500153500 | 46 | 613500 | 153500
[5 empty] | 614500153500 | 46 | 614500 | 153500
[5 empty] | 615500153500 | 46 | 615500 | 153500
[5 empty] | 616500153500 | 46 | 616500 | 153500
[5 empty] | 617500153500 | 46 | 617500 | 153500
[5 empty] | 618500153500 | 46 | 618500 | 153500
[5 empty] | 619500153500 | 46 | 619500 | 153500
[5 empty] | 620500153500 | 46 | 620500 | 153500
[5 empty] | 621500153500 | 46 | 621500 | 153500
[5 empty] | 622500153500 | 46 | 622500 | 153500
[5 empty] | 609500152500 | 46 | 609500 | 152500
[5 empty] | 610500152500 | 46 | 610500 | 152500
[5 empty] | 611500152500 | 46 | 611500 | 152500
[5 empty] | 612500152500 | 46 | 612500 | 152500
[5 empty] | 613500152500 | 46 | 613500 | 152500
[5 empty] | 614500152500 | 46 | 614500 | 152500
[5 empty] | 615500152500 | 46 | 615500 | 152500
[5 empty] | 616500152500 | 46 | 616500 | 152500
[5 empty] | 617500152500 | 46 | 617500 | 152500
[5 empty] | 618500152500 | 46 | 618500 | 152500
[5 empty] | 619500152500 | 46 | 619500 | 152500
[5 empty] | 620500152500 | 46 | 620500 | 152500
[5 empty] | 621500152500 | 46 | 621500 | 152500
[5 empty] | 622500152500 | 46 | 622500 | 152500
[5 empty] | 609500151500 | 46 | 609500 | 151500
[5 empty] | 610500151500 | 46 | 610500 | 151500
[5 empty] | 611500151500 | 46 | 611500 | 151500
[5 empty] | 612500151500 | 46 | 612500 | 151500
[5 empty] | 613500151500 | 46 | 613500 | 151500
[5 empty] | 614500151500 | 46 | 614500 | 151500
[5 empty] | 615500151500 | 46 | 615500 | 151500
[5 empty] | 616500151500 | 46 | 616500 | 151500
[5 empty] | 617500151500 | 46 | 617500 | 151500
[5 empty] | 618500151500 | 46 | 618500 | 151500
[5 empty] | 619500151500 | 46 | 619500 | 151500
[5 empty] | 620500151500 | 46 | 620500 | 151500
[5 empty] | 621500151500 | 46 | 621500 | 151500
[5 empty] | 622500151500 | 46 | 622500 | 151500
[5 empty] | 610500150500 | 46 | 610500 | 150500
[5 empty] | 611500150500 | 46 | 611500 | 150500
[5 empty] | 612500150500 | 46 | 612500 | 150500
[5 empty] | 613500150500 | 46 | 613500 | 150500
[5 empty] | 614500150500 | 46 | 614500 | 150500
[5 empty] | 615500150500 | 46 | 615500 | 150500
[5 empty] | 616500150500 | 46 | 616500 | 150500
[5 empty] | 617500150500 | 46 | 617500 | 150500
[5 empty] | 618500150500 | 46 | 618500 | 150500
[5 empty] | 619500150500 | 46 | 619500 | 150500
[5 empty] | 620500150500 | 46 | 620500 | 150500
[5 empty] | 621500150500 | 46 | 621500 | 150500
[5 empty] | 622500150500 | 46 | 622500 | 150500
[5 empty] | 623500150500 | 46 | 623500 | 150500
[5 empty] | 624500150500 | 46 | 624500 | 150500
[5 empty] | 610500149500 | 46 | 610500 | 149500
[5 empty] | 611500149500 | 46 | 611500 | 149500
[5 empty] | 612500149500 | 46 | 612500 | 149500
[5 empty] | 613500149500 | 46 | 613500 | 149500
[5 empty] | 614500149500 | 46 | 614500 | 149500
[5 empty] | 615500149500 | 46 | 615500 | 149500
[5 empty] | 616500149500 | 46 | 616500 | 149500
[5 empty] | 617500149500 | 46 | 617500 | 149500
[5 empty] | 618500149500 | 46 | 618500 | 149500
[5 empty] | 619500149500 | 46 | 619500 | 149500
[5 empty] | 620500149500 | 46 | 620500 | 149500
[5 empty] | 621500149500 | 46 | 621500 | 149500
[5 empty] | 622500149500 | 46 | 622500 | 149500
[5 empty] | 623500149500 | 46 | 623500 | 149500
[5 empty] | 624500149500 | 46 | 624500 | 149500
[5 empty] | 610500148500 | 46 | 610500 | 148500
[5 empty] | 611500148500 | 46 | 611500 | 148500
[5 empty] | 612500148500 | 46 | 612500 | 148500
[5 empty] | 613500148500 | 46 | 613500 | 148500
[5 empty] | 615500148500 | 46 | 615500 | 148500
[5 empty] | 616500148500 | 46 | 616500 | 148500
[5 empty] | 617500148500 | 46 | 617500 | 148500
[5 empty] | 618500148500 | 46 | 618500 | 148500
[5 empty] | 619500148500 | 46 | 619500 | 148500
[5 empty] | 620500148500 | 46 | 620500 | 148500
[5 empty] | 621500148500 | 46 | 621500 | 148500
[5 empty] | 622500148500 | 46 | 622500 | 148500
[5 empty] | 623500148500 | 46 | 623500 | 148500
[5 empty] | 609500147500 | 46 | 609500 | 147500
[5 empty] | 610500147500 | 46 | 610500 | 147500
[5 empty] | 611500147500 | 46 | 611500 | 147500
[5 empty] | 612500147500 | 46 | 612500 | 147500
[5 empty] | 619500147500 | 46 | 619500 | 147500
[5 empty] | 356500587500 | 518 | 356500 | 587500
[5 empty] | 354500586500 | 518 | 354500 | 586500
[5 empty] | 355500586500 | 518 | 355500 | 586500
[5 empty] | 356500586500 | 518 | 356500 | 586500
[5 empty] | 353500585500 | 518 | 353500 | 585500
[5 empty] | 354500585500 | 518 | 354500 | 585500
[5 empty] | 355500585500 | 518 | 355500 | 585500
[5 empty] | 356500585500 | 518 | 356500 | 585500
[5 empty] | 351500584500 | 518 | 351500 | 584500
[5 empty] | 352500584500 | 518 | 352500 | 584500
[5 empty] | 353500584500 | 518 | 353500 | 584500
[5 empty] | 354500584500 | 518 | 354500 | 584500
[5 empty] | 355500584500 | 518 | 355500 | 584500
[5 empty] | 356500584500 | 518 | 356500 | 584500
[5 empty] | 350500583500 | 518 | 350500 | 583500
[5 empty] | 351500583500 | 518 | 351500 | 583500
[5 empty] | 352500583500 | 518 | 352500 | 583500
[5 empty] | 353500583500 | 518 | 353500 | 583500
[5 empty] | 354500583500 | 518 | 354500 | 583500
[5 empty] | 355500583500 | 518 | 355500 | 583500
[5 empty] | 356500583500 | 518 | 356500 | 583500
[5 empty] | 357500583500 | 518 | 357500 | 583500
[5 empty] | 347500582500 | 518 | 347500 | 582500
[5 empty] | 348500582500 | 518 | 348500 | 582500
[5 empty] | 349500582500 | 518 | 349500 | 582500
[5 empty] | 350500582500 | 518 | 350500 | 582500
[5 empty] | 351500582500 | 518 | 351500 | 582500
[5 empty] | 352500582500 | 518 | 352500 | 582500
[5 empty] | 353500582500 | 518 | 353500 | 582500
[5 empty] | 354500582500 | 518 | 354500 | 582500
[5 empty] | 355500582500 | 518 | 355500 | 582500
[5 empty] | 356500582500 | 518 | 356500 | 582500
[5 empty] | 357500582500 | 518 | 357500 | 582500
[5 empty] | 347500581500 | 518 | 347500 | 581500
[5 empty] | 348500581500 | 518 | 348500 | 581500
[5 empty] | 349500581500 | 518 | 349500 | 581500
[5 empty] | 350500581500 | 518 | 350500 | 581500
[5 empty] | 351500581500 | 518 | 351500 | 581500
[5 empty] | 352500581500 | 518 | 352500 | 581500
[5 empty] | 353500581500 | 518 | 353500 | 581500
[5 empty] | 354500581500 | 518 | 354500 | 581500
[5 empty] | 355500581500 | 518 | 355500 | 581500
[5 empty] | 356500581500 | 518 | 356500 | 581500
[5 empty] | 357500581500 | 518 | 357500 | 581500
[5 empty] | 358500581500 | 518 | 358500 | 581500
[5 empty] | 359500581500 | 518 | 359500 | 581500
[5 empty] | 360500581500 | 518 | 360500 | 581500
[5 empty] | 346500580500 | 518 | 346500 | 580500
[5 empty] | 347500580500 | 518 | 347500 | 580500
[5 empty] | 348500580500 | 518 | 348500 | 580500
[5 empty] | 349500580500 | 518 | 349500 | 580500
[5 empty] | 350500580500 | 518 | 350500 | 580500
[5 empty] | 351500580500 | 518 | 351500 | 580500
[5 empty] | 352500580500 | 518 | 352500 | 580500
[5 empty] | 353500580500 | 518 | 353500 | 580500
[5 empty] | 354500580500 | 518 | 354500 | 580500
[5 empty] | 355500580500 | 518 | 355500 | 580500
[5 empty] | 356500580500 | 518 | 356500 | 580500
[5 empty] | 357500580500 | 518 | 357500 | 580500
[5 empty] | 358500580500 | 518 | 358500 | 580500
[5 empty] | 359500580500 | 518 | 359500 | 580500
[5 empty] | 360500580500 | 518 | 360500 | 580500
[5 empty] | 361500580500 | 518 | 361500 | 580500
[5 empty] | 345500579500 | 518 | 345500 | 579500
[5 empty] | 346500579500 | 518 | 346500 | 579500
[5 empty] | 347500579500 | 518 | 347500 | 579500
[5 empty] | 348500579500 | 518 | 348500 | 579500
[5 empty] | 349500579500 | 518 | 349500 | 579500
[5 empty] | 350500579500 | 518 | 350500 | 579500
[5 empty] | 351500579500 | 518 | 351500 | 579500
[5 empty] | 352500579500 | 518 | 352500 | 579500
[5 empty] | 353500579500 | 518 | 353500 | 579500
[5 empty] | 354500579500 | 518 | 354500 | 579500
[5 empty] | 355500579500 | 518 | 355500 | 579500
[5 empty] | 356500579500 | 518 | 356500 | 579500
[5 empty] | 357500579500 | 518 | 357500 | 579500
[5 empty] | 358500579500 | 518 | 358500 | 579500
[5 empty] | 359500579500 | 518 | 359500 | 579500
[5 empty] | 360500579500 | 518 | 360500 | 579500
[5 empty] | 361500579500 | 518 | 361500 | 579500
[5 empty] | 344500578500 | 518 | 344500 | 578500
[5 empty] | 345500578500 | 518 | 345500 | 578500
[5 empty] | 346500578500 | 518 | 346500 | 578500
[5 empty] | 347500578500 | 518 | 347500 | 578500
[5 empty] | 348500578500 | 518 | 348500 | 578500
[5 empty] | 349500578500 | 518 | 349500 | 578500
[5 empty] | 350500578500 | 518 | 350500 | 578500
[5 empty] | 351500578500 | 518 | 351500 | 578500
[5 empty] | 352500578500 | 518 | 352500 | 578500
[5 empty] | 353500578500 | 518 | 353500 | 578500
[5 empty] | 354500578500 | 518 | 354500 | 578500
[5 empty] | 355500578500 | 518 | 355500 | 578500
[5 empty] | 356500578500 | 518 | 356500 | 578500
[5 empty] | 357500578500 | 518 | 357500 | 578500
[5 empty] | 358500578500 | 518 | 358500 | 578500
[5 empty] | 359500578500 | 518 | 359500 | 578500
[5 empty] | 360500578500 | 518 | 360500 | 578500
[5 empty] | 361500578500 | 518 | 361500 | 578500
[5 empty] | 362500578500 | 518 | 362500 | 578500
[5 empty] | 343500577500 | 518 | 343500 | 577500
[5 empty] | 344500577500 | 518 | 344500 | 577500
[5 empty] | 345500577500 | 518 | 345500 | 577500
[5 empty] | 346500577500 | 518 | 346500 | 577500
[5 empty] | 347500577500 | 518 | 347500 | 577500
[5 empty] | 348500577500 | 518 | 348500 | 577500
[5 empty] | 349500577500 | 518 | 349500 | 577500
[5 empty] | 350500577500 | 518 | 350500 | 577500
[5 empty] | 351500577500 | 518 | 351500 | 577500
[5 empty] | 352500577500 | 518 | 352500 | 577500
[5 empty] | 353500577500 | 518 | 353500 | 577500
[5 empty] | 354500577500 | 518 | 354500 | 577500
[5 empty] | 355500577500 | 518 | 355500 | 577500
[5 empty] | 356500577500 | 518 | 356500 | 577500
[5 empty] | 357500577500 | 518 | 357500 | 577500
[5 empty] | 358500577500 | 518 | 358500 | 577500
[5 empty] | 359500577500 | 518 | 359500 | 577500
[5 empty] | 360500577500 | 518 | 360500 | 577500
[5 empty] | 361500577500 | 518 | 361500 | 577500
[5 empty] | 362500577500 | 518 | 362500 | 577500
[5 empty] | 363500577500 | 518 | 363500 | 577500
[5 empty] | 343500576500 | 518 | 343500 | 576500
[5 empty] | 344500576500 | 518 | 344500 | 576500
[5 empty] | 345500576500 | 518 | 345500 | 576500
[5 empty] | 346500576500 | 518 | 346500 | 576500
[5 empty] | 347500576500 | 518 | 347500 | 576500
[5 empty] | 348500576500 | 518 | 348500 | 576500
[5 empty] | 349500576500 | 518 | 349500 | 576500
[5 empty] | 350500576500 | 518 | 350500 | 576500
[5 empty] | 351500576500 | 518 | 351500 | 576500
[5 empty] | 352500576500 | 518 | 352500 | 576500
[5 empty] | 353500576500 | 518 | 353500 | 576500
[5 empty] | 354500576500 | 518 | 354500 | 576500
[5 empty] | 355500576500 | 518 | 355500 | 576500
[5 empty] | 356500576500 | 518 | 356500 | 576500
[5 empty] | 357500576500 | 518 | 357500 | 576500
[5 empty] | 358500576500 | 518 | 358500 | 576500
[5 empty] | 359500576500 | 518 | 359500 | 576500
[5 empty] | 360500576500 | 518 | 360500 | 576500
[5 empty] | 361500576500 | 518 | 361500 | 576500
[5 empty] | 362500576500 | 518 | 362500 | 576500
[5 empty] | 363500576500 | 518 | 363500 | 576500
[5 empty] | 364500576500 | 518 | 364500 | 576500
[5 empty] | 365500576500 | 518 | 365500 | 576500
[5 empty] | 366500576500 | 518 | 366500 | 576500
[5 empty] | 367500576500 | 518 | 367500 | 576500
[5 empty] | 368500576500 | 518 | 368500 | 576500
[5 empty] | 340500575500 | 518 | 340500 | 575500
[5 empty] | 341500575500 | 518 | 341500 | 575500
[5 empty] | 342500575500 | 518 | 342500 | 575500
[5 empty] | 343500575500 | 518 | 343500 | 575500
[5 empty] | 344500575500 | 518 | 344500 | 575500
[5 empty] | 345500575500 | 518 | 345500 | 575500
[5 empty] | 346500575500 | 518 | 346500 | 575500
[5 empty] | 347500575500 | 518 | 347500 | 575500
[5 empty] | 348500575500 | 518 | 348500 | 575500
[5 empty] | 349500575500 | 518 | 349500 | 575500
[5 empty] | 350500575500 | 518 | 350500 | 575500
[5 empty] | 351500575500 | 518 | 351500 | 575500
[5 empty] | 352500575500 | 518 | 352500 | 575500
[5 empty] | 353500575500 | 518 | 353500 | 575500
[5 empty] | 354500575500 | 518 | 354500 | 575500
[5 empty] | 355500575500 | 518 | 355500 | 575500
[5 empty] | 356500575500 | 518 | 356500 | 575500
[5 empty] | 357500575500 | 518 | 357500 | 575500
[5 empty] | 358500575500 | 518 | 358500 | 575500
[5 empty] | 359500575500 | 518 | 359500 | 575500
[5 empty] | 360500575500 | 518 | 360500 | 575500
[5 empty] | 361500575500 | 518 | 361500 | 575500
[5 empty] | 362500575500 | 518 | 362500 | 575500
[5 empty] | 363500575500 | 518 | 363500 | 575500
[5 empty] | 364500575500 | 518 | 364500 | 575500
[5 empty] | 365500575500 | 518 | 365500 | 575500
[5 empty] | 366500575500 | 518 | 366500 | 575500
[5 empty] | 367500575500 | 518 | 367500 | 575500
[5 empty] | 340500574500 | 518 | 340500 | 574500
[5 empty] | 341500574500 | 518 | 341500 | 574500
[5 empty] | 342500574500 | 518 | 342500 | 574500
[5 empty] | 343500574500 | 518 | 343500 | 574500
[5 empty] | 344500574500 | 518 | 344500 | 574500
[5 empty] | 345500574500 | 518 | 345500 | 574500
[5 empty] | 346500574500 | 518 | 346500 | 574500
[5 empty] | 347500574500 | 518 | 347500 | 574500
[5 empty] | 348500574500 | 518 | 348500 | 574500
[5 empty] | 349500574500 | 518 | 349500 | 574500
[5 empty] | 350500574500 | 518 | 350500 | 574500
[5 empty] | 351500574500 | 518 | 351500 | 574500
[5 empty] | 352500574500 | 518 | 352500 | 574500
[5 empty] | 353500574500 | 518 | 353500 | 574500
[5 empty] | 354500574500 | 518 | 354500 | 574500
[5 empty] | 355500574500 | 518 | 355500 | 574500
[5 empty] | 356500574500 | 518 | 356500 | 574500
[5 empty] | 357500574500 | 518 | 357500 | 574500
[5 empty] | 358500574500 | 518 | 358500 | 574500
[5 empty] | 359500574500 | 518 | 359500 | 574500
[5 empty] | 360500574500 | 518 | 360500 | 574500
[5 empty] | 361500574500 | 518 | 361500 | 574500
[5 empty] | 362500574500 | 518 | 362500 | 574500
[5 empty] | 363500574500 | 518 | 363500 | 574500
[5 empty] | 364500574500 | 518 | 364500 | 574500
[5 empty] | 365500574500 | 518 | 365500 | 574500
[5 empty] | 366500574500 | 518 | 366500 | 574500
[5 empty] | 367500574500 | 518 | 367500 | 574500
[5 empty] | 333500573500 | 518 | 333500 | 573500
[5 empty] | 334500573500 | 518 | 334500 | 573500
[5 empty] | 335500573500 | 518 | 335500 | 573500
[5 empty] | 336500573500 | 518 | 336500 | 573500
[5 empty] | 339500573500 | 518 | 339500 | 573500
[5 empty] | 340500573500 | 518 | 340500 | 573500
[5 empty] | 341500573500 | 518 | 341500 | 573500
[5 empty] | 342500573500 | 518 | 342500 | 573500
[5 empty] | 343500573500 | 518 | 343500 | 573500
[5 empty] | 344500573500 | 518 | 344500 | 573500
[5 empty] | 345500573500 | 518 | 345500 | 573500
[5 empty] | 346500573500 | 518 | 346500 | 573500
[5 empty] | 347500573500 | 518 | 347500 | 573500
[5 empty] | 348500573500 | 518 | 348500 | 573500
[5 empty] | 349500573500 | 518 | 349500 | 573500
[5 empty] | 350500573500 | 518 | 350500 | 573500
[5 empty] | 351500573500 | 518 | 351500 | 573500
[5 empty] | 352500573500 | 518 | 352500 | 573500
[5 empty] | 353500573500 | 518 | 353500 | 573500
[5 empty] | 354500573500 | 518 | 354500 | 573500
[5 empty] | 355500573500 | 518 | 355500 | 573500
[5 empty] | 356500573500 | 518 | 356500 | 573500
[5 empty] | 357500573500 | 518 | 357500 | 573500
[5 empty] | 358500573500 | 518 | 358500 | 573500
[5 empty] | 359500573500 | 518 | 359500 | 573500
[5 empty] | 360500573500 | 518 | 360500 | 573500
[5 empty] | 361500573500 | 518 | 361500 | 573500
[5 empty] | 362500573500 | 518 | 362500 | 573500
[5 empty] | 363500573500 | 518 | 363500 | 573500
[5 empty] | 364500573500 | 518 | 364500 | 573500
[5 empty] | 365500573500 | 518 | 365500 | 573500
[5 empty] | 366500573500 | 518 | 366500 | 573500
[5 empty] | 367500573500 | 518 | 367500 | 573500
[5 empty] | 334500572500 | 518 | 334500 | 572500
[5 empty] | 335500572500 | 518 | 335500 | 572500
[5 empty] | 336500572500 | 518 | 336500 | 572500
[5 empty] | 337500572500 | 518 | 337500 | 572500
[5 empty] | 338500572500 | 518 | 338500 | 572500
[5 empty] | 339500572500 | 518 | 339500 | 572500
[5 empty] | 340500572500 | 518 | 340500 | 572500
[5 empty] | 341500572500 | 518 | 341500 | 572500
[5 empty] | 342500572500 | 518 | 342500 | 572500
[5 empty] | 343500572500 | 518 | 343500 | 572500
[5 empty] | 344500572500 | 518 | 344500 | 572500
[5 empty] | 345500572500 | 518 | 345500 | 572500
[5 empty] | 346500572500 | 518 | 346500 | 572500
[5 empty] | 347500572500 | 518 | 347500 | 572500
[5 empty] | 348500572500 | 518 | 348500 | 572500
[5 empty] | 349500572500 | 518 | 349500 | 572500
[5 empty] | 350500572500 | 518 | 350500 | 572500
[5 empty] | 351500572500 | 518 | 351500 | 572500
[5 empty] | 352500572500 | 518 | 352500 | 572500
[5 empty] | 353500572500 | 518 | 353500 | 572500
[5 empty] | 354500572500 | 518 | 354500 | 572500
[5 empty] | 355500572500 | 518 | 355500 | 572500
[5 empty] | 356500572500 | 518 | 356500 | 572500
[5 empty] | 357500572500 | 518 | 357500 | 572500
[5 empty] | 358500572500 | 518 | 358500 | 572500
[5 empty] | 359500572500 | 518 | 359500 | 572500
[5 empty] | 360500572500 | 518 | 360500 | 572500
[5 empty] | 361500572500 | 518 | 361500 | 572500
[5 empty] | 362500572500 | 518 | 362500 | 572500
[5 empty] | 363500572500 | 518 | 363500 | 572500
[5 empty] | 364500572500 | 518 | 364500 | 572500
[5 empty] | 365500572500 | 518 | 365500 | 572500
[5 empty] | 366500572500 | 518 | 366500 | 572500
[5 empty] | 367500572500 | 518 | 367500 | 572500
[5 empty] | 368500572500 | 518 | 368500 | 572500
[5 empty] | 334500571500 | 518 | 334500 | 571500
[5 empty] | 335500571500 | 518 | 335500 | 571500
[5 empty] | 336500571500 | 518 | 336500 | 571500
[5 empty] | 337500571500 | 518 | 337500 | 571500
[5 empty] | 338500571500 | 518 | 338500 | 571500
[5 empty] | 339500571500 | 518 | 339500 | 571500
[5 empty] | 340500571500 | 518 | 340500 | 571500
[5 empty] | 341500571500 | 518 | 341500 | 571500
[5 empty] | 342500571500 | 518 | 342500 | 571500
[5 empty] | 343500571500 | 518 | 343500 | 571500
[5 empty] | 344500571500 | 518 | 344500 | 571500
[5 empty] | 345500571500 | 518 | 345500 | 571500
[5 empty] | 346500571500 | 518 | 346500 | 571500
[5 empty] | 347500571500 | 518 | 347500 | 571500
[5 empty] | 348500571500 | 518 | 348500 | 571500
[5 empty] | 349500571500 | 518 | 349500 | 571500
[5 empty] | 350500571500 | 518 | 350500 | 571500
[5 empty] | 351500571500 | 518 | 351500 | 571500
[5 empty] | 352500571500 | 518 | 352500 | 571500
[5 empty] | 353500571500 | 518 | 353500 | 571500
[5 empty] | 354500571500 | 518 | 354500 | 571500
[5 empty] | 355500571500 | 518 | 355500 | 571500
[5 empty] | 356500571500 | 518 | 356500 | 571500
[5 empty] | 357500571500 | 518 | 357500 | 571500
[5 empty] | 358500571500 | 518 | 358500 | 571500
[5 empty] | 359500571500 | 518 | 359500 | 571500
[5 empty] | 360500571500 | 518 | 360500 | 571500
[5 empty] | 361500571500 | 518 | 361500 | 571500
[5 empty] | 362500571500 | 518 | 362500 | 571500
[5 empty] | 363500571500 | 518 | 363500 | 571500
[5 empty] | 364500571500 | 518 | 364500 | 571500
[5 empty] | 365500571500 | 518 | 365500 | 571500
[5 empty] | 366500571500 | 518 | 366500 | 571500
[5 empty] | 367500571500 | 518 | 367500 | 571500
[5 empty] | 334500570500 | 518 | 334500 | 570500
[5 empty] | 335500570500 | 518 | 335500 | 570500
[5 empty] | 336500570500 | 518 | 336500 | 570500
[5 empty] | 337500570500 | 518 | 337500 | 570500
[5 empty] | 338500570500 | 518 | 338500 | 570500
[5 empty] | 339500570500 | 518 | 339500 | 570500
[5 empty] | 340500570500 | 518 | 340500 | 570500
[5 empty] | 341500570500 | 518 | 341500 | 570500
[5 empty] | 342500570500 | 518 | 342500 | 570500
[5 empty] | 343500570500 | 518 | 343500 | 570500
[5 empty] | 344500570500 | 518 | 344500 | 570500
[5 empty] | 345500570500 | 518 | 345500 | 570500
[5 empty] | 346500570500 | 518 | 346500 | 570500
[5 empty] | 347500570500 | 518 | 347500 | 570500
[5 empty] | 348500570500 | 518 | 348500 | 570500
[5 empty] | 349500570500 | 518 | 349500 | 570500
[5 empty] | 350500570500 | 518 | 350500 | 570500
[5 empty] | 351500570500 | 518 | 351500 | 570500
[5 empty] | 352500570500 | 518 | 352500 | 570500
[5 empty] | 353500570500 | 518 | 353500 | 570500
[5 empty] | 354500570500 | 518 | 354500 | 570500
[5 empty] | 355500570500 | 518 | 355500 | 570500
[5 empty] | 356500570500 | 518 | 356500 | 570500
[5 empty] | 357500570500 | 518 | 357500 | 570500
[5 empty] | 358500570500 | 518 | 358500 | 570500
[5 empty] | 359500570500 | 518 | 359500 | 570500
[5 empty] | 360500570500 | 518 | 360500 | 570500
[5 empty] | 361500570500 | 518 | 361500 | 570500
[5 empty] | 362500570500 | 518 | 362500 | 570500
[5 empty] | 363500570500 | 518 | 363500 | 570500
[5 empty] | 364500570500 | 518 | 364500 | 570500
[5 empty] | 365500570500 | 518 | 365500 | 570500
[5 empty] | 333500569500 | 518 | 333500 | 569500
[5 empty] | 334500569500 | 518 | 334500 | 569500
[5 empty] | 335500569500 | 518 | 335500 | 569500
[5 empty] | 336500569500 | 518 | 336500 | 569500
[5 empty] | 337500569500 | 518 | 337500 | 569500
[5 empty] | 338500569500 | 518 | 338500 | 569500
[5 empty] | 339500569500 | 518 | 339500 | 569500
[5 empty] | 340500569500 | 518 | 340500 | 569500
[5 empty] | 341500569500 | 518 | 341500 | 569500
[5 empty] | 342500569500 | 518 | 342500 | 569500
[5 empty] | 343500569500 | 518 | 343500 | 569500
[5 empty] | 344500569500 | 518 | 344500 | 569500
[5 empty] | 345500569500 | 518 | 345500 | 569500
[5 empty] | 346500569500 | 518 | 346500 | 569500
[5 empty] | 347500569500 | 518 | 347500 | 569500
[5 empty] | 348500569500 | 518 | 348500 | 569500
[5 empty] | 349500569500 | 518 | 349500 | 569500
[5 empty] | 350500569500 | 518 | 350500 | 569500
[5 empty] | 351500569500 | 518 | 351500 | 569500
[5 empty] | 352500569500 | 518 | 352500 | 569500
[5 empty] | 353500569500 | 518 | 353500 | 569500
[5 empty] | 354500569500 | 518 | 354500 | 569500
[5 empty] | 355500569500 | 518 | 355500 | 569500
[5 empty] | 356500569500 | 518 | 356500 | 569500
[5 empty] | 357500569500 | 518 | 357500 | 569500
[5 empty] | 358500569500 | 518 | 358500 | 569500
[5 empty] | 359500569500 | 518 | 359500 | 569500
[5 empty] | 360500569500 | 518 | 360500 | 569500
[5 empty] | 361500569500 | 518 | 361500 | 569500
[5 empty] | 362500569500 | 518 | 362500 | 569500
[5 empty] | 363500569500 | 518 | 363500 | 569500
[5 empty] | 333500568500 | 518 | 333500 | 568500
[5 empty] | 334500568500 | 518 | 334500 | 568500
[5 empty] | 335500568500 | 518 | 335500 | 568500
[5 empty] | 336500568500 | 518 | 336500 | 568500
[5 empty] | 337500568500 | 518 | 337500 | 568500
[5 empty] | 338500568500 | 518 | 338500 | 568500
[5 empty] | 339500568500 | 518 | 339500 | 568500
[5 empty] | 340500568500 | 518 | 340500 | 568500
[5 empty] | 341500568500 | 518 | 341500 | 568500
[5 empty] | 342500568500 | 518 | 342500 | 568500
[5 empty] | 343500568500 | 518 | 343500 | 568500
[5 empty] | 344500568500 | 518 | 344500 | 568500
[5 empty] | 345500568500 | 518 | 345500 | 568500
[5 empty] | 346500568500 | 518 | 346500 | 568500
[5 empty] | 347500568500 | 518 | 347500 | 568500
[5 empty] | 348500568500 | 518 | 348500 | 568500
[5 empty] | 349500568500 | 518 | 349500 | 568500
[5 empty] | 350500568500 | 518 | 350500 | 568500
[5 empty] | 351500568500 | 518 | 351500 | 568500
[5 empty] | 352500568500 | 518 | 352500 | 568500
[5 empty] | 353500568500 | 518 | 353500 | 568500
[5 empty] | 354500568500 | 518 | 354500 | 568500
[5 empty] | 355500568500 | 518 | 355500 | 568500
[5 empty] | 356500568500 | 518 | 356500 | 568500
[5 empty] | 357500568500 | 518 | 357500 | 568500
[5 empty] | 358500568500 | 518 | 358500 | 568500
[5 empty] | 359500568500 | 518 | 359500 | 568500
[5 empty] | 360500568500 | 518 | 360500 | 568500
[5 empty] | 361500568500 | 518 | 361500 | 568500
[5 empty] | 362500568500 | 518 | 362500 | 568500
[5 empty] | 333500567500 | 518 | 333500 | 567500
[5 empty] | 334500567500 | 518 | 334500 | 567500
[5 empty] | 335500567500 | 518 | 335500 | 567500
[5 empty] | 336500567500 | 518 | 336500 | 567500
[5 empty] | 337500567500 | 518 | 337500 | 567500
[5 empty] | 338500567500 | 518 | 338500 | 567500
[5 empty] | 339500567500 | 518 | 339500 | 567500
[5 empty] | 340500567500 | 518 | 340500 | 567500
[5 empty] | 341500567500 | 518 | 341500 | 567500
[5 empty] | 342500567500 | 518 | 342500 | 567500
[5 empty] | 343500567500 | 518 | 343500 | 567500
[5 empty] | 344500567500 | 518 | 344500 | 567500
[5 empty] | 345500567500 | 518 | 345500 | 567500
[5 empty] | 346500567500 | 518 | 346500 | 567500
[5 empty] | 347500567500 | 518 | 347500 | 567500
[5 empty] | 348500567500 | 518 | 348500 | 567500
[5 empty] | 349500567500 | 518 | 349500 | 567500
[5 empty] | 350500567500 | 518 | 350500 | 567500
[5 empty] | 351500567500 | 518 | 351500 | 567500
[5 empty] | 352500567500 | 518 | 352500 | 567500
[5 empty] | 353500567500 | 518 | 353500 | 567500
[5 empty] | 354500567500 | 518 | 354500 | 567500
[5 empty] | 355500567500 | 518 | 355500 | 567500
[5 empty] | 356500567500 | 518 | 356500 | 567500
[5 empty] | 357500567500 | 518 | 357500 | 567500
[5 empty] | 358500567500 | 518 | 358500 | 567500
[5 empty] | 359500567500 | 518 | 359500 | 567500
[5 empty] | 360500567500 | 518 | 360500 | 567500
[5 empty] | 361500567500 | 518 | 361500 | 567500
[5 empty] | 362500567500 | 518 | 362500 | 567500
[5 empty] | 363500567500 | 518 | 363500 | 567500
[5 empty] | 332500566500 | 518 | 332500 | 566500
[5 empty] | 333500566500 | 518 | 333500 | 566500
[5 empty] | 334500566500 | 518 | 334500 | 566500
[5 empty] | 335500566500 | 518 | 335500 | 566500
[5 empty] | 336500566500 | 518 | 336500 | 566500
[5 empty] | 337500566500 | 518 | 337500 | 566500
[5 empty] | 338500566500 | 518 | 338500 | 566500
[5 empty] | 339500566500 | 518 | 339500 | 566500
[5 empty] | 340500566500 | 518 | 340500 | 566500
[5 empty] | 341500566500 | 518 | 341500 | 566500
[5 empty] | 342500566500 | 518 | 342500 | 566500
[5 empty] | 343500566500 | 518 | 343500 | 566500
[5 empty] | 344500566500 | 518 | 344500 | 566500
[5 empty] | 345500566500 | 518 | 345500 | 566500
[5 empty] | 346500566500 | 518 | 346500 | 566500
[5 empty] | 347500566500 | 518 | 347500 | 566500
[5 empty] | 348500566500 | 518 | 348500 | 566500
[5 empty] | 349500566500 | 518 | 349500 | 566500
[5 empty] | 350500566500 | 518 | 350500 | 566500
[5 empty] | 351500566500 | 518 | 351500 | 566500
[5 empty] | 352500566500 | 518 | 352500 | 566500
[5 empty] | 353500566500 | 518 | 353500 | 566500
[5 empty] | 354500566500 | 518 | 354500 | 566500
[5 empty] | 355500566500 | 518 | 355500 | 566500
[5 empty] | 356500566500 | 518 | 356500 | 566500
[5 empty] | 357500566500 | 518 | 357500 | 566500
[5 empty] | 358500566500 | 518 | 358500 | 566500
[5 empty] | 359500566500 | 518 | 359500 | 566500
[5 empty] | 360500566500 | 518 | 360500 | 566500
[5 empty] | 361500566500 | 518 | 361500 | 566500
[5 empty] | 362500566500 | 518 | 362500 | 566500
[5 empty] | 331500565500 | 518 | 331500 | 565500
[5 empty] | 332500565500 | 518 | 332500 | 565500
[5 empty] | 333500565500 | 518 | 333500 | 565500
[5 empty] | 334500565500 | 518 | 334500 | 565500
[5 empty] | 335500565500 | 518 | 335500 | 565500
[5 empty] | 336500565500 | 518 | 336500 | 565500
[5 empty] | 337500565500 | 518 | 337500 | 565500
[5 empty] | 338500565500 | 518 | 338500 | 565500
[5 empty] | 339500565500 | 518 | 339500 | 565500
[5 empty] | 340500565500 | 518 | 340500 | 565500
[5 empty] | 341500565500 | 518 | 341500 | 565500
[5 empty] | 342500565500 | 518 | 342500 | 565500
[5 empty] | 343500565500 | 518 | 343500 | 565500
[5 empty] | 344500565500 | 518 | 344500 | 565500
[5 empty] | 345500565500 | 518 | 345500 | 565500
[5 empty] | 346500565500 | 518 | 346500 | 565500
[5 empty] | 347500565500 | 518 | 347500 | 565500
[5 empty] | 348500565500 | 518 | 348500 | 565500
[5 empty] | 349500565500 | 518 | 349500 | 565500
[5 empty] | 350500565500 | 518 | 350500 | 565500
[5 empty] | 351500565500 | 518 | 351500 | 565500
[5 empty] | 352500565500 | 518 | 352500 | 565500
[5 empty] | 353500565500 | 518 | 353500 | 565500
[5 empty] | 354500565500 | 518 | 354500 | 565500
[5 empty] | 355500565500 | 518 | 355500 | 565500
[5 empty] | 356500565500 | 518 | 356500 | 565500
[5 empty] | 357500565500 | 518 | 357500 | 565500
[5 empty] | 358500565500 | 518 | 358500 | 565500
[5 empty] | 359500565500 | 518 | 359500 | 565500
[5 empty] | 360500565500 | 518 | 360500 | 565500
[5 empty] | 361500565500 | 518 | 361500 | 565500
[5 empty] | 362500565500 | 518 | 362500 | 565500
[5 empty] | 328500564500 | 518 | 328500 | 564500
[5 empty] | 329500564500 | 518 | 329500 | 564500
[5 empty] | 331500564500 | 518 | 331500 | 564500
[5 empty] | 332500564500 | 518 | 332500 | 564500
[5 empty] | 333500564500 | 518 | 333500 | 564500
[5 empty] | 334500564500 | 518 | 334500 | 564500
[5 empty] | 335500564500 | 518 | 335500 | 564500
[5 empty] | 336500564500 | 518 | 336500 | 564500
[5 empty] | 337500564500 | 518 | 337500 | 564500
[5 empty] | 338500564500 | 518 | 338500 | 564500
[5 empty] | 339500564500 | 518 | 339500 | 564500
[5 empty] | 340500564500 | 518 | 340500 | 564500
[5 empty] | 341500564500 | 518 | 341500 | 564500
[5 empty] | 342500564500 | 518 | 342500 | 564500
[5 empty] | 343500564500 | 518 | 343500 | 564500
[5 empty] | 344500564500 | 518 | 344500 | 564500
[5 empty] | 345500564500 | 518 | 345500 | 564500
[5 empty] | 346500564500 | 518 | 346500 | 564500
[5 empty] | 347500564500 | 518 | 347500 | 564500
[5 empty] | 348500564500 | 518 | 348500 | 564500
[5 empty] | 349500564500 | 518 | 349500 | 564500
[5 empty] | 350500564500 | 518 | 350500 | 564500
[5 empty] | 351500564500 | 518 | 351500 | 564500
[5 empty] | 352500564500 | 518 | 352500 | 564500
[5 empty] | 353500564500 | 518 | 353500 | 564500
[5 empty] | 354500564500 | 518 | 354500 | 564500
[5 empty] | 355500564500 | 518 | 355500 | 564500
[5 empty] | 356500564500 | 518 | 356500 | 564500
[5 empty] | 357500564500 | 518 | 357500 | 564500
[5 empty] | 358500564500 | 518 | 358500 | 564500
[5 empty] | 359500564500 | 518 | 359500 | 564500
[5 empty] | 360500564500 | 518 | 360500 | 564500
[5 empty] | 361500564500 | 518 | 361500 | 564500
[5 empty] | 328500563500 | 518 | 328500 | 563500
[5 empty] | 329500563500 | 518 | 329500 | 563500
[5 empty] | 330500563500 | 518 | 330500 | 563500
[5 empty] | 331500563500 | 518 | 331500 | 563500
[5 empty] | 332500563500 | 518 | 332500 | 563500
[5 empty] | 333500563500 | 518 | 333500 | 563500
[5 empty] | 334500563500 | 518 | 334500 | 563500
[5 empty] | 335500563500 | 518 | 335500 | 563500
[5 empty] | 336500563500 | 518 | 336500 | 563500
[5 empty] | 337500563500 | 518 | 337500 | 563500
[5 empty] | 338500563500 | 518 | 338500 | 563500
[5 empty] | 339500563500 | 518 | 339500 | 563500
[5 empty] | 340500563500 | 518 | 340500 | 563500
[5 empty] | 341500563500 | 518 | 341500 | 563500
[5 empty] | 342500563500 | 518 | 342500 | 563500
[5 empty] | 343500563500 | 518 | 343500 | 563500
[5 empty] | 344500563500 | 518 | 344500 | 563500
[5 empty] | 345500563500 | 518 | 345500 | 563500
[5 empty] | 346500563500 | 518 | 346500 | 563500
[5 empty] | 347500563500 | 518 | 347500 | 563500
[5 empty] | 348500563500 | 518 | 348500 | 563500
[5 empty] | 349500563500 | 518 | 349500 | 563500
[5 empty] | 350500563500 | 518 | 350500 | 563500
[5 empty] | 351500563500 | 518 | 351500 | 563500
[5 empty] | 352500563500 | 518 | 352500 | 563500
[5 empty] | 353500563500 | 518 | 353500 | 563500
[5 empty] | 354500563500 | 518 | 354500 | 563500
[5 empty] | 355500563500 | 518 | 355500 | 563500
[5 empty] | 356500563500 | 518 | 356500 | 563500
[5 empty] | 357500563500 | 518 | 357500 | 563500
[5 empty] | 358500563500 | 518 | 358500 | 563500
[5 empty] | 359500563500 | 518 | 359500 | 563500
[5 empty] | 360500563500 | 518 | 360500 | 563500
[5 empty] | 361500563500 | 518 | 361500 | 563500
[5 empty] | 327500562500 | 518 | 327500 | 562500
[5 empty] | 328500562500 | 518 | 328500 | 562500
[5 empty] | 329500562500 | 518 | 329500 | 562500
[5 empty] | 330500562500 | 518 | 330500 | 562500
[5 empty] | 331500562500 | 518 | 331500 | 562500
[5 empty] | 332500562500 | 518 | 332500 | 562500
[5 empty] | 333500562500 | 518 | 333500 | 562500
[5 empty] | 334500562500 | 518 | 334500 | 562500
[5 empty] | 335500562500 | 518 | 335500 | 562500
[5 empty] | 336500562500 | 518 | 336500 | 562500
[5 empty] | 337500562500 | 518 | 337500 | 562500
[5 empty] | 338500562500 | 518 | 338500 | 562500
[5 empty] | 339500562500 | 518 | 339500 | 562500
[5 empty] | 340500562500 | 518 | 340500 | 562500
[5 empty] | 341500562500 | 518 | 341500 | 562500
[5 empty] | 342500562500 | 518 | 342500 | 562500
[5 empty] | 343500562500 | 518 | 343500 | 562500
[5 empty] | 344500562500 | 518 | 344500 | 562500
[5 empty] | 345500562500 | 518 | 345500 | 562500
[5 empty] | 346500562500 | 518 | 346500 | 562500
[5 empty] | 347500562500 | 518 | 347500 | 562500
[5 empty] | 348500562500 | 518 | 348500 | 562500
[5 empty] | 349500562500 | 518 | 349500 | 562500
[5 empty] | 350500562500 | 518 | 350500 | 562500
[5 empty] | 351500562500 | 518 | 351500 | 562500
[5 empty] | 352500562500 | 518 | 352500 | 562500
[5 empty] | 353500562500 | 518 | 353500 | 562500
[5 empty] | 354500562500 | 518 | 354500 | 562500
[5 empty] | 355500562500 | 518 | 355500 | 562500
[5 empty] | 356500562500 | 518 | 356500 | 562500
[5 empty] | 357500562500 | 518 | 357500 | 562500
[5 empty] | 358500562500 | 518 | 358500 | 562500
[5 empty] | 359500562500 | 518 | 359500 | 562500
[5 empty] | 360500562500 | 518 | 360500 | 562500
[5 empty] | 361500562500 | 518 | 361500 | 562500
[5 empty] | 362500562500 | 518 | 362500 | 562500
[5 empty] | 363500562500 | 518 | 363500 | 562500
[5 empty] | 327500561500 | 518 | 327500 | 561500
[5 empty] | 328500561500 | 518 | 328500 | 561500
[5 empty] | 329500561500 | 518 | 329500 | 561500
[5 empty] | 330500561500 | 518 | 330500 | 561500
[5 empty] | 331500561500 | 518 | 331500 | 561500
[5 empty] | 332500561500 | 518 | 332500 | 561500
[5 empty] | 333500561500 | 518 | 333500 | 561500
[5 empty] | 334500561500 | 518 | 334500 | 561500
[5 empty] | 335500561500 | 518 | 335500 | 561500
[5 empty] | 336500561500 | 518 | 336500 | 561500
[5 empty] | 337500561500 | 518 | 337500 | 561500
[5 empty] | 338500561500 | 518 | 338500 | 561500
[5 empty] | 339500561500 | 518 | 339500 | 561500
[5 empty] | 340500561500 | 518 | 340500 | 561500
[5 empty] | 341500561500 | 518 | 341500 | 561500
[5 empty] | 342500561500 | 518 | 342500 | 561500
[5 empty] | 343500561500 | 518 | 343500 | 561500
[5 empty] | 344500561500 | 518 | 344500 | 561500
[5 empty] | 345500561500 | 518 | 345500 | 561500
[5 empty] | 346500561500 | 518 | 346500 | 561500
[5 empty] | 347500561500 | 518 | 347500 | 561500
[5 empty] | 348500561500 | 518 | 348500 | 561500
[5 empty] | 349500561500 | 518 | 349500 | 561500
[5 empty] | 350500561500 | 518 | 350500 | 561500
[5 empty] | 351500561500 | 518 | 351500 | 561500
[5 empty] | 352500561500 | 518 | 352500 | 561500
[5 empty] | 353500561500 | 518 | 353500 | 561500
[5 empty] | 354500561500 | 518 | 354500 | 561500
[5 empty] | 355500561500 | 518 | 355500 | 561500
[5 empty] | 356500561500 | 518 | 356500 | 561500
[5 empty] | 357500561500 | 518 | 357500 | 561500
[5 empty] | 358500561500 | 518 | 358500 | 561500
[5 empty] | 359500561500 | 518 | 359500 | 561500
[5 empty] | 360500561500 | 518 | 360500 | 561500
[5 empty] | 361500561500 | 518 | 361500 | 561500
[5 empty] | 362500561500 | 518 | 362500 | 561500
[5 empty] | 363500561500 | 518 | 363500 | 561500
[5 empty] | 327500560500 | 518 | 327500 | 560500
[5 empty] | 328500560500 | 518 | 328500 | 560500
[5 empty] | 329500560500 | 518 | 329500 | 560500
[5 empty] | 330500560500 | 518 | 330500 | 560500
[5 empty] | 331500560500 | 518 | 331500 | 560500
[5 empty] | 332500560500 | 518 | 332500 | 560500
[5 empty] | 333500560500 | 518 | 333500 | 560500
[5 empty] | 334500560500 | 518 | 334500 | 560500
[5 empty] | 335500560500 | 518 | 335500 | 560500
[5 empty] | 336500560500 | 518 | 336500 | 560500
[5 empty] | 337500560500 | 518 | 337500 | 560500
[5 empty] | 338500560500 | 518 | 338500 | 560500
[5 empty] | 339500560500 | 518 | 339500 | 560500
[5 empty] | 340500560500 | 518 | 340500 | 560500
[5 empty] | 341500560500 | 518 | 341500 | 560500
[5 empty] | 342500560500 | 518 | 342500 | 560500
[5 empty] | 343500560500 | 518 | 343500 | 560500
[5 empty] | 344500560500 | 518 | 344500 | 560500
[5 empty] | 345500560500 | 518 | 345500 | 560500
[5 empty] | 346500560500 | 518 | 346500 | 560500
[5 empty] | 347500560500 | 518 | 347500 | 560500
[5 empty] | 348500560500 | 518 | 348500 | 560500
[5 empty] | 349500560500 | 518 | 349500 | 560500
[5 empty] | 350500560500 | 518 | 350500 | 560500
[5 empty] | 351500560500 | 518 | 351500 | 560500
[5 empty] | 352500560500 | 518 | 352500 | 560500
[5 empty] | 353500560500 | 518 | 353500 | 560500
[5 empty] | 354500560500 | 518 | 354500 | 560500
[5 empty] | 355500560500 | 518 | 355500 | 560500
[5 empty] | 356500560500 | 518 | 356500 | 560500
[5 empty] | 357500560500 | 518 | 357500 | 560500
[5 empty] | 358500560500 | 518 | 358500 | 560500
[5 empty] | 359500560500 | 518 | 359500 | 560500
[5 empty] | 360500560500 | 518 | 360500 | 560500
[5 empty] | 361500560500 | 518 | 361500 | 560500
[5 empty] | 362500560500 | 518 | 362500 | 560500
[5 empty] | 363500560500 | 518 | 363500 | 560500
[5 empty] | 328500559500 | 518 | 328500 | 559500
[5 empty] | 329500559500 | 518 | 329500 | 559500
[5 empty] | 330500559500 | 518 | 330500 | 559500
[5 empty] | 331500559500 | 518 | 331500 | 559500
[5 empty] | 332500559500 | 518 | 332500 | 559500
[5 empty] | 333500559500 | 518 | 333500 | 559500
[5 empty] | 334500559500 | 518 | 334500 | 559500
[5 empty] | 335500559500 | 518 | 335500 | 559500
[5 empty] | 336500559500 | 518 | 336500 | 559500
[5 empty] | 337500559500 | 518 | 337500 | 559500
[5 empty] | 338500559500 | 518 | 338500 | 559500
[5 empty] | 339500559500 | 518 | 339500 | 559500
[5 empty] | 340500559500 | 518 | 340500 | 559500
[5 empty] | 341500559500 | 518 | 341500 | 559500
[5 empty] | 342500559500 | 518 | 342500 | 559500
[5 empty] | 343500559500 | 518 | 343500 | 559500
[5 empty] | 344500559500 | 518 | 344500 | 559500
[5 empty] | 345500559500 | 518 | 345500 | 559500
[5 empty] | 346500559500 | 518 | 346500 | 559500
[5 empty] | 347500559500 | 518 | 347500 | 559500
[5 empty] | 348500559500 | 518 | 348500 | 559500
[5 empty] | 349500559500 | 518 | 349500 | 559500
[5 empty] | 350500559500 | 518 | 350500 | 559500
[5 empty] | 351500559500 | 518 | 351500 | 559500
[5 empty] | 352500559500 | 518 | 352500 | 559500
[5 empty] | 353500559500 | 518 | 353500 | 559500
[5 empty] | 354500559500 | 518 | 354500 | 559500
[5 empty] | 355500559500 | 518 | 355500 | 559500
[5 empty] | 356500559500 | 518 | 356500 | 559500
[5 empty] | 357500559500 | 518 | 357500 | 559500
[5 empty] | 358500559500 | 518 | 358500 | 559500
[5 empty] | 359500559500 | 518 | 359500 | 559500
[5 empty] | 360500559500 | 518 | 360500 | 559500
[5 empty] | 361500559500 | 518 | 361500 | 559500
[5 empty] | 362500559500 | 518 | 362500 | 559500
[5 empty] | 363500559500 | 518 | 363500 | 559500
[5 empty] | 364500559500 | 518 | 364500 | 559500
[5 empty] | 328500558500 | 518 | 328500 | 558500
[5 empty] | 329500558500 | 518 | 329500 | 558500
[5 empty] | 330500558500 | 518 | 330500 | 558500
[5 empty] | 331500558500 | 518 | 331500 | 558500
[5 empty] | 332500558500 | 518 | 332500 | 558500
[5 empty] | 333500558500 | 518 | 333500 | 558500
[5 empty] | 334500558500 | 518 | 334500 | 558500
[5 empty] | 335500558500 | 518 | 335500 | 558500
[5 empty] | 336500558500 | 518 | 336500 | 558500
[5 empty] | 337500558500 | 518 | 337500 | 558500
[5 empty] | 338500558500 | 518 | 338500 | 558500
[5 empty] | 339500558500 | 518 | 339500 | 558500
[5 empty] | 340500558500 | 518 | 340500 | 558500
[5 empty] | 341500558500 | 518 | 341500 | 558500
[5 empty] | 342500558500 | 518 | 342500 | 558500
[5 empty] | 343500558500 | 518 | 343500 | 558500
[5 empty] | 344500558500 | 518 | 344500 | 558500
[5 empty] | 345500558500 | 518 | 345500 | 558500
[5 empty] | 346500558500 | 518 | 346500 | 558500
[5 empty] | 347500558500 | 518 | 347500 | 558500
[5 empty] | 348500558500 | 518 | 348500 | 558500
[5 empty] | 349500558500 | 518 | 349500 | 558500
[5 empty] | 350500558500 | 518 | 350500 | 558500
[5 empty] | 351500558500 | 518 | 351500 | 558500
[5 empty] | 352500558500 | 518 | 352500 | 558500
[5 empty] | 353500558500 | 518 | 353500 | 558500
[5 empty] | 354500558500 | 518 | 354500 | 558500
[5 empty] | 355500558500 | 518 | 355500 | 558500
[5 empty] | 356500558500 | 518 | 356500 | 558500
[5 empty] | 357500558500 | 518 | 357500 | 558500
[5 empty] | 358500558500 | 518 | 358500 | 558500
[5 empty] | 359500558500 | 518 | 359500 | 558500
[5 empty] | 360500558500 | 518 | 360500 | 558500
[5 empty] | 361500558500 | 518 | 361500 | 558500
[5 empty] | 362500558500 | 518 | 362500 | 558500
[5 empty] | 363500558500 | 518 | 363500 | 558500
[5 empty] | 328500557500 | 518 | 328500 | 557500
[5 empty] | 329500557500 | 518 | 329500 | 557500
[5 empty] | 330500557500 | 518 | 330500 | 557500
[5 empty] | 331500557500 | 518 | 331500 | 557500
[5 empty] | 332500557500 | 518 | 332500 | 557500
[5 empty] | 333500557500 | 518 | 333500 | 557500
[5 empty] | 334500557500 | 518 | 334500 | 557500
[5 empty] | 335500557500 | 518 | 335500 | 557500
[5 empty] | 336500557500 | 518 | 336500 | 557500
[5 empty] | 337500557500 | 518 | 337500 | 557500
[5 empty] | 338500557500 | 518 | 338500 | 557500
[5 empty] | 339500557500 | 518 | 339500 | 557500
[5 empty] | 340500557500 | 518 | 340500 | 557500
[5 empty] | 341500557500 | 518 | 341500 | 557500
[5 empty] | 342500557500 | 518 | 342500 | 557500
[5 empty] | 343500557500 | 518 | 343500 | 557500
[5 empty] | 344500557500 | 518 | 344500 | 557500
[5 empty] | 345500557500 | 518 | 345500 | 557500
[5 empty] | 346500557500 | 518 | 346500 | 557500
[5 empty] | 347500557500 | 518 | 347500 | 557500
[5 empty] | 348500557500 | 518 | 348500 | 557500
[5 empty] | 349500557500 | 518 | 349500 | 557500
[5 empty] | 350500557500 | 518 | 350500 | 557500
[5 empty] | 351500557500 | 518 | 351500 | 557500
[5 empty] | 352500557500 | 518 | 352500 | 557500
[5 empty] | 353500557500 | 518 | 353500 | 557500
[5 empty] | 354500557500 | 518 | 354500 | 557500
[5 empty] | 355500557500 | 518 | 355500 | 557500
[5 empty] | 356500557500 | 518 | 356500 | 557500
[5 empty] | 357500557500 | 518 | 357500 | 557500
[5 empty] | 358500557500 | 518 | 358500 | 557500
[5 empty] | 359500557500 | 518 | 359500 | 557500
[5 empty] | 360500557500 | 518 | 360500 | 557500
[5 empty] | 361500557500 | 518 | 361500 | 557500
[5 empty] | 362500557500 | 518 | 362500 | 557500
[5 empty] | 363500557500 | 518 | 363500 | 557500
[5 empty] | 331500556500 | 518 | 331500 | 556500
[5 empty] | 332500556500 | 518 | 332500 | 556500
[5 empty] | 333500556500 | 518 | 333500 | 556500
[5 empty] | 334500556500 | 518 | 334500 | 556500
[5 empty] | 335500556500 | 518 | 335500 | 556500
[5 empty] | 336500556500 | 518 | 336500 | 556500
[5 empty] | 337500556500 | 518 | 337500 | 556500
[5 empty] | 338500556500 | 518 | 338500 | 556500
[5 empty] | 339500556500 | 518 | 339500 | 556500
[5 empty] | 340500556500 | 518 | 340500 | 556500
[5 empty] | 341500556500 | 518 | 341500 | 556500
[5 empty] | 342500556500 | 518 | 342500 | 556500
[5 empty] | 343500556500 | 518 | 343500 | 556500
[5 empty] | 344500556500 | 518 | 344500 | 556500
[5 empty] | 345500556500 | 518 | 345500 | 556500
[5 empty] | 346500556500 | 518 | 346500 | 556500
[5 empty] | 347500556500 | 518 | 347500 | 556500
[5 empty] | 348500556500 | 518 | 348500 | 556500
[5 empty] | 349500556500 | 518 | 349500 | 556500
[5 empty] | 350500556500 | 518 | 350500 | 556500
[5 empty] | 351500556500 | 518 | 351500 | 556500
[5 empty] | 352500556500 | 518 | 352500 | 556500
[5 empty] | 353500556500 | 518 | 353500 | 556500
[5 empty] | 354500556500 | 518 | 354500 | 556500
[5 empty] | 355500556500 | 518 | 355500 | 556500
[5 empty] | 356500556500 | 518 | 356500 | 556500
[5 empty] | 357500556500 | 518 | 357500 | 556500
[5 empty] | 358500556500 | 518 | 358500 | 556500
[5 empty] | 359500556500 | 518 | 359500 | 556500
[5 empty] | 360500556500 | 518 | 360500 | 556500
[5 empty] | 361500556500 | 518 | 361500 | 556500
[5 empty] | 362500556500 | 518 | 362500 | 556500
[5 empty] | 332500555500 | 518 | 332500 | 555500
[5 empty] | 333500555500 | 518 | 333500 | 555500
[5 empty] | 334500555500 | 518 | 334500 | 555500
[5 empty] | 335500555500 | 518 | 335500 | 555500
[5 empty] | 336500555500 | 518 | 336500 | 555500
[5 empty] | 337500555500 | 518 | 337500 | 555500
[5 empty] | 338500555500 | 518 | 338500 | 555500
[5 empty] | 339500555500 | 518 | 339500 | 555500
[5 empty] | 340500555500 | 518 | 340500 | 555500
[5 empty] | 341500555500 | 518 | 341500 | 555500
[5 empty] | 342500555500 | 518 | 342500 | 555500
[5 empty] | 343500555500 | 518 | 343500 | 555500
[5 empty] | 344500555500 | 518 | 344500 | 555500
[5 empty] | 345500555500 | 518 | 345500 | 555500
[5 empty] | 346500555500 | 518 | 346500 | 555500
[5 empty] | 347500555500 | 518 | 347500 | 555500
[5 empty] | 348500555500 | 518 | 348500 | 555500
[5 empty] | 349500555500 | 518 | 349500 | 555500
[5 empty] | 350500555500 | 518 | 350500 | 555500
[5 empty] | 351500555500 | 518 | 351500 | 555500
[5 empty] | 352500555500 | 518 | 352500 | 555500
[5 empty] | 353500555500 | 518 | 353500 | 555500
[5 empty] | 354500555500 | 518 | 354500 | 555500
[5 empty] | 355500555500 | 518 | 355500 | 555500
[5 empty] | 356500555500 | 518 | 356500 | 555500
[5 empty] | 357500555500 | 518 | 357500 | 555500
[5 empty] | 358500555500 | 518 | 358500 | 555500
[5 empty] | 359500555500 | 518 | 359500 | 555500
[5 empty] | 360500555500 | 518 | 360500 | 555500
[5 empty] | 361500555500 | 518 | 361500 | 555500
[5 empty] | 362500555500 | 518 | 362500 | 555500
[5 empty] | 332500554500 | 518 | 332500 | 554500
[5 empty] | 333500554500 | 518 | 333500 | 554500
[5 empty] | 334500554500 | 518 | 334500 | 554500
[5 empty] | 335500554500 | 518 | 335500 | 554500
[5 empty] | 336500554500 | 518 | 336500 | 554500
[5 empty] | 337500554500 | 518 | 337500 | 554500
[5 empty] | 338500554500 | 518 | 338500 | 554500
[5 empty] | 339500554500 | 518 | 339500 | 554500
[5 empty] | 340500554500 | 518 | 340500 | 554500
[5 empty] | 341500554500 | 518 | 341500 | 554500
[5 empty] | 342500554500 | 518 | 342500 | 554500
[5 empty] | 343500554500 | 518 | 343500 | 554500
[5 empty] | 344500554500 | 518 | 344500 | 554500
[5 empty] | 345500554500 | 518 | 345500 | 554500
[5 empty] | 346500554500 | 518 | 346500 | 554500
[5 empty] | 347500554500 | 518 | 347500 | 554500
[5 empty] | 348500554500 | 518 | 348500 | 554500
[5 empty] | 349500554500 | 518 | 349500 | 554500
[5 empty] | 350500554500 | 518 | 350500 | 554500
[5 empty] | 351500554500 | 518 | 351500 | 554500
[5 empty] | 352500554500 | 518 | 352500 | 554500
[5 empty] | 353500554500 | 518 | 353500 | 554500
[5 empty] | 354500554500 | 518 | 354500 | 554500
[5 empty] | 355500554500 | 518 | 355500 | 554500
[5 empty] | 356500554500 | 518 | 356500 | 554500
[5 empty] | 357500554500 | 518 | 357500 | 554500
[5 empty] | 358500554500 | 518 | 358500 | 554500
[5 empty] | 359500554500 | 518 | 359500 | 554500
[5 empty] | 360500554500 | 518 | 360500 | 554500
[5 empty] | 361500554500 | 518 | 361500 | 554500
[5 empty] | 332500553500 | 518 | 332500 | 553500
[5 empty] | 333500553500 | 518 | 333500 | 553500
[5 empty] | 334500553500 | 518 | 334500 | 553500
[5 empty] | 335500553500 | 518 | 335500 | 553500
[5 empty] | 336500553500 | 518 | 336500 | 553500
[5 empty] | 337500553500 | 518 | 337500 | 553500
[5 empty] | 338500553500 | 518 | 338500 | 553500
[5 empty] | 339500553500 | 518 | 339500 | 553500
[5 empty] | 340500553500 | 518 | 340500 | 553500
[5 empty] | 341500553500 | 518 | 341500 | 553500
[5 empty] | 342500553500 | 518 | 342500 | 553500
[5 empty] | 343500553500 | 518 | 343500 | 553500
[5 empty] | 344500553500 | 518 | 344500 | 553500
[5 empty] | 345500553500 | 518 | 345500 | 553500
[5 empty] | 346500553500 | 518 | 346500 | 553500
[5 empty] | 347500553500 | 518 | 347500 | 553500
[5 empty] | 348500553500 | 518 | 348500 | 553500
[5 empty] | 349500553500 | 518 | 349500 | 553500
[5 empty] | 350500553500 | 518 | 350500 | 553500
[5 empty] | 351500553500 | 518 | 351500 | 553500
[5 empty] | 352500553500 | 518 | 352500 | 553500
[5 empty] | 353500553500 | 518 | 353500 | 553500
[5 empty] | 354500553500 | 518 | 354500 | 553500
[5 empty] | 355500553500 | 518 | 355500 | 553500
[5 empty] | 356500553500 | 518 | 356500 | 553500
[5 empty] | 357500553500 | 518 | 357500 | 553500
[5 empty] | 358500553500 | 518 | 358500 | 553500
[5 empty] | 359500553500 | 518 | 359500 | 553500
[5 empty] | 360500553500 | 518 | 360500 | 553500
[5 empty] | 361500553500 | 518 | 361500 | 553500
[5 empty] | 332500552500 | 518 | 332500 | 552500
[5 empty] | 333500552500 | 518 | 333500 | 552500
[5 empty] | 334500552500 | 518 | 334500 | 552500
[5 empty] | 335500552500 | 518 | 335500 | 552500
[5 empty] | 336500552500 | 518 | 336500 | 552500
[5 empty] | 337500552500 | 518 | 337500 | 552500
[5 empty] | 338500552500 | 518 | 338500 | 552500
[5 empty] | 339500552500 | 518 | 339500 | 552500
[5 empty] | 340500552500 | 518 | 340500 | 552500
[5 empty] | 341500552500 | 518 | 341500 | 552500
[5 empty] | 342500552500 | 518 | 342500 | 552500
[5 empty] | 343500552500 | 518 | 343500 | 552500
[5 empty] | 344500552500 | 518 | 344500 | 552500
[5 empty] | 345500552500 | 518 | 345500 | 552500
[5 empty] | 346500552500 | 518 | 346500 | 552500
[5 empty] | 347500552500 | 518 | 347500 | 552500
[5 empty] | 348500552500 | 518 | 348500 | 552500
[5 empty] | 349500552500 | 518 | 349500 | 552500
[5 empty] | 350500552500 | 518 | 350500 | 552500
[5 empty] | 351500552500 | 518 | 351500 | 552500
[5 empty] | 352500552500 | 518 | 352500 | 552500
[5 empty] | 353500552500 | 518 | 353500 | 552500
[5 empty] | 354500552500 | 518 | 354500 | 552500
[5 empty] | 355500552500 | 518 | 355500 | 552500
[5 empty] | 356500552500 | 518 | 356500 | 552500
[5 empty] | 357500552500 | 518 | 357500 | 552500
[5 empty] | 358500552500 | 518 | 358500 | 552500
[5 empty] | 359500552500 | 518 | 359500 | 552500
[5 empty] | 360500552500 | 518 | 360500 | 552500
[5 empty] | 361500552500 | 518 | 361500 | 552500
[5 empty] | 362500552500 | 518 | 362500 | 552500
[5 empty] | 333500551500 | 518 | 333500 | 551500
[5 empty] | 334500551500 | 518 | 334500 | 551500
[5 empty] | 335500551500 | 518 | 335500 | 551500
[5 empty] | 336500551500 | 518 | 336500 | 551500
[5 empty] | 337500551500 | 518 | 337500 | 551500
[5 empty] | 338500551500 | 518 | 338500 | 551500
[5 empty] | 339500551500 | 518 | 339500 | 551500
[5 empty] | 340500551500 | 518 | 340500 | 551500
[5 empty] | 341500551500 | 518 | 341500 | 551500
[5 empty] | 342500551500 | 518 | 342500 | 551500
[5 empty] | 343500551500 | 518 | 343500 | 551500
[5 empty] | 344500551500 | 518 | 344500 | 551500
[5 empty] | 345500551500 | 518 | 345500 | 551500
[5 empty] | 346500551500 | 518 | 346500 | 551500
[5 empty] | 347500551500 | 518 | 347500 | 551500
[5 empty] | 348500551500 | 518 | 348500 | 551500
[5 empty] | 349500551500 | 518 | 349500 | 551500
[5 empty] | 350500551500 | 518 | 350500 | 551500
[5 empty] | 351500551500 | 518 | 351500 | 551500
[5 empty] | 352500551500 | 518 | 352500 | 551500
[5 empty] | 353500551500 | 518 | 353500 | 551500
[5 empty] | 354500551500 | 518 | 354500 | 551500
[5 empty] | 355500551500 | 518 | 355500 | 551500
[5 empty] | 356500551500 | 518 | 356500 | 551500
[5 empty] | 357500551500 | 518 | 357500 | 551500
[5 empty] | 358500551500 | 518 | 358500 | 551500
[5 empty] | 359500551500 | 518 | 359500 | 551500
[5 empty] | 360500551500 | 518 | 360500 | 551500
[5 empty] | 361500551500 | 518 | 361500 | 551500
[5 empty] | 362500551500 | 518 | 362500 | 551500
[5 empty] | 334500550500 | 518 | 334500 | 550500
[5 empty] | 335500550500 | 518 | 335500 | 550500
[5 empty] | 336500550500 | 518 | 336500 | 550500
[5 empty] | 337500550500 | 518 | 337500 | 550500
[5 empty] | 338500550500 | 518 | 338500 | 550500
[5 empty] | 339500550500 | 518 | 339500 | 550500
[5 empty] | 340500550500 | 518 | 340500 | 550500
[5 empty] | 341500550500 | 518 | 341500 | 550500
[5 empty] | 342500550500 | 518 | 342500 | 550500
[5 empty] | 343500550500 | 518 | 343500 | 550500
[5 empty] | 344500550500 | 518 | 344500 | 550500
[5 empty] | 345500550500 | 518 | 345500 | 550500
[5 empty] | 346500550500 | 518 | 346500 | 550500
[5 empty] | 347500550500 | 518 | 347500 | 550500
[5 empty] | 348500550500 | 518 | 348500 | 550500
[5 empty] | 349500550500 | 518 | 349500 | 550500
[5 empty] | 350500550500 | 518 | 350500 | 550500
[5 empty] | 351500550500 | 518 | 351500 | 550500
[5 empty] | 352500550500 | 518 | 352500 | 550500
[5 empty] | 353500550500 | 518 | 353500 | 550500
[5 empty] | 354500550500 | 518 | 354500 | 550500
[5 empty] | 355500550500 | 518 | 355500 | 550500
[5 empty] | 356500550500 | 518 | 356500 | 550500
[5 empty] | 357500550500 | 518 | 357500 | 550500
[5 empty] | 362500550500 | 518 | 362500 | 550500
[5 empty] | 333500549500 | 518 | 333500 | 549500
[5 empty] | 334500549500 | 518 | 334500 | 549500
[5 empty] | 335500549500 | 518 | 335500 | 549500
[5 empty] | 336500549500 | 518 | 336500 | 549500
[5 empty] | 337500549500 | 518 | 337500 | 549500
[5 empty] | 338500549500 | 518 | 338500 | 549500
[5 empty] | 339500549500 | 518 | 339500 | 549500
[5 empty] | 340500549500 | 518 | 340500 | 549500
[5 empty] | 341500549500 | 518 | 341500 | 549500
[5 empty] | 342500549500 | 518 | 342500 | 549500
[5 empty] | 343500549500 | 518 | 343500 | 549500
[5 empty] | 344500549500 | 518 | 344500 | 549500
[5 empty] | 345500549500 | 518 | 345500 | 549500
[5 empty] | 346500549500 | 518 | 346500 | 549500
[5 empty] | 347500549500 | 518 | 347500 | 549500
[5 empty] | 348500549500 | 518 | 348500 | 549500
[5 empty] | 349500549500 | 518 | 349500 | 549500
[5 empty] | 350500549500 | 518 | 350500 | 549500
[5 empty] | 351500549500 | 518 | 351500 | 549500
[5 empty] | 352500549500 | 518 | 352500 | 549500
[5 empty] | 353500549500 | 518 | 353500 | 549500
[5 empty] | 354500549500 | 518 | 354500 | 549500
[5 empty] | 355500549500 | 518 | 355500 | 549500
[5 empty] | 356500549500 | 518 | 356500 | 549500
[5 empty] | 334500548500 | 518 | 334500 | 548500
[5 empty] | 335500548500 | 518 | 335500 | 548500
[5 empty] | 336500548500 | 518 | 336500 | 548500
[5 empty] | 337500548500 | 518 | 337500 | 548500
[5 empty] | 338500548500 | 518 | 338500 | 548500
[5 empty] | 339500548500 | 518 | 339500 | 548500
[5 empty] | 340500548500 | 518 | 340500 | 548500
[5 empty] | 341500548500 | 518 | 341500 | 548500
[5 empty] | 342500548500 | 518 | 342500 | 548500
[5 empty] | 343500548500 | 518 | 343500 | 548500
[5 empty] | 347500548500 | 518 | 347500 | 548500
[5 empty] | 348500548500 | 518 | 348500 | 548500
[5 empty] | 349500548500 | 518 | 349500 | 548500
[5 empty] | 350500548500 | 518 | 350500 | 548500
[5 empty] | 351500548500 | 518 | 351500 | 548500
[5 empty] | 352500548500 | 518 | 352500 | 548500
[5 empty] | 353500548500 | 518 | 353500 | 548500
[5 empty] | 354500548500 | 518 | 354500 | 548500
[5 empty] | 334500547500 | 518 | 334500 | 547500
[5 empty] | 335500547500 | 518 | 335500 | 547500
[5 empty] | 336500547500 | 518 | 336500 | 547500
[5 empty] | 337500547500 | 518 | 337500 | 547500
[5 empty] | 338500547500 | 518 | 338500 | 547500
[5 empty] | 339500547500 | 518 | 339500 | 547500
[5 empty] | 340500547500 | 518 | 340500 | 547500
[5 empty] | 341500547500 | 518 | 341500 | 547500
[5 empty] | 353500547500 | 518 | 353500 | 547500
[5 empty] | 354500547500 | 518 | 354500 | 547500
[5 empty] | 334500546500 | 518 | 334500 | 546500
[5 empty] | 335500546500 | 518 | 335500 | 546500
[5 empty] | 336500546500 | 518 | 336500 | 546500
[5 empty] | 337500546500 | 518 | 337500 | 546500
[5 empty] | 338500546500 | 518 | 338500 | 546500
[5 empty] | 339500546500 | 518 | 339500 | 546500
[5 empty] | 340500546500 | 518 | 340500 | 546500
[5 empty] | 335500545500 | 518 | 335500 | 545500
[5 empty] | 336500545500 | 518 | 336500 | 545500
[5 empty] | 337500545500 | 518 | 337500 | 545500
[5 empty] | 338500545500 | 518 | 338500 | 545500
[5 empty] | 339500545500 | 518 | 339500 | 545500
[5 empty] | 336500544500 | 518 | 336500 | 544500
[5 empty] | 337500544500 | 518 | 337500 | 544500
[5 empty] | 338500544500 | 518 | 338500 | 544500
[5 empty] | 339500544500 | 518 | 339500 | 544500
[5 empty] | 337500543500 | 518 | 337500 | 543500
[5 empty] | 338500543500 | 518 | 338500 | 543500
[5 empty] | 578500190500 | 51 | 578500 | 190500
[5 empty] | 577500189500 | 51 | 577500 | 189500
[5 empty] | 578500189500 | 51 | 578500 | 189500
[5 empty] | 579500189500 | 51 | 579500 | 189500
[5 empty] | 580500189500 | 51 | 580500 | 189500
[5 empty] | 576500188500 | 51 | 576500 | 188500
[5 empty] | 577500188500 | 51 | 577500 | 188500
[5 empty] | 578500188500 | 51 | 578500 | 188500
[5 empty] | 579500188500 | 51 | 579500 | 188500
[5 empty] | 580500188500 | 51 | 580500 | 188500
[5 empty] | 581500188500 | 51 | 581500 | 188500
[5 empty] | 582500188500 | 51 | 582500 | 188500
[5 empty] | 576500187500 | 51 | 576500 | 187500
[5 empty] | 577500187500 | 51 | 577500 | 187500
[5 empty] | 578500187500 | 51 | 578500 | 187500
[5 empty] | 579500187500 | 51 | 579500 | 187500
[5 empty] | 580500187500 | 51 | 580500 | 187500
[5 empty] | 581500187500 | 51 | 581500 | 187500
[5 empty] | 576500186500 | 51 | 576500 | 186500
[5 empty] | 577500186500 | 51 | 577500 | 186500
[5 empty] | 578500186500 | 51 | 578500 | 186500
[5 empty] | 579500186500 | 51 | 579500 | 186500
[5 empty] | 580500186500 | 51 | 580500 | 186500
[5 empty] | 581500186500 | 51 | 581500 | 186500
[5 empty] | 576500185500 | 51 | 576500 | 185500
[5 empty] | 577500185500 | 51 | 577500 | 185500
[5 empty] | 578500185500 | 51 | 578500 | 185500
[5 empty] | 579500185500 | 51 | 579500 | 185500
[5 empty] | 580500185500 | 51 | 580500 | 185500
[5 empty] | 581500185500 | 51 | 581500 | 185500
[5 empty] | 576500184500 | 51 | 576500 | 184500
[5 empty] | 577500184500 | 51 | 577500 | 184500
[5 empty] | 578500184500 | 51 | 578500 | 184500
[5 empty] | 579500184500 | 51 | 579500 | 184500
[5 empty] | 580500184500 | 51 | 580500 | 184500
[5 empty] | 581500184500 | 51 | 581500 | 184500
[5 empty] | 582500184500 | 51 | 582500 | 184500
[5 empty] | 575500183500 | 51 | 575500 | 183500
[5 empty] | 576500183500 | 51 | 576500 | 183500
[5 empty] | 577500183500 | 51 | 577500 | 183500
[5 empty] | 578500183500 | 51 | 578500 | 183500
[5 empty] | 579500183500 | 51 | 579500 | 183500
[5 empty] | 580500183500 | 51 | 580500 | 183500
[5 empty] | 581500183500 | 51 | 581500 | 183500
[5 empty] | 582500183500 | 51 | 582500 | 183500
[5 empty] | 583500183500 | 51 | 583500 | 183500
[5 empty] | 577500182500 | 51 | 577500 | 182500
[5 empty] | 578500182500 | 51 | 578500 | 182500
[5 empty] | 579500182500 | 51 | 579500 | 182500
[5 empty] | 580500182500 | 51 | 580500 | 182500
[5 empty] | 581500182500 | 51 | 581500 | 182500
[5 empty] | 582500182500 | 51 | 582500 | 182500
[5 empty] | 578500181500 | 51 | 578500 | 181500
[5 empty] | 459500324500 | 52 | 459500 | 324500
[5 empty] | 460500324500 | 52 | 460500 | 324500
[5 empty] | 461500324500 | 52 | 461500 | 324500
[5 empty] | 462500324500 | 52 | 462500 | 324500
[5 empty] | 463500324500 | 52 | 463500 | 324500
[5 empty] | 464500324500 | 52 | 464500 | 324500
[5 empty] | 449500323500 | 52 | 449500 | 323500
[5 empty] | 458500323500 | 52 | 458500 | 323500
[5 empty] | 459500323500 | 52 | 459500 | 323500
[5 empty] | 460500323500 | 52 | 460500 | 323500
[5 empty] | 461500323500 | 52 | 461500 | 323500
[5 empty] | 462500323500 | 52 | 462500 | 323500
[5 empty] | 463500323500 | 52 | 463500 | 323500
[5 empty] | 464500323500 | 52 | 464500 | 323500
[5 empty] | 449500322500 | 52 | 449500 | 322500
[5 empty] | 450500322500 | 52 | 450500 | 322500
[5 empty] | 451500322500 | 52 | 451500 | 322500
[5 empty] | 455500322500 | 52 | 455500 | 322500
[5 empty] | 456500322500 | 52 | 456500 | 322500
[5 empty] | 457500322500 | 52 | 457500 | 322500
[5 empty] | 458500322500 | 52 | 458500 | 322500
[5 empty] | 459500322500 | 52 | 459500 | 322500
[5 empty] | 460500322500 | 52 | 460500 | 322500
[5 empty] | 461500322500 | 52 | 461500 | 322500
[5 empty] | 462500322500 | 52 | 462500 | 322500
[5 empty] | 463500322500 | 52 | 463500 | 322500
[5 empty] | 464500322500 | 52 | 464500 | 322500
[5 empty] | 449500321500 | 52 | 449500 | 321500
[5 empty] | 450500321500 | 52 | 450500 | 321500
[5 empty] | 451500321500 | 52 | 451500 | 321500
[5 empty] | 452500321500 | 52 | 452500 | 321500
[5 empty] | 453500321500 | 52 | 453500 | 321500
[5 empty] | 454500321500 | 52 | 454500 | 321500
[5 empty] | 455500321500 | 52 | 455500 | 321500
[5 empty] | 456500321500 | 52 | 456500 | 321500
[5 empty] | 457500321500 | 52 | 457500 | 321500
[5 empty] | 458500321500 | 52 | 458500 | 321500
[5 empty] | 459500321500 | 52 | 459500 | 321500
[5 empty] | 460500321500 | 52 | 460500 | 321500
[5 empty] | 461500321500 | 52 | 461500 | 321500
[5 empty] | 462500321500 | 52 | 462500 | 321500
[5 empty] | 463500321500 | 52 | 463500 | 321500
[5 empty] | 446500320500 | 52 | 446500 | 320500
[5 empty] | 447500320500 | 52 | 447500 | 320500
[5 empty] | 448500320500 | 52 | 448500 | 320500
[5 empty] | 449500320500 | 52 | 449500 | 320500
[5 empty] | 450500320500 | 52 | 450500 | 320500
[5 empty] | 451500320500 | 52 | 451500 | 320500
[5 empty] | 452500320500 | 52 | 452500 | 320500
[5 empty] | 453500320500 | 52 | 453500 | 320500
[5 empty] | 454500320500 | 52 | 454500 | 320500
[5 empty] | 455500320500 | 52 | 455500 | 320500
[5 empty] | 456500320500 | 52 | 456500 | 320500
[5 empty] | 457500320500 | 52 | 457500 | 320500
[5 empty] | 458500320500 | 52 | 458500 | 320500
[5 empty] | 459500320500 | 52 | 459500 | 320500
[5 empty] | 460500320500 | 52 | 460500 | 320500
[5 empty] | 461500320500 | 52 | 461500 | 320500
[5 empty] | 462500320500 | 52 | 462500 | 320500
[5 empty] | 463500320500 | 52 | 463500 | 320500
[5 empty] | 464500320500 | 52 | 464500 | 320500
[5 empty] | 445500319500 | 52 | 445500 | 319500
[5 empty] | 446500319500 | 52 | 446500 | 319500
[5 empty] | 447500319500 | 52 | 447500 | 319500
[5 empty] | 448500319500 | 52 | 448500 | 319500
[5 empty] | 449500319500 | 52 | 449500 | 319500
[5 empty] | 450500319500 | 52 | 450500 | 319500
[5 empty] | 451500319500 | 52 | 451500 | 319500
[5 empty] | 452500319500 | 52 | 452500 | 319500
[5 empty] | 453500319500 | 52 | 453500 | 319500
[5 empty] | 454500319500 | 52 | 454500 | 319500
[5 empty] | 455500319500 | 52 | 455500 | 319500
[5 empty] | 456500319500 | 52 | 456500 | 319500
[5 empty] | 457500319500 | 52 | 457500 | 319500
[5 empty] | 458500319500 | 52 | 458500 | 319500
[5 empty] | 459500319500 | 52 | 459500 | 319500
[5 empty] | 460500319500 | 52 | 460500 | 319500
[5 empty] | 461500319500 | 52 | 461500 | 319500
[5 empty] | 462500319500 | 52 | 462500 | 319500
[5 empty] | 463500319500 | 52 | 463500 | 319500
[5 empty] | 464500319500 | 52 | 464500 | 319500
[5 empty] | 445500318500 | 52 | 445500 | 318500
[5 empty] | 446500318500 | 52 | 446500 | 318500
[5 empty] | 447500318500 | 52 | 447500 | 318500
[5 empty] | 448500318500 | 52 | 448500 | 318500
[5 empty] | 449500318500 | 52 | 449500 | 318500
[5 empty] | 450500318500 | 52 | 450500 | 318500
[5 empty] | 451500318500 | 52 | 451500 | 318500
[5 empty] | 452500318500 | 52 | 452500 | 318500
[5 empty] | 453500318500 | 52 | 453500 | 318500
[5 empty] | 454500318500 | 52 | 454500 | 318500
[5 empty] | 455500318500 | 52 | 455500 | 318500
[5 empty] | 456500318500 | 52 | 456500 | 318500
[5 empty] | 457500318500 | 52 | 457500 | 318500
[5 empty] | 458500318500 | 52 | 458500 | 318500
[5 empty] | 459500318500 | 52 | 459500 | 318500
[5 empty] | 460500318500 | 52 | 460500 | 318500
[5 empty] | 461500318500 | 52 | 461500 | 318500
[5 empty] | 462500318500 | 52 | 462500 | 318500
[5 empty] | 463500318500 | 52 | 463500 | 318500
[5 empty] | 464500318500 | 52 | 464500 | 318500
[5 empty] | 446500317500 | 52 | 446500 | 317500
[5 empty] | 447500317500 | 52 | 447500 | 317500
[5 empty] | 448500317500 | 52 | 448500 | 317500
[5 empty] | 449500317500 | 52 | 449500 | 317500
[5 empty] | 450500317500 | 52 | 450500 | 317500
[5 empty] | 451500317500 | 52 | 451500 | 317500
[5 empty] | 452500317500 | 52 | 452500 | 317500
[5 empty] | 453500317500 | 52 | 453500 | 317500
[5 empty] | 454500317500 | 52 | 454500 | 317500
[5 empty] | 455500317500 | 52 | 455500 | 317500
[5 empty] | 456500317500 | 52 | 456500 | 317500
[5 empty] | 457500317500 | 52 | 457500 | 317500
[5 empty] | 458500317500 | 52 | 458500 | 317500
[5 empty] | 459500317500 | 52 | 459500 | 317500
[5 empty] | 460500317500 | 52 | 460500 | 317500
[5 empty] | 461500317500 | 52 | 461500 | 317500
[5 empty] | 462500317500 | 52 | 462500 | 317500
[5 empty] | 463500317500 | 52 | 463500 | 317500
[5 empty] | 464500317500 | 52 | 464500 | 317500
[5 empty] | 447500316500 | 52 | 447500 | 316500
[5 empty] | 448500316500 | 52 | 448500 | 316500
[5 empty] | 449500316500 | 52 | 449500 | 316500
[5 empty] | 450500316500 | 52 | 450500 | 316500
[5 empty] | 451500316500 | 52 | 451500 | 316500
[5 empty] | 452500316500 | 52 | 452500 | 316500
[5 empty] | 453500316500 | 52 | 453500 | 316500
[5 empty] | 454500316500 | 52 | 454500 | 316500
[5 empty] | 455500316500 | 52 | 455500 | 316500
[5 empty] | 456500316500 | 52 | 456500 | 316500
[5 empty] | 457500316500 | 52 | 457500 | 316500
[5 empty] | 458500316500 | 52 | 458500 | 316500
[5 empty] | 459500316500 | 52 | 459500 | 316500
[5 empty] | 460500316500 | 52 | 460500 | 316500
[5 empty] | 461500316500 | 52 | 461500 | 316500
[5 empty] | 462500316500 | 52 | 462500 | 316500
[5 empty] | 463500316500 | 52 | 463500 | 316500
[5 empty] | 464500316500 | 52 | 464500 | 316500
[5 empty] | 465500316500 | 52 | 465500 | 316500
[5 empty] | 450500315500 | 52 | 450500 | 315500
[5 empty] | 451500315500 | 52 | 451500 | 315500
[5 empty] | 452500315500 | 52 | 452500 | 315500
[5 empty] | 453500315500 | 52 | 453500 | 315500
[5 empty] | 454500315500 | 52 | 454500 | 315500
[5 empty] | 455500315500 | 52 | 455500 | 315500
[5 empty] | 456500315500 | 52 | 456500 | 315500
[5 empty] | 457500315500 | 52 | 457500 | 315500
[5 empty] | 458500315500 | 52 | 458500 | 315500
[5 empty] | 459500315500 | 52 | 459500 | 315500
[5 empty] | 460500315500 | 52 | 460500 | 315500
[5 empty] | 461500315500 | 52 | 461500 | 315500
[5 empty] | 462500315500 | 52 | 462500 | 315500
[5 empty] | 463500315500 | 52 | 463500 | 315500
[5 empty] | 464500315500 | 52 | 464500 | 315500
[5 empty] | 465500315500 | 52 | 465500 | 315500
[5 empty] | 450500314500 | 52 | 450500 | 314500
[5 empty] | 451500314500 | 52 | 451500 | 314500
[5 empty] | 452500314500 | 52 | 452500 | 314500
[5 empty] | 453500314500 | 52 | 453500 | 314500
[5 empty] | 454500314500 | 52 | 454500 | 314500
[5 empty] | 455500314500 | 52 | 455500 | 314500
[5 empty] | 456500314500 | 52 | 456500 | 314500
[5 empty] | 457500314500 | 52 | 457500 | 314500
[5 empty] | 458500314500 | 52 | 458500 | 314500
[5 empty] | 459500314500 | 52 | 459500 | 314500
[5 empty] | 460500314500 | 52 | 460500 | 314500
[5 empty] | 461500314500 | 52 | 461500 | 314500
[5 empty] | 462500314500 | 52 | 462500 | 314500
[5 empty] | 463500314500 | 52 | 463500 | 314500
[5 empty] | 464500314500 | 52 | 464500 | 314500
[5 empty] | 465500314500 | 52 | 465500 | 314500
[5 empty] | 466500314500 | 52 | 466500 | 314500
[5 empty] | 449500313500 | 52 | 449500 | 313500
[5 empty] | 450500313500 | 52 | 450500 | 313500
[5 empty] | 451500313500 | 52 | 451500 | 313500
[5 empty] | 452500313500 | 52 | 452500 | 313500
[5 empty] | 453500313500 | 52 | 453500 | 313500
[5 empty] | 454500313500 | 52 | 454500 | 313500
[5 empty] | 455500313500 | 52 | 455500 | 313500
[5 empty] | 456500313500 | 52 | 456500 | 313500
[5 empty] | 457500313500 | 52 | 457500 | 313500
[5 empty] | 458500313500 | 52 | 458500 | 313500
[5 empty] | 459500313500 | 52 | 459500 | 313500
[5 empty] | 460500313500 | 52 | 460500 | 313500
[5 empty] | 461500313500 | 52 | 461500 | 313500
[5 empty] | 462500313500 | 52 | 462500 | 313500
[5 empty] | 463500313500 | 52 | 463500 | 313500
[5 empty] | 464500313500 | 52 | 464500 | 313500
[5 empty] | 465500313500 | 52 | 465500 | 313500
[5 empty] | 466500313500 | 52 | 466500 | 313500
[5 empty] | 448500312500 | 52 | 448500 | 312500
[5 empty] | 449500312500 | 52 | 449500 | 312500
[5 empty] | 450500312500 | 52 | 450500 | 312500
[5 empty] | 451500312500 | 52 | 451500 | 312500
[5 empty] | 452500312500 | 52 | 452500 | 312500
[5 empty] | 453500312500 | 52 | 453500 | 312500
[5 empty] | 454500312500 | 52 | 454500 | 312500
[5 empty] | 455500312500 | 52 | 455500 | 312500
[5 empty] | 456500312500 | 52 | 456500 | 312500
[5 empty] | 457500312500 | 52 | 457500 | 312500
[5 empty] | 458500312500 | 52 | 458500 | 312500
[5 empty] | 459500312500 | 52 | 459500 | 312500
[5 empty] | 460500312500 | 52 | 460500 | 312500
[5 empty] | 461500312500 | 52 | 461500 | 312500
[5 empty] | 462500312500 | 52 | 462500 | 312500
[5 empty] | 463500312500 | 52 | 463500 | 312500
[5 empty] | 464500312500 | 52 | 464500 | 312500
[5 empty] | 465500312500 | 52 | 465500 | 312500
[5 empty] | 466500312500 | 52 | 466500 | 312500
[5 empty] | 449500311500 | 52 | 449500 | 311500
[5 empty] | 450500311500 | 52 | 450500 | 311500
[5 empty] | 451500311500 | 52 | 451500 | 311500
[5 empty] | 452500311500 | 52 | 452500 | 311500
[5 empty] | 453500311500 | 52 | 453500 | 311500
[5 empty] | 454500311500 | 52 | 454500 | 311500
[5 empty] | 455500311500 | 52 | 455500 | 311500
[5 empty] | 456500311500 | 52 | 456500 | 311500
[5 empty] | 457500311500 | 52 | 457500 | 311500
[5 empty] | 458500311500 | 52 | 458500 | 311500
[5 empty] | 459500311500 | 52 | 459500 | 311500
[5 empty] | 460500311500 | 52 | 460500 | 311500
[5 empty] | 461500311500 | 52 | 461500 | 311500
[5 empty] | 462500311500 | 52 | 462500 | 311500
[5 empty] | 463500311500 | 52 | 463500 | 311500
[5 empty] | 464500311500 | 52 | 464500 | 311500
[5 empty] | 465500311500 | 52 | 465500 | 311500
[5 empty] | 466500311500 | 52 | 466500 | 311500
[5 empty] | 467500311500 | 52 | 467500 | 311500
[5 empty] | 449500310500 | 52 | 449500 | 310500
[5 empty] | 450500310500 | 52 | 450500 | 310500
[5 empty] | 451500310500 | 52 | 451500 | 310500
[5 empty] | 452500310500 | 52 | 452500 | 310500
[5 empty] | 453500310500 | 52 | 453500 | 310500
[5 empty] | 454500310500 | 52 | 454500 | 310500
[5 empty] | 455500310500 | 52 | 455500 | 310500
[5 empty] | 456500310500 | 52 | 456500 | 310500
[5 empty] | 458500310500 | 52 | 458500 | 310500
[5 empty] | 459500310500 | 52 | 459500 | 310500
[5 empty] | 460500310500 | 52 | 460500 | 310500
[5 empty] | 461500310500 | 52 | 461500 | 310500
[5 empty] | 462500310500 | 52 | 462500 | 310500
[5 empty] | 463500310500 | 52 | 463500 | 310500
[5 empty] | 464500310500 | 52 | 464500 | 310500
[5 empty] | 465500310500 | 52 | 465500 | 310500
[5 empty] | 466500310500 | 52 | 466500 | 310500
[5 empty] | 467500310500 | 52 | 467500 | 310500
[5 empty] | 468500310500 | 52 | 468500 | 310500
[5 empty] | 469500310500 | 52 | 469500 | 310500
[5 empty] | 451500309500 | 52 | 451500 | 309500
[5 empty] | 452500309500 | 52 | 452500 | 309500
[5 empty] | 453500309500 | 52 | 453500 | 309500
[5 empty] | 454500309500 | 52 | 454500 | 309500
[5 empty] | 455500309500 | 52 | 455500 | 309500
[5 empty] | 458500309500 | 52 | 458500 | 309500
[5 empty] | 459500309500 | 52 | 459500 | 309500
[5 empty] | 460500309500 | 52 | 460500 | 309500
[5 empty] | 461500309500 | 52 | 461500 | 309500
[5 empty] | 462500309500 | 52 | 462500 | 309500
[5 empty] | 463500309500 | 52 | 463500 | 309500
[5 empty] | 464500309500 | 52 | 464500 | 309500
[5 empty] | 465500309500 | 52 | 465500 | 309500
[5 empty] | 466500309500 | 52 | 466500 | 309500
[5 empty] | 467500309500 | 52 | 467500 | 309500
[5 empty] | 468500309500 | 52 | 468500 | 309500
[5 empty] | 470500309500 | 52 | 470500 | 309500
[5 empty] | 452500308500 | 52 | 452500 | 308500
[5 empty] | 453500308500 | 52 | 453500 | 308500
[5 empty] | 454500308500 | 52 | 454500 | 308500
[5 empty] | 455500308500 | 52 | 455500 | 308500
[5 empty] | 459500308500 | 52 | 459500 | 308500
[5 empty] | 461500308500 | 52 | 461500 | 308500
[5 empty] | 462500308500 | 52 | 462500 | 308500
[5 empty] | 463500308500 | 52 | 463500 | 308500
[5 empty] | 464500308500 | 52 | 464500 | 308500
[5 empty] | 465500308500 | 52 | 465500 | 308500
[5 empty] | 466500308500 | 52 | 466500 | 308500
[5 empty] | 467500308500 | 52 | 467500 | 308500
[5 empty] | 454500307500 | 52 | 454500 | 307500
[5 empty] | 464500307500 | 52 | 464500 | 307500
[5 empty] | 465500307500 | 52 | 465500 | 307500
[5 empty] | 466500307500 | 52 | 466500 | 307500
[5 empty] | 566500219500 | 53 | 566500 | 219500
[5 empty] | 573500219500 | 53 | 573500 | 219500
[5 empty] | 566500218500 | 53 | 566500 | 218500
[5 empty] | 570500218500 | 53 | 570500 | 218500
[5 empty] | 571500218500 | 53 | 571500 | 218500
[5 empty] | 572500218500 | 53 | 572500 | 218500
[5 empty] | 573500218500 | 53 | 573500 | 218500
[5 empty] | 566500217500 | 53 | 566500 | 217500
[5 empty] | 567500217500 | 53 | 567500 | 217500
[5 empty] | 569500217500 | 53 | 569500 | 217500
[5 empty] | 570500217500 | 53 | 570500 | 217500
[5 empty] | 571500217500 | 53 | 571500 | 217500
[5 empty] | 572500217500 | 53 | 572500 | 217500
[5 empty] | 573500217500 | 53 | 573500 | 217500
[5 empty] | 566500216500 | 53 | 566500 | 216500
[5 empty] | 567500216500 | 53 | 567500 | 216500
[5 empty] | 568500216500 | 53 | 568500 | 216500
[5 empty] | 569500216500 | 53 | 569500 | 216500
[5 empty] | 570500216500 | 53 | 570500 | 216500
[5 empty] | 571500216500 | 53 | 571500 | 216500
[5 empty] | 572500216500 | 53 | 572500 | 216500
[5 empty] | 573500216500 | 53 | 573500 | 216500
[5 empty] | 566500215500 | 53 | 566500 | 215500
[5 empty] | 567500215500 | 53 | 567500 | 215500
[5 empty] | 568500215500 | 53 | 568500 | 215500
[5 empty] | 569500215500 | 53 | 569500 | 215500
[5 empty] | 570500215500 | 53 | 570500 | 215500
[5 empty] | 571500215500 | 53 | 571500 | 215500
[5 empty] | 572500215500 | 53 | 572500 | 215500
[5 empty] | 573500215500 | 53 | 573500 | 215500
[5 empty] | 565500214500 | 53 | 565500 | 214500
[5 empty] | 566500214500 | 53 | 566500 | 214500
[5 empty] | 567500214500 | 53 | 567500 | 214500
[5 empty] | 568500214500 | 53 | 568500 | 214500
[5 empty] | 569500214500 | 53 | 569500 | 214500
[5 empty] | 570500214500 | 53 | 570500 | 214500
[5 empty] | 571500214500 | 53 | 571500 | 214500
[5 empty] | 572500214500 | 53 | 572500 | 214500
[5 empty] | 573500214500 | 53 | 573500 | 214500
[5 empty] | 563500213500 | 53 | 563500 | 213500
[5 empty] | 564500213500 | 53 | 564500 | 213500
[5 empty] | 565500213500 | 53 | 565500 | 213500
[5 empty] | 566500213500 | 53 | 566500 | 213500
[5 empty] | 567500213500 | 53 | 567500 | 213500
[5 empty] | 568500213500 | 53 | 568500 | 213500
[5 empty] | 569500213500 | 53 | 569500 | 213500
[5 empty] | 570500213500 | 53 | 570500 | 213500
[5 empty] | 571500213500 | 53 | 571500 | 213500
[5 empty] | 572500213500 | 53 | 572500 | 213500
[5 empty] | 573500213500 | 53 | 573500 | 213500
[5 empty] | 574500213500 | 53 | 574500 | 213500
[5 empty] | 561500212500 | 53 | 561500 | 212500
[5 empty] | 562500212500 | 53 | 562500 | 212500
[5 empty] | 563500212500 | 53 | 563500 | 212500
[5 empty] | 564500212500 | 53 | 564500 | 212500
[5 empty] | 565500212500 | 53 | 565500 | 212500
[5 empty] | 566500212500 | 53 | 566500 | 212500
[5 empty] | 567500212500 | 53 | 567500 | 212500
[5 empty] | 568500212500 | 53 | 568500 | 212500
[5 empty] | 569500212500 | 53 | 569500 | 212500
[5 empty] | 570500212500 | 53 | 570500 | 212500
[5 empty] | 571500212500 | 53 | 571500 | 212500
[5 empty] | 572500212500 | 53 | 572500 | 212500
[5 empty] | 573500212500 | 53 | 573500 | 212500
[5 empty] | 574500212500 | 53 | 574500 | 212500
[5 empty] | 575500212500 | 53 | 575500 | 212500
[5 empty] | 561500211500 | 53 | 561500 | 211500
[5 empty] | 562500211500 | 53 | 562500 | 211500
[5 empty] | 563500211500 | 53 | 563500 | 211500
[5 empty] | 564500211500 | 53 | 564500 | 211500
[5 empty] | 565500211500 | 53 | 565500 | 211500
[5 empty] | 566500211500 | 53 | 566500 | 211500
[5 empty] | 567500211500 | 53 | 567500 | 211500
[5 empty] | 568500211500 | 53 | 568500 | 211500
[5 empty] | 569500211500 | 53 | 569500 | 211500
[5 empty] | 570500211500 | 53 | 570500 | 211500
[5 empty] | 571500211500 | 53 | 571500 | 211500
[5 empty] | 572500211500 | 53 | 572500 | 211500
[5 empty] | 573500211500 | 53 | 573500 | 211500
[5 empty] | 574500211500 | 53 | 574500 | 211500
[5 empty] | 575500211500 | 53 | 575500 | 211500
[5 empty] | 576500211500 | 53 | 576500 | 211500
[5 empty] | 562500210500 | 53 | 562500 | 210500
[5 empty] | 563500210500 | 53 | 563500 | 210500
[5 empty] | 564500210500 | 53 | 564500 | 210500
[5 empty] | 565500210500 | 53 | 565500 | 210500
[5 empty] | 566500210500 | 53 | 566500 | 210500
[5 empty] | 567500210500 | 53 | 567500 | 210500
[5 empty] | 568500210500 | 53 | 568500 | 210500
[5 empty] | 569500210500 | 53 | 569500 | 210500
[5 empty] | 570500210500 | 53 | 570500 | 210500
[5 empty] | 571500210500 | 53 | 571500 | 210500
[5 empty] | 572500210500 | 53 | 572500 | 210500
[5 empty] | 573500210500 | 53 | 573500 | 210500
[5 empty] | 574500210500 | 53 | 574500 | 210500
[5 empty] | 575500210500 | 53 | 575500 | 210500
[5 empty] | 576500210500 | 53 | 576500 | 210500
[5 empty] | 562500209500 | 53 | 562500 | 209500
[5 empty] | 563500209500 | 53 | 563500 | 209500
[5 empty] | 564500209500 | 53 | 564500 | 209500
[5 empty] | 565500209500 | 53 | 565500 | 209500
[5 empty] | 566500209500 | 53 | 566500 | 209500
[5 empty] | 567500209500 | 53 | 567500 | 209500
[5 empty] | 568500209500 | 53 | 568500 | 209500
[5 empty] | 569500209500 | 53 | 569500 | 209500
[5 empty] | 570500209500 | 53 | 570500 | 209500
[5 empty] | 571500209500 | 53 | 571500 | 209500
[5 empty] | 572500209500 | 53 | 572500 | 209500
[5 empty] | 573500209500 | 53 | 573500 | 209500
[5 empty] | 574500209500 | 53 | 574500 | 209500
[5 empty] | 575500209500 | 53 | 575500 | 209500
[5 empty] | 576500209500 | 53 | 576500 | 209500
[5 empty] | 562500208500 | 53 | 562500 | 208500
[5 empty] | 563500208500 | 53 | 563500 | 208500
[5 empty] | 564500208500 | 53 | 564500 | 208500
[5 empty] | 565500208500 | 53 | 565500 | 208500
[5 empty] | 566500208500 | 53 | 566500 | 208500
[5 empty] | 567500208500 | 53 | 567500 | 208500
[5 empty] | 568500208500 | 53 | 568500 | 208500
[5 empty] | 569500208500 | 53 | 569500 | 208500
[5 empty] | 570500208500 | 53 | 570500 | 208500
[5 empty] | 571500208500 | 53 | 571500 | 208500
[5 empty] | 572500208500 | 53 | 572500 | 208500
[5 empty] | 573500208500 | 53 | 573500 | 208500
[5 empty] | 574500208500 | 53 | 574500 | 208500
[5 empty] | 575500208500 | 53 | 575500 | 208500
[5 empty] | 576500208500 | 53 | 576500 | 208500
[5 empty] | 577500208500 | 53 | 577500 | 208500
[5 empty] | 578500208500 | 53 | 578500 | 208500
[5 empty] | 562500207500 | 53 | 562500 | 207500
[5 empty] | 563500207500 | 53 | 563500 | 207500
[5 empty] | 564500207500 | 53 | 564500 | 207500
[5 empty] | 565500207500 | 53 | 565500 | 207500
[5 empty] | 566500207500 | 53 | 566500 | 207500
[5 empty] | 567500207500 | 53 | 567500 | 207500
[5 empty] | 568500207500 | 53 | 568500 | 207500
[5 empty] | 569500207500 | 53 | 569500 | 207500
[5 empty] | 570500207500 | 53 | 570500 | 207500
[5 empty] | 571500207500 | 53 | 571500 | 207500
[5 empty] | 572500207500 | 53 | 572500 | 207500
[5 empty] | 573500207500 | 53 | 573500 | 207500
[5 empty] | 574500207500 | 53 | 574500 | 207500
[5 empty] | 575500207500 | 53 | 575500 | 207500
[5 empty] | 576500207500 | 53 | 576500 | 207500
[5 empty] | 577500207500 | 53 | 577500 | 207500
[5 empty] | 578500207500 | 53 | 578500 | 207500
[5 empty] | 562500206500 | 53 | 562500 | 206500
[5 empty] | 563500206500 | 53 | 563500 | 206500
[5 empty] | 564500206500 | 53 | 564500 | 206500
[5 empty] | 565500206500 | 53 | 565500 | 206500
[5 empty] | 566500206500 | 53 | 566500 | 206500
[5 empty] | 567500206500 | 53 | 567500 | 206500
[5 empty] | 568500206500 | 53 | 568500 | 206500
[5 empty] | 569500206500 | 53 | 569500 | 206500
[5 empty] | 570500206500 | 53 | 570500 | 206500
[5 empty] | 571500206500 | 53 | 571500 | 206500
[5 empty] | 572500206500 | 53 | 572500 | 206500
[5 empty] | 573500206500 | 53 | 573500 | 206500
[5 empty] | 574500206500 | 53 | 574500 | 206500
[5 empty] | 575500206500 | 53 | 575500 | 206500
[5 empty] | 576500206500 | 53 | 576500 | 206500
[5 empty] | 577500206500 | 53 | 577500 | 206500
[5 empty] | 578500206500 | 53 | 578500 | 206500
[5 empty] | 562500205500 | 53 | 562500 | 205500
[5 empty] | 563500205500 | 53 | 563500 | 205500
[5 empty] | 564500205500 | 53 | 564500 | 205500
[5 empty] | 565500205500 | 53 | 565500 | 205500
[5 empty] | 566500205500 | 53 | 566500 | 205500
[5 empty] | 567500205500 | 53 | 567500 | 205500
[5 empty] | 568500205500 | 53 | 568500 | 205500
[5 empty] | 569500205500 | 53 | 569500 | 205500
[5 empty] | 570500205500 | 53 | 570500 | 205500
[5 empty] | 571500205500 | 53 | 571500 | 205500
[5 empty] | 572500205500 | 53 | 572500 | 205500
[5 empty] | 573500205500 | 53 | 573500 | 205500
[5 empty] | 574500205500 | 53 | 574500 | 205500
[5 empty] | 575500205500 | 53 | 575500 | 205500
[5 empty] | 576500205500 | 53 | 576500 | 205500
[5 empty] | 577500205500 | 53 | 577500 | 205500
[5 empty] | 578500205500 | 53 | 578500 | 205500
[5 empty] | 579500205500 | 53 | 579500 | 205500
[5 empty] | 561500204500 | 53 | 561500 | 204500
[5 empty] | 562500204500 | 53 | 562500 | 204500
[5 empty] | 563500204500 | 53 | 563500 | 204500
[5 empty] | 564500204500 | 53 | 564500 | 204500
[5 empty] | 565500204500 | 53 | 565500 | 204500
[5 empty] | 566500204500 | 53 | 566500 | 204500
[5 empty] | 567500204500 | 53 | 567500 | 204500
[5 empty] | 568500204500 | 53 | 568500 | 204500
[5 empty] | 569500204500 | 53 | 569500 | 204500
[5 empty] | 570500204500 | 53 | 570500 | 204500
[5 empty] | 571500204500 | 53 | 571500 | 204500
[5 empty] | 572500204500 | 53 | 572500 | 204500
[5 empty] | 573500204500 | 53 | 573500 | 204500
[5 empty] | 574500204500 | 53 | 574500 | 204500
[5 empty] | 575500204500 | 53 | 575500 | 204500
[5 empty] | 576500204500 | 53 | 576500 | 204500
[5 empty] | 577500204500 | 53 | 577500 | 204500
[5 empty] | 578500204500 | 53 | 578500 | 204500
[5 empty] | 579500204500 | 53 | 579500 | 204500
[5 empty] | 562500203500 | 53 | 562500 | 203500
[5 empty] | 563500203500 | 53 | 563500 | 203500
[5 empty] | 564500203500 | 53 | 564500 | 203500
[5 empty] | 565500203500 | 53 | 565500 | 203500
[5 empty] | 566500203500 | 53 | 566500 | 203500
[5 empty] | 567500203500 | 53 | 567500 | 203500
[5 empty] | 568500203500 | 53 | 568500 | 203500
[5 empty] | 569500203500 | 53 | 569500 | 203500
[5 empty] | 570500203500 | 53 | 570500 | 203500
[5 empty] | 571500203500 | 53 | 571500 | 203500
[5 empty] | 572500203500 | 53 | 572500 | 203500
[5 empty] | 573500203500 | 53 | 573500 | 203500
[5 empty] | 574500203500 | 53 | 574500 | 203500
[5 empty] | 575500203500 | 53 | 575500 | 203500
[5 empty] | 576500203500 | 53 | 576500 | 203500
[5 empty] | 577500203500 | 53 | 577500 | 203500
[5 empty] | 578500203500 | 53 | 578500 | 203500
[5 empty] | 579500203500 | 53 | 579500 | 203500
[5 empty] | 562500202500 | 53 | 562500 | 202500
[5 empty] | 563500202500 | 53 | 563500 | 202500
[5 empty] | 564500202500 | 53 | 564500 | 202500
[5 empty] | 565500202500 | 53 | 565500 | 202500
[5 empty] | 566500202500 | 53 | 566500 | 202500
[5 empty] | 567500202500 | 53 | 567500 | 202500
[5 empty] | 568500202500 | 53 | 568500 | 202500
[5 empty] | 569500202500 | 53 | 569500 | 202500
[5 empty] | 570500202500 | 53 | 570500 | 202500
[5 empty] | 571500202500 | 53 | 571500 | 202500
[5 empty] | 572500202500 | 53 | 572500 | 202500
[5 empty] | 573500202500 | 53 | 573500 | 202500
[5 empty] | 574500202500 | 53 | 574500 | 202500
[5 empty] | 575500202500 | 53 | 575500 | 202500
[5 empty] | 576500202500 | 53 | 576500 | 202500
[5 empty] | 577500202500 | 53 | 577500 | 202500
[5 empty] | 578500202500 | 53 | 578500 | 202500
[5 empty] | 579500202500 | 53 | 579500 | 202500
[5 empty] | 580500202500 | 53 | 580500 | 202500
[5 empty] | 566500201500 | 53 | 566500 | 201500
[5 empty] | 567500201500 | 53 | 567500 | 201500
[5 empty] | 568500201500 | 53 | 568500 | 201500
[5 empty] | 569500201500 | 53 | 569500 | 201500
[5 empty] | 570500201500 | 53 | 570500 | 201500
[5 empty] | 571500201500 | 53 | 571500 | 201500
[5 empty] | 572500201500 | 53 | 572500 | 201500
[5 empty] | 573500201500 | 53 | 573500 | 201500
[5 empty] | 574500201500 | 53 | 574500 | 201500
[5 empty] | 575500201500 | 53 | 575500 | 201500
[5 empty] | 576500201500 | 53 | 576500 | 201500
[5 empty] | 577500201500 | 53 | 577500 | 201500
[5 empty] | 578500201500 | 53 | 578500 | 201500
[5 empty] | 579500201500 | 53 | 579500 | 201500
[5 empty] | 580500201500 | 53 | 580500 | 201500
[5 empty] | 566500200500 | 53 | 566500 | 200500
[5 empty] | 567500200500 | 53 | 567500 | 200500
[5 empty] | 568500200500 | 53 | 568500 | 200500
[5 empty] | 569500200500 | 53 | 569500 | 200500
[5 empty] | 570500200500 | 53 | 570500 | 200500
[5 empty] | 571500200500 | 53 | 571500 | 200500
[5 empty] | 572500200500 | 53 | 572500 | 200500
[5 empty] | 573500200500 | 53 | 573500 | 200500
[5 empty] | 574500200500 | 53 | 574500 | 200500
[5 empty] | 575500200500 | 53 | 575500 | 200500
[5 empty] | 576500200500 | 53 | 576500 | 200500
[5 empty] | 577500200500 | 53 | 577500 | 200500
[5 empty] | 578500200500 | 53 | 578500 | 200500
[5 empty] | 579500200500 | 53 | 579500 | 200500
[5 empty] | 580500200500 | 53 | 580500 | 200500
[5 empty] | 567500199500 | 53 | 567500 | 199500
[5 empty] | 568500199500 | 53 | 568500 | 199500
[5 empty] | 569500199500 | 53 | 569500 | 199500
[5 empty] | 570500199500 | 53 | 570500 | 199500
[5 empty] | 571500199500 | 53 | 571500 | 199500
[5 empty] | 572500199500 | 53 | 572500 | 199500
[5 empty] | 573500199500 | 53 | 573500 | 199500
[5 empty] | 574500199500 | 53 | 574500 | 199500
[5 empty] | 575500199500 | 53 | 575500 | 199500
[5 empty] | 576500199500 | 53 | 576500 | 199500
[5 empty] | 577500199500 | 53 | 577500 | 199500
[5 empty] | 578500199500 | 53 | 578500 | 199500
[5 empty] | 579500199500 | 53 | 579500 | 199500
[5 empty] | 580500199500 | 53 | 580500 | 199500
[5 empty] | 566500198500 | 53 | 566500 | 198500
[5 empty] | 567500198500 | 53 | 567500 | 198500
[5 empty] | 568500198500 | 53 | 568500 | 198500
[5 empty] | 569500198500 | 53 | 569500 | 198500
[5 empty] | 570500198500 | 53 | 570500 | 198500
[5 empty] | 571500198500 | 53 | 571500 | 198500
[5 empty] | 572500198500 | 53 | 572500 | 198500
[5 empty] | 573500198500 | 53 | 573500 | 198500
[5 empty] | 574500198500 | 53 | 574500 | 198500
[5 empty] | 575500198500 | 53 | 575500 | 198500
[5 empty] | 576500198500 | 53 | 576500 | 198500
[5 empty] | 577500198500 | 53 | 577500 | 198500
[5 empty] | 578500198500 | 53 | 578500 | 198500
[5 empty] | 579500198500 | 53 | 579500 | 198500
[5 empty] | 580500198500 | 53 | 580500 | 198500
[5 empty] | 581500198500 | 53 | 581500 | 198500
[5 empty] | 566500197500 | 53 | 566500 | 197500
[5 empty] | 567500197500 | 53 | 567500 | 197500
[5 empty] | 568500197500 | 53 | 568500 | 197500
[5 empty] | 569500197500 | 53 | 569500 | 197500
[5 empty] | 570500197500 | 53 | 570500 | 197500
[5 empty] | 571500197500 | 53 | 571500 | 197500
[5 empty] | 572500197500 | 53 | 572500 | 197500
[5 empty] | 573500197500 | 53 | 573500 | 197500
[5 empty] | 574500197500 | 53 | 574500 | 197500
[5 empty] | 575500197500 | 53 | 575500 | 197500
[5 empty] | 576500197500 | 53 | 576500 | 197500
[5 empty] | 577500197500 | 53 | 577500 | 197500
[5 empty] | 578500197500 | 53 | 578500 | 197500
[5 empty] | 579500197500 | 53 | 579500 | 197500
[5 empty] | 580500197500 | 53 | 580500 | 197500
[5 empty] | 581500197500 | 53 | 581500 | 197500
[5 empty] | 569500196500 | 53 | 569500 | 196500
[5 empty] | 570500196500 | 53 | 570500 | 196500
[5 empty] | 571500196500 | 53 | 571500 | 196500
[5 empty] | 572500196500 | 53 | 572500 | 196500
[5 empty] | 573500196500 | 53 | 573500 | 196500
[5 empty] | 574500196500 | 53 | 574500 | 196500
[5 empty] | 575500196500 | 53 | 575500 | 196500
[5 empty] | 576500196500 | 53 | 576500 | 196500
[5 empty] | 577500196500 | 53 | 577500 | 196500
[5 empty] | 578500196500 | 53 | 578500 | 196500
[5 empty] | 579500196500 | 53 | 579500 | 196500
[5 empty] | 580500196500 | 53 | 580500 | 196500
[5 empty] | 581500196500 | 53 | 581500 | 196500
[5 empty] | 582500196500 | 53 | 582500 | 196500
[5 empty] | 569500195500 | 53 | 569500 | 195500
[5 empty] | 570500195500 | 53 | 570500 | 195500
[5 empty] | 571500195500 | 53 | 571500 | 195500
[5 empty] | 572500195500 | 53 | 572500 | 195500
[5 empty] | 573500195500 | 53 | 573500 | 195500
[5 empty] | 574500195500 | 53 | 574500 | 195500
[5 empty] | 575500195500 | 53 | 575500 | 195500
[5 empty] | 576500195500 | 53 | 576500 | 195500
[5 empty] | 577500195500 | 53 | 577500 | 195500
[5 empty] | 578500195500 | 53 | 578500 | 195500
[5 empty] | 575500194500 | 53 | 575500 | 194500
[5 empty] | 576500194500 | 53 | 576500 | 194500
[5 empty] | 577500194500 | 53 | 577500 | 194500
[5 empty] | 393500225500 | 54 | 393500 | 225500
[5 empty] | 394500225500 | 54 | 394500 | 225500
[5 empty] | 395500225500 | 54 | 395500 | 225500
[5 empty] | 393500224500 | 54 | 393500 | 224500
[5 empty] | 394500224500 | 54 | 394500 | 224500
[5 empty] | 395500224500 | 54 | 395500 | 224500
[5 empty] | 396500224500 | 54 | 396500 | 224500
[5 empty] | 391500223500 | 54 | 391500 | 223500
[5 empty] | 392500223500 | 54 | 392500 | 223500
[5 empty] | 393500223500 | 54 | 393500 | 223500
[5 empty] | 394500223500 | 54 | 394500 | 223500
[5 empty] | 395500223500 | 54 | 395500 | 223500
[5 empty] | 396500223500 | 54 | 396500 | 223500
[5 empty] | 397500223500 | 54 | 397500 | 223500
[5 empty] | 391500222500 | 54 | 391500 | 222500
[5 empty] | 392500222500 | 54 | 392500 | 222500
[5 empty] | 393500222500 | 54 | 393500 | 222500
[5 empty] | 394500222500 | 54 | 394500 | 222500
[5 empty] | 395500222500 | 54 | 395500 | 222500
[5 empty] | 396500222500 | 54 | 396500 | 222500
[5 empty] | 397500222500 | 54 | 397500 | 222500
[5 empty] | 398500222500 | 54 | 398500 | 222500
[5 empty] | 390500221500 | 54 | 390500 | 221500
[5 empty] | 391500221500 | 54 | 391500 | 221500
[5 empty] | 392500221500 | 54 | 392500 | 221500
[5 empty] | 393500221500 | 54 | 393500 | 221500
[5 empty] | 394500221500 | 54 | 394500 | 221500
[5 empty] | 395500221500 | 54 | 395500 | 221500
[5 empty] | 396500221500 | 54 | 396500 | 221500
[5 empty] | 397500221500 | 54 | 397500 | 221500
[5 empty] | 398500221500 | 54 | 398500 | 221500
[5 empty] | 392500220500 | 54 | 392500 | 220500
[5 empty] | 393500220500 | 54 | 393500 | 220500
[5 empty] | 394500220500 | 54 | 394500 | 220500
[5 empty] | 395500220500 | 54 | 395500 | 220500
[5 empty] | 396500220500 | 54 | 396500 | 220500
[5 empty] | 397500220500 | 54 | 397500 | 220500
[5 empty] | 398500220500 | 54 | 398500 | 220500
[5 empty] | 394500219500 | 54 | 394500 | 219500
[5 empty] | 395500219500 | 54 | 395500 | 219500
[5 empty] | 396500219500 | 54 | 396500 | 219500
[5 empty] | 397500219500 | 54 | 397500 | 219500
[5 empty] | 398500219500 | 54 | 398500 | 219500
[5 empty] | 395500218500 | 54 | 395500 | 218500
[5 empty] | 396500218500 | 54 | 396500 | 218500
[5 empty] | 397500218500 | 54 | 397500 | 218500
[5 empty] | 445500251500 | 55 | 445500 | 251500
[5 empty] | 445500250500 | 55 | 445500 | 250500
[5 empty] | 446500250500 | 55 | 446500 | 250500
[5 empty] | 445500249500 | 55 | 445500 | 249500
[5 empty] | 446500249500 | 55 | 446500 | 249500
[5 empty] | 447500249500 | 55 | 447500 | 249500
[5 empty] | 443500248500 | 55 | 443500 | 248500
[5 empty] | 444500248500 | 55 | 444500 | 248500
[5 empty] | 445500248500 | 55 | 445500 | 248500
[5 empty] | 446500248500 | 55 | 446500 | 248500
[5 empty] | 447500248500 | 55 | 447500 | 248500
[5 empty] | 442500247500 | 55 | 442500 | 247500
[5 empty] | 443500247500 | 55 | 443500 | 247500
[5 empty] | 444500247500 | 55 | 444500 | 247500
[5 empty] | 445500247500 | 55 | 445500 | 247500
[5 empty] | 446500247500 | 55 | 446500 | 247500
[5 empty] | 447500247500 | 55 | 447500 | 247500
[5 empty] | 448500247500 | 55 | 448500 | 247500
[5 empty] | 438500246500 | 55 | 438500 | 246500
[5 empty] | 439500246500 | 55 | 439500 | 246500
[5 empty] | 443500246500 | 55 | 443500 | 246500
[5 empty] | 444500246500 | 55 | 444500 | 246500
[5 empty] | 445500246500 | 55 | 445500 | 246500
[5 empty] | 446500246500 | 55 | 446500 | 246500
[5 empty] | 447500246500 | 55 | 447500 | 246500
[5 empty] | 448500246500 | 55 | 448500 | 246500
[5 empty] | 449500246500 | 55 | 449500 | 246500
[5 empty] | 438500245500 | 55 | 438500 | 245500
[5 empty] | 439500245500 | 55 | 439500 | 245500
[5 empty] | 440500245500 | 55 | 440500 | 245500
[5 empty] | 444500245500 | 55 | 444500 | 245500
[5 empty] | 445500245500 | 55 | 445500 | 245500
[5 empty] | 446500245500 | 55 | 446500 | 245500
[5 empty] | 447500245500 | 55 | 447500 | 245500
[5 empty] | 448500245500 | 55 | 448500 | 245500
[5 empty] | 449500245500 | 55 | 449500 | 245500
[5 empty] | 450500245500 | 55 | 450500 | 245500
[5 empty] | 436500244500 | 55 | 436500 | 244500
[5 empty] | 437500244500 | 55 | 437500 | 244500
[5 empty] | 438500244500 | 55 | 438500 | 244500
[5 empty] | 439500244500 | 55 | 439500 | 244500
[5 empty] | 440500244500 | 55 | 440500 | 244500
[5 empty] | 441500244500 | 55 | 441500 | 244500
[5 empty] | 443500244500 | 55 | 443500 | 244500
[5 empty] | 444500244500 | 55 | 444500 | 244500
[5 empty] | 445500244500 | 55 | 445500 | 244500
[5 empty] | 446500244500 | 55 | 446500 | 244500
[5 empty] | 447500244500 | 55 | 447500 | 244500
[5 empty] | 448500244500 | 55 | 448500 | 244500
[5 empty] | 449500244500 | 55 | 449500 | 244500
[5 empty] | 435500243500 | 55 | 435500 | 243500
[5 empty] | 436500243500 | 55 | 436500 | 243500
[5 empty] | 437500243500 | 55 | 437500 | 243500
[5 empty] | 438500243500 | 55 | 438500 | 243500
[5 empty] | 439500243500 | 55 | 439500 | 243500
[5 empty] | 440500243500 | 55 | 440500 | 243500
[5 empty] | 441500243500 | 55 | 441500 | 243500
[5 empty] | 442500243500 | 55 | 442500 | 243500
[5 empty] | 443500243500 | 55 | 443500 | 243500
[5 empty] | 444500243500 | 55 | 444500 | 243500
[5 empty] | 445500243500 | 55 | 445500 | 243500
[5 empty] | 446500243500 | 55 | 446500 | 243500
[5 empty] | 435500242500 | 55 | 435500 | 242500
[5 empty] | 436500242500 | 55 | 436500 | 242500
[5 empty] | 437500242500 | 55 | 437500 | 242500
[5 empty] | 438500242500 | 55 | 438500 | 242500
[5 empty] | 439500242500 | 55 | 439500 | 242500
[5 empty] | 440500242500 | 55 | 440500 | 242500
[5 empty] | 441500242500 | 55 | 441500 | 242500
[5 empty] | 442500242500 | 55 | 442500 | 242500
[5 empty] | 443500242500 | 55 | 443500 | 242500
[5 empty] | 444500242500 | 55 | 444500 | 242500
[5 empty] | 445500242500 | 55 | 445500 | 242500
[5 empty] | 446500242500 | 55 | 446500 | 242500
[5 empty] | 447500242500 | 55 | 447500 | 242500
[5 empty] | 434500241500 | 55 | 434500 | 241500
[5 empty] | 435500241500 | 55 | 435500 | 241500
[5 empty] | 436500241500 | 55 | 436500 | 241500
[5 empty] | 437500241500 | 55 | 437500 | 241500
[5 empty] | 438500241500 | 55 | 438500 | 241500
[5 empty] | 439500241500 | 55 | 439500 | 241500
[5 empty] | 440500241500 | 55 | 440500 | 241500
[5 empty] | 441500241500 | 55 | 441500 | 241500
[5 empty] | 442500241500 | 55 | 442500 | 241500
[5 empty] | 443500241500 | 55 | 443500 | 241500
[5 empty] | 444500241500 | 55 | 444500 | 241500
[5 empty] | 445500241500 | 55 | 445500 | 241500
[5 empty] | 446500241500 | 55 | 446500 | 241500
[5 empty] | 447500241500 | 55 | 447500 | 241500
[5 empty] | 434500240500 | 55 | 434500 | 240500
[5 empty] | 435500240500 | 55 | 435500 | 240500
[5 empty] | 436500240500 | 55 | 436500 | 240500
[5 empty] | 437500240500 | 55 | 437500 | 240500
[5 empty] | 438500240500 | 55 | 438500 | 240500
[5 empty] | 439500240500 | 55 | 439500 | 240500
[5 empty] | 440500240500 | 55 | 440500 | 240500
[5 empty] | 441500240500 | 55 | 441500 | 240500
[5 empty] | 442500240500 | 55 | 442500 | 240500
[5 empty] | 443500240500 | 55 | 443500 | 240500
[5 empty] | 444500240500 | 55 | 444500 | 240500
[5 empty] | 445500240500 | 55 | 445500 | 240500
[5 empty] | 446500240500 | 55 | 446500 | 240500
[5 empty] | 447500240500 | 55 | 447500 | 240500
[5 empty] | 434500239500 | 55 | 434500 | 239500
[5 empty] | 435500239500 | 55 | 435500 | 239500
[5 empty] | 436500239500 | 55 | 436500 | 239500
[5 empty] | 437500239500 | 55 | 437500 | 239500
[5 empty] | 438500239500 | 55 | 438500 | 239500
[5 empty] | 439500239500 | 55 | 439500 | 239500
[5 empty] | 440500239500 | 55 | 440500 | 239500
[5 empty] | 441500239500 | 55 | 441500 | 239500
[5 empty] | 442500239500 | 55 | 442500 | 239500
[5 empty] | 443500239500 | 55 | 443500 | 239500
[5 empty] | 444500239500 | 55 | 444500 | 239500
[5 empty] | 445500239500 | 55 | 445500 | 239500
[5 empty] | 446500239500 | 55 | 446500 | 239500
[5 empty] | 434500238500 | 55 | 434500 | 238500
[5 empty] | 435500238500 | 55 | 435500 | 238500
[5 empty] | 436500238500 | 55 | 436500 | 238500
[5 empty] | 437500238500 | 55 | 437500 | 238500
[5 empty] | 438500238500 | 55 | 438500 | 238500
[5 empty] | 439500238500 | 55 | 439500 | 238500
[5 empty] | 440500238500 | 55 | 440500 | 238500
[5 empty] | 441500238500 | 55 | 441500 | 238500
[5 empty] | 442500238500 | 55 | 442500 | 238500
[5 empty] | 443500238500 | 55 | 443500 | 238500
[5 empty] | 444500238500 | 55 | 444500 | 238500
[5 empty] | 445500238500 | 55 | 445500 | 238500
[5 empty] | 446500238500 | 55 | 446500 | 238500
[5 empty] | 447500238500 | 55 | 447500 | 238500
[5 empty] | 434500237500 | 55 | 434500 | 237500
[5 empty] | 435500237500 | 55 | 435500 | 237500
[5 empty] | 436500237500 | 55 | 436500 | 237500
[5 empty] | 437500237500 | 55 | 437500 | 237500
[5 empty] | 438500237500 | 55 | 438500 | 237500
[5 empty] | 439500237500 | 55 | 439500 | 237500
[5 empty] | 440500237500 | 55 | 440500 | 237500
[5 empty] | 441500237500 | 55 | 441500 | 237500
[5 empty] | 442500237500 | 55 | 442500 | 237500
[5 empty] | 443500237500 | 55 | 443500 | 237500
[5 empty] | 444500237500 | 55 | 444500 | 237500
[5 empty] | 445500237500 | 55 | 445500 | 237500
[5 empty] | 446500237500 | 55 | 446500 | 237500
[5 empty] | 447500237500 | 55 | 447500 | 237500
[5 empty] | 448500237500 | 55 | 448500 | 237500
[5 empty] | 434500236500 | 55 | 434500 | 236500
[5 empty] | 435500236500 | 55 | 435500 | 236500
[5 empty] | 436500236500 | 55 | 436500 | 236500
[5 empty] | 437500236500 | 55 | 437500 | 236500
[5 empty] | 438500236500 | 55 | 438500 | 236500
[5 empty] | 439500236500 | 55 | 439500 | 236500
[5 empty] | 440500236500 | 55 | 440500 | 236500
[5 empty] | 441500236500 | 55 | 441500 | 236500
[5 empty] | 442500236500 | 55 | 442500 | 236500
[5 empty] | 443500236500 | 55 | 443500 | 236500
[5 empty] | 444500236500 | 55 | 444500 | 236500
[5 empty] | 445500236500 | 55 | 445500 | 236500
[5 empty] | 446500236500 | 55 | 446500 | 236500
[5 empty] | 447500236500 | 55 | 447500 | 236500
[5 empty] | 448500236500 | 55 | 448500 | 236500
[5 empty] | 433500235500 | 55 | 433500 | 235500
[5 empty] | 434500235500 | 55 | 434500 | 235500
[5 empty] | 435500235500 | 55 | 435500 | 235500
[5 empty] | 436500235500 | 55 | 436500 | 235500
[5 empty] | 437500235500 | 55 | 437500 | 235500
[5 empty] | 438500235500 | 55 | 438500 | 235500
[5 empty] | 439500235500 | 55 | 439500 | 235500
[5 empty] | 440500235500 | 55 | 440500 | 235500
[5 empty] | 441500235500 | 55 | 441500 | 235500
[5 empty] | 442500235500 | 55 | 442500 | 235500
[5 empty] | 443500235500 | 55 | 443500 | 235500
[5 empty] | 444500235500 | 55 | 444500 | 235500
[5 empty] | 445500235500 | 55 | 445500 | 235500
[5 empty] | 446500235500 | 55 | 446500 | 235500
[5 empty] | 447500235500 | 55 | 447500 | 235500
[5 empty] | 448500235500 | 55 | 448500 | 235500
[5 empty] | 449500235500 | 55 | 449500 | 235500
[5 empty] | 460500235500 | 55 | 460500 | 235500
[5 empty] | 433500234500 | 55 | 433500 | 234500
[5 empty] | 434500234500 | 55 | 434500 | 234500
[5 empty] | 435500234500 | 55 | 435500 | 234500
[5 empty] | 436500234500 | 55 | 436500 | 234500
[5 empty] | 437500234500 | 55 | 437500 | 234500
[5 empty] | 438500234500 | 55 | 438500 | 234500
[5 empty] | 439500234500 | 55 | 439500 | 234500
[5 empty] | 440500234500 | 55 | 440500 | 234500
[5 empty] | 441500234500 | 55 | 441500 | 234500
[5 empty] | 442500234500 | 55 | 442500 | 234500
[5 empty] | 443500234500 | 55 | 443500 | 234500
[5 empty] | 444500234500 | 55 | 444500 | 234500
[5 empty] | 445500234500 | 55 | 445500 | 234500
[5 empty] | 446500234500 | 55 | 446500 | 234500
[5 empty] | 447500234500 | 55 | 447500 | 234500
[5 empty] | 448500234500 | 55 | 448500 | 234500
[5 empty] | 449500234500 | 55 | 449500 | 234500
[5 empty] | 460500234500 | 55 | 460500 | 234500
[5 empty] | 461500234500 | 55 | 461500 | 234500
[5 empty] | 462500234500 | 55 | 462500 | 234500
[5 empty] | 463500234500 | 55 | 463500 | 234500
[5 empty] | 464500234500 | 55 | 464500 | 234500
[5 empty] | 433500233500 | 55 | 433500 | 233500
[5 empty] | 434500233500 | 55 | 434500 | 233500
[5 empty] | 435500233500 | 55 | 435500 | 233500
[5 empty] | 436500233500 | 55 | 436500 | 233500
[5 empty] | 437500233500 | 55 | 437500 | 233500
[5 empty] | 438500233500 | 55 | 438500 | 233500
[5 empty] | 439500233500 | 55 | 439500 | 233500
[5 empty] | 440500233500 | 55 | 440500 | 233500
[5 empty] | 441500233500 | 55 | 441500 | 233500
[5 empty] | 442500233500 | 55 | 442500 | 233500
[5 empty] | 443500233500 | 55 | 443500 | 233500
[5 empty] | 444500233500 | 55 | 444500 | 233500
[5 empty] | 445500233500 | 55 | 445500 | 233500
[5 empty] | 446500233500 | 55 | 446500 | 233500
[5 empty] | 447500233500 | 55 | 447500 | 233500
[5 empty] | 448500233500 | 55 | 448500 | 233500
[5 empty] | 459500233500 | 55 | 459500 | 233500
[5 empty] | 460500233500 | 55 | 460500 | 233500
[5 empty] | 461500233500 | 55 | 461500 | 233500
[5 empty] | 462500233500 | 55 | 462500 | 233500
[5 empty] | 463500233500 | 55 | 463500 | 233500
[5 empty] | 464500233500 | 55 | 464500 | 233500
[5 empty] | 433500232500 | 55 | 433500 | 232500
[5 empty] | 434500232500 | 55 | 434500 | 232500
[5 empty] | 435500232500 | 55 | 435500 | 232500
[5 empty] | 436500232500 | 55 | 436500 | 232500
[5 empty] | 437500232500 | 55 | 437500 | 232500
[5 empty] | 438500232500 | 55 | 438500 | 232500
[5 empty] | 439500232500 | 55 | 439500 | 232500
[5 empty] | 440500232500 | 55 | 440500 | 232500
[5 empty] | 441500232500 | 55 | 441500 | 232500
[5 empty] | 442500232500 | 55 | 442500 | 232500
[5 empty] | 443500232500 | 55 | 443500 | 232500
[5 empty] | 444500232500 | 55 | 444500 | 232500
[5 empty] | 445500232500 | 55 | 445500 | 232500
[5 empty] | 446500232500 | 55 | 446500 | 232500
[5 empty] | 447500232500 | 55 | 447500 | 232500
[5 empty] | 448500232500 | 55 | 448500 | 232500
[5 empty] | 457500232500 | 55 | 457500 | 232500
[5 empty] | 458500232500 | 55 | 458500 | 232500
[5 empty] | 459500232500 | 55 | 459500 | 232500
[5 empty] | 460500232500 | 55 | 460500 | 232500
[5 empty] | 461500232500 | 55 | 461500 | 232500
[5 empty] | 462500232500 | 55 | 462500 | 232500
[5 empty] | 463500232500 | 55 | 463500 | 232500
[5 empty] | 434500231500 | 55 | 434500 | 231500
[5 empty] | 435500231500 | 55 | 435500 | 231500
[5 empty] | 436500231500 | 55 | 436500 | 231500
[5 empty] | 437500231500 | 55 | 437500 | 231500
[5 empty] | 440500231500 | 55 | 440500 | 231500
[5 empty] | 441500231500 | 55 | 441500 | 231500
[5 empty] | 442500231500 | 55 | 442500 | 231500
[5 empty] | 443500231500 | 55 | 443500 | 231500
[5 empty] | 444500231500 | 55 | 444500 | 231500
[5 empty] | 445500231500 | 55 | 445500 | 231500
[5 empty] | 446500231500 | 55 | 446500 | 231500
[5 empty] | 447500231500 | 55 | 447500 | 231500
[5 empty] | 448500231500 | 55 | 448500 | 231500
[5 empty] | 449500231500 | 55 | 449500 | 231500
[5 empty] | 450500231500 | 55 | 450500 | 231500
[5 empty] | 451500231500 | 55 | 451500 | 231500
[5 empty] | 452500231500 | 55 | 452500 | 231500
[5 empty] | 453500231500 | 55 | 453500 | 231500
[5 empty] | 455500231500 | 55 | 455500 | 231500
[5 empty] | 456500231500 | 55 | 456500 | 231500
[5 empty] | 457500231500 | 55 | 457500 | 231500
[5 empty] | 458500231500 | 55 | 458500 | 231500
[5 empty] | 459500231500 | 55 | 459500 | 231500
[5 empty] | 460500231500 | 55 | 460500 | 231500
[5 empty] | 461500231500 | 55 | 461500 | 231500
[5 empty] | 462500231500 | 55 | 462500 | 231500
[5 empty] | 444500230500 | 55 | 444500 | 230500
[5 empty] | 445500230500 | 55 | 445500 | 230500
[5 empty] | 446500230500 | 55 | 446500 | 230500
[5 empty] | 447500230500 | 55 | 447500 | 230500
[5 empty] | 448500230500 | 55 | 448500 | 230500
[5 empty] | 449500230500 | 55 | 449500 | 230500
[5 empty] | 450500230500 | 55 | 450500 | 230500
[5 empty] | 451500230500 | 55 | 451500 | 230500
[5 empty] | 452500230500 | 55 | 452500 | 230500
[5 empty] | 453500230500 | 55 | 453500 | 230500
[5 empty] | 454500230500 | 55 | 454500 | 230500
[5 empty] | 455500230500 | 55 | 455500 | 230500
[5 empty] | 456500230500 | 55 | 456500 | 230500
[5 empty] | 457500230500 | 55 | 457500 | 230500
[5 empty] | 458500230500 | 55 | 458500 | 230500
[5 empty] | 459500230500 | 55 | 459500 | 230500
[5 empty] | 460500230500 | 55 | 460500 | 230500
[5 empty] | 461500230500 | 55 | 461500 | 230500
[5 empty] | 462500230500 | 55 | 462500 | 230500
[5 empty] | 444500229500 | 55 | 444500 | 229500
[5 empty] | 445500229500 | 55 | 445500 | 229500
[5 empty] | 446500229500 | 55 | 446500 | 229500
[5 empty] | 447500229500 | 55 | 447500 | 229500
[5 empty] | 448500229500 | 55 | 448500 | 229500
[5 empty] | 449500229500 | 55 | 449500 | 229500
[5 empty] | 450500229500 | 55 | 450500 | 229500
[5 empty] | 451500229500 | 55 | 451500 | 229500
[5 empty] | 452500229500 | 55 | 452500 | 229500
[5 empty] | 453500229500 | 55 | 453500 | 229500
[5 empty] | 454500229500 | 55 | 454500 | 229500
[5 empty] | 455500229500 | 55 | 455500 | 229500
[5 empty] | 456500229500 | 55 | 456500 | 229500
[5 empty] | 457500229500 | 55 | 457500 | 229500
[5 empty] | 458500229500 | 55 | 458500 | 229500
[5 empty] | 459500229500 | 55 | 459500 | 229500
[5 empty] | 460500229500 | 55 | 460500 | 229500
[5 empty] | 461500229500 | 55 | 461500 | 229500
[5 empty] | 444500228500 | 55 | 444500 | 228500
[5 empty] | 445500228500 | 55 | 445500 | 228500
[5 empty] | 446500228500 | 55 | 446500 | 228500
[5 empty] | 447500228500 | 55 | 447500 | 228500
[5 empty] | 448500228500 | 55 | 448500 | 228500
[5 empty] | 449500228500 | 55 | 449500 | 228500
[5 empty] | 450500228500 | 55 | 450500 | 228500
[5 empty] | 451500228500 | 55 | 451500 | 228500
[5 empty] | 452500228500 | 55 | 452500 | 228500
[5 empty] | 453500228500 | 55 | 453500 | 228500
[5 empty] | 454500228500 | 55 | 454500 | 228500
[5 empty] | 455500228500 | 55 | 455500 | 228500
[5 empty] | 456500228500 | 55 | 456500 | 228500
[5 empty] | 457500228500 | 55 | 457500 | 228500
[5 empty] | 458500228500 | 55 | 458500 | 228500
[5 empty] | 459500228500 | 55 | 459500 | 228500
[5 empty] | 460500228500 | 55 | 460500 | 228500
[5 empty] | 461500228500 | 55 | 461500 | 228500
[5 empty] | 462500228500 | 55 | 462500 | 228500
[5 empty] | 445500227500 | 55 | 445500 | 227500
[5 empty] | 446500227500 | 55 | 446500 | 227500
[5 empty] | 447500227500 | 55 | 447500 | 227500
[5 empty] | 448500227500 | 55 | 448500 | 227500
[5 empty] | 449500227500 | 55 | 449500 | 227500
[5 empty] | 450500227500 | 55 | 450500 | 227500
[5 empty] | 451500227500 | 55 | 451500 | 227500
[5 empty] | 452500227500 | 55 | 452500 | 227500
[5 empty] | 453500227500 | 55 | 453500 | 227500
[5 empty] | 454500227500 | 55 | 454500 | 227500
[5 empty] | 455500227500 | 55 | 455500 | 227500
[5 empty] | 456500227500 | 55 | 456500 | 227500
[5 empty] | 457500227500 | 55 | 457500 | 227500
[5 empty] | 458500227500 | 55 | 458500 | 227500
[5 empty] | 459500227500 | 55 | 459500 | 227500
[5 empty] | 460500227500 | 55 | 460500 | 227500
[5 empty] | 461500227500 | 55 | 461500 | 227500
[5 empty] | 462500227500 | 55 | 462500 | 227500
[5 empty] | 463500227500 | 55 | 463500 | 227500
[5 empty] | 464500227500 | 55 | 464500 | 227500
[5 empty] | 446500226500 | 55 | 446500 | 226500
[5 empty] | 447500226500 | 55 | 447500 | 226500
[5 empty] | 448500226500 | 55 | 448500 | 226500
[5 empty] | 449500226500 | 55 | 449500 | 226500
[5 empty] | 450500226500 | 55 | 450500 | 226500
[5 empty] | 451500226500 | 55 | 451500 | 226500
[5 empty] | 452500226500 | 55 | 452500 | 226500
[5 empty] | 453500226500 | 55 | 453500 | 226500
[5 empty] | 454500226500 | 55 | 454500 | 226500
[5 empty] | 455500226500 | 55 | 455500 | 226500
[5 empty] | 456500226500 | 55 | 456500 | 226500
[5 empty] | 457500226500 | 55 | 457500 | 226500
[5 empty] | 458500226500 | 55 | 458500 | 226500
[5 empty] | 459500226500 | 55 | 459500 | 226500
[5 empty] | 460500226500 | 55 | 460500 | 226500
[5 empty] | 461500226500 | 55 | 461500 | 226500
[5 empty] | 462500226500 | 55 | 462500 | 226500
[5 empty] | 463500226500 | 55 | 463500 | 226500
[5 empty] | 446500225500 | 55 | 446500 | 225500
[5 empty] | 447500225500 | 55 | 447500 | 225500
[5 empty] | 448500225500 | 55 | 448500 | 225500
[5 empty] | 449500225500 | 55 | 449500 | 225500
[5 empty] | 450500225500 | 55 | 450500 | 225500
[5 empty] | 451500225500 | 55 | 451500 | 225500
[5 empty] | 452500225500 | 55 | 452500 | 225500
[5 empty] | 453500225500 | 55 | 453500 | 225500
[5 empty] | 454500225500 | 55 | 454500 | 225500
[5 empty] | 455500225500 | 55 | 455500 | 225500
[5 empty] | 456500225500 | 55 | 456500 | 225500
[5 empty] | 457500225500 | 55 | 457500 | 225500
[5 empty] | 458500225500 | 55 | 458500 | 225500
[5 empty] | 459500225500 | 55 | 459500 | 225500
[5 empty] | 460500225500 | 55 | 460500 | 225500
[5 empty] | 461500225500 | 55 | 461500 | 225500
[5 empty] | 462500225500 | 55 | 462500 | 225500
[5 empty] | 448500224500 | 55 | 448500 | 224500
[5 empty] | 449500224500 | 55 | 449500 | 224500
[5 empty] | 450500224500 | 55 | 450500 | 224500
[5 empty] | 451500224500 | 55 | 451500 | 224500
[5 empty] | 452500224500 | 55 | 452500 | 224500
[5 empty] | 453500224500 | 55 | 453500 | 224500
[5 empty] | 454500224500 | 55 | 454500 | 224500
[5 empty] | 455500224500 | 55 | 455500 | 224500
[5 empty] | 456500224500 | 55 | 456500 | 224500
[5 empty] | 457500224500 | 55 | 457500 | 224500
[5 empty] | 458500224500 | 55 | 458500 | 224500
[5 empty] | 459500224500 | 55 | 459500 | 224500
[5 empty] | 460500224500 | 55 | 460500 | 224500
[5 empty] | 461500224500 | 55 | 461500 | 224500
[5 empty] | 462500224500 | 55 | 462500 | 224500
[5 empty] | 448500223500 | 55 | 448500 | 223500
[5 empty] | 449500223500 | 55 | 449500 | 223500
[5 empty] | 450500223500 | 55 | 450500 | 223500
[5 empty] | 451500223500 | 55 | 451500 | 223500
[5 empty] | 452500223500 | 55 | 452500 | 223500
[5 empty] | 453500223500 | 55 | 453500 | 223500
[5 empty] | 454500223500 | 55 | 454500 | 223500
[5 empty] | 455500223500 | 55 | 455500 | 223500
[5 empty] | 456500223500 | 55 | 456500 | 223500
[5 empty] | 457500223500 | 55 | 457500 | 223500
[5 empty] | 458500223500 | 55 | 458500 | 223500
[5 empty] | 459500223500 | 55 | 459500 | 223500
[5 empty] | 460500223500 | 55 | 460500 | 223500
[5 empty] | 461500223500 | 55 | 461500 | 223500
[5 empty] | 462500223500 | 55 | 462500 | 223500
[5 empty] | 448500222500 | 55 | 448500 | 222500
[5 empty] | 449500222500 | 55 | 449500 | 222500
[5 empty] | 450500222500 | 55 | 450500 | 222500
[5 empty] | 451500222500 | 55 | 451500 | 222500
[5 empty] | 452500222500 | 55 | 452500 | 222500
[5 empty] | 453500222500 | 55 | 453500 | 222500
[5 empty] | 454500222500 | 55 | 454500 | 222500
[5 empty] | 455500222500 | 55 | 455500 | 222500
[5 empty] | 456500222500 | 55 | 456500 | 222500
[5 empty] | 457500222500 | 55 | 457500 | 222500
[5 empty] | 458500222500 | 55 | 458500 | 222500
[5 empty] | 459500222500 | 55 | 459500 | 222500
[5 empty] | 460500222500 | 55 | 460500 | 222500
[5 empty] | 461500222500 | 55 | 461500 | 222500
[5 empty] | 462500222500 | 55 | 462500 | 222500
[5 empty] | 449500221500 | 55 | 449500 | 221500
[5 empty] | 450500221500 | 55 | 450500 | 221500
[5 empty] | 451500221500 | 55 | 451500 | 221500
[5 empty] | 452500221500 | 55 | 452500 | 221500
[5 empty] | 453500221500 | 55 | 453500 | 221500
[5 empty] | 454500221500 | 55 | 454500 | 221500
[5 empty] | 455500221500 | 55 | 455500 | 221500
[5 empty] | 456500221500 | 55 | 456500 | 221500
[5 empty] | 457500221500 | 55 | 457500 | 221500
[5 empty] | 458500221500 | 55 | 458500 | 221500
[5 empty] | 459500221500 | 55 | 459500 | 221500
[5 empty] | 460500221500 | 55 | 460500 | 221500
[5 empty] | 461500221500 | 55 | 461500 | 221500
[5 empty] | 462500221500 | 55 | 462500 | 221500
[5 empty] | 463500221500 | 55 | 463500 | 221500
[5 empty] | 449500220500 | 55 | 449500 | 220500
[5 empty] | 450500220500 | 55 | 450500 | 220500
[5 empty] | 451500220500 | 55 | 451500 | 220500
[5 empty] | 452500220500 | 55 | 452500 | 220500
[5 empty] | 453500220500 | 55 | 453500 | 220500
[5 empty] | 454500220500 | 55 | 454500 | 220500
[5 empty] | 455500220500 | 55 | 455500 | 220500
[5 empty] | 456500220500 | 55 | 456500 | 220500
[5 empty] | 457500220500 | 55 | 457500 | 220500
[5 empty] | 458500220500 | 55 | 458500 | 220500
[5 empty] | 459500220500 | 55 | 459500 | 220500
[5 empty] | 460500220500 | 55 | 460500 | 220500
[5 empty] | 461500220500 | 55 | 461500 | 220500
[5 empty] | 462500220500 | 55 | 462500 | 220500
[5 empty] | 463500220500 | 55 | 463500 | 220500
[5 empty] | 449500219500 | 55 | 449500 | 219500
[5 empty] | 450500219500 | 55 | 450500 | 219500
[5 empty] | 451500219500 | 55 | 451500 | 219500
[5 empty] | 452500219500 | 55 | 452500 | 219500
[5 empty] | 453500219500 | 55 | 453500 | 219500
[5 empty] | 454500219500 | 55 | 454500 | 219500
[5 empty] | 455500219500 | 55 | 455500 | 219500
[5 empty] | 456500219500 | 55 | 456500 | 219500
[5 empty] | 457500219500 | 55 | 457500 | 219500
[5 empty] | 458500219500 | 55 | 458500 | 219500
[5 empty] | 459500219500 | 55 | 459500 | 219500
[5 empty] | 460500219500 | 55 | 460500 | 219500
[5 empty] | 461500219500 | 55 | 461500 | 219500
[5 empty] | 462500219500 | 55 | 462500 | 219500
[5 empty] | 463500219500 | 55 | 463500 | 219500
[5 empty] | 448500218500 | 55 | 448500 | 218500
[5 empty] | 449500218500 | 55 | 449500 | 218500
[5 empty] | 450500218500 | 55 | 450500 | 218500
[5 empty] | 451500218500 | 55 | 451500 | 218500
[5 empty] | 452500218500 | 55 | 452500 | 218500
[5 empty] | 453500218500 | 55 | 453500 | 218500
[5 empty] | 454500218500 | 55 | 454500 | 218500
[5 empty] | 455500218500 | 55 | 455500 | 218500
[5 empty] | 456500218500 | 55 | 456500 | 218500
[5 empty] | 457500218500 | 55 | 457500 | 218500
[5 empty] | 458500218500 | 55 | 458500 | 218500
[5 empty] | 459500218500 | 55 | 459500 | 218500
[5 empty] | 460500218500 | 55 | 460500 | 218500
[5 empty] | 461500218500 | 55 | 461500 | 218500
[5 empty] | 462500218500 | 55 | 462500 | 218500
[5 empty] | 463500218500 | 55 | 463500 | 218500
[5 empty] | 446500217500 | 55 | 446500 | 217500
[5 empty] | 447500217500 | 55 | 447500 | 217500
[5 empty] | 448500217500 | 55 | 448500 | 217500
[5 empty] | 449500217500 | 55 | 449500 | 217500
[5 empty] | 450500217500 | 55 | 450500 | 217500
[5 empty] | 451500217500 | 55 | 451500 | 217500
[5 empty] | 452500217500 | 55 | 452500 | 217500
[5 empty] | 453500217500 | 55 | 453500 | 217500
[5 empty] | 454500217500 | 55 | 454500 | 217500
[5 empty] | 455500217500 | 55 | 455500 | 217500
[5 empty] | 456500217500 | 55 | 456500 | 217500
[5 empty] | 457500217500 | 55 | 457500 | 217500
[5 empty] | 458500217500 | 55 | 458500 | 217500
[5 empty] | 459500217500 | 55 | 459500 | 217500
[5 empty] | 460500217500 | 55 | 460500 | 217500
[5 empty] | 461500217500 | 55 | 461500 | 217500
[5 empty] | 462500217500 | 55 | 462500 | 217500
[5 empty] | 463500217500 | 55 | 463500 | 217500
[5 empty] | 464500217500 | 55 | 464500 | 217500
[5 empty] | 446500216500 | 55 | 446500 | 216500
[5 empty] | 447500216500 | 55 | 447500 | 216500
[5 empty] | 448500216500 | 55 | 448500 | 216500
[5 empty] | 449500216500 | 55 | 449500 | 216500
[5 empty] | 450500216500 | 55 | 450500 | 216500
[5 empty] | 451500216500 | 55 | 451500 | 216500
[5 empty] | 452500216500 | 55 | 452500 | 216500
[5 empty] | 453500216500 | 55 | 453500 | 216500
[5 empty] | 454500216500 | 55 | 454500 | 216500
[5 empty] | 455500216500 | 55 | 455500 | 216500
[5 empty] | 456500216500 | 55 | 456500 | 216500
[5 empty] | 457500216500 | 55 | 457500 | 216500
[5 empty] | 458500216500 | 55 | 458500 | 216500
[5 empty] | 459500216500 | 55 | 459500 | 216500
[5 empty] | 460500216500 | 55 | 460500 | 216500
[5 empty] | 461500216500 | 55 | 461500 | 216500
[5 empty] | 462500216500 | 55 | 462500 | 216500
[5 empty] | 463500216500 | 55 | 463500 | 216500
[5 empty] | 464500216500 | 55 | 464500 | 216500
[5 empty] | 446500215500 | 55 | 446500 | 215500
[5 empty] | 447500215500 | 55 | 447500 | 215500
[5 empty] | 448500215500 | 55 | 448500 | 215500
[5 empty] | 449500215500 | 55 | 449500 | 215500
[5 empty] | 450500215500 | 55 | 450500 | 215500
[5 empty] | 451500215500 | 55 | 451500 | 215500
[5 empty] | 452500215500 | 55 | 452500 | 215500
[5 empty] | 453500215500 | 55 | 453500 | 215500
[5 empty] | 454500215500 | 55 | 454500 | 215500
[5 empty] | 455500215500 | 55 | 455500 | 215500
[5 empty] | 456500215500 | 55 | 456500 | 215500
[5 empty] | 457500215500 | 55 | 457500 | 215500
[5 empty] | 458500215500 | 55 | 458500 | 215500
[5 empty] | 459500215500 | 55 | 459500 | 215500
[5 empty] | 463500215500 | 55 | 463500 | 215500
[5 empty] | 464500215500 | 55 | 464500 | 215500
[5 empty] | 446500214500 | 55 | 446500 | 214500
[5 empty] | 447500214500 | 55 | 447500 | 214500
[5 empty] | 448500214500 | 55 | 448500 | 214500
[5 empty] | 449500214500 | 55 | 449500 | 214500
[5 empty] | 450500214500 | 55 | 450500 | 214500
[5 empty] | 451500214500 | 55 | 451500 | 214500
[5 empty] | 452500214500 | 55 | 452500 | 214500
[5 empty] | 453500214500 | 55 | 453500 | 214500
[5 empty] | 454500214500 | 55 | 454500 | 214500
[5 empty] | 455500214500 | 55 | 455500 | 214500
[5 empty] | 456500214500 | 55 | 456500 | 214500
[5 empty] | 457500214500 | 55 | 457500 | 214500
[5 empty] | 458500214500 | 55 | 458500 | 214500
[5 empty] | 459500214500 | 55 | 459500 | 214500
[5 empty] | 446500213500 | 55 | 446500 | 213500
[5 empty] | 447500213500 | 55 | 447500 | 213500
[5 empty] | 448500213500 | 55 | 448500 | 213500
[5 empty] | 449500213500 | 55 | 449500 | 213500
[5 empty] | 450500213500 | 55 | 450500 | 213500
[5 empty] | 451500213500 | 55 | 451500 | 213500
[5 empty] | 452500213500 | 55 | 452500 | 213500
[5 empty] | 453500213500 | 55 | 453500 | 213500
[5 empty] | 454500213500 | 55 | 454500 | 213500
[5 empty] | 455500213500 | 55 | 455500 | 213500
[5 empty] | 456500213500 | 55 | 456500 | 213500
[5 empty] | 457500213500 | 55 | 457500 | 213500
[5 empty] | 458500213500 | 55 | 458500 | 213500
[5 empty] | 459500213500 | 55 | 459500 | 213500
[5 empty] | 460500213500 | 55 | 460500 | 213500
[5 empty] | 446500212500 | 55 | 446500 | 212500
[5 empty] | 447500212500 | 55 | 447500 | 212500
[5 empty] | 448500212500 | 55 | 448500 | 212500
[5 empty] | 449500212500 | 55 | 449500 | 212500
[5 empty] | 450500212500 | 55 | 450500 | 212500
[5 empty] | 451500212500 | 55 | 451500 | 212500
[5 empty] | 452500212500 | 55 | 452500 | 212500
[5 empty] | 453500212500 | 55 | 453500 | 212500
[5 empty] | 454500212500 | 55 | 454500 | 212500
[5 empty] | 455500212500 | 55 | 455500 | 212500
[5 empty] | 458500212500 | 55 | 458500 | 212500
[5 empty] | 459500212500 | 55 | 459500 | 212500
[5 empty] | 460500212500 | 55 | 460500 | 212500
[5 empty] | 447500211500 | 55 | 447500 | 211500
[5 empty] | 448500211500 | 55 | 448500 | 211500
[5 empty] | 449500211500 | 55 | 449500 | 211500
[5 empty] | 450500211500 | 55 | 450500 | 211500
[5 empty] | 451500211500 | 55 | 451500 | 211500
[5 empty] | 455500211500 | 55 | 455500 | 211500
[5 empty] | 459500211500 | 55 | 459500 | 211500
[5 empty] | 460500211500 | 55 | 460500 | 211500
[5 empty] | 447500210500 | 55 | 447500 | 210500
[5 empty] | 448500210500 | 55 | 448500 | 210500
[5 empty] | 451500210500 | 55 | 451500 | 210500
[5 empty] | 441500377500 | 58 | 441500 | 377500
[5 empty] | 439500376500 | 58 | 439500 | 376500
[5 empty] | 440500376500 | 58 | 440500 | 376500
[5 empty] | 441500376500 | 58 | 441500 | 376500
[5 empty] | 442500376500 | 58 | 442500 | 376500
[5 empty] | 443500376500 | 58 | 443500 | 376500
[5 empty] | 444500376500 | 58 | 444500 | 376500
[5 empty] | 436500375500 | 58 | 436500 | 375500
[5 empty] | 437500375500 | 58 | 437500 | 375500
[5 empty] | 438500375500 | 58 | 438500 | 375500
[5 empty] | 439500375500 | 58 | 439500 | 375500
[5 empty] | 440500375500 | 58 | 440500 | 375500
[5 empty] | 441500375500 | 58 | 441500 | 375500
[5 empty] | 442500375500 | 58 | 442500 | 375500
[5 empty] | 443500375500 | 58 | 443500 | 375500
[5 empty] | 444500375500 | 58 | 444500 | 375500
[5 empty] | 445500375500 | 58 | 445500 | 375500
[5 empty] | 435500374500 | 58 | 435500 | 374500
[5 empty] | 436500374500 | 58 | 436500 | 374500
[5 empty] | 437500374500 | 58 | 437500 | 374500
[5 empty] | 438500374500 | 58 | 438500 | 374500
[5 empty] | 439500374500 | 58 | 439500 | 374500
[5 empty] | 440500374500 | 58 | 440500 | 374500
[5 empty] | 441500374500 | 58 | 441500 | 374500
[5 empty] | 442500374500 | 58 | 442500 | 374500
[5 empty] | 443500374500 | 58 | 443500 | 374500
[5 empty] | 444500374500 | 58 | 444500 | 374500
[5 empty] | 445500374500 | 58 | 445500 | 374500
[5 empty] | 435500373500 | 58 | 435500 | 373500
[5 empty] | 436500373500 | 58 | 436500 | 373500
[5 empty] | 437500373500 | 58 | 437500 | 373500
[5 empty] | 438500373500 | 58 | 438500 | 373500
[5 empty] | 439500373500 | 58 | 439500 | 373500
[5 empty] | 440500373500 | 58 | 440500 | 373500
[5 empty] | 441500373500 | 58 | 441500 | 373500
[5 empty] | 442500373500 | 58 | 442500 | 373500
[5 empty] | 443500373500 | 58 | 443500 | 373500
[5 empty] | 444500373500 | 58 | 444500 | 373500
[5 empty] | 435500372500 | 58 | 435500 | 372500
[5 empty] | 436500372500 | 58 | 436500 | 372500
[5 empty] | 437500372500 | 58 | 437500 | 372500
[5 empty] | 438500372500 | 58 | 438500 | 372500
[5 empty] | 439500372500 | 58 | 439500 | 372500
[5 empty] | 440500372500 | 58 | 440500 | 372500
[5 empty] | 441500372500 | 58 | 441500 | 372500
[5 empty] | 442500372500 | 58 | 442500 | 372500
[5 empty] | 443500372500 | 58 | 443500 | 372500
[5 empty] | 444500372500 | 58 | 444500 | 372500
[5 empty] | 435500371500 | 58 | 435500 | 371500
[5 empty] | 436500371500 | 58 | 436500 | 371500
[5 empty] | 437500371500 | 58 | 437500 | 371500
[5 empty] | 438500371500 | 58 | 438500 | 371500
[5 empty] | 439500371500 | 58 | 439500 | 371500
[5 empty] | 440500371500 | 58 | 440500 | 371500
[5 empty] | 435500370500 | 58 | 435500 | 370500
[5 empty] | 436500370500 | 58 | 436500 | 370500
[5 empty] | 437500370500 | 58 | 437500 | 370500
[5 empty] | 438500370500 | 58 | 438500 | 370500
[5 empty] | 439500370500 | 58 | 439500 | 370500
[5 empty] | 435500369500 | 58 | 435500 | 369500
[5 empty] | 436500369500 | 58 | 436500 | 369500
[5 empty] | 437500369500 | 58 | 437500 | 369500
[5 empty] | 438500369500 | 58 | 438500 | 369500
[5 empty] | 439500369500 | 58 | 439500 | 369500
[5 empty] | 505500133500 | 59 | 505500 | 133500
[5 empty] | 487500132500 | 59 | 487500 | 132500
[5 empty] | 495500132500 | 59 | 495500 | 132500
[5 empty] | 496500132500 | 59 | 496500 | 132500
[5 empty] | 499500132500 | 59 | 499500 | 132500
[5 empty] | 500500132500 | 59 | 500500 | 132500
[5 empty] | 501500132500 | 59 | 501500 | 132500
[5 empty] | 502500132500 | 59 | 502500 | 132500
[5 empty] | 503500132500 | 59 | 503500 | 132500
[5 empty] | 504500132500 | 59 | 504500 | 132500
[5 empty] | 505500132500 | 59 | 505500 | 132500
[5 empty] | 485500131500 | 59 | 485500 | 131500
[5 empty] | 486500131500 | 59 | 486500 | 131500
[5 empty] | 487500131500 | 59 | 487500 | 131500
[5 empty] | 488500131500 | 59 | 488500 | 131500
[5 empty] | 489500131500 | 59 | 489500 | 131500
[5 empty] | 490500131500 | 59 | 490500 | 131500
[5 empty] | 492500131500 | 59 | 492500 | 131500
[5 empty] | 493500131500 | 59 | 493500 | 131500
[5 empty] | 494500131500 | 59 | 494500 | 131500
[5 empty] | 495500131500 | 59 | 495500 | 131500
[5 empty] | 496500131500 | 59 | 496500 | 131500
[5 empty] | 497500131500 | 59 | 497500 | 131500
[5 empty] | 498500131500 | 59 | 498500 | 131500
[5 empty] | 499500131500 | 59 | 499500 | 131500
[5 empty] | 500500131500 | 59 | 500500 | 131500
[5 empty] | 501500131500 | 59 | 501500 | 131500
[5 empty] | 502500131500 | 59 | 502500 | 131500
[5 empty] | 503500131500 | 59 | 503500 | 131500
[5 empty] | 504500131500 | 59 | 504500 | 131500
[5 empty] | 505500131500 | 59 | 505500 | 131500
[5 empty] | 485500130500 | 59 | 485500 | 130500
[5 empty] | 486500130500 | 59 | 486500 | 130500
[5 empty] | 487500130500 | 59 | 487500 | 130500
[5 empty] | 488500130500 | 59 | 488500 | 130500
[5 empty] | 489500130500 | 59 | 489500 | 130500
[5 empty] | 490500130500 | 59 | 490500 | 130500
[5 empty] | 491500130500 | 59 | 491500 | 130500
[5 empty] | 492500130500 | 59 | 492500 | 130500
[5 empty] | 493500130500 | 59 | 493500 | 130500
[5 empty] | 494500130500 | 59 | 494500 | 130500
[5 empty] | 495500130500 | 59 | 495500 | 130500
[5 empty] | 496500130500 | 59 | 496500 | 130500
[5 empty] | 497500130500 | 59 | 497500 | 130500
[5 empty] | 498500130500 | 59 | 498500 | 130500
[5 empty] | 499500130500 | 59 | 499500 | 130500
[5 empty] | 500500130500 | 59 | 500500 | 130500
[5 empty] | 501500130500 | 59 | 501500 | 130500
[5 empty] | 502500130500 | 59 | 502500 | 130500
[5 empty] | 503500130500 | 59 | 503500 | 130500
[5 empty] | 504500130500 | 59 | 504500 | 130500
[5 empty] | 505500130500 | 59 | 505500 | 130500
[5 empty] | 481500129500 | 59 | 481500 | 129500
[5 empty] | 482500129500 | 59 | 482500 | 129500
[5 empty] | 483500129500 | 59 | 483500 | 129500
[5 empty] | 484500129500 | 59 | 484500 | 129500
[5 empty] | 485500129500 | 59 | 485500 | 129500
[5 empty] | 486500129500 | 59 | 486500 | 129500
[5 empty] | 487500129500 | 59 | 487500 | 129500
[5 empty] | 488500129500 | 59 | 488500 | 129500
[5 empty] | 489500129500 | 59 | 489500 | 129500
[5 empty] | 490500129500 | 59 | 490500 | 129500
[5 empty] | 491500129500 | 59 | 491500 | 129500
[5 empty] | 492500129500 | 59 | 492500 | 129500
[5 empty] | 493500129500 | 59 | 493500 | 129500
[5 empty] | 494500129500 | 59 | 494500 | 129500
[5 empty] | 495500129500 | 59 | 495500 | 129500
[5 empty] | 496500129500 | 59 | 496500 | 129500
[5 empty] | 497500129500 | 59 | 497500 | 129500
[5 empty] | 498500129500 | 59 | 498500 | 129500
[5 empty] | 499500129500 | 59 | 499500 | 129500
[5 empty] | 500500129500 | 59 | 500500 | 129500
[5 empty] | 501500129500 | 59 | 501500 | 129500
[5 empty] | 502500129500 | 59 | 502500 | 129500
[5 empty] | 503500129500 | 59 | 503500 | 129500
[5 empty] | 504500129500 | 59 | 504500 | 129500
[5 empty] | 505500129500 | 59 | 505500 | 129500
[5 empty] | 506500129500 | 59 | 506500 | 129500
[5 empty] | 481500128500 | 59 | 481500 | 128500
[5 empty] | 482500128500 | 59 | 482500 | 128500
[5 empty] | 483500128500 | 59 | 483500 | 128500
[5 empty] | 484500128500 | 59 | 484500 | 128500
[5 empty] | 485500128500 | 59 | 485500 | 128500
[5 empty] | 486500128500 | 59 | 486500 | 128500
[5 empty] | 487500128500 | 59 | 487500 | 128500
[5 empty] | 488500128500 | 59 | 488500 | 128500
[5 empty] | 489500128500 | 59 | 489500 | 128500
[5 empty] | 490500128500 | 59 | 490500 | 128500
[5 empty] | 491500128500 | 59 | 491500 | 128500
[5 empty] | 492500128500 | 59 | 492500 | 128500
[5 empty] | 493500128500 | 59 | 493500 | 128500
[5 empty] | 494500128500 | 59 | 494500 | 128500
[5 empty] | 495500128500 | 59 | 495500 | 128500
[5 empty] | 496500128500 | 59 | 496500 | 128500
[5 empty] | 497500128500 | 59 | 497500 | 128500
[5 empty] | 498500128500 | 59 | 498500 | 128500
[5 empty] | 499500128500 | 59 | 499500 | 128500
[5 empty] | 500500128500 | 59 | 500500 | 128500
[5 empty] | 501500128500 | 59 | 501500 | 128500
[5 empty] | 502500128500 | 59 | 502500 | 128500
[5 empty] | 503500128500 | 59 | 503500 | 128500
[5 empty] | 504500128500 | 59 | 504500 | 128500
[5 empty] | 505500128500 | 59 | 505500 | 128500
[5 empty] | 506500128500 | 59 | 506500 | 128500
[5 empty] | 480500127500 | 59 | 480500 | 127500
[5 empty] | 481500127500 | 59 | 481500 | 127500
[5 empty] | 482500127500 | 59 | 482500 | 127500
[5 empty] | 483500127500 | 59 | 483500 | 127500
[5 empty] | 484500127500 | 59 | 484500 | 127500
[5 empty] | 485500127500 | 59 | 485500 | 127500
[5 empty] | 486500127500 | 59 | 486500 | 127500
[5 empty] | 487500127500 | 59 | 487500 | 127500
[5 empty] | 488500127500 | 59 | 488500 | 127500
[5 empty] | 489500127500 | 59 | 489500 | 127500
[5 empty] | 490500127500 | 59 | 490500 | 127500
[5 empty] | 491500127500 | 59 | 491500 | 127500
[5 empty] | 492500127500 | 59 | 492500 | 127500
[5 empty] | 493500127500 | 59 | 493500 | 127500
[5 empty] | 494500127500 | 59 | 494500 | 127500
[5 empty] | 495500127500 | 59 | 495500 | 127500
[5 empty] | 496500127500 | 59 | 496500 | 127500
[5 empty] | 497500127500 | 59 | 497500 | 127500
[5 empty] | 498500127500 | 59 | 498500 | 127500
[5 empty] | 499500127500 | 59 | 499500 | 127500
[5 empty] | 500500127500 | 59 | 500500 | 127500
[5 empty] | 501500127500 | 59 | 501500 | 127500
[5 empty] | 502500127500 | 59 | 502500 | 127500
[5 empty] | 503500127500 | 59 | 503500 | 127500
[5 empty] | 504500127500 | 59 | 504500 | 127500
[5 empty] | 505500127500 | 59 | 505500 | 127500
[5 empty] | 506500127500 | 59 | 506500 | 127500
[5 empty] | 479500126500 | 59 | 479500 | 126500
[5 empty] | 480500126500 | 59 | 480500 | 126500
[5 empty] | 481500126500 | 59 | 481500 | 126500
[5 empty] | 482500126500 | 59 | 482500 | 126500
[5 empty] | 483500126500 | 59 | 483500 | 126500
[5 empty] | 484500126500 | 59 | 484500 | 126500
[5 empty] | 485500126500 | 59 | 485500 | 126500
[5 empty] | 486500126500 | 59 | 486500 | 126500
[5 empty] | 487500126500 | 59 | 487500 | 126500
[5 empty] | 488500126500 | 59 | 488500 | 126500
[5 empty] | 489500126500 | 59 | 489500 | 126500
[5 empty] | 490500126500 | 59 | 490500 | 126500
[5 empty] | 491500126500 | 59 | 491500 | 126500
[5 empty] | 492500126500 | 59 | 492500 | 126500
[5 empty] | 493500126500 | 59 | 493500 | 126500
[5 empty] | 494500126500 | 59 | 494500 | 126500
[5 empty] | 495500126500 | 59 | 495500 | 126500
[5 empty] | 496500126500 | 59 | 496500 | 126500
[5 empty] | 497500126500 | 59 | 497500 | 126500
[5 empty] | 498500126500 | 59 | 498500 | 126500
[5 empty] | 499500126500 | 59 | 499500 | 126500
[5 empty] | 500500126500 | 59 | 500500 | 126500
[5 empty] | 501500126500 | 59 | 501500 | 126500
[5 empty] | 502500126500 | 59 | 502500 | 126500
[5 empty] | 503500126500 | 59 | 503500 | 126500
[5 empty] | 504500126500 | 59 | 504500 | 126500
[5 empty] | 505500126500 | 59 | 505500 | 126500
[5 empty] | 506500126500 | 59 | 506500 | 126500
[5 empty] | 478500125500 | 59 | 478500 | 125500
[5 empty] | 479500125500 | 59 | 479500 | 125500
[5 empty] | 480500125500 | 59 | 480500 | 125500
[5 empty] | 481500125500 | 59 | 481500 | 125500
[5 empty] | 482500125500 | 59 | 482500 | 125500
[5 empty] | 483500125500 | 59 | 483500 | 125500
[5 empty] | 484500125500 | 59 | 484500 | 125500
[5 empty] | 485500125500 | 59 | 485500 | 125500
[5 empty] | 486500125500 | 59 | 486500 | 125500
[5 empty] | 487500125500 | 59 | 487500 | 125500
[5 empty] | 488500125500 | 59 | 488500 | 125500
[5 empty] | 489500125500 | 59 | 489500 | 125500
[5 empty] | 490500125500 | 59 | 490500 | 125500
[5 empty] | 491500125500 | 59 | 491500 | 125500
[5 empty] | 492500125500 | 59 | 492500 | 125500
[5 empty] | 493500125500 | 59 | 493500 | 125500
[5 empty] | 494500125500 | 59 | 494500 | 125500
[5 empty] | 495500125500 | 59 | 495500 | 125500
[5 empty] | 496500125500 | 59 | 496500 | 125500
[5 empty] | 497500125500 | 59 | 497500 | 125500
[5 empty] | 498500125500 | 59 | 498500 | 125500
[5 empty] | 499500125500 | 59 | 499500 | 125500
[5 empty] | 500500125500 | 59 | 500500 | 125500
[5 empty] | 501500125500 | 59 | 501500 | 125500
[5 empty] | 502500125500 | 59 | 502500 | 125500
[5 empty] | 503500125500 | 59 | 503500 | 125500
[5 empty] | 504500125500 | 59 | 504500 | 125500
[5 empty] | 505500125500 | 59 | 505500 | 125500
[5 empty] | 506500125500 | 59 | 506500 | 125500
[5 empty] | 477500124500 | 59 | 477500 | 124500
[5 empty] | 478500124500 | 59 | 478500 | 124500
[5 empty] | 479500124500 | 59 | 479500 | 124500
[5 empty] | 480500124500 | 59 | 480500 | 124500
[5 empty] | 481500124500 | 59 | 481500 | 124500
[5 empty] | 482500124500 | 59 | 482500 | 124500
[5 empty] | 483500124500 | 59 | 483500 | 124500
[5 empty] | 484500124500 | 59 | 484500 | 124500
[5 empty] | 485500124500 | 59 | 485500 | 124500
[5 empty] | 486500124500 | 59 | 486500 | 124500
[5 empty] | 487500124500 | 59 | 487500 | 124500
[5 empty] | 488500124500 | 59 | 488500 | 124500
[5 empty] | 489500124500 | 59 | 489500 | 124500
[5 empty] | 490500124500 | 59 | 490500 | 124500
[5 empty] | 491500124500 | 59 | 491500 | 124500
[5 empty] | 492500124500 | 59 | 492500 | 124500
[5 empty] | 493500124500 | 59 | 493500 | 124500
[5 empty] | 494500124500 | 59 | 494500 | 124500
[5 empty] | 495500124500 | 59 | 495500 | 124500
[5 empty] | 496500124500 | 59 | 496500 | 124500
[5 empty] | 497500124500 | 59 | 497500 | 124500
[5 empty] | 498500124500 | 59 | 498500 | 124500
[5 empty] | 499500124500 | 59 | 499500 | 124500
[5 empty] | 500500124500 | 59 | 500500 | 124500
[5 empty] | 501500124500 | 59 | 501500 | 124500
[5 empty] | 502500124500 | 59 | 502500 | 124500
[5 empty] | 503500124500 | 59 | 503500 | 124500
[5 empty] | 504500124500 | 59 | 504500 | 124500
[5 empty] | 505500124500 | 59 | 505500 | 124500
[5 empty] | 478500123500 | 59 | 478500 | 123500
[5 empty] | 479500123500 | 59 | 479500 | 123500
[5 empty] | 480500123500 | 59 | 480500 | 123500
[5 empty] | 481500123500 | 59 | 481500 | 123500
[5 empty] | 482500123500 | 59 | 482500 | 123500
[5 empty] | 483500123500 | 59 | 483500 | 123500
[5 empty] | 484500123500 | 59 | 484500 | 123500
[5 empty] | 485500123500 | 59 | 485500 | 123500
[5 empty] | 486500123500 | 59 | 486500 | 123500
[5 empty] | 487500123500 | 59 | 487500 | 123500
[5 empty] | 488500123500 | 59 | 488500 | 123500
[5 empty] | 489500123500 | 59 | 489500 | 123500
[5 empty] | 490500123500 | 59 | 490500 | 123500
[5 empty] | 491500123500 | 59 | 491500 | 123500
[5 empty] | 492500123500 | 59 | 492500 | 123500
[5 empty] | 493500123500 | 59 | 493500 | 123500
[5 empty] | 494500123500 | 59 | 494500 | 123500
[5 empty] | 495500123500 | 59 | 495500 | 123500
[5 empty] | 496500123500 | 59 | 496500 | 123500
[5 empty] | 497500123500 | 59 | 497500 | 123500
[5 empty] | 498500123500 | 59 | 498500 | 123500
[5 empty] | 499500123500 | 59 | 499500 | 123500
[5 empty] | 500500123500 | 59 | 500500 | 123500
[5 empty] | 501500123500 | 59 | 501500 | 123500
[5 empty] | 502500123500 | 59 | 502500 | 123500
[5 empty] | 503500123500 | 59 | 503500 | 123500
[5 empty] | 477500122500 | 59 | 477500 | 122500
[5 empty] | 478500122500 | 59 | 478500 | 122500
[5 empty] | 479500122500 | 59 | 479500 | 122500
[5 empty] | 480500122500 | 59 | 480500 | 122500
[5 empty] | 481500122500 | 59 | 481500 | 122500
[5 empty] | 482500122500 | 59 | 482500 | 122500
[5 empty] | 483500122500 | 59 | 483500 | 122500
[5 empty] | 484500122500 | 59 | 484500 | 122500
[5 empty] | 485500122500 | 59 | 485500 | 122500
[5 empty] | 486500122500 | 59 | 486500 | 122500
[5 empty] | 487500122500 | 59 | 487500 | 122500
[5 empty] | 488500122500 | 59 | 488500 | 122500
[5 empty] | 489500122500 | 59 | 489500 | 122500
[5 empty] | 490500122500 | 59 | 490500 | 122500
[5 empty] | 491500122500 | 59 | 491500 | 122500
[5 empty] | 492500122500 | 59 | 492500 | 122500
[5 empty] | 493500122500 | 59 | 493500 | 122500
[5 empty] | 494500122500 | 59 | 494500 | 122500
[5 empty] | 495500122500 | 59 | 495500 | 122500
[5 empty] | 496500122500 | 59 | 496500 | 122500
[5 empty] | 497500122500 | 59 | 497500 | 122500
[5 empty] | 498500122500 | 59 | 498500 | 122500
[5 empty] | 499500122500 | 59 | 499500 | 122500
[5 empty] | 500500122500 | 59 | 500500 | 122500
[5 empty] | 501500122500 | 59 | 501500 | 122500
[5 empty] | 502500122500 | 59 | 502500 | 122500
[5 empty] | 503500122500 | 59 | 503500 | 122500
[5 empty] | 504500122500 | 59 | 504500 | 122500
[5 empty] | 477500121500 | 59 | 477500 | 121500
[5 empty] | 478500121500 | 59 | 478500 | 121500
[5 empty] | 479500121500 | 59 | 479500 | 121500
[5 empty] | 480500121500 | 59 | 480500 | 121500
[5 empty] | 481500121500 | 59 | 481500 | 121500
[5 empty] | 482500121500 | 59 | 482500 | 121500
[5 empty] | 483500121500 | 59 | 483500 | 121500
[5 empty] | 484500121500 | 59 | 484500 | 121500
[5 empty] | 485500121500 | 59 | 485500 | 121500
[5 empty] | 486500121500 | 59 | 486500 | 121500
[5 empty] | 487500121500 | 59 | 487500 | 121500
[5 empty] | 488500121500 | 59 | 488500 | 121500
[5 empty] | 489500121500 | 59 | 489500 | 121500
[5 empty] | 490500121500 | 59 | 490500 | 121500
[5 empty] | 491500121500 | 59 | 491500 | 121500
[5 empty] | 492500121500 | 59 | 492500 | 121500
[5 empty] | 493500121500 | 59 | 493500 | 121500
[5 empty] | 494500121500 | 59 | 494500 | 121500
[5 empty] | 495500121500 | 59 | 495500 | 121500
[5 empty] | 496500121500 | 59 | 496500 | 121500
[5 empty] | 497500121500 | 59 | 497500 | 121500
[5 empty] | 498500121500 | 59 | 498500 | 121500
[5 empty] | 499500121500 | 59 | 499500 | 121500
[5 empty] | 500500121500 | 59 | 500500 | 121500
[5 empty] | 501500121500 | 59 | 501500 | 121500
[5 empty] | 502500121500 | 59 | 502500 | 121500
[5 empty] | 503500121500 | 59 | 503500 | 121500
[5 empty] | 476500120500 | 59 | 476500 | 120500
[5 empty] | 477500120500 | 59 | 477500 | 120500
[5 empty] | 478500120500 | 59 | 478500 | 120500
[5 empty] | 479500120500 | 59 | 479500 | 120500
[5 empty] | 480500120500 | 59 | 480500 | 120500
[5 empty] | 481500120500 | 59 | 481500 | 120500
[5 empty] | 482500120500 | 59 | 482500 | 120500
[5 empty] | 483500120500 | 59 | 483500 | 120500
[5 empty] | 484500120500 | 59 | 484500 | 120500
[5 empty] | 485500120500 | 59 | 485500 | 120500
[5 empty] | 486500120500 | 59 | 486500 | 120500
[5 empty] | 487500120500 | 59 | 487500 | 120500
[5 empty] | 488500120500 | 59 | 488500 | 120500
[5 empty] | 489500120500 | 59 | 489500 | 120500
[5 empty] | 490500120500 | 59 | 490500 | 120500
[5 empty] | 491500120500 | 59 | 491500 | 120500
[5 empty] | 492500120500 | 59 | 492500 | 120500
[5 empty] | 493500120500 | 59 | 493500 | 120500
[5 empty] | 494500120500 | 59 | 494500 | 120500
[5 empty] | 495500120500 | 59 | 495500 | 120500
[5 empty] | 496500120500 | 59 | 496500 | 120500
[5 empty] | 497500120500 | 59 | 497500 | 120500
[5 empty] | 498500120500 | 59 | 498500 | 120500
[5 empty] | 499500120500 | 59 | 499500 | 120500
[5 empty] | 500500120500 | 59 | 500500 | 120500
[5 empty] | 501500120500 | 59 | 501500 | 120500
[5 empty] | 502500120500 | 59 | 502500 | 120500
[5 empty] | 476500119500 | 59 | 476500 | 119500
[5 empty] | 477500119500 | 59 | 477500 | 119500
[5 empty] | 478500119500 | 59 | 478500 | 119500
[5 empty] | 479500119500 | 59 | 479500 | 119500
[5 empty] | 480500119500 | 59 | 480500 | 119500
[5 empty] | 481500119500 | 59 | 481500 | 119500
[5 empty] | 482500119500 | 59 | 482500 | 119500
[5 empty] | 483500119500 | 59 | 483500 | 119500
[5 empty] | 484500119500 | 59 | 484500 | 119500
[5 empty] | 485500119500 | 59 | 485500 | 119500
[5 empty] | 486500119500 | 59 | 486500 | 119500
[5 empty] | 487500119500 | 59 | 487500 | 119500
[5 empty] | 488500119500 | 59 | 488500 | 119500
[5 empty] | 489500119500 | 59 | 489500 | 119500
[5 empty] | 490500119500 | 59 | 490500 | 119500
[5 empty] | 491500119500 | 59 | 491500 | 119500
[5 empty] | 492500119500 | 59 | 492500 | 119500
[5 empty] | 493500119500 | 59 | 493500 | 119500
[5 empty] | 494500119500 | 59 | 494500 | 119500
[5 empty] | 495500119500 | 59 | 495500 | 119500
[5 empty] | 496500119500 | 59 | 496500 | 119500
[5 empty] | 497500119500 | 59 | 497500 | 119500
[5 empty] | 498500119500 | 59 | 498500 | 119500
[5 empty] | 499500119500 | 59 | 499500 | 119500
[5 empty] | 500500119500 | 59 | 500500 | 119500
[5 empty] | 501500119500 | 59 | 501500 | 119500
[5 empty] | 502500119500 | 59 | 502500 | 119500
[5 empty] | 476500118500 | 59 | 476500 | 118500
[5 empty] | 477500118500 | 59 | 477500 | 118500
[5 empty] | 478500118500 | 59 | 478500 | 118500
[5 empty] | 479500118500 | 59 | 479500 | 118500
[5 empty] | 480500118500 | 59 | 480500 | 118500
[5 empty] | 481500118500 | 59 | 481500 | 118500
[5 empty] | 482500118500 | 59 | 482500 | 118500
[5 empty] | 483500118500 | 59 | 483500 | 118500
[5 empty] | 484500118500 | 59 | 484500 | 118500
[5 empty] | 485500118500 | 59 | 485500 | 118500
[5 empty] | 486500118500 | 59 | 486500 | 118500
[5 empty] | 487500118500 | 59 | 487500 | 118500
[5 empty] | 488500118500 | 59 | 488500 | 118500
[5 empty] | 489500118500 | 59 | 489500 | 118500
[5 empty] | 490500118500 | 59 | 490500 | 118500
[5 empty] | 491500118500 | 59 | 491500 | 118500
[5 empty] | 492500118500 | 59 | 492500 | 118500
[5 empty] | 493500118500 | 59 | 493500 | 118500
[5 empty] | 494500118500 | 59 | 494500 | 118500
[5 empty] | 495500118500 | 59 | 495500 | 118500
[5 empty] | 496500118500 | 59 | 496500 | 118500
[5 empty] | 497500118500 | 59 | 497500 | 118500
[5 empty] | 498500118500 | 59 | 498500 | 118500
[5 empty] | 499500118500 | 59 | 499500 | 118500
[5 empty] | 500500118500 | 59 | 500500 | 118500
[5 empty] | 501500118500 | 59 | 501500 | 118500
[5 empty] | 502500118500 | 59 | 502500 | 118500
[5 empty] | 475500117500 | 59 | 475500 | 117500
[5 empty] | 476500117500 | 59 | 476500 | 117500
[5 empty] | 477500117500 | 59 | 477500 | 117500
[5 empty] | 478500117500 | 59 | 478500 | 117500
[5 empty] | 479500117500 | 59 | 479500 | 117500
[5 empty] | 480500117500 | 59 | 480500 | 117500
[5 empty] | 481500117500 | 59 | 481500 | 117500
[5 empty] | 482500117500 | 59 | 482500 | 117500
[5 empty] | 483500117500 | 59 | 483500 | 117500
[5 empty] | 484500117500 | 59 | 484500 | 117500
[5 empty] | 485500117500 | 59 | 485500 | 117500
[5 empty] | 486500117500 | 59 | 486500 | 117500
[5 empty] | 487500117500 | 59 | 487500 | 117500
[5 empty] | 488500117500 | 59 | 488500 | 117500
[5 empty] | 489500117500 | 59 | 489500 | 117500
[5 empty] | 490500117500 | 59 | 490500 | 117500
[5 empty] | 491500117500 | 59 | 491500 | 117500
[5 empty] | 492500117500 | 59 | 492500 | 117500
[5 empty] | 493500117500 | 59 | 493500 | 117500
[5 empty] | 494500117500 | 59 | 494500 | 117500
[5 empty] | 495500117500 | 59 | 495500 | 117500
[5 empty] | 496500117500 | 59 | 496500 | 117500
[5 empty] | 497500117500 | 59 | 497500 | 117500
[5 empty] | 498500117500 | 59 | 498500 | 117500
[5 empty] | 499500117500 | 59 | 499500 | 117500
[5 empty] | 500500117500 | 59 | 500500 | 117500
[5 empty] | 475500116500 | 59 | 475500 | 116500
[5 empty] | 476500116500 | 59 | 476500 | 116500
[5 empty] | 477500116500 | 59 | 477500 | 116500
[5 empty] | 478500116500 | 59 | 478500 | 116500
[5 empty] | 479500116500 | 59 | 479500 | 116500
[5 empty] | 480500116500 | 59 | 480500 | 116500
[5 empty] | 481500116500 | 59 | 481500 | 116500
[5 empty] | 482500116500 | 59 | 482500 | 116500
[5 empty] | 483500116500 | 59 | 483500 | 116500
[5 empty] | 484500116500 | 59 | 484500 | 116500
[5 empty] | 485500116500 | 59 | 485500 | 116500
[5 empty] | 486500116500 | 59 | 486500 | 116500
[5 empty] | 487500116500 | 59 | 487500 | 116500
[5 empty] | 488500116500 | 59 | 488500 | 116500
[5 empty] | 489500116500 | 59 | 489500 | 116500
[5 empty] | 490500116500 | 59 | 490500 | 116500
[5 empty] | 491500116500 | 59 | 491500 | 116500
[5 empty] | 492500116500 | 59 | 492500 | 116500
[5 empty] | 493500116500 | 59 | 493500 | 116500
[5 empty] | 494500116500 | 59 | 494500 | 116500
[5 empty] | 495500116500 | 59 | 495500 | 116500
[5 empty] | 496500116500 | 59 | 496500 | 116500
[5 empty] | 497500116500 | 59 | 497500 | 116500
[5 empty] | 498500116500 | 59 | 498500 | 116500
[5 empty] | 499500116500 | 59 | 499500 | 116500
[5 empty] | 500500116500 | 59 | 500500 | 116500
[5 empty] | 475500115500 | 59 | 475500 | 115500
[5 empty] | 476500115500 | 59 | 476500 | 115500
[5 empty] | 477500115500 | 59 | 477500 | 115500
[5 empty] | 478500115500 | 59 | 478500 | 115500
[5 empty] | 479500115500 | 59 | 479500 | 115500
[5 empty] | 480500115500 | 59 | 480500 | 115500
[5 empty] | 481500115500 | 59 | 481500 | 115500
[5 empty] | 482500115500 | 59 | 482500 | 115500
[5 empty] | 483500115500 | 59 | 483500 | 115500
[5 empty] | 484500115500 | 59 | 484500 | 115500
[5 empty] | 485500115500 | 59 | 485500 | 115500
[5 empty] | 486500115500 | 59 | 486500 | 115500
[5 empty] | 487500115500 | 59 | 487500 | 115500
[5 empty] | 488500115500 | 59 | 488500 | 115500
[5 empty] | 489500115500 | 59 | 489500 | 115500
[5 empty] | 490500115500 | 59 | 490500 | 115500
[5 empty] | 491500115500 | 59 | 491500 | 115500
[5 empty] | 492500115500 | 59 | 492500 | 115500
[5 empty] | 493500115500 | 59 | 493500 | 115500
[5 empty] | 494500115500 | 59 | 494500 | 115500
[5 empty] | 495500115500 | 59 | 495500 | 115500
[5 empty] | 496500115500 | 59 | 496500 | 115500
[5 empty] | 497500115500 | 59 | 497500 | 115500
[5 empty] | 498500115500 | 59 | 498500 | 115500
[5 empty] | 499500115500 | 59 | 499500 | 115500
[5 empty] | 500500115500 | 59 | 500500 | 115500
[5 empty] | 475500114500 | 59 | 475500 | 114500
[5 empty] | 476500114500 | 59 | 476500 | 114500
[5 empty] | 477500114500 | 59 | 477500 | 114500
[5 empty] | 478500114500 | 59 | 478500 | 114500
[5 empty] | 479500114500 | 59 | 479500 | 114500
[5 empty] | 480500114500 | 59 | 480500 | 114500
[5 empty] | 481500114500 | 59 | 481500 | 114500
[5 empty] | 482500114500 | 59 | 482500 | 114500
[5 empty] | 483500114500 | 59 | 483500 | 114500
[5 empty] | 484500114500 | 59 | 484500 | 114500
[5 empty] | 485500114500 | 59 | 485500 | 114500
[5 empty] | 486500114500 | 59 | 486500 | 114500
[5 empty] | 487500114500 | 59 | 487500 | 114500
[5 empty] | 488500114500 | 59 | 488500 | 114500
[5 empty] | 489500114500 | 59 | 489500 | 114500
[5 empty] | 490500114500 | 59 | 490500 | 114500
[5 empty] | 491500114500 | 59 | 491500 | 114500
[5 empty] | 492500114500 | 59 | 492500 | 114500
[5 empty] | 493500114500 | 59 | 493500 | 114500
[5 empty] | 494500114500 | 59 | 494500 | 114500
[5 empty] | 495500114500 | 59 | 495500 | 114500
[5 empty] | 496500114500 | 59 | 496500 | 114500
[5 empty] | 497500114500 | 59 | 497500 | 114500
[5 empty] | 498500114500 | 59 | 498500 | 114500
[5 empty] | 499500114500 | 59 | 499500 | 114500
[5 empty] | 500500114500 | 59 | 500500 | 114500
[5 empty] | 501500114500 | 59 | 501500 | 114500
[5 empty] | 475500113500 | 59 | 475500 | 113500
[5 empty] | 476500113500 | 59 | 476500 | 113500
[5 empty] | 477500113500 | 59 | 477500 | 113500
[5 empty] | 478500113500 | 59 | 478500 | 113500
[5 empty] | 479500113500 | 59 | 479500 | 113500
[5 empty] | 480500113500 | 59 | 480500 | 113500
[5 empty] | 481500113500 | 59 | 481500 | 113500
[5 empty] | 482500113500 | 59 | 482500 | 113500
[5 empty] | 483500113500 | 59 | 483500 | 113500
[5 empty] | 484500113500 | 59 | 484500 | 113500
[5 empty] | 485500113500 | 59 | 485500 | 113500
[5 empty] | 486500113500 | 59 | 486500 | 113500
[5 empty] | 487500113500 | 59 | 487500 | 113500
[5 empty] | 488500113500 | 59 | 488500 | 113500
[5 empty] | 489500113500 | 59 | 489500 | 113500
[5 empty] | 490500113500 | 59 | 490500 | 113500
[5 empty] | 491500113500 | 59 | 491500 | 113500
[5 empty] | 492500113500 | 59 | 492500 | 113500
[5 empty] | 493500113500 | 59 | 493500 | 113500
[5 empty] | 494500113500 | 59 | 494500 | 113500
[5 empty] | 495500113500 | 59 | 495500 | 113500
[5 empty] | 496500113500 | 59 | 496500 | 113500
[5 empty] | 497500113500 | 59 | 497500 | 113500
[5 empty] | 498500113500 | 59 | 498500 | 113500
[5 empty] | 499500113500 | 59 | 499500 | 113500
[5 empty] | 500500113500 | 59 | 500500 | 113500
[5 empty] | 501500113500 | 59 | 501500 | 113500
[5 empty] | 474500112500 | 59 | 474500 | 112500
[5 empty] | 475500112500 | 59 | 475500 | 112500
[5 empty] | 476500112500 | 59 | 476500 | 112500
[5 empty] | 477500112500 | 59 | 477500 | 112500
[5 empty] | 478500112500 | 59 | 478500 | 112500
[5 empty] | 479500112500 | 59 | 479500 | 112500
[5 empty] | 480500112500 | 59 | 480500 | 112500
[5 empty] | 481500112500 | 59 | 481500 | 112500
[5 empty] | 482500112500 | 59 | 482500 | 112500
[5 empty] | 483500112500 | 59 | 483500 | 112500
[5 empty] | 484500112500 | 59 | 484500 | 112500
[5 empty] | 485500112500 | 59 | 485500 | 112500
[5 empty] | 486500112500 | 59 | 486500 | 112500
[5 empty] | 487500112500 | 59 | 487500 | 112500
[5 empty] | 488500112500 | 59 | 488500 | 112500
[5 empty] | 489500112500 | 59 | 489500 | 112500
[5 empty] | 490500112500 | 59 | 490500 | 112500
[5 empty] | 491500112500 | 59 | 491500 | 112500
[5 empty] | 492500112500 | 59 | 492500 | 112500
[5 empty] | 493500112500 | 59 | 493500 | 112500
[5 empty] | 494500112500 | 59 | 494500 | 112500
[5 empty] | 495500112500 | 59 | 495500 | 112500
[5 empty] | 498500112500 | 59 | 498500 | 112500
[5 empty] | 499500112500 | 59 | 499500 | 112500
[5 empty] | 500500112500 | 59 | 500500 | 112500
[5 empty] | 501500112500 | 59 | 501500 | 112500
[5 empty] | 474500111500 | 59 | 474500 | 111500
[5 empty] | 475500111500 | 59 | 475500 | 111500
[5 empty] | 476500111500 | 59 | 476500 | 111500
[5 empty] | 477500111500 | 59 | 477500 | 111500
[5 empty] | 478500111500 | 59 | 478500 | 111500
[5 empty] | 479500111500 | 59 | 479500 | 111500
[5 empty] | 480500111500 | 59 | 480500 | 111500
[5 empty] | 481500111500 | 59 | 481500 | 111500
[5 empty] | 482500111500 | 59 | 482500 | 111500
[5 empty] | 483500111500 | 59 | 483500 | 111500
[5 empty] | 484500111500 | 59 | 484500 | 111500
[5 empty] | 485500111500 | 59 | 485500 | 111500
[5 empty] | 486500111500 | 59 | 486500 | 111500
[5 empty] | 487500111500 | 59 | 487500 | 111500
[5 empty] | 488500111500 | 59 | 488500 | 111500
[5 empty] | 489500111500 | 59 | 489500 | 111500
[5 empty] | 490500111500 | 59 | 490500 | 111500
[5 empty] | 491500111500 | 59 | 491500 | 111500
[5 empty] | 492500111500 | 59 | 492500 | 111500
[5 empty] | 493500111500 | 59 | 493500 | 111500
[5 empty] | 474500110500 | 59 | 474500 | 110500
[5 empty] | 475500110500 | 59 | 475500 | 110500
[5 empty] | 476500110500 | 59 | 476500 | 110500
[5 empty] | 477500110500 | 59 | 477500 | 110500
[5 empty] | 478500110500 | 59 | 478500 | 110500
[5 empty] | 479500110500 | 59 | 479500 | 110500
[5 empty] | 480500110500 | 59 | 480500 | 110500
[5 empty] | 481500110500 | 59 | 481500 | 110500
[5 empty] | 482500110500 | 59 | 482500 | 110500
[5 empty] | 483500110500 | 59 | 483500 | 110500
[5 empty] | 484500110500 | 59 | 484500 | 110500
[5 empty] | 485500110500 | 59 | 485500 | 110500
[5 empty] | 486500110500 | 59 | 486500 | 110500
[5 empty] | 487500110500 | 59 | 487500 | 110500
[5 empty] | 488500110500 | 59 | 488500 | 110500
[5 empty] | 489500110500 | 59 | 489500 | 110500
[5 empty] | 490500110500 | 59 | 490500 | 110500
[5 empty] | 491500110500 | 59 | 491500 | 110500
[5 empty] | 492500110500 | 59 | 492500 | 110500
[5 empty] | 493500110500 | 59 | 493500 | 110500
[5 empty] | 494500110500 | 59 | 494500 | 110500
[5 empty] | 474500109500 | 59 | 474500 | 109500
[5 empty] | 475500109500 | 59 | 475500 | 109500
[5 empty] | 476500109500 | 59 | 476500 | 109500
[5 empty] | 477500109500 | 59 | 477500 | 109500
[5 empty] | 478500109500 | 59 | 478500 | 109500
[5 empty] | 479500109500 | 59 | 479500 | 109500
[5 empty] | 480500109500 | 59 | 480500 | 109500
[5 empty] | 481500109500 | 59 | 481500 | 109500
[5 empty] | 482500109500 | 59 | 482500 | 109500
[5 empty] | 483500109500 | 59 | 483500 | 109500
[5 empty] | 484500109500 | 59 | 484500 | 109500
[5 empty] | 485500109500 | 59 | 485500 | 109500
[5 empty] | 486500109500 | 59 | 486500 | 109500
[5 empty] | 487500109500 | 59 | 487500 | 109500
[5 empty] | 488500109500 | 59 | 488500 | 109500
[5 empty] | 489500109500 | 59 | 489500 | 109500
[5 empty] | 490500109500 | 59 | 490500 | 109500
[5 empty] | 491500109500 | 59 | 491500 | 109500
[5 empty] | 492500109500 | 59 | 492500 | 109500
[5 empty] | 493500109500 | 59 | 493500 | 109500
[5 empty] | 494500109500 | 59 | 494500 | 109500
[5 empty] | 475500108500 | 59 | 475500 | 108500
[5 empty] | 476500108500 | 59 | 476500 | 108500
[5 empty] | 477500108500 | 59 | 477500 | 108500
[5 empty] | 478500108500 | 59 | 478500 | 108500
[5 empty] | 479500108500 | 59 | 479500 | 108500
[5 empty] | 480500108500 | 59 | 480500 | 108500
[5 empty] | 481500108500 | 59 | 481500 | 108500
[5 empty] | 482500108500 | 59 | 482500 | 108500
[5 empty] | 483500108500 | 59 | 483500 | 108500
[5 empty] | 484500108500 | 59 | 484500 | 108500
[5 empty] | 485500108500 | 59 | 485500 | 108500
[5 empty] | 486500108500 | 59 | 486500 | 108500
[5 empty] | 487500108500 | 59 | 487500 | 108500
[5 empty] | 488500108500 | 59 | 488500 | 108500
[5 empty] | 489500108500 | 59 | 489500 | 108500
[5 empty] | 490500108500 | 59 | 490500 | 108500
[5 empty] | 491500108500 | 59 | 491500 | 108500
[5 empty] | 492500108500 | 59 | 492500 | 108500
[5 empty] | 493500108500 | 59 | 493500 | 108500
[5 empty] | 494500108500 | 59 | 494500 | 108500
[5 empty] | 476500107500 | 59 | 476500 | 107500
[5 empty] | 477500107500 | 59 | 477500 | 107500
[5 empty] | 478500107500 | 59 | 478500 | 107500
[5 empty] | 479500107500 | 59 | 479500 | 107500
[5 empty] | 480500107500 | 59 | 480500 | 107500
[5 empty] | 481500107500 | 59 | 481500 | 107500
[5 empty] | 482500107500 | 59 | 482500 | 107500
[5 empty] | 483500107500 | 59 | 483500 | 107500
[5 empty] | 484500107500 | 59 | 484500 | 107500
[5 empty] | 485500107500 | 59 | 485500 | 107500
[5 empty] | 486500107500 | 59 | 486500 | 107500
[5 empty] | 487500107500 | 59 | 487500 | 107500
[5 empty] | 488500107500 | 59 | 488500 | 107500
[5 empty] | 489500107500 | 59 | 489500 | 107500
[5 empty] | 490500107500 | 59 | 490500 | 107500
[5 empty] | 491500107500 | 59 | 491500 | 107500
[5 empty] | 492500107500 | 59 | 492500 | 107500
[5 empty] | 475500106500 | 59 | 475500 | 106500
[5 empty] | 476500106500 | 59 | 476500 | 106500
[5 empty] | 477500106500 | 59 | 477500 | 106500
[5 empty] | 478500106500 | 59 | 478500 | 106500
[5 empty] | 479500106500 | 59 | 479500 | 106500
[5 empty] | 480500106500 | 59 | 480500 | 106500
[5 empty] | 481500106500 | 59 | 481500 | 106500
[5 empty] | 482500106500 | 59 | 482500 | 106500
[5 empty] | 483500106500 | 59 | 483500 | 106500
[5 empty] | 484500106500 | 59 | 484500 | 106500
[5 empty] | 485500106500 | 59 | 485500 | 106500
[5 empty] | 486500106500 | 59 | 486500 | 106500
[5 empty] | 487500106500 | 59 | 487500 | 106500
[5 empty] | 488500106500 | 59 | 488500 | 106500
[5 empty] | 489500106500 | 59 | 489500 | 106500
[5 empty] | 490500106500 | 59 | 490500 | 106500
[5 empty] | 491500106500 | 59 | 491500 | 106500
[5 empty] | 475500105500 | 59 | 475500 | 105500
[5 empty] | 476500105500 | 59 | 476500 | 105500
[5 empty] | 477500105500 | 59 | 477500 | 105500
[5 empty] | 478500105500 | 59 | 478500 | 105500
[5 empty] | 479500105500 | 59 | 479500 | 105500
[5 empty] | 480500105500 | 59 | 480500 | 105500
[5 empty] | 481500105500 | 59 | 481500 | 105500
[5 empty] | 482500105500 | 59 | 482500 | 105500
[5 empty] | 483500105500 | 59 | 483500 | 105500
[5 empty] | 484500105500 | 59 | 484500 | 105500
[5 empty] | 485500105500 | 59 | 485500 | 105500
[5 empty] | 486500105500 | 59 | 486500 | 105500
[5 empty] | 487500105500 | 59 | 487500 | 105500
[5 empty] | 488500105500 | 59 | 488500 | 105500
[5 empty] | 489500105500 | 59 | 489500 | 105500
[5 empty] | 490500105500 | 59 | 490500 | 105500
[5 empty] | 491500105500 | 59 | 491500 | 105500
[5 empty] | 475500104500 | 59 | 475500 | 104500
[5 empty] | 476500104500 | 59 | 476500 | 104500
[5 empty] | 477500104500 | 59 | 477500 | 104500
[5 empty] | 478500104500 | 59 | 478500 | 104500
[5 empty] | 479500104500 | 59 | 479500 | 104500
[5 empty] | 480500104500 | 59 | 480500 | 104500
[5 empty] | 481500104500 | 59 | 481500 | 104500
[5 empty] | 482500104500 | 59 | 482500 | 104500
[5 empty] | 483500104500 | 59 | 483500 | 104500
[5 empty] | 484500104500 | 59 | 484500 | 104500
[5 empty] | 485500104500 | 59 | 485500 | 104500
[5 empty] | 486500104500 | 59 | 486500 | 104500
[5 empty] | 487500104500 | 59 | 487500 | 104500
[5 empty] | 488500104500 | 59 | 488500 | 104500
[5 empty] | 489500104500 | 59 | 489500 | 104500
[5 empty] | 490500104500 | 59 | 490500 | 104500
[5 empty] | 491500104500 | 59 | 491500 | 104500
[5 empty] | 474500103500 | 59 | 474500 | 103500
[5 empty] | 475500103500 | 59 | 475500 | 103500
[5 empty] | 476500103500 | 59 | 476500 | 103500
[5 empty] | 477500103500 | 59 | 477500 | 103500
[5 empty] | 478500103500 | 59 | 478500 | 103500
[5 empty] | 479500103500 | 59 | 479500 | 103500
[5 empty] | 480500103500 | 59 | 480500 | 103500
[5 empty] | 481500103500 | 59 | 481500 | 103500
[5 empty] | 482500103500 | 59 | 482500 | 103500
[5 empty] | 483500103500 | 59 | 483500 | 103500
[5 empty] | 484500103500 | 59 | 484500 | 103500
[5 empty] | 485500103500 | 59 | 485500 | 103500
[5 empty] | 486500103500 | 59 | 486500 | 103500
[5 empty] | 487500103500 | 59 | 487500 | 103500
[5 empty] | 488500103500 | 59 | 488500 | 103500
[5 empty] | 489500103500 | 59 | 489500 | 103500
[5 empty] | 490500103500 | 59 | 490500 | 103500
[5 empty] | 491500103500 | 59 | 491500 | 103500
[5 empty] | 492500103500 | 59 | 492500 | 103500
[5 empty] | 474500102500 | 59 | 474500 | 102500
[5 empty] | 475500102500 | 59 | 475500 | 102500
[5 empty] | 476500102500 | 59 | 476500 | 102500
[5 empty] | 477500102500 | 59 | 477500 | 102500
[5 empty] | 478500102500 | 59 | 478500 | 102500
[5 empty] | 479500102500 | 59 | 479500 | 102500
[5 empty] | 480500102500 | 59 | 480500 | 102500
[5 empty] | 481500102500 | 59 | 481500 | 102500
[5 empty] | 482500102500 | 59 | 482500 | 102500
[5 empty] | 483500102500 | 59 | 483500 | 102500
[5 empty] | 484500102500 | 59 | 484500 | 102500
[5 empty] | 485500102500 | 59 | 485500 | 102500
[5 empty] | 486500102500 | 59 | 486500 | 102500
[5 empty] | 487500102500 | 59 | 487500 | 102500
[5 empty] | 488500102500 | 59 | 488500 | 102500
[5 empty] | 489500102500 | 59 | 489500 | 102500
[5 empty] | 490500102500 | 59 | 490500 | 102500
[5 empty] | 491500102500 | 59 | 491500 | 102500
[5 empty] | 475500101500 | 59 | 475500 | 101500
[5 empty] | 476500101500 | 59 | 476500 | 101500
[5 empty] | 477500101500 | 59 | 477500 | 101500
[5 empty] | 478500101500 | 59 | 478500 | 101500
[5 empty] | 479500101500 | 59 | 479500 | 101500
[5 empty] | 480500101500 | 59 | 480500 | 101500
[5 empty] | 481500101500 | 59 | 481500 | 101500
[5 empty] | 482500101500 | 59 | 482500 | 101500
[5 empty] | 483500101500 | 59 | 483500 | 101500
[5 empty] | 484500101500 | 59 | 484500 | 101500
[5 empty] | 485500101500 | 59 | 485500 | 101500
[5 empty] | 486500101500 | 59 | 486500 | 101500
[5 empty] | 487500101500 | 59 | 487500 | 101500
[5 empty] | 488500101500 | 59 | 488500 | 101500
[5 empty] | 476500100500 | 59 | 476500 | 100500
[5 empty] | 477500100500 | 59 | 477500 | 100500
[5 empty] | 478500100500 | 59 | 478500 | 100500
[5 empty] | 479500100500 | 59 | 479500 | 100500
[5 empty] | 480500100500 | 59 | 480500 | 100500
[5 empty] | 481500100500 | 59 | 481500 | 100500
[5 empty] | 482500100500 | 59 | 482500 | 100500
[5 empty] | 483500100500 | 59 | 483500 | 100500
[5 empty] | 484500100500 | 59 | 484500 | 100500
[5 empty] | 485500100500 | 59 | 485500 | 100500
[5 empty] | 486500100500 | 59 | 486500 | 100500
[5 empty] | 487500100500 | 59 | 487500 | 100500
[5 empty] | 488500100500 | 59 | 488500 | 100500
[5 empty] | 47550099500 | 59 | 475500 | 99500
[5 empty] | 47650099500 | 59 | 476500 | 99500
[5 empty] | 47750099500 | 59 | 477500 | 99500
[5 empty] | 47850099500 | 59 | 478500 | 99500
[5 empty] | 47950099500 | 59 | 479500 | 99500
[5 empty] | 48050099500 | 59 | 480500 | 99500
[5 empty] | 48150099500 | 59 | 481500 | 99500
[5 empty] | 48250099500 | 59 | 482500 | 99500
[5 empty] | 48350099500 | 59 | 483500 | 99500
[5 empty] | 48450099500 | 59 | 484500 | 99500
[5 empty] | 48550099500 | 59 | 485500 | 99500
[5 empty] | 48650099500 | 59 | 486500 | 99500
[5 empty] | 48750099500 | 59 | 487500 | 99500
[5 empty] | 47550098500 | 59 | 475500 | 98500
[5 empty] | 47650098500 | 59 | 476500 | 98500
[5 empty] | 47750098500 | 59 | 477500 | 98500
[5 empty] | 47850098500 | 59 | 478500 | 98500
[5 empty] | 47950098500 | 59 | 479500 | 98500
[5 empty] | 48050098500 | 59 | 480500 | 98500
[5 empty] | 48150098500 | 59 | 481500 | 98500
[5 empty] | 48250098500 | 59 | 482500 | 98500
[5 empty] | 48350098500 | 59 | 483500 | 98500
[5 empty] | 48450098500 | 59 | 484500 | 98500
[5 empty] | 48550098500 | 59 | 485500 | 98500
[5 empty] | 48650098500 | 59 | 486500 | 98500
[5 empty] | 48750098500 | 59 | 487500 | 98500
[5 empty] | 47650097500 | 59 | 476500 | 97500
[5 empty] | 47750097500 | 59 | 477500 | 97500
[5 empty] | 47850097500 | 59 | 478500 | 97500
[5 empty] | 47950097500 | 59 | 479500 | 97500
[5 empty] | 48050097500 | 59 | 480500 | 97500
[5 empty] | 48150097500 | 59 | 481500 | 97500
[5 empty] | 48250097500 | 59 | 482500 | 97500
[5 empty] | 48350097500 | 59 | 483500 | 97500
[5 empty] | 48450097500 | 59 | 484500 | 97500
[5 empty] | 48550097500 | 59 | 485500 | 97500
[5 empty] | 48650097500 | 59 | 486500 | 97500
[5 empty] | 47950096500 | 59 | 479500 | 96500
[5 empty] | 48050096500 | 59 | 480500 | 96500
[5 empty] | 48150096500 | 59 | 481500 | 96500
[5 empty] | 48250096500 | 59 | 482500 | 96500
[5 empty] | 48350096500 | 59 | 483500 | 96500
[5 empty] | 48450096500 | 59 | 484500 | 96500
[5 empty] | 48550096500 | 59 | 485500 | 96500
[5 empty] | 48650096500 | 59 | 486500 | 96500
[5 empty] | 48750096500 | 59 | 487500 | 96500
[5 empty] | 48050095500 | 59 | 480500 | 95500
[5 empty] | 48150095500 | 59 | 481500 | 95500
[5 empty] | 48250095500 | 59 | 482500 | 95500
[5 empty] | 48350095500 | 59 | 483500 | 95500
[5 empty] | 48450095500 | 59 | 484500 | 95500
[5 empty] | 48550095500 | 59 | 485500 | 95500
[5 empty] | 48650095500 | 59 | 486500 | 95500
[5 empty] | 48750095500 | 59 | 487500 | 95500
[5 empty] | 48850095500 | 59 | 488500 | 95500
[5 empty] | 48250094500 | 59 | 482500 | 94500
[5 empty] | 48350094500 | 59 | 483500 | 94500
[5 empty] | 48450094500 | 59 | 484500 | 94500
[5 empty] | 48550094500 | 59 | 485500 | 94500
[5 empty] | 48650094500 | 59 | 486500 | 94500
[5 empty] | 48750094500 | 59 | 487500 | 94500
[5 empty] | 48350093500 | 59 | 483500 | 93500
[5 empty] | 48450093500 | 59 | 484500 | 93500
[5 empty] | 48550093500 | 59 | 485500 | 93500
[5 empty] | 48650093500 | 59 | 486500 | 93500
[5 empty] | 48750093500 | 59 | 487500 | 93500
[5 empty] | 48450092500 | 59 | 484500 | 92500
[5 empty] | 48550092500 | 59 | 485500 | 92500
[5 empty] | 48650092500 | 59 | 486500 | 92500
[5 empty] | 491500207500 | 513 | 491500 | 207500
[5 empty] | 492500207500 | 513 | 492500 | 207500
[5 empty] | 490500206500 | 513 | 490500 | 206500
[5 empty] | 491500206500 | 513 | 491500 | 206500
[5 empty] | 492500206500 | 513 | 492500 | 206500
[5 empty] | 493500206500 | 513 | 493500 | 206500
[5 empty] | 494500206500 | 513 | 494500 | 206500
[5 empty] | 495500206500 | 513 | 495500 | 206500
[5 empty] | 496500206500 | 513 | 496500 | 206500
[5 empty] | 497500206500 | 513 | 497500 | 206500
[5 empty] | 489500205500 | 513 | 489500 | 205500
[5 empty] | 490500205500 | 513 | 490500 | 205500
[5 empty] | 491500205500 | 513 | 491500 | 205500
[5 empty] | 492500205500 | 513 | 492500 | 205500
[5 empty] | 493500205500 | 513 | 493500 | 205500
[5 empty] | 494500205500 | 513 | 494500 | 205500
[5 empty] | 495500205500 | 513 | 495500 | 205500
[5 empty] | 496500205500 | 513 | 496500 | 205500
[5 empty] | 497500205500 | 513 | 497500 | 205500
[5 empty] | 489500204500 | 513 | 489500 | 204500
[5 empty] | 490500204500 | 513 | 490500 | 204500
[5 empty] | 491500204500 | 513 | 491500 | 204500
[5 empty] | 492500204500 | 513 | 492500 | 204500
[5 empty] | 493500204500 | 513 | 493500 | 204500
[5 empty] | 494500204500 | 513 | 494500 | 204500
[5 empty] | 495500204500 | 513 | 495500 | 204500
[5 empty] | 496500204500 | 513 | 496500 | 204500
[5 empty] | 497500204500 | 513 | 497500 | 204500
[5 empty] | 498500204500 | 513 | 498500 | 204500
[5 empty] | 499500204500 | 513 | 499500 | 204500
[5 empty] | 489500203500 | 513 | 489500 | 203500
[5 empty] | 490500203500 | 513 | 490500 | 203500
[5 empty] | 491500203500 | 513 | 491500 | 203500
[5 empty] | 492500203500 | 513 | 492500 | 203500
[5 empty] | 493500203500 | 513 | 493500 | 203500
[5 empty] | 494500203500 | 513 | 494500 | 203500
[5 empty] | 495500203500 | 513 | 495500 | 203500
[5 empty] | 496500203500 | 513 | 496500 | 203500
[5 empty] | 497500203500 | 513 | 497500 | 203500
[5 empty] | 498500203500 | 513 | 498500 | 203500
[5 empty] | 499500203500 | 513 | 499500 | 203500
[5 empty] | 487500202500 | 513 | 487500 | 202500
[5 empty] | 488500202500 | 513 | 488500 | 202500
[5 empty] | 489500202500 | 513 | 489500 | 202500
[5 empty] | 490500202500 | 513 | 490500 | 202500
[5 empty] | 491500202500 | 513 | 491500 | 202500
[5 empty] | 492500202500 | 513 | 492500 | 202500
[5 empty] | 493500202500 | 513 | 493500 | 202500
[5 empty] | 494500202500 | 513 | 494500 | 202500
[5 empty] | 495500202500 | 513 | 495500 | 202500
[5 empty] | 496500202500 | 513 | 496500 | 202500
[5 empty] | 497500202500 | 513 | 497500 | 202500
[5 empty] | 498500202500 | 513 | 498500 | 202500
[5 empty] | 486500201500 | 513 | 486500 | 201500
[5 empty] | 487500201500 | 513 | 487500 | 201500
[5 empty] | 488500201500 | 513 | 488500 | 201500
[5 empty] | 489500201500 | 513 | 489500 | 201500
[5 empty] | 490500201500 | 513 | 490500 | 201500
[5 empty] | 491500201500 | 513 | 491500 | 201500
[5 empty] | 492500201500 | 513 | 492500 | 201500
[5 empty] | 493500201500 | 513 | 493500 | 201500
[5 empty] | 494500201500 | 513 | 494500 | 201500
[5 empty] | 495500201500 | 513 | 495500 | 201500
[5 empty] | 496500201500 | 513 | 496500 | 201500
[5 empty] | 497500201500 | 513 | 497500 | 201500
[5 empty] | 498500201500 | 513 | 498500 | 201500
[5 empty] | 499500201500 | 513 | 499500 | 201500
[5 empty] | 486500200500 | 513 | 486500 | 200500
[5 empty] | 487500200500 | 513 | 487500 | 200500
[5 empty] | 488500200500 | 513 | 488500 | 200500
[5 empty] | 489500200500 | 513 | 489500 | 200500
[5 empty] | 490500200500 | 513 | 490500 | 200500
[5 empty] | 491500200500 | 513 | 491500 | 200500
[5 empty] | 492500200500 | 513 | 492500 | 200500
[5 empty] | 493500200500 | 513 | 493500 | 200500
[5 empty] | 494500200500 | 513 | 494500 | 200500
[5 empty] | 495500200500 | 513 | 495500 | 200500
[5 empty] | 496500200500 | 513 | 496500 | 200500
[5 empty] | 497500200500 | 513 | 497500 | 200500
[5 empty] | 498500200500 | 513 | 498500 | 200500
[5 empty] | 499500200500 | 513 | 499500 | 200500
[5 empty] | 500500200500 | 513 | 500500 | 200500
[5 empty] | 487500199500 | 513 | 487500 | 199500
[5 empty] | 488500199500 | 513 | 488500 | 199500
[5 empty] | 489500199500 | 513 | 489500 | 199500
[5 empty] | 490500199500 | 513 | 490500 | 199500
[5 empty] | 491500199500 | 513 | 491500 | 199500
[5 empty] | 492500199500 | 513 | 492500 | 199500
[5 empty] | 493500199500 | 513 | 493500 | 199500
[5 empty] | 494500199500 | 513 | 494500 | 199500
[5 empty] | 495500199500 | 513 | 495500 | 199500
[5 empty] | 496500199500 | 513 | 496500 | 199500
[5 empty] | 497500199500 | 513 | 497500 | 199500
[5 empty] | 498500199500 | 513 | 498500 | 199500
[5 empty] | 499500199500 | 513 | 499500 | 199500
[5 empty] | 488500198500 | 513 | 488500 | 198500
[5 empty] | 489500198500 | 513 | 489500 | 198500
[5 empty] | 490500198500 | 513 | 490500 | 198500
[5 empty] | 491500198500 | 513 | 491500 | 198500
[5 empty] | 492500198500 | 513 | 492500 | 198500
[5 empty] | 493500198500 | 513 | 493500 | 198500
[5 empty] | 494500198500 | 513 | 494500 | 198500
[5 empty] | 495500198500 | 513 | 495500 | 198500
[5 empty] | 496500198500 | 513 | 496500 | 198500
[5 empty] | 497500198500 | 513 | 497500 | 198500
[5 empty] | 498500198500 | 513 | 498500 | 198500
[5 empty] | 499500198500 | 513 | 499500 | 198500
[5 empty] | 500500198500 | 513 | 500500 | 198500
[5 empty] | 501500198500 | 513 | 501500 | 198500
[5 empty] | 502500198500 | 513 | 502500 | 198500
[5 empty] | 489500197500 | 513 | 489500 | 197500
[5 empty] | 490500197500 | 513 | 490500 | 197500
[5 empty] | 491500197500 | 513 | 491500 | 197500
[5 empty] | 492500197500 | 513 | 492500 | 197500
[5 empty] | 493500197500 | 513 | 493500 | 197500
[5 empty] | 494500197500 | 513 | 494500 | 197500
[5 empty] | 495500197500 | 513 | 495500 | 197500
[5 empty] | 496500197500 | 513 | 496500 | 197500
[5 empty] | 497500197500 | 513 | 497500 | 197500
[5 empty] | 498500197500 | 513 | 498500 | 197500
[5 empty] | 499500197500 | 513 | 499500 | 197500
[5 empty] | 500500197500 | 513 | 500500 | 197500
[5 empty] | 501500197500 | 513 | 501500 | 197500
[5 empty] | 502500197500 | 513 | 502500 | 197500
[5 empty] | 490500196500 | 513 | 490500 | 196500
[5 empty] | 491500196500 | 513 | 491500 | 196500
[5 empty] | 492500196500 | 513 | 492500 | 196500
[5 empty] | 493500196500 | 513 | 493500 | 196500
[5 empty] | 494500196500 | 513 | 494500 | 196500
[5 empty] | 495500196500 | 513 | 495500 | 196500
[5 empty] | 496500196500 | 513 | 496500 | 196500
[5 empty] | 497500196500 | 513 | 497500 | 196500
[5 empty] | 498500196500 | 513 | 498500 | 196500
[5 empty] | 499500196500 | 513 | 499500 | 196500
[5 empty] | 500500196500 | 513 | 500500 | 196500
[5 empty] | 490500195500 | 513 | 490500 | 195500
[5 empty] | 491500195500 | 513 | 491500 | 195500
[5 empty] | 492500195500 | 513 | 492500 | 195500
[5 empty] | 493500195500 | 513 | 493500 | 195500
[5 empty] | 494500195500 | 513 | 494500 | 195500
[5 empty] | 495500195500 | 513 | 495500 | 195500
[5 empty] | 496500195500 | 513 | 496500 | 195500
[5 empty] | 497500195500 | 513 | 497500 | 195500
[5 empty] | 498500195500 | 513 | 498500 | 195500
[5 empty] | 499500195500 | 513 | 499500 | 195500
[5 empty] | 500500195500 | 513 | 500500 | 195500
[5 empty] | 501500195500 | 513 | 501500 | 195500
[5 empty] | 490500194500 | 513 | 490500 | 194500
[5 empty] | 491500194500 | 513 | 491500 | 194500
[5 empty] | 492500194500 | 513 | 492500 | 194500
[5 empty] | 493500194500 | 513 | 493500 | 194500
[5 empty] | 494500194500 | 513 | 494500 | 194500
[5 empty] | 495500194500 | 513 | 495500 | 194500
[5 empty] | 496500194500 | 513 | 496500 | 194500
[5 empty] | 497500194500 | 513 | 497500 | 194500
[5 empty] | 498500194500 | 513 | 498500 | 194500
[5 empty] | 499500194500 | 513 | 499500 | 194500
[5 empty] | 500500194500 | 513 | 500500 | 194500
[5 empty] | 491500193500 | 513 | 491500 | 193500
[5 empty] | 492500193500 | 513 | 492500 | 193500
[5 empty] | 493500193500 | 513 | 493500 | 193500
[5 empty] | 495500193500 | 513 | 495500 | 193500
[5 empty] | 496500193500 | 513 | 496500 | 193500
[5 empty] | 497500193500 | 513 | 497500 | 193500
[5 empty] | 498500193500 | 513 | 498500 | 193500
[5 empty] | 499500193500 | 513 | 499500 | 193500
[5 empty] | 500500193500 | 513 | 500500 | 193500
[5 empty] | 501500193500 | 513 | 501500 | 193500
[5 empty] | 491500192500 | 513 | 491500 | 192500
[5 empty] | 492500192500 | 513 | 492500 | 192500
[5 empty] | 493500192500 | 513 | 493500 | 192500
[5 empty] | 496500192500 | 513 | 496500 | 192500
[5 empty] | 497500192500 | 513 | 497500 | 192500
[5 empty] | 498500192500 | 513 | 498500 | 192500
[5 empty] | 499500192500 | 513 | 499500 | 192500
[5 empty] | 500500192500 | 513 | 500500 | 192500
[5 empty] | 501500192500 | 513 | 501500 | 192500
[5 empty] | 492500191500 | 513 | 492500 | 191500
[5 empty] | 496500191500 | 513 | 496500 | 191500
[5 empty] | 497500191500 | 513 | 497500 | 191500
[5 empty] | 498500191500 | 513 | 498500 | 191500
[5 empty] | 499500191500 | 513 | 499500 | 191500
[5 empty] | 500500191500 | 513 | 500500 | 191500
[5 empty] | 501500191500 | 513 | 501500 | 191500
[5 empty] | 496500190500 | 513 | 496500 | 190500
[5 empty] | 497500190500 | 513 | 497500 | 190500
[5 empty] | 498500190500 | 513 | 498500 | 190500
[5 empty] | 499500190500 | 513 | 499500 | 190500
[5 empty] | 500500190500 | 513 | 500500 | 190500
[5 empty] | 501500190500 | 513 | 501500 | 190500
[5 empty] | 497500189500 | 513 | 497500 | 189500
[5 empty] | 498500189500 | 513 | 498500 | 189500
[5 empty] | 499500189500 | 513 | 499500 | 189500
[5 empty] | 500500189500 | 513 | 500500 | 189500
[5 empty] | 361500427500 | 61 | 361500 | 427500
[5 empty] | 362500427500 | 61 | 362500 | 427500
[5 empty] | 359500426500 | 61 | 359500 | 426500
[5 empty] | 360500426500 | 61 | 360500 | 426500
[5 empty] | 361500426500 | 61 | 361500 | 426500
[5 empty] | 362500426500 | 61 | 362500 | 426500
[5 empty] | 359500425500 | 61 | 359500 | 425500
[5 empty] | 360500425500 | 61 | 360500 | 425500
[5 empty] | 361500425500 | 61 | 361500 | 425500
[5 empty] | 362500425500 | 61 | 362500 | 425500
[5 empty] | 363500425500 | 61 | 363500 | 425500
[5 empty] | 357500424500 | 61 | 357500 | 424500
[5 empty] | 358500424500 | 61 | 358500 | 424500
[5 empty] | 359500424500 | 61 | 359500 | 424500
[5 empty] | 360500424500 | 61 | 360500 | 424500
[5 empty] | 361500424500 | 61 | 361500 | 424500
[5 empty] | 362500424500 | 61 | 362500 | 424500
[5 empty] | 363500424500 | 61 | 363500 | 424500
[5 empty] | 355500423500 | 61 | 355500 | 423500
[5 empty] | 356500423500 | 61 | 356500 | 423500
[5 empty] | 357500423500 | 61 | 357500 | 423500
[5 empty] | 358500423500 | 61 | 358500 | 423500
[5 empty] | 359500423500 | 61 | 359500 | 423500
[5 empty] | 360500423500 | 61 | 360500 | 423500
[5 empty] | 361500423500 | 61 | 361500 | 423500
[5 empty] | 362500423500 | 61 | 362500 | 423500
[5 empty] | 363500423500 | 61 | 363500 | 423500
[5 empty] | 355500422500 | 61 | 355500 | 422500
[5 empty] | 356500422500 | 61 | 356500 | 422500
[5 empty] | 357500422500 | 61 | 357500 | 422500
[5 empty] | 358500422500 | 61 | 358500 | 422500
[5 empty] | 359500422500 | 61 | 359500 | 422500
[5 empty] | 360500422500 | 61 | 360500 | 422500
[5 empty] | 361500422500 | 61 | 361500 | 422500
[5 empty] | 362500422500 | 61 | 362500 | 422500
[5 empty] | 363500422500 | 61 | 363500 | 422500
[5 empty] | 364500422500 | 61 | 364500 | 422500
[5 empty] | 346500421500 | 61 | 346500 | 421500
[5 empty] | 347500421500 | 61 | 347500 | 421500
[5 empty] | 348500421500 | 61 | 348500 | 421500
[5 empty] | 349500421500 | 61 | 349500 | 421500
[5 empty] | 350500421500 | 61 | 350500 | 421500
[5 empty] | 357500421500 | 61 | 357500 | 421500
[5 empty] | 358500421500 | 61 | 358500 | 421500
[5 empty] | 359500421500 | 61 | 359500 | 421500
[5 empty] | 360500421500 | 61 | 360500 | 421500
[5 empty] | 361500421500 | 61 | 361500 | 421500
[5 empty] | 362500421500 | 61 | 362500 | 421500
[5 empty] | 363500421500 | 61 | 363500 | 421500
[5 empty] | 364500421500 | 61 | 364500 | 421500
[5 empty] | 365500421500 | 61 | 365500 | 421500
[5 empty] | 346500420500 | 61 | 346500 | 420500
[5 empty] | 347500420500 | 61 | 347500 | 420500
[5 empty] | 348500420500 | 61 | 348500 | 420500
[5 empty] | 349500420500 | 61 | 349500 | 420500
[5 empty] | 350500420500 | 61 | 350500 | 420500
[5 empty] | 351500420500 | 61 | 351500 | 420500
[5 empty] | 353500420500 | 61 | 353500 | 420500
[5 empty] | 354500420500 | 61 | 354500 | 420500
[5 empty] | 355500420500 | 61 | 355500 | 420500
[5 empty] | 356500420500 | 61 | 356500 | 420500
[5 empty] | 357500420500 | 61 | 357500 | 420500
[5 empty] | 358500420500 | 61 | 358500 | 420500
[5 empty] | 359500420500 | 61 | 359500 | 420500
[5 empty] | 360500420500 | 61 | 360500 | 420500
[5 empty] | 361500420500 | 61 | 361500 | 420500
[5 empty] | 362500420500 | 61 | 362500 | 420500
[5 empty] | 363500420500 | 61 | 363500 | 420500
[5 empty] | 364500420500 | 61 | 364500 | 420500
[5 empty] | 365500420500 | 61 | 365500 | 420500
[5 empty] | 346500419500 | 61 | 346500 | 419500
[5 empty] | 347500419500 | 61 | 347500 | 419500
[5 empty] | 348500419500 | 61 | 348500 | 419500
[5 empty] | 349500419500 | 61 | 349500 | 419500
[5 empty] | 350500419500 | 61 | 350500 | 419500
[5 empty] | 351500419500 | 61 | 351500 | 419500
[5 empty] | 352500419500 | 61 | 352500 | 419500
[5 empty] | 353500419500 | 61 | 353500 | 419500
[5 empty] | 354500419500 | 61 | 354500 | 419500
[5 empty] | 355500419500 | 61 | 355500 | 419500
[5 empty] | 356500419500 | 61 | 356500 | 419500
[5 empty] | 357500419500 | 61 | 357500 | 419500
[5 empty] | 358500419500 | 61 | 358500 | 419500
[5 empty] | 359500419500 | 61 | 359500 | 419500
[5 empty] | 360500419500 | 61 | 360500 | 419500
[5 empty] | 361500419500 | 61 | 361500 | 419500
[5 empty] | 362500419500 | 61 | 362500 | 419500
[5 empty] | 363500419500 | 61 | 363500 | 419500
[5 empty] | 364500419500 | 61 | 364500 | 419500
[5 empty] | 346500418500 | 61 | 346500 | 418500
[5 empty] | 347500418500 | 61 | 347500 | 418500
[5 empty] | 348500418500 | 61 | 348500 | 418500
[5 empty] | 349500418500 | 61 | 349500 | 418500
[5 empty] | 350500418500 | 61 | 350500 | 418500
[5 empty] | 351500418500 | 61 | 351500 | 418500
[5 empty] | 352500418500 | 61 | 352500 | 418500
[5 empty] | 353500418500 | 61 | 353500 | 418500
[5 empty] | 354500418500 | 61 | 354500 | 418500
[5 empty] | 355500418500 | 61 | 355500 | 418500
[5 empty] | 356500418500 | 61 | 356500 | 418500
[5 empty] | 357500418500 | 61 | 357500 | 418500
[5 empty] | 358500418500 | 61 | 358500 | 418500
[5 empty] | 359500418500 | 61 | 359500 | 418500
[5 empty] | 360500418500 | 61 | 360500 | 418500
[5 empty] | 361500418500 | 61 | 361500 | 418500
[5 empty] | 362500418500 | 61 | 362500 | 418500
[5 empty] | 363500418500 | 61 | 363500 | 418500
[5 empty] | 364500418500 | 61 | 364500 | 418500
[5 empty] | 346500417500 | 61 | 346500 | 417500
[5 empty] | 347500417500 | 61 | 347500 | 417500
[5 empty] | 348500417500 | 61 | 348500 | 417500
[5 empty] | 349500417500 | 61 | 349500 | 417500
[5 empty] | 350500417500 | 61 | 350500 | 417500
[5 empty] | 351500417500 | 61 | 351500 | 417500
[5 empty] | 352500417500 | 61 | 352500 | 417500
[5 empty] | 353500417500 | 61 | 353500 | 417500
[5 empty] | 354500417500 | 61 | 354500 | 417500
[5 empty] | 355500417500 | 61 | 355500 | 417500
[5 empty] | 356500417500 | 61 | 356500 | 417500
[5 empty] | 357500417500 | 61 | 357500 | 417500
[5 empty] | 358500417500 | 61 | 358500 | 417500
[5 empty] | 359500417500 | 61 | 359500 | 417500
[5 empty] | 360500417500 | 61 | 360500 | 417500
[5 empty] | 361500417500 | 61 | 361500 | 417500
[5 empty] | 362500417500 | 61 | 362500 | 417500
[5 empty] | 363500417500 | 61 | 363500 | 417500
[5 empty] | 364500417500 | 61 | 364500 | 417500
[5 empty] | 347500416500 | 61 | 347500 | 416500
[5 empty] | 348500416500 | 61 | 348500 | 416500
[5 empty] | 349500416500 | 61 | 349500 | 416500
[5 empty] | 350500416500 | 61 | 350500 | 416500
[5 empty] | 351500416500 | 61 | 351500 | 416500
[5 empty] | 352500416500 | 61 | 352500 | 416500
[5 empty] | 353500416500 | 61 | 353500 | 416500
[5 empty] | 354500416500 | 61 | 354500 | 416500
[5 empty] | 355500416500 | 61 | 355500 | 416500
[5 empty] | 356500416500 | 61 | 356500 | 416500
[5 empty] | 357500416500 | 61 | 357500 | 416500
[5 empty] | 358500416500 | 61 | 358500 | 416500
[5 empty] | 359500416500 | 61 | 359500 | 416500
[5 empty] | 360500416500 | 61 | 360500 | 416500
[5 empty] | 361500416500 | 61 | 361500 | 416500
[5 empty] | 362500416500 | 61 | 362500 | 416500
[5 empty] | 363500416500 | 61 | 363500 | 416500
[5 empty] | 364500416500 | 61 | 364500 | 416500
[5 empty] | 365500416500 | 61 | 365500 | 416500
[5 empty] | 347500415500 | 61 | 347500 | 415500
[5 empty] | 348500415500 | 61 | 348500 | 415500
[5 empty] | 349500415500 | 61 | 349500 | 415500
[5 empty] | 350500415500 | 61 | 350500 | 415500
[5 empty] | 351500415500 | 61 | 351500 | 415500
[5 empty] | 352500415500 | 61 | 352500 | 415500
[5 empty] | 353500415500 | 61 | 353500 | 415500
[5 empty] | 354500415500 | 61 | 354500 | 415500
[5 empty] | 355500415500 | 61 | 355500 | 415500
[5 empty] | 356500415500 | 61 | 356500 | 415500
[5 empty] | 357500415500 | 61 | 357500 | 415500
[5 empty] | 358500415500 | 61 | 358500 | 415500
[5 empty] | 359500415500 | 61 | 359500 | 415500
[5 empty] | 360500415500 | 61 | 360500 | 415500
[5 empty] | 361500415500 | 61 | 361500 | 415500
[5 empty] | 362500415500 | 61 | 362500 | 415500
[5 empty] | 363500415500 | 61 | 363500 | 415500
[5 empty] | 364500415500 | 61 | 364500 | 415500
[5 empty] | 365500415500 | 61 | 365500 | 415500
[5 empty] | 347500414500 | 61 | 347500 | 414500
[5 empty] | 348500414500 | 61 | 348500 | 414500
[5 empty] | 349500414500 | 61 | 349500 | 414500
[5 empty] | 350500414500 | 61 | 350500 | 414500
[5 empty] | 351500414500 | 61 | 351500 | 414500
[5 empty] | 352500414500 | 61 | 352500 | 414500
[5 empty] | 353500414500 | 61 | 353500 | 414500
[5 empty] | 354500414500 | 61 | 354500 | 414500
[5 empty] | 355500414500 | 61 | 355500 | 414500
[5 empty] | 356500414500 | 61 | 356500 | 414500
[5 empty] | 357500414500 | 61 | 357500 | 414500
[5 empty] | 358500414500 | 61 | 358500 | 414500
[5 empty] | 359500414500 | 61 | 359500 | 414500
[5 empty] | 360500414500 | 61 | 360500 | 414500
[5 empty] | 361500414500 | 61 | 361500 | 414500
[5 empty] | 362500414500 | 61 | 362500 | 414500
[5 empty] | 363500414500 | 61 | 363500 | 414500
[5 empty] | 364500414500 | 61 | 364500 | 414500
[5 empty] | 365500414500 | 61 | 365500 | 414500
[5 empty] | 354500413500 | 61 | 354500 | 413500
[5 empty] | 355500413500 | 61 | 355500 | 413500
[5 empty] | 356500413500 | 61 | 356500 | 413500
[5 empty] | 357500413500 | 61 | 357500 | 413500
[5 empty] | 358500413500 | 61 | 358500 | 413500
[5 empty] | 359500413500 | 61 | 359500 | 413500
[5 empty] | 360500413500 | 61 | 360500 | 413500
[5 empty] | 361500413500 | 61 | 361500 | 413500
[5 empty] | 362500413500 | 61 | 362500 | 413500
[5 empty] | 363500413500 | 61 | 363500 | 413500
[5 empty] | 364500413500 | 61 | 364500 | 413500
[5 empty] | 354500412500 | 61 | 354500 | 412500
[5 empty] | 355500412500 | 61 | 355500 | 412500
[5 empty] | 356500412500 | 61 | 356500 | 412500
[5 empty] | 357500412500 | 61 | 357500 | 412500
[5 empty] | 358500412500 | 61 | 358500 | 412500
[5 empty] | 359500412500 | 61 | 359500 | 412500
[5 empty] | 361500412500 | 61 | 361500 | 412500
[5 empty] | 362500412500 | 61 | 362500 | 412500
[5 empty] | 363500412500 | 61 | 363500 | 412500
[5 empty] | 358500411500 | 61 | 358500 | 411500
[5 empty] | 362500411500 | 61 | 362500 | 411500
[5 empty] | 410500100500 | 512 | 410500 | 100500
[5 empty] | 41050099500 | 512 | 410500 | 99500
[5 empty] | 41150099500 | 512 | 411500 | 99500
[5 empty] | 41250099500 | 512 | 412500 | 99500
[5 empty] | 41350099500 | 512 | 413500 | 99500
[5 empty] | 41050098500 | 512 | 410500 | 98500
[5 empty] | 41150098500 | 512 | 411500 | 98500
[5 empty] | 41250098500 | 512 | 412500 | 98500
[5 empty] | 41350098500 | 512 | 413500 | 98500
[5 empty] | 41050097500 | 512 | 410500 | 97500
[5 empty] | 41150097500 | 512 | 411500 | 97500
[5 empty] | 41250097500 | 512 | 412500 | 97500
[5 empty] | 41350097500 | 512 | 413500 | 97500
[5 empty] | 41450097500 | 512 | 414500 | 97500
[5 empty] | 41750097500 | 512 | 417500 | 97500
[5 empty] | 40950096500 | 512 | 409500 | 96500
[5 empty] | 41150096500 | 512 | 411500 | 96500
[5 empty] | 41250096500 | 512 | 412500 | 96500
[5 empty] | 41350096500 | 512 | 413500 | 96500
[5 empty] | 41450096500 | 512 | 414500 | 96500
[5 empty] | 41650096500 | 512 | 416500 | 96500
[5 empty] | 41750096500 | 512 | 417500 | 96500
[5 empty] | 41250095500 | 512 | 412500 | 95500
[5 empty] | 41350095500 | 512 | 413500 | 95500
[5 empty] | 41450095500 | 512 | 414500 | 95500
[5 empty] | 41550095500 | 512 | 415500 | 95500
[5 empty] | 41650095500 | 512 | 416500 | 95500
[5 empty] | 41750095500 | 512 | 417500 | 95500
[5 empty] | 41350094500 | 512 | 413500 | 94500
[5 empty] | 41450094500 | 512 | 414500 | 94500
[5 empty] | 41550094500 | 512 | 415500 | 94500
[5 empty] | 41650094500 | 512 | 416500 | 94500
[5 empty] | 41750094500 | 512 | 417500 | 94500
[5 empty] | 41850094500 | 512 | 418500 | 94500
[5 empty] | 41950094500 | 512 | 419500 | 94500
[5 empty] | 42050094500 | 512 | 420500 | 94500
[5 empty] | 42150094500 | 512 | 421500 | 94500
[5 empty] | 41450093500 | 512 | 414500 | 93500
[5 empty] | 41550093500 | 512 | 415500 | 93500
[5 empty] | 41650093500 | 512 | 416500 | 93500
[5 empty] | 41750093500 | 512 | 417500 | 93500
[5 empty] | 41850093500 | 512 | 418500 | 93500
[5 empty] | 41950093500 | 512 | 419500 | 93500
[5 empty] | 42050093500 | 512 | 420500 | 93500
[5 empty] | 42150093500 | 512 | 421500 | 93500
[5 empty] | 41550092500 | 512 | 415500 | 92500
[5 empty] | 41650092500 | 512 | 416500 | 92500
[5 empty] | 41750092500 | 512 | 417500 | 92500
[5 empty] | 41850092500 | 512 | 418500 | 92500
[5 empty] | 41950092500 | 512 | 419500 | 92500
[5 empty] | 42050092500 | 512 | 420500 | 92500
[5 empty] | 42150092500 | 512 | 421500 | 92500
[5 empty] | 41750091500 | 512 | 417500 | 91500
[5 empty] | 41850091500 | 512 | 418500 | 91500
[5 empty] | 460500461500 | 63 | 460500 | 461500
[5 empty] | 461500461500 | 63 | 461500 | 461500
[5 empty] | 462500461500 | 63 | 462500 | 461500
[5 empty] | 463500461500 | 63 | 463500 | 461500
[5 empty] | 464500461500 | 63 | 464500 | 461500
[5 empty] | 465500461500 | 63 | 465500 | 461500
[5 empty] | 459500460500 | 63 | 459500 | 460500
[5 empty] | 460500460500 | 63 | 460500 | 460500
[5 empty] | 461500460500 | 63 | 461500 | 460500
[5 empty] | 462500460500 | 63 | 462500 | 460500
[5 empty] | 463500460500 | 63 | 463500 | 460500
[5 empty] | 464500460500 | 63 | 464500 | 460500
[5 empty] | 465500460500 | 63 | 465500 | 460500
[5 empty] | 466500460500 | 63 | 466500 | 460500
[5 empty] | 456500459500 | 63 | 456500 | 459500
[5 empty] | 457500459500 | 63 | 457500 | 459500
[5 empty] | 458500459500 | 63 | 458500 | 459500
[5 empty] | 459500459500 | 63 | 459500 | 459500
[5 empty] | 460500459500 | 63 | 460500 | 459500
[5 empty] | 461500459500 | 63 | 461500 | 459500
[5 empty] | 462500459500 | 63 | 462500 | 459500
[5 empty] | 463500459500 | 63 | 463500 | 459500
[5 empty] | 464500459500 | 63 | 464500 | 459500
[5 empty] | 465500459500 | 63 | 465500 | 459500
[5 empty] | 466500459500 | 63 | 466500 | 459500
[5 empty] | 456500458500 | 63 | 456500 | 458500
[5 empty] | 457500458500 | 63 | 457500 | 458500
[5 empty] | 458500458500 | 63 | 458500 | 458500
[5 empty] | 459500458500 | 63 | 459500 | 458500
[5 empty] | 460500458500 | 63 | 460500 | 458500
[5 empty] | 461500458500 | 63 | 461500 | 458500
[5 empty] | 462500458500 | 63 | 462500 | 458500
[5 empty] | 463500458500 | 63 | 463500 | 458500
[5 empty] | 464500458500 | 63 | 464500 | 458500
[5 empty] | 465500458500 | 63 | 465500 | 458500
[5 empty] | 466500458500 | 63 | 466500 | 458500
[5 empty] | 456500457500 | 63 | 456500 | 457500
[5 empty] | 457500457500 | 63 | 457500 | 457500
[5 empty] | 458500457500 | 63 | 458500 | 457500
[5 empty] | 459500457500 | 63 | 459500 | 457500
[5 empty] | 460500457500 | 63 | 460500 | 457500
[5 empty] | 461500457500 | 63 | 461500 | 457500
[5 empty] | 462500457500 | 63 | 462500 | 457500
[5 empty] | 463500457500 | 63 | 463500 | 457500
[5 empty] | 464500457500 | 63 | 464500 | 457500
[5 empty] | 465500457500 | 63 | 465500 | 457500
[5 empty] | 466500457500 | 63 | 466500 | 457500
[5 empty] | 456500456500 | 63 | 456500 | 456500
[5 empty] | 457500456500 | 63 | 457500 | 456500
[5 empty] | 458500456500 | 63 | 458500 | 456500
[5 empty] | 459500456500 | 63 | 459500 | 456500
[5 empty] | 460500456500 | 63 | 460500 | 456500
[5 empty] | 461500456500 | 63 | 461500 | 456500
[5 empty] | 462500456500 | 63 | 462500 | 456500
[5 empty] | 463500456500 | 63 | 463500 | 456500
[5 empty] | 464500456500 | 63 | 464500 | 456500
[5 empty] | 465500456500 | 63 | 465500 | 456500
[5 empty] | 466500456500 | 63 | 466500 | 456500
[5 empty] | 454500455500 | 63 | 454500 | 455500
[5 empty] | 456500455500 | 63 | 456500 | 455500
[5 empty] | 457500455500 | 63 | 457500 | 455500
[5 empty] | 458500455500 | 63 | 458500 | 455500
[5 empty] | 459500455500 | 63 | 459500 | 455500
[5 empty] | 460500455500 | 63 | 460500 | 455500
[5 empty] | 461500455500 | 63 | 461500 | 455500
[5 empty] | 462500455500 | 63 | 462500 | 455500
[5 empty] | 463500455500 | 63 | 463500 | 455500
[5 empty] | 464500455500 | 63 | 464500 | 455500
[5 empty] | 465500455500 | 63 | 465500 | 455500
[5 empty] | 466500455500 | 63 | 466500 | 455500
[5 empty] | 452500454500 | 63 | 452500 | 454500
[5 empty] | 453500454500 | 63 | 453500 | 454500
[5 empty] | 454500454500 | 63 | 454500 | 454500
[5 empty] | 455500454500 | 63 | 455500 | 454500
[5 empty] | 456500454500 | 63 | 456500 | 454500
[5 empty] | 457500454500 | 63 | 457500 | 454500
[5 empty] | 458500454500 | 63 | 458500 | 454500
[5 empty] | 459500454500 | 63 | 459500 | 454500
[5 empty] | 460500454500 | 63 | 460500 | 454500
[5 empty] | 461500454500 | 63 | 461500 | 454500
[5 empty] | 462500454500 | 63 | 462500 | 454500
[5 empty] | 463500454500 | 63 | 463500 | 454500
[5 empty] | 464500454500 | 63 | 464500 | 454500
[5 empty] | 465500454500 | 63 | 465500 | 454500
[5 empty] | 466500454500 | 63 | 466500 | 454500
[5 empty] | 467500454500 | 63 | 467500 | 454500
[5 empty] | 468500454500 | 63 | 468500 | 454500
[5 empty] | 469500454500 | 63 | 469500 | 454500
[5 empty] | 451500453500 | 63 | 451500 | 453500
[5 empty] | 452500453500 | 63 | 452500 | 453500
[5 empty] | 453500453500 | 63 | 453500 | 453500
[5 empty] | 454500453500 | 63 | 454500 | 453500
[5 empty] | 455500453500 | 63 | 455500 | 453500
[5 empty] | 456500453500 | 63 | 456500 | 453500
[5 empty] | 457500453500 | 63 | 457500 | 453500
[5 empty] | 458500453500 | 63 | 458500 | 453500
[5 empty] | 459500453500 | 63 | 459500 | 453500
[5 empty] | 460500453500 | 63 | 460500 | 453500
[5 empty] | 461500453500 | 63 | 461500 | 453500
[5 empty] | 462500453500 | 63 | 462500 | 453500
[5 empty] | 463500453500 | 63 | 463500 | 453500
[5 empty] | 464500453500 | 63 | 464500 | 453500
[5 empty] | 465500453500 | 63 | 465500 | 453500
[5 empty] | 466500453500 | 63 | 466500 | 453500
[5 empty] | 467500453500 | 63 | 467500 | 453500
[5 empty] | 468500453500 | 63 | 468500 | 453500
[5 empty] | 469500453500 | 63 | 469500 | 453500
[5 empty] | 451500452500 | 63 | 451500 | 452500
[5 empty] | 452500452500 | 63 | 452500 | 452500
[5 empty] | 453500452500 | 63 | 453500 | 452500
[5 empty] | 454500452500 | 63 | 454500 | 452500
[5 empty] | 455500452500 | 63 | 455500 | 452500
[5 empty] | 456500452500 | 63 | 456500 | 452500
[5 empty] | 457500452500 | 63 | 457500 | 452500
[5 empty] | 458500452500 | 63 | 458500 | 452500
[5 empty] | 459500452500 | 63 | 459500 | 452500
[5 empty] | 460500452500 | 63 | 460500 | 452500
[5 empty] | 461500452500 | 63 | 461500 | 452500
[5 empty] | 462500452500 | 63 | 462500 | 452500
[5 empty] | 463500452500 | 63 | 463500 | 452500
[5 empty] | 464500452500 | 63 | 464500 | 452500
[5 empty] | 465500452500 | 63 | 465500 | 452500
[5 empty] | 466500452500 | 63 | 466500 | 452500
[5 empty] | 467500452500 | 63 | 467500 | 452500
[5 empty] | 468500452500 | 63 | 468500 | 452500
[5 empty] | 469500452500 | 63 | 469500 | 452500
[5 empty] | 470500452500 | 63 | 470500 | 452500
[5 empty] | 452500451500 | 63 | 452500 | 451500
[5 empty] | 453500451500 | 63 | 453500 | 451500
[5 empty] | 454500451500 | 63 | 454500 | 451500
[5 empty] | 455500451500 | 63 | 455500 | 451500
[5 empty] | 456500451500 | 63 | 456500 | 451500
[5 empty] | 457500451500 | 63 | 457500 | 451500
[5 empty] | 458500451500 | 63 | 458500 | 451500
[5 empty] | 459500451500 | 63 | 459500 | 451500
[5 empty] | 460500451500 | 63 | 460500 | 451500
[5 empty] | 461500451500 | 63 | 461500 | 451500
[5 empty] | 462500451500 | 63 | 462500 | 451500
[5 empty] | 463500451500 | 63 | 463500 | 451500
[5 empty] | 464500451500 | 63 | 464500 | 451500
[5 empty] | 465500451500 | 63 | 465500 | 451500
[5 empty] | 466500451500 | 63 | 466500 | 451500
[5 empty] | 467500451500 | 63 | 467500 | 451500
[5 empty] | 468500451500 | 63 | 468500 | 451500
[5 empty] | 469500451500 | 63 | 469500 | 451500
[5 empty] | 470500451500 | 63 | 470500 | 451500
[5 empty] | 452500450500 | 63 | 452500 | 450500
[5 empty] | 453500450500 | 63 | 453500 | 450500
[5 empty] | 454500450500 | 63 | 454500 | 450500
[5 empty] | 455500450500 | 63 | 455500 | 450500
[5 empty] | 456500450500 | 63 | 456500 | 450500
[5 empty] | 457500450500 | 63 | 457500 | 450500
[5 empty] | 458500450500 | 63 | 458500 | 450500
[5 empty] | 459500450500 | 63 | 459500 | 450500
[5 empty] | 460500450500 | 63 | 460500 | 450500
[5 empty] | 461500450500 | 63 | 461500 | 450500
[5 empty] | 462500450500 | 63 | 462500 | 450500
[5 empty] | 463500450500 | 63 | 463500 | 450500
[5 empty] | 464500450500 | 63 | 464500 | 450500
[5 empty] | 465500450500 | 63 | 465500 | 450500
[5 empty] | 466500450500 | 63 | 466500 | 450500
[5 empty] | 467500450500 | 63 | 467500 | 450500
[5 empty] | 468500450500 | 63 | 468500 | 450500
[5 empty] | 469500450500 | 63 | 469500 | 450500
[5 empty] | 470500450500 | 63 | 470500 | 450500
[5 empty] | 452500449500 | 63 | 452500 | 449500
[5 empty] | 453500449500 | 63 | 453500 | 449500
[5 empty] | 454500449500 | 63 | 454500 | 449500
[5 empty] | 455500449500 | 63 | 455500 | 449500
[5 empty] | 456500449500 | 63 | 456500 | 449500
[5 empty] | 457500449500 | 63 | 457500 | 449500
[5 empty] | 458500449500 | 63 | 458500 | 449500
[5 empty] | 459500449500 | 63 | 459500 | 449500
[5 empty] | 460500449500 | 63 | 460500 | 449500
[5 empty] | 461500449500 | 63 | 461500 | 449500
[5 empty] | 462500449500 | 63 | 462500 | 449500
[5 empty] | 463500449500 | 63 | 463500 | 449500
[5 empty] | 464500449500 | 63 | 464500 | 449500
[5 empty] | 465500449500 | 63 | 465500 | 449500
[5 empty] | 466500449500 | 63 | 466500 | 449500
[5 empty] | 467500449500 | 63 | 467500 | 449500
[5 empty] | 468500449500 | 63 | 468500 | 449500
[5 empty] | 469500449500 | 63 | 469500 | 449500
[5 empty] | 470500449500 | 63 | 470500 | 449500
[5 empty] | 453500448500 | 63 | 453500 | 448500
[5 empty] | 454500448500 | 63 | 454500 | 448500
[5 empty] | 455500448500 | 63 | 455500 | 448500
[5 empty] | 456500448500 | 63 | 456500 | 448500
[5 empty] | 457500448500 | 63 | 457500 | 448500
[5 empty] | 458500448500 | 63 | 458500 | 448500
[5 empty] | 459500448500 | 63 | 459500 | 448500
[5 empty] | 460500448500 | 63 | 460500 | 448500
[5 empty] | 461500448500 | 63 | 461500 | 448500
[5 empty] | 462500448500 | 63 | 462500 | 448500
[5 empty] | 463500448500 | 63 | 463500 | 448500
[5 empty] | 464500448500 | 63 | 464500 | 448500
[5 empty] | 465500448500 | 63 | 465500 | 448500
[5 empty] | 466500448500 | 63 | 466500 | 448500
[5 empty] | 467500448500 | 63 | 467500 | 448500
[5 empty] | 468500448500 | 63 | 468500 | 448500
[5 empty] | 469500448500 | 63 | 469500 | 448500
[5 empty] | 470500448500 | 63 | 470500 | 448500
[5 empty] | 453500447500 | 63 | 453500 | 447500
[5 empty] | 454500447500 | 63 | 454500 | 447500
[5 empty] | 455500447500 | 63 | 455500 | 447500
[5 empty] | 456500447500 | 63 | 456500 | 447500
[5 empty] | 457500447500 | 63 | 457500 | 447500
[5 empty] | 458500447500 | 63 | 458500 | 447500
[5 empty] | 459500447500 | 63 | 459500 | 447500
[5 empty] | 460500447500 | 63 | 460500 | 447500
[5 empty] | 461500447500 | 63 | 461500 | 447500
[5 empty] | 462500447500 | 63 | 462500 | 447500
[5 empty] | 463500447500 | 63 | 463500 | 447500
[5 empty] | 464500447500 | 63 | 464500 | 447500
[5 empty] | 465500447500 | 63 | 465500 | 447500
[5 empty] | 466500447500 | 63 | 466500 | 447500
[5 empty] | 467500447500 | 63 | 467500 | 447500
[5 empty] | 468500447500 | 63 | 468500 | 447500
[5 empty] | 469500447500 | 63 | 469500 | 447500
[5 empty] | 470500447500 | 63 | 470500 | 447500
[5 empty] | 454500446500 | 63 | 454500 | 446500
[5 empty] | 455500446500 | 63 | 455500 | 446500
[5 empty] | 456500446500 | 63 | 456500 | 446500
[5 empty] | 457500446500 | 63 | 457500 | 446500
[5 empty] | 458500446500 | 63 | 458500 | 446500
[5 empty] | 459500446500 | 63 | 459500 | 446500
[5 empty] | 460500446500 | 63 | 460500 | 446500
[5 empty] | 461500446500 | 63 | 461500 | 446500
[5 empty] | 462500446500 | 63 | 462500 | 446500
[5 empty] | 463500446500 | 63 | 463500 | 446500
[5 empty] | 464500446500 | 63 | 464500 | 446500
[5 empty] | 465500446500 | 63 | 465500 | 446500
[5 empty] | 466500446500 | 63 | 466500 | 446500
[5 empty] | 467500446500 | 63 | 467500 | 446500
[5 empty] | 468500446500 | 63 | 468500 | 446500
[5 empty] | 469500446500 | 63 | 469500 | 446500
[5 empty] | 455500445500 | 63 | 455500 | 445500
[5 empty] | 456500445500 | 63 | 456500 | 445500
[5 empty] | 457500445500 | 63 | 457500 | 445500
[5 empty] | 458500445500 | 63 | 458500 | 445500
[5 empty] | 459500445500 | 63 | 459500 | 445500
[5 empty] | 460500445500 | 63 | 460500 | 445500
[5 empty] | 461500445500 | 63 | 461500 | 445500
[5 empty] | 462500445500 | 63 | 462500 | 445500
[5 empty] | 463500445500 | 63 | 463500 | 445500
[5 empty] | 464500445500 | 63 | 464500 | 445500
[5 empty] | 465500445500 | 63 | 465500 | 445500
[5 empty] | 466500445500 | 63 | 466500 | 445500
[5 empty] | 467500445500 | 63 | 467500 | 445500
[5 empty] | 468500445500 | 63 | 468500 | 445500
[5 empty] | 469500445500 | 63 | 469500 | 445500
[5 empty] | 457500444500 | 63 | 457500 | 444500
[5 empty] | 458500444500 | 63 | 458500 | 444500
[5 empty] | 459500444500 | 63 | 459500 | 444500
[5 empty] | 460500444500 | 63 | 460500 | 444500
[5 empty] | 461500444500 | 63 | 461500 | 444500
[5 empty] | 462500444500 | 63 | 462500 | 444500
[5 empty] | 463500444500 | 63 | 463500 | 444500
[5 empty] | 464500444500 | 63 | 464500 | 444500
[5 empty] | 465500444500 | 63 | 465500 | 444500
[5 empty] | 466500444500 | 63 | 466500 | 444500
[5 empty] | 467500444500 | 63 | 467500 | 444500
[5 empty] | 468500444500 | 63 | 468500 | 444500
[5 empty] | 469500444500 | 63 | 469500 | 444500
[5 empty] | 458500443500 | 63 | 458500 | 443500
[5 empty] | 459500443500 | 63 | 459500 | 443500
[5 empty] | 460500443500 | 63 | 460500 | 443500
[5 empty] | 461500443500 | 63 | 461500 | 443500
[5 empty] | 462500443500 | 63 | 462500 | 443500
[5 empty] | 463500443500 | 63 | 463500 | 443500
[5 empty] | 466500443500 | 63 | 466500 | 443500
[5 empty] | 467500443500 | 63 | 467500 | 443500
[5 empty] | 470500443500 | 63 | 470500 | 443500
[5 empty] | 600500234500 | 64 | 600500 | 234500
[5 empty] | 601500234500 | 64 | 601500 | 234500
[5 empty] | 602500234500 | 64 | 602500 | 234500
[5 empty] | 603500234500 | 64 | 603500 | 234500
[5 empty] | 594500233500 | 64 | 594500 | 233500
[5 empty] | 597500233500 | 64 | 597500 | 233500
[5 empty] | 598500233500 | 64 | 598500 | 233500
[5 empty] | 599500233500 | 64 | 599500 | 233500
[5 empty] | 600500233500 | 64 | 600500 | 233500
[5 empty] | 601500233500 | 64 | 601500 | 233500
[5 empty] | 602500233500 | 64 | 602500 | 233500
[5 empty] | 603500233500 | 64 | 603500 | 233500
[5 empty] | 604500233500 | 64 | 604500 | 233500
[5 empty] | 605500233500 | 64 | 605500 | 233500
[5 empty] | 590500232500 | 64 | 590500 | 232500
[5 empty] | 591500232500 | 64 | 591500 | 232500
[5 empty] | 592500232500 | 64 | 592500 | 232500
[5 empty] | 593500232500 | 64 | 593500 | 232500
[5 empty] | 594500232500 | 64 | 594500 | 232500
[5 empty] | 595500232500 | 64 | 595500 | 232500
[5 empty] | 596500232500 | 64 | 596500 | 232500
[5 empty] | 597500232500 | 64 | 597500 | 232500
[5 empty] | 598500232500 | 64 | 598500 | 232500
[5 empty] | 599500232500 | 64 | 599500 | 232500
[5 empty] | 600500232500 | 64 | 600500 | 232500
[5 empty] | 601500232500 | 64 | 601500 | 232500
[5 empty] | 602500232500 | 64 | 602500 | 232500
[5 empty] | 603500232500 | 64 | 603500 | 232500
[5 empty] | 604500232500 | 64 | 604500 | 232500
[5 empty] | 605500232500 | 64 | 605500 | 232500
[5 empty] | 606500232500 | 64 | 606500 | 232500
[5 empty] | 607500232500 | 64 | 607500 | 232500
[5 empty] | 589500231500 | 64 | 589500 | 231500
[5 empty] | 590500231500 | 64 | 590500 | 231500
[5 empty] | 591500231500 | 64 | 591500 | 231500
[5 empty] | 592500231500 | 64 | 592500 | 231500
[5 empty] | 593500231500 | 64 | 593500 | 231500
[5 empty] | 594500231500 | 64 | 594500 | 231500
[5 empty] | 595500231500 | 64 | 595500 | 231500
[5 empty] | 596500231500 | 64 | 596500 | 231500
[5 empty] | 597500231500 | 64 | 597500 | 231500
[5 empty] | 598500231500 | 64 | 598500 | 231500
[5 empty] | 599500231500 | 64 | 599500 | 231500
[5 empty] | 600500231500 | 64 | 600500 | 231500
[5 empty] | 601500231500 | 64 | 601500 | 231500
[5 empty] | 602500231500 | 64 | 602500 | 231500
[5 empty] | 603500231500 | 64 | 603500 | 231500
[5 empty] | 604500231500 | 64 | 604500 | 231500
[5 empty] | 605500231500 | 64 | 605500 | 231500
[5 empty] | 606500231500 | 64 | 606500 | 231500
[5 empty] | 607500231500 | 64 | 607500 | 231500
[5 empty] | 589500230500 | 64 | 589500 | 230500
[5 empty] | 590500230500 | 64 | 590500 | 230500
[5 empty] | 591500230500 | 64 | 591500 | 230500
[5 empty] | 592500230500 | 64 | 592500 | 230500
[5 empty] | 593500230500 | 64 | 593500 | 230500
[5 empty] | 594500230500 | 64 | 594500 | 230500
[5 empty] | 595500230500 | 64 | 595500 | 230500
[5 empty] | 596500230500 | 64 | 596500 | 230500
[5 empty] | 597500230500 | 64 | 597500 | 230500
[5 empty] | 598500230500 | 64 | 598500 | 230500
[5 empty] | 599500230500 | 64 | 599500 | 230500
[5 empty] | 600500230500 | 64 | 600500 | 230500
[5 empty] | 601500230500 | 64 | 601500 | 230500
[5 empty] | 602500230500 | 64 | 602500 | 230500
[5 empty] | 588500229500 | 64 | 588500 | 229500
[5 empty] | 589500229500 | 64 | 589500 | 229500
[5 empty] | 590500229500 | 64 | 590500 | 229500
[5 empty] | 591500229500 | 64 | 591500 | 229500
[5 empty] | 592500229500 | 64 | 592500 | 229500
[5 empty] | 593500229500 | 64 | 593500 | 229500
[5 empty] | 594500229500 | 64 | 594500 | 229500
[5 empty] | 595500229500 | 64 | 595500 | 229500
[5 empty] | 596500229500 | 64 | 596500 | 229500
[5 empty] | 597500229500 | 64 | 597500 | 229500
[5 empty] | 598500229500 | 64 | 598500 | 229500
[5 empty] | 599500229500 | 64 | 599500 | 229500
[5 empty] | 600500229500 | 64 | 600500 | 229500
[5 empty] | 601500229500 | 64 | 601500 | 229500
[5 empty] | 588500228500 | 64 | 588500 | 228500
[5 empty] | 589500228500 | 64 | 589500 | 228500
[5 empty] | 590500228500 | 64 | 590500 | 228500
[5 empty] | 591500228500 | 64 | 591500 | 228500
[5 empty] | 592500228500 | 64 | 592500 | 228500
[5 empty] | 593500228500 | 64 | 593500 | 228500
[5 empty] | 594500228500 | 64 | 594500 | 228500
[5 empty] | 595500228500 | 64 | 595500 | 228500
[5 empty] | 596500228500 | 64 | 596500 | 228500
[5 empty] | 597500228500 | 64 | 597500 | 228500
[5 empty] | 598500228500 | 64 | 598500 | 228500
[5 empty] | 599500228500 | 64 | 599500 | 228500
[5 empty] | 600500228500 | 64 | 600500 | 228500
[5 empty] | 601500228500 | 64 | 601500 | 228500
[5 empty] | 588500227500 | 64 | 588500 | 227500
[5 empty] | 589500227500 | 64 | 589500 | 227500
[5 empty] | 590500227500 | 64 | 590500 | 227500
[5 empty] | 591500227500 | 64 | 591500 | 227500
[5 empty] | 592500227500 | 64 | 592500 | 227500
[5 empty] | 593500227500 | 64 | 593500 | 227500
[5 empty] | 594500227500 | 64 | 594500 | 227500
[5 empty] | 595500227500 | 64 | 595500 | 227500
[5 empty] | 596500227500 | 64 | 596500 | 227500
[5 empty] | 597500227500 | 64 | 597500 | 227500
[5 empty] | 598500227500 | 64 | 598500 | 227500
[5 empty] | 599500227500 | 64 | 599500 | 227500
[5 empty] | 600500227500 | 64 | 600500 | 227500
[5 empty] | 601500227500 | 64 | 601500 | 227500
[5 empty] | 602500227500 | 64 | 602500 | 227500
[5 empty] | 587500226500 | 64 | 587500 | 226500
[5 empty] | 588500226500 | 64 | 588500 | 226500
[5 empty] | 589500226500 | 64 | 589500 | 226500
[5 empty] | 590500226500 | 64 | 590500 | 226500
[5 empty] | 591500226500 | 64 | 591500 | 226500
[5 empty] | 592500226500 | 64 | 592500 | 226500
[5 empty] | 593500226500 | 64 | 593500 | 226500
[5 empty] | 594500226500 | 64 | 594500 | 226500
[5 empty] | 595500226500 | 64 | 595500 | 226500
[5 empty] | 596500226500 | 64 | 596500 | 226500
[5 empty] | 597500226500 | 64 | 597500 | 226500
[5 empty] | 598500226500 | 64 | 598500 | 226500
[5 empty] | 599500226500 | 64 | 599500 | 226500
[5 empty] | 600500226500 | 64 | 600500 | 226500
[5 empty] | 601500226500 | 64 | 601500 | 226500
[5 empty] | 602500226500 | 64 | 602500 | 226500
[5 empty] | 586500225500 | 64 | 586500 | 225500
[5 empty] | 587500225500 | 64 | 587500 | 225500
[5 empty] | 588500225500 | 64 | 588500 | 225500
[5 empty] | 589500225500 | 64 | 589500 | 225500
[5 empty] | 590500225500 | 64 | 590500 | 225500
[5 empty] | 591500225500 | 64 | 591500 | 225500
[5 empty] | 592500225500 | 64 | 592500 | 225500
[5 empty] | 593500225500 | 64 | 593500 | 225500
[5 empty] | 594500225500 | 64 | 594500 | 225500
[5 empty] | 595500225500 | 64 | 595500 | 225500
[5 empty] | 596500225500 | 64 | 596500 | 225500
[5 empty] | 597500225500 | 64 | 597500 | 225500
[5 empty] | 598500225500 | 64 | 598500 | 225500
[5 empty] | 599500225500 | 64 | 599500 | 225500
[5 empty] | 600500225500 | 64 | 600500 | 225500
[5 empty] | 601500225500 | 64 | 601500 | 225500
[5 empty] | 602500225500 | 64 | 602500 | 225500
[5 empty] | 603500225500 | 64 | 603500 | 225500
[5 empty] | 587500224500 | 64 | 587500 | 224500
[5 empty] | 588500224500 | 64 | 588500 | 224500
[5 empty] | 589500224500 | 64 | 589500 | 224500
[5 empty] | 590500224500 | 64 | 590500 | 224500
[5 empty] | 591500224500 | 64 | 591500 | 224500
[5 empty] | 592500224500 | 64 | 592500 | 224500
[5 empty] | 593500224500 | 64 | 593500 | 224500
[5 empty] | 594500224500 | 64 | 594500 | 224500
[5 empty] | 595500224500 | 64 | 595500 | 224500
[5 empty] | 596500224500 | 64 | 596500 | 224500
[5 empty] | 597500224500 | 64 | 597500 | 224500
[5 empty] | 598500224500 | 64 | 598500 | 224500
[5 empty] | 599500224500 | 64 | 599500 | 224500
[5 empty] | 600500224500 | 64 | 600500 | 224500
[5 empty] | 601500224500 | 64 | 601500 | 224500
[5 empty] | 602500224500 | 64 | 602500 | 224500
[5 empty] | 603500224500 | 64 | 603500 | 224500
[5 empty] | 587500223500 | 64 | 587500 | 223500
[5 empty] | 588500223500 | 64 | 588500 | 223500
[5 empty] | 589500223500 | 64 | 589500 | 223500
[5 empty] | 590500223500 | 64 | 590500 | 223500
[5 empty] | 591500223500 | 64 | 591500 | 223500
[5 empty] | 592500223500 | 64 | 592500 | 223500
[5 empty] | 593500223500 | 64 | 593500 | 223500
[5 empty] | 594500223500 | 64 | 594500 | 223500
[5 empty] | 595500223500 | 64 | 595500 | 223500
[5 empty] | 596500223500 | 64 | 596500 | 223500
[5 empty] | 597500223500 | 64 | 597500 | 223500
[5 empty] | 598500223500 | 64 | 598500 | 223500
[5 empty] | 599500223500 | 64 | 599500 | 223500
[5 empty] | 600500223500 | 64 | 600500 | 223500
[5 empty] | 601500223500 | 64 | 601500 | 223500
[5 empty] | 602500223500 | 64 | 602500 | 223500
[5 empty] | 603500223500 | 64 | 603500 | 223500
[5 empty] | 604500223500 | 64 | 604500 | 223500
[5 empty] | 589500222500 | 64 | 589500 | 222500
[5 empty] | 590500222500 | 64 | 590500 | 222500
[5 empty] | 591500222500 | 64 | 591500 | 222500
[5 empty] | 592500222500 | 64 | 592500 | 222500
[5 empty] | 593500222500 | 64 | 593500 | 222500
[5 empty] | 594500222500 | 64 | 594500 | 222500
[5 empty] | 595500222500 | 64 | 595500 | 222500
[5 empty] | 596500222500 | 64 | 596500 | 222500
[5 empty] | 597500222500 | 64 | 597500 | 222500
[5 empty] | 598500222500 | 64 | 598500 | 222500
[5 empty] | 599500222500 | 64 | 599500 | 222500
[5 empty] | 600500222500 | 64 | 600500 | 222500
[5 empty] | 601500222500 | 64 | 601500 | 222500
[5 empty] | 602500222500 | 64 | 602500 | 222500
[5 empty] | 603500222500 | 64 | 603500 | 222500
[5 empty] | 604500222500 | 64 | 604500 | 222500
[5 empty] | 589500221500 | 64 | 589500 | 221500
[5 empty] | 590500221500 | 64 | 590500 | 221500
[5 empty] | 591500221500 | 64 | 591500 | 221500
[5 empty] | 592500221500 | 64 | 592500 | 221500
[5 empty] | 593500221500 | 64 | 593500 | 221500
[5 empty] | 594500221500 | 64 | 594500 | 221500
[5 empty] | 595500221500 | 64 | 595500 | 221500
[5 empty] | 596500221500 | 64 | 596500 | 221500
[5 empty] | 597500221500 | 64 | 597500 | 221500
[5 empty] | 598500221500 | 64 | 598500 | 221500
[5 empty] | 599500221500 | 64 | 599500 | 221500
[5 empty] | 600500221500 | 64 | 600500 | 221500
[5 empty] | 601500221500 | 64 | 601500 | 221500
[5 empty] | 602500221500 | 64 | 602500 | 221500
[5 empty] | 603500221500 | 64 | 603500 | 221500
[5 empty] | 604500221500 | 64 | 604500 | 221500
[5 empty] | 589500220500 | 64 | 589500 | 220500
[5 empty] | 590500220500 | 64 | 590500 | 220500
[5 empty] | 591500220500 | 64 | 591500 | 220500
[5 empty] | 592500220500 | 64 | 592500 | 220500
[5 empty] | 593500220500 | 64 | 593500 | 220500
[5 empty] | 594500220500 | 64 | 594500 | 220500
[5 empty] | 595500220500 | 64 | 595500 | 220500
[5 empty] | 596500220500 | 64 | 596500 | 220500
[5 empty] | 597500220500 | 64 | 597500 | 220500
[5 empty] | 598500220500 | 64 | 598500 | 220500
[5 empty] | 599500220500 | 64 | 599500 | 220500
[5 empty] | 600500220500 | 64 | 600500 | 220500
[5 empty] | 601500220500 | 64 | 601500 | 220500
[5 empty] | 602500220500 | 64 | 602500 | 220500
[5 empty] | 603500220500 | 64 | 603500 | 220500
[5 empty] | 604500220500 | 64 | 604500 | 220500
[5 empty] | 589500219500 | 64 | 589500 | 219500
[5 empty] | 590500219500 | 64 | 590500 | 219500
[5 empty] | 591500219500 | 64 | 591500 | 219500
[5 empty] | 592500219500 | 64 | 592500 | 219500
[5 empty] | 593500219500 | 64 | 593500 | 219500
[5 empty] | 594500219500 | 64 | 594500 | 219500
[5 empty] | 595500219500 | 64 | 595500 | 219500
[5 empty] | 596500219500 | 64 | 596500 | 219500
[5 empty] | 597500219500 | 64 | 597500 | 219500
[5 empty] | 598500219500 | 64 | 598500 | 219500
[5 empty] | 599500219500 | 64 | 599500 | 219500
[5 empty] | 600500219500 | 64 | 600500 | 219500
[5 empty] | 601500219500 | 64 | 601500 | 219500
[5 empty] | 602500219500 | 64 | 602500 | 219500
[5 empty] | 603500219500 | 64 | 603500 | 219500
[5 empty] | 604500219500 | 64 | 604500 | 219500
[5 empty] | 587500218500 | 64 | 587500 | 218500
[5 empty] | 588500218500 | 64 | 588500 | 218500
[5 empty] | 589500218500 | 64 | 589500 | 218500
[5 empty] | 590500218500 | 64 | 590500 | 218500
[5 empty] | 591500218500 | 64 | 591500 | 218500
[5 empty] | 592500218500 | 64 | 592500 | 218500
[5 empty] | 593500218500 | 64 | 593500 | 218500
[5 empty] | 594500218500 | 64 | 594500 | 218500
[5 empty] | 595500218500 | 64 | 595500 | 218500
[5 empty] | 596500218500 | 64 | 596500 | 218500
[5 empty] | 597500218500 | 64 | 597500 | 218500
[5 empty] | 598500218500 | 64 | 598500 | 218500
[5 empty] | 599500218500 | 64 | 599500 | 218500
[5 empty] | 600500218500 | 64 | 600500 | 218500
[5 empty] | 601500218500 | 64 | 601500 | 218500
[5 empty] | 602500218500 | 64 | 602500 | 218500
[5 empty] | 603500218500 | 64 | 603500 | 218500
[5 empty] | 604500218500 | 64 | 604500 | 218500
[5 empty] | 587500217500 | 64 | 587500 | 217500
[5 empty] | 588500217500 | 64 | 588500 | 217500
[5 empty] | 589500217500 | 64 | 589500 | 217500
[5 empty] | 590500217500 | 64 | 590500 | 217500
[5 empty] | 591500217500 | 64 | 591500 | 217500
[5 empty] | 592500217500 | 64 | 592500 | 217500
[5 empty] | 593500217500 | 64 | 593500 | 217500
[5 empty] | 594500217500 | 64 | 594500 | 217500
[5 empty] | 595500217500 | 64 | 595500 | 217500
[5 empty] | 596500217500 | 64 | 596500 | 217500
[5 empty] | 597500217500 | 64 | 597500 | 217500
[5 empty] | 598500217500 | 64 | 598500 | 217500
[5 empty] | 599500217500 | 64 | 599500 | 217500
[5 empty] | 600500217500 | 64 | 600500 | 217500
[5 empty] | 601500217500 | 64 | 601500 | 217500
[5 empty] | 602500217500 | 64 | 602500 | 217500
[5 empty] | 603500217500 | 64 | 603500 | 217500
[5 empty] | 604500217500 | 64 | 604500 | 217500
[5 empty] | 605500217500 | 64 | 605500 | 217500
[5 empty] | 587500216500 | 64 | 587500 | 216500
[5 empty] | 588500216500 | 64 | 588500 | 216500
[5 empty] | 589500216500 | 64 | 589500 | 216500
[5 empty] | 590500216500 | 64 | 590500 | 216500
[5 empty] | 591500216500 | 64 | 591500 | 216500
[5 empty] | 592500216500 | 64 | 592500 | 216500
[5 empty] | 593500216500 | 64 | 593500 | 216500
[5 empty] | 594500216500 | 64 | 594500 | 216500
[5 empty] | 595500216500 | 64 | 595500 | 216500
[5 empty] | 596500216500 | 64 | 596500 | 216500
[5 empty] | 597500216500 | 64 | 597500 | 216500
[5 empty] | 598500216500 | 64 | 598500 | 216500
[5 empty] | 599500216500 | 64 | 599500 | 216500
[5 empty] | 600500216500 | 64 | 600500 | 216500
[5 empty] | 601500216500 | 64 | 601500 | 216500
[5 empty] | 602500216500 | 64 | 602500 | 216500
[5 empty] | 603500216500 | 64 | 603500 | 216500
[5 empty] | 604500216500 | 64 | 604500 | 216500
[5 empty] | 605500216500 | 64 | 605500 | 216500
[5 empty] | 606500216500 | 64 | 606500 | 216500
[5 empty] | 587500215500 | 64 | 587500 | 215500
[5 empty] | 588500215500 | 64 | 588500 | 215500
[5 empty] | 589500215500 | 64 | 589500 | 215500
[5 empty] | 590500215500 | 64 | 590500 | 215500
[5 empty] | 593500215500 | 64 | 593500 | 215500
[5 empty] | 594500215500 | 64 | 594500 | 215500
[5 empty] | 595500215500 | 64 | 595500 | 215500
[5 empty] | 596500215500 | 64 | 596500 | 215500
[5 empty] | 597500215500 | 64 | 597500 | 215500
[5 empty] | 598500215500 | 64 | 598500 | 215500
[5 empty] | 599500215500 | 64 | 599500 | 215500
[5 empty] | 600500215500 | 64 | 600500 | 215500
[5 empty] | 601500215500 | 64 | 601500 | 215500
[5 empty] | 602500215500 | 64 | 602500 | 215500
[5 empty] | 603500215500 | 64 | 603500 | 215500
[5 empty] | 604500215500 | 64 | 604500 | 215500
[5 empty] | 605500215500 | 64 | 605500 | 215500
[5 empty] | 606500215500 | 64 | 606500 | 215500
[5 empty] | 607500215500 | 64 | 607500 | 215500
[5 empty] | 594500214500 | 64 | 594500 | 214500
[5 empty] | 595500214500 | 64 | 595500 | 214500
[5 empty] | 596500214500 | 64 | 596500 | 214500
[5 empty] | 597500214500 | 64 | 597500 | 214500
[5 empty] | 598500214500 | 64 | 598500 | 214500
[5 empty] | 599500214500 | 64 | 599500 | 214500
[5 empty] | 600500214500 | 64 | 600500 | 214500
[5 empty] | 601500214500 | 64 | 601500 | 214500
[5 empty] | 602500214500 | 64 | 602500 | 214500
[5 empty] | 603500214500 | 64 | 603500 | 214500
[5 empty] | 604500214500 | 64 | 604500 | 214500
[5 empty] | 605500214500 | 64 | 605500 | 214500
[5 empty] | 606500214500 | 64 | 606500 | 214500
[5 empty] | 607500214500 | 64 | 607500 | 214500
[5 empty] | 595500213500 | 64 | 595500 | 213500
[5 empty] | 596500213500 | 64 | 596500 | 213500
[5 empty] | 597500213500 | 64 | 597500 | 213500
[5 empty] | 598500213500 | 64 | 598500 | 213500
[5 empty] | 599500213500 | 64 | 599500 | 213500
[5 empty] | 600500213500 | 64 | 600500 | 213500
[5 empty] | 601500213500 | 64 | 601500 | 213500
[5 empty] | 602500213500 | 64 | 602500 | 213500
[5 empty] | 603500213500 | 64 | 603500 | 213500
[5 empty] | 604500213500 | 64 | 604500 | 213500
[5 empty] | 605500213500 | 64 | 605500 | 213500
[5 empty] | 599500212500 | 64 | 599500 | 212500
[5 empty] | 600500212500 | 64 | 600500 | 212500
[5 empty] | 601500212500 | 64 | 601500 | 212500
[5 empty] | 602500212500 | 64 | 602500 | 212500
[5 empty] | 603500212500 | 64 | 603500 | 212500
[5 empty] | 297500523500 | 518 | 297500 | 523500
[5 empty] | 298500523500 | 518 | 298500 | 523500
[5 empty] | 299500523500 | 518 | 299500 | 523500
[5 empty] | 300500523500 | 518 | 300500 | 523500
[5 empty] | 301500523500 | 518 | 301500 | 523500
[5 empty] | 302500523500 | 518 | 302500 | 523500
[5 empty] | 303500523500 | 518 | 303500 | 523500
[5 empty] | 297500522500 | 518 | 297500 | 522500
[5 empty] | 298500522500 | 518 | 298500 | 522500
[5 empty] | 299500522500 | 518 | 299500 | 522500
[5 empty] | 300500522500 | 518 | 300500 | 522500
[5 empty] | 301500522500 | 518 | 301500 | 522500
[5 empty] | 302500522500 | 518 | 302500 | 522500
[5 empty] | 303500522500 | 518 | 303500 | 522500
[5 empty] | 307500522500 | 518 | 307500 | 522500
[5 empty] | 308500522500 | 518 | 308500 | 522500
[5 empty] | 297500521500 | 518 | 297500 | 521500
[5 empty] | 298500521500 | 518 | 298500 | 521500
[5 empty] | 299500521500 | 518 | 299500 | 521500
[5 empty] | 300500521500 | 518 | 300500 | 521500
[5 empty] | 301500521500 | 518 | 301500 | 521500
[5 empty] | 302500521500 | 518 | 302500 | 521500
[5 empty] | 303500521500 | 518 | 303500 | 521500
[5 empty] | 304500521500 | 518 | 304500 | 521500
[5 empty] | 305500521500 | 518 | 305500 | 521500
[5 empty] | 306500521500 | 518 | 306500 | 521500
[5 empty] | 307500521500 | 518 | 307500 | 521500
[5 empty] | 308500521500 | 518 | 308500 | 521500
[5 empty] | 309500521500 | 518 | 309500 | 521500
[5 empty] | 297500520500 | 518 | 297500 | 520500
[5 empty] | 298500520500 | 518 | 298500 | 520500
[5 empty] | 299500520500 | 518 | 299500 | 520500
[5 empty] | 300500520500 | 518 | 300500 | 520500
[5 empty] | 301500520500 | 518 | 301500 | 520500
[5 empty] | 302500520500 | 518 | 302500 | 520500
[5 empty] | 303500520500 | 518 | 303500 | 520500
[5 empty] | 304500520500 | 518 | 304500 | 520500
[5 empty] | 305500520500 | 518 | 305500 | 520500
[5 empty] | 306500520500 | 518 | 306500 | 520500
[5 empty] | 307500520500 | 518 | 307500 | 520500
[5 empty] | 308500520500 | 518 | 308500 | 520500
[5 empty] | 309500520500 | 518 | 309500 | 520500
[5 empty] | 310500520500 | 518 | 310500 | 520500
[5 empty] | 297500519500 | 518 | 297500 | 519500
[5 empty] | 298500519500 | 518 | 298500 | 519500
[5 empty] | 299500519500 | 518 | 299500 | 519500
[5 empty] | 300500519500 | 518 | 300500 | 519500
[5 empty] | 301500519500 | 518 | 301500 | 519500
[5 empty] | 302500519500 | 518 | 302500 | 519500
[5 empty] | 303500519500 | 518 | 303500 | 519500
[5 empty] | 304500519500 | 518 | 304500 | 519500
[5 empty] | 305500519500 | 518 | 305500 | 519500
[5 empty] | 306500519500 | 518 | 306500 | 519500
[5 empty] | 307500519500 | 518 | 307500 | 519500
[5 empty] | 308500519500 | 518 | 308500 | 519500
[5 empty] | 309500519500 | 518 | 309500 | 519500
[5 empty] | 310500519500 | 518 | 310500 | 519500
[5 empty] | 296500518500 | 518 | 296500 | 518500
[5 empty] | 297500518500 | 518 | 297500 | 518500
[5 empty] | 298500518500 | 518 | 298500 | 518500
[5 empty] | 299500518500 | 518 | 299500 | 518500
[5 empty] | 300500518500 | 518 | 300500 | 518500
[5 empty] | 301500518500 | 518 | 301500 | 518500
[5 empty] | 302500518500 | 518 | 302500 | 518500
[5 empty] | 303500518500 | 518 | 303500 | 518500
[5 empty] | 304500518500 | 518 | 304500 | 518500
[5 empty] | 305500518500 | 518 | 305500 | 518500
[5 empty] | 306500518500 | 518 | 306500 | 518500
[5 empty] | 307500518500 | 518 | 307500 | 518500
[5 empty] | 308500518500 | 518 | 308500 | 518500
[5 empty] | 309500518500 | 518 | 309500 | 518500
[5 empty] | 310500518500 | 518 | 310500 | 518500
[5 empty] | 311500518500 | 518 | 311500 | 518500
[5 empty] | 296500517500 | 518 | 296500 | 517500
[5 empty] | 297500517500 | 518 | 297500 | 517500
[5 empty] | 298500517500 | 518 | 298500 | 517500
[5 empty] | 299500517500 | 518 | 299500 | 517500
[5 empty] | 300500517500 | 518 | 300500 | 517500
[5 empty] | 301500517500 | 518 | 301500 | 517500
[5 empty] | 302500517500 | 518 | 302500 | 517500
[5 empty] | 303500517500 | 518 | 303500 | 517500
[5 empty] | 304500517500 | 518 | 304500 | 517500
[5 empty] | 305500517500 | 518 | 305500 | 517500
[5 empty] | 306500517500 | 518 | 306500 | 517500
[5 empty] | 307500517500 | 518 | 307500 | 517500
[5 empty] | 308500517500 | 518 | 308500 | 517500
[5 empty] | 309500517500 | 518 | 309500 | 517500
[5 empty] | 310500517500 | 518 | 310500 | 517500
[5 empty] | 311500517500 | 518 | 311500 | 517500
[5 empty] | 295500516500 | 518 | 295500 | 516500
[5 empty] | 296500516500 | 518 | 296500 | 516500
[5 empty] | 297500516500 | 518 | 297500 | 516500
[5 empty] | 298500516500 | 518 | 298500 | 516500
[5 empty] | 299500516500 | 518 | 299500 | 516500
[5 empty] | 300500516500 | 518 | 300500 | 516500
[5 empty] | 301500516500 | 518 | 301500 | 516500
[5 empty] | 302500516500 | 518 | 302500 | 516500
[5 empty] | 303500516500 | 518 | 303500 | 516500
[5 empty] | 304500516500 | 518 | 304500 | 516500
[5 empty] | 305500516500 | 518 | 305500 | 516500
[5 empty] | 306500516500 | 518 | 306500 | 516500
[5 empty] | 307500516500 | 518 | 307500 | 516500
[5 empty] | 308500516500 | 518 | 308500 | 516500
[5 empty] | 309500516500 | 518 | 309500 | 516500
[5 empty] | 310500516500 | 518 | 310500 | 516500
[5 empty] | 311500516500 | 518 | 311500 | 516500
[5 empty] | 294500515500 | 518 | 294500 | 515500
[5 empty] | 295500515500 | 518 | 295500 | 515500
[5 empty] | 296500515500 | 518 | 296500 | 515500
[5 empty] | 297500515500 | 518 | 297500 | 515500
[5 empty] | 298500515500 | 518 | 298500 | 515500
[5 empty] | 299500515500 | 518 | 299500 | 515500
[5 empty] | 300500515500 | 518 | 300500 | 515500
[5 empty] | 301500515500 | 518 | 301500 | 515500
[5 empty] | 302500515500 | 518 | 302500 | 515500
[5 empty] | 303500515500 | 518 | 303500 | 515500
[5 empty] | 304500515500 | 518 | 304500 | 515500
[5 empty] | 305500515500 | 518 | 305500 | 515500
[5 empty] | 306500515500 | 518 | 306500 | 515500
[5 empty] | 307500515500 | 518 | 307500 | 515500
[5 empty] | 308500515500 | 518 | 308500 | 515500
[5 empty] | 309500515500 | 518 | 309500 | 515500
[5 empty] | 310500515500 | 518 | 310500 | 515500
[5 empty] | 311500515500 | 518 | 311500 | 515500
[5 empty] | 312500515500 | 518 | 312500 | 515500
[5 empty] | 313500515500 | 518 | 313500 | 515500
[5 empty] | 314500515500 | 518 | 314500 | 515500
[5 empty] | 315500515500 | 518 | 315500 | 515500
[5 empty] | 293500514500 | 518 | 293500 | 514500
[5 empty] | 294500514500 | 518 | 294500 | 514500
[5 empty] | 295500514500 | 518 | 295500 | 514500
[5 empty] | 296500514500 | 518 | 296500 | 514500
[5 empty] | 297500514500 | 518 | 297500 | 514500
[5 empty] | 298500514500 | 518 | 298500 | 514500
[5 empty] | 299500514500 | 518 | 299500 | 514500
[5 empty] | 300500514500 | 518 | 300500 | 514500
[5 empty] | 301500514500 | 518 | 301500 | 514500
[5 empty] | 302500514500 | 518 | 302500 | 514500
[5 empty] | 303500514500 | 518 | 303500 | 514500
[5 empty] | 304500514500 | 518 | 304500 | 514500
[5 empty] | 305500514500 | 518 | 305500 | 514500
[5 empty] | 306500514500 | 518 | 306500 | 514500
[5 empty] | 307500514500 | 518 | 307500 | 514500
[5 empty] | 308500514500 | 518 | 308500 | 514500
[5 empty] | 309500514500 | 518 | 309500 | 514500
[5 empty] | 310500514500 | 518 | 310500 | 514500
[5 empty] | 311500514500 | 518 | 311500 | 514500
[5 empty] | 312500514500 | 518 | 312500 | 514500
[5 empty] | 313500514500 | 518 | 313500 | 514500
[5 empty] | 314500514500 | 518 | 314500 | 514500
[5 empty] | 315500514500 | 518 | 315500 | 514500
[5 empty] | 316500514500 | 518 | 316500 | 514500
[5 empty] | 294500513500 | 518 | 294500 | 513500
[5 empty] | 295500513500 | 518 | 295500 | 513500
[5 empty] | 296500513500 | 518 | 296500 | 513500
[5 empty] | 297500513500 | 518 | 297500 | 513500
[5 empty] | 298500513500 | 518 | 298500 | 513500
[5 empty] | 299500513500 | 518 | 299500 | 513500
[5 empty] | 300500513500 | 518 | 300500 | 513500
[5 empty] | 301500513500 | 518 | 301500 | 513500
[5 empty] | 302500513500 | 518 | 302500 | 513500
[5 empty] | 303500513500 | 518 | 303500 | 513500
[5 empty] | 304500513500 | 518 | 304500 | 513500
[5 empty] | 305500513500 | 518 | 305500 | 513500
[5 empty] | 306500513500 | 518 | 306500 | 513500
[5 empty] | 307500513500 | 518 | 307500 | 513500
[5 empty] | 308500513500 | 518 | 308500 | 513500
[5 empty] | 309500513500 | 518 | 309500 | 513500
[5 empty] | 310500513500 | 518 | 310500 | 513500
[5 empty] | 311500513500 | 518 | 311500 | 513500
[5 empty] | 312500513500 | 518 | 312500 | 513500
[5 empty] | 313500513500 | 518 | 313500 | 513500
[5 empty] | 314500513500 | 518 | 314500 | 513500
[5 empty] | 315500513500 | 518 | 315500 | 513500
[5 empty] | 316500513500 | 518 | 316500 | 513500
[5 empty] | 317500513500 | 518 | 317500 | 513500
[5 empty] | 318500513500 | 518 | 318500 | 513500
[5 empty] | 294500512500 | 518 | 294500 | 512500
[5 empty] | 295500512500 | 518 | 295500 | 512500
[5 empty] | 296500512500 | 518 | 296500 | 512500
[5 empty] | 297500512500 | 518 | 297500 | 512500
[5 empty] | 298500512500 | 518 | 298500 | 512500
[5 empty] | 299500512500 | 518 | 299500 | 512500
[5 empty] | 300500512500 | 518 | 300500 | 512500
[5 empty] | 301500512500 | 518 | 301500 | 512500
[5 empty] | 302500512500 | 518 | 302500 | 512500
[5 empty] | 303500512500 | 518 | 303500 | 512500
[5 empty] | 304500512500 | 518 | 304500 | 512500
[5 empty] | 305500512500 | 518 | 305500 | 512500
[5 empty] | 306500512500 | 518 | 306500 | 512500
[5 empty] | 307500512500 | 518 | 307500 | 512500
[5 empty] | 308500512500 | 518 | 308500 | 512500
[5 empty] | 309500512500 | 518 | 309500 | 512500
[5 empty] | 310500512500 | 518 | 310500 | 512500
[5 empty] | 311500512500 | 518 | 311500 | 512500
[5 empty] | 312500512500 | 518 | 312500 | 512500
[5 empty] | 313500512500 | 518 | 313500 | 512500
[5 empty] | 314500512500 | 518 | 314500 | 512500
[5 empty] | 315500512500 | 518 | 315500 | 512500
[5 empty] | 316500512500 | 518 | 316500 | 512500
[5 empty] | 317500512500 | 518 | 317500 | 512500
[5 empty] | 318500512500 | 518 | 318500 | 512500
[5 empty] | 319500512500 | 518 | 319500 | 512500
[5 empty] | 295500511500 | 518 | 295500 | 511500
[5 empty] | 296500511500 | 518 | 296500 | 511500
[5 empty] | 297500511500 | 518 | 297500 | 511500
[5 empty] | 298500511500 | 518 | 298500 | 511500
[5 empty] | 299500511500 | 518 | 299500 | 511500
[5 empty] | 300500511500 | 518 | 300500 | 511500
[5 empty] | 301500511500 | 518 | 301500 | 511500
[5 empty] | 302500511500 | 518 | 302500 | 511500
[5 empty] | 303500511500 | 518 | 303500 | 511500
[5 empty] | 304500511500 | 518 | 304500 | 511500
[5 empty] | 305500511500 | 518 | 305500 | 511500
[5 empty] | 306500511500 | 518 | 306500 | 511500
[5 empty] | 307500511500 | 518 | 307500 | 511500
[5 empty] | 308500511500 | 518 | 308500 | 511500
[5 empty] | 309500511500 | 518 | 309500 | 511500
[5 empty] | 310500511500 | 518 | 310500 | 511500
[5 empty] | 311500511500 | 518 | 311500 | 511500
[5 empty] | 312500511500 | 518 | 312500 | 511500
[5 empty] | 313500511500 | 518 | 313500 | 511500
[5 empty] | 314500511500 | 518 | 314500 | 511500
[5 empty] | 315500511500 | 518 | 315500 | 511500
[5 empty] | 316500511500 | 518 | 316500 | 511500
[5 empty] | 317500511500 | 518 | 317500 | 511500
[5 empty] | 318500511500 | 518 | 318500 | 511500
[5 empty] | 319500511500 | 518 | 319500 | 511500
[5 empty] | 320500511500 | 518 | 320500 | 511500
[5 empty] | 321500511500 | 518 | 321500 | 511500
[5 empty] | 296500510500 | 518 | 296500 | 510500
[5 empty] | 297500510500 | 518 | 297500 | 510500
[5 empty] | 298500510500 | 518 | 298500 | 510500
[5 empty] | 299500510500 | 518 | 299500 | 510500
[5 empty] | 300500510500 | 518 | 300500 | 510500
[5 empty] | 301500510500 | 518 | 301500 | 510500
[5 empty] | 302500510500 | 518 | 302500 | 510500
[5 empty] | 303500510500 | 518 | 303500 | 510500
[5 empty] | 304500510500 | 518 | 304500 | 510500
[5 empty] | 305500510500 | 518 | 305500 | 510500
[5 empty] | 306500510500 | 518 | 306500 | 510500
[5 empty] | 307500510500 | 518 | 307500 | 510500
[5 empty] | 308500510500 | 518 | 308500 | 510500
[5 empty] | 309500510500 | 518 | 309500 | 510500
[5 empty] | 310500510500 | 518 | 310500 | 510500
[5 empty] | 311500510500 | 518 | 311500 | 510500
[5 empty] | 312500510500 | 518 | 312500 | 510500
[5 empty] | 313500510500 | 518 | 313500 | 510500
[5 empty] | 314500510500 | 518 | 314500 | 510500
[5 empty] | 315500510500 | 518 | 315500 | 510500
[5 empty] | 316500510500 | 518 | 316500 | 510500
[5 empty] | 317500510500 | 518 | 317500 | 510500
[5 empty] | 318500510500 | 518 | 318500 | 510500
[5 empty] | 319500510500 | 518 | 319500 | 510500
[5 empty] | 320500510500 | 518 | 320500 | 510500
[5 empty] | 297500509500 | 518 | 297500 | 509500
[5 empty] | 298500509500 | 518 | 298500 | 509500
[5 empty] | 299500509500 | 518 | 299500 | 509500
[5 empty] | 300500509500 | 518 | 300500 | 509500
[5 empty] | 301500509500 | 518 | 301500 | 509500
[5 empty] | 302500509500 | 518 | 302500 | 509500
[5 empty] | 303500509500 | 518 | 303500 | 509500
[5 empty] | 304500509500 | 518 | 304500 | 509500
[5 empty] | 305500509500 | 518 | 305500 | 509500
[5 empty] | 306500509500 | 518 | 306500 | 509500
[5 empty] | 307500509500 | 518 | 307500 | 509500
[5 empty] | 308500509500 | 518 | 308500 | 509500
[5 empty] | 309500509500 | 518 | 309500 | 509500
[5 empty] | 310500509500 | 518 | 310500 | 509500
[5 empty] | 311500509500 | 518 | 311500 | 509500
[5 empty] | 312500509500 | 518 | 312500 | 509500
[5 empty] | 313500509500 | 518 | 313500 | 509500
[5 empty] | 314500509500 | 518 | 314500 | 509500
[5 empty] | 315500509500 | 518 | 315500 | 509500
[5 empty] | 316500509500 | 518 | 316500 | 509500
[5 empty] | 317500509500 | 518 | 317500 | 509500
[5 empty] | 318500509500 | 518 | 318500 | 509500
[5 empty] | 319500509500 | 518 | 319500 | 509500
[5 empty] | 320500509500 | 518 | 320500 | 509500
[5 empty] | 321500509500 | 518 | 321500 | 509500
[5 empty] | 297500508500 | 518 | 297500 | 508500
[5 empty] | 298500508500 | 518 | 298500 | 508500
[5 empty] | 299500508500 | 518 | 299500 | 508500
[5 empty] | 300500508500 | 518 | 300500 | 508500
[5 empty] | 301500508500 | 518 | 301500 | 508500
[5 empty] | 302500508500 | 518 | 302500 | 508500
[5 empty] | 303500508500 | 518 | 303500 | 508500
[5 empty] | 304500508500 | 518 | 304500 | 508500
[5 empty] | 305500508500 | 518 | 305500 | 508500
[5 empty] | 306500508500 | 518 | 306500 | 508500
[5 empty] | 307500508500 | 518 | 307500 | 508500
[5 empty] | 308500508500 | 518 | 308500 | 508500
[5 empty] | 309500508500 | 518 | 309500 | 508500
[5 empty] | 310500508500 | 518 | 310500 | 508500
[5 empty] | 311500508500 | 518 | 311500 | 508500
[5 empty] | 312500508500 | 518 | 312500 | 508500
[5 empty] | 313500508500 | 518 | 313500 | 508500
[5 empty] | 314500508500 | 518 | 314500 | 508500
[5 empty] | 315500508500 | 518 | 315500 | 508500
[5 empty] | 316500508500 | 518 | 316500 | 508500
[5 empty] | 317500508500 | 518 | 317500 | 508500
[5 empty] | 318500508500 | 518 | 318500 | 508500
[5 empty] | 319500508500 | 518 | 319500 | 508500
[5 empty] | 320500508500 | 518 | 320500 | 508500
[5 empty] | 321500508500 | 518 | 321500 | 508500
[5 empty] | 322500508500 | 518 | 322500 | 508500
[5 empty] | 298500507500 | 518 | 298500 | 507500
[5 empty] | 299500507500 | 518 | 299500 | 507500
[5 empty] | 300500507500 | 518 | 300500 | 507500
[5 empty] | 301500507500 | 518 | 301500 | 507500
[5 empty] | 302500507500 | 518 | 302500 | 507500
[5 empty] | 303500507500 | 518 | 303500 | 507500
[5 empty] | 304500507500 | 518 | 304500 | 507500
[5 empty] | 305500507500 | 518 | 305500 | 507500
[5 empty] | 306500507500 | 518 | 306500 | 507500
[5 empty] | 307500507500 | 518 | 307500 | 507500
[5 empty] | 308500507500 | 518 | 308500 | 507500
[5 empty] | 309500507500 | 518 | 309500 | 507500
[5 empty] | 310500507500 | 518 | 310500 | 507500
[5 empty] | 311500507500 | 518 | 311500 | 507500
[5 empty] | 312500507500 | 518 | 312500 | 507500
[5 empty] | 313500507500 | 518 | 313500 | 507500
[5 empty] | 314500507500 | 518 | 314500 | 507500
[5 empty] | 315500507500 | 518 | 315500 | 507500
[5 empty] | 316500507500 | 518 | 316500 | 507500
[5 empty] | 317500507500 | 518 | 317500 | 507500
[5 empty] | 318500507500 | 518 | 318500 | 507500
[5 empty] | 319500507500 | 518 | 319500 | 507500
[5 empty] | 320500507500 | 518 | 320500 | 507500
[5 empty] | 321500507500 | 518 | 321500 | 507500
[5 empty] | 322500507500 | 518 | 322500 | 507500
[5 empty] | 323500507500 | 518 | 323500 | 507500
[5 empty] | 298500506500 | 518 | 298500 | 506500
[5 empty] | 299500506500 | 518 | 299500 | 506500
[5 empty] | 300500506500 | 518 | 300500 | 506500
[5 empty] | 301500506500 | 518 | 301500 | 506500
[5 empty] | 302500506500 | 518 | 302500 | 506500
[5 empty] | 303500506500 | 518 | 303500 | 506500
[5 empty] | 304500506500 | 518 | 304500 | 506500
[5 empty] | 305500506500 | 518 | 305500 | 506500
[5 empty] | 306500506500 | 518 | 306500 | 506500
[5 empty] | 307500506500 | 518 | 307500 | 506500
[5 empty] | 308500506500 | 518 | 308500 | 506500
[5 empty] | 309500506500 | 518 | 309500 | 506500
[5 empty] | 310500506500 | 518 | 310500 | 506500
[5 empty] | 311500506500 | 518 | 311500 | 506500
[5 empty] | 312500506500 | 518 | 312500 | 506500
[5 empty] | 313500506500 | 518 | 313500 | 506500
[5 empty] | 314500506500 | 518 | 314500 | 506500
[5 empty] | 315500506500 | 518 | 315500 | 506500
[5 empty] | 316500506500 | 518 | 316500 | 506500
[5 empty] | 317500506500 | 518 | 317500 | 506500
[5 empty] | 318500506500 | 518 | 318500 | 506500
[5 empty] | 319500506500 | 518 | 319500 | 506500
[5 empty] | 320500506500 | 518 | 320500 | 506500
[5 empty] | 321500506500 | 518 | 321500 | 506500
[5 empty] | 322500506500 | 518 | 322500 | 506500
[5 empty] | 323500506500 | 518 | 323500 | 506500
[5 empty] | 324500506500 | 518 | 324500 | 506500
[5 empty] | 299500505500 | 518 | 299500 | 505500
[5 empty] | 300500505500 | 518 | 300500 | 505500
[5 empty] | 301500505500 | 518 | 301500 | 505500
[5 empty] | 302500505500 | 518 | 302500 | 505500
[5 empty] | 303500505500 | 518 | 303500 | 505500
[5 empty] | 304500505500 | 518 | 304500 | 505500
[5 empty] | 305500505500 | 518 | 305500 | 505500
[5 empty] | 306500505500 | 518 | 306500 | 505500
[5 empty] | 307500505500 | 518 | 307500 | 505500
[5 empty] | 308500505500 | 518 | 308500 | 505500
[5 empty] | 309500505500 | 518 | 309500 | 505500
[5 empty] | 310500505500 | 518 | 310500 | 505500
[5 empty] | 311500505500 | 518 | 311500 | 505500
[5 empty] | 312500505500 | 518 | 312500 | 505500
[5 empty] | 313500505500 | 518 | 313500 | 505500
[5 empty] | 314500505500 | 518 | 314500 | 505500
[5 empty] | 315500505500 | 518 | 315500 | 505500
[5 empty] | 316500505500 | 518 | 316500 | 505500
[5 empty] | 317500505500 | 518 | 317500 | 505500
[5 empty] | 318500505500 | 518 | 318500 | 505500
[5 empty] | 319500505500 | 518 | 319500 | 505500
[5 empty] | 320500505500 | 518 | 320500 | 505500
[5 empty] | 321500505500 | 518 | 321500 | 505500
[5 empty] | 322500505500 | 518 | 322500 | 505500
[5 empty] | 323500505500 | 518 | 323500 | 505500
[5 empty] | 324500505500 | 518 | 324500 | 505500
[5 empty] | 300500504500 | 518 | 300500 | 504500
[5 empty] | 301500504500 | 518 | 301500 | 504500
[5 empty] | 302500504500 | 518 | 302500 | 504500
[5 empty] | 303500504500 | 518 | 303500 | 504500
[5 empty] | 304500504500 | 518 | 304500 | 504500
[5 empty] | 305500504500 | 518 | 305500 | 504500
[5 empty] | 306500504500 | 518 | 306500 | 504500
[5 empty] | 307500504500 | 518 | 307500 | 504500
[5 empty] | 308500504500 | 518 | 308500 | 504500
[5 empty] | 309500504500 | 518 | 309500 | 504500
[5 empty] | 310500504500 | 518 | 310500 | 504500
[5 empty] | 311500504500 | 518 | 311500 | 504500
[5 empty] | 312500504500 | 518 | 312500 | 504500
[5 empty] | 313500504500 | 518 | 313500 | 504500
[5 empty] | 314500504500 | 518 | 314500 | 504500
[5 empty] | 315500504500 | 518 | 315500 | 504500
[5 empty] | 316500504500 | 518 | 316500 | 504500
[5 empty] | 317500504500 | 518 | 317500 | 504500
[5 empty] | 318500504500 | 518 | 318500 | 504500
[5 empty] | 319500504500 | 518 | 319500 | 504500
[5 empty] | 320500504500 | 518 | 320500 | 504500
[5 empty] | 321500504500 | 518 | 321500 | 504500
[5 empty] | 322500504500 | 518 | 322500 | 504500
[5 empty] | 323500504500 | 518 | 323500 | 504500
[5 empty] | 324500504500 | 518 | 324500 | 504500
[5 empty] | 301500503500 | 518 | 301500 | 503500
[5 empty] | 302500503500 | 518 | 302500 | 503500
[5 empty] | 303500503500 | 518 | 303500 | 503500
[5 empty] | 304500503500 | 518 | 304500 | 503500
[5 empty] | 305500503500 | 518 | 305500 | 503500
[5 empty] | 306500503500 | 518 | 306500 | 503500
[5 empty] | 307500503500 | 518 | 307500 | 503500
[5 empty] | 308500503500 | 518 | 308500 | 503500
[5 empty] | 309500503500 | 518 | 309500 | 503500
[5 empty] | 310500503500 | 518 | 310500 | 503500
[5 empty] | 311500503500 | 518 | 311500 | 503500
[5 empty] | 312500503500 | 518 | 312500 | 503500
[5 empty] | 313500503500 | 518 | 313500 | 503500
[5 empty] | 314500503500 | 518 | 314500 | 503500
[5 empty] | 315500503500 | 518 | 315500 | 503500
[5 empty] | 316500503500 | 518 | 316500 | 503500
[5 empty] | 317500503500 | 518 | 317500 | 503500
[5 empty] | 318500503500 | 518 | 318500 | 503500
[5 empty] | 319500503500 | 518 | 319500 | 503500
[5 empty] | 320500503500 | 518 | 320500 | 503500
[5 empty] | 321500503500 | 518 | 321500 | 503500
[5 empty] | 322500503500 | 518 | 322500 | 503500
[5 empty] | 323500503500 | 518 | 323500 | 503500
[5 empty] | 324500503500 | 518 | 324500 | 503500
[5 empty] | 325500503500 | 518 | 325500 | 503500
[5 empty] | 326500503500 | 518 | 326500 | 503500
[5 empty] | 327500503500 | 518 | 327500 | 503500
[5 empty] | 301500502500 | 518 | 301500 | 502500
[5 empty] | 302500502500 | 518 | 302500 | 502500
[5 empty] | 303500502500 | 518 | 303500 | 502500
[5 empty] | 304500502500 | 518 | 304500 | 502500
[5 empty] | 305500502500 | 518 | 305500 | 502500
[5 empty] | 306500502500 | 518 | 306500 | 502500
[5 empty] | 307500502500 | 518 | 307500 | 502500
[5 empty] | 308500502500 | 518 | 308500 | 502500
[5 empty] | 309500502500 | 518 | 309500 | 502500
[5 empty] | 310500502500 | 518 | 310500 | 502500
[5 empty] | 311500502500 | 518 | 311500 | 502500
[5 empty] | 312500502500 | 518 | 312500 | 502500
[5 empty] | 313500502500 | 518 | 313500 | 502500
[5 empty] | 314500502500 | 518 | 314500 | 502500
[5 empty] | 315500502500 | 518 | 315500 | 502500
[5 empty] | 316500502500 | 518 | 316500 | 502500
[5 empty] | 317500502500 | 518 | 317500 | 502500
[5 empty] | 318500502500 | 518 | 318500 | 502500
[5 empty] | 319500502500 | 518 | 319500 | 502500
[5 empty] | 320500502500 | 518 | 320500 | 502500
[5 empty] | 321500502500 | 518 | 321500 | 502500
[5 empty] | 322500502500 | 518 | 322500 | 502500
[5 empty] | 323500502500 | 518 | 323500 | 502500
[5 empty] | 324500502500 | 518 | 324500 | 502500
[5 empty] | 325500502500 | 518 | 325500 | 502500
[5 empty] | 326500502500 | 518 | 326500 | 502500
[5 empty] | 302500501500 | 518 | 302500 | 501500
[5 empty] | 303500501500 | 518 | 303500 | 501500
[5 empty] | 304500501500 | 518 | 304500 | 501500
[5 empty] | 305500501500 | 518 | 305500 | 501500
[5 empty] | 306500501500 | 518 | 306500 | 501500
[5 empty] | 307500501500 | 518 | 307500 | 501500
[5 empty] | 308500501500 | 518 | 308500 | 501500
[5 empty] | 309500501500 | 518 | 309500 | 501500
[5 empty] | 310500501500 | 518 | 310500 | 501500
[5 empty] | 311500501500 | 518 | 311500 | 501500
[5 empty] | 312500501500 | 518 | 312500 | 501500
[5 empty] | 313500501500 | 518 | 313500 | 501500
[5 empty] | 314500501500 | 518 | 314500 | 501500
[5 empty] | 315500501500 | 518 | 315500 | 501500
[5 empty] | 316500501500 | 518 | 316500 | 501500
[5 empty] | 317500501500 | 518 | 317500 | 501500
[5 empty] | 318500501500 | 518 | 318500 | 501500
[5 empty] | 319500501500 | 518 | 319500 | 501500
[5 empty] | 320500501500 | 518 | 320500 | 501500
[5 empty] | 321500501500 | 518 | 321500 | 501500
[5 empty] | 322500501500 | 518 | 322500 | 501500
[5 empty] | 323500501500 | 518 | 323500 | 501500
[5 empty] | 324500501500 | 518 | 324500 | 501500
[5 empty] | 303500500500 | 518 | 303500 | 500500
[5 empty] | 304500500500 | 518 | 304500 | 500500
[5 empty] | 305500500500 | 518 | 305500 | 500500
[5 empty] | 306500500500 | 518 | 306500 | 500500
[5 empty] | 307500500500 | 518 | 307500 | 500500
[5 empty] | 308500500500 | 518 | 308500 | 500500
[5 empty] | 309500500500 | 518 | 309500 | 500500
[5 empty] | 310500500500 | 518 | 310500 | 500500
[5 empty] | 311500500500 | 518 | 311500 | 500500
[5 empty] | 312500500500 | 518 | 312500 | 500500
[5 empty] | 313500500500 | 518 | 313500 | 500500
[5 empty] | 314500500500 | 518 | 314500 | 500500
[5 empty] | 315500500500 | 518 | 315500 | 500500
[5 empty] | 316500500500 | 518 | 316500 | 500500
[5 empty] | 317500500500 | 518 | 317500 | 500500
[5 empty] | 318500500500 | 518 | 318500 | 500500
[5 empty] | 319500500500 | 518 | 319500 | 500500
[5 empty] | 320500500500 | 518 | 320500 | 500500
[5 empty] | 321500500500 | 518 | 321500 | 500500
[5 empty] | 322500500500 | 518 | 322500 | 500500
[5 empty] | 323500500500 | 518 | 323500 | 500500
[5 empty] | 303500499500 | 518 | 303500 | 499500
[5 empty] | 304500499500 | 518 | 304500 | 499500
[5 empty] | 305500499500 | 518 | 305500 | 499500
[5 empty] | 306500499500 | 518 | 306500 | 499500
[5 empty] | 307500499500 | 518 | 307500 | 499500
[5 empty] | 308500499500 | 518 | 308500 | 499500
[5 empty] | 309500499500 | 518 | 309500 | 499500
[5 empty] | 310500499500 | 518 | 310500 | 499500
[5 empty] | 311500499500 | 518 | 311500 | 499500
[5 empty] | 312500499500 | 518 | 312500 | 499500
[5 empty] | 313500499500 | 518 | 313500 | 499500
[5 empty] | 314500499500 | 518 | 314500 | 499500
[5 empty] | 315500499500 | 518 | 315500 | 499500
[5 empty] | 316500499500 | 518 | 316500 | 499500
[5 empty] | 317500499500 | 518 | 317500 | 499500
[5 empty] | 318500499500 | 518 | 318500 | 499500
[5 empty] | 319500499500 | 518 | 319500 | 499500
[5 empty] | 320500499500 | 518 | 320500 | 499500
[5 empty] | 321500499500 | 518 | 321500 | 499500
[5 empty] | 322500499500 | 518 | 322500 | 499500
[5 empty] | 323500499500 | 518 | 323500 | 499500
[5 empty] | 304500498500 | 518 | 304500 | 498500
[5 empty] | 305500498500 | 518 | 305500 | 498500
[5 empty] | 306500498500 | 518 | 306500 | 498500
[5 empty] | 307500498500 | 518 | 307500 | 498500
[5 empty] | 308500498500 | 518 | 308500 | 498500
[5 empty] | 309500498500 | 518 | 309500 | 498500
[5 empty] | 310500498500 | 518 | 310500 | 498500
[5 empty] | 311500498500 | 518 | 311500 | 498500
[5 empty] | 312500498500 | 518 | 312500 | 498500
[5 empty] | 313500498500 | 518 | 313500 | 498500
[5 empty] | 314500498500 | 518 | 314500 | 498500
[5 empty] | 315500498500 | 518 | 315500 | 498500
[5 empty] | 316500498500 | 518 | 316500 | 498500
[5 empty] | 317500498500 | 518 | 317500 | 498500
[5 empty] | 318500498500 | 518 | 318500 | 498500
[5 empty] | 319500498500 | 518 | 319500 | 498500
[5 empty] | 320500498500 | 518 | 320500 | 498500
[5 empty] | 321500498500 | 518 | 321500 | 498500
[5 empty] | 322500498500 | 518 | 322500 | 498500
[5 empty] | 304500497500 | 518 | 304500 | 497500
[5 empty] | 305500497500 | 518 | 305500 | 497500
[5 empty] | 306500497500 | 518 | 306500 | 497500
[5 empty] | 307500497500 | 518 | 307500 | 497500
[5 empty] | 308500497500 | 518 | 308500 | 497500
[5 empty] | 309500497500 | 518 | 309500 | 497500
[5 empty] | 310500497500 | 518 | 310500 | 497500
[5 empty] | 311500497500 | 518 | 311500 | 497500
[5 empty] | 312500497500 | 518 | 312500 | 497500
[5 empty] | 313500497500 | 518 | 313500 | 497500
[5 empty] | 314500497500 | 518 | 314500 | 497500
[5 empty] | 315500497500 | 518 | 315500 | 497500
[5 empty] | 316500497500 | 518 | 316500 | 497500
[5 empty] | 317500497500 | 518 | 317500 | 497500
[5 empty] | 318500497500 | 518 | 318500 | 497500
[5 empty] | 319500497500 | 518 | 319500 | 497500
[5 empty] | 320500497500 | 518 | 320500 | 497500
[5 empty] | 321500497500 | 518 | 321500 | 497500
[5 empty] | 322500497500 | 518 | 322500 | 497500
[5 empty] | 305500496500 | 518 | 305500 | 496500
[5 empty] | 306500496500 | 518 | 306500 | 496500
[5 empty] | 307500496500 | 518 | 307500 | 496500
[5 empty] | 308500496500 | 518 | 308500 | 496500
[5 empty] | 309500496500 | 518 | 309500 | 496500
[5 empty] | 310500496500 | 518 | 310500 | 496500
[5 empty] | 311500496500 | 518 | 311500 | 496500
[5 empty] | 312500496500 | 518 | 312500 | 496500
[5 empty] | 313500496500 | 518 | 313500 | 496500
[5 empty] | 314500496500 | 518 | 314500 | 496500
[5 empty] | 315500496500 | 518 | 315500 | 496500
[5 empty] | 316500496500 | 518 | 316500 | 496500
[5 empty] | 317500496500 | 518 | 317500 | 496500
[5 empty] | 318500496500 | 518 | 318500 | 496500
[5 empty] | 319500496500 | 518 | 319500 | 496500
[5 empty] | 320500496500 | 518 | 320500 | 496500
[5 empty] | 321500496500 | 518 | 321500 | 496500
[5 empty] | 306500495500 | 518 | 306500 | 495500
[5 empty] | 307500495500 | 518 | 307500 | 495500
[5 empty] | 308500495500 | 518 | 308500 | 495500
[5 empty] | 309500495500 | 518 | 309500 | 495500
[5 empty] | 310500495500 | 518 | 310500 | 495500
[5 empty] | 311500495500 | 518 | 311500 | 495500
[5 empty] | 312500495500 | 518 | 312500 | 495500
[5 empty] | 313500495500 | 518 | 313500 | 495500
[5 empty] | 314500495500 | 518 | 314500 | 495500
[5 empty] | 315500495500 | 518 | 315500 | 495500
[5 empty] | 316500495500 | 518 | 316500 | 495500
[5 empty] | 317500495500 | 518 | 317500 | 495500
[5 empty] | 318500495500 | 518 | 318500 | 495500
[5 empty] | 319500495500 | 518 | 319500 | 495500
[5 empty] | 320500495500 | 518 | 320500 | 495500
[5 empty] | 307500494500 | 518 | 307500 | 494500
[5 empty] | 308500494500 | 518 | 308500 | 494500
[5 empty] | 309500494500 | 518 | 309500 | 494500
[5 empty] | 310500494500 | 518 | 310500 | 494500
[5 empty] | 311500494500 | 518 | 311500 | 494500
[5 empty] | 312500494500 | 518 | 312500 | 494500
[5 empty] | 313500494500 | 518 | 313500 | 494500
[5 empty] | 314500494500 | 518 | 314500 | 494500
[5 empty] | 315500494500 | 518 | 315500 | 494500
[5 empty] | 316500494500 | 518 | 316500 | 494500
[5 empty] | 317500494500 | 518 | 317500 | 494500
[5 empty] | 318500494500 | 518 | 318500 | 494500
[5 empty] | 319500494500 | 518 | 319500 | 494500
[5 empty] | 320500494500 | 518 | 320500 | 494500
[5 empty] | 307500493500 | 518 | 307500 | 493500
[5 empty] | 308500493500 | 518 | 308500 | 493500
[5 empty] | 309500493500 | 518 | 309500 | 493500
[5 empty] | 310500493500 | 518 | 310500 | 493500
[5 empty] | 311500493500 | 518 | 311500 | 493500
[5 empty] | 312500493500 | 518 | 312500 | 493500
[5 empty] | 313500493500 | 518 | 313500 | 493500
[5 empty] | 314500493500 | 518 | 314500 | 493500
[5 empty] | 315500493500 | 518 | 315500 | 493500
[5 empty] | 316500493500 | 518 | 316500 | 493500
[5 empty] | 317500493500 | 518 | 317500 | 493500
[5 empty] | 318500493500 | 518 | 318500 | 493500
[5 empty] | 319500493500 | 518 | 319500 | 493500
[5 empty] | 307500492500 | 518 | 307500 | 492500
[5 empty] | 308500492500 | 518 | 308500 | 492500
[5 empty] | 309500492500 | 518 | 309500 | 492500
[5 empty] | 310500492500 | 518 | 310500 | 492500
[5 empty] | 311500492500 | 518 | 311500 | 492500
[5 empty] | 312500492500 | 518 | 312500 | 492500
[5 empty] | 313500492500 | 518 | 313500 | 492500
[5 empty] | 314500492500 | 518 | 314500 | 492500
[5 empty] | 315500492500 | 518 | 315500 | 492500
[5 empty] | 316500492500 | 518 | 316500 | 492500
[5 empty] | 317500492500 | 518 | 317500 | 492500
[5 empty] | 318500492500 | 518 | 318500 | 492500
[5 empty] | 307500491500 | 518 | 307500 | 491500
[5 empty] | 308500491500 | 518 | 308500 | 491500
[5 empty] | 309500491500 | 518 | 309500 | 491500
[5 empty] | 310500491500 | 518 | 310500 | 491500
[5 empty] | 311500491500 | 518 | 311500 | 491500
[5 empty] | 312500491500 | 518 | 312500 | 491500
[5 empty] | 313500491500 | 518 | 313500 | 491500
[5 empty] | 314500491500 | 518 | 314500 | 491500
[5 empty] | 315500491500 | 518 | 315500 | 491500
[5 empty] | 316500491500 | 518 | 316500 | 491500
[5 empty] | 317500491500 | 518 | 317500 | 491500
[5 empty] | 318500491500 | 518 | 318500 | 491500
[5 empty] | 319500491500 | 518 | 319500 | 491500
[5 empty] | 307500490500 | 518 | 307500 | 490500
[5 empty] | 308500490500 | 518 | 308500 | 490500
[5 empty] | 309500490500 | 518 | 309500 | 490500
[5 empty] | 310500490500 | 518 | 310500 | 490500
[5 empty] | 311500490500 | 518 | 311500 | 490500
[5 empty] | 312500490500 | 518 | 312500 | 490500
[5 empty] | 313500490500 | 518 | 313500 | 490500
[5 empty] | 314500490500 | 518 | 314500 | 490500
[5 empty] | 315500490500 | 518 | 315500 | 490500
[5 empty] | 316500490500 | 518 | 316500 | 490500
[5 empty] | 317500490500 | 518 | 317500 | 490500
[5 empty] | 318500490500 | 518 | 318500 | 490500
[5 empty] | 319500490500 | 518 | 319500 | 490500
[5 empty] | 307500489500 | 518 | 307500 | 489500
[5 empty] | 308500489500 | 518 | 308500 | 489500
[5 empty] | 309500489500 | 518 | 309500 | 489500
[5 empty] | 310500489500 | 518 | 310500 | 489500
[5 empty] | 311500489500 | 518 | 311500 | 489500
[5 empty] | 312500489500 | 518 | 312500 | 489500
[5 empty] | 313500489500 | 518 | 313500 | 489500
[5 empty] | 314500489500 | 518 | 314500 | 489500
[5 empty] | 315500489500 | 518 | 315500 | 489500
[5 empty] | 316500489500 | 518 | 316500 | 489500
[5 empty] | 317500489500 | 518 | 317500 | 489500
[5 empty] | 318500489500 | 518 | 318500 | 489500
[5 empty] | 319500489500 | 518 | 319500 | 489500
[5 empty] | 307500488500 | 518 | 307500 | 488500
[5 empty] | 308500488500 | 518 | 308500 | 488500
[5 empty] | 309500488500 | 518 | 309500 | 488500
[5 empty] | 310500488500 | 518 | 310500 | 488500
[5 empty] | 311500488500 | 518 | 311500 | 488500
[5 empty] | 312500488500 | 518 | 312500 | 488500
[5 empty] | 313500488500 | 518 | 313500 | 488500
[5 empty] | 314500488500 | 518 | 314500 | 488500
[5 empty] | 315500488500 | 518 | 315500 | 488500
[5 empty] | 316500488500 | 518 | 316500 | 488500
[5 empty] | 317500488500 | 518 | 317500 | 488500
[5 empty] | 318500488500 | 518 | 318500 | 488500
[5 empty] | 319500488500 | 518 | 319500 | 488500
[5 empty] | 307500487500 | 518 | 307500 | 487500
[5 empty] | 308500487500 | 518 | 308500 | 487500
[5 empty] | 309500487500 | 518 | 309500 | 487500
[5 empty] | 310500487500 | 518 | 310500 | 487500
[5 empty] | 311500487500 | 518 | 311500 | 487500
[5 empty] | 312500487500 | 518 | 312500 | 487500
[5 empty] | 313500487500 | 518 | 313500 | 487500
[5 empty] | 314500487500 | 518 | 314500 | 487500
[5 empty] | 315500487500 | 518 | 315500 | 487500
[5 empty] | 316500487500 | 518 | 316500 | 487500
[5 empty] | 317500487500 | 518 | 317500 | 487500
[5 empty] | 318500487500 | 518 | 318500 | 487500
[5 empty] | 319500487500 | 518 | 319500 | 487500
[5 empty] | 308500486500 | 518 | 308500 | 486500
[5 empty] | 309500486500 | 518 | 309500 | 486500
[5 empty] | 310500486500 | 518 | 310500 | 486500
[5 empty] | 311500486500 | 518 | 311500 | 486500
[5 empty] | 312500486500 | 518 | 312500 | 486500
[5 empty] | 313500486500 | 518 | 313500 | 486500
[5 empty] | 314500486500 | 518 | 314500 | 486500
[5 empty] | 315500486500 | 518 | 315500 | 486500
[5 empty] | 316500486500 | 518 | 316500 | 486500
[5 empty] | 317500486500 | 518 | 317500 | 486500
[5 empty] | 318500486500 | 518 | 318500 | 486500
[5 empty] | 319500486500 | 518 | 319500 | 486500
[5 empty] | 308500485500 | 518 | 308500 | 485500
[5 empty] | 309500485500 | 518 | 309500 | 485500
[5 empty] | 310500485500 | 518 | 310500 | 485500
[5 empty] | 311500485500 | 518 | 311500 | 485500
[5 empty] | 312500485500 | 518 | 312500 | 485500
[5 empty] | 313500485500 | 518 | 313500 | 485500
[5 empty] | 314500485500 | 518 | 314500 | 485500
[5 empty] | 315500485500 | 518 | 315500 | 485500
[5 empty] | 316500485500 | 518 | 316500 | 485500
[5 empty] | 317500485500 | 518 | 317500 | 485500
[5 empty] | 318500485500 | 518 | 318500 | 485500
[5 empty] | 319500485500 | 518 | 319500 | 485500
[5 empty] | 309500484500 | 518 | 309500 | 484500
[5 empty] | 310500484500 | 518 | 310500 | 484500
[5 empty] | 311500484500 | 518 | 311500 | 484500
[5 empty] | 312500484500 | 518 | 312500 | 484500
[5 empty] | 313500484500 | 518 | 313500 | 484500
[5 empty] | 314500484500 | 518 | 314500 | 484500
[5 empty] | 315500484500 | 518 | 315500 | 484500
[5 empty] | 316500484500 | 518 | 316500 | 484500
[5 empty] | 317500484500 | 518 | 317500 | 484500
[5 empty] | 318500484500 | 518 | 318500 | 484500
[5 empty] | 319500484500 | 518 | 319500 | 484500
[5 empty] | 320500484500 | 518 | 320500 | 484500
[5 empty] | 310500483500 | 518 | 310500 | 483500
[5 empty] | 311500483500 | 518 | 311500 | 483500
[5 empty] | 312500483500 | 518 | 312500 | 483500
[5 empty] | 313500483500 | 518 | 313500 | 483500
[5 empty] | 314500483500 | 518 | 314500 | 483500
[5 empty] | 315500483500 | 518 | 315500 | 483500
[5 empty] | 316500483500 | 518 | 316500 | 483500
[5 empty] | 317500483500 | 518 | 317500 | 483500
[5 empty] | 318500483500 | 518 | 318500 | 483500
[5 empty] | 319500483500 | 518 | 319500 | 483500
[5 empty] | 310500482500 | 518 | 310500 | 482500
[5 empty] | 311500482500 | 518 | 311500 | 482500
[5 empty] | 312500482500 | 518 | 312500 | 482500
[5 empty] | 313500482500 | 518 | 313500 | 482500
[5 empty] | 314500482500 | 518 | 314500 | 482500
[5 empty] | 315500482500 | 518 | 315500 | 482500
[5 empty] | 316500482500 | 518 | 316500 | 482500
[5 empty] | 317500482500 | 518 | 317500 | 482500
[5 empty] | 318500482500 | 518 | 318500 | 482500
[5 empty] | 319500482500 | 518 | 319500 | 482500
[5 empty] | 320500482500 | 518 | 320500 | 482500
[5 empty] | 311500481500 | 518 | 311500 | 481500
[5 empty] | 312500481500 | 518 | 312500 | 481500
[5 empty] | 313500481500 | 518 | 313500 | 481500
[5 empty] | 314500481500 | 518 | 314500 | 481500
[5 empty] | 315500481500 | 518 | 315500 | 481500
[5 empty] | 316500481500 | 518 | 316500 | 481500
[5 empty] | 317500481500 | 518 | 317500 | 481500
[5 empty] | 318500481500 | 518 | 318500 | 481500
[5 empty] | 319500481500 | 518 | 319500 | 481500
[5 empty] | 312500480500 | 518 | 312500 | 480500
[5 empty] | 313500480500 | 518 | 313500 | 480500
[5 empty] | 314500480500 | 518 | 314500 | 480500
[5 empty] | 315500480500 | 518 | 315500 | 480500
[5 empty] | 316500480500 | 518 | 316500 | 480500
[5 empty] | 317500480500 | 518 | 317500 | 480500
[5 empty] | 318500480500 | 518 | 318500 | 480500
[5 empty] | 312500479500 | 518 | 312500 | 479500
[5 empty] | 313500479500 | 518 | 313500 | 479500
[5 empty] | 314500479500 | 518 | 314500 | 479500
[5 empty] | 315500479500 | 518 | 315500 | 479500
[5 empty] | 316500479500 | 518 | 316500 | 479500
[5 empty] | 317500479500 | 518 | 317500 | 479500
[5 empty] | 318500479500 | 518 | 318500 | 479500
[5 empty] | 313500478500 | 518 | 313500 | 478500
[5 empty] | 314500478500 | 518 | 314500 | 478500
[5 empty] | 315500478500 | 518 | 315500 | 478500
[5 empty] | 316500478500 | 518 | 316500 | 478500
[5 empty] | 317500478500 | 518 | 317500 | 478500
[5 empty] | 318500478500 | 518 | 318500 | 478500
[5 empty] | 319500478500 | 518 | 319500 | 478500
[5 empty] | 313500477500 | 518 | 313500 | 477500
[5 empty] | 314500477500 | 518 | 314500 | 477500
[5 empty] | 315500477500 | 518 | 315500 | 477500
[5 empty] | 317500477500 | 518 | 317500 | 477500
[5 empty] | 489500295500 | 514 | 489500 | 295500
[5 empty] | 488500294500 | 514 | 488500 | 294500
[5 empty] | 489500294500 | 514 | 489500 | 294500
[5 empty] | 490500294500 | 514 | 490500 | 294500
[5 empty] | 488500293500 | 514 | 488500 | 293500
[5 empty] | 489500293500 | 514 | 489500 | 293500
[5 empty] | 490500293500 | 514 | 490500 | 293500
[5 empty] | 491500293500 | 514 | 491500 | 293500
[5 empty] | 487500292500 | 514 | 487500 | 292500
[5 empty] | 488500292500 | 514 | 488500 | 292500
[5 empty] | 489500292500 | 514 | 489500 | 292500
[5 empty] | 490500292500 | 514 | 490500 | 292500
[5 empty] | 491500292500 | 514 | 491500 | 292500
[5 empty] | 482500291500 | 514 | 482500 | 291500
[5 empty] | 483500291500 | 514 | 483500 | 291500
[5 empty] | 485500291500 | 514 | 485500 | 291500
[5 empty] | 486500291500 | 514 | 486500 | 291500
[5 empty] | 487500291500 | 514 | 487500 | 291500
[5 empty] | 488500291500 | 514 | 488500 | 291500
[5 empty] | 489500291500 | 514 | 489500 | 291500
[5 empty] | 492500291500 | 514 | 492500 | 291500
[5 empty] | 481500290500 | 514 | 481500 | 290500
[5 empty] | 482500290500 | 514 | 482500 | 290500
[5 empty] | 483500290500 | 514 | 483500 | 290500
[5 empty] | 484500290500 | 514 | 484500 | 290500
[5 empty] | 485500290500 | 514 | 485500 | 290500
[5 empty] | 486500290500 | 514 | 486500 | 290500
[5 empty] | 487500290500 | 514 | 487500 | 290500
[5 empty] | 488500290500 | 514 | 488500 | 290500
[5 empty] | 489500290500 | 514 | 489500 | 290500
[5 empty] | 490500290500 | 514 | 490500 | 290500
[5 empty] | 491500290500 | 514 | 491500 | 290500
[5 empty] | 492500290500 | 514 | 492500 | 290500
[5 empty] | 493500290500 | 514 | 493500 | 290500
[5 empty] | 494500290500 | 514 | 494500 | 290500
[5 empty] | 482500289500 | 514 | 482500 | 289500
[5 empty] | 483500289500 | 514 | 483500 | 289500
[5 empty] | 484500289500 | 514 | 484500 | 289500
[5 empty] | 485500289500 | 514 | 485500 | 289500
[5 empty] | 486500289500 | 514 | 486500 | 289500
[5 empty] | 487500289500 | 514 | 487500 | 289500
[5 empty] | 488500289500 | 514 | 488500 | 289500
[5 empty] | 489500289500 | 514 | 489500 | 289500
[5 empty] | 490500289500 | 514 | 490500 | 289500
[5 empty] | 491500289500 | 514 | 491500 | 289500
[5 empty] | 492500289500 | 514 | 492500 | 289500
[5 empty] | 493500289500 | 514 | 493500 | 289500
[5 empty] | 494500289500 | 514 | 494500 | 289500
[5 empty] | 483500288500 | 514 | 483500 | 288500
[5 empty] | 484500288500 | 514 | 484500 | 288500
[5 empty] | 485500288500 | 514 | 485500 | 288500
[5 empty] | 486500288500 | 514 | 486500 | 288500
[5 empty] | 487500288500 | 514 | 487500 | 288500
[5 empty] | 488500288500 | 514 | 488500 | 288500
[5 empty] | 489500288500 | 514 | 489500 | 288500
[5 empty] | 490500288500 | 514 | 490500 | 288500
[5 empty] | 491500288500 | 514 | 491500 | 288500
[5 empty] | 492500288500 | 514 | 492500 | 288500
[5 empty] | 493500288500 | 514 | 493500 | 288500
[5 empty] | 494500288500 | 514 | 494500 | 288500
[5 empty] | 483500287500 | 514 | 483500 | 287500
[5 empty] | 484500287500 | 514 | 484500 | 287500
[5 empty] | 485500287500 | 514 | 485500 | 287500
[5 empty] | 486500287500 | 514 | 486500 | 287500
[5 empty] | 487500287500 | 514 | 487500 | 287500
[5 empty] | 488500287500 | 514 | 488500 | 287500
[5 empty] | 489500287500 | 514 | 489500 | 287500
[5 empty] | 490500287500 | 514 | 490500 | 287500
[5 empty] | 491500287500 | 514 | 491500 | 287500
[5 empty] | 492500287500 | 514 | 492500 | 287500
[5 empty] | 485500286500 | 514 | 485500 | 286500
[5 empty] | 486500286500 | 514 | 486500 | 286500
[5 empty] | 487500286500 | 514 | 487500 | 286500
[5 empty] | 488500286500 | 514 | 488500 | 286500
[5 empty] | 490500286500 | 514 | 490500 | 286500
[5 empty] | 491500286500 | 514 | 491500 | 286500
[5 empty] | 492500286500 | 514 | 492500 | 286500
[5 empty] | 486500285500 | 514 | 486500 | 285500
[5 empty] | 487500285500 | 514 | 487500 | 285500
[5 empty] | 490500285500 | 514 | 490500 | 285500
[5 empty] | 415500245500 | 68 | 415500 | 245500
[5 empty] | 414500244500 | 68 | 414500 | 244500
[5 empty] | 415500244500 | 68 | 415500 | 244500
[5 empty] | 416500244500 | 68 | 416500 | 244500
[5 empty] | 413500243500 | 68 | 413500 | 243500
[5 empty] | 414500243500 | 68 | 414500 | 243500
[5 empty] | 415500243500 | 68 | 415500 | 243500
[5 empty] | 416500243500 | 68 | 416500 | 243500
[5 empty] | 417500243500 | 68 | 417500 | 243500
[5 empty] | 418500243500 | 68 | 418500 | 243500
[5 empty] | 412500242500 | 68 | 412500 | 242500
[5 empty] | 413500242500 | 68 | 413500 | 242500
[5 empty] | 414500242500 | 68 | 414500 | 242500
[5 empty] | 415500242500 | 68 | 415500 | 242500
[5 empty] | 416500242500 | 68 | 416500 | 242500
[5 empty] | 417500242500 | 68 | 417500 | 242500
[5 empty] | 418500242500 | 68 | 418500 | 242500
[5 empty] | 409500241500 | 68 | 409500 | 241500
[5 empty] | 410500241500 | 68 | 410500 | 241500
[5 empty] | 411500241500 | 68 | 411500 | 241500
[5 empty] | 412500241500 | 68 | 412500 | 241500
[5 empty] | 413500241500 | 68 | 413500 | 241500
[5 empty] | 414500241500 | 68 | 414500 | 241500
[5 empty] | 415500241500 | 68 | 415500 | 241500
[5 empty] | 416500241500 | 68 | 416500 | 241500
[5 empty] | 417500241500 | 68 | 417500 | 241500
[5 empty] | 418500241500 | 68 | 418500 | 241500
[5 empty] | 409500240500 | 68 | 409500 | 240500
[5 empty] | 410500240500 | 68 | 410500 | 240500
[5 empty] | 411500240500 | 68 | 411500 | 240500
[5 empty] | 412500240500 | 68 | 412500 | 240500
[5 empty] | 413500240500 | 68 | 413500 | 240500
[5 empty] | 414500240500 | 68 | 414500 | 240500
[5 empty] | 415500240500 | 68 | 415500 | 240500
[5 empty] | 416500240500 | 68 | 416500 | 240500
[5 empty] | 417500240500 | 68 | 417500 | 240500
[5 empty] | 418500240500 | 68 | 418500 | 240500
[5 empty] | 419500240500 | 68 | 419500 | 240500
[5 empty] | 410500239500 | 68 | 410500 | 239500
[5 empty] | 411500239500 | 68 | 411500 | 239500
[5 empty] | 412500239500 | 68 | 412500 | 239500
[5 empty] | 413500239500 | 68 | 413500 | 239500
[5 empty] | 414500239500 | 68 | 414500 | 239500
[5 empty] | 415500239500 | 68 | 415500 | 239500
[5 empty] | 416500239500 | 68 | 416500 | 239500
[5 empty] | 417500239500 | 68 | 417500 | 239500
[5 empty] | 418500239500 | 68 | 418500 | 239500
[5 empty] | 419500239500 | 68 | 419500 | 239500
[5 empty] | 420500239500 | 68 | 420500 | 239500
[5 empty] | 411500238500 | 68 | 411500 | 238500
[5 empty] | 412500238500 | 68 | 412500 | 238500
[5 empty] | 413500238500 | 68 | 413500 | 238500
[5 empty] | 414500238500 | 68 | 414500 | 238500
[5 empty] | 415500238500 | 68 | 415500 | 238500
[5 empty] | 416500238500 | 68 | 416500 | 238500
[5 empty] | 417500238500 | 68 | 417500 | 238500
[5 empty] | 418500238500 | 68 | 418500 | 238500
[5 empty] | 419500238500 | 68 | 419500 | 238500
[5 empty] | 420500238500 | 68 | 420500 | 238500
[5 empty] | 412500237500 | 68 | 412500 | 237500
[5 empty] | 413500237500 | 68 | 413500 | 237500
[5 empty] | 414500237500 | 68 | 414500 | 237500
[5 empty] | 415500237500 | 68 | 415500 | 237500
[5 empty] | 416500237500 | 68 | 416500 | 237500
[5 empty] | 417500237500 | 68 | 417500 | 237500
[5 empty] | 418500237500 | 68 | 418500 | 237500
[5 empty] | 419500237500 | 68 | 419500 | 237500
[5 empty] | 420500237500 | 68 | 420500 | 237500
[5 empty] | 421500237500 | 68 | 421500 | 237500
[5 empty] | 422500237500 | 68 | 422500 | 237500
[5 empty] | 424500237500 | 68 | 424500 | 237500
[5 empty] | 425500237500 | 68 | 425500 | 237500
[5 empty] | 412500236500 | 68 | 412500 | 236500
[5 empty] | 413500236500 | 68 | 413500 | 236500
[5 empty] | 414500236500 | 68 | 414500 | 236500
[5 empty] | 415500236500 | 68 | 415500 | 236500
[5 empty] | 416500236500 | 68 | 416500 | 236500
[5 empty] | 417500236500 | 68 | 417500 | 236500
[5 empty] | 418500236500 | 68 | 418500 | 236500
[5 empty] | 419500236500 | 68 | 419500 | 236500
[5 empty] | 420500236500 | 68 | 420500 | 236500
[5 empty] | 421500236500 | 68 | 421500 | 236500
[5 empty] | 422500236500 | 68 | 422500 | 236500
[5 empty] | 423500236500 | 68 | 423500 | 236500
[5 empty] | 424500236500 | 68 | 424500 | 236500
[5 empty] | 425500236500 | 68 | 425500 | 236500
[5 empty] | 411500235500 | 68 | 411500 | 235500
[5 empty] | 412500235500 | 68 | 412500 | 235500
[5 empty] | 413500235500 | 68 | 413500 | 235500
[5 empty] | 414500235500 | 68 | 414500 | 235500
[5 empty] | 415500235500 | 68 | 415500 | 235500
[5 empty] | 416500235500 | 68 | 416500 | 235500
[5 empty] | 417500235500 | 68 | 417500 | 235500
[5 empty] | 418500235500 | 68 | 418500 | 235500
[5 empty] | 419500235500 | 68 | 419500 | 235500
[5 empty] | 420500235500 | 68 | 420500 | 235500
[5 empty] | 421500235500 | 68 | 421500 | 235500
[5 empty] | 422500235500 | 68 | 422500 | 235500
[5 empty] | 423500235500 | 68 | 423500 | 235500
[5 empty] | 424500235500 | 68 | 424500 | 235500
[5 empty] | 411500234500 | 68 | 411500 | 234500
[5 empty] | 412500234500 | 68 | 412500 | 234500
[5 empty] | 413500234500 | 68 | 413500 | 234500
[5 empty] | 414500234500 | 68 | 414500 | 234500
[5 empty] | 415500234500 | 68 | 415500 | 234500
[5 empty] | 416500234500 | 68 | 416500 | 234500
[5 empty] | 417500234500 | 68 | 417500 | 234500
[5 empty] | 418500234500 | 68 | 418500 | 234500
[5 empty] | 419500234500 | 68 | 419500 | 234500
[5 empty] | 420500234500 | 68 | 420500 | 234500
[5 empty] | 421500234500 | 68 | 421500 | 234500
[5 empty] | 422500234500 | 68 | 422500 | 234500
[5 empty] | 423500234500 | 68 | 423500 | 234500
[5 empty] | 413500233500 | 68 | 413500 | 233500
[5 empty] | 414500233500 | 68 | 414500 | 233500
[5 empty] | 415500233500 | 68 | 415500 | 233500
[5 empty] | 416500233500 | 68 | 416500 | 233500
[5 empty] | 417500233500 | 68 | 417500 | 233500
[5 empty] | 418500233500 | 68 | 418500 | 233500
[5 empty] | 419500233500 | 68 | 419500 | 233500
[5 empty] | 420500233500 | 68 | 420500 | 233500
[5 empty] | 421500233500 | 68 | 421500 | 233500
[5 empty] | 422500233500 | 68 | 422500 | 233500
[5 empty] | 409500232500 | 68 | 409500 | 232500
[5 empty] | 413500232500 | 68 | 413500 | 232500
[5 empty] | 414500232500 | 68 | 414500 | 232500
[5 empty] | 415500232500 | 68 | 415500 | 232500
[5 empty] | 416500232500 | 68 | 416500 | 232500
[5 empty] | 417500232500 | 68 | 417500 | 232500
[5 empty] | 418500232500 | 68 | 418500 | 232500
[5 empty] | 419500232500 | 68 | 419500 | 232500
[5 empty] | 420500232500 | 68 | 420500 | 232500
[5 empty] | 421500232500 | 68 | 421500 | 232500
[5 empty] | 422500232500 | 68 | 422500 | 232500
[5 empty] | 409500231500 | 68 | 409500 | 231500
[5 empty] | 410500231500 | 68 | 410500 | 231500
[5 empty] | 411500231500 | 68 | 411500 | 231500
[5 empty] | 412500231500 | 68 | 412500 | 231500
[5 empty] | 413500231500 | 68 | 413500 | 231500
[5 empty] | 414500231500 | 68 | 414500 | 231500
[5 empty] | 415500231500 | 68 | 415500 | 231500
[5 empty] | 416500231500 | 68 | 416500 | 231500
[5 empty] | 417500231500 | 68 | 417500 | 231500
[5 empty] | 418500231500 | 68 | 418500 | 231500
[5 empty] | 419500231500 | 68 | 419500 | 231500
[5 empty] | 420500231500 | 68 | 420500 | 231500
[5 empty] | 421500231500 | 68 | 421500 | 231500
[5 empty] | 422500231500 | 68 | 422500 | 231500
[5 empty] | 409500230500 | 68 | 409500 | 230500
[5 empty] | 410500230500 | 68 | 410500 | 230500
[5 empty] | 411500230500 | 68 | 411500 | 230500
[5 empty] | 412500230500 | 68 | 412500 | 230500
[5 empty] | 413500230500 | 68 | 413500 | 230500
[5 empty] | 414500230500 | 68 | 414500 | 230500
[5 empty] | 415500230500 | 68 | 415500 | 230500
[5 empty] | 416500230500 | 68 | 416500 | 230500
[5 empty] | 417500230500 | 68 | 417500 | 230500
[5 empty] | 418500230500 | 68 | 418500 | 230500
[5 empty] | 419500230500 | 68 | 419500 | 230500
[5 empty] | 420500230500 | 68 | 420500 | 230500
[5 empty] | 421500230500 | 68 | 421500 | 230500
[5 empty] | 422500230500 | 68 | 422500 | 230500
[5 empty] | 406500229500 | 68 | 406500 | 229500
[5 empty] | 408500229500 | 68 | 408500 | 229500
[5 empty] | 409500229500 | 68 | 409500 | 229500
[5 empty] | 410500229500 | 68 | 410500 | 229500
[5 empty] | 411500229500 | 68 | 411500 | 229500
[5 empty] | 412500229500 | 68 | 412500 | 229500
[5 empty] | 413500229500 | 68 | 413500 | 229500
[5 empty] | 414500229500 | 68 | 414500 | 229500
[5 empty] | 415500229500 | 68 | 415500 | 229500
[5 empty] | 416500229500 | 68 | 416500 | 229500
[5 empty] | 417500229500 | 68 | 417500 | 229500
[5 empty] | 418500229500 | 68 | 418500 | 229500
[5 empty] | 419500229500 | 68 | 419500 | 229500
[5 empty] | 420500229500 | 68 | 420500 | 229500
[5 empty] | 421500229500 | 68 | 421500 | 229500
[5 empty] | 422500229500 | 68 | 422500 | 229500
[5 empty] | 423500229500 | 68 | 423500 | 229500
[5 empty] | 405500228500 | 68 | 405500 | 228500
[5 empty] | 406500228500 | 68 | 406500 | 228500
[5 empty] | 407500228500 | 68 | 407500 | 228500
[5 empty] | 408500228500 | 68 | 408500 | 228500
[5 empty] | 409500228500 | 68 | 409500 | 228500
[5 empty] | 410500228500 | 68 | 410500 | 228500
[5 empty] | 411500228500 | 68 | 411500 | 228500
[5 empty] | 412500228500 | 68 | 412500 | 228500
[5 empty] | 413500228500 | 68 | 413500 | 228500
[5 empty] | 414500228500 | 68 | 414500 | 228500
[5 empty] | 415500228500 | 68 | 415500 | 228500
[5 empty] | 416500228500 | 68 | 416500 | 228500
[5 empty] | 417500228500 | 68 | 417500 | 228500
[5 empty] | 418500228500 | 68 | 418500 | 228500
[5 empty] | 419500228500 | 68 | 419500 | 228500
[5 empty] | 420500228500 | 68 | 420500 | 228500
[5 empty] | 421500228500 | 68 | 421500 | 228500
[5 empty] | 422500228500 | 68 | 422500 | 228500
[5 empty] | 423500228500 | 68 | 423500 | 228500
[5 empty] | 424500228500 | 68 | 424500 | 228500
[5 empty] | 405500227500 | 68 | 405500 | 227500
[5 empty] | 406500227500 | 68 | 406500 | 227500
[5 empty] | 407500227500 | 68 | 407500 | 227500
[5 empty] | 408500227500 | 68 | 408500 | 227500
[5 empty] | 409500227500 | 68 | 409500 | 227500
[5 empty] | 410500227500 | 68 | 410500 | 227500
[5 empty] | 411500227500 | 68 | 411500 | 227500
[5 empty] | 412500227500 | 68 | 412500 | 227500
[5 empty] | 413500227500 | 68 | 413500 | 227500
[5 empty] | 414500227500 | 68 | 414500 | 227500
[5 empty] | 415500227500 | 68 | 415500 | 227500
[5 empty] | 416500227500 | 68 | 416500 | 227500
[5 empty] | 417500227500 | 68 | 417500 | 227500
[5 empty] | 418500227500 | 68 | 418500 | 227500
[5 empty] | 419500227500 | 68 | 419500 | 227500
[5 empty] | 420500227500 | 68 | 420500 | 227500
[5 empty] | 421500227500 | 68 | 421500 | 227500
[5 empty] | 422500227500 | 68 | 422500 | 227500
[5 empty] | 423500227500 | 68 | 423500 | 227500
[5 empty] | 424500227500 | 68 | 424500 | 227500
[5 empty] | 425500227500 | 68 | 425500 | 227500
[5 empty] | 406500226500 | 68 | 406500 | 226500
[5 empty] | 407500226500 | 68 | 407500 | 226500
[5 empty] | 408500226500 | 68 | 408500 | 226500
[5 empty] | 409500226500 | 68 | 409500 | 226500
[5 empty] | 410500226500 | 68 | 410500 | 226500
[5 empty] | 411500226500 | 68 | 411500 | 226500
[5 empty] | 412500226500 | 68 | 412500 | 226500
[5 empty] | 413500226500 | 68 | 413500 | 226500
[5 empty] | 414500226500 | 68 | 414500 | 226500
[5 empty] | 415500226500 | 68 | 415500 | 226500
[5 empty] | 416500226500 | 68 | 416500 | 226500
[5 empty] | 417500226500 | 68 | 417500 | 226500
[5 empty] | 418500226500 | 68 | 418500 | 226500
[5 empty] | 419500226500 | 68 | 419500 | 226500
[5 empty] | 420500226500 | 68 | 420500 | 226500
[5 empty] | 421500226500 | 68 | 421500 | 226500
[5 empty] | 422500226500 | 68 | 422500 | 226500
[5 empty] | 423500226500 | 68 | 423500 | 226500
[5 empty] | 424500226500 | 68 | 424500 | 226500
[5 empty] | 425500226500 | 68 | 425500 | 226500
[5 empty] | 407500225500 | 68 | 407500 | 225500
[5 empty] | 408500225500 | 68 | 408500 | 225500
[5 empty] | 409500225500 | 68 | 409500 | 225500
[5 empty] | 410500225500 | 68 | 410500 | 225500
[5 empty] | 411500225500 | 68 | 411500 | 225500
[5 empty] | 412500225500 | 68 | 412500 | 225500
[5 empty] | 413500225500 | 68 | 413500 | 225500
[5 empty] | 414500225500 | 68 | 414500 | 225500
[5 empty] | 415500225500 | 68 | 415500 | 225500
[5 empty] | 416500225500 | 68 | 416500 | 225500
[5 empty] | 417500225500 | 68 | 417500 | 225500
[5 empty] | 418500225500 | 68 | 418500 | 225500
[5 empty] | 419500225500 | 68 | 419500 | 225500
[5 empty] | 420500225500 | 68 | 420500 | 225500
[5 empty] | 421500225500 | 68 | 421500 | 225500
[5 empty] | 422500225500 | 68 | 422500 | 225500
[5 empty] | 423500225500 | 68 | 423500 | 225500
[5 empty] | 424500225500 | 68 | 424500 | 225500
[5 empty] | 408500224500 | 68 | 408500 | 224500
[5 empty] | 409500224500 | 68 | 409500 | 224500
[5 empty] | 410500224500 | 68 | 410500 | 224500
[5 empty] | 411500224500 | 68 | 411500 | 224500
[5 empty] | 412500224500 | 68 | 412500 | 224500
[5 empty] | 413500224500 | 68 | 413500 | 224500
[5 empty] | 414500224500 | 68 | 414500 | 224500
[5 empty] | 415500224500 | 68 | 415500 | 224500
[5 empty] | 416500224500 | 68 | 416500 | 224500
[5 empty] | 417500224500 | 68 | 417500 | 224500
[5 empty] | 418500224500 | 68 | 418500 | 224500
[5 empty] | 419500224500 | 68 | 419500 | 224500
[5 empty] | 420500224500 | 68 | 420500 | 224500
[5 empty] | 421500224500 | 68 | 421500 | 224500
[5 empty] | 422500224500 | 68 | 422500 | 224500
[5 empty] | 423500224500 | 68 | 423500 | 224500
[5 empty] | 424500224500 | 68 | 424500 | 224500
[5 empty] | 400500223500 | 68 | 400500 | 223500
[5 empty] | 408500223500 | 68 | 408500 | 223500
[5 empty] | 409500223500 | 68 | 409500 | 223500
[5 empty] | 410500223500 | 68 | 410500 | 223500
[5 empty] | 411500223500 | 68 | 411500 | 223500
[5 empty] | 412500223500 | 68 | 412500 | 223500
[5 empty] | 413500223500 | 68 | 413500 | 223500
[5 empty] | 414500223500 | 68 | 414500 | 223500
[5 empty] | 415500223500 | 68 | 415500 | 223500
[5 empty] | 416500223500 | 68 | 416500 | 223500
[5 empty] | 417500223500 | 68 | 417500 | 223500
[5 empty] | 418500223500 | 68 | 418500 | 223500
[5 empty] | 419500223500 | 68 | 419500 | 223500
[5 empty] | 420500223500 | 68 | 420500 | 223500
[5 empty] | 421500223500 | 68 | 421500 | 223500
[5 empty] | 422500223500 | 68 | 422500 | 223500
[5 empty] | 423500223500 | 68 | 423500 | 223500
[5 empty] | 424500223500 | 68 | 424500 | 223500
[5 empty] | 399500222500 | 68 | 399500 | 222500
[5 empty] | 400500222500 | 68 | 400500 | 222500
[5 empty] | 401500222500 | 68 | 401500 | 222500
[5 empty] | 402500222500 | 68 | 402500 | 222500
[5 empty] | 403500222500 | 68 | 403500 | 222500
[5 empty] | 404500222500 | 68 | 404500 | 222500
[5 empty] | 409500222500 | 68 | 409500 | 222500
[5 empty] | 410500222500 | 68 | 410500 | 222500
[5 empty] | 411500222500 | 68 | 411500 | 222500
[5 empty] | 412500222500 | 68 | 412500 | 222500
[5 empty] | 413500222500 | 68 | 413500 | 222500
[5 empty] | 414500222500 | 68 | 414500 | 222500
[5 empty] | 415500222500 | 68 | 415500 | 222500
[5 empty] | 416500222500 | 68 | 416500 | 222500
[5 empty] | 417500222500 | 68 | 417500 | 222500
[5 empty] | 418500222500 | 68 | 418500 | 222500
[5 empty] | 419500222500 | 68 | 419500 | 222500
[5 empty] | 420500222500 | 68 | 420500 | 222500
[5 empty] | 421500222500 | 68 | 421500 | 222500
[5 empty] | 422500222500 | 68 | 422500 | 222500
[5 empty] | 423500222500 | 68 | 423500 | 222500
[5 empty] | 424500222500 | 68 | 424500 | 222500
[5 empty] | 399500221500 | 68 | 399500 | 221500
[5 empty] | 400500221500 | 68 | 400500 | 221500
[5 empty] | 401500221500 | 68 | 401500 | 221500
[5 empty] | 402500221500 | 68 | 402500 | 221500
[5 empty] | 403500221500 | 68 | 403500 | 221500
[5 empty] | 404500221500 | 68 | 404500 | 221500
[5 empty] | 405500221500 | 68 | 405500 | 221500
[5 empty] | 407500221500 | 68 | 407500 | 221500
[5 empty] | 410500221500 | 68 | 410500 | 221500
[5 empty] | 411500221500 | 68 | 411500 | 221500
[5 empty] | 412500221500 | 68 | 412500 | 221500
[5 empty] | 413500221500 | 68 | 413500 | 221500
[5 empty] | 414500221500 | 68 | 414500 | 221500
[5 empty] | 415500221500 | 68 | 415500 | 221500
[5 empty] | 416500221500 | 68 | 416500 | 221500
[5 empty] | 417500221500 | 68 | 417500 | 221500
[5 empty] | 418500221500 | 68 | 418500 | 221500
[5 empty] | 419500221500 | 68 | 419500 | 221500
[5 empty] | 420500221500 | 68 | 420500 | 221500
[5 empty] | 421500221500 | 68 | 421500 | 221500
[5 empty] | 422500221500 | 68 | 422500 | 221500
[5 empty] | 399500220500 | 68 | 399500 | 220500
[5 empty] | 400500220500 | 68 | 400500 | 220500
[5 empty] | 401500220500 | 68 | 401500 | 220500
[5 empty] | 402500220500 | 68 | 402500 | 220500
[5 empty] | 403500220500 | 68 | 403500 | 220500
[5 empty] | 404500220500 | 68 | 404500 | 220500
[5 empty] | 405500220500 | 68 | 405500 | 220500
[5 empty] | 406500220500 | 68 | 406500 | 220500
[5 empty] | 407500220500 | 68 | 407500 | 220500
[5 empty] | 408500220500 | 68 | 408500 | 220500
[5 empty] | 409500220500 | 68 | 409500 | 220500
[5 empty] | 410500220500 | 68 | 410500 | 220500
[5 empty] | 411500220500 | 68 | 411500 | 220500
[5 empty] | 412500220500 | 68 | 412500 | 220500
[5 empty] | 413500220500 | 68 | 413500 | 220500
[5 empty] | 414500220500 | 68 | 414500 | 220500
[5 empty] | 415500220500 | 68 | 415500 | 220500
[5 empty] | 416500220500 | 68 | 416500 | 220500
[5 empty] | 417500220500 | 68 | 417500 | 220500
[5 empty] | 418500220500 | 68 | 418500 | 220500
[5 empty] | 419500220500 | 68 | 419500 | 220500
[5 empty] | 420500220500 | 68 | 420500 | 220500
[5 empty] | 421500220500 | 68 | 421500 | 220500
[5 empty] | 422500220500 | 68 | 422500 | 220500
[5 empty] | 399500219500 | 68 | 399500 | 219500
[5 empty] | 400500219500 | 68 | 400500 | 219500
[5 empty] | 401500219500 | 68 | 401500 | 219500
[5 empty] | 402500219500 | 68 | 402500 | 219500
[5 empty] | 403500219500 | 68 | 403500 | 219500
[5 empty] | 404500219500 | 68 | 404500 | 219500
[5 empty] | 405500219500 | 68 | 405500 | 219500
[5 empty] | 406500219500 | 68 | 406500 | 219500
[5 empty] | 407500219500 | 68 | 407500 | 219500
[5 empty] | 408500219500 | 68 | 408500 | 219500
[5 empty] | 409500219500 | 68 | 409500 | 219500
[5 empty] | 410500219500 | 68 | 410500 | 219500
[5 empty] | 411500219500 | 68 | 411500 | 219500
[5 empty] | 412500219500 | 68 | 412500 | 219500
[5 empty] | 413500219500 | 68 | 413500 | 219500
[5 empty] | 414500219500 | 68 | 414500 | 219500
[5 empty] | 415500219500 | 68 | 415500 | 219500
[5 empty] | 416500219500 | 68 | 416500 | 219500
[5 empty] | 417500219500 | 68 | 417500 | 219500
[5 empty] | 418500219500 | 68 | 418500 | 219500
[5 empty] | 419500219500 | 68 | 419500 | 219500
[5 empty] | 420500219500 | 68 | 420500 | 219500
[5 empty] | 421500219500 | 68 | 421500 | 219500
[5 empty] | 422500219500 | 68 | 422500 | 219500
[5 empty] | 398500218500 | 68 | 398500 | 218500
[5 empty] | 399500218500 | 68 | 399500 | 218500
[5 empty] | 400500218500 | 68 | 400500 | 218500
[5 empty] | 401500218500 | 68 | 401500 | 218500
[5 empty] | 402500218500 | 68 | 402500 | 218500
[5 empty] | 403500218500 | 68 | 403500 | 218500
[5 empty] | 404500218500 | 68 | 404500 | 218500
[5 empty] | 405500218500 | 68 | 405500 | 218500
[5 empty] | 406500218500 | 68 | 406500 | 218500
[5 empty] | 407500218500 | 68 | 407500 | 218500
[5 empty] | 408500218500 | 68 | 408500 | 218500
[5 empty] | 409500218500 | 68 | 409500 | 218500
[5 empty] | 410500218500 | 68 | 410500 | 218500
[5 empty] | 411500218500 | 68 | 411500 | 218500
[5 empty] | 412500218500 | 68 | 412500 | 218500
[5 empty] | 413500218500 | 68 | 413500 | 218500
[5 empty] | 414500218500 | 68 | 414500 | 218500
[5 empty] | 415500218500 | 68 | 415500 | 218500
[5 empty] | 416500218500 | 68 | 416500 | 218500
[5 empty] | 417500218500 | 68 | 417500 | 218500
[5 empty] | 418500218500 | 68 | 418500 | 218500
[5 empty] | 419500218500 | 68 | 419500 | 218500
[5 empty] | 420500218500 | 68 | 420500 | 218500
[5 empty] | 421500218500 | 68 | 421500 | 218500
[5 empty] | 394500217500 | 68 | 394500 | 217500
[5 empty] | 395500217500 | 68 | 395500 | 217500
[5 empty] | 396500217500 | 68 | 396500 | 217500
[5 empty] | 397500217500 | 68 | 397500 | 217500
[5 empty] | 398500217500 | 68 | 398500 | 217500
[5 empty] | 399500217500 | 68 | 399500 | 217500
[5 empty] | 400500217500 | 68 | 400500 | 217500
[5 empty] | 401500217500 | 68 | 401500 | 217500
[5 empty] | 402500217500 | 68 | 402500 | 217500
[5 empty] | 403500217500 | 68 | 403500 | 217500
[5 empty] | 404500217500 | 68 | 404500 | 217500
[5 empty] | 405500217500 | 68 | 405500 | 217500
[5 empty] | 406500217500 | 68 | 406500 | 217500
[5 empty] | 407500217500 | 68 | 407500 | 217500
[5 empty] | 408500217500 | 68 | 408500 | 217500
[5 empty] | 409500217500 | 68 | 409500 | 217500
[5 empty] | 410500217500 | 68 | 410500 | 217500
[5 empty] | 411500217500 | 68 | 411500 | 217500
[5 empty] | 412500217500 | 68 | 412500 | 217500
[5 empty] | 413500217500 | 68 | 413500 | 217500
[5 empty] | 414500217500 | 68 | 414500 | 217500
[5 empty] | 415500217500 | 68 | 415500 | 217500
[5 empty] | 416500217500 | 68 | 416500 | 217500
[5 empty] | 417500217500 | 68 | 417500 | 217500
[5 empty] | 418500217500 | 68 | 418500 | 217500
[5 empty] | 419500217500 | 68 | 419500 | 217500
[5 empty] | 420500217500 | 68 | 420500 | 217500
[5 empty] | 421500217500 | 68 | 421500 | 217500
[5 empty] | 393500216500 | 68 | 393500 | 216500
[5 empty] | 394500216500 | 68 | 394500 | 216500
[5 empty] | 395500216500 | 68 | 395500 | 216500
[5 empty] | 396500216500 | 68 | 396500 | 216500
[5 empty] | 397500216500 | 68 | 397500 | 216500
[5 empty] | 398500216500 | 68 | 398500 | 216500
[5 empty] | 399500216500 | 68 | 399500 | 216500
[5 empty] | 400500216500 | 68 | 400500 | 216500
[5 empty] | 401500216500 | 68 | 401500 | 216500
[5 empty] | 402500216500 | 68 | 402500 | 216500
[5 empty] | 403500216500 | 68 | 403500 | 216500
[5 empty] | 404500216500 | 68 | 404500 | 216500
[5 empty] | 405500216500 | 68 | 405500 | 216500
[5 empty] | 406500216500 | 68 | 406500 | 216500
[5 empty] | 407500216500 | 68 | 407500 | 216500
[5 empty] | 408500216500 | 68 | 408500 | 216500
[5 empty] | 409500216500 | 68 | 409500 | 216500
[5 empty] | 410500216500 | 68 | 410500 | 216500
[5 empty] | 411500216500 | 68 | 411500 | 216500
[5 empty] | 412500216500 | 68 | 412500 | 216500
[5 empty] | 413500216500 | 68 | 413500 | 216500
[5 empty] | 414500216500 | 68 | 414500 | 216500
[5 empty] | 415500216500 | 68 | 415500 | 216500
[5 empty] | 416500216500 | 68 | 416500 | 216500
[5 empty] | 417500216500 | 68 | 417500 | 216500
[5 empty] | 418500216500 | 68 | 418500 | 216500
[5 empty] | 419500216500 | 68 | 419500 | 216500
[5 empty] | 420500216500 | 68 | 420500 | 216500
[5 empty] | 421500216500 | 68 | 421500 | 216500
[5 empty] | 393500215500 | 68 | 393500 | 215500
[5 empty] | 394500215500 | 68 | 394500 | 215500
[5 empty] | 395500215500 | 68 | 395500 | 215500
[5 empty] | 396500215500 | 68 | 396500 | 215500
[5 empty] | 397500215500 | 68 | 397500 | 215500
[5 empty] | 398500215500 | 68 | 398500 | 215500
[5 empty] | 399500215500 | 68 | 399500 | 215500
[5 empty] | 400500215500 | 68 | 400500 | 215500
[5 empty] | 401500215500 | 68 | 401500 | 215500
[5 empty] | 402500215500 | 68 | 402500 | 215500
[5 empty] | 403500215500 | 68 | 403500 | 215500
[5 empty] | 404500215500 | 68 | 404500 | 215500
[5 empty] | 405500215500 | 68 | 405500 | 215500
[5 empty] | 406500215500 | 68 | 406500 | 215500
[5 empty] | 407500215500 | 68 | 407500 | 215500
[5 empty] | 408500215500 | 68 | 408500 | 215500
[5 empty] | 409500215500 | 68 | 409500 | 215500
[5 empty] | 410500215500 | 68 | 410500 | 215500
[5 empty] | 411500215500 | 68 | 411500 | 215500
[5 empty] | 412500215500 | 68 | 412500 | 215500
[5 empty] | 413500215500 | 68 | 413500 | 215500
[5 empty] | 414500215500 | 68 | 414500 | 215500
[5 empty] | 415500215500 | 68 | 415500 | 215500
[5 empty] | 416500215500 | 68 | 416500 | 215500
[5 empty] | 417500215500 | 68 | 417500 | 215500
[5 empty] | 418500215500 | 68 | 418500 | 215500
[5 empty] | 419500215500 | 68 | 419500 | 215500
[5 empty] | 420500215500 | 68 | 420500 | 215500
[5 empty] | 421500215500 | 68 | 421500 | 215500
[5 empty] | 392500214500 | 68 | 392500 | 214500
[5 empty] | 393500214500 | 68 | 393500 | 214500
[5 empty] | 394500214500 | 68 | 394500 | 214500
[5 empty] | 395500214500 | 68 | 395500 | 214500
[5 empty] | 396500214500 | 68 | 396500 | 214500
[5 empty] | 397500214500 | 68 | 397500 | 214500
[5 empty] | 398500214500 | 68 | 398500 | 214500
[5 empty] | 399500214500 | 68 | 399500 | 214500
[5 empty] | 400500214500 | 68 | 400500 | 214500
[5 empty] | 401500214500 | 68 | 401500 | 214500
[5 empty] | 402500214500 | 68 | 402500 | 214500
[5 empty] | 403500214500 | 68 | 403500 | 214500
[5 empty] | 404500214500 | 68 | 404500 | 214500
[5 empty] | 405500214500 | 68 | 405500 | 214500
[5 empty] | 406500214500 | 68 | 406500 | 214500
[5 empty] | 407500214500 | 68 | 407500 | 214500
[5 empty] | 408500214500 | 68 | 408500 | 214500
[5 empty] | 409500214500 | 68 | 409500 | 214500
[5 empty] | 410500214500 | 68 | 410500 | 214500
[5 empty] | 411500214500 | 68 | 411500 | 214500
[5 empty] | 412500214500 | 68 | 412500 | 214500
[5 empty] | 413500214500 | 68 | 413500 | 214500
[5 empty] | 414500214500 | 68 | 414500 | 214500
[5 empty] | 415500214500 | 68 | 415500 | 214500
[5 empty] | 416500214500 | 68 | 416500 | 214500
[5 empty] | 417500214500 | 68 | 417500 | 214500
[5 empty] | 418500214500 | 68 | 418500 | 214500
[5 empty] | 419500214500 | 68 | 419500 | 214500
[5 empty] | 420500214500 | 68 | 420500 | 214500
[5 empty] | 421500214500 | 68 | 421500 | 214500
[5 empty] | 392500213500 | 68 | 392500 | 213500
[5 empty] | 393500213500 | 68 | 393500 | 213500
[5 empty] | 394500213500 | 68 | 394500 | 213500
[5 empty] | 395500213500 | 68 | 395500 | 213500
[5 empty] | 396500213500 | 68 | 396500 | 213500
[5 empty] | 397500213500 | 68 | 397500 | 213500
[5 empty] | 398500213500 | 68 | 398500 | 213500
[5 empty] | 399500213500 | 68 | 399500 | 213500
[5 empty] | 400500213500 | 68 | 400500 | 213500
[5 empty] | 401500213500 | 68 | 401500 | 213500
[5 empty] | 402500213500 | 68 | 402500 | 213500
[5 empty] | 403500213500 | 68 | 403500 | 213500
[5 empty] | 404500213500 | 68 | 404500 | 213500
[5 empty] | 405500213500 | 68 | 405500 | 213500
[5 empty] | 406500213500 | 68 | 406500 | 213500
[5 empty] | 407500213500 | 68 | 407500 | 213500
[5 empty] | 408500213500 | 68 | 408500 | 213500
[5 empty] | 409500213500 | 68 | 409500 | 213500
[5 empty] | 410500213500 | 68 | 410500 | 213500
[5 empty] | 411500213500 | 68 | 411500 | 213500
[5 empty] | 412500213500 | 68 | 412500 | 213500
[5 empty] | 413500213500 | 68 | 413500 | 213500
[5 empty] | 414500213500 | 68 | 414500 | 213500
[5 empty] | 415500213500 | 68 | 415500 | 213500
[5 empty] | 416500213500 | 68 | 416500 | 213500
[5 empty] | 417500213500 | 68 | 417500 | 213500
[5 empty] | 418500213500 | 68 | 418500 | 213500
[5 empty] | 419500213500 | 68 | 419500 | 213500
[5 empty] | 420500213500 | 68 | 420500 | 213500
[5 empty] | 421500213500 | 68 | 421500 | 213500
[5 empty] | 392500212500 | 68 | 392500 | 212500
[5 empty] | 393500212500 | 68 | 393500 | 212500
[5 empty] | 394500212500 | 68 | 394500 | 212500
[5 empty] | 395500212500 | 68 | 395500 | 212500
[5 empty] | 396500212500 | 68 | 396500 | 212500
[5 empty] | 397500212500 | 68 | 397500 | 212500
[5 empty] | 398500212500 | 68 | 398500 | 212500
[5 empty] | 399500212500 | 68 | 399500 | 212500
[5 empty] | 400500212500 | 68 | 400500 | 212500
[5 empty] | 401500212500 | 68 | 401500 | 212500
[5 empty] | 402500212500 | 68 | 402500 | 212500
[5 empty] | 403500212500 | 68 | 403500 | 212500
[5 empty] | 404500212500 | 68 | 404500 | 212500
[5 empty] | 405500212500 | 68 | 405500 | 212500
[5 empty] | 406500212500 | 68 | 406500 | 212500
[5 empty] | 407500212500 | 68 | 407500 | 212500
[5 empty] | 408500212500 | 68 | 408500 | 212500
[5 empty] | 409500212500 | 68 | 409500 | 212500
[5 empty] | 410500212500 | 68 | 410500 | 212500
[5 empty] | 411500212500 | 68 | 411500 | 212500
[5 empty] | 412500212500 | 68 | 412500 | 212500
[5 empty] | 413500212500 | 68 | 413500 | 212500
[5 empty] | 414500212500 | 68 | 414500 | 212500
[5 empty] | 415500212500 | 68 | 415500 | 212500
[5 empty] | 416500212500 | 68 | 416500 | 212500
[5 empty] | 417500212500 | 68 | 417500 | 212500
[5 empty] | 418500212500 | 68 | 418500 | 212500
[5 empty] | 419500212500 | 68 | 419500 | 212500
[5 empty] | 420500212500 | 68 | 420500 | 212500
[5 empty] | 421500212500 | 68 | 421500 | 212500
[5 empty] | 392500211500 | 68 | 392500 | 211500
[5 empty] | 393500211500 | 68 | 393500 | 211500
[5 empty] | 394500211500 | 68 | 394500 | 211500
[5 empty] | 395500211500 | 68 | 395500 | 211500
[5 empty] | 396500211500 | 68 | 396500 | 211500
[5 empty] | 397500211500 | 68 | 397500 | 211500
[5 empty] | 398500211500 | 68 | 398500 | 211500
[5 empty] | 399500211500 | 68 | 399500 | 211500
[5 empty] | 400500211500 | 68 | 400500 | 211500
[5 empty] | 401500211500 | 68 | 401500 | 211500
[5 empty] | 402500211500 | 68 | 402500 | 211500
[5 empty] | 403500211500 | 68 | 403500 | 211500
[5 empty] | 404500211500 | 68 | 404500 | 211500
[5 empty] | 405500211500 | 68 | 405500 | 211500
[5 empty] | 406500211500 | 68 | 406500 | 211500
[5 empty] | 407500211500 | 68 | 407500 | 211500
[5 empty] | 408500211500 | 68 | 408500 | 211500
[5 empty] | 409500211500 | 68 | 409500 | 211500
[5 empty] | 410500211500 | 68 | 410500 | 211500
[5 empty] | 411500211500 | 68 | 411500 | 211500
[5 empty] | 412500211500 | 68 | 412500 | 211500
[5 empty] | 413500211500 | 68 | 413500 | 211500
[5 empty] | 414500211500 | 68 | 414500 | 211500
[5 empty] | 415500211500 | 68 | 415500 | 211500
[5 empty] | 416500211500 | 68 | 416500 | 211500
[5 empty] | 417500211500 | 68 | 417500 | 211500
[5 empty] | 418500211500 | 68 | 418500 | 211500
[5 empty] | 419500211500 | 68 | 419500 | 211500
[5 empty] | 420500211500 | 68 | 420500 | 211500
[5 empty] | 421500211500 | 68 | 421500 | 211500
[5 empty] | 394500210500 | 68 | 394500 | 210500
[5 empty] | 395500210500 | 68 | 395500 | 210500
[5 empty] | 396500210500 | 68 | 396500 | 210500
[5 empty] | 397500210500 | 68 | 397500 | 210500
[5 empty] | 398500210500 | 68 | 398500 | 210500
[5 empty] | 399500210500 | 68 | 399500 | 210500
[5 empty] | 400500210500 | 68 | 400500 | 210500
[5 empty] | 401500210500 | 68 | 401500 | 210500
[5 empty] | 402500210500 | 68 | 402500 | 210500
[5 empty] | 403500210500 | 68 | 403500 | 210500
[5 empty] | 404500210500 | 68 | 404500 | 210500
[5 empty] | 405500210500 | 68 | 405500 | 210500
[5 empty] | 406500210500 | 68 | 406500 | 210500
[5 empty] | 407500210500 | 68 | 407500 | 210500
[5 empty] | 408500210500 | 68 | 408500 | 210500
[5 empty] | 409500210500 | 68 | 409500 | 210500
[5 empty] | 410500210500 | 68 | 410500 | 210500
[5 empty] | 411500210500 | 68 | 411500 | 210500
[5 empty] | 412500210500 | 68 | 412500 | 210500
[5 empty] | 413500210500 | 68 | 413500 | 210500
[5 empty] | 414500210500 | 68 | 414500 | 210500
[5 empty] | 415500210500 | 68 | 415500 | 210500
[5 empty] | 416500210500 | 68 | 416500 | 210500
[5 empty] | 417500210500 | 68 | 417500 | 210500
[5 empty] | 418500210500 | 68 | 418500 | 210500
[5 empty] | 419500210500 | 68 | 419500 | 210500
[5 empty] | 420500210500 | 68 | 420500 | 210500
[5 empty] | 394500209500 | 68 | 394500 | 209500
[5 empty] | 395500209500 | 68 | 395500 | 209500
[5 empty] | 396500209500 | 68 | 396500 | 209500
[5 empty] | 397500209500 | 68 | 397500 | 209500
[5 empty] | 398500209500 | 68 | 398500 | 209500
[5 empty] | 399500209500 | 68 | 399500 | 209500
[5 empty] | 400500209500 | 68 | 400500 | 209500
[5 empty] | 401500209500 | 68 | 401500 | 209500
[5 empty] | 402500209500 | 68 | 402500 | 209500
[5 empty] | 403500209500 | 68 | 403500 | 209500
[5 empty] | 404500209500 | 68 | 404500 | 209500
[5 empty] | 405500209500 | 68 | 405500 | 209500
[5 empty] | 406500209500 | 68 | 406500 | 209500
[5 empty] | 407500209500 | 68 | 407500 | 209500
[5 empty] | 408500209500 | 68 | 408500 | 209500
[5 empty] | 409500209500 | 68 | 409500 | 209500
[5 empty] | 410500209500 | 68 | 410500 | 209500
[5 empty] | 411500209500 | 68 | 411500 | 209500
[5 empty] | 412500209500 | 68 | 412500 | 209500
[5 empty] | 413500209500 | 68 | 413500 | 209500
[5 empty] | 414500209500 | 68 | 414500 | 209500
[5 empty] | 415500209500 | 68 | 415500 | 209500
[5 empty] | 416500209500 | 68 | 416500 | 209500
[5 empty] | 417500209500 | 68 | 417500 | 209500
[5 empty] | 418500209500 | 68 | 418500 | 209500
[5 empty] | 419500209500 | 68 | 419500 | 209500
[5 empty] | 395500208500 | 68 | 395500 | 208500
[5 empty] | 396500208500 | 68 | 396500 | 208500
[5 empty] | 397500208500 | 68 | 397500 | 208500
[5 empty] | 398500208500 | 68 | 398500 | 208500
[5 empty] | 399500208500 | 68 | 399500 | 208500
[5 empty] | 400500208500 | 68 | 400500 | 208500
[5 empty] | 401500208500 | 68 | 401500 | 208500
[5 empty] | 402500208500 | 68 | 402500 | 208500
[5 empty] | 403500208500 | 68 | 403500 | 208500
[5 empty] | 404500208500 | 68 | 404500 | 208500
[5 empty] | 405500208500 | 68 | 405500 | 208500
[5 empty] | 406500208500 | 68 | 406500 | 208500
[5 empty] | 407500208500 | 68 | 407500 | 208500
[5 empty] | 408500208500 | 68 | 408500 | 208500
[5 empty] | 409500208500 | 68 | 409500 | 208500
[5 empty] | 410500208500 | 68 | 410500 | 208500
[5 empty] | 411500208500 | 68 | 411500 | 208500
[5 empty] | 412500208500 | 68 | 412500 | 208500
[5 empty] | 413500208500 | 68 | 413500 | 208500
[5 empty] | 414500208500 | 68 | 414500 | 208500
[5 empty] | 415500208500 | 68 | 415500 | 208500
[5 empty] | 416500208500 | 68 | 416500 | 208500
[5 empty] | 417500208500 | 68 | 417500 | 208500
[5 empty] | 418500208500 | 68 | 418500 | 208500
[5 empty] | 419500208500 | 68 | 419500 | 208500
[5 empty] | 393500207500 | 68 | 393500 | 207500
[5 empty] | 394500207500 | 68 | 394500 | 207500
[5 empty] | 395500207500 | 68 | 395500 | 207500
[5 empty] | 396500207500 | 68 | 396500 | 207500
[5 empty] | 397500207500 | 68 | 397500 | 207500
[5 empty] | 398500207500 | 68 | 398500 | 207500
[5 empty] | 399500207500 | 68 | 399500 | 207500
[5 empty] | 400500207500 | 68 | 400500 | 207500
[5 empty] | 401500207500 | 68 | 401500 | 207500
[5 empty] | 402500207500 | 68 | 402500 | 207500
[5 empty] | 403500207500 | 68 | 403500 | 207500
[5 empty] | 404500207500 | 68 | 404500 | 207500
[5 empty] | 405500207500 | 68 | 405500 | 207500
[5 empty] | 406500207500 | 68 | 406500 | 207500
[5 empty] | 407500207500 | 68 | 407500 | 207500
[5 empty] | 408500207500 | 68 | 408500 | 207500
[5 empty] | 409500207500 | 68 | 409500 | 207500
[5 empty] | 410500207500 | 68 | 410500 | 207500
[5 empty] | 411500207500 | 68 | 411500 | 207500
[5 empty] | 412500207500 | 68 | 412500 | 207500
[5 empty] | 413500207500 | 68 | 413500 | 207500
[5 empty] | 414500207500 | 68 | 414500 | 207500
[5 empty] | 415500207500 | 68 | 415500 | 207500
[5 empty] | 416500207500 | 68 | 416500 | 207500
[5 empty] | 417500207500 | 68 | 417500 | 207500
[5 empty] | 418500207500 | 68 | 418500 | 207500
[5 empty] | 419500207500 | 68 | 419500 | 207500
[5 empty] | 420500207500 | 68 | 420500 | 207500
[5 empty] | 393500206500 | 68 | 393500 | 206500
[5 empty] | 394500206500 | 68 | 394500 | 206500
[5 empty] | 395500206500 | 68 | 395500 | 206500
[5 empty] | 396500206500 | 68 | 396500 | 206500
[5 empty] | 397500206500 | 68 | 397500 | 206500
[5 empty] | 398500206500 | 68 | 398500 | 206500
[5 empty] | 399500206500 | 68 | 399500 | 206500
[5 empty] | 400500206500 | 68 | 400500 | 206500
[5 empty] | 401500206500 | 68 | 401500 | 206500
[5 empty] | 402500206500 | 68 | 402500 | 206500
[5 empty] | 403500206500 | 68 | 403500 | 206500
[5 empty] | 404500206500 | 68 | 404500 | 206500
[5 empty] | 405500206500 | 68 | 405500 | 206500
[5 empty] | 406500206500 | 68 | 406500 | 206500
[5 empty] | 407500206500 | 68 | 407500 | 206500
[5 empty] | 408500206500 | 68 | 408500 | 206500
[5 empty] | 409500206500 | 68 | 409500 | 206500
[5 empty] | 410500206500 | 68 | 410500 | 206500
[5 empty] | 411500206500 | 68 | 411500 | 206500
[5 empty] | 412500206500 | 68 | 412500 | 206500
[5 empty] | 413500206500 | 68 | 413500 | 206500
[5 empty] | 414500206500 | 68 | 414500 | 206500
[5 empty] | 415500206500 | 68 | 415500 | 206500
[5 empty] | 416500206500 | 68 | 416500 | 206500
[5 empty] | 417500206500 | 68 | 417500 | 206500
[5 empty] | 418500206500 | 68 | 418500 | 206500
[5 empty] | 419500206500 | 68 | 419500 | 206500
[5 empty] | 420500206500 | 68 | 420500 | 206500
[5 empty] | 393500205500 | 68 | 393500 | 205500
[5 empty] | 394500205500 | 68 | 394500 | 205500
[5 empty] | 395500205500 | 68 | 395500 | 205500
[5 empty] | 396500205500 | 68 | 396500 | 205500
[5 empty] | 397500205500 | 68 | 397500 | 205500
[5 empty] | 398500205500 | 68 | 398500 | 205500
[5 empty] | 399500205500 | 68 | 399500 | 205500
[5 empty] | 400500205500 | 68 | 400500 | 205500
[5 empty] | 401500205500 | 68 | 401500 | 205500
[5 empty] | 402500205500 | 68 | 402500 | 205500
[5 empty] | 403500205500 | 68 | 403500 | 205500
[5 empty] | 404500205500 | 68 | 404500 | 205500
[5 empty] | 405500205500 | 68 | 405500 | 205500
[5 empty] | 406500205500 | 68 | 406500 | 205500
[5 empty] | 407500205500 | 68 | 407500 | 205500
[5 empty] | 408500205500 | 68 | 408500 | 205500
[5 empty] | 409500205500 | 68 | 409500 | 205500
[5 empty] | 410500205500 | 68 | 410500 | 205500
[5 empty] | 411500205500 | 68 | 411500 | 205500
[5 empty] | 412500205500 | 68 | 412500 | 205500
[5 empty] | 413500205500 | 68 | 413500 | 205500
[5 empty] | 414500205500 | 68 | 414500 | 205500
[5 empty] | 415500205500 | 68 | 415500 | 205500
[5 empty] | 416500205500 | 68 | 416500 | 205500
[5 empty] | 417500205500 | 68 | 417500 | 205500
[5 empty] | 418500205500 | 68 | 418500 | 205500
[5 empty] | 419500205500 | 68 | 419500 | 205500
[5 empty] | 420500205500 | 68 | 420500 | 205500
[5 empty] | 395500204500 | 68 | 395500 | 204500
[5 empty] | 396500204500 | 68 | 396500 | 204500
[5 empty] | 397500204500 | 68 | 397500 | 204500
[5 empty] | 398500204500 | 68 | 398500 | 204500
[5 empty] | 399500204500 | 68 | 399500 | 204500
[5 empty] | 400500204500 | 68 | 400500 | 204500
[5 empty] | 401500204500 | 68 | 401500 | 204500
[5 empty] | 402500204500 | 68 | 402500 | 204500
[5 empty] | 403500204500 | 68 | 403500 | 204500
[5 empty] | 404500204500 | 68 | 404500 | 204500
[5 empty] | 405500204500 | 68 | 405500 | 204500
[5 empty] | 406500204500 | 68 | 406500 | 204500
[5 empty] | 407500204500 | 68 | 407500 | 204500
[5 empty] | 408500204500 | 68 | 408500 | 204500
[5 empty] | 409500204500 | 68 | 409500 | 204500
[5 empty] | 410500204500 | 68 | 410500 | 204500
[5 empty] | 411500204500 | 68 | 411500 | 204500
[5 empty] | 412500204500 | 68 | 412500 | 204500
[5 empty] | 413500204500 | 68 | 413500 | 204500
[5 empty] | 414500204500 | 68 | 414500 | 204500
[5 empty] | 415500204500 | 68 | 415500 | 204500
[5 empty] | 416500204500 | 68 | 416500 | 204500
[5 empty] | 417500204500 | 68 | 417500 | 204500
[5 empty] | 418500204500 | 68 | 418500 | 204500
[5 empty] | 419500204500 | 68 | 419500 | 204500
[5 empty] | 420500204500 | 68 | 420500 | 204500
[5 empty] | 421500204500 | 68 | 421500 | 204500
[5 empty] | 394500203500 | 68 | 394500 | 203500
[5 empty] | 395500203500 | 68 | 395500 | 203500
[5 empty] | 396500203500 | 68 | 396500 | 203500
[5 empty] | 397500203500 | 68 | 397500 | 203500
[5 empty] | 398500203500 | 68 | 398500 | 203500
[5 empty] | 399500203500 | 68 | 399500 | 203500
[5 empty] | 400500203500 | 68 | 400500 | 203500
[5 empty] | 401500203500 | 68 | 401500 | 203500
[5 empty] | 402500203500 | 68 | 402500 | 203500
[5 empty] | 403500203500 | 68 | 403500 | 203500
[5 empty] | 404500203500 | 68 | 404500 | 203500
[5 empty] | 405500203500 | 68 | 405500 | 203500
[5 empty] | 406500203500 | 68 | 406500 | 203500
[5 empty] | 407500203500 | 68 | 407500 | 203500
[5 empty] | 408500203500 | 68 | 408500 | 203500
[5 empty] | 409500203500 | 68 | 409500 | 203500
[5 empty] | 410500203500 | 68 | 410500 | 203500
[5 empty] | 411500203500 | 68 | 411500 | 203500
[5 empty] | 412500203500 | 68 | 412500 | 203500
[5 empty] | 413500203500 | 68 | 413500 | 203500
[5 empty] | 414500203500 | 68 | 414500 | 203500
[5 empty] | 415500203500 | 68 | 415500 | 203500
[5 empty] | 416500203500 | 68 | 416500 | 203500
[5 empty] | 417500203500 | 68 | 417500 | 203500
[5 empty] | 418500203500 | 68 | 418500 | 203500
[5 empty] | 419500203500 | 68 | 419500 | 203500
[5 empty] | 420500203500 | 68 | 420500 | 203500
[5 empty] | 421500203500 | 68 | 421500 | 203500
[5 empty] | 391500202500 | 68 | 391500 | 202500
[5 empty] | 392500202500 | 68 | 392500 | 202500
[5 empty] | 393500202500 | 68 | 393500 | 202500
[5 empty] | 394500202500 | 68 | 394500 | 202500
[5 empty] | 395500202500 | 68 | 395500 | 202500
[5 empty] | 396500202500 | 68 | 396500 | 202500
[5 empty] | 397500202500 | 68 | 397500 | 202500
[5 empty] | 398500202500 | 68 | 398500 | 202500
[5 empty] | 399500202500 | 68 | 399500 | 202500
[5 empty] | 400500202500 | 68 | 400500 | 202500
[5 empty] | 401500202500 | 68 | 401500 | 202500
[5 empty] | 402500202500 | 68 | 402500 | 202500
[5 empty] | 403500202500 | 68 | 403500 | 202500
[5 empty] | 404500202500 | 68 | 404500 | 202500
[5 empty] | 405500202500 | 68 | 405500 | 202500
[5 empty] | 406500202500 | 68 | 406500 | 202500
[5 empty] | 407500202500 | 68 | 407500 | 202500
[5 empty] | 408500202500 | 68 | 408500 | 202500
[5 empty] | 409500202500 | 68 | 409500 | 202500
[5 empty] | 410500202500 | 68 | 410500 | 202500
[5 empty] | 411500202500 | 68 | 411500 | 202500
[5 empty] | 412500202500 | 68 | 412500 | 202500
[5 empty] | 413500202500 | 68 | 413500 | 202500
[5 empty] | 414500202500 | 68 | 414500 | 202500
[5 empty] | 415500202500 | 68 | 415500 | 202500
[5 empty] | 416500202500 | 68 | 416500 | 202500
[5 empty] | 417500202500 | 68 | 417500 | 202500
[5 empty] | 418500202500 | 68 | 418500 | 202500
[5 empty] | 419500202500 | 68 | 419500 | 202500
[5 empty] | 420500202500 | 68 | 420500 | 202500
[5 empty] | 391500201500 | 68 | 391500 | 201500
[5 empty] | 392500201500 | 68 | 392500 | 201500
[5 empty] | 393500201500 | 68 | 393500 | 201500
[5 empty] | 394500201500 | 68 | 394500 | 201500
[5 empty] | 395500201500 | 68 | 395500 | 201500
[5 empty] | 396500201500 | 68 | 396500 | 201500
[5 empty] | 397500201500 | 68 | 397500 | 201500
[5 empty] | 398500201500 | 68 | 398500 | 201500
[5 empty] | 399500201500 | 68 | 399500 | 201500
[5 empty] | 400500201500 | 68 | 400500 | 201500
[5 empty] | 401500201500 | 68 | 401500 | 201500
[5 empty] | 402500201500 | 68 | 402500 | 201500
[5 empty] | 403500201500 | 68 | 403500 | 201500
[5 empty] | 404500201500 | 68 | 404500 | 201500
[5 empty] | 405500201500 | 68 | 405500 | 201500
[5 empty] | 406500201500 | 68 | 406500 | 201500
[5 empty] | 407500201500 | 68 | 407500 | 201500
[5 empty] | 408500201500 | 68 | 408500 | 201500
[5 empty] | 409500201500 | 68 | 409500 | 201500
[5 empty] | 410500201500 | 68 | 410500 | 201500
[5 empty] | 411500201500 | 68 | 411500 | 201500
[5 empty] | 412500201500 | 68 | 412500 | 201500
[5 empty] | 413500201500 | 68 | 413500 | 201500
[5 empty] | 414500201500 | 68 | 414500 | 201500
[5 empty] | 415500201500 | 68 | 415500 | 201500
[5 empty] | 416500201500 | 68 | 416500 | 201500
[5 empty] | 417500201500 | 68 | 417500 | 201500
[5 empty] | 418500201500 | 68 | 418500 | 201500
[5 empty] | 419500201500 | 68 | 419500 | 201500
[5 empty] | 420500201500 | 68 | 420500 | 201500
[5 empty] | 421500201500 | 68 | 421500 | 201500
[5 empty] | 391500200500 | 68 | 391500 | 200500
[5 empty] | 392500200500 | 68 | 392500 | 200500
[5 empty] | 393500200500 | 68 | 393500 | 200500
[5 empty] | 394500200500 | 68 | 394500 | 200500
[5 empty] | 395500200500 | 68 | 395500 | 200500
[5 empty] | 396500200500 | 68 | 396500 | 200500
[5 empty] | 397500200500 | 68 | 397500 | 200500
[5 empty] | 398500200500 | 68 | 398500 | 200500
[5 empty] | 399500200500 | 68 | 399500 | 200500
[5 empty] | 400500200500 | 68 | 400500 | 200500
[5 empty] | 401500200500 | 68 | 401500 | 200500
[5 empty] | 402500200500 | 68 | 402500 | 200500
[5 empty] | 403500200500 | 68 | 403500 | 200500
[5 empty] | 404500200500 | 68 | 404500 | 200500
[5 empty] | 405500200500 | 68 | 405500 | 200500
[5 empty] | 406500200500 | 68 | 406500 | 200500
[5 empty] | 407500200500 | 68 | 407500 | 200500
[5 empty] | 408500200500 | 68 | 408500 | 200500
[5 empty] | 409500200500 | 68 | 409500 | 200500
[5 empty] | 410500200500 | 68 | 410500 | 200500
[5 empty] | 411500200500 | 68 | 411500 | 200500
[5 empty] | 412500200500 | 68 | 412500 | 200500
[5 empty] | 413500200500 | 68 | 413500 | 200500
[5 empty] | 414500200500 | 68 | 414500 | 200500
[5 empty] | 415500200500 | 68 | 415500 | 200500
[5 empty] | 416500200500 | 68 | 416500 | 200500
[5 empty] | 417500200500 | 68 | 417500 | 200500
[5 empty] | 418500200500 | 68 | 418500 | 200500
[5 empty] | 419500200500 | 68 | 419500 | 200500
[5 empty] | 420500200500 | 68 | 420500 | 200500
[5 empty] | 421500200500 | 68 | 421500 | 200500
[5 empty] | 422500200500 | 68 | 422500 | 200500
[5 empty] | 390500199500 | 68 | 390500 | 199500
[5 empty] | 391500199500 | 68 | 391500 | 199500
[5 empty] | 392500199500 | 68 | 392500 | 199500
[5 empty] | 393500199500 | 68 | 393500 | 199500
[5 empty] | 394500199500 | 68 | 394500 | 199500
[5 empty] | 395500199500 | 68 | 395500 | 199500
[5 empty] | 396500199500 | 68 | 396500 | 199500
[5 empty] | 397500199500 | 68 | 397500 | 199500
[5 empty] | 398500199500 | 68 | 398500 | 199500
[5 empty] | 399500199500 | 68 | 399500 | 199500
[5 empty] | 400500199500 | 68 | 400500 | 199500
[5 empty] | 401500199500 | 68 | 401500 | 199500
[5 empty] | 402500199500 | 68 | 402500 | 199500
[5 empty] | 403500199500 | 68 | 403500 | 199500
[5 empty] | 404500199500 | 68 | 404500 | 199500
[5 empty] | 405500199500 | 68 | 405500 | 199500
[5 empty] | 406500199500 | 68 | 406500 | 199500
[5 empty] | 407500199500 | 68 | 407500 | 199500
[5 empty] | 408500199500 | 68 | 408500 | 199500
[5 empty] | 409500199500 | 68 | 409500 | 199500
[5 empty] | 410500199500 | 68 | 410500 | 199500
[5 empty] | 411500199500 | 68 | 411500 | 199500
[5 empty] | 412500199500 | 68 | 412500 | 199500
[5 empty] | 413500199500 | 68 | 413500 | 199500
[5 empty] | 414500199500 | 68 | 414500 | 199500
[5 empty] | 415500199500 | 68 | 415500 | 199500
[5 empty] | 416500199500 | 68 | 416500 | 199500
[5 empty] | 417500199500 | 68 | 417500 | 199500
[5 empty] | 418500199500 | 68 | 418500 | 199500
[5 empty] | 419500199500 | 68 | 419500 | 199500
[5 empty] | 420500199500 | 68 | 420500 | 199500
[5 empty] | 421500199500 | 68 | 421500 | 199500
[5 empty] | 422500199500 | 68 | 422500 | 199500
[5 empty] | 423500199500 | 68 | 423500 | 199500
[5 empty] | 386500198500 | 68 | 386500 | 198500
[5 empty] | 387500198500 | 68 | 387500 | 198500
[5 empty] | 388500198500 | 68 | 388500 | 198500
[5 empty] | 389500198500 | 68 | 389500 | 198500
[5 empty] | 390500198500 | 68 | 390500 | 198500
[5 empty] | 391500198500 | 68 | 391500 | 198500
[5 empty] | 392500198500 | 68 | 392500 | 198500
[5 empty] | 393500198500 | 68 | 393500 | 198500
[5 empty] | 394500198500 | 68 | 394500 | 198500
[5 empty] | 395500198500 | 68 | 395500 | 198500
[5 empty] | 396500198500 | 68 | 396500 | 198500
[5 empty] | 397500198500 | 68 | 397500 | 198500
[5 empty] | 398500198500 | 68 | 398500 | 198500
[5 empty] | 399500198500 | 68 | 399500 | 198500
[5 empty] | 400500198500 | 68 | 400500 | 198500
[5 empty] | 401500198500 | 68 | 401500 | 198500
[5 empty] | 402500198500 | 68 | 402500 | 198500
[5 empty] | 403500198500 | 68 | 403500 | 198500
[5 empty] | 404500198500 | 68 | 404500 | 198500
[5 empty] | 405500198500 | 68 | 405500 | 198500
[5 empty] | 406500198500 | 68 | 406500 | 198500
[5 empty] | 407500198500 | 68 | 407500 | 198500
[5 empty] | 408500198500 | 68 | 408500 | 198500
[5 empty] | 409500198500 | 68 | 409500 | 198500
[5 empty] | 410500198500 | 68 | 410500 | 198500
[5 empty] | 411500198500 | 68 | 411500 | 198500
[5 empty] | 412500198500 | 68 | 412500 | 198500
[5 empty] | 414500198500 | 68 | 414500 | 198500
[5 empty] | 415500198500 | 68 | 415500 | 198500
[5 empty] | 416500198500 | 68 | 416500 | 198500
[5 empty] | 417500198500 | 68 | 417500 | 198500
[5 empty] | 418500198500 | 68 | 418500 | 198500
[5 empty] | 419500198500 | 68 | 419500 | 198500
[5 empty] | 420500198500 | 68 | 420500 | 198500
[5 empty] | 423500198500 | 68 | 423500 | 198500
[5 empty] | 380500197500 | 68 | 380500 | 197500
[5 empty] | 381500197500 | 68 | 381500 | 197500
[5 empty] | 382500197500 | 68 | 382500 | 197500
[5 empty] | 386500197500 | 68 | 386500 | 197500
[5 empty] | 387500197500 | 68 | 387500 | 197500
[5 empty] | 388500197500 | 68 | 388500 | 197500
[5 empty] | 389500197500 | 68 | 389500 | 197500
[5 empty] | 390500197500 | 68 | 390500 | 197500
[5 empty] | 391500197500 | 68 | 391500 | 197500
[5 empty] | 392500197500 | 68 | 392500 | 197500
[5 empty] | 393500197500 | 68 | 393500 | 197500
[5 empty] | 394500197500 | 68 | 394500 | 197500
[5 empty] | 395500197500 | 68 | 395500 | 197500
[5 empty] | 396500197500 | 68 | 396500 | 197500
[5 empty] | 397500197500 | 68 | 397500 | 197500
[5 empty] | 398500197500 | 68 | 398500 | 197500
[5 empty] | 399500197500 | 68 | 399500 | 197500
[5 empty] | 400500197500 | 68 | 400500 | 197500
[5 empty] | 401500197500 | 68 | 401500 | 197500
[5 empty] | 402500197500 | 68 | 402500 | 197500
[5 empty] | 403500197500 | 68 | 403500 | 197500
[5 empty] | 404500197500 | 68 | 404500 | 197500
[5 empty] | 405500197500 | 68 | 405500 | 197500
[5 empty] | 406500197500 | 68 | 406500 | 197500
[5 empty] | 409500197500 | 68 | 409500 | 197500
[5 empty] | 410500197500 | 68 | 410500 | 197500
[5 empty] | 411500197500 | 68 | 411500 | 197500
[5 empty] | 412500197500 | 68 | 412500 | 197500
[5 empty] | 414500197500 | 68 | 414500 | 197500
[5 empty] | 415500197500 | 68 | 415500 | 197500
[5 empty] | 416500197500 | 68 | 416500 | 197500
[5 empty] | 417500197500 | 68 | 417500 | 197500
[5 empty] | 418500197500 | 68 | 418500 | 197500
[5 empty] | 419500197500 | 68 | 419500 | 197500
[5 empty] | 380500196500 | 68 | 380500 | 196500
[5 empty] | 381500196500 | 68 | 381500 | 196500
[5 empty] | 382500196500 | 68 | 382500 | 196500
[5 empty] | 383500196500 | 68 | 383500 | 196500
[5 empty] | 387500196500 | 68 | 387500 | 196500
[5 empty] | 388500196500 | 68 | 388500 | 196500
[5 empty] | 389500196500 | 68 | 389500 | 196500
[5 empty] | 390500196500 | 68 | 390500 | 196500
[5 empty] | 391500196500 | 68 | 391500 | 196500
[5 empty] | 392500196500 | 68 | 392500 | 196500
[5 empty] | 393500196500 | 68 | 393500 | 196500
[5 empty] | 394500196500 | 68 | 394500 | 196500
[5 empty] | 395500196500 | 68 | 395500 | 196500
[5 empty] | 397500196500 | 68 | 397500 | 196500
[5 empty] | 398500196500 | 68 | 398500 | 196500
[5 empty] | 399500196500 | 68 | 399500 | 196500
[5 empty] | 400500196500 | 68 | 400500 | 196500
[5 empty] | 401500196500 | 68 | 401500 | 196500
[5 empty] | 402500196500 | 68 | 402500 | 196500
[5 empty] | 403500196500 | 68 | 403500 | 196500
[5 empty] | 404500196500 | 68 | 404500 | 196500
[5 empty] | 405500196500 | 68 | 405500 | 196500
[5 empty] | 406500196500 | 68 | 406500 | 196500
[5 empty] | 407500196500 | 68 | 407500 | 196500
[5 empty] | 410500196500 | 68 | 410500 | 196500
[5 empty] | 411500196500 | 68 | 411500 | 196500
[5 empty] | 412500196500 | 68 | 412500 | 196500
[5 empty] | 416500196500 | 68 | 416500 | 196500
[5 empty] | 417500196500 | 68 | 417500 | 196500
[5 empty] | 380500195500 | 68 | 380500 | 195500
[5 empty] | 381500195500 | 68 | 381500 | 195500
[5 empty] | 382500195500 | 68 | 382500 | 195500
[5 empty] | 383500195500 | 68 | 383500 | 195500
[5 empty] | 384500195500 | 68 | 384500 | 195500
[5 empty] | 385500195500 | 68 | 385500 | 195500
[5 empty] | 386500195500 | 68 | 386500 | 195500
[5 empty] | 387500195500 | 68 | 387500 | 195500
[5 empty] | 388500195500 | 68 | 388500 | 195500
[5 empty] | 389500195500 | 68 | 389500 | 195500
[5 empty] | 390500195500 | 68 | 390500 | 195500
[5 empty] | 391500195500 | 68 | 391500 | 195500
[5 empty] | 392500195500 | 68 | 392500 | 195500
[5 empty] | 393500195500 | 68 | 393500 | 195500
[5 empty] | 394500195500 | 68 | 394500 | 195500
[5 empty] | 398500195500 | 68 | 398500 | 195500
[5 empty] | 399500195500 | 68 | 399500 | 195500
[5 empty] | 400500195500 | 68 | 400500 | 195500
[5 empty] | 401500195500 | 68 | 401500 | 195500
[5 empty] | 402500195500 | 68 | 402500 | 195500
[5 empty] | 406500195500 | 68 | 406500 | 195500
[5 empty] | 407500195500 | 68 | 407500 | 195500
[5 empty] | 410500195500 | 68 | 410500 | 195500
[5 empty] | 411500195500 | 68 | 411500 | 195500
[5 empty] | 379500194500 | 68 | 379500 | 194500
[5 empty] | 380500194500 | 68 | 380500 | 194500
[5 empty] | 381500194500 | 68 | 381500 | 194500
[5 empty] | 382500194500 | 68 | 382500 | 194500
[5 empty] | 383500194500 | 68 | 383500 | 194500
[5 empty] | 384500194500 | 68 | 384500 | 194500
[5 empty] | 385500194500 | 68 | 385500 | 194500
[5 empty] | 386500194500 | 68 | 386500 | 194500
[5 empty] | 387500194500 | 68 | 387500 | 194500
[5 empty] | 388500194500 | 68 | 388500 | 194500
[5 empty] | 389500194500 | 68 | 389500 | 194500
[5 empty] | 390500194500 | 68 | 390500 | 194500
[5 empty] | 391500194500 | 68 | 391500 | 194500
[5 empty] | 392500194500 | 68 | 392500 | 194500
[5 empty] | 393500194500 | 68 | 393500 | 194500
[5 empty] | 401500194500 | 68 | 401500 | 194500
[5 empty] | 402500194500 | 68 | 402500 | 194500
[5 empty] | 378500193500 | 68 | 378500 | 193500
[5 empty] | 379500193500 | 68 | 379500 | 193500
[5 empty] | 380500193500 | 68 | 380500 | 193500
[5 empty] | 381500193500 | 68 | 381500 | 193500
[5 empty] | 382500193500 | 68 | 382500 | 193500
[5 empty] | 383500193500 | 68 | 383500 | 193500
[5 empty] | 384500193500 | 68 | 384500 | 193500
[5 empty] | 385500193500 | 68 | 385500 | 193500
[5 empty] | 386500193500 | 68 | 386500 | 193500
[5 empty] | 387500193500 | 68 | 387500 | 193500
[5 empty] | 388500193500 | 68 | 388500 | 193500
[5 empty] | 389500193500 | 68 | 389500 | 193500
[5 empty] | 390500193500 | 68 | 390500 | 193500
[5 empty] | 391500193500 | 68 | 391500 | 193500
[5 empty] | 392500193500 | 68 | 392500 | 193500
[5 empty] | 402500193500 | 68 | 402500 | 193500
[5 empty] | 378500192500 | 68 | 378500 | 192500
[5 empty] | 380500192500 | 68 | 380500 | 192500
[5 empty] | 381500192500 | 68 | 381500 | 192500
[5 empty] | 382500192500 | 68 | 382500 | 192500
[5 empty] | 383500192500 | 68 | 383500 | 192500
[5 empty] | 384500192500 | 68 | 384500 | 192500
[5 empty] | 385500192500 | 68 | 385500 | 192500
[5 empty] | 386500192500 | 68 | 386500 | 192500
[5 empty] | 387500192500 | 68 | 387500 | 192500
[5 empty] | 388500192500 | 68 | 388500 | 192500
[5 empty] | 389500192500 | 68 | 389500 | 192500
[5 empty] | 390500192500 | 68 | 390500 | 192500
[5 empty] | 391500192500 | 68 | 391500 | 192500
[5 empty] | 392500192500 | 68 | 392500 | 192500
[5 empty] | 381500191500 | 68 | 381500 | 191500
[5 empty] | 382500191500 | 68 | 382500 | 191500
[5 empty] | 383500191500 | 68 | 383500 | 191500
[5 empty] | 384500191500 | 68 | 384500 | 191500
[5 empty] | 385500191500 | 68 | 385500 | 191500
[5 empty] | 386500191500 | 68 | 386500 | 191500
[5 empty] | 387500191500 | 68 | 387500 | 191500
[5 empty] | 388500191500 | 68 | 388500 | 191500
[5 empty] | 389500191500 | 68 | 389500 | 191500
[5 empty] | 390500191500 | 68 | 390500 | 191500
[5 empty] | 391500191500 | 68 | 391500 | 191500
[5 empty] | 381500190500 | 68 | 381500 | 190500
[5 empty] | 382500190500 | 68 | 382500 | 190500
[5 empty] | 383500190500 | 68 | 383500 | 190500
[5 empty] | 384500190500 | 68 | 384500 | 190500
[5 empty] | 385500190500 | 68 | 385500 | 190500
[5 empty] | 386500190500 | 68 | 386500 | 190500
[5 empty] | 387500190500 | 68 | 387500 | 190500
[5 empty] | 388500190500 | 68 | 388500 | 190500
[5 empty] | 389500190500 | 68 | 389500 | 190500
[5 empty] | 390500190500 | 68 | 390500 | 190500
[5 empty] | 380500189500 | 68 | 380500 | 189500
[5 empty] | 381500189500 | 68 | 381500 | 189500
[5 empty] | 382500189500 | 68 | 382500 | 189500
[5 empty] | 383500189500 | 68 | 383500 | 189500
[5 empty] | 384500189500 | 68 | 384500 | 189500
[5 empty] | 385500189500 | 68 | 385500 | 189500
[5 empty] | 386500189500 | 68 | 386500 | 189500
[5 empty] | 387500189500 | 68 | 387500 | 189500
[5 empty] | 388500189500 | 68 | 388500 | 189500
[5 empty] | 389500189500 | 68 | 389500 | 189500
[5 empty] | 390500189500 | 68 | 390500 | 189500
[5 empty] | 380500188500 | 68 | 380500 | 188500
[5 empty] | 381500188500 | 68 | 381500 | 188500
[5 empty] | 382500188500 | 68 | 382500 | 188500
[5 empty] | 383500188500 | 68 | 383500 | 188500
[5 empty] | 388500188500 | 68 | 388500 | 188500
[5 empty] | 389500188500 | 68 | 389500 | 188500
[5 empty] | 380500187500 | 68 | 380500 | 187500
[5 empty] | 381500187500 | 68 | 381500 | 187500
[5 empty] | 382500187500 | 68 | 382500 | 187500
[5 empty] | 428500284500 | 69 | 428500 | 284500
[5 empty] | 430500284500 | 69 | 430500 | 284500
[5 empty] | 431500284500 | 69 | 431500 | 284500
[5 empty] | 428500283500 | 69 | 428500 | 283500
[5 empty] | 429500283500 | 69 | 429500 | 283500
[5 empty] | 430500283500 | 69 | 430500 | 283500
[5 empty] | 431500283500 | 69 | 431500 | 283500
[5 empty] | 432500283500 | 69 | 432500 | 283500
[5 empty] | 433500283500 | 69 | 433500 | 283500
[5 empty] | 434500283500 | 69 | 434500 | 283500
[5 empty] | 435500283500 | 69 | 435500 | 283500
[5 empty] | 436500283500 | 69 | 436500 | 283500
[5 empty] | 437500283500 | 69 | 437500 | 283500
[5 empty] | 427500282500 | 69 | 427500 | 282500
[5 empty] | 428500282500 | 69 | 428500 | 282500
[5 empty] | 429500282500 | 69 | 429500 | 282500
[5 empty] | 430500282500 | 69 | 430500 | 282500
[5 empty] | 431500282500 | 69 | 431500 | 282500
[5 empty] | 432500282500 | 69 | 432500 | 282500
[5 empty] | 433500282500 | 69 | 433500 | 282500
[5 empty] | 434500282500 | 69 | 434500 | 282500
[5 empty] | 435500282500 | 69 | 435500 | 282500
[5 empty] | 436500282500 | 69 | 436500 | 282500
[5 empty] | 437500282500 | 69 | 437500 | 282500
[5 empty] | 427500281500 | 69 | 427500 | 281500
[5 empty] | 428500281500 | 69 | 428500 | 281500
[5 empty] | 429500281500 | 69 | 429500 | 281500
[5 empty] | 430500281500 | 69 | 430500 | 281500
[5 empty] | 431500281500 | 69 | 431500 | 281500
[5 empty] | 432500281500 | 69 | 432500 | 281500
[5 empty] | 433500281500 | 69 | 433500 | 281500
[5 empty] | 434500281500 | 69 | 434500 | 281500
[5 empty] | 435500281500 | 69 | 435500 | 281500
[5 empty] | 436500281500 | 69 | 436500 | 281500
[5 empty] | 437500281500 | 69 | 437500 | 281500
[5 empty] | 438500281500 | 69 | 438500 | 281500
[5 empty] | 427500280500 | 69 | 427500 | 280500
[5 empty] | 428500280500 | 69 | 428500 | 280500
[5 empty] | 429500280500 | 69 | 429500 | 280500
[5 empty] | 430500280500 | 69 | 430500 | 280500
[5 empty] | 431500280500 | 69 | 431500 | 280500
[5 empty] | 432500280500 | 69 | 432500 | 280500
[5 empty] | 433500280500 | 69 | 433500 | 280500
[5 empty] | 434500280500 | 69 | 434500 | 280500
[5 empty] | 435500280500 | 69 | 435500 | 280500
[5 empty] | 436500280500 | 69 | 436500 | 280500
[5 empty] | 437500280500 | 69 | 437500 | 280500
[5 empty] | 438500280500 | 69 | 438500 | 280500
[5 empty] | 427500279500 | 69 | 427500 | 279500
[5 empty] | 428500279500 | 69 | 428500 | 279500
[5 empty] | 429500279500 | 69 | 429500 | 279500
[5 empty] | 430500279500 | 69 | 430500 | 279500
[5 empty] | 431500279500 | 69 | 431500 | 279500
[5 empty] | 432500279500 | 69 | 432500 | 279500
[5 empty] | 433500279500 | 69 | 433500 | 279500
[5 empty] | 434500279500 | 69 | 434500 | 279500
[5 empty] | 435500279500 | 69 | 435500 | 279500
[5 empty] | 436500279500 | 69 | 436500 | 279500
[5 empty] | 437500279500 | 69 | 437500 | 279500
[5 empty] | 438500279500 | 69 | 438500 | 279500
[5 empty] | 427500278500 | 69 | 427500 | 278500
[5 empty] | 428500278500 | 69 | 428500 | 278500
[5 empty] | 429500278500 | 69 | 429500 | 278500
[5 empty] | 430500278500 | 69 | 430500 | 278500
[5 empty] | 431500278500 | 69 | 431500 | 278500
[5 empty] | 432500278500 | 69 | 432500 | 278500
[5 empty] | 433500278500 | 69 | 433500 | 278500
[5 empty] | 434500278500 | 69 | 434500 | 278500
[5 empty] | 435500278500 | 69 | 435500 | 278500
[5 empty] | 436500278500 | 69 | 436500 | 278500
[5 empty] | 437500278500 | 69 | 437500 | 278500
[5 empty] | 438500278500 | 69 | 438500 | 278500
[5 empty] | 427500277500 | 69 | 427500 | 277500
[5 empty] | 428500277500 | 69 | 428500 | 277500
[5 empty] | 429500277500 | 69 | 429500 | 277500
[5 empty] | 430500277500 | 69 | 430500 | 277500
[5 empty] | 431500277500 | 69 | 431500 | 277500
[5 empty] | 432500277500 | 69 | 432500 | 277500
[5 empty] | 433500277500 | 69 | 433500 | 277500
[5 empty] | 434500277500 | 69 | 434500 | 277500
[5 empty] | 435500277500 | 69 | 435500 | 277500
[5 empty] | 436500277500 | 69 | 436500 | 277500
[5 empty] | 437500277500 | 69 | 437500 | 277500
[5 empty] | 438500277500 | 69 | 438500 | 277500
[5 empty] | 428500276500 | 69 | 428500 | 276500
[5 empty] | 429500276500 | 69 | 429500 | 276500
[5 empty] | 430500276500 | 69 | 430500 | 276500
[5 empty] | 431500276500 | 69 | 431500 | 276500
[5 empty] | 432500276500 | 69 | 432500 | 276500
[5 empty] | 433500276500 | 69 | 433500 | 276500
[5 empty] | 434500276500 | 69 | 434500 | 276500
[5 empty] | 435500276500 | 69 | 435500 | 276500
[5 empty] | 436500276500 | 69 | 436500 | 276500
[5 empty] | 437500276500 | 69 | 437500 | 276500
[5 empty] | 430500275500 | 69 | 430500 | 275500
[5 empty] | 431500275500 | 69 | 431500 | 275500
[5 empty] | 433500275500 | 69 | 433500 | 275500
[5 empty] | 435500275500 | 69 | 435500 | 275500
[5 empty] | 436500275500 | 69 | 436500 | 275500
[5 empty] | 430500274500 | 69 | 430500 | 274500
[5 empty] | 376500483500 | 517 | 376500 | 483500
[5 empty] | 379500483500 | 517 | 379500 | 483500
[5 empty] | 380500483500 | 517 | 380500 | 483500
[5 empty] | 383500483500 | 517 | 383500 | 483500
[5 empty] | 384500483500 | 517 | 384500 | 483500
[5 empty] | 385500483500 | 517 | 385500 | 483500
[5 empty] | 386500483500 | 517 | 386500 | 483500
[5 empty] | 374500482500 | 517 | 374500 | 482500
[5 empty] | 375500482500 | 517 | 375500 | 482500
[5 empty] | 376500482500 | 517 | 376500 | 482500
[5 empty] | 377500482500 | 517 | 377500 | 482500
[5 empty] | 378500482500 | 517 | 378500 | 482500
[5 empty] | 379500482500 | 517 | 379500 | 482500
[5 empty] | 380500482500 | 517 | 380500 | 482500
[5 empty] | 381500482500 | 517 | 381500 | 482500
[5 empty] | 382500482500 | 517 | 382500 | 482500
[5 empty] | 383500482500 | 517 | 383500 | 482500
[5 empty] | 384500482500 | 517 | 384500 | 482500
[5 empty] | 385500482500 | 517 | 385500 | 482500
[5 empty] | 386500482500 | 517 | 386500 | 482500
[5 empty] | 387500482500 | 517 | 387500 | 482500
[5 empty] | 374500481500 | 517 | 374500 | 481500
[5 empty] | 375500481500 | 517 | 375500 | 481500
[5 empty] | 376500481500 | 517 | 376500 | 481500
[5 empty] | 377500481500 | 517 | 377500 | 481500
[5 empty] | 378500481500 | 517 | 378500 | 481500
[5 empty] | 379500481500 | 517 | 379500 | 481500
[5 empty] | 380500481500 | 517 | 380500 | 481500
[5 empty] | 381500481500 | 517 | 381500 | 481500
[5 empty] | 382500481500 | 517 | 382500 | 481500
[5 empty] | 383500481500 | 517 | 383500 | 481500
[5 empty] | 384500481500 | 517 | 384500 | 481500
[5 empty] | 385500481500 | 517 | 385500 | 481500
[5 empty] | 386500481500 | 517 | 386500 | 481500
[5 empty] | 387500481500 | 517 | 387500 | 481500
[5 empty] | 388500481500 | 517 | 388500 | 481500
[5 empty] | 389500481500 | 517 | 389500 | 481500
[5 empty] | 390500481500 | 517 | 390500 | 481500
[5 empty] | 392500481500 | 517 | 392500 | 481500
[5 empty] | 393500481500 | 517 | 393500 | 481500
[5 empty] | 370500480500 | 517 | 370500 | 480500
[5 empty] | 371500480500 | 517 | 371500 | 480500
[5 empty] | 372500480500 | 517 | 372500 | 480500
[5 empty] | 373500480500 | 517 | 373500 | 480500
[5 empty] | 374500480500 | 517 | 374500 | 480500
[5 empty] | 375500480500 | 517 | 375500 | 480500
[5 empty] | 376500480500 | 517 | 376500 | 480500
[5 empty] | 377500480500 | 517 | 377500 | 480500
[5 empty] | 378500480500 | 517 | 378500 | 480500
[5 empty] | 379500480500 | 517 | 379500 | 480500
[5 empty] | 380500480500 | 517 | 380500 | 480500
[5 empty] | 381500480500 | 517 | 381500 | 480500
[5 empty] | 382500480500 | 517 | 382500 | 480500
[5 empty] | 383500480500 | 517 | 383500 | 480500
[5 empty] | 384500480500 | 517 | 384500 | 480500
[5 empty] | 385500480500 | 517 | 385500 | 480500
[5 empty] | 386500480500 | 517 | 386500 | 480500
[5 empty] | 387500480500 | 517 | 387500 | 480500
[5 empty] | 388500480500 | 517 | 388500 | 480500
[5 empty] | 389500480500 | 517 | 389500 | 480500
[5 empty] | 390500480500 | 517 | 390500 | 480500
[5 empty] | 391500480500 | 517 | 391500 | 480500
[5 empty] | 392500480500 | 517 | 392500 | 480500
[5 empty] | 393500480500 | 517 | 393500 | 480500
[5 empty] | 394500480500 | 517 | 394500 | 480500
[5 empty] | 369500479500 | 517 | 369500 | 479500
[5 empty] | 370500479500 | 517 | 370500 | 479500
[5 empty] | 371500479500 | 517 | 371500 | 479500
[5 empty] | 372500479500 | 517 | 372500 | 479500
[5 empty] | 373500479500 | 517 | 373500 | 479500
[5 empty] | 374500479500 | 517 | 374500 | 479500
[5 empty] | 375500479500 | 517 | 375500 | 479500
[5 empty] | 376500479500 | 517 | 376500 | 479500
[5 empty] | 377500479500 | 517 | 377500 | 479500
[5 empty] | 378500479500 | 517 | 378500 | 479500
[5 empty] | 379500479500 | 517 | 379500 | 479500
[5 empty] | 380500479500 | 517 | 380500 | 479500
[5 empty] | 381500479500 | 517 | 381500 | 479500
[5 empty] | 382500479500 | 517 | 382500 | 479500
[5 empty] | 383500479500 | 517 | 383500 | 479500
[5 empty] | 384500479500 | 517 | 384500 | 479500
[5 empty] | 385500479500 | 517 | 385500 | 479500
[5 empty] | 386500479500 | 517 | 386500 | 479500
[5 empty] | 387500479500 | 517 | 387500 | 479500
[5 empty] | 388500479500 | 517 | 388500 | 479500
[5 empty] | 389500479500 | 517 | 389500 | 479500
[5 empty] | 390500479500 | 517 | 390500 | 479500
[5 empty] | 391500479500 | 517 | 391500 | 479500
[5 empty] | 392500479500 | 517 | 392500 | 479500
[5 empty] | 393500479500 | 517 | 393500 | 479500
[5 empty] | 394500479500 | 517 | 394500 | 479500
[5 empty] | 395500479500 | 517 | 395500 | 479500
[5 empty] | 369500478500 | 517 | 369500 | 478500
[5 empty] | 370500478500 | 517 | 370500 | 478500
[5 empty] | 371500478500 | 517 | 371500 | 478500
[5 empty] | 372500478500 | 517 | 372500 | 478500
[5 empty] | 373500478500 | 517 | 373500 | 478500
[5 empty] | 374500478500 | 517 | 374500 | 478500
[5 empty] | 375500478500 | 517 | 375500 | 478500
[5 empty] | 376500478500 | 517 | 376500 | 478500
[5 empty] | 377500478500 | 517 | 377500 | 478500
[5 empty] | 378500478500 | 517 | 378500 | 478500
[5 empty] | 379500478500 | 517 | 379500 | 478500
[5 empty] | 380500478500 | 517 | 380500 | 478500
[5 empty] | 381500478500 | 517 | 381500 | 478500
[5 empty] | 382500478500 | 517 | 382500 | 478500
[5 empty] | 383500478500 | 517 | 383500 | 478500
[5 empty] | 384500478500 | 517 | 384500 | 478500
[5 empty] | 385500478500 | 517 | 385500 | 478500
[5 empty] | 386500478500 | 517 | 386500 | 478500
[5 empty] | 387500478500 | 517 | 387500 | 478500
[5 empty] | 388500478500 | 517 | 388500 | 478500
[5 empty] | 389500478500 | 517 | 389500 | 478500
[5 empty] | 390500478500 | 517 | 390500 | 478500
[5 empty] | 391500478500 | 517 | 391500 | 478500
[5 empty] | 392500478500 | 517 | 392500 | 478500
[5 empty] | 393500478500 | 517 | 393500 | 478500
[5 empty] | 394500478500 | 517 | 394500 | 478500
[5 empty] | 395500478500 | 517 | 395500 | 478500
[5 empty] | 368500477500 | 517 | 368500 | 477500
[5 empty] | 369500477500 | 517 | 369500 | 477500
[5 empty] | 370500477500 | 517 | 370500 | 477500
[5 empty] | 371500477500 | 517 | 371500 | 477500
[5 empty] | 372500477500 | 517 | 372500 | 477500
[5 empty] | 373500477500 | 517 | 373500 | 477500
[5 empty] | 374500477500 | 517 | 374500 | 477500
[5 empty] | 375500477500 | 517 | 375500 | 477500
[5 empty] | 376500477500 | 517 | 376500 | 477500
[5 empty] | 377500477500 | 517 | 377500 | 477500
[5 empty] | 378500477500 | 517 | 378500 | 477500
[5 empty] | 379500477500 | 517 | 379500 | 477500
[5 empty] | 380500477500 | 517 | 380500 | 477500
[5 empty] | 381500477500 | 517 | 381500 | 477500
[5 empty] | 382500477500 | 517 | 382500 | 477500
[5 empty] | 383500477500 | 517 | 383500 | 477500
[5 empty] | 384500477500 | 517 | 384500 | 477500
[5 empty] | 385500477500 | 517 | 385500 | 477500
[5 empty] | 386500477500 | 517 | 386500 | 477500
[5 empty] | 387500477500 | 517 | 387500 | 477500
[5 empty] | 388500477500 | 517 | 388500 | 477500
[5 empty] | 389500477500 | 517 | 389500 | 477500
[5 empty] | 390500477500 | 517 | 390500 | 477500
[5 empty] | 391500477500 | 517 | 391500 | 477500
[5 empty] | 392500477500 | 517 | 392500 | 477500
[5 empty] | 393500477500 | 517 | 393500 | 477500
[5 empty] | 394500477500 | 517 | 394500 | 477500
[5 empty] | 395500477500 | 517 | 395500 | 477500
[5 empty] | 396500477500 | 517 | 396500 | 477500
[5 empty] | 367500476500 | 517 | 367500 | 476500
[5 empty] | 368500476500 | 517 | 368500 | 476500
[5 empty] | 369500476500 | 517 | 369500 | 476500
[5 empty] | 370500476500 | 517 | 370500 | 476500
[5 empty] | 371500476500 | 517 | 371500 | 476500
[5 empty] | 372500476500 | 517 | 372500 | 476500
[5 empty] | 373500476500 | 517 | 373500 | 476500
[5 empty] | 374500476500 | 517 | 374500 | 476500
[5 empty] | 375500476500 | 517 | 375500 | 476500
[5 empty] | 376500476500 | 517 | 376500 | 476500
[5 empty] | 377500476500 | 517 | 377500 | 476500
[5 empty] | 378500476500 | 517 | 378500 | 476500
[5 empty] | 379500476500 | 517 | 379500 | 476500
[5 empty] | 380500476500 | 517 | 380500 | 476500
[5 empty] | 381500476500 | 517 | 381500 | 476500
[5 empty] | 382500476500 | 517 | 382500 | 476500
[5 empty] | 383500476500 | 517 | 383500 | 476500
[5 empty] | 384500476500 | 517 | 384500 | 476500
[5 empty] | 385500476500 | 517 | 385500 | 476500
[5 empty] | 386500476500 | 517 | 386500 | 476500
[5 empty] | 387500476500 | 517 | 387500 | 476500
[5 empty] | 388500476500 | 517 | 388500 | 476500
[5 empty] | 389500476500 | 517 | 389500 | 476500
[5 empty] | 390500476500 | 517 | 390500 | 476500
[5 empty] | 391500476500 | 517 | 391500 | 476500
[5 empty] | 392500476500 | 517 | 392500 | 476500
[5 empty] | 393500476500 | 517 | 393500 | 476500
[5 empty] | 394500476500 | 517 | 394500 | 476500
[5 empty] | 395500476500 | 517 | 395500 | 476500
[5 empty] | 396500476500 | 517 | 396500 | 476500
[5 empty] | 366500475500 | 517 | 366500 | 475500
[5 empty] | 367500475500 | 517 | 367500 | 475500
[5 empty] | 368500475500 | 517 | 368500 | 475500
[5 empty] | 369500475500 | 517 | 369500 | 475500
[5 empty] | 370500475500 | 517 | 370500 | 475500
[5 empty] | 371500475500 | 517 | 371500 | 475500
[5 empty] | 372500475500 | 517 | 372500 | 475500
[5 empty] | 373500475500 | 517 | 373500 | 475500
[5 empty] | 374500475500 | 517 | 374500 | 475500
[5 empty] | 375500475500 | 517 | 375500 | 475500
[5 empty] | 376500475500 | 517 | 376500 | 475500
[5 empty] | 377500475500 | 517 | 377500 | 475500
[5 empty] | 378500475500 | 517 | 378500 | 475500
[5 empty] | 379500475500 | 517 | 379500 | 475500
[5 empty] | 380500475500 | 517 | 380500 | 475500
[5 empty] | 381500475500 | 517 | 381500 | 475500
[5 empty] | 382500475500 | 517 | 382500 | 475500
[5 empty] | 383500475500 | 517 | 383500 | 475500
[5 empty] | 384500475500 | 517 | 384500 | 475500
[5 empty] | 385500475500 | 517 | 385500 | 475500
[5 empty] | 386500475500 | 517 | 386500 | 475500
[5 empty] | 387500475500 | 517 | 387500 | 475500
[5 empty] | 388500475500 | 517 | 388500 | 475500
[5 empty] | 389500475500 | 517 | 389500 | 475500
[5 empty] | 390500475500 | 517 | 390500 | 475500
[5 empty] | 391500475500 | 517 | 391500 | 475500
[5 empty] | 392500475500 | 517 | 392500 | 475500
[5 empty] | 393500475500 | 517 | 393500 | 475500
[5 empty] | 394500475500 | 517 | 394500 | 475500
[5 empty] | 395500475500 | 517 | 395500 | 475500
[5 empty] | 396500475500 | 517 | 396500 | 475500
[5 empty] | 397500475500 | 517 | 397500 | 475500
[5 empty] | 398500475500 | 517 | 398500 | 475500
[5 empty] | 365500474500 | 517 | 365500 | 474500
[5 empty] | 366500474500 | 517 | 366500 | 474500
[5 empty] | 367500474500 | 517 | 367500 | 474500
[5 empty] | 368500474500 | 517 | 368500 | 474500
[5 empty] | 369500474500 | 517 | 369500 | 474500
[5 empty] | 370500474500 | 517 | 370500 | 474500
[5 empty] | 371500474500 | 517 | 371500 | 474500
[5 empty] | 372500474500 | 517 | 372500 | 474500
[5 empty] | 373500474500 | 517 | 373500 | 474500
[5 empty] | 374500474500 | 517 | 374500 | 474500
[5 empty] | 375500474500 | 517 | 375500 | 474500
[5 empty] | 376500474500 | 517 | 376500 | 474500
[5 empty] | 377500474500 | 517 | 377500 | 474500
[5 empty] | 378500474500 | 517 | 378500 | 474500
[5 empty] | 379500474500 | 517 | 379500 | 474500
[5 empty] | 380500474500 | 517 | 380500 | 474500
[5 empty] | 381500474500 | 517 | 381500 | 474500
[5 empty] | 382500474500 | 517 | 382500 | 474500
[5 empty] | 383500474500 | 517 | 383500 | 474500
[5 empty] | 384500474500 | 517 | 384500 | 474500
[5 empty] | 385500474500 | 517 | 385500 | 474500
[5 empty] | 386500474500 | 517 | 386500 | 474500
[5 empty] | 387500474500 | 517 | 387500 | 474500
[5 empty] | 388500474500 | 517 | 388500 | 474500
[5 empty] | 389500474500 | 517 | 389500 | 474500
[5 empty] | 390500474500 | 517 | 390500 | 474500
[5 empty] | 391500474500 | 517 | 391500 | 474500
[5 empty] | 392500474500 | 517 | 392500 | 474500
[5 empty] | 393500474500 | 517 | 393500 | 474500
[5 empty] | 394500474500 | 517 | 394500 | 474500
[5 empty] | 395500474500 | 517 | 395500 | 474500
[5 empty] | 396500474500 | 517 | 396500 | 474500
[5 empty] | 397500474500 | 517 | 397500 | 474500
[5 empty] | 398500474500 | 517 | 398500 | 474500
[5 empty] | 399500474500 | 517 | 399500 | 474500
[5 empty] | 365500473500 | 517 | 365500 | 473500
[5 empty] | 366500473500 | 517 | 366500 | 473500
[5 empty] | 367500473500 | 517 | 367500 | 473500
[5 empty] | 368500473500 | 517 | 368500 | 473500
[5 empty] | 369500473500 | 517 | 369500 | 473500
[5 empty] | 370500473500 | 517 | 370500 | 473500
[5 empty] | 371500473500 | 517 | 371500 | 473500
[5 empty] | 372500473500 | 517 | 372500 | 473500
[5 empty] | 373500473500 | 517 | 373500 | 473500
[5 empty] | 374500473500 | 517 | 374500 | 473500
[5 empty] | 375500473500 | 517 | 375500 | 473500
[5 empty] | 376500473500 | 517 | 376500 | 473500
[5 empty] | 377500473500 | 517 | 377500 | 473500
[5 empty] | 378500473500 | 517 | 378500 | 473500
[5 empty] | 379500473500 | 517 | 379500 | 473500
[5 empty] | 380500473500 | 517 | 380500 | 473500
[5 empty] | 381500473500 | 517 | 381500 | 473500
[5 empty] | 382500473500 | 517 | 382500 | 473500
[5 empty] | 383500473500 | 517 | 383500 | 473500
[5 empty] | 384500473500 | 517 | 384500 | 473500
[5 empty] | 385500473500 | 517 | 385500 | 473500
[5 empty] | 386500473500 | 517 | 386500 | 473500
[5 empty] | 387500473500 | 517 | 387500 | 473500
[5 empty] | 388500473500 | 517 | 388500 | 473500
[5 empty] | 389500473500 | 517 | 389500 | 473500
[5 empty] | 390500473500 | 517 | 390500 | 473500
[5 empty] | 391500473500 | 517 | 391500 | 473500
[5 empty] | 392500473500 | 517 | 392500 | 473500
[5 empty] | 393500473500 | 517 | 393500 | 473500
[5 empty] | 394500473500 | 517 | 394500 | 473500
[5 empty] | 395500473500 | 517 | 395500 | 473500
[5 empty] | 396500473500 | 517 | 396500 | 473500
[5 empty] | 397500473500 | 517 | 397500 | 473500
[5 empty] | 398500473500 | 517 | 398500 | 473500
[5 empty] | 399500473500 | 517 | 399500 | 473500
[5 empty] | 400500473500 | 517 | 400500 | 473500
[5 empty] | 401500473500 | 517 | 401500 | 473500
[5 empty] | 364500472500 | 517 | 364500 | 472500
[5 empty] | 365500472500 | 517 | 365500 | 472500
[5 empty] | 366500472500 | 517 | 366500 | 472500
[5 empty] | 367500472500 | 517 | 367500 | 472500
[5 empty] | 368500472500 | 517 | 368500 | 472500
[5 empty] | 369500472500 | 517 | 369500 | 472500
[5 empty] | 370500472500 | 517 | 370500 | 472500
[5 empty] | 371500472500 | 517 | 371500 | 472500
[5 empty] | 372500472500 | 517 | 372500 | 472500
[5 empty] | 373500472500 | 517 | 373500 | 472500
[5 empty] | 374500472500 | 517 | 374500 | 472500
[5 empty] | 375500472500 | 517 | 375500 | 472500
[5 empty] | 376500472500 | 517 | 376500 | 472500
[5 empty] | 377500472500 | 517 | 377500 | 472500
[5 empty] | 378500472500 | 517 | 378500 | 472500
[5 empty] | 379500472500 | 517 | 379500 | 472500
[5 empty] | 380500472500 | 517 | 380500 | 472500
[5 empty] | 381500472500 | 517 | 381500 | 472500
[5 empty] | 382500472500 | 517 | 382500 | 472500
[5 empty] | 383500472500 | 517 | 383500 | 472500
[5 empty] | 384500472500 | 517 | 384500 | 472500
[5 empty] | 385500472500 | 517 | 385500 | 472500
[5 empty] | 386500472500 | 517 | 386500 | 472500
[5 empty] | 387500472500 | 517 | 387500 | 472500
[5 empty] | 388500472500 | 517 | 388500 | 472500
[5 empty] | 389500472500 | 517 | 389500 | 472500
[5 empty] | 390500472500 | 517 | 390500 | 472500
[5 empty] | 391500472500 | 517 | 391500 | 472500
[5 empty] | 392500472500 | 517 | 392500 | 472500
[5 empty] | 393500472500 | 517 | 393500 | 472500
[5 empty] | 394500472500 | 517 | 394500 | 472500
[5 empty] | 395500472500 | 517 | 395500 | 472500
[5 empty] | 396500472500 | 517 | 396500 | 472500
[5 empty] | 397500472500 | 517 | 397500 | 472500
[5 empty] | 398500472500 | 517 | 398500 | 472500
[5 empty] | 399500472500 | 517 | 399500 | 472500
[5 empty] | 400500472500 | 517 | 400500 | 472500
[5 empty] | 401500472500 | 517 | 401500 | 472500
[5 empty] | 402500472500 | 517 | 402500 | 472500
[5 empty] | 363500471500 | 517 | 363500 | 471500
[5 empty] | 364500471500 | 517 | 364500 | 471500
[5 empty] | 365500471500 | 517 | 365500 | 471500
[5 empty] | 366500471500 | 517 | 366500 | 471500
[5 empty] | 367500471500 | 517 | 367500 | 471500
[5 empty] | 368500471500 | 517 | 368500 | 471500
[5 empty] | 369500471500 | 517 | 369500 | 471500
[5 empty] | 370500471500 | 517 | 370500 | 471500
[5 empty] | 371500471500 | 517 | 371500 | 471500
[5 empty] | 372500471500 | 517 | 372500 | 471500
[5 empty] | 373500471500 | 517 | 373500 | 471500
[5 empty] | 374500471500 | 517 | 374500 | 471500
[5 empty] | 375500471500 | 517 | 375500 | 471500
[5 empty] | 376500471500 | 517 | 376500 | 471500
[5 empty] | 377500471500 | 517 | 377500 | 471500
[5 empty] | 378500471500 | 517 | 378500 | 471500
[5 empty] | 379500471500 | 517 | 379500 | 471500
[5 empty] | 380500471500 | 517 | 380500 | 471500
[5 empty] | 381500471500 | 517 | 381500 | 471500
[5 empty] | 382500471500 | 517 | 382500 | 471500
[5 empty] | 383500471500 | 517 | 383500 | 471500
[5 empty] | 384500471500 | 517 | 384500 | 471500
[5 empty] | 385500471500 | 517 | 385500 | 471500
[5 empty] | 386500471500 | 517 | 386500 | 471500
[5 empty] | 387500471500 | 517 | 387500 | 471500
[5 empty] | 388500471500 | 517 | 388500 | 471500
[5 empty] | 389500471500 | 517 | 389500 | 471500
[5 empty] | 390500471500 | 517 | 390500 | 471500
[5 empty] | 391500471500 | 517 | 391500 | 471500
[5 empty] | 392500471500 | 517 | 392500 | 471500
[5 empty] | 393500471500 | 517 | 393500 | 471500
[5 empty] | 394500471500 | 517 | 394500 | 471500
[5 empty] | 395500471500 | 517 | 395500 | 471500
[5 empty] | 396500471500 | 517 | 396500 | 471500
[5 empty] | 397500471500 | 517 | 397500 | 471500
[5 empty] | 398500471500 | 517 | 398500 | 471500
[5 empty] | 399500471500 | 517 | 399500 | 471500
[5 empty] | 400500471500 | 517 | 400500 | 471500
[5 empty] | 401500471500 | 517 | 401500 | 471500
[5 empty] | 402500471500 | 517 | 402500 | 471500
[5 empty] | 363500470500 | 517 | 363500 | 470500
[5 empty] | 364500470500 | 517 | 364500 | 470500
[5 empty] | 365500470500 | 517 | 365500 | 470500
[5 empty] | 366500470500 | 517 | 366500 | 470500
[5 empty] | 367500470500 | 517 | 367500 | 470500
[5 empty] | 368500470500 | 517 | 368500 | 470500
[5 empty] | 369500470500 | 517 | 369500 | 470500
[5 empty] | 370500470500 | 517 | 370500 | 470500
[5 empty] | 371500470500 | 517 | 371500 | 470500
[5 empty] | 372500470500 | 517 | 372500 | 470500
[5 empty] | 373500470500 | 517 | 373500 | 470500
[5 empty] | 374500470500 | 517 | 374500 | 470500
[5 empty] | 375500470500 | 517 | 375500 | 470500
[5 empty] | 376500470500 | 517 | 376500 | 470500
[5 empty] | 377500470500 | 517 | 377500 | 470500
[5 empty] | 378500470500 | 517 | 378500 | 470500
[5 empty] | 379500470500 | 517 | 379500 | 470500
[5 empty] | 380500470500 | 517 | 380500 | 470500
[5 empty] | 381500470500 | 517 | 381500 | 470500
[5 empty] | 382500470500 | 517 | 382500 | 470500
[5 empty] | 383500470500 | 517 | 383500 | 470500
[5 empty] | 384500470500 | 517 | 384500 | 470500
[5 empty] | 385500470500 | 517 | 385500 | 470500
[5 empty] | 386500470500 | 517 | 386500 | 470500
[5 empty] | 387500470500 | 517 | 387500 | 470500
[5 empty] | 388500470500 | 517 | 388500 | 470500
[5 empty] | 389500470500 | 517 | 389500 | 470500
[5 empty] | 390500470500 | 517 | 390500 | 470500
[5 empty] | 391500470500 | 517 | 391500 | 470500
[5 empty] | 392500470500 | 517 | 392500 | 470500
[5 empty] | 393500470500 | 517 | 393500 | 470500
[5 empty] | 394500470500 | 517 | 394500 | 470500
[5 empty] | 395500470500 | 517 | 395500 | 470500
[5 empty] | 396500470500 | 517 | 396500 | 470500
[5 empty] | 397500470500 | 517 | 397500 | 470500
[5 empty] | 398500470500 | 517 | 398500 | 470500
[5 empty] | 399500470500 | 517 | 399500 | 470500
[5 empty] | 400500470500 | 517 | 400500 | 470500
[5 empty] | 401500470500 | 517 | 401500 | 470500
[5 empty] | 402500470500 | 517 | 402500 | 470500
[5 empty] | 364500469500 | 517 | 364500 | 469500
[5 empty] | 365500469500 | 517 | 365500 | 469500
[5 empty] | 366500469500 | 517 | 366500 | 469500
[5 empty] | 367500469500 | 517 | 367500 | 469500
[5 empty] | 368500469500 | 517 | 368500 | 469500
[5 empty] | 369500469500 | 517 | 369500 | 469500
[5 empty] | 370500469500 | 517 | 370500 | 469500
[5 empty] | 371500469500 | 517 | 371500 | 469500
[5 empty] | 372500469500 | 517 | 372500 | 469500
[5 empty] | 373500469500 | 517 | 373500 | 469500
[5 empty] | 374500469500 | 517 | 374500 | 469500
[5 empty] | 375500469500 | 517 | 375500 | 469500
[5 empty] | 376500469500 | 517 | 376500 | 469500
[5 empty] | 377500469500 | 517 | 377500 | 469500
[5 empty] | 378500469500 | 517 | 378500 | 469500
[5 empty] | 379500469500 | 517 | 379500 | 469500
[5 empty] | 380500469500 | 517 | 380500 | 469500
[5 empty] | 381500469500 | 517 | 381500 | 469500
[5 empty] | 382500469500 | 517 | 382500 | 469500
[5 empty] | 383500469500 | 517 | 383500 | 469500
[5 empty] | 384500469500 | 517 | 384500 | 469500
[5 empty] | 385500469500 | 517 | 385500 | 469500
[5 empty] | 386500469500 | 517 | 386500 | 469500
[5 empty] | 387500469500 | 517 | 387500 | 469500
[5 empty] | 388500469500 | 517 | 388500 | 469500
[5 empty] | 389500469500 | 517 | 389500 | 469500
[5 empty] | 390500469500 | 517 | 390500 | 469500
[5 empty] | 391500469500 | 517 | 391500 | 469500
[5 empty] | 392500469500 | 517 | 392500 | 469500
[5 empty] | 393500469500 | 517 | 393500 | 469500
[5 empty] | 394500469500 | 517 | 394500 | 469500
[5 empty] | 395500469500 | 517 | 395500 | 469500
[5 empty] | 396500469500 | 517 | 396500 | 469500
[5 empty] | 397500469500 | 517 | 397500 | 469500
[5 empty] | 398500469500 | 517 | 398500 | 469500
[5 empty] | 399500469500 | 517 | 399500 | 469500
[5 empty] | 400500469500 | 517 | 400500 | 469500
[5 empty] | 401500469500 | 517 | 401500 | 469500
[5 empty] | 402500469500 | 517 | 402500 | 469500
[5 empty] | 403500469500 | 517 | 403500 | 469500
[5 empty] | 404500469500 | 517 | 404500 | 469500
[5 empty] | 365500468500 | 517 | 365500 | 468500
[5 empty] | 366500468500 | 517 | 366500 | 468500
[5 empty] | 367500468500 | 517 | 367500 | 468500
[5 empty] | 368500468500 | 517 | 368500 | 468500
[5 empty] | 369500468500 | 517 | 369500 | 468500
[5 empty] | 370500468500 | 517 | 370500 | 468500
[5 empty] | 371500468500 | 517 | 371500 | 468500
[5 empty] | 372500468500 | 517 | 372500 | 468500
[5 empty] | 373500468500 | 517 | 373500 | 468500
[5 empty] | 374500468500 | 517 | 374500 | 468500
[5 empty] | 375500468500 | 517 | 375500 | 468500
[5 empty] | 376500468500 | 517 | 376500 | 468500
[5 empty] | 377500468500 | 517 | 377500 | 468500
[5 empty] | 378500468500 | 517 | 378500 | 468500
[5 empty] | 379500468500 | 517 | 379500 | 468500
[5 empty] | 380500468500 | 517 | 380500 | 468500
[5 empty] | 381500468500 | 517 | 381500 | 468500
[5 empty] | 382500468500 | 517 | 382500 | 468500
[5 empty] | 383500468500 | 517 | 383500 | 468500
[5 empty] | 384500468500 | 517 | 384500 | 468500
[5 empty] | 385500468500 | 517 | 385500 | 468500
[5 empty] | 386500468500 | 517 | 386500 | 468500
[5 empty] | 387500468500 | 517 | 387500 | 468500
[5 empty] | 388500468500 | 517 | 388500 | 468500
[5 empty] | 389500468500 | 517 | 389500 | 468500
[5 empty] | 390500468500 | 517 | 390500 | 468500
[5 empty] | 391500468500 | 517 | 391500 | 468500
[5 empty] | 392500468500 | 517 | 392500 | 468500
[5 empty] | 393500468500 | 517 | 393500 | 468500
[5 empty] | 394500468500 | 517 | 394500 | 468500
[5 empty] | 395500468500 | 517 | 395500 | 468500
[5 empty] | 396500468500 | 517 | 396500 | 468500
[5 empty] | 397500468500 | 517 | 397500 | 468500
[5 empty] | 398500468500 | 517 | 398500 | 468500
[5 empty] | 399500468500 | 517 | 399500 | 468500
[5 empty] | 400500468500 | 517 | 400500 | 468500
[5 empty] | 401500468500 | 517 | 401500 | 468500
[5 empty] | 402500468500 | 517 | 402500 | 468500
[5 empty] | 403500468500 | 517 | 403500 | 468500
[5 empty] | 404500468500 | 517 | 404500 | 468500
[5 empty] | 405500468500 | 517 | 405500 | 468500
[5 empty] | 406500468500 | 517 | 406500 | 468500
[5 empty] | 365500467500 | 517 | 365500 | 467500
[5 empty] | 366500467500 | 517 | 366500 | 467500
[5 empty] | 367500467500 | 517 | 367500 | 467500
[5 empty] | 368500467500 | 517 | 368500 | 467500
[5 empty] | 369500467500 | 517 | 369500 | 467500
[5 empty] | 370500467500 | 517 | 370500 | 467500
[5 empty] | 371500467500 | 517 | 371500 | 467500
[5 empty] | 372500467500 | 517 | 372500 | 467500
[5 empty] | 373500467500 | 517 | 373500 | 467500
[5 empty] | 374500467500 | 517 | 374500 | 467500
[5 empty] | 375500467500 | 517 | 375500 | 467500
[5 empty] | 376500467500 | 517 | 376500 | 467500
[5 empty] | 377500467500 | 517 | 377500 | 467500
[5 empty] | 378500467500 | 517 | 378500 | 467500
[5 empty] | 379500467500 | 517 | 379500 | 467500
[5 empty] | 380500467500 | 517 | 380500 | 467500
[5 empty] | 381500467500 | 517 | 381500 | 467500
[5 empty] | 382500467500 | 517 | 382500 | 467500
[5 empty] | 383500467500 | 517 | 383500 | 467500
[5 empty] | 384500467500 | 517 | 384500 | 467500
[5 empty] | 385500467500 | 517 | 385500 | 467500
[5 empty] | 386500467500 | 517 | 386500 | 467500
[5 empty] | 387500467500 | 517 | 387500 | 467500
[5 empty] | 388500467500 | 517 | 388500 | 467500
[5 empty] | 389500467500 | 517 | 389500 | 467500
[5 empty] | 390500467500 | 517 | 390500 | 467500
[5 empty] | 391500467500 | 517 | 391500 | 467500
[5 empty] | 392500467500 | 517 | 392500 | 467500
[5 empty] | 393500467500 | 517 | 393500 | 467500
[5 empty] | 394500467500 | 517 | 394500 | 467500
[5 empty] | 395500467500 | 517 | 395500 | 467500
[5 empty] | 396500467500 | 517 | 396500 | 467500
[5 empty] | 397500467500 | 517 | 397500 | 467500
[5 empty] | 398500467500 | 517 | 398500 | 467500
[5 empty] | 399500467500 | 517 | 399500 | 467500
[5 empty] | 400500467500 | 517 | 400500 | 467500
[5 empty] | 401500467500 | 517 | 401500 | 467500
[5 empty] | 402500467500 | 517 | 402500 | 467500
[5 empty] | 403500467500 | 517 | 403500 | 467500
[5 empty] | 404500467500 | 517 | 404500 | 467500
[5 empty] | 405500467500 | 517 | 405500 | 467500
[5 empty] | 406500467500 | 517 | 406500 | 467500
[5 empty] | 407500467500 | 517 | 407500 | 467500
[5 empty] | 367500466500 | 517 | 367500 | 466500
[5 empty] | 368500466500 | 517 | 368500 | 466500
[5 empty] | 369500466500 | 517 | 369500 | 466500
[5 empty] | 370500466500 | 517 | 370500 | 466500
[5 empty] | 371500466500 | 517 | 371500 | 466500
[5 empty] | 372500466500 | 517 | 372500 | 466500
[5 empty] | 373500466500 | 517 | 373500 | 466500
[5 empty] | 374500466500 | 517 | 374500 | 466500
[5 empty] | 375500466500 | 517 | 375500 | 466500
[5 empty] | 376500466500 | 517 | 376500 | 466500
[5 empty] | 377500466500 | 517 | 377500 | 466500
[5 empty] | 378500466500 | 517 | 378500 | 466500
[5 empty] | 379500466500 | 517 | 379500 | 466500
[5 empty] | 380500466500 | 517 | 380500 | 466500
[5 empty] | 381500466500 | 517 | 381500 | 466500
[5 empty] | 382500466500 | 517 | 382500 | 466500
[5 empty] | 383500466500 | 517 | 383500 | 466500
[5 empty] | 384500466500 | 517 | 384500 | 466500
[5 empty] | 385500466500 | 517 | 385500 | 466500
[5 empty] | 386500466500 | 517 | 386500 | 466500
[5 empty] | 387500466500 | 517 | 387500 | 466500
[5 empty] | 388500466500 | 517 | 388500 | 466500
[5 empty] | 389500466500 | 517 | 389500 | 466500
[5 empty] | 390500466500 | 517 | 390500 | 466500
[5 empty] | 391500466500 | 517 | 391500 | 466500
[5 empty] | 392500466500 | 517 | 392500 | 466500
[5 empty] | 393500466500 | 517 | 393500 | 466500
[5 empty] | 394500466500 | 517 | 394500 | 466500
[5 empty] | 395500466500 | 517 | 395500 | 466500
[5 empty] | 396500466500 | 517 | 396500 | 466500
[5 empty] | 397500466500 | 517 | 397500 | 466500
[5 empty] | 398500466500 | 517 | 398500 | 466500
[5 empty] | 399500466500 | 517 | 399500 | 466500
[5 empty] | 400500466500 | 517 | 400500 | 466500
[5 empty] | 401500466500 | 517 | 401500 | 466500
[5 empty] | 402500466500 | 517 | 402500 | 466500
[5 empty] | 403500466500 | 517 | 403500 | 466500
[5 empty] | 404500466500 | 517 | 404500 | 466500
[5 empty] | 405500466500 | 517 | 405500 | 466500
[5 empty] | 406500466500 | 517 | 406500 | 466500
[5 empty] | 407500466500 | 517 | 407500 | 466500
[5 empty] | 408500466500 | 517 | 408500 | 466500
[5 empty] | 369500465500 | 517 | 369500 | 465500
[5 empty] | 370500465500 | 517 | 370500 | 465500
[5 empty] | 371500465500 | 517 | 371500 | 465500
[5 empty] | 372500465500 | 517 | 372500 | 465500
[5 empty] | 373500465500 | 517 | 373500 | 465500
[5 empty] | 374500465500 | 517 | 374500 | 465500
[5 empty] | 375500465500 | 517 | 375500 | 465500
[5 empty] | 376500465500 | 517 | 376500 | 465500
[5 empty] | 377500465500 | 517 | 377500 | 465500
[5 empty] | 378500465500 | 517 | 378500 | 465500
[5 empty] | 379500465500 | 517 | 379500 | 465500
[5 empty] | 380500465500 | 517 | 380500 | 465500
[5 empty] | 381500465500 | 517 | 381500 | 465500
[5 empty] | 382500465500 | 517 | 382500 | 465500
[5 empty] | 383500465500 | 517 | 383500 | 465500
[5 empty] | 384500465500 | 517 | 384500 | 465500
[5 empty] | 385500465500 | 517 | 385500 | 465500
[5 empty] | 386500465500 | 517 | 386500 | 465500
[5 empty] | 387500465500 | 517 | 387500 | 465500
[5 empty] | 388500465500 | 517 | 388500 | 465500
[5 empty] | 389500465500 | 517 | 389500 | 465500
[5 empty] | 390500465500 | 517 | 390500 | 465500
[5 empty] | 391500465500 | 517 | 391500 | 465500
[5 empty] | 392500465500 | 517 | 392500 | 465500
[5 empty] | 393500465500 | 517 | 393500 | 465500
[5 empty] | 394500465500 | 517 | 394500 | 465500
[5 empty] | 395500465500 | 517 | 395500 | 465500
[5 empty] | 396500465500 | 517 | 396500 | 465500
[5 empty] | 397500465500 | 517 | 397500 | 465500
[5 empty] | 398500465500 | 517 | 398500 | 465500
[5 empty] | 399500465500 | 517 | 399500 | 465500
[5 empty] | 400500465500 | 517 | 400500 | 465500
[5 empty] | 401500465500 | 517 | 401500 | 465500
[5 empty] | 402500465500 | 517 | 402500 | 465500
[5 empty] | 403500465500 | 517 | 403500 | 465500
[5 empty] | 404500465500 | 517 | 404500 | 465500
[5 empty] | 405500465500 | 517 | 405500 | 465500
[5 empty] | 406500465500 | 517 | 406500 | 465500
[5 empty] | 407500465500 | 517 | 407500 | 465500
[5 empty] | 408500465500 | 517 | 408500 | 465500
[5 empty] | 369500464500 | 517 | 369500 | 464500
[5 empty] | 370500464500 | 517 | 370500 | 464500
[5 empty] | 371500464500 | 517 | 371500 | 464500
[5 empty] | 372500464500 | 517 | 372500 | 464500
[5 empty] | 373500464500 | 517 | 373500 | 464500
[5 empty] | 374500464500 | 517 | 374500 | 464500
[5 empty] | 375500464500 | 517 | 375500 | 464500
[5 empty] | 376500464500 | 517 | 376500 | 464500
[5 empty] | 377500464500 | 517 | 377500 | 464500
[5 empty] | 378500464500 | 517 | 378500 | 464500
[5 empty] | 379500464500 | 517 | 379500 | 464500
[5 empty] | 380500464500 | 517 | 380500 | 464500
[5 empty] | 381500464500 | 517 | 381500 | 464500
[5 empty] | 382500464500 | 517 | 382500 | 464500
[5 empty] | 383500464500 | 517 | 383500 | 464500
[5 empty] | 384500464500 | 517 | 384500 | 464500
[5 empty] | 385500464500 | 517 | 385500 | 464500
[5 empty] | 386500464500 | 517 | 386500 | 464500
[5 empty] | 387500464500 | 517 | 387500 | 464500
[5 empty] | 388500464500 | 517 | 388500 | 464500
[5 empty] | 389500464500 | 517 | 389500 | 464500
[5 empty] | 390500464500 | 517 | 390500 | 464500
[5 empty] | 391500464500 | 517 | 391500 | 464500
[5 empty] | 392500464500 | 517 | 392500 | 464500
[5 empty] | 393500464500 | 517 | 393500 | 464500
[5 empty] | 394500464500 | 517 | 394500 | 464500
[5 empty] | 395500464500 | 517 | 395500 | 464500
[5 empty] | 396500464500 | 517 | 396500 | 464500
[5 empty] | 397500464500 | 517 | 397500 | 464500
[5 empty] | 398500464500 | 517 | 398500 | 464500
[5 empty] | 399500464500 | 517 | 399500 | 464500
[5 empty] | 400500464500 | 517 | 400500 | 464500
[5 empty] | 401500464500 | 517 | 401500 | 464500
[5 empty] | 402500464500 | 517 | 402500 | 464500
[5 empty] | 403500464500 | 517 | 403500 | 464500
[5 empty] | 404500464500 | 517 | 404500 | 464500
[5 empty] | 405500464500 | 517 | 405500 | 464500
[5 empty] | 406500464500 | 517 | 406500 | 464500
[5 empty] | 407500464500 | 517 | 407500 | 464500
[5 empty] | 408500464500 | 517 | 408500 | 464500
[5 empty] | 409500464500 | 517 | 409500 | 464500
[5 empty] | 370500463500 | 517 | 370500 | 463500
[5 empty] | 371500463500 | 517 | 371500 | 463500
[5 empty] | 372500463500 | 517 | 372500 | 463500
[5 empty] | 373500463500 | 517 | 373500 | 463500
[5 empty] | 374500463500 | 517 | 374500 | 463500
[5 empty] | 375500463500 | 517 | 375500 | 463500
[5 empty] | 376500463500 | 517 | 376500 | 463500
[5 empty] | 377500463500 | 517 | 377500 | 463500
[5 empty] | 378500463500 | 517 | 378500 | 463500
[5 empty] | 379500463500 | 517 | 379500 | 463500
[5 empty] | 380500463500 | 517 | 380500 | 463500
[5 empty] | 381500463500 | 517 | 381500 | 463500
[5 empty] | 382500463500 | 517 | 382500 | 463500
[5 empty] | 383500463500 | 517 | 383500 | 463500
[5 empty] | 384500463500 | 517 | 384500 | 463500
[5 empty] | 385500463500 | 517 | 385500 | 463500
[5 empty] | 386500463500 | 517 | 386500 | 463500
[5 empty] | 387500463500 | 517 | 387500 | 463500
[5 empty] | 388500463500 | 517 | 388500 | 463500
[5 empty] | 389500463500 | 517 | 389500 | 463500
[5 empty] | 390500463500 | 517 | 390500 | 463500
[5 empty] | 391500463500 | 517 | 391500 | 463500
[5 empty] | 392500463500 | 517 | 392500 | 463500
[5 empty] | 393500463500 | 517 | 393500 | 463500
[5 empty] | 394500463500 | 517 | 394500 | 463500
[5 empty] | 395500463500 | 517 | 395500 | 463500
[5 empty] | 396500463500 | 517 | 396500 | 463500
[5 empty] | 397500463500 | 517 | 397500 | 463500
[5 empty] | 398500463500 | 517 | 398500 | 463500
[5 empty] | 399500463500 | 517 | 399500 | 463500
[5 empty] | 400500463500 | 517 | 400500 | 463500
[5 empty] | 401500463500 | 517 | 401500 | 463500
[5 empty] | 402500463500 | 517 | 402500 | 463500
[5 empty] | 403500463500 | 517 | 403500 | 463500
[5 empty] | 404500463500 | 517 | 404500 | 463500
[5 empty] | 405500463500 | 517 | 405500 | 463500
[5 empty] | 406500463500 | 517 | 406500 | 463500
[5 empty] | 407500463500 | 517 | 407500 | 463500
[5 empty] | 408500463500 | 517 | 408500 | 463500
[5 empty] | 409500463500 | 517 | 409500 | 463500
[5 empty] | 370500462500 | 517 | 370500 | 462500
[5 empty] | 371500462500 | 517 | 371500 | 462500
[5 empty] | 372500462500 | 517 | 372500 | 462500
[5 empty] | 373500462500 | 517 | 373500 | 462500
[5 empty] | 374500462500 | 517 | 374500 | 462500
[5 empty] | 375500462500 | 517 | 375500 | 462500
[5 empty] | 376500462500 | 517 | 376500 | 462500
[5 empty] | 377500462500 | 517 | 377500 | 462500
[5 empty] | 378500462500 | 517 | 378500 | 462500
[5 empty] | 379500462500 | 517 | 379500 | 462500
[5 empty] | 380500462500 | 517 | 380500 | 462500
[5 empty] | 381500462500 | 517 | 381500 | 462500
[5 empty] | 382500462500 | 517 | 382500 | 462500
[5 empty] | 383500462500 | 517 | 383500 | 462500
[5 empty] | 384500462500 | 517 | 384500 | 462500
[5 empty] | 385500462500 | 517 | 385500 | 462500
[5 empty] | 386500462500 | 517 | 386500 | 462500
[5 empty] | 387500462500 | 517 | 387500 | 462500
[5 empty] | 388500462500 | 517 | 388500 | 462500
[5 empty] | 389500462500 | 517 | 389500 | 462500
[5 empty] | 390500462500 | 517 | 390500 | 462500
[5 empty] | 391500462500 | 517 | 391500 | 462500
[5 empty] | 392500462500 | 517 | 392500 | 462500
[5 empty] | 393500462500 | 517 | 393500 | 462500
[5 empty] | 394500462500 | 517 | 394500 | 462500
[5 empty] | 395500462500 | 517 | 395500 | 462500
[5 empty] | 396500462500 | 517 | 396500 | 462500
[5 empty] | 397500462500 | 517 | 397500 | 462500
[5 empty] | 398500462500 | 517 | 398500 | 462500
[5 empty] | 399500462500 | 517 | 399500 | 462500
[5 empty] | 400500462500 | 517 | 400500 | 462500
[5 empty] | 401500462500 | 517 | 401500 | 462500
[5 empty] | 402500462500 | 517 | 402500 | 462500
[5 empty] | 403500462500 | 517 | 403500 | 462500
[5 empty] | 404500462500 | 517 | 404500 | 462500
[5 empty] | 405500462500 | 517 | 405500 | 462500
[5 empty] | 406500462500 | 517 | 406500 | 462500
[5 empty] | 407500462500 | 517 | 407500 | 462500
[5 empty] | 408500462500 | 517 | 408500 | 462500
[5 empty] | 409500462500 | 517 | 409500 | 462500
[5 empty] | 369500461500 | 517 | 369500 | 461500
[5 empty] | 370500461500 | 517 | 370500 | 461500
[5 empty] | 371500461500 | 517 | 371500 | 461500
[5 empty] | 372500461500 | 517 | 372500 | 461500
[5 empty] | 373500461500 | 517 | 373500 | 461500
[5 empty] | 374500461500 | 517 | 374500 | 461500
[5 empty] | 375500461500 | 517 | 375500 | 461500
[5 empty] | 376500461500 | 517 | 376500 | 461500
[5 empty] | 377500461500 | 517 | 377500 | 461500
[5 empty] | 378500461500 | 517 | 378500 | 461500
[5 empty] | 379500461500 | 517 | 379500 | 461500
[5 empty] | 380500461500 | 517 | 380500 | 461500
[5 empty] | 381500461500 | 517 | 381500 | 461500
[5 empty] | 382500461500 | 517 | 382500 | 461500
[5 empty] | 383500461500 | 517 | 383500 | 461500
[5 empty] | 384500461500 | 517 | 384500 | 461500
[5 empty] | 385500461500 | 517 | 385500 | 461500
[5 empty] | 386500461500 | 517 | 386500 | 461500
[5 empty] | 387500461500 | 517 | 387500 | 461500
[5 empty] | 388500461500 | 517 | 388500 | 461500
[5 empty] | 389500461500 | 517 | 389500 | 461500
[5 empty] | 390500461500 | 517 | 390500 | 461500
[5 empty] | 391500461500 | 517 | 391500 | 461500
[5 empty] | 392500461500 | 517 | 392500 | 461500
[5 empty] | 393500461500 | 517 | 393500 | 461500
[5 empty] | 394500461500 | 517 | 394500 | 461500
[5 empty] | 395500461500 | 517 | 395500 | 461500
[5 empty] | 396500461500 | 517 | 396500 | 461500
[5 empty] | 397500461500 | 517 | 397500 | 461500
[5 empty] | 398500461500 | 517 | 398500 | 461500
[5 empty] | 399500461500 | 517 | 399500 | 461500
[5 empty] | 400500461500 | 517 | 400500 | 461500
[5 empty] | 401500461500 | 517 | 401500 | 461500
[5 empty] | 402500461500 | 517 | 402500 | 461500
[5 empty] | 403500461500 | 517 | 403500 | 461500
[5 empty] | 404500461500 | 517 | 404500 | 461500
[5 empty] | 405500461500 | 517 | 405500 | 461500
[5 empty] | 406500461500 | 517 | 406500 | 461500
[5 empty] | 407500461500 | 517 | 407500 | 461500
[5 empty] | 408500461500 | 517 | 408500 | 461500
[5 empty] | 376500460500 | 517 | 376500 | 460500
[5 empty] | 377500460500 | 517 | 377500 | 460500
[5 empty] | 378500460500 | 517 | 378500 | 460500
[5 empty] | 379500460500 | 517 | 379500 | 460500
[5 empty] | 380500460500 | 517 | 380500 | 460500
[5 empty] | 381500460500 | 517 | 381500 | 460500
[5 empty] | 382500460500 | 517 | 382500 | 460500
[5 empty] | 383500460500 | 517 | 383500 | 460500
[5 empty] | 384500460500 | 517 | 384500 | 460500
[5 empty] | 385500460500 | 517 | 385500 | 460500
[5 empty] | 386500460500 | 517 | 386500 | 460500
[5 empty] | 387500460500 | 517 | 387500 | 460500
[5 empty] | 388500460500 | 517 | 388500 | 460500
[5 empty] | 389500460500 | 517 | 389500 | 460500
[5 empty] | 390500460500 | 517 | 390500 | 460500
[5 empty] | 391500460500 | 517 | 391500 | 460500
[5 empty] | 392500460500 | 517 | 392500 | 460500
[5 empty] | 393500460500 | 517 | 393500 | 460500
[5 empty] | 394500460500 | 517 | 394500 | 460500
[5 empty] | 395500460500 | 517 | 395500 | 460500
[5 empty] | 396500460500 | 517 | 396500 | 460500
[5 empty] | 397500460500 | 517 | 397500 | 460500
[5 empty] | 398500460500 | 517 | 398500 | 460500
[5 empty] | 399500460500 | 517 | 399500 | 460500
[5 empty] | 400500460500 | 517 | 400500 | 460500
[5 empty] | 401500460500 | 517 | 401500 | 460500
[5 empty] | 402500460500 | 517 | 402500 | 460500
[5 empty] | 403500460500 | 517 | 403500 | 460500
[5 empty] | 404500460500 | 517 | 404500 | 460500
[5 empty] | 405500460500 | 517 | 405500 | 460500
[5 empty] | 406500460500 | 517 | 406500 | 460500
[5 empty] | 407500460500 | 517 | 407500 | 460500
[5 empty] | 408500460500 | 517 | 408500 | 460500
[5 empty] | 376500459500 | 517 | 376500 | 459500
[5 empty] | 377500459500 | 517 | 377500 | 459500
[5 empty] | 378500459500 | 517 | 378500 | 459500
[5 empty] | 379500459500 | 517 | 379500 | 459500
[5 empty] | 380500459500 | 517 | 380500 | 459500
[5 empty] | 381500459500 | 517 | 381500 | 459500
[5 empty] | 382500459500 | 517 | 382500 | 459500
[5 empty] | 383500459500 | 517 | 383500 | 459500
[5 empty] | 384500459500 | 517 | 384500 | 459500
[5 empty] | 385500459500 | 517 | 385500 | 459500
[5 empty] | 386500459500 | 517 | 386500 | 459500
[5 empty] | 387500459500 | 517 | 387500 | 459500
[5 empty] | 388500459500 | 517 | 388500 | 459500
[5 empty] | 389500459500 | 517 | 389500 | 459500
[5 empty] | 390500459500 | 517 | 390500 | 459500
[5 empty] | 391500459500 | 517 | 391500 | 459500
[5 empty] | 392500459500 | 517 | 392500 | 459500
[5 empty] | 393500459500 | 517 | 393500 | 459500
[5 empty] | 394500459500 | 517 | 394500 | 459500
[5 empty] | 395500459500 | 517 | 395500 | 459500
[5 empty] | 396500459500 | 517 | 396500 | 459500
[5 empty] | 397500459500 | 517 | 397500 | 459500
[5 empty] | 398500459500 | 517 | 398500 | 459500
[5 empty] | 399500459500 | 517 | 399500 | 459500
[5 empty] | 400500459500 | 517 | 400500 | 459500
[5 empty] | 401500459500 | 517 | 401500 | 459500
[5 empty] | 402500459500 | 517 | 402500 | 459500
[5 empty] | 403500459500 | 517 | 403500 | 459500
[5 empty] | 404500459500 | 517 | 404500 | 459500
[5 empty] | 405500459500 | 517 | 405500 | 459500
[5 empty] | 406500459500 | 517 | 406500 | 459500
[5 empty] | 407500459500 | 517 | 407500 | 459500
[5 empty] | 408500459500 | 517 | 408500 | 459500
[5 empty] | 377500458500 | 517 | 377500 | 458500
[5 empty] | 378500458500 | 517 | 378500 | 458500
[5 empty] | 379500458500 | 517 | 379500 | 458500
[5 empty] | 380500458500 | 517 | 380500 | 458500
[5 empty] | 381500458500 | 517 | 381500 | 458500
[5 empty] | 382500458500 | 517 | 382500 | 458500
[5 empty] | 383500458500 | 517 | 383500 | 458500
[5 empty] | 384500458500 | 517 | 384500 | 458500
[5 empty] | 385500458500 | 517 | 385500 | 458500
[5 empty] | 386500458500 | 517 | 386500 | 458500
[5 empty] | 387500458500 | 517 | 387500 | 458500
[5 empty] | 388500458500 | 517 | 388500 | 458500
[5 empty] | 389500458500 | 517 | 389500 | 458500
[5 empty] | 390500458500 | 517 | 390500 | 458500
[5 empty] | 391500458500 | 517 | 391500 | 458500
[5 empty] | 392500458500 | 517 | 392500 | 458500
[5 empty] | 393500458500 | 517 | 393500 | 458500
[5 empty] | 394500458500 | 517 | 394500 | 458500
[5 empty] | 395500458500 | 517 | 395500 | 458500
[5 empty] | 396500458500 | 517 | 396500 | 458500
[5 empty] | 397500458500 | 517 | 397500 | 458500
[5 empty] | 398500458500 | 517 | 398500 | 458500
[5 empty] | 399500458500 | 517 | 399500 | 458500
[5 empty] | 400500458500 | 517 | 400500 | 458500
[5 empty] | 401500458500 | 517 | 401500 | 458500
[5 empty] | 402500458500 | 517 | 402500 | 458500
[5 empty] | 403500458500 | 517 | 403500 | 458500
[5 empty] | 404500458500 | 517 | 404500 | 458500
[5 empty] | 405500458500 | 517 | 405500 | 458500
[5 empty] | 406500458500 | 517 | 406500 | 458500
[5 empty] | 407500458500 | 517 | 407500 | 458500
[5 empty] | 408500458500 | 517 | 408500 | 458500
[5 empty] | 409500458500 | 517 | 409500 | 458500
[5 empty] | 378500457500 | 517 | 378500 | 457500
[5 empty] | 379500457500 | 517 | 379500 | 457500
[5 empty] | 380500457500 | 517 | 380500 | 457500
[5 empty] | 381500457500 | 517 | 381500 | 457500
[5 empty] | 382500457500 | 517 | 382500 | 457500
[5 empty] | 383500457500 | 517 | 383500 | 457500
[5 empty] | 384500457500 | 517 | 384500 | 457500
[5 empty] | 385500457500 | 517 | 385500 | 457500
[5 empty] | 386500457500 | 517 | 386500 | 457500
[5 empty] | 387500457500 | 517 | 387500 | 457500
[5 empty] | 388500457500 | 517 | 388500 | 457500
[5 empty] | 389500457500 | 517 | 389500 | 457500
[5 empty] | 390500457500 | 517 | 390500 | 457500
[5 empty] | 391500457500 | 517 | 391500 | 457500
[5 empty] | 392500457500 | 517 | 392500 | 457500
[5 empty] | 393500457500 | 517 | 393500 | 457500
[5 empty] | 394500457500 | 517 | 394500 | 457500
[5 empty] | 395500457500 | 517 | 395500 | 457500
[5 empty] | 396500457500 | 517 | 396500 | 457500
[5 empty] | 397500457500 | 517 | 397500 | 457500
[5 empty] | 398500457500 | 517 | 398500 | 457500
[5 empty] | 399500457500 | 517 | 399500 | 457500
[5 empty] | 400500457500 | 517 | 400500 | 457500
[5 empty] | 401500457500 | 517 | 401500 | 457500
[5 empty] | 402500457500 | 517 | 402500 | 457500
[5 empty] | 403500457500 | 517 | 403500 | 457500
[5 empty] | 404500457500 | 517 | 404500 | 457500
[5 empty] | 405500457500 | 517 | 405500 | 457500
[5 empty] | 406500457500 | 517 | 406500 | 457500
[5 empty] | 407500457500 | 517 | 407500 | 457500
[5 empty] | 408500457500 | 517 | 408500 | 457500
[5 empty] | 409500457500 | 517 | 409500 | 457500
[5 empty] | 410500457500 | 517 | 410500 | 457500
[5 empty] | 377500456500 | 517 | 377500 | 456500
[5 empty] | 378500456500 | 517 | 378500 | 456500
[5 empty] | 379500456500 | 517 | 379500 | 456500
[5 empty] | 380500456500 | 517 | 380500 | 456500
[5 empty] | 381500456500 | 517 | 381500 | 456500
[5 empty] | 382500456500 | 517 | 382500 | 456500
[5 empty] | 383500456500 | 517 | 383500 | 456500
[5 empty] | 384500456500 | 517 | 384500 | 456500
[5 empty] | 385500456500 | 517 | 385500 | 456500
[5 empty] | 386500456500 | 517 | 386500 | 456500
[5 empty] | 387500456500 | 517 | 387500 | 456500
[5 empty] | 388500456500 | 517 | 388500 | 456500
[5 empty] | 389500456500 | 517 | 389500 | 456500
[5 empty] | 390500456500 | 517 | 390500 | 456500
[5 empty] | 391500456500 | 517 | 391500 | 456500
[5 empty] | 392500456500 | 517 | 392500 | 456500
[5 empty] | 393500456500 | 517 | 393500 | 456500
[5 empty] | 394500456500 | 517 | 394500 | 456500
[5 empty] | 395500456500 | 517 | 395500 | 456500
[5 empty] | 396500456500 | 517 | 396500 | 456500
[5 empty] | 397500456500 | 517 | 397500 | 456500
[5 empty] | 398500456500 | 517 | 398500 | 456500
[5 empty] | 399500456500 | 517 | 399500 | 456500
[5 empty] | 400500456500 | 517 | 400500 | 456500
[5 empty] | 401500456500 | 517 | 401500 | 456500
[5 empty] | 402500456500 | 517 | 402500 | 456500
[5 empty] | 403500456500 | 517 | 403500 | 456500
[5 empty] | 404500456500 | 517 | 404500 | 456500
[5 empty] | 405500456500 | 517 | 405500 | 456500
[5 empty] | 406500456500 | 517 | 406500 | 456500
[5 empty] | 407500456500 | 517 | 407500 | 456500
[5 empty] | 408500456500 | 517 | 408500 | 456500
[5 empty] | 409500456500 | 517 | 409500 | 456500
[5 empty] | 410500456500 | 517 | 410500 | 456500
[5 empty] | 377500455500 | 517 | 377500 | 455500
[5 empty] | 378500455500 | 517 | 378500 | 455500
[5 empty] | 379500455500 | 517 | 379500 | 455500
[5 empty] | 380500455500 | 517 | 380500 | 455500
[5 empty] | 381500455500 | 517 | 381500 | 455500
[5 empty] | 382500455500 | 517 | 382500 | 455500
[5 empty] | 383500455500 | 517 | 383500 | 455500
[5 empty] | 384500455500 | 517 | 384500 | 455500
[5 empty] | 385500455500 | 517 | 385500 | 455500
[5 empty] | 386500455500 | 517 | 386500 | 455500
[5 empty] | 387500455500 | 517 | 387500 | 455500
[5 empty] | 388500455500 | 517 | 388500 | 455500
[5 empty] | 389500455500 | 517 | 389500 | 455500
[5 empty] | 390500455500 | 517 | 390500 | 455500
[5 empty] | 391500455500 | 517 | 391500 | 455500
[5 empty] | 392500455500 | 517 | 392500 | 455500
[5 empty] | 393500455500 | 517 | 393500 | 455500
[5 empty] | 394500455500 | 517 | 394500 | 455500
[5 empty] | 395500455500 | 517 | 395500 | 455500
[5 empty] | 396500455500 | 517 | 396500 | 455500
[5 empty] | 397500455500 | 517 | 397500 | 455500
[5 empty] | 398500455500 | 517 | 398500 | 455500
[5 empty] | 399500455500 | 517 | 399500 | 455500
[5 empty] | 400500455500 | 517 | 400500 | 455500
[5 empty] | 401500455500 | 517 | 401500 | 455500
[5 empty] | 402500455500 | 517 | 402500 | 455500
[5 empty] | 403500455500 | 517 | 403500 | 455500
[5 empty] | 404500455500 | 517 | 404500 | 455500
[5 empty] | 405500455500 | 517 | 405500 | 455500
[5 empty] | 406500455500 | 517 | 406500 | 455500
[5 empty] | 407500455500 | 517 | 407500 | 455500
[5 empty] | 408500455500 | 517 | 408500 | 455500
[5 empty] | 409500455500 | 517 | 409500 | 455500
[5 empty] | 410500455500 | 517 | 410500 | 455500
[5 empty] | 411500455500 | 517 | 411500 | 455500
[5 empty] | 380500454500 | 517 | 380500 | 454500
[5 empty] | 381500454500 | 517 | 381500 | 454500
[5 empty] | 382500454500 | 517 | 382500 | 454500
[5 empty] | 383500454500 | 517 | 383500 | 454500
[5 empty] | 384500454500 | 517 | 384500 | 454500
[5 empty] | 385500454500 | 517 | 385500 | 454500
[5 empty] | 386500454500 | 517 | 386500 | 454500
[5 empty] | 387500454500 | 517 | 387500 | 454500
[5 empty] | 388500454500 | 517 | 388500 | 454500
[5 empty] | 389500454500 | 517 | 389500 | 454500
[5 empty] | 390500454500 | 517 | 390500 | 454500
[5 empty] | 391500454500 | 517 | 391500 | 454500
[5 empty] | 392500454500 | 517 | 392500 | 454500
[5 empty] | 393500454500 | 517 | 393500 | 454500
[5 empty] | 394500454500 | 517 | 394500 | 454500
[5 empty] | 395500454500 | 517 | 395500 | 454500
[5 empty] | 396500454500 | 517 | 396500 | 454500
[5 empty] | 397500454500 | 517 | 397500 | 454500
[5 empty] | 398500454500 | 517 | 398500 | 454500
[5 empty] | 399500454500 | 517 | 399500 | 454500
[5 empty] | 400500454500 | 517 | 400500 | 454500
[5 empty] | 401500454500 | 517 | 401500 | 454500
[5 empty] | 402500454500 | 517 | 402500 | 454500
[5 empty] | 403500454500 | 517 | 403500 | 454500
[5 empty] | 404500454500 | 517 | 404500 | 454500
[5 empty] | 405500454500 | 517 | 405500 | 454500
[5 empty] | 406500454500 | 517 | 406500 | 454500
[5 empty] | 407500454500 | 517 | 407500 | 454500
[5 empty] | 408500454500 | 517 | 408500 | 454500
[5 empty] | 409500454500 | 517 | 409500 | 454500
[5 empty] | 410500454500 | 517 | 410500 | 454500
[5 empty] | 411500454500 | 517 | 411500 | 454500
[5 empty] | 381500453500 | 517 | 381500 | 453500
[5 empty] | 382500453500 | 517 | 382500 | 453500
[5 empty] | 385500453500 | 517 | 385500 | 453500
[5 empty] | 386500453500 | 517 | 386500 | 453500
[5 empty] | 387500453500 | 517 | 387500 | 453500
[5 empty] | 388500453500 | 517 | 388500 | 453500
[5 empty] | 389500453500 | 517 | 389500 | 453500
[5 empty] | 390500453500 | 517 | 390500 | 453500
[5 empty] | 391500453500 | 517 | 391500 | 453500
[5 empty] | 392500453500 | 517 | 392500 | 453500
[5 empty] | 393500453500 | 517 | 393500 | 453500
[5 empty] | 394500453500 | 517 | 394500 | 453500
[5 empty] | 395500453500 | 517 | 395500 | 453500
[5 empty] | 396500453500 | 517 | 396500 | 453500
[5 empty] | 397500453500 | 517 | 397500 | 453500
[5 empty] | 398500453500 | 517 | 398500 | 453500
[5 empty] | 399500453500 | 517 | 399500 | 453500
[5 empty] | 400500453500 | 517 | 400500 | 453500
[5 empty] | 401500453500 | 517 | 401500 | 453500
[5 empty] | 402500453500 | 517 | 402500 | 453500
[5 empty] | 403500453500 | 517 | 403500 | 453500
[5 empty] | 404500453500 | 517 | 404500 | 453500
[5 empty] | 405500453500 | 517 | 405500 | 453500
[5 empty] | 406500453500 | 517 | 406500 | 453500
[5 empty] | 407500453500 | 517 | 407500 | 453500
[5 empty] | 408500453500 | 517 | 408500 | 453500
[5 empty] | 409500453500 | 517 | 409500 | 453500
[5 empty] | 410500453500 | 517 | 410500 | 453500
[5 empty] | 411500453500 | 517 | 411500 | 453500
[5 empty] | 385500452500 | 517 | 385500 | 452500
[5 empty] | 386500452500 | 517 | 386500 | 452500
[5 empty] | 387500452500 | 517 | 387500 | 452500
[5 empty] | 388500452500 | 517 | 388500 | 452500
[5 empty] | 389500452500 | 517 | 389500 | 452500
[5 empty] | 390500452500 | 517 | 390500 | 452500
[5 empty] | 391500452500 | 517 | 391500 | 452500
[5 empty] | 392500452500 | 517 | 392500 | 452500
[5 empty] | 393500452500 | 517 | 393500 | 452500
[5 empty] | 394500452500 | 517 | 394500 | 452500
[5 empty] | 395500452500 | 517 | 395500 | 452500
[5 empty] | 396500452500 | 517 | 396500 | 452500
[5 empty] | 397500452500 | 517 | 397500 | 452500
[5 empty] | 398500452500 | 517 | 398500 | 452500
[5 empty] | 399500452500 | 517 | 399500 | 452500
[5 empty] | 400500452500 | 517 | 400500 | 452500
[5 empty] | 401500452500 | 517 | 401500 | 452500
[5 empty] | 402500452500 | 517 | 402500 | 452500
[5 empty] | 403500452500 | 517 | 403500 | 452500
[5 empty] | 404500452500 | 517 | 404500 | 452500
[5 empty] | 405500452500 | 517 | 405500 | 452500
[5 empty] | 406500452500 | 517 | 406500 | 452500
[5 empty] | 407500452500 | 517 | 407500 | 452500
[5 empty] | 408500452500 | 517 | 408500 | 452500
[5 empty] | 409500452500 | 517 | 409500 | 452500
[5 empty] | 388500451500 | 517 | 388500 | 451500
[5 empty] | 389500451500 | 517 | 389500 | 451500
[5 empty] | 390500451500 | 517 | 390500 | 451500
[5 empty] | 391500451500 | 517 | 391500 | 451500
[5 empty] | 392500451500 | 517 | 392500 | 451500
[5 empty] | 393500451500 | 517 | 393500 | 451500
[5 empty] | 394500451500 | 517 | 394500 | 451500
[5 empty] | 395500451500 | 517 | 395500 | 451500
[5 empty] | 396500451500 | 517 | 396500 | 451500
[5 empty] | 397500451500 | 517 | 397500 | 451500
[5 empty] | 398500451500 | 517 | 398500 | 451500
[5 empty] | 399500451500 | 517 | 399500 | 451500
[5 empty] | 400500451500 | 517 | 400500 | 451500
[5 empty] | 401500451500 | 517 | 401500 | 451500
[5 empty] | 402500451500 | 517 | 402500 | 451500
[5 empty] | 403500451500 | 517 | 403500 | 451500
[5 empty] | 404500451500 | 517 | 404500 | 451500
[5 empty] | 405500451500 | 517 | 405500 | 451500
[5 empty] | 406500451500 | 517 | 406500 | 451500
[5 empty] | 408500451500 | 517 | 408500 | 451500
[5 empty] | 388500450500 | 517 | 388500 | 450500
[5 empty] | 389500450500 | 517 | 389500 | 450500
[5 empty] | 390500450500 | 517 | 390500 | 450500
[5 empty] | 391500450500 | 517 | 391500 | 450500
[5 empty] | 392500450500 | 517 | 392500 | 450500
[5 empty] | 393500450500 | 517 | 393500 | 450500
[5 empty] | 394500450500 | 517 | 394500 | 450500
[5 empty] | 395500450500 | 517 | 395500 | 450500
[5 empty] | 396500450500 | 517 | 396500 | 450500
[5 empty] | 397500450500 | 517 | 397500 | 450500
[5 empty] | 398500450500 | 517 | 398500 | 450500
[5 empty] | 399500450500 | 517 | 399500 | 450500
[5 empty] | 400500450500 | 517 | 400500 | 450500
[5 empty] | 401500450500 | 517 | 401500 | 450500
[5 empty] | 402500450500 | 517 | 402500 | 450500
[5 empty] | 388500449500 | 517 | 388500 | 449500
[5 empty] | 389500449500 | 517 | 389500 | 449500
[5 empty] | 390500449500 | 517 | 390500 | 449500
[5 empty] | 391500449500 | 517 | 391500 | 449500
[5 empty] | 392500449500 | 517 | 392500 | 449500
[5 empty] | 393500449500 | 517 | 393500 | 449500
[5 empty] | 394500449500 | 517 | 394500 | 449500
[5 empty] | 395500449500 | 517 | 395500 | 449500
[5 empty] | 396500449500 | 517 | 396500 | 449500
[5 empty] | 397500449500 | 517 | 397500 | 449500
[5 empty] | 398500449500 | 517 | 398500 | 449500
[5 empty] | 399500449500 | 517 | 399500 | 449500
[5 empty] | 400500449500 | 517 | 400500 | 449500
[5 empty] | 401500449500 | 517 | 401500 | 449500
[5 empty] | 389500448500 | 517 | 389500 | 448500
[5 empty] | 390500448500 | 517 | 390500 | 448500
[5 empty] | 391500448500 | 517 | 391500 | 448500
[5 empty] | 392500448500 | 517 | 392500 | 448500
[5 empty] | 393500448500 | 517 | 393500 | 448500
[5 empty] | 394500448500 | 517 | 394500 | 448500
[5 empty] | 395500448500 | 517 | 395500 | 448500
[5 empty] | 396500448500 | 517 | 396500 | 448500
[5 empty] | 397500448500 | 517 | 397500 | 448500
[5 empty] | 398500448500 | 517 | 398500 | 448500
[5 empty] | 399500448500 | 517 | 399500 | 448500
[5 empty] | 400500448500 | 517 | 400500 | 448500
[5 empty] | 401500448500 | 517 | 401500 | 448500
[5 empty] | 392500447500 | 517 | 392500 | 447500
[5 empty] | 393500447500 | 517 | 393500 | 447500
[5 empty] | 394500447500 | 517 | 394500 | 447500
[5 empty] | 395500447500 | 517 | 395500 | 447500
[5 empty] | 396500447500 | 517 | 396500 | 447500
[5 empty] | 397500447500 | 517 | 397500 | 447500
[5 empty] | 398500447500 | 517 | 398500 | 447500
[5 empty] | 399500447500 | 517 | 399500 | 447500
[5 empty] | 400500447500 | 517 | 400500 | 447500
[5 empty] | 401500447500 | 517 | 401500 | 447500
[5 empty] | 393500446500 | 517 | 393500 | 446500
[5 empty] | 394500446500 | 517 | 394500 | 446500
[5 empty] | 395500446500 | 517 | 395500 | 446500
[5 empty] | 396500446500 | 517 | 396500 | 446500
[5 empty] | 397500446500 | 517 | 397500 | 446500
[5 empty] | 398500446500 | 517 | 398500 | 446500
[5 empty] | 399500446500 | 517 | 399500 | 446500
[5 empty] | 400500446500 | 517 | 400500 | 446500
[5 empty] | 401500446500 | 517 | 401500 | 446500
[5 empty] | 402500446500 | 517 | 402500 | 446500
[5 empty] | 393500445500 | 517 | 393500 | 445500
[5 empty] | 394500445500 | 517 | 394500 | 445500
[5 empty] | 395500445500 | 517 | 395500 | 445500
[5 empty] | 396500445500 | 517 | 396500 | 445500
[5 empty] | 397500445500 | 517 | 397500 | 445500
[5 empty] | 398500445500 | 517 | 398500 | 445500
[5 empty] | 399500445500 | 517 | 399500 | 445500
[5 empty] | 400500445500 | 517 | 400500 | 445500
[5 empty] | 401500445500 | 517 | 401500 | 445500
[5 empty] | 402500445500 | 517 | 402500 | 445500
[5 empty] | 393500444500 | 517 | 393500 | 444500
[5 empty] | 394500444500 | 517 | 394500 | 444500
[5 empty] | 395500444500 | 517 | 395500 | 444500
[5 empty] | 396500444500 | 517 | 396500 | 444500
[5 empty] | 397500444500 | 517 | 397500 | 444500
[5 empty] | 398500444500 | 517 | 398500 | 444500
[5 empty] | 399500444500 | 517 | 399500 | 444500
[5 empty] | 400500444500 | 517 | 400500 | 444500
[5 empty] | 394500443500 | 517 | 394500 | 443500
[5 empty] | 395500443500 | 517 | 395500 | 443500
[5 empty] | 396500443500 | 517 | 396500 | 443500
[5 empty] | 397500443500 | 517 | 397500 | 443500
[5 empty] | 398500443500 | 517 | 398500 | 443500
[5 empty] | 399500443500 | 517 | 399500 | 443500
[5 empty] | 400500443500 | 517 | 400500 | 443500
[5 empty] | 401500443500 | 517 | 401500 | 443500
[5 empty] | 395500442500 | 517 | 395500 | 442500
[5 empty] | 396500442500 | 517 | 396500 | 442500
[5 empty] | 397500442500 | 517 | 397500 | 442500
[5 empty] | 398500442500 | 517 | 398500 | 442500
[5 empty] | 399500442500 | 517 | 399500 | 442500
[5 empty] | 400500442500 | 517 | 400500 | 442500
[5 empty] | 401500442500 | 517 | 401500 | 442500
[5 empty] | 395500441500 | 517 | 395500 | 441500
[5 empty] | 396500441500 | 517 | 396500 | 441500
[5 empty] | 397500441500 | 517 | 397500 | 441500
[5 empty] | 398500441500 | 517 | 398500 | 441500
[5 empty] | 400500441500 | 517 | 400500 | 441500
[5 empty] | 396500440500 | 517 | 396500 | 440500
[5 empty] | 397500440500 | 517 | 397500 | 440500
[5 empty] | 526500141500 | 71 | 526500 | 141500
[5 empty] | 527500141500 | 71 | 527500 | 141500
[5 empty] | 528500141500 | 71 | 528500 | 141500
[5 empty] | 529500141500 | 71 | 529500 | 141500
[5 empty] | 525500140500 | 71 | 525500 | 140500
[5 empty] | 526500140500 | 71 | 526500 | 140500
[5 empty] | 527500140500 | 71 | 527500 | 140500
[5 empty] | 528500140500 | 71 | 528500 | 140500
[5 empty] | 529500140500 | 71 | 529500 | 140500
[5 empty] | 525500139500 | 71 | 525500 | 139500
[5 empty] | 526500139500 | 71 | 526500 | 139500
[5 empty] | 527500139500 | 71 | 527500 | 139500
[5 empty] | 528500139500 | 71 | 528500 | 139500
[5 empty] | 529500139500 | 71 | 529500 | 139500
[5 empty] | 525500138500 | 71 | 525500 | 138500
[5 empty] | 526500138500 | 71 | 526500 | 138500
[5 empty] | 527500138500 | 71 | 527500 | 138500
[5 empty] | 528500138500 | 71 | 528500 | 138500
[5 empty] | 529500138500 | 71 | 529500 | 138500
[5 empty] | 525500137500 | 71 | 525500 | 137500
[5 empty] | 526500137500 | 71 | 526500 | 137500
[5 empty] | 527500137500 | 71 | 527500 | 137500
[5 empty] | 528500137500 | 71 | 528500 | 137500
[5 empty] | 529500137500 | 71 | 529500 | 137500
[5 empty] | 524500136500 | 71 | 524500 | 136500
[5 empty] | 525500136500 | 71 | 525500 | 136500
[5 empty] | 526500136500 | 71 | 526500 | 136500
[5 empty] | 527500136500 | 71 | 527500 | 136500
[5 empty] | 528500136500 | 71 | 528500 | 136500
[5 empty] | 529500136500 | 71 | 529500 | 136500
[5 empty] | 524500135500 | 71 | 524500 | 135500
[5 empty] | 525500135500 | 71 | 525500 | 135500
[5 empty] | 526500135500 | 71 | 526500 | 135500
[5 empty] | 527500135500 | 71 | 527500 | 135500
[5 empty] | 528500135500 | 71 | 528500 | 135500
[5 empty] | 529500135500 | 71 | 529500 | 135500
[5 empty] | 525500134500 | 71 | 525500 | 134500
[5 empty] | 526500134500 | 71 | 526500 | 134500
[5 empty] | 527500134500 | 71 | 527500 | 134500
[5 empty] | 528500134500 | 71 | 528500 | 134500
[5 empty] | 525500133500 | 71 | 525500 | 133500
[5 empty] | 526500133500 | 71 | 526500 | 133500
[5 empty] | 488500217500 | 73 | 488500 | 217500
[5 empty] | 489500217500 | 73 | 489500 | 217500
[5 empty] | 505500217500 | 73 | 505500 | 217500
[5 empty] | 506500217500 | 73 | 506500 | 217500
[5 empty] | 507500217500 | 73 | 507500 | 217500
[5 empty] | 508500217500 | 73 | 508500 | 217500
[5 empty] | 487500216500 | 73 | 487500 | 216500
[5 empty] | 488500216500 | 73 | 488500 | 216500
[5 empty] | 489500216500 | 73 | 489500 | 216500
[5 empty] | 504500216500 | 73 | 504500 | 216500
[5 empty] | 505500216500 | 73 | 505500 | 216500
[5 empty] | 506500216500 | 73 | 506500 | 216500
[5 empty] | 507500216500 | 73 | 507500 | 216500
[5 empty] | 508500216500 | 73 | 508500 | 216500
[5 empty] | 487500215500 | 73 | 487500 | 215500
[5 empty] | 488500215500 | 73 | 488500 | 215500
[5 empty] | 489500215500 | 73 | 489500 | 215500
[5 empty] | 490500215500 | 73 | 490500 | 215500
[5 empty] | 503500215500 | 73 | 503500 | 215500
[5 empty] | 504500215500 | 73 | 504500 | 215500
[5 empty] | 505500215500 | 73 | 505500 | 215500
[5 empty] | 506500215500 | 73 | 506500 | 215500
[5 empty] | 507500215500 | 73 | 507500 | 215500
[5 empty] | 508500215500 | 73 | 508500 | 215500
[5 empty] | 488500214500 | 73 | 488500 | 214500
[5 empty] | 489500214500 | 73 | 489500 | 214500
[5 empty] | 490500214500 | 73 | 490500 | 214500
[5 empty] | 499500214500 | 73 | 499500 | 214500
[5 empty] | 503500214500 | 73 | 503500 | 214500
[5 empty] | 504500214500 | 73 | 504500 | 214500
[5 empty] | 505500214500 | 73 | 505500 | 214500
[5 empty] | 506500214500 | 73 | 506500 | 214500
[5 empty] | 507500214500 | 73 | 507500 | 214500
[5 empty] | 508500214500 | 73 | 508500 | 214500
[5 empty] | 490500213500 | 73 | 490500 | 213500
[5 empty] | 491500213500 | 73 | 491500 | 213500
[5 empty] | 492500213500 | 73 | 492500 | 213500
[5 empty] | 493500213500 | 73 | 493500 | 213500
[5 empty] | 494500213500 | 73 | 494500 | 213500
[5 empty] | 495500213500 | 73 | 495500 | 213500
[5 empty] | 496500213500 | 73 | 496500 | 213500
[5 empty] | 498500213500 | 73 | 498500 | 213500
[5 empty] | 499500213500 | 73 | 499500 | 213500
[5 empty] | 500500213500 | 73 | 500500 | 213500
[5 empty] | 503500213500 | 73 | 503500 | 213500
[5 empty] | 504500213500 | 73 | 504500 | 213500
[5 empty] | 505500213500 | 73 | 505500 | 213500
[5 empty] | 506500213500 | 73 | 506500 | 213500
[5 empty] | 507500213500 | 73 | 507500 | 213500
[5 empty] | 508500213500 | 73 | 508500 | 213500
[5 empty] | 490500212500 | 73 | 490500 | 212500
[5 empty] | 491500212500 | 73 | 491500 | 212500
[5 empty] | 492500212500 | 73 | 492500 | 212500
[5 empty] | 493500212500 | 73 | 493500 | 212500
[5 empty] | 494500212500 | 73 | 494500 | 212500
[5 empty] | 495500212500 | 73 | 495500 | 212500
[5 empty] | 496500212500 | 73 | 496500 | 212500
[5 empty] | 497500212500 | 73 | 497500 | 212500
[5 empty] | 498500212500 | 73 | 498500 | 212500
[5 empty] | 499500212500 | 73 | 499500 | 212500
[5 empty] | 500500212500 | 73 | 500500 | 212500
[5 empty] | 501500212500 | 73 | 501500 | 212500
[5 empty] | 502500212500 | 73 | 502500 | 212500
[5 empty] | 503500212500 | 73 | 503500 | 212500
[5 empty] | 504500212500 | 73 | 504500 | 212500
[5 empty] | 505500212500 | 73 | 505500 | 212500
[5 empty] | 506500212500 | 73 | 506500 | 212500
[5 empty] | 507500212500 | 73 | 507500 | 212500
[5 empty] | 508500212500 | 73 | 508500 | 212500
[5 empty] | 491500211500 | 73 | 491500 | 211500
[5 empty] | 492500211500 | 73 | 492500 | 211500
[5 empty] | 493500211500 | 73 | 493500 | 211500
[5 empty] | 494500211500 | 73 | 494500 | 211500
[5 empty] | 495500211500 | 73 | 495500 | 211500
[5 empty] | 496500211500 | 73 | 496500 | 211500
[5 empty] | 497500211500 | 73 | 497500 | 211500
[5 empty] | 498500211500 | 73 | 498500 | 211500
[5 empty] | 499500211500 | 73 | 499500 | 211500
[5 empty] | 500500211500 | 73 | 500500 | 211500
[5 empty] | 501500211500 | 73 | 501500 | 211500
[5 empty] | 502500211500 | 73 | 502500 | 211500
[5 empty] | 503500211500 | 73 | 503500 | 211500
[5 empty] | 504500211500 | 73 | 504500 | 211500
[5 empty] | 505500211500 | 73 | 505500 | 211500
[5 empty] | 506500211500 | 73 | 506500 | 211500
[5 empty] | 507500211500 | 73 | 507500 | 211500
[5 empty] | 508500211500 | 73 | 508500 | 211500
[5 empty] | 491500210500 | 73 | 491500 | 210500
[5 empty] | 492500210500 | 73 | 492500 | 210500
[5 empty] | 493500210500 | 73 | 493500 | 210500
[5 empty] | 494500210500 | 73 | 494500 | 210500
[5 empty] | 495500210500 | 73 | 495500 | 210500
[5 empty] | 496500210500 | 73 | 496500 | 210500
[5 empty] | 497500210500 | 73 | 497500 | 210500
[5 empty] | 498500210500 | 73 | 498500 | 210500
[5 empty] | 499500210500 | 73 | 499500 | 210500
[5 empty] | 500500210500 | 73 | 500500 | 210500
[5 empty] | 501500210500 | 73 | 501500 | 210500
[5 empty] | 502500210500 | 73 | 502500 | 210500
[5 empty] | 503500210500 | 73 | 503500 | 210500
[5 empty] | 504500210500 | 73 | 504500 | 210500
[5 empty] | 505500210500 | 73 | 505500 | 210500
[5 empty] | 506500210500 | 73 | 506500 | 210500
[5 empty] | 507500210500 | 73 | 507500 | 210500
[5 empty] | 491500209500 | 73 | 491500 | 209500
[5 empty] | 492500209500 | 73 | 492500 | 209500
[5 empty] | 493500209500 | 73 | 493500 | 209500
[5 empty] | 494500209500 | 73 | 494500 | 209500
[5 empty] | 495500209500 | 73 | 495500 | 209500
[5 empty] | 496500209500 | 73 | 496500 | 209500
[5 empty] | 497500209500 | 73 | 497500 | 209500
[5 empty] | 498500209500 | 73 | 498500 | 209500
[5 empty] | 499500209500 | 73 | 499500 | 209500
[5 empty] | 500500209500 | 73 | 500500 | 209500
[5 empty] | 501500209500 | 73 | 501500 | 209500
[5 empty] | 502500209500 | 73 | 502500 | 209500
[5 empty] | 503500209500 | 73 | 503500 | 209500
[5 empty] | 504500209500 | 73 | 504500 | 209500
[5 empty] | 505500209500 | 73 | 505500 | 209500
[5 empty] | 506500209500 | 73 | 506500 | 209500
[5 empty] | 507500209500 | 73 | 507500 | 209500
[5 empty] | 492500208500 | 73 | 492500 | 208500
[5 empty] | 493500208500 | 73 | 493500 | 208500
[5 empty] | 494500208500 | 73 | 494500 | 208500
[5 empty] | 495500208500 | 73 | 495500 | 208500
[5 empty] | 496500208500 | 73 | 496500 | 208500
[5 empty] | 497500208500 | 73 | 497500 | 208500
[5 empty] | 498500208500 | 73 | 498500 | 208500
[5 empty] | 499500208500 | 73 | 499500 | 208500
[5 empty] | 500500208500 | 73 | 500500 | 208500
[5 empty] | 501500208500 | 73 | 501500 | 208500
[5 empty] | 502500208500 | 73 | 502500 | 208500
[5 empty] | 503500208500 | 73 | 503500 | 208500
[5 empty] | 504500208500 | 73 | 504500 | 208500
[5 empty] | 505500208500 | 73 | 505500 | 208500
[5 empty] | 506500208500 | 73 | 506500 | 208500
[5 empty] | 507500208500 | 73 | 507500 | 208500
[5 empty] | 508500208500 | 73 | 508500 | 208500
[5 empty] | 493500207500 | 73 | 493500 | 207500
[5 empty] | 494500207500 | 73 | 494500 | 207500
[5 empty] | 495500207500 | 73 | 495500 | 207500
[5 empty] | 496500207500 | 73 | 496500 | 207500
[5 empty] | 497500207500 | 73 | 497500 | 207500
[5 empty] | 498500207500 | 73 | 498500 | 207500
[5 empty] | 499500207500 | 73 | 499500 | 207500
[5 empty] | 500500207500 | 73 | 500500 | 207500
[5 empty] | 501500207500 | 73 | 501500 | 207500
[5 empty] | 502500207500 | 73 | 502500 | 207500
[5 empty] | 503500207500 | 73 | 503500 | 207500
[5 empty] | 504500207500 | 73 | 504500 | 207500
[5 empty] | 505500207500 | 73 | 505500 | 207500
[5 empty] | 506500207500 | 73 | 506500 | 207500
[5 empty] | 507500207500 | 73 | 507500 | 207500
[5 empty] | 508500207500 | 73 | 508500 | 207500
[5 empty] | 498500206500 | 73 | 498500 | 206500
[5 empty] | 499500206500 | 73 | 499500 | 206500
[5 empty] | 500500206500 | 73 | 500500 | 206500
[5 empty] | 501500206500 | 73 | 501500 | 206500
[5 empty] | 502500206500 | 73 | 502500 | 206500
[5 empty] | 503500206500 | 73 | 503500 | 206500
[5 empty] | 504500206500 | 73 | 504500 | 206500
[5 empty] | 505500206500 | 73 | 505500 | 206500
[5 empty] | 506500206500 | 73 | 506500 | 206500
[5 empty] | 507500206500 | 73 | 507500 | 206500
[5 empty] | 508500206500 | 73 | 508500 | 206500
[5 empty] | 498500205500 | 73 | 498500 | 205500
[5 empty] | 499500205500 | 73 | 499500 | 205500
[5 empty] | 500500205500 | 73 | 500500 | 205500
[5 empty] | 501500205500 | 73 | 501500 | 205500
[5 empty] | 502500205500 | 73 | 502500 | 205500
[5 empty] | 503500205500 | 73 | 503500 | 205500
[5 empty] | 504500205500 | 73 | 504500 | 205500
[5 empty] | 505500205500 | 73 | 505500 | 205500
[5 empty] | 506500205500 | 73 | 506500 | 205500
[5 empty] | 507500205500 | 73 | 507500 | 205500
[5 empty] | 508500205500 | 73 | 508500 | 205500
[5 empty] | 500500204500 | 73 | 500500 | 204500
[5 empty] | 501500204500 | 73 | 501500 | 204500
[5 empty] | 502500204500 | 73 | 502500 | 204500
[5 empty] | 503500204500 | 73 | 503500 | 204500
[5 empty] | 504500204500 | 73 | 504500 | 204500
[5 empty] | 505500204500 | 73 | 505500 | 204500
[5 empty] | 506500204500 | 73 | 506500 | 204500
[5 empty] | 507500204500 | 73 | 507500 | 204500
[5 empty] | 500500203500 | 73 | 500500 | 203500
[5 empty] | 501500203500 | 73 | 501500 | 203500
[5 empty] | 502500203500 | 73 | 502500 | 203500
[5 empty] | 503500203500 | 73 | 503500 | 203500
[5 empty] | 504500203500 | 73 | 504500 | 203500
[5 empty] | 505500203500 | 73 | 505500 | 203500
[5 empty] | 506500203500 | 73 | 506500 | 203500
[5 empty] | 499500202500 | 73 | 499500 | 202500
[5 empty] | 500500202500 | 73 | 500500 | 202500
[5 empty] | 501500202500 | 73 | 501500 | 202500
[5 empty] | 502500202500 | 73 | 502500 | 202500
[5 empty] | 503500202500 | 73 | 503500 | 202500
[5 empty] | 504500202500 | 73 | 504500 | 202500
[5 empty] | 505500202500 | 73 | 505500 | 202500
[5 empty] | 506500202500 | 73 | 506500 | 202500
[5 empty] | 507500202500 | 73 | 507500 | 202500
[5 empty] | 500500201500 | 73 | 500500 | 201500
[5 empty] | 501500201500 | 73 | 501500 | 201500
[5 empty] | 502500201500 | 73 | 502500 | 201500
[5 empty] | 503500201500 | 73 | 503500 | 201500
[5 empty] | 504500201500 | 73 | 504500 | 201500
[5 empty] | 505500201500 | 73 | 505500 | 201500
[5 empty] | 506500201500 | 73 | 506500 | 201500
[5 empty] | 507500201500 | 73 | 507500 | 201500
[5 empty] | 501500200500 | 73 | 501500 | 200500
[5 empty] | 500500199500 | 73 | 500500 | 199500
[5 empty] | 501500199500 | 73 | 501500 | 199500
[5 empty] | 421500524500 | 74 | 421500 | 524500
[5 empty] | 422500524500 | 74 | 422500 | 524500
[5 empty] | 423500524500 | 74 | 423500 | 524500
[5 empty] | 424500524500 | 74 | 424500 | 524500
[5 empty] | 421500523500 | 74 | 421500 | 523500
[5 empty] | 422500523500 | 74 | 422500 | 523500
[5 empty] | 423500523500 | 74 | 423500 | 523500
[5 empty] | 424500523500 | 74 | 424500 | 523500
[5 empty] | 425500523500 | 74 | 425500 | 523500
[5 empty] | 426500523500 | 74 | 426500 | 523500
[5 empty] | 421500522500 | 74 | 421500 | 522500
[5 empty] | 422500522500 | 74 | 422500 | 522500
[5 empty] | 423500522500 | 74 | 423500 | 522500
[5 empty] | 424500522500 | 74 | 424500 | 522500
[5 empty] | 425500522500 | 74 | 425500 | 522500
[5 empty] | 426500522500 | 74 | 426500 | 522500
[5 empty] | 433500522500 | 74 | 433500 | 522500
[5 empty] | 434500522500 | 74 | 434500 | 522500
[5 empty] | 437500522500 | 74 | 437500 | 522500
[5 empty] | 421500521500 | 74 | 421500 | 521500
[5 empty] | 422500521500 | 74 | 422500 | 521500
[5 empty] | 423500521500 | 74 | 423500 | 521500
[5 empty] | 424500521500 | 74 | 424500 | 521500
[5 empty] | 425500521500 | 74 | 425500 | 521500
[5 empty] | 426500521500 | 74 | 426500 | 521500
[5 empty] | 429500521500 | 74 | 429500 | 521500
[5 empty] | 430500521500 | 74 | 430500 | 521500
[5 empty] | 431500521500 | 74 | 431500 | 521500
[5 empty] | 432500521500 | 74 | 432500 | 521500
[5 empty] | 433500521500 | 74 | 433500 | 521500
[5 empty] | 434500521500 | 74 | 434500 | 521500
[5 empty] | 435500521500 | 74 | 435500 | 521500
[5 empty] | 436500521500 | 74 | 436500 | 521500
[5 empty] | 437500521500 | 74 | 437500 | 521500
[5 empty] | 419500520500 | 74 | 419500 | 520500
[5 empty] | 420500520500 | 74 | 420500 | 520500
[5 empty] | 421500520500 | 74 | 421500 | 520500
[5 empty] | 422500520500 | 74 | 422500 | 520500
[5 empty] | 423500520500 | 74 | 423500 | 520500
[5 empty] | 424500520500 | 74 | 424500 | 520500
[5 empty] | 425500520500 | 74 | 425500 | 520500
[5 empty] | 426500520500 | 74 | 426500 | 520500
[5 empty] | 427500520500 | 74 | 427500 | 520500
[5 empty] | 428500520500 | 74 | 428500 | 520500
[5 empty] | 429500520500 | 74 | 429500 | 520500
[5 empty] | 430500520500 | 74 | 430500 | 520500
[5 empty] | 431500520500 | 74 | 431500 | 520500
[5 empty] | 432500520500 | 74 | 432500 | 520500
[5 empty] | 433500520500 | 74 | 433500 | 520500
[5 empty] | 434500520500 | 74 | 434500 | 520500
[5 empty] | 435500520500 | 74 | 435500 | 520500
[5 empty] | 436500520500 | 74 | 436500 | 520500
[5 empty] | 437500520500 | 74 | 437500 | 520500
[5 empty] | 419500519500 | 74 | 419500 | 519500
[5 empty] | 420500519500 | 74 | 420500 | 519500
[5 empty] | 421500519500 | 74 | 421500 | 519500
[5 empty] | 422500519500 | 74 | 422500 | 519500
[5 empty] | 423500519500 | 74 | 423500 | 519500
[5 empty] | 424500519500 | 74 | 424500 | 519500
[5 empty] | 425500519500 | 74 | 425500 | 519500
[5 empty] | 426500519500 | 74 | 426500 | 519500
[5 empty] | 427500519500 | 74 | 427500 | 519500
[5 empty] | 428500519500 | 74 | 428500 | 519500
[5 empty] | 429500519500 | 74 | 429500 | 519500
[5 empty] | 430500519500 | 74 | 430500 | 519500
[5 empty] | 431500519500 | 74 | 431500 | 519500
[5 empty] | 432500519500 | 74 | 432500 | 519500
[5 empty] | 433500519500 | 74 | 433500 | 519500
[5 empty] | 434500519500 | 74 | 434500 | 519500
[5 empty] | 435500519500 | 74 | 435500 | 519500
[5 empty] | 436500519500 | 74 | 436500 | 519500
[5 empty] | 437500519500 | 74 | 437500 | 519500
[5 empty] | 419500518500 | 74 | 419500 | 518500
[5 empty] | 420500518500 | 74 | 420500 | 518500
[5 empty] | 421500518500 | 74 | 421500 | 518500
[5 empty] | 422500518500 | 74 | 422500 | 518500
[5 empty] | 423500518500 | 74 | 423500 | 518500
[5 empty] | 424500518500 | 74 | 424500 | 518500
[5 empty] | 425500518500 | 74 | 425500 | 518500
[5 empty] | 426500518500 | 74 | 426500 | 518500
[5 empty] | 427500518500 | 74 | 427500 | 518500
[5 empty] | 428500518500 | 74 | 428500 | 518500
[5 empty] | 429500518500 | 74 | 429500 | 518500
[5 empty] | 430500518500 | 74 | 430500 | 518500
[5 empty] | 431500518500 | 74 | 431500 | 518500
[5 empty] | 432500518500 | 74 | 432500 | 518500
[5 empty] | 433500518500 | 74 | 433500 | 518500
[5 empty] | 434500518500 | 74 | 434500 | 518500
[5 empty] | 435500518500 | 74 | 435500 | 518500
[5 empty] | 436500518500 | 74 | 436500 | 518500
[5 empty] | 419500517500 | 74 | 419500 | 517500
[5 empty] | 420500517500 | 74 | 420500 | 517500
[5 empty] | 421500517500 | 74 | 421500 | 517500
[5 empty] | 422500517500 | 74 | 422500 | 517500
[5 empty] | 423500517500 | 74 | 423500 | 517500
[5 empty] | 424500517500 | 74 | 424500 | 517500
[5 empty] | 425500517500 | 74 | 425500 | 517500
[5 empty] | 426500517500 | 74 | 426500 | 517500
[5 empty] | 427500517500 | 74 | 427500 | 517500
[5 empty] | 428500517500 | 74 | 428500 | 517500
[5 empty] | 429500517500 | 74 | 429500 | 517500
[5 empty] | 430500517500 | 74 | 430500 | 517500
[5 empty] | 431500517500 | 74 | 431500 | 517500
[5 empty] | 432500517500 | 74 | 432500 | 517500
[5 empty] | 433500517500 | 74 | 433500 | 517500
[5 empty] | 434500517500 | 74 | 434500 | 517500
[5 empty] | 435500517500 | 74 | 435500 | 517500
[5 empty] | 419500516500 | 74 | 419500 | 516500
[5 empty] | 420500516500 | 74 | 420500 | 516500
[5 empty] | 421500516500 | 74 | 421500 | 516500
[5 empty] | 422500516500 | 74 | 422500 | 516500
[5 empty] | 423500516500 | 74 | 423500 | 516500
[5 empty] | 424500516500 | 74 | 424500 | 516500
[5 empty] | 425500516500 | 74 | 425500 | 516500
[5 empty] | 426500516500 | 74 | 426500 | 516500
[5 empty] | 427500516500 | 74 | 427500 | 516500
[5 empty] | 428500516500 | 74 | 428500 | 516500
[5 empty] | 429500516500 | 74 | 429500 | 516500
[5 empty] | 430500516500 | 74 | 430500 | 516500
[5 empty] | 431500516500 | 74 | 431500 | 516500
[5 empty] | 432500516500 | 74 | 432500 | 516500
[5 empty] | 433500516500 | 74 | 433500 | 516500
[5 empty] | 434500516500 | 74 | 434500 | 516500
[5 empty] | 435500516500 | 74 | 435500 | 516500
[5 empty] | 420500515500 | 74 | 420500 | 515500
[5 empty] | 422500515500 | 74 | 422500 | 515500
[5 empty] | 423500515500 | 74 | 423500 | 515500
[5 empty] | 424500515500 | 74 | 424500 | 515500
[5 empty] | 425500515500 | 74 | 425500 | 515500
[5 empty] | 426500515500 | 74 | 426500 | 515500
[5 empty] | 427500515500 | 74 | 427500 | 515500
[5 empty] | 428500515500 | 74 | 428500 | 515500
[5 empty] | 429500515500 | 74 | 429500 | 515500
[5 empty] | 430500515500 | 74 | 430500 | 515500
[5 empty] | 431500515500 | 74 | 431500 | 515500
[5 empty] | 432500515500 | 74 | 432500 | 515500
[5 empty] | 433500515500 | 74 | 433500 | 515500
[5 empty] | 434500515500 | 74 | 434500 | 515500
[5 empty] | 435500515500 | 74 | 435500 | 515500
[5 empty] | 423500514500 | 74 | 423500 | 514500
[5 empty] | 424500514500 | 74 | 424500 | 514500
[5 empty] | 425500514500 | 74 | 425500 | 514500
[5 empty] | 426500514500 | 74 | 426500 | 514500
[5 empty] | 427500514500 | 74 | 427500 | 514500
[5 empty] | 428500514500 | 74 | 428500 | 514500
[5 empty] | 429500514500 | 74 | 429500 | 514500
[5 empty] | 430500514500 | 74 | 430500 | 514500
[5 empty] | 431500514500 | 74 | 431500 | 514500
[5 empty] | 432500514500 | 74 | 432500 | 514500
[5 empty] | 433500514500 | 74 | 433500 | 514500
[5 empty] | 434500514500 | 74 | 434500 | 514500
[5 empty] | 435500514500 | 74 | 435500 | 514500
[5 empty] | 436500514500 | 74 | 436500 | 514500
[5 empty] | 424500513500 | 74 | 424500 | 513500
[5 empty] | 426500513500 | 74 | 426500 | 513500
[5 empty] | 427500513500 | 74 | 427500 | 513500
[5 empty] | 428500513500 | 74 | 428500 | 513500
[5 empty] | 429500513500 | 74 | 429500 | 513500
[5 empty] | 430500513500 | 74 | 430500 | 513500
[5 empty] | 431500513500 | 74 | 431500 | 513500
[5 empty] | 432500513500 | 74 | 432500 | 513500
[5 empty] | 433500513500 | 74 | 433500 | 513500
[5 empty] | 434500513500 | 74 | 434500 | 513500
[5 empty] | 435500513500 | 74 | 435500 | 513500
[5 empty] | 436500513500 | 74 | 436500 | 513500
[5 empty] | 427500512500 | 74 | 427500 | 512500
[5 empty] | 428500512500 | 74 | 428500 | 512500
[5 empty] | 429500512500 | 74 | 429500 | 512500
[5 empty] | 430500512500 | 74 | 430500 | 512500
[5 empty] | 431500512500 | 74 | 431500 | 512500
[5 empty] | 432500512500 | 74 | 432500 | 512500
[5 empty] | 433500512500 | 74 | 433500 | 512500
[5 empty] | 434500512500 | 74 | 434500 | 512500
[5 empty] | 435500512500 | 74 | 435500 | 512500
[5 empty] | 436500512500 | 74 | 436500 | 512500
[5 empty] | 427500511500 | 74 | 427500 | 511500
[5 empty] | 428500511500 | 74 | 428500 | 511500
[5 empty] | 429500511500 | 74 | 429500 | 511500
[5 empty] | 430500511500 | 74 | 430500 | 511500
[5 empty] | 431500511500 | 74 | 431500 | 511500
[5 empty] | 432500511500 | 74 | 432500 | 511500
[5 empty] | 433500511500 | 74 | 433500 | 511500
[5 empty] | 436500511500 | 74 | 436500 | 511500
[5 empty] | 428500510500 | 74 | 428500 | 510500
[5 empty] | 429500510500 | 74 | 429500 | 510500
[5 empty] | 430500510500 | 74 | 430500 | 510500
[5 empty] | 431500510500 | 74 | 431500 | 510500
[5 empty] | 432500510500 | 74 | 432500 | 510500
[5 empty] | 433500510500 | 74 | 433500 | 510500
[5 empty] | 434500510500 | 74 | 434500 | 510500
[5 empty] | 429500509500 | 74 | 429500 | 509500
[5 empty] | 430500509500 | 74 | 430500 | 509500
[5 empty] | 433500509500 | 74 | 433500 | 509500
[5 empty] | 434500509500 | 74 | 434500 | 509500
[5 empty] | 430500508500 | 74 | 430500 | 508500
[5 empty] | 434500508500 | 74 | 434500 | 508500
[5 empty] | 554500177500 | 75 | 554500 | 177500
[5 empty] | 554500176500 | 75 | 554500 | 176500
[5 empty] | 555500176500 | 75 | 555500 | 176500
[5 empty] | 556500176500 | 75 | 556500 | 176500
[5 empty] | 560500176500 | 75 | 560500 | 176500
[5 empty] | 553500175500 | 75 | 553500 | 175500
[5 empty] | 554500175500 | 75 | 554500 | 175500
[5 empty] | 555500175500 | 75 | 555500 | 175500
[5 empty] | 556500175500 | 75 | 556500 | 175500
[5 empty] | 557500175500 | 75 | 557500 | 175500
[5 empty] | 558500175500 | 75 | 558500 | 175500
[5 empty] | 559500175500 | 75 | 559500 | 175500
[5 empty] | 560500175500 | 75 | 560500 | 175500
[5 empty] | 552500174500 | 75 | 552500 | 174500
[5 empty] | 553500174500 | 75 | 553500 | 174500
[5 empty] | 554500174500 | 75 | 554500 | 174500
[5 empty] | 555500174500 | 75 | 555500 | 174500
[5 empty] | 556500174500 | 75 | 556500 | 174500
[5 empty] | 557500174500 | 75 | 557500 | 174500
[5 empty] | 558500174500 | 75 | 558500 | 174500
[5 empty] | 559500174500 | 75 | 559500 | 174500
[5 empty] | 560500174500 | 75 | 560500 | 174500
[5 empty] | 551500173500 | 75 | 551500 | 173500
[5 empty] | 552500173500 | 75 | 552500 | 173500
[5 empty] | 553500173500 | 75 | 553500 | 173500
[5 empty] | 554500173500 | 75 | 554500 | 173500
[5 empty] | 555500173500 | 75 | 555500 | 173500
[5 empty] | 556500173500 | 75 | 556500 | 173500
[5 empty] | 557500173500 | 75 | 557500 | 173500
[5 empty] | 558500173500 | 75 | 558500 | 173500
[5 empty] | 559500173500 | 75 | 559500 | 173500
[5 empty] | 560500173500 | 75 | 560500 | 173500
[5 empty] | 561500173500 | 75 | 561500 | 173500
[5 empty] | 550500172500 | 75 | 550500 | 172500
[5 empty] | 551500172500 | 75 | 551500 | 172500
[5 empty] | 552500172500 | 75 | 552500 | 172500
[5 empty] | 553500172500 | 75 | 553500 | 172500
[5 empty] | 554500172500 | 75 | 554500 | 172500
[5 empty] | 555500172500 | 75 | 555500 | 172500
[5 empty] | 556500172500 | 75 | 556500 | 172500
[5 empty] | 557500172500 | 75 | 557500 | 172500
[5 empty] | 558500172500 | 75 | 558500 | 172500
[5 empty] | 559500172500 | 75 | 559500 | 172500
[5 empty] | 560500172500 | 75 | 560500 | 172500
[5 empty] | 561500172500 | 75 | 561500 | 172500
[5 empty] | 550500171500 | 75 | 550500 | 171500
[5 empty] | 551500171500 | 75 | 551500 | 171500
[5 empty] | 552500171500 | 75 | 552500 | 171500
[5 empty] | 553500171500 | 75 | 553500 | 171500
[5 empty] | 554500171500 | 75 | 554500 | 171500
[5 empty] | 555500171500 | 75 | 555500 | 171500
[5 empty] | 556500171500 | 75 | 556500 | 171500
[5 empty] | 557500171500 | 75 | 557500 | 171500
[5 empty] | 558500171500 | 75 | 558500 | 171500
[5 empty] | 559500171500 | 75 | 559500 | 171500
[5 empty] | 560500171500 | 75 | 560500 | 171500
[5 empty] | 561500171500 | 75 | 561500 | 171500
[5 empty] | 550500170500 | 75 | 550500 | 170500
[5 empty] | 553500170500 | 75 | 553500 | 170500
[5 empty] | 554500170500 | 75 | 554500 | 170500
[5 empty] | 555500170500 | 75 | 555500 | 170500
[5 empty] | 556500170500 | 75 | 556500 | 170500
[5 empty] | 557500170500 | 75 | 557500 | 170500
[5 empty] | 558500170500 | 75 | 558500 | 170500
[5 empty] | 559500170500 | 75 | 559500 | 170500
[5 empty] | 560500170500 | 75 | 560500 | 170500
[5 empty] | 561500170500 | 75 | 561500 | 170500
[5 empty] | 554500169500 | 75 | 554500 | 169500
[5 empty] | 555500169500 | 75 | 555500 | 169500
[5 empty] | 559500169500 | 75 | 559500 | 169500
[5 empty] | 560500169500 | 75 | 560500 | 169500
[5 empty] | 561500169500 | 75 | 561500 | 169500
[5 empty] | 562500169500 | 75 | 562500 | 169500
[5 empty] | 561500168500 | 75 | 561500 | 168500
[5 empty] | 562500168500 | 75 | 562500 | 168500
[5 empty] | 470500286500 | 515 | 470500 | 286500
[5 empty] | 471500286500 | 515 | 471500 | 286500
[5 empty] | 467500285500 | 515 | 467500 | 285500
[5 empty] | 468500285500 | 515 | 468500 | 285500
[5 empty] | 469500285500 | 515 | 469500 | 285500
[5 empty] | 470500285500 | 515 | 470500 | 285500
[5 empty] | 471500285500 | 515 | 471500 | 285500
[5 empty] | 472500285500 | 515 | 472500 | 285500
[5 empty] | 473500285500 | 515 | 473500 | 285500
[5 empty] | 466500284500 | 515 | 466500 | 284500
[5 empty] | 467500284500 | 515 | 467500 | 284500
[5 empty] | 468500284500 | 515 | 468500 | 284500
[5 empty] | 469500284500 | 515 | 469500 | 284500
[5 empty] | 470500284500 | 515 | 470500 | 284500
[5 empty] | 471500284500 | 515 | 471500 | 284500
[5 empty] | 472500284500 | 515 | 472500 | 284500
[5 empty] | 473500284500 | 515 | 473500 | 284500
[5 empty] | 474500284500 | 515 | 474500 | 284500
[5 empty] | 465500283500 | 515 | 465500 | 283500
[5 empty] | 466500283500 | 515 | 466500 | 283500
[5 empty] | 467500283500 | 515 | 467500 | 283500
[5 empty] | 468500283500 | 515 | 468500 | 283500
[5 empty] | 469500283500 | 515 | 469500 | 283500
[5 empty] | 470500283500 | 515 | 470500 | 283500
[5 empty] | 471500283500 | 515 | 471500 | 283500
[5 empty] | 472500283500 | 515 | 472500 | 283500
[5 empty] | 473500283500 | 515 | 473500 | 283500
[5 empty] | 474500283500 | 515 | 474500 | 283500
[5 empty] | 466500282500 | 515 | 466500 | 282500
[5 empty] | 467500282500 | 515 | 467500 | 282500
[5 empty] | 468500282500 | 515 | 468500 | 282500
[5 empty] | 469500282500 | 515 | 469500 | 282500
[5 empty] | 470500282500 | 515 | 470500 | 282500
[5 empty] | 471500282500 | 515 | 471500 | 282500
[5 empty] | 472500282500 | 515 | 472500 | 282500
[5 empty] | 473500282500 | 515 | 473500 | 282500
[5 empty] | 474500282500 | 515 | 474500 | 282500
[5 empty] | 475500282500 | 515 | 475500 | 282500
[5 empty] | 476500282500 | 515 | 476500 | 282500
[5 empty] | 462500281500 | 515 | 462500 | 281500
[5 empty] | 463500281500 | 515 | 463500 | 281500
[5 empty] | 465500281500 | 515 | 465500 | 281500
[5 empty] | 466500281500 | 515 | 466500 | 281500
[5 empty] | 467500281500 | 515 | 467500 | 281500
[5 empty] | 468500281500 | 515 | 468500 | 281500
[5 empty] | 469500281500 | 515 | 469500 | 281500
[5 empty] | 470500281500 | 515 | 470500 | 281500
[5 empty] | 471500281500 | 515 | 471500 | 281500
[5 empty] | 472500281500 | 515 | 472500 | 281500
[5 empty] | 473500281500 | 515 | 473500 | 281500
[5 empty] | 474500281500 | 515 | 474500 | 281500
[5 empty] | 475500281500 | 515 | 475500 | 281500
[5 empty] | 476500281500 | 515 | 476500 | 281500
[5 empty] | 460500280500 | 515 | 460500 | 280500
[5 empty] | 461500280500 | 515 | 461500 | 280500
[5 empty] | 462500280500 | 515 | 462500 | 280500
[5 empty] | 463500280500 | 515 | 463500 | 280500
[5 empty] | 464500280500 | 515 | 464500 | 280500
[5 empty] | 465500280500 | 515 | 465500 | 280500
[5 empty] | 466500280500 | 515 | 466500 | 280500
[5 empty] | 467500280500 | 515 | 467500 | 280500
[5 empty] | 468500280500 | 515 | 468500 | 280500
[5 empty] | 469500280500 | 515 | 469500 | 280500
[5 empty] | 470500280500 | 515 | 470500 | 280500
[5 empty] | 471500280500 | 515 | 471500 | 280500
[5 empty] | 472500280500 | 515 | 472500 | 280500
[5 empty] | 473500280500 | 515 | 473500 | 280500
[5 empty] | 474500280500 | 515 | 474500 | 280500
[5 empty] | 475500280500 | 515 | 475500 | 280500
[5 empty] | 459500279500 | 515 | 459500 | 279500
[5 empty] | 460500279500 | 515 | 460500 | 279500
[5 empty] | 461500279500 | 515 | 461500 | 279500
[5 empty] | 462500279500 | 515 | 462500 | 279500
[5 empty] | 463500279500 | 515 | 463500 | 279500
[5 empty] | 464500279500 | 515 | 464500 | 279500
[5 empty] | 465500279500 | 515 | 465500 | 279500
[5 empty] | 466500279500 | 515 | 466500 | 279500
[5 empty] | 467500279500 | 515 | 467500 | 279500
[5 empty] | 468500279500 | 515 | 468500 | 279500
[5 empty] | 469500279500 | 515 | 469500 | 279500
[5 empty] | 470500279500 | 515 | 470500 | 279500
[5 empty] | 471500279500 | 515 | 471500 | 279500
[5 empty] | 472500279500 | 515 | 472500 | 279500
[5 empty] | 473500279500 | 515 | 473500 | 279500
[5 empty] | 474500279500 | 515 | 474500 | 279500
[5 empty] | 475500279500 | 515 | 475500 | 279500
[5 empty] | 458500278500 | 515 | 458500 | 278500
[5 empty] | 459500278500 | 515 | 459500 | 278500
[5 empty] | 460500278500 | 515 | 460500 | 278500
[5 empty] | 461500278500 | 515 | 461500 | 278500
[5 empty] | 462500278500 | 515 | 462500 | 278500
[5 empty] | 463500278500 | 515 | 463500 | 278500
[5 empty] | 464500278500 | 515 | 464500 | 278500
[5 empty] | 465500278500 | 515 | 465500 | 278500
[5 empty] | 466500278500 | 515 | 466500 | 278500
[5 empty] | 467500278500 | 515 | 467500 | 278500
[5 empty] | 468500278500 | 515 | 468500 | 278500
[5 empty] | 469500278500 | 515 | 469500 | 278500
[5 empty] | 470500278500 | 515 | 470500 | 278500
[5 empty] | 471500278500 | 515 | 471500 | 278500
[5 empty] | 472500278500 | 515 | 472500 | 278500
[5 empty] | 473500278500 | 515 | 473500 | 278500
[5 empty] | 474500278500 | 515 | 474500 | 278500
[5 empty] | 475500278500 | 515 | 475500 | 278500
[5 empty] | 476500278500 | 515 | 476500 | 278500
[5 empty] | 455500277500 | 515 | 455500 | 277500
[5 empty] | 456500277500 | 515 | 456500 | 277500
[5 empty] | 457500277500 | 515 | 457500 | 277500
[5 empty] | 458500277500 | 515 | 458500 | 277500
[5 empty] | 459500277500 | 515 | 459500 | 277500
[5 empty] | 460500277500 | 515 | 460500 | 277500
[5 empty] | 461500277500 | 515 | 461500 | 277500
[5 empty] | 462500277500 | 515 | 462500 | 277500
[5 empty] | 463500277500 | 515 | 463500 | 277500
[5 empty] | 464500277500 | 515 | 464500 | 277500
[5 empty] | 465500277500 | 515 | 465500 | 277500
[5 empty] | 466500277500 | 515 | 466500 | 277500
[5 empty] | 467500277500 | 515 | 467500 | 277500
[5 empty] | 468500277500 | 515 | 468500 | 277500
[5 empty] | 469500277500 | 515 | 469500 | 277500
[5 empty] | 470500277500 | 515 | 470500 | 277500
[5 empty] | 471500277500 | 515 | 471500 | 277500
[5 empty] | 472500277500 | 515 | 472500 | 277500
[5 empty] | 473500277500 | 515 | 473500 | 277500
[5 empty] | 474500277500 | 515 | 474500 | 277500
[5 empty] | 475500277500 | 515 | 475500 | 277500
[5 empty] | 476500277500 | 515 | 476500 | 277500
[5 empty] | 477500277500 | 515 | 477500 | 277500
[5 empty] | 478500277500 | 515 | 478500 | 277500
[5 empty] | 455500276500 | 515 | 455500 | 276500
[5 empty] | 456500276500 | 515 | 456500 | 276500
[5 empty] | 457500276500 | 515 | 457500 | 276500
[5 empty] | 458500276500 | 515 | 458500 | 276500
[5 empty] | 459500276500 | 515 | 459500 | 276500
[5 empty] | 460500276500 | 515 | 460500 | 276500
[5 empty] | 461500276500 | 515 | 461500 | 276500
[5 empty] | 462500276500 | 515 | 462500 | 276500
[5 empty] | 463500276500 | 515 | 463500 | 276500
[5 empty] | 464500276500 | 515 | 464500 | 276500
[5 empty] | 465500276500 | 515 | 465500 | 276500
[5 empty] | 466500276500 | 515 | 466500 | 276500
[5 empty] | 467500276500 | 515 | 467500 | 276500
[5 empty] | 468500276500 | 515 | 468500 | 276500
[5 empty] | 469500276500 | 515 | 469500 | 276500
[5 empty] | 470500276500 | 515 | 470500 | 276500
[5 empty] | 471500276500 | 515 | 471500 | 276500
[5 empty] | 472500276500 | 515 | 472500 | 276500
[5 empty] | 473500276500 | 515 | 473500 | 276500
[5 empty] | 474500276500 | 515 | 474500 | 276500
[5 empty] | 475500276500 | 515 | 475500 | 276500
[5 empty] | 476500276500 | 515 | 476500 | 276500
[5 empty] | 477500276500 | 515 | 477500 | 276500
[5 empty] | 478500276500 | 515 | 478500 | 276500
[5 empty] | 479500276500 | 515 | 479500 | 276500
[5 empty] | 456500275500 | 515 | 456500 | 275500
[5 empty] | 457500275500 | 515 | 457500 | 275500
[5 empty] | 458500275500 | 515 | 458500 | 275500
[5 empty] | 459500275500 | 515 | 459500 | 275500
[5 empty] | 460500275500 | 515 | 460500 | 275500
[5 empty] | 461500275500 | 515 | 461500 | 275500
[5 empty] | 462500275500 | 515 | 462500 | 275500
[5 empty] | 463500275500 | 515 | 463500 | 275500
[5 empty] | 464500275500 | 515 | 464500 | 275500
[5 empty] | 465500275500 | 515 | 465500 | 275500
[5 empty] | 466500275500 | 515 | 466500 | 275500
[5 empty] | 467500275500 | 515 | 467500 | 275500
[5 empty] | 468500275500 | 515 | 468500 | 275500
[5 empty] | 469500275500 | 515 | 469500 | 275500
[5 empty] | 470500275500 | 515 | 470500 | 275500
[5 empty] | 471500275500 | 515 | 471500 | 275500
[5 empty] | 472500275500 | 515 | 472500 | 275500
[5 empty] | 473500275500 | 515 | 473500 | 275500
[5 empty] | 474500275500 | 515 | 474500 | 275500
[5 empty] | 475500275500 | 515 | 475500 | 275500
[5 empty] | 476500275500 | 515 | 476500 | 275500
[5 empty] | 477500275500 | 515 | 477500 | 275500
[5 empty] | 478500275500 | 515 | 478500 | 275500
[5 empty] | 479500275500 | 515 | 479500 | 275500
[5 empty] | 456500274500 | 515 | 456500 | 274500
[5 empty] | 457500274500 | 515 | 457500 | 274500
[5 empty] | 458500274500 | 515 | 458500 | 274500
[5 empty] | 459500274500 | 515 | 459500 | 274500
[5 empty] | 460500274500 | 515 | 460500 | 274500
[5 empty] | 461500274500 | 515 | 461500 | 274500
[5 empty] | 462500274500 | 515 | 462500 | 274500
[5 empty] | 463500274500 | 515 | 463500 | 274500
[5 empty] | 464500274500 | 515 | 464500 | 274500
[5 empty] | 465500274500 | 515 | 465500 | 274500
[5 empty] | 466500274500 | 515 | 466500 | 274500
[5 empty] | 467500274500 | 515 | 467500 | 274500
[5 empty] | 468500274500 | 515 | 468500 | 274500
[5 empty] | 469500274500 | 515 | 469500 | 274500
[5 empty] | 470500274500 | 515 | 470500 | 274500
[5 empty] | 471500274500 | 515 | 471500 | 274500
[5 empty] | 472500274500 | 515 | 472500 | 274500
[5 empty] | 473500274500 | 515 | 473500 | 274500
[5 empty] | 474500274500 | 515 | 474500 | 274500
[5 empty] | 475500274500 | 515 | 475500 | 274500
[5 empty] | 476500274500 | 515 | 476500 | 274500
[5 empty] | 477500274500 | 515 | 477500 | 274500
[5 empty] | 478500274500 | 515 | 478500 | 274500
[5 empty] | 479500274500 | 515 | 479500 | 274500
[5 empty] | 480500274500 | 515 | 480500 | 274500
[5 empty] | 481500274500 | 515 | 481500 | 274500
[5 empty] | 456500273500 | 515 | 456500 | 273500
[5 empty] | 457500273500 | 515 | 457500 | 273500
[5 empty] | 458500273500 | 515 | 458500 | 273500
[5 empty] | 459500273500 | 515 | 459500 | 273500
[5 empty] | 460500273500 | 515 | 460500 | 273500
[5 empty] | 461500273500 | 515 | 461500 | 273500
[5 empty] | 462500273500 | 515 | 462500 | 273500
[5 empty] | 463500273500 | 515 | 463500 | 273500
[5 empty] | 464500273500 | 515 | 464500 | 273500
[5 empty] | 465500273500 | 515 | 465500 | 273500
[5 empty] | 466500273500 | 515 | 466500 | 273500
[5 empty] | 467500273500 | 515 | 467500 | 273500
[5 empty] | 468500273500 | 515 | 468500 | 273500
[5 empty] | 469500273500 | 515 | 469500 | 273500
[5 empty] | 470500273500 | 515 | 470500 | 273500
[5 empty] | 471500273500 | 515 | 471500 | 273500
[5 empty] | 472500273500 | 515 | 472500 | 273500
[5 empty] | 473500273500 | 515 | 473500 | 273500
[5 empty] | 474500273500 | 515 | 474500 | 273500
[5 empty] | 475500273500 | 515 | 475500 | 273500
[5 empty] | 476500273500 | 515 | 476500 | 273500
[5 empty] | 477500273500 | 515 | 477500 | 273500
[5 empty] | 478500273500 | 515 | 478500 | 273500
[5 empty] | 479500273500 | 515 | 479500 | 273500
[5 empty] | 480500273500 | 515 | 480500 | 273500
[5 empty] | 481500273500 | 515 | 481500 | 273500
[5 empty] | 453500272500 | 515 | 453500 | 272500
[5 empty] | 454500272500 | 515 | 454500 | 272500
[5 empty] | 455500272500 | 515 | 455500 | 272500
[5 empty] | 456500272500 | 515 | 456500 | 272500
[5 empty] | 457500272500 | 515 | 457500 | 272500
[5 empty] | 458500272500 | 515 | 458500 | 272500
[5 empty] | 459500272500 | 515 | 459500 | 272500
[5 empty] | 460500272500 | 515 | 460500 | 272500
[5 empty] | 461500272500 | 515 | 461500 | 272500
[5 empty] | 462500272500 | 515 | 462500 | 272500
[5 empty] | 463500272500 | 515 | 463500 | 272500
[5 empty] | 464500272500 | 515 | 464500 | 272500
[5 empty] | 465500272500 | 515 | 465500 | 272500
[5 empty] | 466500272500 | 515 | 466500 | 272500
[5 empty] | 467500272500 | 515 | 467500 | 272500
[5 empty] | 468500272500 | 515 | 468500 | 272500
[5 empty] | 469500272500 | 515 | 469500 | 272500
[5 empty] | 470500272500 | 515 | 470500 | 272500
[5 empty] | 471500272500 | 515 | 471500 | 272500
[5 empty] | 472500272500 | 515 | 472500 | 272500
[5 empty] | 473500272500 | 515 | 473500 | 272500
[5 empty] | 474500272500 | 515 | 474500 | 272500
[5 empty] | 475500272500 | 515 | 475500 | 272500
[5 empty] | 476500272500 | 515 | 476500 | 272500
[5 empty] | 477500272500 | 515 | 477500 | 272500
[5 empty] | 478500272500 | 515 | 478500 | 272500
[5 empty] | 479500272500 | 515 | 479500 | 272500
[5 empty] | 480500272500 | 515 | 480500 | 272500
[5 empty] | 481500272500 | 515 | 481500 | 272500
[5 empty] | 482500272500 | 515 | 482500 | 272500
[5 empty] | 451500271500 | 515 | 451500 | 271500
[5 empty] | 452500271500 | 515 | 452500 | 271500
[5 empty] | 453500271500 | 515 | 453500 | 271500
[5 empty] | 454500271500 | 515 | 454500 | 271500
[5 empty] | 455500271500 | 515 | 455500 | 271500
[5 empty] | 456500271500 | 515 | 456500 | 271500
[5 empty] | 457500271500 | 515 | 457500 | 271500
[5 empty] | 458500271500 | 515 | 458500 | 271500
[5 empty] | 459500271500 | 515 | 459500 | 271500
[5 empty] | 460500271500 | 515 | 460500 | 271500
[5 empty] | 461500271500 | 515 | 461500 | 271500
[5 empty] | 462500271500 | 515 | 462500 | 271500
[5 empty] | 463500271500 | 515 | 463500 | 271500
[5 empty] | 464500271500 | 515 | 464500 | 271500
[5 empty] | 465500271500 | 515 | 465500 | 271500
[5 empty] | 466500271500 | 515 | 466500 | 271500
[5 empty] | 467500271500 | 515 | 467500 | 271500
[5 empty] | 468500271500 | 515 | 468500 | 271500
[5 empty] | 469500271500 | 515 | 469500 | 271500
[5 empty] | 470500271500 | 515 | 470500 | 271500
[5 empty] | 471500271500 | 515 | 471500 | 271500
[5 empty] | 472500271500 | 515 | 472500 | 271500
[5 empty] | 473500271500 | 515 | 473500 | 271500
[5 empty] | 474500271500 | 515 | 474500 | 271500
[5 empty] | 475500271500 | 515 | 475500 | 271500
[5 empty] | 476500271500 | 515 | 476500 | 271500
[5 empty] | 477500271500 | 515 | 477500 | 271500
[5 empty] | 478500271500 | 515 | 478500 | 271500
[5 empty] | 479500271500 | 515 | 479500 | 271500
[5 empty] | 480500271500 | 515 | 480500 | 271500
[5 empty] | 481500271500 | 515 | 481500 | 271500
[5 empty] | 482500271500 | 515 | 482500 | 271500
[5 empty] | 450500270500 | 515 | 450500 | 270500
[5 empty] | 451500270500 | 515 | 451500 | 270500
[5 empty] | 452500270500 | 515 | 452500 | 270500
[5 empty] | 453500270500 | 515 | 453500 | 270500
[5 empty] | 454500270500 | 515 | 454500 | 270500
[5 empty] | 455500270500 | 515 | 455500 | 270500
[5 empty] | 456500270500 | 515 | 456500 | 270500
[5 empty] | 457500270500 | 515 | 457500 | 270500
[5 empty] | 458500270500 | 515 | 458500 | 270500
[5 empty] | 459500270500 | 515 | 459500 | 270500
[5 empty] | 460500270500 | 515 | 460500 | 270500
[5 empty] | 461500270500 | 515 | 461500 | 270500
[5 empty] | 462500270500 | 515 | 462500 | 270500
[5 empty] | 463500270500 | 515 | 463500 | 270500
[5 empty] | 464500270500 | 515 | 464500 | 270500
[5 empty] | 465500270500 | 515 | 465500 | 270500
[5 empty] | 466500270500 | 515 | 466500 | 270500
[5 empty] | 467500270500 | 515 | 467500 | 270500
[5 empty] | 468500270500 | 515 | 468500 | 270500
[5 empty] | 469500270500 | 515 | 469500 | 270500
[5 empty] | 470500270500 | 515 | 470500 | 270500
[5 empty] | 471500270500 | 515 | 471500 | 270500
[5 empty] | 472500270500 | 515 | 472500 | 270500
[5 empty] | 473500270500 | 515 | 473500 | 270500
[5 empty] | 474500270500 | 515 | 474500 | 270500
[5 empty] | 475500270500 | 515 | 475500 | 270500
[5 empty] | 476500270500 | 515 | 476500 | 270500
[5 empty] | 477500270500 | 515 | 477500 | 270500
[5 empty] | 478500270500 | 515 | 478500 | 270500
[5 empty] | 479500270500 | 515 | 479500 | 270500
[5 empty] | 480500270500 | 515 | 480500 | 270500
[5 empty] | 481500270500 | 515 | 481500 | 270500
[5 empty] | 452500269500 | 515 | 452500 | 269500
[5 empty] | 453500269500 | 515 | 453500 | 269500
[5 empty] | 454500269500 | 515 | 454500 | 269500
[5 empty] | 455500269500 | 515 | 455500 | 269500
[5 empty] | 456500269500 | 515 | 456500 | 269500
[5 empty] | 457500269500 | 515 | 457500 | 269500
[5 empty] | 458500269500 | 515 | 458500 | 269500
[5 empty] | 459500269500 | 515 | 459500 | 269500
[5 empty] | 460500269500 | 515 | 460500 | 269500
[5 empty] | 461500269500 | 515 | 461500 | 269500
[5 empty] | 462500269500 | 515 | 462500 | 269500
[5 empty] | 463500269500 | 515 | 463500 | 269500
[5 empty] | 464500269500 | 515 | 464500 | 269500
[5 empty] | 465500269500 | 515 | 465500 | 269500
[5 empty] | 466500269500 | 515 | 466500 | 269500
[5 empty] | 467500269500 | 515 | 467500 | 269500
[5 empty] | 468500269500 | 515 | 468500 | 269500
[5 empty] | 469500269500 | 515 | 469500 | 269500
[5 empty] | 470500269500 | 515 | 470500 | 269500
[5 empty] | 471500269500 | 515 | 471500 | 269500
[5 empty] | 472500269500 | 515 | 472500 | 269500
[5 empty] | 473500269500 | 515 | 473500 | 269500
[5 empty] | 474500269500 | 515 | 474500 | 269500
[5 empty] | 475500269500 | 515 | 475500 | 269500
[5 empty] | 476500269500 | 515 | 476500 | 269500
[5 empty] | 477500269500 | 515 | 477500 | 269500
[5 empty] | 478500269500 | 515 | 478500 | 269500
[5 empty] | 479500269500 | 515 | 479500 | 269500
[5 empty] | 480500269500 | 515 | 480500 | 269500
[5 empty] | 481500269500 | 515 | 481500 | 269500
[5 empty] | 454500268500 | 515 | 454500 | 268500
[5 empty] | 455500268500 | 515 | 455500 | 268500
[5 empty] | 456500268500 | 515 | 456500 | 268500
[5 empty] | 457500268500 | 515 | 457500 | 268500
[5 empty] | 458500268500 | 515 | 458500 | 268500
[5 empty] | 459500268500 | 515 | 459500 | 268500
[5 empty] | 460500268500 | 515 | 460500 | 268500
[5 empty] | 461500268500 | 515 | 461500 | 268500
[5 empty] | 462500268500 | 515 | 462500 | 268500
[5 empty] | 463500268500 | 515 | 463500 | 268500
[5 empty] | 464500268500 | 515 | 464500 | 268500
[5 empty] | 465500268500 | 515 | 465500 | 268500
[5 empty] | 466500268500 | 515 | 466500 | 268500
[5 empty] | 467500268500 | 515 | 467500 | 268500
[5 empty] | 468500268500 | 515 | 468500 | 268500
[5 empty] | 469500268500 | 515 | 469500 | 268500
[5 empty] | 470500268500 | 515 | 470500 | 268500
[5 empty] | 471500268500 | 515 | 471500 | 268500
[5 empty] | 472500268500 | 515 | 472500 | 268500
[5 empty] | 473500268500 | 515 | 473500 | 268500
[5 empty] | 474500268500 | 515 | 474500 | 268500
[5 empty] | 475500268500 | 515 | 475500 | 268500
[5 empty] | 476500268500 | 515 | 476500 | 268500
[5 empty] | 477500268500 | 515 | 477500 | 268500
[5 empty] | 478500268500 | 515 | 478500 | 268500
[5 empty] | 479500268500 | 515 | 479500 | 268500
[5 empty] | 480500268500 | 515 | 480500 | 268500
[5 empty] | 453500267500 | 515 | 453500 | 267500
[5 empty] | 454500267500 | 515 | 454500 | 267500
[5 empty] | 455500267500 | 515 | 455500 | 267500
[5 empty] | 456500267500 | 515 | 456500 | 267500
[5 empty] | 457500267500 | 515 | 457500 | 267500
[5 empty] | 458500267500 | 515 | 458500 | 267500
[5 empty] | 459500267500 | 515 | 459500 | 267500
[5 empty] | 460500267500 | 515 | 460500 | 267500
[5 empty] | 461500267500 | 515 | 461500 | 267500
[5 empty] | 462500267500 | 515 | 462500 | 267500
[5 empty] | 463500267500 | 515 | 463500 | 267500
[5 empty] | 464500267500 | 515 | 464500 | 267500
[5 empty] | 465500267500 | 515 | 465500 | 267500
[5 empty] | 466500267500 | 515 | 466500 | 267500
[5 empty] | 467500267500 | 515 | 467500 | 267500
[5 empty] | 468500267500 | 515 | 468500 | 267500
[5 empty] | 469500267500 | 515 | 469500 | 267500
[5 empty] | 470500267500 | 515 | 470500 | 267500
[5 empty] | 471500267500 | 515 | 471500 | 267500
[5 empty] | 472500267500 | 515 | 472500 | 267500
[5 empty] | 473500267500 | 515 | 473500 | 267500
[5 empty] | 474500267500 | 515 | 474500 | 267500
[5 empty] | 475500267500 | 515 | 475500 | 267500
[5 empty] | 476500267500 | 515 | 476500 | 267500
[5 empty] | 477500267500 | 515 | 477500 | 267500
[5 empty] | 478500267500 | 515 | 478500 | 267500
[5 empty] | 479500267500 | 515 | 479500 | 267500
[5 empty] | 480500267500 | 515 | 480500 | 267500
[5 empty] | 453500266500 | 515 | 453500 | 266500
[5 empty] | 454500266500 | 515 | 454500 | 266500
[5 empty] | 455500266500 | 515 | 455500 | 266500
[5 empty] | 456500266500 | 515 | 456500 | 266500
[5 empty] | 457500266500 | 515 | 457500 | 266500
[5 empty] | 458500266500 | 515 | 458500 | 266500
[5 empty] | 459500266500 | 515 | 459500 | 266500
[5 empty] | 460500266500 | 515 | 460500 | 266500
[5 empty] | 461500266500 | 515 | 461500 | 266500
[5 empty] | 462500266500 | 515 | 462500 | 266500
[5 empty] | 463500266500 | 515 | 463500 | 266500
[5 empty] | 464500266500 | 515 | 464500 | 266500
[5 empty] | 465500266500 | 515 | 465500 | 266500
[5 empty] | 466500266500 | 515 | 466500 | 266500
[5 empty] | 467500266500 | 515 | 467500 | 266500
[5 empty] | 468500266500 | 515 | 468500 | 266500
[5 empty] | 469500266500 | 515 | 469500 | 266500
[5 empty] | 470500266500 | 515 | 470500 | 266500
[5 empty] | 471500266500 | 515 | 471500 | 266500
[5 empty] | 472500266500 | 515 | 472500 | 266500
[5 empty] | 473500266500 | 515 | 473500 | 266500
[5 empty] | 474500266500 | 515 | 474500 | 266500
[5 empty] | 475500266500 | 515 | 475500 | 266500
[5 empty] | 476500266500 | 515 | 476500 | 266500
[5 empty] | 477500266500 | 515 | 477500 | 266500
[5 empty] | 478500266500 | 515 | 478500 | 266500
[5 empty] | 479500266500 | 515 | 479500 | 266500
[5 empty] | 480500266500 | 515 | 480500 | 266500
[5 empty] | 453500265500 | 515 | 453500 | 265500
[5 empty] | 454500265500 | 515 | 454500 | 265500
[5 empty] | 455500265500 | 515 | 455500 | 265500
[5 empty] | 456500265500 | 515 | 456500 | 265500
[5 empty] | 457500265500 | 515 | 457500 | 265500
[5 empty] | 458500265500 | 515 | 458500 | 265500
[5 empty] | 459500265500 | 515 | 459500 | 265500
[5 empty] | 460500265500 | 515 | 460500 | 265500
[5 empty] | 461500265500 | 515 | 461500 | 265500
[5 empty] | 462500265500 | 515 | 462500 | 265500
[5 empty] | 463500265500 | 515 | 463500 | 265500
[5 empty] | 464500265500 | 515 | 464500 | 265500
[5 empty] | 465500265500 | 515 | 465500 | 265500
[5 empty] | 466500265500 | 515 | 466500 | 265500
[5 empty] | 467500265500 | 515 | 467500 | 265500
[5 empty] | 468500265500 | 515 | 468500 | 265500
[5 empty] | 469500265500 | 515 | 469500 | 265500
[5 empty] | 470500265500 | 515 | 470500 | 265500
[5 empty] | 471500265500 | 515 | 471500 | 265500
[5 empty] | 472500265500 | 515 | 472500 | 265500
[5 empty] | 473500265500 | 515 | 473500 | 265500
[5 empty] | 474500265500 | 515 | 474500 | 265500
[5 empty] | 475500265500 | 515 | 475500 | 265500
[5 empty] | 476500265500 | 515 | 476500 | 265500
[5 empty] | 477500265500 | 515 | 477500 | 265500
[5 empty] | 478500265500 | 515 | 478500 | 265500
[5 empty] | 479500265500 | 515 | 479500 | 265500
[5 empty] | 480500265500 | 515 | 480500 | 265500
[5 empty] | 453500264500 | 515 | 453500 | 264500
[5 empty] | 454500264500 | 515 | 454500 | 264500
[5 empty] | 455500264500 | 515 | 455500 | 264500
[5 empty] | 456500264500 | 515 | 456500 | 264500
[5 empty] | 457500264500 | 515 | 457500 | 264500
[5 empty] | 458500264500 | 515 | 458500 | 264500
[5 empty] | 459500264500 | 515 | 459500 | 264500
[5 empty] | 460500264500 | 515 | 460500 | 264500
[5 empty] | 461500264500 | 515 | 461500 | 264500
[5 empty] | 462500264500 | 515 | 462500 | 264500
[5 empty] | 463500264500 | 515 | 463500 | 264500
[5 empty] | 464500264500 | 515 | 464500 | 264500
[5 empty] | 465500264500 | 515 | 465500 | 264500
[5 empty] | 466500264500 | 515 | 466500 | 264500
[5 empty] | 467500264500 | 515 | 467500 | 264500
[5 empty] | 468500264500 | 515 | 468500 | 264500
[5 empty] | 469500264500 | 515 | 469500 | 264500
[5 empty] | 470500264500 | 515 | 470500 | 264500
[5 empty] | 471500264500 | 515 | 471500 | 264500
[5 empty] | 472500264500 | 515 | 472500 | 264500
[5 empty] | 473500264500 | 515 | 473500 | 264500
[5 empty] | 454500263500 | 515 | 454500 | 263500
[5 empty] | 455500263500 | 515 | 455500 | 263500
[5 empty] | 456500263500 | 515 | 456500 | 263500
[5 empty] | 457500263500 | 515 | 457500 | 263500
[5 empty] | 458500263500 | 515 | 458500 | 263500
[5 empty] | 459500263500 | 515 | 459500 | 263500
[5 empty] | 460500263500 | 515 | 460500 | 263500
[5 empty] | 461500263500 | 515 | 461500 | 263500
[5 empty] | 462500263500 | 515 | 462500 | 263500
[5 empty] | 463500263500 | 515 | 463500 | 263500
[5 empty] | 464500263500 | 515 | 464500 | 263500
[5 empty] | 465500263500 | 515 | 465500 | 263500
[5 empty] | 466500263500 | 515 | 466500 | 263500
[5 empty] | 467500263500 | 515 | 467500 | 263500
[5 empty] | 468500263500 | 515 | 468500 | 263500
[5 empty] | 469500263500 | 515 | 469500 | 263500
[5 empty] | 470500263500 | 515 | 470500 | 263500
[5 empty] | 471500263500 | 515 | 471500 | 263500
[5 empty] | 453500262500 | 515 | 453500 | 262500
[5 empty] | 454500262500 | 515 | 454500 | 262500
[5 empty] | 455500262500 | 515 | 455500 | 262500
[5 empty] | 456500262500 | 515 | 456500 | 262500
[5 empty] | 457500262500 | 515 | 457500 | 262500
[5 empty] | 458500262500 | 515 | 458500 | 262500
[5 empty] | 459500262500 | 515 | 459500 | 262500
[5 empty] | 460500262500 | 515 | 460500 | 262500
[5 empty] | 461500262500 | 515 | 461500 | 262500
[5 empty] | 462500262500 | 515 | 462500 | 262500
[5 empty] | 463500262500 | 515 | 463500 | 262500
[5 empty] | 464500262500 | 515 | 464500 | 262500
[5 empty] | 465500262500 | 515 | 465500 | 262500
[5 empty] | 466500262500 | 515 | 466500 | 262500
[5 empty] | 467500262500 | 515 | 467500 | 262500
[5 empty] | 468500262500 | 515 | 468500 | 262500
[5 empty] | 452500261500 | 515 | 452500 | 261500
[5 empty] | 453500261500 | 515 | 453500 | 261500
[5 empty] | 454500261500 | 515 | 454500 | 261500
[5 empty] | 455500261500 | 515 | 455500 | 261500
[5 empty] | 456500261500 | 515 | 456500 | 261500
[5 empty] | 457500261500 | 515 | 457500 | 261500
[5 empty] | 458500261500 | 515 | 458500 | 261500
[5 empty] | 459500261500 | 515 | 459500 | 261500
[5 empty] | 460500261500 | 515 | 460500 | 261500
[5 empty] | 461500261500 | 515 | 461500 | 261500
[5 empty] | 462500261500 | 515 | 462500 | 261500
[5 empty] | 463500261500 | 515 | 463500 | 261500
[5 empty] | 464500261500 | 515 | 464500 | 261500
[5 empty] | 465500261500 | 515 | 465500 | 261500
[5 empty] | 466500261500 | 515 | 466500 | 261500
[5 empty] | 467500261500 | 515 | 467500 | 261500
[5 empty] | 450500260500 | 515 | 450500 | 260500
[5 empty] | 451500260500 | 515 | 451500 | 260500
[5 empty] | 452500260500 | 515 | 452500 | 260500
[5 empty] | 453500260500 | 515 | 453500 | 260500
[5 empty] | 454500260500 | 515 | 454500 | 260500
[5 empty] | 455500260500 | 515 | 455500 | 260500
[5 empty] | 456500260500 | 515 | 456500 | 260500
[5 empty] | 457500260500 | 515 | 457500 | 260500
[5 empty] | 458500260500 | 515 | 458500 | 260500
[5 empty] | 459500260500 | 515 | 459500 | 260500
[5 empty] | 460500260500 | 515 | 460500 | 260500
[5 empty] | 461500260500 | 515 | 461500 | 260500
[5 empty] | 462500260500 | 515 | 462500 | 260500
[5 empty] | 463500260500 | 515 | 463500 | 260500
[5 empty] | 464500260500 | 515 | 464500 | 260500
[5 empty] | 465500260500 | 515 | 465500 | 260500
[5 empty] | 449500259500 | 515 | 449500 | 259500
[5 empty] | 450500259500 | 515 | 450500 | 259500
[5 empty] | 451500259500 | 515 | 451500 | 259500
[5 empty] | 452500259500 | 515 | 452500 | 259500
[5 empty] | 453500259500 | 515 | 453500 | 259500
[5 empty] | 454500259500 | 515 | 454500 | 259500
[5 empty] | 455500259500 | 515 | 455500 | 259500
[5 empty] | 456500259500 | 515 | 456500 | 259500
[5 empty] | 457500259500 | 515 | 457500 | 259500
[5 empty] | 458500259500 | 515 | 458500 | 259500
[5 empty] | 459500259500 | 515 | 459500 | 259500
[5 empty] | 460500259500 | 515 | 460500 | 259500
[5 empty] | 461500259500 | 515 | 461500 | 259500
[5 empty] | 462500259500 | 515 | 462500 | 259500
[5 empty] | 463500259500 | 515 | 463500 | 259500
[5 empty] | 464500259500 | 515 | 464500 | 259500
[5 empty] | 450500258500 | 515 | 450500 | 258500
[5 empty] | 451500258500 | 515 | 451500 | 258500
[5 empty] | 452500258500 | 515 | 452500 | 258500
[5 empty] | 453500258500 | 515 | 453500 | 258500
[5 empty] | 454500258500 | 515 | 454500 | 258500
[5 empty] | 455500258500 | 515 | 455500 | 258500
[5 empty] | 456500258500 | 515 | 456500 | 258500
[5 empty] | 457500258500 | 515 | 457500 | 258500
[5 empty] | 458500258500 | 515 | 458500 | 258500
[5 empty] | 459500258500 | 515 | 459500 | 258500
[5 empty] | 460500258500 | 515 | 460500 | 258500
[5 empty] | 461500258500 | 515 | 461500 | 258500
[5 empty] | 462500258500 | 515 | 462500 | 258500
[5 empty] | 463500258500 | 515 | 463500 | 258500
[5 empty] | 451500257500 | 515 | 451500 | 257500
[5 empty] | 452500257500 | 515 | 452500 | 257500
[5 empty] | 453500257500 | 515 | 453500 | 257500
[5 empty] | 454500257500 | 515 | 454500 | 257500
[5 empty] | 455500257500 | 515 | 455500 | 257500
[5 empty] | 456500257500 | 515 | 456500 | 257500
[5 empty] | 457500257500 | 515 | 457500 | 257500
[5 empty] | 458500257500 | 515 | 458500 | 257500
[5 empty] | 459500257500 | 515 | 459500 | 257500
[5 empty] | 460500257500 | 515 | 460500 | 257500
[5 empty] | 461500257500 | 515 | 461500 | 257500
[5 empty] | 462500257500 | 515 | 462500 | 257500
[5 empty] | 463500257500 | 515 | 463500 | 257500
[5 empty] | 464500257500 | 515 | 464500 | 257500
[5 empty] | 451500256500 | 515 | 451500 | 256500
[5 empty] | 452500256500 | 515 | 452500 | 256500
[5 empty] | 453500256500 | 515 | 453500 | 256500
[5 empty] | 454500256500 | 515 | 454500 | 256500
[5 empty] | 455500256500 | 515 | 455500 | 256500
[5 empty] | 456500256500 | 515 | 456500 | 256500
[5 empty] | 457500256500 | 515 | 457500 | 256500
[5 empty] | 458500256500 | 515 | 458500 | 256500
[5 empty] | 459500256500 | 515 | 459500 | 256500
[5 empty] | 460500256500 | 515 | 460500 | 256500
[5 empty] | 461500256500 | 515 | 461500 | 256500
[5 empty] | 462500256500 | 515 | 462500 | 256500
[5 empty] | 463500256500 | 515 | 463500 | 256500
[5 empty] | 464500256500 | 515 | 464500 | 256500
[5 empty] | 450500255500 | 515 | 450500 | 255500
[5 empty] | 451500255500 | 515 | 451500 | 255500
[5 empty] | 452500255500 | 515 | 452500 | 255500
[5 empty] | 453500255500 | 515 | 453500 | 255500
[5 empty] | 454500255500 | 515 | 454500 | 255500
[5 empty] | 455500255500 | 515 | 455500 | 255500
[5 empty] | 456500255500 | 515 | 456500 | 255500
[5 empty] | 457500255500 | 515 | 457500 | 255500
[5 empty] | 458500255500 | 515 | 458500 | 255500
[5 empty] | 459500255500 | 515 | 459500 | 255500
[5 empty] | 460500255500 | 515 | 460500 | 255500
[5 empty] | 461500255500 | 515 | 461500 | 255500
[5 empty] | 462500255500 | 515 | 462500 | 255500
[5 empty] | 449500254500 | 515 | 449500 | 254500
[5 empty] | 450500254500 | 515 | 450500 | 254500
[5 empty] | 451500254500 | 515 | 451500 | 254500
[5 empty] | 452500254500 | 515 | 452500 | 254500
[5 empty] | 453500254500 | 515 | 453500 | 254500
[5 empty] | 454500254500 | 515 | 454500 | 254500
[5 empty] | 455500254500 | 515 | 455500 | 254500
[5 empty] | 456500254500 | 515 | 456500 | 254500
[5 empty] | 457500254500 | 515 | 457500 | 254500
[5 empty] | 458500254500 | 515 | 458500 | 254500
[5 empty] | 459500254500 | 515 | 459500 | 254500
[5 empty] | 460500254500 | 515 | 460500 | 254500
[5 empty] | 461500254500 | 515 | 461500 | 254500
[5 empty] | 449500253500 | 515 | 449500 | 253500
[5 empty] | 450500253500 | 515 | 450500 | 253500
[5 empty] | 451500253500 | 515 | 451500 | 253500
[5 empty] | 452500253500 | 515 | 452500 | 253500
[5 empty] | 453500253500 | 515 | 453500 | 253500
[5 empty] | 454500253500 | 515 | 454500 | 253500
[5 empty] | 455500253500 | 515 | 455500 | 253500
[5 empty] | 456500253500 | 515 | 456500 | 253500
[5 empty] | 457500253500 | 515 | 457500 | 253500
[5 empty] | 458500253500 | 515 | 458500 | 253500
[5 empty] | 459500253500 | 515 | 459500 | 253500
[5 empty] | 450500252500 | 515 | 450500 | 252500
[5 empty] | 451500252500 | 515 | 451500 | 252500
[5 empty] | 452500252500 | 515 | 452500 | 252500
[5 empty] | 453500252500 | 515 | 453500 | 252500
[5 empty] | 454500252500 | 515 | 454500 | 252500
[5 empty] | 455500252500 | 515 | 455500 | 252500
[5 empty] | 456500252500 | 515 | 456500 | 252500
[5 empty] | 457500252500 | 515 | 457500 | 252500
[5 empty] | 451500251500 | 515 | 451500 | 251500
[5 empty] | 452500251500 | 515 | 452500 | 251500
[5 empty] | 453500251500 | 515 | 453500 | 251500
[5 empty] | 454500251500 | 515 | 454500 | 251500
[5 empty] | 455500251500 | 515 | 455500 | 251500
[5 empty] | 456500251500 | 515 | 456500 | 251500
[5 empty] | 457500251500 | 515 | 457500 | 251500
[5 empty] | 456500250500 | 515 | 456500 | 250500
[5 empty] | 457500250500 | 515 | 457500 | 250500
[5 empty] | 458500250500 | 515 | 458500 | 250500
[5 empty] | 434500340500 | 77 | 434500 | 340500
[5 empty] | 435500340500 | 77 | 435500 | 340500
[5 empty] | 433500339500 | 77 | 433500 | 339500
[5 empty] | 434500339500 | 77 | 434500 | 339500
[5 empty] | 435500339500 | 77 | 435500 | 339500
[5 empty] | 433500338500 | 77 | 433500 | 338500
[5 empty] | 434500338500 | 77 | 434500 | 338500
[5 empty] | 435500338500 | 77 | 435500 | 338500
[5 empty] | 436500338500 | 77 | 436500 | 338500
[5 empty] | 437500338500 | 77 | 437500 | 338500
[5 empty] | 438500338500 | 77 | 438500 | 338500
[5 empty] | 432500337500 | 77 | 432500 | 337500
[5 empty] | 433500337500 | 77 | 433500 | 337500
[5 empty] | 434500337500 | 77 | 434500 | 337500
[5 empty] | 435500337500 | 77 | 435500 | 337500
[5 empty] | 436500337500 | 77 | 436500 | 337500
[5 empty] | 437500337500 | 77 | 437500 | 337500
[5 empty] | 438500337500 | 77 | 438500 | 337500
[5 empty] | 431500336500 | 77 | 431500 | 336500
[5 empty] | 432500336500 | 77 | 432500 | 336500
[5 empty] | 433500336500 | 77 | 433500 | 336500
[5 empty] | 434500336500 | 77 | 434500 | 336500
[5 empty] | 435500336500 | 77 | 435500 | 336500
[5 empty] | 436500336500 | 77 | 436500 | 336500
[5 empty] | 437500336500 | 77 | 437500 | 336500
[5 empty] | 438500336500 | 77 | 438500 | 336500
[5 empty] | 439500336500 | 77 | 439500 | 336500
[5 empty] | 440500336500 | 77 | 440500 | 336500
[5 empty] | 430500335500 | 77 | 430500 | 335500
[5 empty] | 431500335500 | 77 | 431500 | 335500
[5 empty] | 432500335500 | 77 | 432500 | 335500
[5 empty] | 433500335500 | 77 | 433500 | 335500
[5 empty] | 434500335500 | 77 | 434500 | 335500
[5 empty] | 435500335500 | 77 | 435500 | 335500
[5 empty] | 436500335500 | 77 | 436500 | 335500
[5 empty] | 437500335500 | 77 | 437500 | 335500
[5 empty] | 438500335500 | 77 | 438500 | 335500
[5 empty] | 439500335500 | 77 | 439500 | 335500
[5 empty] | 440500335500 | 77 | 440500 | 335500
[5 empty] | 430500334500 | 77 | 430500 | 334500
[5 empty] | 431500334500 | 77 | 431500 | 334500
[5 empty] | 432500334500 | 77 | 432500 | 334500
[5 empty] | 433500334500 | 77 | 433500 | 334500
[5 empty] | 434500334500 | 77 | 434500 | 334500
[5 empty] | 435500334500 | 77 | 435500 | 334500
[5 empty] | 436500334500 | 77 | 436500 | 334500
[5 empty] | 437500334500 | 77 | 437500 | 334500
[5 empty] | 438500334500 | 77 | 438500 | 334500
[5 empty] | 439500334500 | 77 | 439500 | 334500
[5 empty] | 440500334500 | 77 | 440500 | 334500
[5 empty] | 431500333500 | 77 | 431500 | 333500
[5 empty] | 432500333500 | 77 | 432500 | 333500
[5 empty] | 433500333500 | 77 | 433500 | 333500
[5 empty] | 434500333500 | 77 | 434500 | 333500
[5 empty] | 435500333500 | 77 | 435500 | 333500
[5 empty] | 436500333500 | 77 | 436500 | 333500
[5 empty] | 437500333500 | 77 | 437500 | 333500
[5 empty] | 438500333500 | 77 | 438500 | 333500
[5 empty] | 439500333500 | 77 | 439500 | 333500
[5 empty] | 432500332500 | 77 | 432500 | 332500
[5 empty] | 433500332500 | 77 | 433500 | 332500
[5 empty] | 434500332500 | 77 | 434500 | 332500
[5 empty] | 435500332500 | 77 | 435500 | 332500
[5 empty] | 436500332500 | 77 | 436500 | 332500
[5 empty] | 437500332500 | 77 | 437500 | 332500
[5 empty] | 438500332500 | 77 | 438500 | 332500
[5 empty] | 439500332500 | 77 | 439500 | 332500
[5 empty] | 434500331500 | 77 | 434500 | 331500
[5 empty] | 435500331500 | 77 | 435500 | 331500
[5 empty] | 436500331500 | 77 | 436500 | 331500
[5 empty] | 437500331500 | 77 | 437500 | 331500
[5 empty] | 438500331500 | 77 | 438500 | 331500
[5 empty] | 434500330500 | 77 | 434500 | 330500
[5 empty] | 436500330500 | 77 | 436500 | 330500
[5 empty] | 437500330500 | 77 | 437500 | 330500
[5 empty] | 438500330500 | 77 | 438500 | 330500
[5 empty] | 422500386500 | 78 | 422500 | 386500
[5 empty] | 422500385500 | 78 | 422500 | 385500
[5 empty] | 422500384500 | 78 | 422500 | 384500
[5 empty] | 423500384500 | 78 | 423500 | 384500
[5 empty] | 422500383500 | 78 | 422500 | 383500
[5 empty] | 423500383500 | 78 | 423500 | 383500
[5 empty] | 424500383500 | 78 | 424500 | 383500
[5 empty] | 425500383500 | 78 | 425500 | 383500
[5 empty] | 426500383500 | 78 | 426500 | 383500
[5 empty] | 421500382500 | 78 | 421500 | 382500
[5 empty] | 422500382500 | 78 | 422500 | 382500
[5 empty] | 423500382500 | 78 | 423500 | 382500
[5 empty] | 424500382500 | 78 | 424500 | 382500
[5 empty] | 425500382500 | 78 | 425500 | 382500
[5 empty] | 415500381500 | 78 | 415500 | 381500
[5 empty] | 416500381500 | 78 | 416500 | 381500
[5 empty] | 417500381500 | 78 | 417500 | 381500
[5 empty] | 420500381500 | 78 | 420500 | 381500
[5 empty] | 421500381500 | 78 | 421500 | 381500
[5 empty] | 422500381500 | 78 | 422500 | 381500
[5 empty] | 423500381500 | 78 | 423500 | 381500
[5 empty] | 424500381500 | 78 | 424500 | 381500
[5 empty] | 414500380500 | 78 | 414500 | 380500
[5 empty] | 415500380500 | 78 | 415500 | 380500
[5 empty] | 416500380500 | 78 | 416500 | 380500
[5 empty] | 417500380500 | 78 | 417500 | 380500
[5 empty] | 419500380500 | 78 | 419500 | 380500
[5 empty] | 420500380500 | 78 | 420500 | 380500
[5 empty] | 421500380500 | 78 | 421500 | 380500
[5 empty] | 422500380500 | 78 | 422500 | 380500
[5 empty] | 423500380500 | 78 | 423500 | 380500
[5 empty] | 424500380500 | 78 | 424500 | 380500
[5 empty] | 413500379500 | 78 | 413500 | 379500
[5 empty] | 414500379500 | 78 | 414500 | 379500
[5 empty] | 415500379500 | 78 | 415500 | 379500
[5 empty] | 416500379500 | 78 | 416500 | 379500
[5 empty] | 417500379500 | 78 | 417500 | 379500
[5 empty] | 418500379500 | 78 | 418500 | 379500
[5 empty] | 419500379500 | 78 | 419500 | 379500
[5 empty] | 420500379500 | 78 | 420500 | 379500
[5 empty] | 421500379500 | 78 | 421500 | 379500
[5 empty] | 422500379500 | 78 | 422500 | 379500
[5 empty] | 423500379500 | 78 | 423500 | 379500
[5 empty] | 424500379500 | 78 | 424500 | 379500
[5 empty] | 425500379500 | 78 | 425500 | 379500
[5 empty] | 426500379500 | 78 | 426500 | 379500
[5 empty] | 412500378500 | 78 | 412500 | 378500
[5 empty] | 413500378500 | 78 | 413500 | 378500
[5 empty] | 414500378500 | 78 | 414500 | 378500
[5 empty] | 415500378500 | 78 | 415500 | 378500
[5 empty] | 416500378500 | 78 | 416500 | 378500
[5 empty] | 417500378500 | 78 | 417500 | 378500
[5 empty] | 418500378500 | 78 | 418500 | 378500
[5 empty] | 419500378500 | 78 | 419500 | 378500
[5 empty] | 420500378500 | 78 | 420500 | 378500
[5 empty] | 421500378500 | 78 | 421500 | 378500
[5 empty] | 422500378500 | 78 | 422500 | 378500
[5 empty] | 423500378500 | 78 | 423500 | 378500
[5 empty] | 424500378500 | 78 | 424500 | 378500
[5 empty] | 425500378500 | 78 | 425500 | 378500
[5 empty] | 426500378500 | 78 | 426500 | 378500
[5 empty] | 412500377500 | 78 | 412500 | 377500
[5 empty] | 413500377500 | 78 | 413500 | 377500
[5 empty] | 414500377500 | 78 | 414500 | 377500
[5 empty] | 415500377500 | 78 | 415500 | 377500
[5 empty] | 416500377500 | 78 | 416500 | 377500
[5 empty] | 417500377500 | 78 | 417500 | 377500
[5 empty] | 418500377500 | 78 | 418500 | 377500
[5 empty] | 419500377500 | 78 | 419500 | 377500
[5 empty] | 420500377500 | 78 | 420500 | 377500
[5 empty] | 421500377500 | 78 | 421500 | 377500
[5 empty] | 422500377500 | 78 | 422500 | 377500
[5 empty] | 423500377500 | 78 | 423500 | 377500
[5 empty] | 424500377500 | 78 | 424500 | 377500
[5 empty] | 425500377500 | 78 | 425500 | 377500
[5 empty] | 426500377500 | 78 | 426500 | 377500
[5 empty] | 412500376500 | 78 | 412500 | 376500
[5 empty] | 413500376500 | 78 | 413500 | 376500
[5 empty] | 414500376500 | 78 | 414500 | 376500
[5 empty] | 415500376500 | 78 | 415500 | 376500
[5 empty] | 416500376500 | 78 | 416500 | 376500
[5 empty] | 417500376500 | 78 | 417500 | 376500
[5 empty] | 418500376500 | 78 | 418500 | 376500
[5 empty] | 419500376500 | 78 | 419500 | 376500
[5 empty] | 420500376500 | 78 | 420500 | 376500
[5 empty] | 421500376500 | 78 | 421500 | 376500
[5 empty] | 422500376500 | 78 | 422500 | 376500
[5 empty] | 423500376500 | 78 | 423500 | 376500
[5 empty] | 424500376500 | 78 | 424500 | 376500
[5 empty] | 425500376500 | 78 | 425500 | 376500
[5 empty] | 426500376500 | 78 | 426500 | 376500
[5 empty] | 427500376500 | 78 | 427500 | 376500
[5 empty] | 413500375500 | 78 | 413500 | 375500
[5 empty] | 414500375500 | 78 | 414500 | 375500
[5 empty] | 415500375500 | 78 | 415500 | 375500
[5 empty] | 416500375500 | 78 | 416500 | 375500
[5 empty] | 417500375500 | 78 | 417500 | 375500
[5 empty] | 418500375500 | 78 | 418500 | 375500
[5 empty] | 419500375500 | 78 | 419500 | 375500
[5 empty] | 420500375500 | 78 | 420500 | 375500
[5 empty] | 421500375500 | 78 | 421500 | 375500
[5 empty] | 422500375500 | 78 | 422500 | 375500
[5 empty] | 423500375500 | 78 | 423500 | 375500
[5 empty] | 424500375500 | 78 | 424500 | 375500
[5 empty] | 425500375500 | 78 | 425500 | 375500
[5 empty] | 426500375500 | 78 | 426500 | 375500
[5 empty] | 427500375500 | 78 | 427500 | 375500
[5 empty] | 413500374500 | 78 | 413500 | 374500
[5 empty] | 414500374500 | 78 | 414500 | 374500
[5 empty] | 415500374500 | 78 | 415500 | 374500
[5 empty] | 416500374500 | 78 | 416500 | 374500
[5 empty] | 417500374500 | 78 | 417500 | 374500
[5 empty] | 418500374500 | 78 | 418500 | 374500
[5 empty] | 419500374500 | 78 | 419500 | 374500
[5 empty] | 420500374500 | 78 | 420500 | 374500
[5 empty] | 421500374500 | 78 | 421500 | 374500
[5 empty] | 422500374500 | 78 | 422500 | 374500
[5 empty] | 423500374500 | 78 | 423500 | 374500
[5 empty] | 424500374500 | 78 | 424500 | 374500
[5 empty] | 425500374500 | 78 | 425500 | 374500
[5 empty] | 426500374500 | 78 | 426500 | 374500
[5 empty] | 427500374500 | 78 | 427500 | 374500
[5 empty] | 414500373500 | 78 | 414500 | 373500
[5 empty] | 415500373500 | 78 | 415500 | 373500
[5 empty] | 416500373500 | 78 | 416500 | 373500
[5 empty] | 417500373500 | 78 | 417500 | 373500
[5 empty] | 418500373500 | 78 | 418500 | 373500
[5 empty] | 419500373500 | 78 | 419500 | 373500
[5 empty] | 420500373500 | 78 | 420500 | 373500
[5 empty] | 421500373500 | 78 | 421500 | 373500
[5 empty] | 422500373500 | 78 | 422500 | 373500
[5 empty] | 423500373500 | 78 | 423500 | 373500
[5 empty] | 424500373500 | 78 | 424500 | 373500
[5 empty] | 425500373500 | 78 | 425500 | 373500
[5 empty] | 426500373500 | 78 | 426500 | 373500
[5 empty] | 427500373500 | 78 | 427500 | 373500
[5 empty] | 428500373500 | 78 | 428500 | 373500
[5 empty] | 411500372500 | 78 | 411500 | 372500
[5 empty] | 412500372500 | 78 | 412500 | 372500
[5 empty] | 413500372500 | 78 | 413500 | 372500
[5 empty] | 414500372500 | 78 | 414500 | 372500
[5 empty] | 415500372500 | 78 | 415500 | 372500
[5 empty] | 416500372500 | 78 | 416500 | 372500
[5 empty] | 417500372500 | 78 | 417500 | 372500
[5 empty] | 418500372500 | 78 | 418500 | 372500
[5 empty] | 419500372500 | 78 | 419500 | 372500
[5 empty] | 420500372500 | 78 | 420500 | 372500
[5 empty] | 421500372500 | 78 | 421500 | 372500
[5 empty] | 422500372500 | 78 | 422500 | 372500
[5 empty] | 423500372500 | 78 | 423500 | 372500
[5 empty] | 424500372500 | 78 | 424500 | 372500
[5 empty] | 425500372500 | 78 | 425500 | 372500
[5 empty] | 426500372500 | 78 | 426500 | 372500
[5 empty] | 427500372500 | 78 | 427500 | 372500
[5 empty] | 428500372500 | 78 | 428500 | 372500
[5 empty] | 410500371500 | 78 | 410500 | 371500
[5 empty] | 411500371500 | 78 | 411500 | 371500
[5 empty] | 412500371500 | 78 | 412500 | 371500
[5 empty] | 413500371500 | 78 | 413500 | 371500
[5 empty] | 414500371500 | 78 | 414500 | 371500
[5 empty] | 415500371500 | 78 | 415500 | 371500
[5 empty] | 416500371500 | 78 | 416500 | 371500
[5 empty] | 417500371500 | 78 | 417500 | 371500
[5 empty] | 418500371500 | 78 | 418500 | 371500
[5 empty] | 419500371500 | 78 | 419500 | 371500
[5 empty] | 420500371500 | 78 | 420500 | 371500
[5 empty] | 421500371500 | 78 | 421500 | 371500
[5 empty] | 422500371500 | 78 | 422500 | 371500
[5 empty] | 423500371500 | 78 | 423500 | 371500
[5 empty] | 424500371500 | 78 | 424500 | 371500
[5 empty] | 425500371500 | 78 | 425500 | 371500
[5 empty] | 426500371500 | 78 | 426500 | 371500
[5 empty] | 427500371500 | 78 | 427500 | 371500
[5 empty] | 428500371500 | 78 | 428500 | 371500
[5 empty] | 409500370500 | 78 | 409500 | 370500
[5 empty] | 410500370500 | 78 | 410500 | 370500
[5 empty] | 411500370500 | 78 | 411500 | 370500
[5 empty] | 412500370500 | 78 | 412500 | 370500
[5 empty] | 413500370500 | 78 | 413500 | 370500
[5 empty] | 414500370500 | 78 | 414500 | 370500
[5 empty] | 415500370500 | 78 | 415500 | 370500
[5 empty] | 416500370500 | 78 | 416500 | 370500
[5 empty] | 417500370500 | 78 | 417500 | 370500
[5 empty] | 418500370500 | 78 | 418500 | 370500
[5 empty] | 419500370500 | 78 | 419500 | 370500
[5 empty] | 420500370500 | 78 | 420500 | 370500
[5 empty] | 421500370500 | 78 | 421500 | 370500
[5 empty] | 422500370500 | 78 | 422500 | 370500
[5 empty] | 423500370500 | 78 | 423500 | 370500
[5 empty] | 424500370500 | 78 | 424500 | 370500
[5 empty] | 425500370500 | 78 | 425500 | 370500
[5 empty] | 426500370500 | 78 | 426500 | 370500
[5 empty] | 427500370500 | 78 | 427500 | 370500
[5 empty] | 428500370500 | 78 | 428500 | 370500
[5 empty] | 409500369500 | 78 | 409500 | 369500
[5 empty] | 410500369500 | 78 | 410500 | 369500
[5 empty] | 411500369500 | 78 | 411500 | 369500
[5 empty] | 412500369500 | 78 | 412500 | 369500
[5 empty] | 413500369500 | 78 | 413500 | 369500
[5 empty] | 414500369500 | 78 | 414500 | 369500
[5 empty] | 415500369500 | 78 | 415500 | 369500
[5 empty] | 416500369500 | 78 | 416500 | 369500
[5 empty] | 417500369500 | 78 | 417500 | 369500
[5 empty] | 418500369500 | 78 | 418500 | 369500
[5 empty] | 419500369500 | 78 | 419500 | 369500
[5 empty] | 420500369500 | 78 | 420500 | 369500
[5 empty] | 421500369500 | 78 | 421500 | 369500
[5 empty] | 422500369500 | 78 | 422500 | 369500
[5 empty] | 423500369500 | 78 | 423500 | 369500
[5 empty] | 424500369500 | 78 | 424500 | 369500
[5 empty] | 425500369500 | 78 | 425500 | 369500
[5 empty] | 426500369500 | 78 | 426500 | 369500
[5 empty] | 427500369500 | 78 | 427500 | 369500
[5 empty] | 428500369500 | 78 | 428500 | 369500
[5 empty] | 406500368500 | 78 | 406500 | 368500
[5 empty] | 407500368500 | 78 | 407500 | 368500
[5 empty] | 411500368500 | 78 | 411500 | 368500
[5 empty] | 412500368500 | 78 | 412500 | 368500
[5 empty] | 413500368500 | 78 | 413500 | 368500
[5 empty] | 414500368500 | 78 | 414500 | 368500
[5 empty] | 415500368500 | 78 | 415500 | 368500
[5 empty] | 416500368500 | 78 | 416500 | 368500
[5 empty] | 417500368500 | 78 | 417500 | 368500
[5 empty] | 418500368500 | 78 | 418500 | 368500
[5 empty] | 419500368500 | 78 | 419500 | 368500
[5 empty] | 420500368500 | 78 | 420500 | 368500
[5 empty] | 421500368500 | 78 | 421500 | 368500
[5 empty] | 422500368500 | 78 | 422500 | 368500
[5 empty] | 423500368500 | 78 | 423500 | 368500
[5 empty] | 424500368500 | 78 | 424500 | 368500
[5 empty] | 425500368500 | 78 | 425500 | 368500
[5 empty] | 426500368500 | 78 | 426500 | 368500
[5 empty] | 427500368500 | 78 | 427500 | 368500
[5 empty] | 428500368500 | 78 | 428500 | 368500
[5 empty] | 429500368500 | 78 | 429500 | 368500
[5 empty] | 430500368500 | 78 | 430500 | 368500
[5 empty] | 407500367500 | 78 | 407500 | 367500
[5 empty] | 408500367500 | 78 | 408500 | 367500
[5 empty] | 409500367500 | 78 | 409500 | 367500
[5 empty] | 411500367500 | 78 | 411500 | 367500
[5 empty] | 412500367500 | 78 | 412500 | 367500
[5 empty] | 413500367500 | 78 | 413500 | 367500
[5 empty] | 414500367500 | 78 | 414500 | 367500
[5 empty] | 415500367500 | 78 | 415500 | 367500
[5 empty] | 416500367500 | 78 | 416500 | 367500
[5 empty] | 417500367500 | 78 | 417500 | 367500
[5 empty] | 418500367500 | 78 | 418500 | 367500
[5 empty] | 419500367500 | 78 | 419500 | 367500
[5 empty] | 420500367500 | 78 | 420500 | 367500
[5 empty] | 421500367500 | 78 | 421500 | 367500
[5 empty] | 422500367500 | 78 | 422500 | 367500
[5 empty] | 423500367500 | 78 | 423500 | 367500
[5 empty] | 424500367500 | 78 | 424500 | 367500
[5 empty] | 425500367500 | 78 | 425500 | 367500
[5 empty] | 426500367500 | 78 | 426500 | 367500
[5 empty] | 427500367500 | 78 | 427500 | 367500
[5 empty] | 428500367500 | 78 | 428500 | 367500
[5 empty] | 429500367500 | 78 | 429500 | 367500
[5 empty] | 430500367500 | 78 | 430500 | 367500
[5 empty] | 431500367500 | 78 | 431500 | 367500
[5 empty] | 408500366500 | 78 | 408500 | 366500
[5 empty] | 409500366500 | 78 | 409500 | 366500
[5 empty] | 410500366500 | 78 | 410500 | 366500
[5 empty] | 411500366500 | 78 | 411500 | 366500
[5 empty] | 412500366500 | 78 | 412500 | 366500
[5 empty] | 413500366500 | 78 | 413500 | 366500
[5 empty] | 414500366500 | 78 | 414500 | 366500
[5 empty] | 415500366500 | 78 | 415500 | 366500
[5 empty] | 416500366500 | 78 | 416500 | 366500
[5 empty] | 417500366500 | 78 | 417500 | 366500
[5 empty] | 418500366500 | 78 | 418500 | 366500
[5 empty] | 419500366500 | 78 | 419500 | 366500
[5 empty] | 420500366500 | 78 | 420500 | 366500
[5 empty] | 421500366500 | 78 | 421500 | 366500
[5 empty] | 422500366500 | 78 | 422500 | 366500
[5 empty] | 423500366500 | 78 | 423500 | 366500
[5 empty] | 424500366500 | 78 | 424500 | 366500
[5 empty] | 425500366500 | 78 | 425500 | 366500
[5 empty] | 426500366500 | 78 | 426500 | 366500
[5 empty] | 427500366500 | 78 | 427500 | 366500
[5 empty] | 428500366500 | 78 | 428500 | 366500
[5 empty] | 429500366500 | 78 | 429500 | 366500
[5 empty] | 410500365500 | 78 | 410500 | 365500
[5 empty] | 411500365500 | 78 | 411500 | 365500
[5 empty] | 412500365500 | 78 | 412500 | 365500
[5 empty] | 413500365500 | 78 | 413500 | 365500
[5 empty] | 414500365500 | 78 | 414500 | 365500
[5 empty] | 415500365500 | 78 | 415500 | 365500
[5 empty] | 416500365500 | 78 | 416500 | 365500
[5 empty] | 417500365500 | 78 | 417500 | 365500
[5 empty] | 418500365500 | 78 | 418500 | 365500
[5 empty] | 419500365500 | 78 | 419500 | 365500
[5 empty] | 420500365500 | 78 | 420500 | 365500
[5 empty] | 421500365500 | 78 | 421500 | 365500
[5 empty] | 422500365500 | 78 | 422500 | 365500
[5 empty] | 423500365500 | 78 | 423500 | 365500
[5 empty] | 424500365500 | 78 | 424500 | 365500
[5 empty] | 425500365500 | 78 | 425500 | 365500
[5 empty] | 426500365500 | 78 | 426500 | 365500
[5 empty] | 427500365500 | 78 | 427500 | 365500
[5 empty] | 428500365500 | 78 | 428500 | 365500
[5 empty] | 429500365500 | 78 | 429500 | 365500
[5 empty] | 411500364500 | 78 | 411500 | 364500
[5 empty] | 412500364500 | 78 | 412500 | 364500
[5 empty] | 413500364500 | 78 | 413500 | 364500
[5 empty] | 414500364500 | 78 | 414500 | 364500
[5 empty] | 415500364500 | 78 | 415500 | 364500
[5 empty] | 416500364500 | 78 | 416500 | 364500
[5 empty] | 417500364500 | 78 | 417500 | 364500
[5 empty] | 418500364500 | 78 | 418500 | 364500
[5 empty] | 419500364500 | 78 | 419500 | 364500
[5 empty] | 420500364500 | 78 | 420500 | 364500
[5 empty] | 421500364500 | 78 | 421500 | 364500
[5 empty] | 422500364500 | 78 | 422500 | 364500
[5 empty] | 423500364500 | 78 | 423500 | 364500
[5 empty] | 424500364500 | 78 | 424500 | 364500
[5 empty] | 425500364500 | 78 | 425500 | 364500
[5 empty] | 426500364500 | 78 | 426500 | 364500
[5 empty] | 427500364500 | 78 | 427500 | 364500
[5 empty] | 428500364500 | 78 | 428500 | 364500
[5 empty] | 429500364500 | 78 | 429500 | 364500
[5 empty] | 430500364500 | 78 | 430500 | 364500
[5 empty] | 411500363500 | 78 | 411500 | 363500
[5 empty] | 412500363500 | 78 | 412500 | 363500
[5 empty] | 413500363500 | 78 | 413500 | 363500
[5 empty] | 414500363500 | 78 | 414500 | 363500
[5 empty] | 415500363500 | 78 | 415500 | 363500
[5 empty] | 416500363500 | 78 | 416500 | 363500
[5 empty] | 417500363500 | 78 | 417500 | 363500
[5 empty] | 418500363500 | 78 | 418500 | 363500
[5 empty] | 419500363500 | 78 | 419500 | 363500
[5 empty] | 420500363500 | 78 | 420500 | 363500
[5 empty] | 421500363500 | 78 | 421500 | 363500
[5 empty] | 422500363500 | 78 | 422500 | 363500
[5 empty] | 423500363500 | 78 | 423500 | 363500
[5 empty] | 424500363500 | 78 | 424500 | 363500
[5 empty] | 425500363500 | 78 | 425500 | 363500
[5 empty] | 426500363500 | 78 | 426500 | 363500
[5 empty] | 427500363500 | 78 | 427500 | 363500
[5 empty] | 428500363500 | 78 | 428500 | 363500
[5 empty] | 429500363500 | 78 | 429500 | 363500
[5 empty] | 430500363500 | 78 | 430500 | 363500
[5 empty] | 412500362500 | 78 | 412500 | 362500
[5 empty] | 413500362500 | 78 | 413500 | 362500
[5 empty] | 414500362500 | 78 | 414500 | 362500
[5 empty] | 415500362500 | 78 | 415500 | 362500
[5 empty] | 416500362500 | 78 | 416500 | 362500
[5 empty] | 417500362500 | 78 | 417500 | 362500
[5 empty] | 418500362500 | 78 | 418500 | 362500
[5 empty] | 419500362500 | 78 | 419500 | 362500
[5 empty] | 420500362500 | 78 | 420500 | 362500
[5 empty] | 421500362500 | 78 | 421500 | 362500
[5 empty] | 422500362500 | 78 | 422500 | 362500
[5 empty] | 423500362500 | 78 | 423500 | 362500
[5 empty] | 424500362500 | 78 | 424500 | 362500
[5 empty] | 425500362500 | 78 | 425500 | 362500
[5 empty] | 426500362500 | 78 | 426500 | 362500
[5 empty] | 427500362500 | 78 | 427500 | 362500
[5 empty] | 428500362500 | 78 | 428500 | 362500
[5 empty] | 429500362500 | 78 | 429500 | 362500
[5 empty] | 430500362500 | 78 | 430500 | 362500
[5 empty] | 431500362500 | 78 | 431500 | 362500
[5 empty] | 412500361500 | 78 | 412500 | 361500
[5 empty] | 413500361500 | 78 | 413500 | 361500
[5 empty] | 414500361500 | 78 | 414500 | 361500
[5 empty] | 415500361500 | 78 | 415500 | 361500
[5 empty] | 416500361500 | 78 | 416500 | 361500
[5 empty] | 417500361500 | 78 | 417500 | 361500
[5 empty] | 418500361500 | 78 | 418500 | 361500
[5 empty] | 419500361500 | 78 | 419500 | 361500
[5 empty] | 420500361500 | 78 | 420500 | 361500
[5 empty] | 421500361500 | 78 | 421500 | 361500
[5 empty] | 422500361500 | 78 | 422500 | 361500
[5 empty] | 423500361500 | 78 | 423500 | 361500
[5 empty] | 424500361500 | 78 | 424500 | 361500
[5 empty] | 425500361500 | 78 | 425500 | 361500
[5 empty] | 426500361500 | 78 | 426500 | 361500
[5 empty] | 427500361500 | 78 | 427500 | 361500
[5 empty] | 428500361500 | 78 | 428500 | 361500
[5 empty] | 429500361500 | 78 | 429500 | 361500
[5 empty] | 430500361500 | 78 | 430500 | 361500
[5 empty] | 431500361500 | 78 | 431500 | 361500
[5 empty] | 432500361500 | 78 | 432500 | 361500
[5 empty] | 412500360500 | 78 | 412500 | 360500
[5 empty] | 413500360500 | 78 | 413500 | 360500
[5 empty] | 414500360500 | 78 | 414500 | 360500
[5 empty] | 415500360500 | 78 | 415500 | 360500
[5 empty] | 416500360500 | 78 | 416500 | 360500
[5 empty] | 417500360500 | 78 | 417500 | 360500
[5 empty] | 418500360500 | 78 | 418500 | 360500
[5 empty] | 419500360500 | 78 | 419500 | 360500
[5 empty] | 420500360500 | 78 | 420500 | 360500
[5 empty] | 421500360500 | 78 | 421500 | 360500
[5 empty] | 422500360500 | 78 | 422500 | 360500
[5 empty] | 423500360500 | 78 | 423500 | 360500
[5 empty] | 424500360500 | 78 | 424500 | 360500
[5 empty] | 425500360500 | 78 | 425500 | 360500
[5 empty] | 426500360500 | 78 | 426500 | 360500
[5 empty] | 427500360500 | 78 | 427500 | 360500
[5 empty] | 428500360500 | 78 | 428500 | 360500
[5 empty] | 429500360500 | 78 | 429500 | 360500
[5 empty] | 430500360500 | 78 | 430500 | 360500
[5 empty] | 431500360500 | 78 | 431500 | 360500
[5 empty] | 432500360500 | 78 | 432500 | 360500
[5 empty] | 412500359500 | 78 | 412500 | 359500
[5 empty] | 413500359500 | 78 | 413500 | 359500
[5 empty] | 414500359500 | 78 | 414500 | 359500
[5 empty] | 415500359500 | 78 | 415500 | 359500
[5 empty] | 416500359500 | 78 | 416500 | 359500
[5 empty] | 417500359500 | 78 | 417500 | 359500
[5 empty] | 418500359500 | 78 | 418500 | 359500
[5 empty] | 419500359500 | 78 | 419500 | 359500
[5 empty] | 420500359500 | 78 | 420500 | 359500
[5 empty] | 421500359500 | 78 | 421500 | 359500
[5 empty] | 422500359500 | 78 | 422500 | 359500
[5 empty] | 423500359500 | 78 | 423500 | 359500
[5 empty] | 424500359500 | 78 | 424500 | 359500
[5 empty] | 425500359500 | 78 | 425500 | 359500
[5 empty] | 426500359500 | 78 | 426500 | 359500
[5 empty] | 427500359500 | 78 | 427500 | 359500
[5 empty] | 428500359500 | 78 | 428500 | 359500
[5 empty] | 429500359500 | 78 | 429500 | 359500
[5 empty] | 430500359500 | 78 | 430500 | 359500
[5 empty] | 431500359500 | 78 | 431500 | 359500
[5 empty] | 432500359500 | 78 | 432500 | 359500
[5 empty] | 433500359500 | 78 | 433500 | 359500
[5 empty] | 413500358500 | 78 | 413500 | 358500
[5 empty] | 414500358500 | 78 | 414500 | 358500
[5 empty] | 415500358500 | 78 | 415500 | 358500
[5 empty] | 416500358500 | 78 | 416500 | 358500
[5 empty] | 417500358500 | 78 | 417500 | 358500
[5 empty] | 418500358500 | 78 | 418500 | 358500
[5 empty] | 419500358500 | 78 | 419500 | 358500
[5 empty] | 420500358500 | 78 | 420500 | 358500
[5 empty] | 421500358500 | 78 | 421500 | 358500
[5 empty] | 422500358500 | 78 | 422500 | 358500
[5 empty] | 423500358500 | 78 | 423500 | 358500
[5 empty] | 424500358500 | 78 | 424500 | 358500
[5 empty] | 425500358500 | 78 | 425500 | 358500
[5 empty] | 426500358500 | 78 | 426500 | 358500
[5 empty] | 427500358500 | 78 | 427500 | 358500
[5 empty] | 428500358500 | 78 | 428500 | 358500
[5 empty] | 429500358500 | 78 | 429500 | 358500
[5 empty] | 430500358500 | 78 | 430500 | 358500
[5 empty] | 431500358500 | 78 | 431500 | 358500
[5 empty] | 414500357500 | 78 | 414500 | 357500
[5 empty] | 415500357500 | 78 | 415500 | 357500
[5 empty] | 416500357500 | 78 | 416500 | 357500
[5 empty] | 417500357500 | 78 | 417500 | 357500
[5 empty] | 418500357500 | 78 | 418500 | 357500
[5 empty] | 419500357500 | 78 | 419500 | 357500
[5 empty] | 420500357500 | 78 | 420500 | 357500
[5 empty] | 421500357500 | 78 | 421500 | 357500
[5 empty] | 422500357500 | 78 | 422500 | 357500
[5 empty] | 423500357500 | 78 | 423500 | 357500
[5 empty] | 424500357500 | 78 | 424500 | 357500
[5 empty] | 425500357500 | 78 | 425500 | 357500
[5 empty] | 426500357500 | 78 | 426500 | 357500
[5 empty] | 427500357500 | 78 | 427500 | 357500
[5 empty] | 428500357500 | 78 | 428500 | 357500
[5 empty] | 429500357500 | 78 | 429500 | 357500
[5 empty] | 430500357500 | 78 | 430500 | 357500
[5 empty] | 431500357500 | 78 | 431500 | 357500
[5 empty] | 414500356500 | 78 | 414500 | 356500
[5 empty] | 415500356500 | 78 | 415500 | 356500
[5 empty] | 416500356500 | 78 | 416500 | 356500
[5 empty] | 417500356500 | 78 | 417500 | 356500
[5 empty] | 418500356500 | 78 | 418500 | 356500
[5 empty] | 419500356500 | 78 | 419500 | 356500
[5 empty] | 420500356500 | 78 | 420500 | 356500
[5 empty] | 421500356500 | 78 | 421500 | 356500
[5 empty] | 422500356500 | 78 | 422500 | 356500
[5 empty] | 423500356500 | 78 | 423500 | 356500
[5 empty] | 424500356500 | 78 | 424500 | 356500
[5 empty] | 425500356500 | 78 | 425500 | 356500
[5 empty] | 426500356500 | 78 | 426500 | 356500
[5 empty] | 427500356500 | 78 | 427500 | 356500
[5 empty] | 428500356500 | 78 | 428500 | 356500
[5 empty] | 429500356500 | 78 | 429500 | 356500
[5 empty] | 430500356500 | 78 | 430500 | 356500
[5 empty] | 431500356500 | 78 | 431500 | 356500
[5 empty] | 415500355500 | 78 | 415500 | 355500
[5 empty] | 416500355500 | 78 | 416500 | 355500
[5 empty] | 417500355500 | 78 | 417500 | 355500
[5 empty] | 418500355500 | 78 | 418500 | 355500
[5 empty] | 419500355500 | 78 | 419500 | 355500
[5 empty] | 420500355500 | 78 | 420500 | 355500
[5 empty] | 421500355500 | 78 | 421500 | 355500
[5 empty] | 422500355500 | 78 | 422500 | 355500
[5 empty] | 423500355500 | 78 | 423500 | 355500
[5 empty] | 424500355500 | 78 | 424500 | 355500
[5 empty] | 425500355500 | 78 | 425500 | 355500
[5 empty] | 426500355500 | 78 | 426500 | 355500
[5 empty] | 427500355500 | 78 | 427500 | 355500
[5 empty] | 428500355500 | 78 | 428500 | 355500
[5 empty] | 429500355500 | 78 | 429500 | 355500
[5 empty] | 430500355500 | 78 | 430500 | 355500
[5 empty] | 431500355500 | 78 | 431500 | 355500
[5 empty] | 414500354500 | 78 | 414500 | 354500
[5 empty] | 415500354500 | 78 | 415500 | 354500
[5 empty] | 416500354500 | 78 | 416500 | 354500
[5 empty] | 417500354500 | 78 | 417500 | 354500
[5 empty] | 418500354500 | 78 | 418500 | 354500
[5 empty] | 419500354500 | 78 | 419500 | 354500
[5 empty] | 420500354500 | 78 | 420500 | 354500
[5 empty] | 421500354500 | 78 | 421500 | 354500
[5 empty] | 422500354500 | 78 | 422500 | 354500
[5 empty] | 423500354500 | 78 | 423500 | 354500
[5 empty] | 424500354500 | 78 | 424500 | 354500
[5 empty] | 425500354500 | 78 | 425500 | 354500
[5 empty] | 426500354500 | 78 | 426500 | 354500
[5 empty] | 427500354500 | 78 | 427500 | 354500
[5 empty] | 428500354500 | 78 | 428500 | 354500
[5 empty] | 429500354500 | 78 | 429500 | 354500
[5 empty] | 430500354500 | 78 | 430500 | 354500
[5 empty] | 431500354500 | 78 | 431500 | 354500
[5 empty] | 414500353500 | 78 | 414500 | 353500
[5 empty] | 415500353500 | 78 | 415500 | 353500
[5 empty] | 416500353500 | 78 | 416500 | 353500
[5 empty] | 417500353500 | 78 | 417500 | 353500
[5 empty] | 418500353500 | 78 | 418500 | 353500
[5 empty] | 419500353500 | 78 | 419500 | 353500
[5 empty] | 420500353500 | 78 | 420500 | 353500
[5 empty] | 421500353500 | 78 | 421500 | 353500
[5 empty] | 422500353500 | 78 | 422500 | 353500
[5 empty] | 423500353500 | 78 | 423500 | 353500
[5 empty] | 424500353500 | 78 | 424500 | 353500
[5 empty] | 425500353500 | 78 | 425500 | 353500
[5 empty] | 426500353500 | 78 | 426500 | 353500
[5 empty] | 427500353500 | 78 | 427500 | 353500
[5 empty] | 428500353500 | 78 | 428500 | 353500
[5 empty] | 429500353500 | 78 | 429500 | 353500
[5 empty] | 430500353500 | 78 | 430500 | 353500
[5 empty] | 414500352500 | 78 | 414500 | 352500
[5 empty] | 415500352500 | 78 | 415500 | 352500
[5 empty] | 416500352500 | 78 | 416500 | 352500
[5 empty] | 417500352500 | 78 | 417500 | 352500
[5 empty] | 418500352500 | 78 | 418500 | 352500
[5 empty] | 419500352500 | 78 | 419500 | 352500
[5 empty] | 420500352500 | 78 | 420500 | 352500
[5 empty] | 421500352500 | 78 | 421500 | 352500
[5 empty] | 422500352500 | 78 | 422500 | 352500
[5 empty] | 423500352500 | 78 | 423500 | 352500
[5 empty] | 424500352500 | 78 | 424500 | 352500
[5 empty] | 425500352500 | 78 | 425500 | 352500
[5 empty] | 426500352500 | 78 | 426500 | 352500
[5 empty] | 427500352500 | 78 | 427500 | 352500
[5 empty] | 428500352500 | 78 | 428500 | 352500
[5 empty] | 429500352500 | 78 | 429500 | 352500
[5 empty] | 415500351500 | 78 | 415500 | 351500
[5 empty] | 416500351500 | 78 | 416500 | 351500
[5 empty] | 417500351500 | 78 | 417500 | 351500
[5 empty] | 418500351500 | 78 | 418500 | 351500
[5 empty] | 419500351500 | 78 | 419500 | 351500
[5 empty] | 420500351500 | 78 | 420500 | 351500
[5 empty] | 421500351500 | 78 | 421500 | 351500
[5 empty] | 422500351500 | 78 | 422500 | 351500
[5 empty] | 423500351500 | 78 | 423500 | 351500
[5 empty] | 424500351500 | 78 | 424500 | 351500
[5 empty] | 425500351500 | 78 | 425500 | 351500
[5 empty] | 426500351500 | 78 | 426500 | 351500
[5 empty] | 427500351500 | 78 | 427500 | 351500
[5 empty] | 415500350500 | 78 | 415500 | 350500
[5 empty] | 416500350500 | 78 | 416500 | 350500
[5 empty] | 417500350500 | 78 | 417500 | 350500
[5 empty] | 418500350500 | 78 | 418500 | 350500
[5 empty] | 419500350500 | 78 | 419500 | 350500
[5 empty] | 420500350500 | 78 | 420500 | 350500
[5 empty] | 421500350500 | 78 | 421500 | 350500
[5 empty] | 422500350500 | 78 | 422500 | 350500
[5 empty] | 423500350500 | 78 | 423500 | 350500
[5 empty] | 424500350500 | 78 | 424500 | 350500
[5 empty] | 425500350500 | 78 | 425500 | 350500
[5 empty] | 426500350500 | 78 | 426500 | 350500
[5 empty] | 416500349500 | 78 | 416500 | 349500
[5 empty] | 417500349500 | 78 | 417500 | 349500
[5 empty] | 418500349500 | 78 | 418500 | 349500
[5 empty] | 419500349500 | 78 | 419500 | 349500
[5 empty] | 420500349500 | 78 | 420500 | 349500
[5 empty] | 421500349500 | 78 | 421500 | 349500
[5 empty] | 422500349500 | 78 | 422500 | 349500
[5 empty] | 423500349500 | 78 | 423500 | 349500
[5 empty] | 424500349500 | 78 | 424500 | 349500
[5 empty] | 425500349500 | 78 | 425500 | 349500
[5 empty] | 426500349500 | 78 | 426500 | 349500
[5 empty] | 427500349500 | 78 | 427500 | 349500
[5 empty] | 416500348500 | 78 | 416500 | 348500
[5 empty] | 417500348500 | 78 | 417500 | 348500
[5 empty] | 418500348500 | 78 | 418500 | 348500
[5 empty] | 419500348500 | 78 | 419500 | 348500
[5 empty] | 420500348500 | 78 | 420500 | 348500
[5 empty] | 421500348500 | 78 | 421500 | 348500
[5 empty] | 422500348500 | 78 | 422500 | 348500
[5 empty] | 423500348500 | 78 | 423500 | 348500
[5 empty] | 424500348500 | 78 | 424500 | 348500
[5 empty] | 425500348500 | 78 | 425500 | 348500
[5 empty] | 426500348500 | 78 | 426500 | 348500
[5 empty] | 416500347500 | 78 | 416500 | 347500
[5 empty] | 417500347500 | 78 | 417500 | 347500
[5 empty] | 418500347500 | 78 | 418500 | 347500
[5 empty] | 419500347500 | 78 | 419500 | 347500
[5 empty] | 420500347500 | 78 | 420500 | 347500
[5 empty] | 421500347500 | 78 | 421500 | 347500
[5 empty] | 422500347500 | 78 | 422500 | 347500
[5 empty] | 423500347500 | 78 | 423500 | 347500
[5 empty] | 424500347500 | 78 | 424500 | 347500
[5 empty] | 425500347500 | 78 | 425500 | 347500
[5 empty] | 426500347500 | 78 | 426500 | 347500
[5 empty] | 427500347500 | 78 | 427500 | 347500
[5 empty] | 416500346500 | 78 | 416500 | 346500
[5 empty] | 417500346500 | 78 | 417500 | 346500
[5 empty] | 418500346500 | 78 | 418500 | 346500
[5 empty] | 419500346500 | 78 | 419500 | 346500
[5 empty] | 420500346500 | 78 | 420500 | 346500
[5 empty] | 421500346500 | 78 | 421500 | 346500
[5 empty] | 422500346500 | 78 | 422500 | 346500
[5 empty] | 423500346500 | 78 | 423500 | 346500
[5 empty] | 424500346500 | 78 | 424500 | 346500
[5 empty] | 425500346500 | 78 | 425500 | 346500
[5 empty] | 426500346500 | 78 | 426500 | 346500
[5 empty] | 427500346500 | 78 | 427500 | 346500
[5 empty] | 428500346500 | 78 | 428500 | 346500
[5 empty] | 416500345500 | 78 | 416500 | 345500
[5 empty] | 417500345500 | 78 | 417500 | 345500
[5 empty] | 418500345500 | 78 | 418500 | 345500
[5 empty] | 419500345500 | 78 | 419500 | 345500
[5 empty] | 420500345500 | 78 | 420500 | 345500
[5 empty] | 421500345500 | 78 | 421500 | 345500
[5 empty] | 422500345500 | 78 | 422500 | 345500
[5 empty] | 423500345500 | 78 | 423500 | 345500
[5 empty] | 424500345500 | 78 | 424500 | 345500
[5 empty] | 425500345500 | 78 | 425500 | 345500
[5 empty] | 426500345500 | 78 | 426500 | 345500
[5 empty] | 427500345500 | 78 | 427500 | 345500
[5 empty] | 415500344500 | 78 | 415500 | 344500
[5 empty] | 416500344500 | 78 | 416500 | 344500
[5 empty] | 417500344500 | 78 | 417500 | 344500
[5 empty] | 418500344500 | 78 | 418500 | 344500
[5 empty] | 419500344500 | 78 | 419500 | 344500
[5 empty] | 420500344500 | 78 | 420500 | 344500
[5 empty] | 421500344500 | 78 | 421500 | 344500
[5 empty] | 422500344500 | 78 | 422500 | 344500
[5 empty] | 423500344500 | 78 | 423500 | 344500
[5 empty] | 424500344500 | 78 | 424500 | 344500
[5 empty] | 425500344500 | 78 | 425500 | 344500
[5 empty] | 426500344500 | 78 | 426500 | 344500
[5 empty] | 414500343500 | 78 | 414500 | 343500
[5 empty] | 415500343500 | 78 | 415500 | 343500
[5 empty] | 416500343500 | 78 | 416500 | 343500
[5 empty] | 417500343500 | 78 | 417500 | 343500
[5 empty] | 418500343500 | 78 | 418500 | 343500
[5 empty] | 419500343500 | 78 | 419500 | 343500
[5 empty] | 420500343500 | 78 | 420500 | 343500
[5 empty] | 421500343500 | 78 | 421500 | 343500
[5 empty] | 422500343500 | 78 | 422500 | 343500
[5 empty] | 423500343500 | 78 | 423500 | 343500
[5 empty] | 424500343500 | 78 | 424500 | 343500
[5 empty] | 425500343500 | 78 | 425500 | 343500
[5 empty] | 426500343500 | 78 | 426500 | 343500
[5 empty] | 413500342500 | 78 | 413500 | 342500
[5 empty] | 414500342500 | 78 | 414500 | 342500
[5 empty] | 415500342500 | 78 | 415500 | 342500
[5 empty] | 416500342500 | 78 | 416500 | 342500
[5 empty] | 417500342500 | 78 | 417500 | 342500
[5 empty] | 418500342500 | 78 | 418500 | 342500
[5 empty] | 419500342500 | 78 | 419500 | 342500
[5 empty] | 420500342500 | 78 | 420500 | 342500
[5 empty] | 421500342500 | 78 | 421500 | 342500
[5 empty] | 422500342500 | 78 | 422500 | 342500
[5 empty] | 423500342500 | 78 | 423500 | 342500
[5 empty] | 424500342500 | 78 | 424500 | 342500
[5 empty] | 425500342500 | 78 | 425500 | 342500
[5 empty] | 426500342500 | 78 | 426500 | 342500
[5 empty] | 427500342500 | 78 | 427500 | 342500
[5 empty] | 412500341500 | 78 | 412500 | 341500
[5 empty] | 413500341500 | 78 | 413500 | 341500
[5 empty] | 414500341500 | 78 | 414500 | 341500
[5 empty] | 415500341500 | 78 | 415500 | 341500
[5 empty] | 416500341500 | 78 | 416500 | 341500
[5 empty] | 417500341500 | 78 | 417500 | 341500
[5 empty] | 418500341500 | 78 | 418500 | 341500
[5 empty] | 419500341500 | 78 | 419500 | 341500
[5 empty] | 420500341500 | 78 | 420500 | 341500
[5 empty] | 421500341500 | 78 | 421500 | 341500
[5 empty] | 422500341500 | 78 | 422500 | 341500
[5 empty] | 423500341500 | 78 | 423500 | 341500
[5 empty] | 424500341500 | 78 | 424500 | 341500
[5 empty] | 425500341500 | 78 | 425500 | 341500
[5 empty] | 426500341500 | 78 | 426500 | 341500
[5 empty] | 427500341500 | 78 | 427500 | 341500
[5 empty] | 428500341500 | 78 | 428500 | 341500
[5 empty] | 412500340500 | 78 | 412500 | 340500
[5 empty] | 413500340500 | 78 | 413500 | 340500
[5 empty] | 414500340500 | 78 | 414500 | 340500
[5 empty] | 415500340500 | 78 | 415500 | 340500
[5 empty] | 416500340500 | 78 | 416500 | 340500
[5 empty] | 417500340500 | 78 | 417500 | 340500
[5 empty] | 418500340500 | 78 | 418500 | 340500
[5 empty] | 419500340500 | 78 | 419500 | 340500
[5 empty] | 420500340500 | 78 | 420500 | 340500
[5 empty] | 421500340500 | 78 | 421500 | 340500
[5 empty] | 422500340500 | 78 | 422500 | 340500
[5 empty] | 423500340500 | 78 | 423500 | 340500
[5 empty] | 424500340500 | 78 | 424500 | 340500
[5 empty] | 425500340500 | 78 | 425500 | 340500
[5 empty] | 426500340500 | 78 | 426500 | 340500
[5 empty] | 411500339500 | 78 | 411500 | 339500
[5 empty] | 412500339500 | 78 | 412500 | 339500
[5 empty] | 413500339500 | 78 | 413500 | 339500
[5 empty] | 414500339500 | 78 | 414500 | 339500
[5 empty] | 415500339500 | 78 | 415500 | 339500
[5 empty] | 416500339500 | 78 | 416500 | 339500
[5 empty] | 417500339500 | 78 | 417500 | 339500
[5 empty] | 418500339500 | 78 | 418500 | 339500
[5 empty] | 419500339500 | 78 | 419500 | 339500
[5 empty] | 420500339500 | 78 | 420500 | 339500
[5 empty] | 421500339500 | 78 | 421500 | 339500
[5 empty] | 422500339500 | 78 | 422500 | 339500
[5 empty] | 423500339500 | 78 | 423500 | 339500
[5 empty] | 424500339500 | 78 | 424500 | 339500
[5 empty] | 425500339500 | 78 | 425500 | 339500
[5 empty] | 426500339500 | 78 | 426500 | 339500
[5 empty] | 411500338500 | 78 | 411500 | 338500
[5 empty] | 412500338500 | 78 | 412500 | 338500
[5 empty] | 413500338500 | 78 | 413500 | 338500
[5 empty] | 414500338500 | 78 | 414500 | 338500
[5 empty] | 415500338500 | 78 | 415500 | 338500
[5 empty] | 416500338500 | 78 | 416500 | 338500
[5 empty] | 417500338500 | 78 | 417500 | 338500
[5 empty] | 418500338500 | 78 | 418500 | 338500
[5 empty] | 419500338500 | 78 | 419500 | 338500
[5 empty] | 420500338500 | 78 | 420500 | 338500
[5 empty] | 421500338500 | 78 | 421500 | 338500
[5 empty] | 422500338500 | 78 | 422500 | 338500
[5 empty] | 423500338500 | 78 | 423500 | 338500
[5 empty] | 410500337500 | 78 | 410500 | 337500
[5 empty] | 411500337500 | 78 | 411500 | 337500
[5 empty] | 412500337500 | 78 | 412500 | 337500
[5 empty] | 413500337500 | 78 | 413500 | 337500
[5 empty] | 414500337500 | 78 | 414500 | 337500
[5 empty] | 415500337500 | 78 | 415500 | 337500
[5 empty] | 416500337500 | 78 | 416500 | 337500
[5 empty] | 417500337500 | 78 | 417500 | 337500
[5 empty] | 418500337500 | 78 | 418500 | 337500
[5 empty] | 419500337500 | 78 | 419500 | 337500
[5 empty] | 420500337500 | 78 | 420500 | 337500
[5 empty] | 421500337500 | 78 | 421500 | 337500
[5 empty] | 422500337500 | 78 | 422500 | 337500
[5 empty] | 423500337500 | 78 | 423500 | 337500
[5 empty] | 410500336500 | 78 | 410500 | 336500
[5 empty] | 411500336500 | 78 | 411500 | 336500
[5 empty] | 412500336500 | 78 | 412500 | 336500
[5 empty] | 413500336500 | 78 | 413500 | 336500
[5 empty] | 414500336500 | 78 | 414500 | 336500
[5 empty] | 415500336500 | 78 | 415500 | 336500
[5 empty] | 416500336500 | 78 | 416500 | 336500
[5 empty] | 417500336500 | 78 | 417500 | 336500
[5 empty] | 418500336500 | 78 | 418500 | 336500
[5 empty] | 419500336500 | 78 | 419500 | 336500
[5 empty] | 420500336500 | 78 | 420500 | 336500
[5 empty] | 421500336500 | 78 | 421500 | 336500
[5 empty] | 422500336500 | 78 | 422500 | 336500
[5 empty] | 410500335500 | 78 | 410500 | 335500
[5 empty] | 411500335500 | 78 | 411500 | 335500
[5 empty] | 412500335500 | 78 | 412500 | 335500
[5 empty] | 413500335500 | 78 | 413500 | 335500
[5 empty] | 414500335500 | 78 | 414500 | 335500
[5 empty] | 415500335500 | 78 | 415500 | 335500
[5 empty] | 416500335500 | 78 | 416500 | 335500
[5 empty] | 417500335500 | 78 | 417500 | 335500
[5 empty] | 418500335500 | 78 | 418500 | 335500
[5 empty] | 419500335500 | 78 | 419500 | 335500
[5 empty] | 422500335500 | 78 | 422500 | 335500
[5 empty] | 411500334500 | 78 | 411500 | 334500
[5 empty] | 412500334500 | 78 | 412500 | 334500
[5 empty] | 413500334500 | 78 | 413500 | 334500
[5 empty] | 414500334500 | 78 | 414500 | 334500
[5 empty] | 415500334500 | 78 | 415500 | 334500
[5 empty] | 416500334500 | 78 | 416500 | 334500
[5 empty] | 411500333500 | 78 | 411500 | 333500
[5 empty] | 412500333500 | 78 | 412500 | 333500
[5 empty] | 413500333500 | 78 | 413500 | 333500
[5 empty] | 414500333500 | 78 | 414500 | 333500
[5 empty] | 415500333500 | 78 | 415500 | 333500
[5 empty] | 416500333500 | 78 | 416500 | 333500
[5 empty] | 417500333500 | 78 | 417500 | 333500
[5 empty] | 411500332500 | 78 | 411500 | 332500
[5 empty] | 412500332500 | 78 | 412500 | 332500
[5 empty] | 413500332500 | 78 | 413500 | 332500
[5 empty] | 414500332500 | 78 | 414500 | 332500
[5 empty] | 415500332500 | 78 | 415500 | 332500
[5 empty] | 416500332500 | 78 | 416500 | 332500
[5 empty] | 417500332500 | 78 | 417500 | 332500
[5 empty] | 415500331500 | 78 | 415500 | 331500
[5 empty] | 416500331500 | 78 | 416500 | 331500
[5 empty] | 417500331500 | 78 | 417500 | 331500
[5 empty] | 466500418500 | 80 | 466500 | 418500
[5 empty] | 467500418500 | 80 | 467500 | 418500
[5 empty] | 468500418500 | 80 | 468500 | 418500
[5 empty] | 469500418500 | 80 | 469500 | 418500
[5 empty] | 460500417500 | 80 | 460500 | 417500
[5 empty] | 462500417500 | 80 | 462500 | 417500
[5 empty] | 463500417500 | 80 | 463500 | 417500
[5 empty] | 464500417500 | 80 | 464500 | 417500
[5 empty] | 465500417500 | 80 | 465500 | 417500
[5 empty] | 466500417500 | 80 | 466500 | 417500
[5 empty] | 467500417500 | 80 | 467500 | 417500
[5 empty] | 468500417500 | 80 | 468500 | 417500
[5 empty] | 469500417500 | 80 | 469500 | 417500
[5 empty] | 470500417500 | 80 | 470500 | 417500
[5 empty] | 471500417500 | 80 | 471500 | 417500
[5 empty] | 458500416500 | 80 | 458500 | 416500
[5 empty] | 459500416500 | 80 | 459500 | 416500
[5 empty] | 460500416500 | 80 | 460500 | 416500
[5 empty] | 461500416500 | 80 | 461500 | 416500
[5 empty] | 462500416500 | 80 | 462500 | 416500
[5 empty] | 463500416500 | 80 | 463500 | 416500
[5 empty] | 464500416500 | 80 | 464500 | 416500
[5 empty] | 465500416500 | 80 | 465500 | 416500
[5 empty] | 466500416500 | 80 | 466500 | 416500
[5 empty] | 467500416500 | 80 | 467500 | 416500
[5 empty] | 468500416500 | 80 | 468500 | 416500
[5 empty] | 469500416500 | 80 | 469500 | 416500
[5 empty] | 470500416500 | 80 | 470500 | 416500
[5 empty] | 471500416500 | 80 | 471500 | 416500
[5 empty] | 472500416500 | 80 | 472500 | 416500
[5 empty] | 473500416500 | 80 | 473500 | 416500
[5 empty] | 474500416500 | 80 | 474500 | 416500
[5 empty] | 452500415500 | 80 | 452500 | 415500
[5 empty] | 453500415500 | 80 | 453500 | 415500
[5 empty] | 454500415500 | 80 | 454500 | 415500
[5 empty] | 455500415500 | 80 | 455500 | 415500
[5 empty] | 456500415500 | 80 | 456500 | 415500
[5 empty] | 457500415500 | 80 | 457500 | 415500
[5 empty] | 458500415500 | 80 | 458500 | 415500
[5 empty] | 459500415500 | 80 | 459500 | 415500
[5 empty] | 460500415500 | 80 | 460500 | 415500
[5 empty] | 461500415500 | 80 | 461500 | 415500
[5 empty] | 462500415500 | 80 | 462500 | 415500
[5 empty] | 463500415500 | 80 | 463500 | 415500
[5 empty] | 464500415500 | 80 | 464500 | 415500
[5 empty] | 465500415500 | 80 | 465500 | 415500
[5 empty] | 466500415500 | 80 | 466500 | 415500
[5 empty] | 467500415500 | 80 | 467500 | 415500
[5 empty] | 468500415500 | 80 | 468500 | 415500
[5 empty] | 469500415500 | 80 | 469500 | 415500
[5 empty] | 470500415500 | 80 | 470500 | 415500
[5 empty] | 471500415500 | 80 | 471500 | 415500
[5 empty] | 472500415500 | 80 | 472500 | 415500
[5 empty] | 473500415500 | 80 | 473500 | 415500
[5 empty] | 474500415500 | 80 | 474500 | 415500
[5 empty] | 452500414500 | 80 | 452500 | 414500
[5 empty] | 453500414500 | 80 | 453500 | 414500
[5 empty] | 454500414500 | 80 | 454500 | 414500
[5 empty] | 455500414500 | 80 | 455500 | 414500
[5 empty] | 456500414500 | 80 | 456500 | 414500
[5 empty] | 457500414500 | 80 | 457500 | 414500
[5 empty] | 458500414500 | 80 | 458500 | 414500
[5 empty] | 459500414500 | 80 | 459500 | 414500
[5 empty] | 460500414500 | 80 | 460500 | 414500
[5 empty] | 461500414500 | 80 | 461500 | 414500
[5 empty] | 462500414500 | 80 | 462500 | 414500
[5 empty] | 463500414500 | 80 | 463500 | 414500
[5 empty] | 464500414500 | 80 | 464500 | 414500
[5 empty] | 465500414500 | 80 | 465500 | 414500
[5 empty] | 466500414500 | 80 | 466500 | 414500
[5 empty] | 467500414500 | 80 | 467500 | 414500
[5 empty] | 468500414500 | 80 | 468500 | 414500
[5 empty] | 469500414500 | 80 | 469500 | 414500
[5 empty] | 470500414500 | 80 | 470500 | 414500
[5 empty] | 471500414500 | 80 | 471500 | 414500
[5 empty] | 472500414500 | 80 | 472500 | 414500
[5 empty] | 473500414500 | 80 | 473500 | 414500
[5 empty] | 450500413500 | 80 | 450500 | 413500
[5 empty] | 451500413500 | 80 | 451500 | 413500
[5 empty] | 452500413500 | 80 | 452500 | 413500
[5 empty] | 453500413500 | 80 | 453500 | 413500
[5 empty] | 454500413500 | 80 | 454500 | 413500
[5 empty] | 455500413500 | 80 | 455500 | 413500
[5 empty] | 456500413500 | 80 | 456500 | 413500
[5 empty] | 457500413500 | 80 | 457500 | 413500
[5 empty] | 458500413500 | 80 | 458500 | 413500
[5 empty] | 459500413500 | 80 | 459500 | 413500
[5 empty] | 460500413500 | 80 | 460500 | 413500
[5 empty] | 461500413500 | 80 | 461500 | 413500
[5 empty] | 462500413500 | 80 | 462500 | 413500
[5 empty] | 463500413500 | 80 | 463500 | 413500
[5 empty] | 464500413500 | 80 | 464500 | 413500
[5 empty] | 465500413500 | 80 | 465500 | 413500
[5 empty] | 466500413500 | 80 | 466500 | 413500
[5 empty] | 467500413500 | 80 | 467500 | 413500
[5 empty] | 468500413500 | 80 | 468500 | 413500
[5 empty] | 469500413500 | 80 | 469500 | 413500
[5 empty] | 470500413500 | 80 | 470500 | 413500
[5 empty] | 471500413500 | 80 | 471500 | 413500
[5 empty] | 472500413500 | 80 | 472500 | 413500
[5 empty] | 473500413500 | 80 | 473500 | 413500
[5 empty] | 450500412500 | 80 | 450500 | 412500
[5 empty] | 451500412500 | 80 | 451500 | 412500
[5 empty] | 452500412500 | 80 | 452500 | 412500
[5 empty] | 453500412500 | 80 | 453500 | 412500
[5 empty] | 454500412500 | 80 | 454500 | 412500
[5 empty] | 455500412500 | 80 | 455500 | 412500
[5 empty] | 456500412500 | 80 | 456500 | 412500
[5 empty] | 457500412500 | 80 | 457500 | 412500
[5 empty] | 458500412500 | 80 | 458500 | 412500
[5 empty] | 459500412500 | 80 | 459500 | 412500
[5 empty] | 460500412500 | 80 | 460500 | 412500
[5 empty] | 461500412500 | 80 | 461500 | 412500
[5 empty] | 462500412500 | 80 | 462500 | 412500
[5 empty] | 463500412500 | 80 | 463500 | 412500
[5 empty] | 464500412500 | 80 | 464500 | 412500
[5 empty] | 465500412500 | 80 | 465500 | 412500
[5 empty] | 466500412500 | 80 | 466500 | 412500
[5 empty] | 467500412500 | 80 | 467500 | 412500
[5 empty] | 468500412500 | 80 | 468500 | 412500
[5 empty] | 469500412500 | 80 | 469500 | 412500
[5 empty] | 470500412500 | 80 | 470500 | 412500
[5 empty] | 471500412500 | 80 | 471500 | 412500
[5 empty] | 472500412500 | 80 | 472500 | 412500
[5 empty] | 473500412500 | 80 | 473500 | 412500
[5 empty] | 449500411500 | 80 | 449500 | 411500
[5 empty] | 450500411500 | 80 | 450500 | 411500
[5 empty] | 451500411500 | 80 | 451500 | 411500
[5 empty] | 452500411500 | 80 | 452500 | 411500
[5 empty] | 453500411500 | 80 | 453500 | 411500
[5 empty] | 454500411500 | 80 | 454500 | 411500
[5 empty] | 455500411500 | 80 | 455500 | 411500
[5 empty] | 456500411500 | 80 | 456500 | 411500
[5 empty] | 457500411500 | 80 | 457500 | 411500
[5 empty] | 458500411500 | 80 | 458500 | 411500
[5 empty] | 459500411500 | 80 | 459500 | 411500
[5 empty] | 460500411500 | 80 | 460500 | 411500
[5 empty] | 461500411500 | 80 | 461500 | 411500
[5 empty] | 462500411500 | 80 | 462500 | 411500
[5 empty] | 463500411500 | 80 | 463500 | 411500
[5 empty] | 464500411500 | 80 | 464500 | 411500
[5 empty] | 465500411500 | 80 | 465500 | 411500
[5 empty] | 466500411500 | 80 | 466500 | 411500
[5 empty] | 467500411500 | 80 | 467500 | 411500
[5 empty] | 468500411500 | 80 | 468500 | 411500
[5 empty] | 469500411500 | 80 | 469500 | 411500
[5 empty] | 470500411500 | 80 | 470500 | 411500
[5 empty] | 471500411500 | 80 | 471500 | 411500
[5 empty] | 472500411500 | 80 | 472500 | 411500
[5 empty] | 473500411500 | 80 | 473500 | 411500
[5 empty] | 448500410500 | 80 | 448500 | 410500
[5 empty] | 449500410500 | 80 | 449500 | 410500
[5 empty] | 450500410500 | 80 | 450500 | 410500
[5 empty] | 451500410500 | 80 | 451500 | 410500
[5 empty] | 452500410500 | 80 | 452500 | 410500
[5 empty] | 453500410500 | 80 | 453500 | 410500
[5 empty] | 454500410500 | 80 | 454500 | 410500
[5 empty] | 455500410500 | 80 | 455500 | 410500
[5 empty] | 456500410500 | 80 | 456500 | 410500
[5 empty] | 457500410500 | 80 | 457500 | 410500
[5 empty] | 458500410500 | 80 | 458500 | 410500
[5 empty] | 459500410500 | 80 | 459500 | 410500
[5 empty] | 460500410500 | 80 | 460500 | 410500
[5 empty] | 461500410500 | 80 | 461500 | 410500
[5 empty] | 462500410500 | 80 | 462500 | 410500
[5 empty] | 463500410500 | 80 | 463500 | 410500
[5 empty] | 464500410500 | 80 | 464500 | 410500
[5 empty] | 465500410500 | 80 | 465500 | 410500
[5 empty] | 466500410500 | 80 | 466500 | 410500
[5 empty] | 467500410500 | 80 | 467500 | 410500
[5 empty] | 468500410500 | 80 | 468500 | 410500
[5 empty] | 469500410500 | 80 | 469500 | 410500
[5 empty] | 470500410500 | 80 | 470500 | 410500
[5 empty] | 471500410500 | 80 | 471500 | 410500
[5 empty] | 472500410500 | 80 | 472500 | 410500
[5 empty] | 443500409500 | 80 | 443500 | 409500
[5 empty] | 447500409500 | 80 | 447500 | 409500
[5 empty] | 448500409500 | 80 | 448500 | 409500
[5 empty] | 449500409500 | 80 | 449500 | 409500
[5 empty] | 450500409500 | 80 | 450500 | 409500
[5 empty] | 451500409500 | 80 | 451500 | 409500
[5 empty] | 452500409500 | 80 | 452500 | 409500
[5 empty] | 453500409500 | 80 | 453500 | 409500
[5 empty] | 454500409500 | 80 | 454500 | 409500
[5 empty] | 455500409500 | 80 | 455500 | 409500
[5 empty] | 456500409500 | 80 | 456500 | 409500
[5 empty] | 457500409500 | 80 | 457500 | 409500
[5 empty] | 458500409500 | 80 | 458500 | 409500
[5 empty] | 459500409500 | 80 | 459500 | 409500
[5 empty] | 460500409500 | 80 | 460500 | 409500
[5 empty] | 461500409500 | 80 | 461500 | 409500
[5 empty] | 462500409500 | 80 | 462500 | 409500
[5 empty] | 463500409500 | 80 | 463500 | 409500
[5 empty] | 464500409500 | 80 | 464500 | 409500
[5 empty] | 465500409500 | 80 | 465500 | 409500
[5 empty] | 466500409500 | 80 | 466500 | 409500
[5 empty] | 467500409500 | 80 | 467500 | 409500
[5 empty] | 468500409500 | 80 | 468500 | 409500
[5 empty] | 469500409500 | 80 | 469500 | 409500
[5 empty] | 470500409500 | 80 | 470500 | 409500
[5 empty] | 471500409500 | 80 | 471500 | 409500
[5 empty] | 472500409500 | 80 | 472500 | 409500
[5 empty] | 444500408500 | 80 | 444500 | 408500
[5 empty] | 445500408500 | 80 | 445500 | 408500
[5 empty] | 446500408500 | 80 | 446500 | 408500
[5 empty] | 447500408500 | 80 | 447500 | 408500
[5 empty] | 448500408500 | 80 | 448500 | 408500
[5 empty] | 449500408500 | 80 | 449500 | 408500
[5 empty] | 450500408500 | 80 | 450500 | 408500
[5 empty] | 451500408500 | 80 | 451500 | 408500
[5 empty] | 452500408500 | 80 | 452500 | 408500
[5 empty] | 453500408500 | 80 | 453500 | 408500
[5 empty] | 454500408500 | 80 | 454500 | 408500
[5 empty] | 455500408500 | 80 | 455500 | 408500
[5 empty] | 456500408500 | 80 | 456500 | 408500
[5 empty] | 457500408500 | 80 | 457500 | 408500
[5 empty] | 458500408500 | 80 | 458500 | 408500
[5 empty] | 459500408500 | 80 | 459500 | 408500
[5 empty] | 460500408500 | 80 | 460500 | 408500
[5 empty] | 461500408500 | 80 | 461500 | 408500
[5 empty] | 462500408500 | 80 | 462500 | 408500
[5 empty] | 463500408500 | 80 | 463500 | 408500
[5 empty] | 464500408500 | 80 | 464500 | 408500
[5 empty] | 465500408500 | 80 | 465500 | 408500
[5 empty] | 466500408500 | 80 | 466500 | 408500
[5 empty] | 467500408500 | 80 | 467500 | 408500
[5 empty] | 468500408500 | 80 | 468500 | 408500
[5 empty] | 469500408500 | 80 | 469500 | 408500
[5 empty] | 470500408500 | 80 | 470500 | 408500
[5 empty] | 471500408500 | 80 | 471500 | 408500
[5 empty] | 472500408500 | 80 | 472500 | 408500
[5 empty] | 444500407500 | 80 | 444500 | 407500
[5 empty] | 445500407500 | 80 | 445500 | 407500
[5 empty] | 446500407500 | 80 | 446500 | 407500
[5 empty] | 447500407500 | 80 | 447500 | 407500
[5 empty] | 448500407500 | 80 | 448500 | 407500
[5 empty] | 449500407500 | 80 | 449500 | 407500
[5 empty] | 450500407500 | 80 | 450500 | 407500
[5 empty] | 451500407500 | 80 | 451500 | 407500
[5 empty] | 452500407500 | 80 | 452500 | 407500
[5 empty] | 453500407500 | 80 | 453500 | 407500
[5 empty] | 454500407500 | 80 | 454500 | 407500
[5 empty] | 455500407500 | 80 | 455500 | 407500
[5 empty] | 456500407500 | 80 | 456500 | 407500
[5 empty] | 457500407500 | 80 | 457500 | 407500
[5 empty] | 458500407500 | 80 | 458500 | 407500
[5 empty] | 459500407500 | 80 | 459500 | 407500
[5 empty] | 460500407500 | 80 | 460500 | 407500
[5 empty] | 461500407500 | 80 | 461500 | 407500
[5 empty] | 462500407500 | 80 | 462500 | 407500
[5 empty] | 463500407500 | 80 | 463500 | 407500
[5 empty] | 464500407500 | 80 | 464500 | 407500
[5 empty] | 465500407500 | 80 | 465500 | 407500
[5 empty] | 466500407500 | 80 | 466500 | 407500
[5 empty] | 467500407500 | 80 | 467500 | 407500
[5 empty] | 468500407500 | 80 | 468500 | 407500
[5 empty] | 469500407500 | 80 | 469500 | 407500
[5 empty] | 470500407500 | 80 | 470500 | 407500
[5 empty] | 471500407500 | 80 | 471500 | 407500
[5 empty] | 472500407500 | 80 | 472500 | 407500
[5 empty] | 446500406500 | 80 | 446500 | 406500
[5 empty] | 447500406500 | 80 | 447500 | 406500
[5 empty] | 448500406500 | 80 | 448500 | 406500
[5 empty] | 449500406500 | 80 | 449500 | 406500
[5 empty] | 450500406500 | 80 | 450500 | 406500
[5 empty] | 451500406500 | 80 | 451500 | 406500
[5 empty] | 452500406500 | 80 | 452500 | 406500
[5 empty] | 453500406500 | 80 | 453500 | 406500
[5 empty] | 454500406500 | 80 | 454500 | 406500
[5 empty] | 455500406500 | 80 | 455500 | 406500
[5 empty] | 456500406500 | 80 | 456500 | 406500
[5 empty] | 457500406500 | 80 | 457500 | 406500
[5 empty] | 458500406500 | 80 | 458500 | 406500
[5 empty] | 459500406500 | 80 | 459500 | 406500
[5 empty] | 460500406500 | 80 | 460500 | 406500
[5 empty] | 461500406500 | 80 | 461500 | 406500
[5 empty] | 462500406500 | 80 | 462500 | 406500
[5 empty] | 463500406500 | 80 | 463500 | 406500
[5 empty] | 464500406500 | 80 | 464500 | 406500
[5 empty] | 465500406500 | 80 | 465500 | 406500
[5 empty] | 466500406500 | 80 | 466500 | 406500
[5 empty] | 467500406500 | 80 | 467500 | 406500
[5 empty] | 468500406500 | 80 | 468500 | 406500
[5 empty] | 469500406500 | 80 | 469500 | 406500
[5 empty] | 470500406500 | 80 | 470500 | 406500
[5 empty] | 471500406500 | 80 | 471500 | 406500
[5 empty] | 472500406500 | 80 | 472500 | 406500
[5 empty] | 447500405500 | 80 | 447500 | 405500
[5 empty] | 448500405500 | 80 | 448500 | 405500
[5 empty] | 449500405500 | 80 | 449500 | 405500
[5 empty] | 450500405500 | 80 | 450500 | 405500
[5 empty] | 451500405500 | 80 | 451500 | 405500
[5 empty] | 452500405500 | 80 | 452500 | 405500
[5 empty] | 453500405500 | 80 | 453500 | 405500
[5 empty] | 454500405500 | 80 | 454500 | 405500
[5 empty] | 455500405500 | 80 | 455500 | 405500
[5 empty] | 456500405500 | 80 | 456500 | 405500
[5 empty] | 457500405500 | 80 | 457500 | 405500
[5 empty] | 458500405500 | 80 | 458500 | 405500
[5 empty] | 459500405500 | 80 | 459500 | 405500
[5 empty] | 460500405500 | 80 | 460500 | 405500
[5 empty] | 461500405500 | 80 | 461500 | 405500
[5 empty] | 462500405500 | 80 | 462500 | 405500
[5 empty] | 463500405500 | 80 | 463500 | 405500
[5 empty] | 464500405500 | 80 | 464500 | 405500
[5 empty] | 465500405500 | 80 | 465500 | 405500
[5 empty] | 466500405500 | 80 | 466500 | 405500
[5 empty] | 467500405500 | 80 | 467500 | 405500
[5 empty] | 468500405500 | 80 | 468500 | 405500
[5 empty] | 469500405500 | 80 | 469500 | 405500
[5 empty] | 470500405500 | 80 | 470500 | 405500
[5 empty] | 471500405500 | 80 | 471500 | 405500
[5 empty] | 472500405500 | 80 | 472500 | 405500
[5 empty] | 447500404500 | 80 | 447500 | 404500
[5 empty] | 448500404500 | 80 | 448500 | 404500
[5 empty] | 449500404500 | 80 | 449500 | 404500
[5 empty] | 450500404500 | 80 | 450500 | 404500
[5 empty] | 451500404500 | 80 | 451500 | 404500
[5 empty] | 452500404500 | 80 | 452500 | 404500
[5 empty] | 453500404500 | 80 | 453500 | 404500
[5 empty] | 454500404500 | 80 | 454500 | 404500
[5 empty] | 455500404500 | 80 | 455500 | 404500
[5 empty] | 456500404500 | 80 | 456500 | 404500
[5 empty] | 457500404500 | 80 | 457500 | 404500
[5 empty] | 458500404500 | 80 | 458500 | 404500
[5 empty] | 459500404500 | 80 | 459500 | 404500
[5 empty] | 460500404500 | 80 | 460500 | 404500
[5 empty] | 461500404500 | 80 | 461500 | 404500
[5 empty] | 462500404500 | 80 | 462500 | 404500
[5 empty] | 463500404500 | 80 | 463500 | 404500
[5 empty] | 464500404500 | 80 | 464500 | 404500
[5 empty] | 465500404500 | 80 | 465500 | 404500
[5 empty] | 466500404500 | 80 | 466500 | 404500
[5 empty] | 467500404500 | 80 | 467500 | 404500
[5 empty] | 468500404500 | 80 | 468500 | 404500
[5 empty] | 469500404500 | 80 | 469500 | 404500
[5 empty] | 470500404500 | 80 | 470500 | 404500
[5 empty] | 448500403500 | 80 | 448500 | 403500
[5 empty] | 449500403500 | 80 | 449500 | 403500
[5 empty] | 450500403500 | 80 | 450500 | 403500
[5 empty] | 451500403500 | 80 | 451500 | 403500
[5 empty] | 452500403500 | 80 | 452500 | 403500
[5 empty] | 453500403500 | 80 | 453500 | 403500
[5 empty] | 454500403500 | 80 | 454500 | 403500
[5 empty] | 455500403500 | 80 | 455500 | 403500
[5 empty] | 456500403500 | 80 | 456500 | 403500
[5 empty] | 457500403500 | 80 | 457500 | 403500
[5 empty] | 458500403500 | 80 | 458500 | 403500
[5 empty] | 459500403500 | 80 | 459500 | 403500
[5 empty] | 460500403500 | 80 | 460500 | 403500
[5 empty] | 461500403500 | 80 | 461500 | 403500
[5 empty] | 462500403500 | 80 | 462500 | 403500
[5 empty] | 463500403500 | 80 | 463500 | 403500
[5 empty] | 464500403500 | 80 | 464500 | 403500
[5 empty] | 465500403500 | 80 | 465500 | 403500
[5 empty] | 466500403500 | 80 | 466500 | 403500
[5 empty] | 467500403500 | 80 | 467500 | 403500
[5 empty] | 468500403500 | 80 | 468500 | 403500
[5 empty] | 469500403500 | 80 | 469500 | 403500
[5 empty] | 448500402500 | 80 | 448500 | 402500
[5 empty] | 449500402500 | 80 | 449500 | 402500
[5 empty] | 450500402500 | 80 | 450500 | 402500
[5 empty] | 451500402500 | 80 | 451500 | 402500
[5 empty] | 452500402500 | 80 | 452500 | 402500
[5 empty] | 453500402500 | 80 | 453500 | 402500
[5 empty] | 454500402500 | 80 | 454500 | 402500
[5 empty] | 455500402500 | 80 | 455500 | 402500
[5 empty] | 456500402500 | 80 | 456500 | 402500
[5 empty] | 457500402500 | 80 | 457500 | 402500
[5 empty] | 458500402500 | 80 | 458500 | 402500
[5 empty] | 459500402500 | 80 | 459500 | 402500
[5 empty] | 460500402500 | 80 | 460500 | 402500
[5 empty] | 461500402500 | 80 | 461500 | 402500
[5 empty] | 462500402500 | 80 | 462500 | 402500
[5 empty] | 463500402500 | 80 | 463500 | 402500
[5 empty] | 464500402500 | 80 | 464500 | 402500
[5 empty] | 465500402500 | 80 | 465500 | 402500
[5 empty] | 466500402500 | 80 | 466500 | 402500
[5 empty] | 467500402500 | 80 | 467500 | 402500
[5 empty] | 468500402500 | 80 | 468500 | 402500
[5 empty] | 469500402500 | 80 | 469500 | 402500
[5 empty] | 446500401500 | 80 | 446500 | 401500
[5 empty] | 447500401500 | 80 | 447500 | 401500
[5 empty] | 448500401500 | 80 | 448500 | 401500
[5 empty] | 449500401500 | 80 | 449500 | 401500
[5 empty] | 450500401500 | 80 | 450500 | 401500
[5 empty] | 451500401500 | 80 | 451500 | 401500
[5 empty] | 452500401500 | 80 | 452500 | 401500
[5 empty] | 453500401500 | 80 | 453500 | 401500
[5 empty] | 454500401500 | 80 | 454500 | 401500
[5 empty] | 455500401500 | 80 | 455500 | 401500
[5 empty] | 456500401500 | 80 | 456500 | 401500
[5 empty] | 457500401500 | 80 | 457500 | 401500
[5 empty] | 458500401500 | 80 | 458500 | 401500
[5 empty] | 459500401500 | 80 | 459500 | 401500
[5 empty] | 460500401500 | 80 | 460500 | 401500
[5 empty] | 461500401500 | 80 | 461500 | 401500
[5 empty] | 462500401500 | 80 | 462500 | 401500
[5 empty] | 463500401500 | 80 | 463500 | 401500
[5 empty] | 464500401500 | 80 | 464500 | 401500
[5 empty] | 465500401500 | 80 | 465500 | 401500
[5 empty] | 466500401500 | 80 | 466500 | 401500
[5 empty] | 467500401500 | 80 | 467500 | 401500
[5 empty] | 468500401500 | 80 | 468500 | 401500
[5 empty] | 469500401500 | 80 | 469500 | 401500
[5 empty] | 470500401500 | 80 | 470500 | 401500
[5 empty] | 446500400500 | 80 | 446500 | 400500
[5 empty] | 447500400500 | 80 | 447500 | 400500
[5 empty] | 448500400500 | 80 | 448500 | 400500
[5 empty] | 449500400500 | 80 | 449500 | 400500
[5 empty] | 450500400500 | 80 | 450500 | 400500
[5 empty] | 451500400500 | 80 | 451500 | 400500
[5 empty] | 452500400500 | 80 | 452500 | 400500
[5 empty] | 453500400500 | 80 | 453500 | 400500
[5 empty] | 454500400500 | 80 | 454500 | 400500
[5 empty] | 455500400500 | 80 | 455500 | 400500
[5 empty] | 456500400500 | 80 | 456500 | 400500
[5 empty] | 457500400500 | 80 | 457500 | 400500
[5 empty] | 458500400500 | 80 | 458500 | 400500
[5 empty] | 459500400500 | 80 | 459500 | 400500
[5 empty] | 460500400500 | 80 | 460500 | 400500
[5 empty] | 461500400500 | 80 | 461500 | 400500
[5 empty] | 462500400500 | 80 | 462500 | 400500
[5 empty] | 463500400500 | 80 | 463500 | 400500
[5 empty] | 464500400500 | 80 | 464500 | 400500
[5 empty] | 465500400500 | 80 | 465500 | 400500
[5 empty] | 466500400500 | 80 | 466500 | 400500
[5 empty] | 467500400500 | 80 | 467500 | 400500
[5 empty] | 468500400500 | 80 | 468500 | 400500
[5 empty] | 469500400500 | 80 | 469500 | 400500
[5 empty] | 447500399500 | 80 | 447500 | 399500
[5 empty] | 448500399500 | 80 | 448500 | 399500
[5 empty] | 449500399500 | 80 | 449500 | 399500
[5 empty] | 450500399500 | 80 | 450500 | 399500
[5 empty] | 451500399500 | 80 | 451500 | 399500
[5 empty] | 452500399500 | 80 | 452500 | 399500
[5 empty] | 453500399500 | 80 | 453500 | 399500
[5 empty] | 454500399500 | 80 | 454500 | 399500
[5 empty] | 455500399500 | 80 | 455500 | 399500
[5 empty] | 456500399500 | 80 | 456500 | 399500
[5 empty] | 457500399500 | 80 | 457500 | 399500
[5 empty] | 458500399500 | 80 | 458500 | 399500
[5 empty] | 459500399500 | 80 | 459500 | 399500
[5 empty] | 460500399500 | 80 | 460500 | 399500
[5 empty] | 461500399500 | 80 | 461500 | 399500
[5 empty] | 462500399500 | 80 | 462500 | 399500
[5 empty] | 463500399500 | 80 | 463500 | 399500
[5 empty] | 464500399500 | 80 | 464500 | 399500
[5 empty] | 465500399500 | 80 | 465500 | 399500
[5 empty] | 466500399500 | 80 | 466500 | 399500
[5 empty] | 467500399500 | 80 | 467500 | 399500
[5 empty] | 468500399500 | 80 | 468500 | 399500
[5 empty] | 469500399500 | 80 | 469500 | 399500
[5 empty] | 447500398500 | 80 | 447500 | 398500
[5 empty] | 449500398500 | 80 | 449500 | 398500
[5 empty] | 450500398500 | 80 | 450500 | 398500
[5 empty] | 451500398500 | 80 | 451500 | 398500
[5 empty] | 452500398500 | 80 | 452500 | 398500
[5 empty] | 453500398500 | 80 | 453500 | 398500
[5 empty] | 454500398500 | 80 | 454500 | 398500
[5 empty] | 455500398500 | 80 | 455500 | 398500
[5 empty] | 456500398500 | 80 | 456500 | 398500
[5 empty] | 457500398500 | 80 | 457500 | 398500
[5 empty] | 458500398500 | 80 | 458500 | 398500
[5 empty] | 459500398500 | 80 | 459500 | 398500
[5 empty] | 460500398500 | 80 | 460500 | 398500
[5 empty] | 461500398500 | 80 | 461500 | 398500
[5 empty] | 462500398500 | 80 | 462500 | 398500
[5 empty] | 463500398500 | 80 | 463500 | 398500
[5 empty] | 464500398500 | 80 | 464500 | 398500
[5 empty] | 465500398500 | 80 | 465500 | 398500
[5 empty] | 466500398500 | 80 | 466500 | 398500
[5 empty] | 467500398500 | 80 | 467500 | 398500
[5 empty] | 468500398500 | 80 | 468500 | 398500
[5 empty] | 450500397500 | 80 | 450500 | 397500
[5 empty] | 451500397500 | 80 | 451500 | 397500
[5 empty] | 452500397500 | 80 | 452500 | 397500
[5 empty] | 453500397500 | 80 | 453500 | 397500
[5 empty] | 454500397500 | 80 | 454500 | 397500
[5 empty] | 455500397500 | 80 | 455500 | 397500
[5 empty] | 456500397500 | 80 | 456500 | 397500
[5 empty] | 457500397500 | 80 | 457500 | 397500
[5 empty] | 458500397500 | 80 | 458500 | 397500
[5 empty] | 459500397500 | 80 | 459500 | 397500
[5 empty] | 460500397500 | 80 | 460500 | 397500
[5 empty] | 461500397500 | 80 | 461500 | 397500
[5 empty] | 462500397500 | 80 | 462500 | 397500
[5 empty] | 463500397500 | 80 | 463500 | 397500
[5 empty] | 464500397500 | 80 | 464500 | 397500
[5 empty] | 465500397500 | 80 | 465500 | 397500
[5 empty] | 466500397500 | 80 | 466500 | 397500
[5 empty] | 467500397500 | 80 | 467500 | 397500
[5 empty] | 449500396500 | 80 | 449500 | 396500
[5 empty] | 450500396500 | 80 | 450500 | 396500
[5 empty] | 451500396500 | 80 | 451500 | 396500
[5 empty] | 452500396500 | 80 | 452500 | 396500
[5 empty] | 453500396500 | 80 | 453500 | 396500
[5 empty] | 454500396500 | 80 | 454500 | 396500
[5 empty] | 455500396500 | 80 | 455500 | 396500
[5 empty] | 456500396500 | 80 | 456500 | 396500
[5 empty] | 457500396500 | 80 | 457500 | 396500
[5 empty] | 458500396500 | 80 | 458500 | 396500
[5 empty] | 459500396500 | 80 | 459500 | 396500
[5 empty] | 460500396500 | 80 | 460500 | 396500
[5 empty] | 461500396500 | 80 | 461500 | 396500
[5 empty] | 462500396500 | 80 | 462500 | 396500
[5 empty] | 463500396500 | 80 | 463500 | 396500
[5 empty] | 464500396500 | 80 | 464500 | 396500
[5 empty] | 465500396500 | 80 | 465500 | 396500
[5 empty] | 466500396500 | 80 | 466500 | 396500
[5 empty] | 450500395500 | 80 | 450500 | 395500
[5 empty] | 451500395500 | 80 | 451500 | 395500
[5 empty] | 452500395500 | 80 | 452500 | 395500
[5 empty] | 453500395500 | 80 | 453500 | 395500
[5 empty] | 454500395500 | 80 | 454500 | 395500
[5 empty] | 455500395500 | 80 | 455500 | 395500
[5 empty] | 456500395500 | 80 | 456500 | 395500
[5 empty] | 457500395500 | 80 | 457500 | 395500
[5 empty] | 458500395500 | 80 | 458500 | 395500
[5 empty] | 459500395500 | 80 | 459500 | 395500
[5 empty] | 460500395500 | 80 | 460500 | 395500
[5 empty] | 461500395500 | 80 | 461500 | 395500
[5 empty] | 462500395500 | 80 | 462500 | 395500
[5 empty] | 463500395500 | 80 | 463500 | 395500
[5 empty] | 464500395500 | 80 | 464500 | 395500
[5 empty] | 465500395500 | 80 | 465500 | 395500
[5 empty] | 466500395500 | 80 | 466500 | 395500
[5 empty] | 450500394500 | 80 | 450500 | 394500
[5 empty] | 451500394500 | 80 | 451500 | 394500
[5 empty] | 452500394500 | 80 | 452500 | 394500
[5 empty] | 453500394500 | 80 | 453500 | 394500
[5 empty] | 454500394500 | 80 | 454500 | 394500
[5 empty] | 455500394500 | 80 | 455500 | 394500
[5 empty] | 456500394500 | 80 | 456500 | 394500
[5 empty] | 457500394500 | 80 | 457500 | 394500
[5 empty] | 458500394500 | 80 | 458500 | 394500
[5 empty] | 459500394500 | 80 | 459500 | 394500
[5 empty] | 460500394500 | 80 | 460500 | 394500
[5 empty] | 461500394500 | 80 | 461500 | 394500
[5 empty] | 462500394500 | 80 | 462500 | 394500
[5 empty] | 463500394500 | 80 | 463500 | 394500
[5 empty] | 464500394500 | 80 | 464500 | 394500
[5 empty] | 465500394500 | 80 | 465500 | 394500
[5 empty] | 466500394500 | 80 | 466500 | 394500
[5 empty] | 451500393500 | 80 | 451500 | 393500
[5 empty] | 452500393500 | 80 | 452500 | 393500
[5 empty] | 453500393500 | 80 | 453500 | 393500
[5 empty] | 454500393500 | 80 | 454500 | 393500
[5 empty] | 455500393500 | 80 | 455500 | 393500
[5 empty] | 456500393500 | 80 | 456500 | 393500
[5 empty] | 457500393500 | 80 | 457500 | 393500
[5 empty] | 458500393500 | 80 | 458500 | 393500
[5 empty] | 459500393500 | 80 | 459500 | 393500
[5 empty] | 460500393500 | 80 | 460500 | 393500
[5 empty] | 461500393500 | 80 | 461500 | 393500
[5 empty] | 462500393500 | 80 | 462500 | 393500
[5 empty] | 463500393500 | 80 | 463500 | 393500
[5 empty] | 464500393500 | 80 | 464500 | 393500
[5 empty] | 465500393500 | 80 | 465500 | 393500
[5 empty] | 456500392500 | 80 | 456500 | 392500
[5 empty] | 457500392500 | 80 | 457500 | 392500
[5 empty] | 458500392500 | 80 | 458500 | 392500
[5 empty] | 459500392500 | 80 | 459500 | 392500
[5 empty] | 460500392500 | 80 | 460500 | 392500
[5 empty] | 457500391500 | 80 | 457500 | 391500
[5 empty] | 458500391500 | 80 | 458500 | 391500
[5 empty] | 459500391500 | 80 | 459500 | 391500
[5 empty] | 625500163500 | 81 | 625500 | 163500
[5 empty] | 626500163500 | 81 | 626500 | 163500
[5 empty] | 625500162500 | 81 | 625500 | 162500
[5 empty] | 626500162500 | 81 | 626500 | 162500
[5 empty] | 627500162500 | 81 | 627500 | 162500
[5 empty] | 628500162500 | 81 | 628500 | 162500
[5 empty] | 629500162500 | 81 | 629500 | 162500
[5 empty] | 630500162500 | 81 | 630500 | 162500
[5 empty] | 631500162500 | 81 | 631500 | 162500
[5 empty] | 635500162500 | 81 | 635500 | 162500
[5 empty] | 624500161500 | 81 | 624500 | 161500
[5 empty] | 625500161500 | 81 | 625500 | 161500
[5 empty] | 626500161500 | 81 | 626500 | 161500
[5 empty] | 627500161500 | 81 | 627500 | 161500
[5 empty] | 628500161500 | 81 | 628500 | 161500
[5 empty] | 629500161500 | 81 | 629500 | 161500
[5 empty] | 630500161500 | 81 | 630500 | 161500
[5 empty] | 631500161500 | 81 | 631500 | 161500
[5 empty] | 632500161500 | 81 | 632500 | 161500
[5 empty] | 633500161500 | 81 | 633500 | 161500
[5 empty] | 634500161500 | 81 | 634500 | 161500
[5 empty] | 635500161500 | 81 | 635500 | 161500
[5 empty] | 624500160500 | 81 | 624500 | 160500
[5 empty] | 625500160500 | 81 | 625500 | 160500
[5 empty] | 626500160500 | 81 | 626500 | 160500
[5 empty] | 627500160500 | 81 | 627500 | 160500
[5 empty] | 628500160500 | 81 | 628500 | 160500
[5 empty] | 629500160500 | 81 | 629500 | 160500
[5 empty] | 630500160500 | 81 | 630500 | 160500
[5 empty] | 631500160500 | 81 | 631500 | 160500
[5 empty] | 632500160500 | 81 | 632500 | 160500
[5 empty] | 633500160500 | 81 | 633500 | 160500
[5 empty] | 634500160500 | 81 | 634500 | 160500
[5 empty] | 635500160500 | 81 | 635500 | 160500
[5 empty] | 623500159500 | 81 | 623500 | 159500
[5 empty] | 624500159500 | 81 | 624500 | 159500
[5 empty] | 625500159500 | 81 | 625500 | 159500
[5 empty] | 626500159500 | 81 | 626500 | 159500
[5 empty] | 627500159500 | 81 | 627500 | 159500
[5 empty] | 628500159500 | 81 | 628500 | 159500
[5 empty] | 629500159500 | 81 | 629500 | 159500
[5 empty] | 630500159500 | 81 | 630500 | 159500
[5 empty] | 631500159500 | 81 | 631500 | 159500
[5 empty] | 632500159500 | 81 | 632500 | 159500
[5 empty] | 633500159500 | 81 | 633500 | 159500
[5 empty] | 634500159500 | 81 | 634500 | 159500
[5 empty] | 635500159500 | 81 | 635500 | 159500
[5 empty] | 624500158500 | 81 | 624500 | 158500
[5 empty] | 625500158500 | 81 | 625500 | 158500
[5 empty] | 626500158500 | 81 | 626500 | 158500
[5 empty] | 627500158500 | 81 | 627500 | 158500
[5 empty] | 628500158500 | 81 | 628500 | 158500
[5 empty] | 629500158500 | 81 | 629500 | 158500
[5 empty] | 630500158500 | 81 | 630500 | 158500
[5 empty] | 631500158500 | 81 | 631500 | 158500
[5 empty] | 632500158500 | 81 | 632500 | 158500
[5 empty] | 633500158500 | 81 | 633500 | 158500
[5 empty] | 634500158500 | 81 | 634500 | 158500
[5 empty] | 635500158500 | 81 | 635500 | 158500
[5 empty] | 636500158500 | 81 | 636500 | 158500
[5 empty] | 623500157500 | 81 | 623500 | 157500
[5 empty] | 624500157500 | 81 | 624500 | 157500
[5 empty] | 625500157500 | 81 | 625500 | 157500
[5 empty] | 626500157500 | 81 | 626500 | 157500
[5 empty] | 627500157500 | 81 | 627500 | 157500
[5 empty] | 628500157500 | 81 | 628500 | 157500
[5 empty] | 629500157500 | 81 | 629500 | 157500
[5 empty] | 630500157500 | 81 | 630500 | 157500
[5 empty] | 631500157500 | 81 | 631500 | 157500
[5 empty] | 632500157500 | 81 | 632500 | 157500
[5 empty] | 633500157500 | 81 | 633500 | 157500
[5 empty] | 634500157500 | 81 | 634500 | 157500
[5 empty] | 635500157500 | 81 | 635500 | 157500
[5 empty] | 636500157500 | 81 | 636500 | 157500
[5 empty] | 623500156500 | 81 | 623500 | 156500
[5 empty] | 624500156500 | 81 | 624500 | 156500
[5 empty] | 625500156500 | 81 | 625500 | 156500
[5 empty] | 626500156500 | 81 | 626500 | 156500
[5 empty] | 627500156500 | 81 | 627500 | 156500
[5 empty] | 628500156500 | 81 | 628500 | 156500
[5 empty] | 629500156500 | 81 | 629500 | 156500
[5 empty] | 630500156500 | 81 | 630500 | 156500
[5 empty] | 631500156500 | 81 | 631500 | 156500
[5 empty] | 632500156500 | 81 | 632500 | 156500
[5 empty] | 633500156500 | 81 | 633500 | 156500
[5 empty] | 634500156500 | 81 | 634500 | 156500
[5 empty] | 635500156500 | 81 | 635500 | 156500
[5 empty] | 636500156500 | 81 | 636500 | 156500
[5 empty] | 637500156500 | 81 | 637500 | 156500
[5 empty] | 624500155500 | 81 | 624500 | 155500
[5 empty] | 625500155500 | 81 | 625500 | 155500
[5 empty] | 626500155500 | 81 | 626500 | 155500
[5 empty] | 627500155500 | 81 | 627500 | 155500
[5 empty] | 628500155500 | 81 | 628500 | 155500
[5 empty] | 629500155500 | 81 | 629500 | 155500
[5 empty] | 630500155500 | 81 | 630500 | 155500
[5 empty] | 631500155500 | 81 | 631500 | 155500
[5 empty] | 632500155500 | 81 | 632500 | 155500
[5 empty] | 633500155500 | 81 | 633500 | 155500
[5 empty] | 634500155500 | 81 | 634500 | 155500
[5 empty] | 635500155500 | 81 | 635500 | 155500
[5 empty] | 636500155500 | 81 | 636500 | 155500
[5 empty] | 637500155500 | 81 | 637500 | 155500
[5 empty] | 624500154500 | 81 | 624500 | 154500
[5 empty] | 625500154500 | 81 | 625500 | 154500
[5 empty] | 626500154500 | 81 | 626500 | 154500
[5 empty] | 627500154500 | 81 | 627500 | 154500
[5 empty] | 628500154500 | 81 | 628500 | 154500
[5 empty] | 629500154500 | 81 | 629500 | 154500
[5 empty] | 630500154500 | 81 | 630500 | 154500
[5 empty] | 631500154500 | 81 | 631500 | 154500
[5 empty] | 632500154500 | 81 | 632500 | 154500
[5 empty] | 633500154500 | 81 | 633500 | 154500
[5 empty] | 634500154500 | 81 | 634500 | 154500
[5 empty] | 635500154500 | 81 | 635500 | 154500
[5 empty] | 636500154500 | 81 | 636500 | 154500
[5 empty] | 637500154500 | 81 | 637500 | 154500
[5 empty] | 623500153500 | 81 | 623500 | 153500
[5 empty] | 624500153500 | 81 | 624500 | 153500
[5 empty] | 625500153500 | 81 | 625500 | 153500
[5 empty] | 626500153500 | 81 | 626500 | 153500
[5 empty] | 627500153500 | 81 | 627500 | 153500
[5 empty] | 628500153500 | 81 | 628500 | 153500
[5 empty] | 629500153500 | 81 | 629500 | 153500
[5 empty] | 630500153500 | 81 | 630500 | 153500
[5 empty] | 631500153500 | 81 | 631500 | 153500
[5 empty] | 632500153500 | 81 | 632500 | 153500
[5 empty] | 633500153500 | 81 | 633500 | 153500
[5 empty] | 634500153500 | 81 | 634500 | 153500
[5 empty] | 635500153500 | 81 | 635500 | 153500
[5 empty] | 636500153500 | 81 | 636500 | 153500
[5 empty] | 637500153500 | 81 | 637500 | 153500
[5 empty] | 623500152500 | 81 | 623500 | 152500
[5 empty] | 624500152500 | 81 | 624500 | 152500
[5 empty] | 625500152500 | 81 | 625500 | 152500
[5 empty] | 626500152500 | 81 | 626500 | 152500
[5 empty] | 627500152500 | 81 | 627500 | 152500
[5 empty] | 628500152500 | 81 | 628500 | 152500
[5 empty] | 629500152500 | 81 | 629500 | 152500
[5 empty] | 630500152500 | 81 | 630500 | 152500
[5 empty] | 631500152500 | 81 | 631500 | 152500
[5 empty] | 632500152500 | 81 | 632500 | 152500
[5 empty] | 633500152500 | 81 | 633500 | 152500
[5 empty] | 634500152500 | 81 | 634500 | 152500
[5 empty] | 635500152500 | 81 | 635500 | 152500
[5 empty] | 636500152500 | 81 | 636500 | 152500
[5 empty] | 637500152500 | 81 | 637500 | 152500
[5 empty] | 623500151500 | 81 | 623500 | 151500
[5 empty] | 624500151500 | 81 | 624500 | 151500
[5 empty] | 625500151500 | 81 | 625500 | 151500
[5 empty] | 626500151500 | 81 | 626500 | 151500
[5 empty] | 627500151500 | 81 | 627500 | 151500
[5 empty] | 628500151500 | 81 | 628500 | 151500
[5 empty] | 629500151500 | 81 | 629500 | 151500
[5 empty] | 630500151500 | 81 | 630500 | 151500
[5 empty] | 631500151500 | 81 | 631500 | 151500
[5 empty] | 632500151500 | 81 | 632500 | 151500
[5 empty] | 633500151500 | 81 | 633500 | 151500
[5 empty] | 634500151500 | 81 | 634500 | 151500
[5 empty] | 635500151500 | 81 | 635500 | 151500
[5 empty] | 636500151500 | 81 | 636500 | 151500
[5 empty] | 637500151500 | 81 | 637500 | 151500
[5 empty] | 625500150500 | 81 | 625500 | 150500
[5 empty] | 626500150500 | 81 | 626500 | 150500
[5 empty] | 627500150500 | 81 | 627500 | 150500
[5 empty] | 628500150500 | 81 | 628500 | 150500
[5 empty] | 629500150500 | 81 | 629500 | 150500
[5 empty] | 630500150500 | 81 | 630500 | 150500
[5 empty] | 631500150500 | 81 | 631500 | 150500
[5 empty] | 632500150500 | 81 | 632500 | 150500
[5 empty] | 633500150500 | 81 | 633500 | 150500
[5 empty] | 634500150500 | 81 | 634500 | 150500
[5 empty] | 635500150500 | 81 | 635500 | 150500
[5 empty] | 636500150500 | 81 | 636500 | 150500
[5 empty] | 637500150500 | 81 | 637500 | 150500
[5 empty] | 625500149500 | 81 | 625500 | 149500
[5 empty] | 626500149500 | 81 | 626500 | 149500
[5 empty] | 627500149500 | 81 | 627500 | 149500
[5 empty] | 628500149500 | 81 | 628500 | 149500
[5 empty] | 629500149500 | 81 | 629500 | 149500
[5 empty] | 630500149500 | 81 | 630500 | 149500
[5 empty] | 631500149500 | 81 | 631500 | 149500
[5 empty] | 632500149500 | 81 | 632500 | 149500
[5 empty] | 633500149500 | 81 | 633500 | 149500
[5 empty] | 634500149500 | 81 | 634500 | 149500
[5 empty] | 635500149500 | 81 | 635500 | 149500
[5 empty] | 636500149500 | 81 | 636500 | 149500
[5 empty] | 637500149500 | 81 | 637500 | 149500
[5 empty] | 638500149500 | 81 | 638500 | 149500
[5 empty] | 624500148500 | 81 | 624500 | 148500
[5 empty] | 625500148500 | 81 | 625500 | 148500
[5 empty] | 626500148500 | 81 | 626500 | 148500
[5 empty] | 627500148500 | 81 | 627500 | 148500
[5 empty] | 628500148500 | 81 | 628500 | 148500
[5 empty] | 629500148500 | 81 | 629500 | 148500
[5 empty] | 630500148500 | 81 | 630500 | 148500
[5 empty] | 631500148500 | 81 | 631500 | 148500
[5 empty] | 632500148500 | 81 | 632500 | 148500
[5 empty] | 633500148500 | 81 | 633500 | 148500
[5 empty] | 634500148500 | 81 | 634500 | 148500
[5 empty] | 635500148500 | 81 | 635500 | 148500
[5 empty] | 636500148500 | 81 | 636500 | 148500
[5 empty] | 637500148500 | 81 | 637500 | 148500
[5 empty] | 638500148500 | 81 | 638500 | 148500
[5 empty] | 620500147500 | 81 | 620500 | 147500
[5 empty] | 621500147500 | 81 | 621500 | 147500
[5 empty] | 622500147500 | 81 | 622500 | 147500
[5 empty] | 623500147500 | 81 | 623500 | 147500
[5 empty] | 624500147500 | 81 | 624500 | 147500
[5 empty] | 625500147500 | 81 | 625500 | 147500
[5 empty] | 626500147500 | 81 | 626500 | 147500
[5 empty] | 627500147500 | 81 | 627500 | 147500
[5 empty] | 628500147500 | 81 | 628500 | 147500
[5 empty] | 629500147500 | 81 | 629500 | 147500
[5 empty] | 630500147500 | 81 | 630500 | 147500
[5 empty] | 631500147500 | 81 | 631500 | 147500
[5 empty] | 632500147500 | 81 | 632500 | 147500
[5 empty] | 633500147500 | 81 | 633500 | 147500
[5 empty] | 634500147500 | 81 | 634500 | 147500
[5 empty] | 635500147500 | 81 | 635500 | 147500
[5 empty] | 636500147500 | 81 | 636500 | 147500
[5 empty] | 637500147500 | 81 | 637500 | 147500
[5 empty] | 638500147500 | 81 | 638500 | 147500
[5 empty] | 620500146500 | 81 | 620500 | 146500
[5 empty] | 621500146500 | 81 | 621500 | 146500
[5 empty] | 622500146500 | 81 | 622500 | 146500
[5 empty] | 623500146500 | 81 | 623500 | 146500
[5 empty] | 624500146500 | 81 | 624500 | 146500
[5 empty] | 625500146500 | 81 | 625500 | 146500
[5 empty] | 626500146500 | 81 | 626500 | 146500
[5 empty] | 627500146500 | 81 | 627500 | 146500
[5 empty] | 628500146500 | 81 | 628500 | 146500
[5 empty] | 629500146500 | 81 | 629500 | 146500
[5 empty] | 630500146500 | 81 | 630500 | 146500
[5 empty] | 631500146500 | 81 | 631500 | 146500
[5 empty] | 632500146500 | 81 | 632500 | 146500
[5 empty] | 633500146500 | 81 | 633500 | 146500
[5 empty] | 634500146500 | 81 | 634500 | 146500
[5 empty] | 635500146500 | 81 | 635500 | 146500
[5 empty] | 636500146500 | 81 | 636500 | 146500
[5 empty] | 637500146500 | 81 | 637500 | 146500
[5 empty] | 638500146500 | 81 | 638500 | 146500
[5 empty] | 620500145500 | 81 | 620500 | 145500
[5 empty] | 621500145500 | 81 | 621500 | 145500
[5 empty] | 622500145500 | 81 | 622500 | 145500
[5 empty] | 623500145500 | 81 | 623500 | 145500
[5 empty] | 624500145500 | 81 | 624500 | 145500
[5 empty] | 625500145500 | 81 | 625500 | 145500
[5 empty] | 626500145500 | 81 | 626500 | 145500
[5 empty] | 627500145500 | 81 | 627500 | 145500
[5 empty] | 628500145500 | 81 | 628500 | 145500
[5 empty] | 629500145500 | 81 | 629500 | 145500
[5 empty] | 630500145500 | 81 | 630500 | 145500
[5 empty] | 631500145500 | 81 | 631500 | 145500
[5 empty] | 632500145500 | 81 | 632500 | 145500
[5 empty] | 633500145500 | 81 | 633500 | 145500
[5 empty] | 634500145500 | 81 | 634500 | 145500
[5 empty] | 635500145500 | 81 | 635500 | 145500
[5 empty] | 636500145500 | 81 | 636500 | 145500
[5 empty] | 637500145500 | 81 | 637500 | 145500
[5 empty] | 623500144500 | 81 | 623500 | 144500
[5 empty] | 624500144500 | 81 | 624500 | 144500
[5 empty] | 625500144500 | 81 | 625500 | 144500
[5 empty] | 626500144500 | 81 | 626500 | 144500
[5 empty] | 627500144500 | 81 | 627500 | 144500
[5 empty] | 628500144500 | 81 | 628500 | 144500
[5 empty] | 629500144500 | 81 | 629500 | 144500
[5 empty] | 630500144500 | 81 | 630500 | 144500
[5 empty] | 631500144500 | 81 | 631500 | 144500
[5 empty] | 632500144500 | 81 | 632500 | 144500
[5 empty] | 633500144500 | 81 | 633500 | 144500
[5 empty] | 634500144500 | 81 | 634500 | 144500
[5 empty] | 635500144500 | 81 | 635500 | 144500
[5 empty] | 636500144500 | 81 | 636500 | 144500
[5 empty] | 637500144500 | 81 | 637500 | 144500
[5 empty] | 624500143500 | 81 | 624500 | 143500
[5 empty] | 625500143500 | 81 | 625500 | 143500
[5 empty] | 626500143500 | 81 | 626500 | 143500
[5 empty] | 627500143500 | 81 | 627500 | 143500
[5 empty] | 628500143500 | 81 | 628500 | 143500
[5 empty] | 629500143500 | 81 | 629500 | 143500
[5 empty] | 630500143500 | 81 | 630500 | 143500
[5 empty] | 631500143500 | 81 | 631500 | 143500
[5 empty] | 632500143500 | 81 | 632500 | 143500
[5 empty] | 633500143500 | 81 | 633500 | 143500
[5 empty] | 634500143500 | 81 | 634500 | 143500
[5 empty] | 635500143500 | 81 | 635500 | 143500
[5 empty] | 636500143500 | 81 | 636500 | 143500
[5 empty] | 623500142500 | 81 | 623500 | 142500
[5 empty] | 624500142500 | 81 | 624500 | 142500
[5 empty] | 625500142500 | 81 | 625500 | 142500
[5 empty] | 626500142500 | 81 | 626500 | 142500
[5 empty] | 627500142500 | 81 | 627500 | 142500
[5 empty] | 628500142500 | 81 | 628500 | 142500
[5 empty] | 629500142500 | 81 | 629500 | 142500
[5 empty] | 630500142500 | 81 | 630500 | 142500
[5 empty] | 631500142500 | 81 | 631500 | 142500
[5 empty] | 632500142500 | 81 | 632500 | 142500
[5 empty] | 633500142500 | 81 | 633500 | 142500
[5 empty] | 634500142500 | 81 | 634500 | 142500
[5 empty] | 635500142500 | 81 | 635500 | 142500
[5 empty] | 636500142500 | 81 | 636500 | 142500
[5 empty] | 622500141500 | 81 | 622500 | 141500
[5 empty] | 623500141500 | 81 | 623500 | 141500
[5 empty] | 624500141500 | 81 | 624500 | 141500
[5 empty] | 625500141500 | 81 | 625500 | 141500
[5 empty] | 626500141500 | 81 | 626500 | 141500
[5 empty] | 627500141500 | 81 | 627500 | 141500
[5 empty] | 628500141500 | 81 | 628500 | 141500
[5 empty] | 629500141500 | 81 | 629500 | 141500
[5 empty] | 630500141500 | 81 | 630500 | 141500
[5 empty] | 631500141500 | 81 | 631500 | 141500
[5 empty] | 632500141500 | 81 | 632500 | 141500
[5 empty] | 633500141500 | 81 | 633500 | 141500
[5 empty] | 634500141500 | 81 | 634500 | 141500
[5 empty] | 623500140500 | 81 | 623500 | 140500
[5 empty] | 624500140500 | 81 | 624500 | 140500
[5 empty] | 625500140500 | 81 | 625500 | 140500
[5 empty] | 626500140500 | 81 | 626500 | 140500
[5 empty] | 627500140500 | 81 | 627500 | 140500
[5 empty] | 628500140500 | 81 | 628500 | 140500
[5 empty] | 629500140500 | 81 | 629500 | 140500
[5 empty] | 630500140500 | 81 | 630500 | 140500
[5 empty] | 631500140500 | 81 | 631500 | 140500
[5 empty] | 632500140500 | 81 | 632500 | 140500
[5 empty] | 624500139500 | 81 | 624500 | 139500
[5 empty] | 625500139500 | 81 | 625500 | 139500
[5 empty] | 626500139500 | 81 | 626500 | 139500
[5 empty] | 627500139500 | 81 | 627500 | 139500
[5 empty] | 628500139500 | 81 | 628500 | 139500
[5 empty] | 629500139500 | 81 | 629500 | 139500
[5 empty] | 630500139500 | 81 | 630500 | 139500
[5 empty] | 631500139500 | 81 | 631500 | 139500
[5 empty] | 632500139500 | 81 | 632500 | 139500
[5 empty] | 633500139500 | 81 | 633500 | 139500
[5 empty] | 624500138500 | 81 | 624500 | 138500
[5 empty] | 625500138500 | 81 | 625500 | 138500
[5 empty] | 626500138500 | 81 | 626500 | 138500
[5 empty] | 627500138500 | 81 | 627500 | 138500
[5 empty] | 628500138500 | 81 | 628500 | 138500
[5 empty] | 629500138500 | 81 | 629500 | 138500
[5 empty] | 391500294500 | 82 | 391500 | 294500
[5 empty] | 394500294500 | 82 | 394500 | 294500
[5 empty] | 391500293500 | 82 | 391500 | 293500
[5 empty] | 392500293500 | 82 | 392500 | 293500
[5 empty] | 393500293500 | 82 | 393500 | 293500
[5 empty] | 394500293500 | 82 | 394500 | 293500
[5 empty] | 390500292500 | 82 | 390500 | 292500
[5 empty] | 391500292500 | 82 | 391500 | 292500
[5 empty] | 392500292500 | 82 | 392500 | 292500
[5 empty] | 393500292500 | 82 | 393500 | 292500
[5 empty] | 394500292500 | 82 | 394500 | 292500
[5 empty] | 390500291500 | 82 | 390500 | 291500
[5 empty] | 391500291500 | 82 | 391500 | 291500
[5 empty] | 392500291500 | 82 | 392500 | 291500
[5 empty] | 393500291500 | 82 | 393500 | 291500
[5 empty] | 394500291500 | 82 | 394500 | 291500
[5 empty] | 388500290500 | 82 | 388500 | 290500
[5 empty] | 389500290500 | 82 | 389500 | 290500
[5 empty] | 390500290500 | 82 | 390500 | 290500
[5 empty] | 391500290500 | 82 | 391500 | 290500
[5 empty] | 392500290500 | 82 | 392500 | 290500
[5 empty] | 393500290500 | 82 | 393500 | 290500
[5 empty] | 394500290500 | 82 | 394500 | 290500
[5 empty] | 395500290500 | 82 | 395500 | 290500
[5 empty] | 387500289500 | 82 | 387500 | 289500
[5 empty] | 388500289500 | 82 | 388500 | 289500
[5 empty] | 389500289500 | 82 | 389500 | 289500
[5 empty] | 390500289500 | 82 | 390500 | 289500
[5 empty] | 391500289500 | 82 | 391500 | 289500
[5 empty] | 392500289500 | 82 | 392500 | 289500
[5 empty] | 393500289500 | 82 | 393500 | 289500
[5 empty] | 394500289500 | 82 | 394500 | 289500
[5 empty] | 395500289500 | 82 | 395500 | 289500
[5 empty] | 388500288500 | 82 | 388500 | 288500
[5 empty] | 389500288500 | 82 | 389500 | 288500
[5 empty] | 390500288500 | 82 | 390500 | 288500
[5 empty] | 391500288500 | 82 | 391500 | 288500
[5 empty] | 392500288500 | 82 | 392500 | 288500
[5 empty] | 393500288500 | 82 | 393500 | 288500
[5 empty] | 394500288500 | 82 | 394500 | 288500
[5 empty] | 388500287500 | 82 | 388500 | 287500
[5 empty] | 389500287500 | 82 | 389500 | 287500
[5 empty] | 390500287500 | 82 | 390500 | 287500
[5 empty] | 391500287500 | 82 | 391500 | 287500
[5 empty] | 392500287500 | 82 | 392500 | 287500
[5 empty] | 393500287500 | 82 | 393500 | 287500
[5 empty] | 394500287500 | 82 | 394500 | 287500
[5 empty] | 395500287500 | 82 | 395500 | 287500
[5 empty] | 388500286500 | 82 | 388500 | 286500
[5 empty] | 389500286500 | 82 | 389500 | 286500
[5 empty] | 390500286500 | 82 | 390500 | 286500
[5 empty] | 391500286500 | 82 | 391500 | 286500
[5 empty] | 392500286500 | 82 | 392500 | 286500
[5 empty] | 393500286500 | 82 | 393500 | 286500
[5 empty] | 394500286500 | 82 | 394500 | 286500
[5 empty] | 398500286500 | 82 | 398500 | 286500
[5 empty] | 388500285500 | 82 | 388500 | 285500
[5 empty] | 389500285500 | 82 | 389500 | 285500
[5 empty] | 390500285500 | 82 | 390500 | 285500
[5 empty] | 391500285500 | 82 | 391500 | 285500
[5 empty] | 392500285500 | 82 | 392500 | 285500
[5 empty] | 393500285500 | 82 | 393500 | 285500
[5 empty] | 397500285500 | 82 | 397500 | 285500
[5 empty] | 398500285500 | 82 | 398500 | 285500
[5 empty] | 388500284500 | 82 | 388500 | 284500
[5 empty] | 389500284500 | 82 | 389500 | 284500
[5 empty] | 390500284500 | 82 | 390500 | 284500
[5 empty] | 391500284500 | 82 | 391500 | 284500
[5 empty] | 392500284500 | 82 | 392500 | 284500
[5 empty] | 393500284500 | 82 | 393500 | 284500
[5 empty] | 394500284500 | 82 | 394500 | 284500
[5 empty] | 395500284500 | 82 | 395500 | 284500
[5 empty] | 396500284500 | 82 | 396500 | 284500
[5 empty] | 397500284500 | 82 | 397500 | 284500
[5 empty] | 398500284500 | 82 | 398500 | 284500
[5 empty] | 388500283500 | 82 | 388500 | 283500
[5 empty] | 389500283500 | 82 | 389500 | 283500
[5 empty] | 390500283500 | 82 | 390500 | 283500
[5 empty] | 391500283500 | 82 | 391500 | 283500
[5 empty] | 392500283500 | 82 | 392500 | 283500
[5 empty] | 393500283500 | 82 | 393500 | 283500
[5 empty] | 394500283500 | 82 | 394500 | 283500
[5 empty] | 395500283500 | 82 | 395500 | 283500
[5 empty] | 396500283500 | 82 | 396500 | 283500
[5 empty] | 397500283500 | 82 | 397500 | 283500
[5 empty] | 398500283500 | 82 | 398500 | 283500
[5 empty] | 388500282500 | 82 | 388500 | 282500
[5 empty] | 389500282500 | 82 | 389500 | 282500
[5 empty] | 390500282500 | 82 | 390500 | 282500
[5 empty] | 391500282500 | 82 | 391500 | 282500
[5 empty] | 392500282500 | 82 | 392500 | 282500
[5 empty] | 394500282500 | 82 | 394500 | 282500
[5 empty] | 395500282500 | 82 | 395500 | 282500
[5 empty] | 396500282500 | 82 | 396500 | 282500
[5 empty] | 397500282500 | 82 | 397500 | 282500
[5 empty] | 398500282500 | 82 | 398500 | 282500
[5 empty] | 389500281500 | 82 | 389500 | 281500
[5 empty] | 390500281500 | 82 | 390500 | 281500
[5 empty] | 554500292500 | 85 | 554500 | 292500
[5 empty] | 555500292500 | 85 | 555500 | 292500
[5 empty] | 556500292500 | 85 | 556500 | 292500
[5 empty] | 557500292500 | 85 | 557500 | 292500
[5 empty] | 551500291500 | 85 | 551500 | 291500
[5 empty] | 552500291500 | 85 | 552500 | 291500
[5 empty] | 553500291500 | 85 | 553500 | 291500
[5 empty] | 554500291500 | 85 | 554500 | 291500
[5 empty] | 555500291500 | 85 | 555500 | 291500
[5 empty] | 556500291500 | 85 | 556500 | 291500
[5 empty] | 557500291500 | 85 | 557500 | 291500
[5 empty] | 558500291500 | 85 | 558500 | 291500
[5 empty] | 559500291500 | 85 | 559500 | 291500
[5 empty] | 560500291500 | 85 | 560500 | 291500
[5 empty] | 551500290500 | 85 | 551500 | 290500
[5 empty] | 552500290500 | 85 | 552500 | 290500
[5 empty] | 553500290500 | 85 | 553500 | 290500
[5 empty] | 554500290500 | 85 | 554500 | 290500
[5 empty] | 555500290500 | 85 | 555500 | 290500
[5 empty] | 556500290500 | 85 | 556500 | 290500
[5 empty] | 557500290500 | 85 | 557500 | 290500
[5 empty] | 558500290500 | 85 | 558500 | 290500
[5 empty] | 559500290500 | 85 | 559500 | 290500
[5 empty] | 560500290500 | 85 | 560500 | 290500
[5 empty] | 550500289500 | 85 | 550500 | 289500
[5 empty] | 551500289500 | 85 | 551500 | 289500
[5 empty] | 552500289500 | 85 | 552500 | 289500
[5 empty] | 553500289500 | 85 | 553500 | 289500
[5 empty] | 554500289500 | 85 | 554500 | 289500
[5 empty] | 555500289500 | 85 | 555500 | 289500
[5 empty] | 556500289500 | 85 | 556500 | 289500
[5 empty] | 557500289500 | 85 | 557500 | 289500
[5 empty] | 558500289500 | 85 | 558500 | 289500
[5 empty] | 559500289500 | 85 | 559500 | 289500
[5 empty] | 560500289500 | 85 | 560500 | 289500
[5 empty] | 561500289500 | 85 | 561500 | 289500
[5 empty] | 549500288500 | 85 | 549500 | 288500
[5 empty] | 550500288500 | 85 | 550500 | 288500
[5 empty] | 551500288500 | 85 | 551500 | 288500
[5 empty] | 552500288500 | 85 | 552500 | 288500
[5 empty] | 553500288500 | 85 | 553500 | 288500
[5 empty] | 554500288500 | 85 | 554500 | 288500
[5 empty] | 555500288500 | 85 | 555500 | 288500
[5 empty] | 556500288500 | 85 | 556500 | 288500
[5 empty] | 557500288500 | 85 | 557500 | 288500
[5 empty] | 558500288500 | 85 | 558500 | 288500
[5 empty] | 559500288500 | 85 | 559500 | 288500
[5 empty] | 560500288500 | 85 | 560500 | 288500
[5 empty] | 561500288500 | 85 | 561500 | 288500
[5 empty] | 562500288500 | 85 | 562500 | 288500
[5 empty] | 548500287500 | 85 | 548500 | 287500
[5 empty] | 549500287500 | 85 | 549500 | 287500
[5 empty] | 550500287500 | 85 | 550500 | 287500
[5 empty] | 551500287500 | 85 | 551500 | 287500
[5 empty] | 552500287500 | 85 | 552500 | 287500
[5 empty] | 553500287500 | 85 | 553500 | 287500
[5 empty] | 554500287500 | 85 | 554500 | 287500
[5 empty] | 555500287500 | 85 | 555500 | 287500
[5 empty] | 556500287500 | 85 | 556500 | 287500
[5 empty] | 557500287500 | 85 | 557500 | 287500
[5 empty] | 558500287500 | 85 | 558500 | 287500
[5 empty] | 559500287500 | 85 | 559500 | 287500
[5 empty] | 560500287500 | 85 | 560500 | 287500
[5 empty] | 561500287500 | 85 | 561500 | 287500
[5 empty] | 562500287500 | 85 | 562500 | 287500
[5 empty] | 563500287500 | 85 | 563500 | 287500
[5 empty] | 548500286500 | 85 | 548500 | 286500
[5 empty] | 549500286500 | 85 | 549500 | 286500
[5 empty] | 550500286500 | 85 | 550500 | 286500
[5 empty] | 551500286500 | 85 | 551500 | 286500
[5 empty] | 552500286500 | 85 | 552500 | 286500
[5 empty] | 553500286500 | 85 | 553500 | 286500
[5 empty] | 554500286500 | 85 | 554500 | 286500
[5 empty] | 555500286500 | 85 | 555500 | 286500
[5 empty] | 556500286500 | 85 | 556500 | 286500
[5 empty] | 557500286500 | 85 | 557500 | 286500
[5 empty] | 558500286500 | 85 | 558500 | 286500
[5 empty] | 559500286500 | 85 | 559500 | 286500
[5 empty] | 560500286500 | 85 | 560500 | 286500
[5 empty] | 561500286500 | 85 | 561500 | 286500
[5 empty] | 562500286500 | 85 | 562500 | 286500
[5 empty] | 563500286500 | 85 | 563500 | 286500
[5 empty] | 564500286500 | 85 | 564500 | 286500
[5 empty] | 547500285500 | 85 | 547500 | 285500
[5 empty] | 548500285500 | 85 | 548500 | 285500
[5 empty] | 549500285500 | 85 | 549500 | 285500
[5 empty] | 550500285500 | 85 | 550500 | 285500
[5 empty] | 551500285500 | 85 | 551500 | 285500
[5 empty] | 552500285500 | 85 | 552500 | 285500
[5 empty] | 553500285500 | 85 | 553500 | 285500
[5 empty] | 554500285500 | 85 | 554500 | 285500
[5 empty] | 555500285500 | 85 | 555500 | 285500
[5 empty] | 556500285500 | 85 | 556500 | 285500
[5 empty] | 557500285500 | 85 | 557500 | 285500
[5 empty] | 558500285500 | 85 | 558500 | 285500
[5 empty] | 559500285500 | 85 | 559500 | 285500
[5 empty] | 560500285500 | 85 | 560500 | 285500
[5 empty] | 561500285500 | 85 | 561500 | 285500
[5 empty] | 562500285500 | 85 | 562500 | 285500
[5 empty] | 563500285500 | 85 | 563500 | 285500
[5 empty] | 564500285500 | 85 | 564500 | 285500
[5 empty] | 546500284500 | 85 | 546500 | 284500
[5 empty] | 547500284500 | 85 | 547500 | 284500
[5 empty] | 548500284500 | 85 | 548500 | 284500
[5 empty] | 549500284500 | 85 | 549500 | 284500
[5 empty] | 550500284500 | 85 | 550500 | 284500
[5 empty] | 551500284500 | 85 | 551500 | 284500
[5 empty] | 552500284500 | 85 | 552500 | 284500
[5 empty] | 553500284500 | 85 | 553500 | 284500
[5 empty] | 554500284500 | 85 | 554500 | 284500
[5 empty] | 555500284500 | 85 | 555500 | 284500
[5 empty] | 556500284500 | 85 | 556500 | 284500
[5 empty] | 557500284500 | 85 | 557500 | 284500
[5 empty] | 558500284500 | 85 | 558500 | 284500
[5 empty] | 559500284500 | 85 | 559500 | 284500
[5 empty] | 560500284500 | 85 | 560500 | 284500
[5 empty] | 561500284500 | 85 | 561500 | 284500
[5 empty] | 562500284500 | 85 | 562500 | 284500
[5 empty] | 563500284500 | 85 | 563500 | 284500
[5 empty] | 564500284500 | 85 | 564500 | 284500
[5 empty] | 545500283500 | 85 | 545500 | 283500
[5 empty] | 546500283500 | 85 | 546500 | 283500
[5 empty] | 547500283500 | 85 | 547500 | 283500
[5 empty] | 548500283500 | 85 | 548500 | 283500
[5 empty] | 549500283500 | 85 | 549500 | 283500
[5 empty] | 550500283500 | 85 | 550500 | 283500
[5 empty] | 551500283500 | 85 | 551500 | 283500
[5 empty] | 552500283500 | 85 | 552500 | 283500
[5 empty] | 553500283500 | 85 | 553500 | 283500
[5 empty] | 554500283500 | 85 | 554500 | 283500
[5 empty] | 555500283500 | 85 | 555500 | 283500
[5 empty] | 556500283500 | 85 | 556500 | 283500
[5 empty] | 557500283500 | 85 | 557500 | 283500
[5 empty] | 558500283500 | 85 | 558500 | 283500
[5 empty] | 559500283500 | 85 | 559500 | 283500
[5 empty] | 560500283500 | 85 | 560500 | 283500
[5 empty] | 561500283500 | 85 | 561500 | 283500
[5 empty] | 562500283500 | 85 | 562500 | 283500
[5 empty] | 563500283500 | 85 | 563500 | 283500
[5 empty] | 541500282500 | 85 | 541500 | 282500
[5 empty] | 542500282500 | 85 | 542500 | 282500
[5 empty] | 543500282500 | 85 | 543500 | 282500
[5 empty] | 544500282500 | 85 | 544500 | 282500
[5 empty] | 545500282500 | 85 | 545500 | 282500
[5 empty] | 546500282500 | 85 | 546500 | 282500
[5 empty] | 547500282500 | 85 | 547500 | 282500
[5 empty] | 548500282500 | 85 | 548500 | 282500
[5 empty] | 549500282500 | 85 | 549500 | 282500
[5 empty] | 550500282500 | 85 | 550500 | 282500
[5 empty] | 551500282500 | 85 | 551500 | 282500
[5 empty] | 552500282500 | 85 | 552500 | 282500
[5 empty] | 553500282500 | 85 | 553500 | 282500
[5 empty] | 554500282500 | 85 | 554500 | 282500
[5 empty] | 555500282500 | 85 | 555500 | 282500
[5 empty] | 556500282500 | 85 | 556500 | 282500
[5 empty] | 557500282500 | 85 | 557500 | 282500
[5 empty] | 558500282500 | 85 | 558500 | 282500
[5 empty] | 559500282500 | 85 | 559500 | 282500
[5 empty] | 560500282500 | 85 | 560500 | 282500
[5 empty] | 561500282500 | 85 | 561500 | 282500
[5 empty] | 562500282500 | 85 | 562500 | 282500
[5 empty] | 539500281500 | 85 | 539500 | 281500
[5 empty] | 540500281500 | 85 | 540500 | 281500
[5 empty] | 541500281500 | 85 | 541500 | 281500
[5 empty] | 542500281500 | 85 | 542500 | 281500
[5 empty] | 543500281500 | 85 | 543500 | 281500
[5 empty] | 544500281500 | 85 | 544500 | 281500
[5 empty] | 545500281500 | 85 | 545500 | 281500
[5 empty] | 546500281500 | 85 | 546500 | 281500
[5 empty] | 547500281500 | 85 | 547500 | 281500
[5 empty] | 548500281500 | 85 | 548500 | 281500
[5 empty] | 549500281500 | 85 | 549500 | 281500
[5 empty] | 550500281500 | 85 | 550500 | 281500
[5 empty] | 551500281500 | 85 | 551500 | 281500
[5 empty] | 552500281500 | 85 | 552500 | 281500
[5 empty] | 553500281500 | 85 | 553500 | 281500
[5 empty] | 554500281500 | 85 | 554500 | 281500
[5 empty] | 555500281500 | 85 | 555500 | 281500
[5 empty] | 556500281500 | 85 | 556500 | 281500
[5 empty] | 557500281500 | 85 | 557500 | 281500
[5 empty] | 558500281500 | 85 | 558500 | 281500
[5 empty] | 559500281500 | 85 | 559500 | 281500
[5 empty] | 560500281500 | 85 | 560500 | 281500
[5 empty] | 561500281500 | 85 | 561500 | 281500
[5 empty] | 540500280500 | 85 | 540500 | 280500
[5 empty] | 541500280500 | 85 | 541500 | 280500
[5 empty] | 542500280500 | 85 | 542500 | 280500
[5 empty] | 543500280500 | 85 | 543500 | 280500
[5 empty] | 544500280500 | 85 | 544500 | 280500
[5 empty] | 545500280500 | 85 | 545500 | 280500
[5 empty] | 546500280500 | 85 | 546500 | 280500
[5 empty] | 547500280500 | 85 | 547500 | 280500
[5 empty] | 548500280500 | 85 | 548500 | 280500
[5 empty] | 549500280500 | 85 | 549500 | 280500
[5 empty] | 550500280500 | 85 | 550500 | 280500
[5 empty] | 551500280500 | 85 | 551500 | 280500
[5 empty] | 552500280500 | 85 | 552500 | 280500
[5 empty] | 553500280500 | 85 | 553500 | 280500
[5 empty] | 554500280500 | 85 | 554500 | 280500
[5 empty] | 555500280500 | 85 | 555500 | 280500
[5 empty] | 556500280500 | 85 | 556500 | 280500
[5 empty] | 557500280500 | 85 | 557500 | 280500
[5 empty] | 558500280500 | 85 | 558500 | 280500
[5 empty] | 559500280500 | 85 | 559500 | 280500
[5 empty] | 560500280500 | 85 | 560500 | 280500
[5 empty] | 561500280500 | 85 | 561500 | 280500
[5 empty] | 540500279500 | 85 | 540500 | 279500
[5 empty] | 541500279500 | 85 | 541500 | 279500
[5 empty] | 542500279500 | 85 | 542500 | 279500
[5 empty] | 543500279500 | 85 | 543500 | 279500
[5 empty] | 544500279500 | 85 | 544500 | 279500
[5 empty] | 545500279500 | 85 | 545500 | 279500
[5 empty] | 546500279500 | 85 | 546500 | 279500
[5 empty] | 547500279500 | 85 | 547500 | 279500
[5 empty] | 548500279500 | 85 | 548500 | 279500
[5 empty] | 549500279500 | 85 | 549500 | 279500
[5 empty] | 550500279500 | 85 | 550500 | 279500
[5 empty] | 551500279500 | 85 | 551500 | 279500
[5 empty] | 552500279500 | 85 | 552500 | 279500
[5 empty] | 553500279500 | 85 | 553500 | 279500
[5 empty] | 554500279500 | 85 | 554500 | 279500
[5 empty] | 555500279500 | 85 | 555500 | 279500
[5 empty] | 556500279500 | 85 | 556500 | 279500
[5 empty] | 557500279500 | 85 | 557500 | 279500
[5 empty] | 558500279500 | 85 | 558500 | 279500
[5 empty] | 559500279500 | 85 | 559500 | 279500
[5 empty] | 560500279500 | 85 | 560500 | 279500
[5 empty] | 561500279500 | 85 | 561500 | 279500
[5 empty] | 562500279500 | 85 | 562500 | 279500
[5 empty] | 539500278500 | 85 | 539500 | 278500
[5 empty] | 540500278500 | 85 | 540500 | 278500
[5 empty] | 541500278500 | 85 | 541500 | 278500
[5 empty] | 542500278500 | 85 | 542500 | 278500
[5 empty] | 543500278500 | 85 | 543500 | 278500
[5 empty] | 544500278500 | 85 | 544500 | 278500
[5 empty] | 545500278500 | 85 | 545500 | 278500
[5 empty] | 546500278500 | 85 | 546500 | 278500
[5 empty] | 547500278500 | 85 | 547500 | 278500
[5 empty] | 548500278500 | 85 | 548500 | 278500
[5 empty] | 549500278500 | 85 | 549500 | 278500
[5 empty] | 550500278500 | 85 | 550500 | 278500
[5 empty] | 551500278500 | 85 | 551500 | 278500
[5 empty] | 552500278500 | 85 | 552500 | 278500
[5 empty] | 553500278500 | 85 | 553500 | 278500
[5 empty] | 554500278500 | 85 | 554500 | 278500
[5 empty] | 555500278500 | 85 | 555500 | 278500
[5 empty] | 556500278500 | 85 | 556500 | 278500
[5 empty] | 557500278500 | 85 | 557500 | 278500
[5 empty] | 558500278500 | 85 | 558500 | 278500
[5 empty] | 559500278500 | 85 | 559500 | 278500
[5 empty] | 560500278500 | 85 | 560500 | 278500
[5 empty] | 561500278500 | 85 | 561500 | 278500
[5 empty] | 562500278500 | 85 | 562500 | 278500
[5 empty] | 539500277500 | 85 | 539500 | 277500
[5 empty] | 540500277500 | 85 | 540500 | 277500
[5 empty] | 541500277500 | 85 | 541500 | 277500
[5 empty] | 542500277500 | 85 | 542500 | 277500
[5 empty] | 543500277500 | 85 | 543500 | 277500
[5 empty] | 544500277500 | 85 | 544500 | 277500
[5 empty] | 545500277500 | 85 | 545500 | 277500
[5 empty] | 546500277500 | 85 | 546500 | 277500
[5 empty] | 547500277500 | 85 | 547500 | 277500
[5 empty] | 548500277500 | 85 | 548500 | 277500
[5 empty] | 549500277500 | 85 | 549500 | 277500
[5 empty] | 550500277500 | 85 | 550500 | 277500
[5 empty] | 551500277500 | 85 | 551500 | 277500
[5 empty] | 552500277500 | 85 | 552500 | 277500
[5 empty] | 553500277500 | 85 | 553500 | 277500
[5 empty] | 554500277500 | 85 | 554500 | 277500
[5 empty] | 555500277500 | 85 | 555500 | 277500
[5 empty] | 556500277500 | 85 | 556500 | 277500
[5 empty] | 557500277500 | 85 | 557500 | 277500
[5 empty] | 558500277500 | 85 | 558500 | 277500
[5 empty] | 559500277500 | 85 | 559500 | 277500
[5 empty] | 560500277500 | 85 | 560500 | 277500
[5 empty] | 561500277500 | 85 | 561500 | 277500
[5 empty] | 562500277500 | 85 | 562500 | 277500
[5 empty] | 563500277500 | 85 | 563500 | 277500
[5 empty] | 539500276500 | 85 | 539500 | 276500
[5 empty] | 540500276500 | 85 | 540500 | 276500
[5 empty] | 541500276500 | 85 | 541500 | 276500
[5 empty] | 542500276500 | 85 | 542500 | 276500
[5 empty] | 543500276500 | 85 | 543500 | 276500
[5 empty] | 544500276500 | 85 | 544500 | 276500
[5 empty] | 545500276500 | 85 | 545500 | 276500
[5 empty] | 546500276500 | 85 | 546500 | 276500
[5 empty] | 547500276500 | 85 | 547500 | 276500
[5 empty] | 548500276500 | 85 | 548500 | 276500
[5 empty] | 549500276500 | 85 | 549500 | 276500
[5 empty] | 550500276500 | 85 | 550500 | 276500
[5 empty] | 551500276500 | 85 | 551500 | 276500
[5 empty] | 552500276500 | 85 | 552500 | 276500
[5 empty] | 553500276500 | 85 | 553500 | 276500
[5 empty] | 554500276500 | 85 | 554500 | 276500
[5 empty] | 555500276500 | 85 | 555500 | 276500
[5 empty] | 556500276500 | 85 | 556500 | 276500
[5 empty] | 557500276500 | 85 | 557500 | 276500
[5 empty] | 558500276500 | 85 | 558500 | 276500
[5 empty] | 559500276500 | 85 | 559500 | 276500
[5 empty] | 560500276500 | 85 | 560500 | 276500
[5 empty] | 561500276500 | 85 | 561500 | 276500
[5 empty] | 562500276500 | 85 | 562500 | 276500
[5 empty] | 563500276500 | 85 | 563500 | 276500
[5 empty] | 540500275500 | 85 | 540500 | 275500
[5 empty] | 541500275500 | 85 | 541500 | 275500
[5 empty] | 542500275500 | 85 | 542500 | 275500
[5 empty] | 543500275500 | 85 | 543500 | 275500
[5 empty] | 544500275500 | 85 | 544500 | 275500
[5 empty] | 545500275500 | 85 | 545500 | 275500
[5 empty] | 546500275500 | 85 | 546500 | 275500
[5 empty] | 547500275500 | 85 | 547500 | 275500
[5 empty] | 548500275500 | 85 | 548500 | 275500
[5 empty] | 549500275500 | 85 | 549500 | 275500
[5 empty] | 550500275500 | 85 | 550500 | 275500
[5 empty] | 551500275500 | 85 | 551500 | 275500
[5 empty] | 552500275500 | 85 | 552500 | 275500
[5 empty] | 553500275500 | 85 | 553500 | 275500
[5 empty] | 554500275500 | 85 | 554500 | 275500
[5 empty] | 555500275500 | 85 | 555500 | 275500
[5 empty] | 556500275500 | 85 | 556500 | 275500
[5 empty] | 557500275500 | 85 | 557500 | 275500
[5 empty] | 558500275500 | 85 | 558500 | 275500
[5 empty] | 559500275500 | 85 | 559500 | 275500
[5 empty] | 560500275500 | 85 | 560500 | 275500
[5 empty] | 561500275500 | 85 | 561500 | 275500
[5 empty] | 562500275500 | 85 | 562500 | 275500
[5 empty] | 563500275500 | 85 | 563500 | 275500
[5 empty] | 564500275500 | 85 | 564500 | 275500
[5 empty] | 540500274500 | 85 | 540500 | 274500
[5 empty] | 541500274500 | 85 | 541500 | 274500
[5 empty] | 542500274500 | 85 | 542500 | 274500
[5 empty] | 543500274500 | 85 | 543500 | 274500
[5 empty] | 544500274500 | 85 | 544500 | 274500
[5 empty] | 545500274500 | 85 | 545500 | 274500
[5 empty] | 546500274500 | 85 | 546500 | 274500
[5 empty] | 547500274500 | 85 | 547500 | 274500
[5 empty] | 548500274500 | 85 | 548500 | 274500
[5 empty] | 549500274500 | 85 | 549500 | 274500
[5 empty] | 550500274500 | 85 | 550500 | 274500
[5 empty] | 551500274500 | 85 | 551500 | 274500
[5 empty] | 552500274500 | 85 | 552500 | 274500
[5 empty] | 553500274500 | 85 | 553500 | 274500
[5 empty] | 554500274500 | 85 | 554500 | 274500
[5 empty] | 555500274500 | 85 | 555500 | 274500
[5 empty] | 556500274500 | 85 | 556500 | 274500
[5 empty] | 557500274500 | 85 | 557500 | 274500
[5 empty] | 558500274500 | 85 | 558500 | 274500
[5 empty] | 559500274500 | 85 | 559500 | 274500
[5 empty] | 560500274500 | 85 | 560500 | 274500
[5 empty] | 561500274500 | 85 | 561500 | 274500
[5 empty] | 562500274500 | 85 | 562500 | 274500
[5 empty] | 563500274500 | 85 | 563500 | 274500
[5 empty] | 564500274500 | 85 | 564500 | 274500
[5 empty] | 565500274500 | 85 | 565500 | 274500
[5 empty] | 541500273500 | 85 | 541500 | 273500
[5 empty] | 542500273500 | 85 | 542500 | 273500
[5 empty] | 543500273500 | 85 | 543500 | 273500
[5 empty] | 544500273500 | 85 | 544500 | 273500
[5 empty] | 545500273500 | 85 | 545500 | 273500
[5 empty] | 546500273500 | 85 | 546500 | 273500
[5 empty] | 547500273500 | 85 | 547500 | 273500
[5 empty] | 548500273500 | 85 | 548500 | 273500
[5 empty] | 549500273500 | 85 | 549500 | 273500
[5 empty] | 550500273500 | 85 | 550500 | 273500
[5 empty] | 551500273500 | 85 | 551500 | 273500
[5 empty] | 552500273500 | 85 | 552500 | 273500
[5 empty] | 553500273500 | 85 | 553500 | 273500
[5 empty] | 554500273500 | 85 | 554500 | 273500
[5 empty] | 555500273500 | 85 | 555500 | 273500
[5 empty] | 556500273500 | 85 | 556500 | 273500
[5 empty] | 557500273500 | 85 | 557500 | 273500
[5 empty] | 558500273500 | 85 | 558500 | 273500
[5 empty] | 559500273500 | 85 | 559500 | 273500
[5 empty] | 560500273500 | 85 | 560500 | 273500
[5 empty] | 561500273500 | 85 | 561500 | 273500
[5 empty] | 562500273500 | 85 | 562500 | 273500
[5 empty] | 563500273500 | 85 | 563500 | 273500
[5 empty] | 564500273500 | 85 | 564500 | 273500
[5 empty] | 565500273500 | 85 | 565500 | 273500
[5 empty] | 543500272500 | 85 | 543500 | 272500
[5 empty] | 544500272500 | 85 | 544500 | 272500
[5 empty] | 545500272500 | 85 | 545500 | 272500
[5 empty] | 546500272500 | 85 | 546500 | 272500
[5 empty] | 547500272500 | 85 | 547500 | 272500
[5 empty] | 548500272500 | 85 | 548500 | 272500
[5 empty] | 549500272500 | 85 | 549500 | 272500
[5 empty] | 550500272500 | 85 | 550500 | 272500
[5 empty] | 551500272500 | 85 | 551500 | 272500
[5 empty] | 552500272500 | 85 | 552500 | 272500
[5 empty] | 553500272500 | 85 | 553500 | 272500
[5 empty] | 554500272500 | 85 | 554500 | 272500
[5 empty] | 555500272500 | 85 | 555500 | 272500
[5 empty] | 556500272500 | 85 | 556500 | 272500
[5 empty] | 557500272500 | 85 | 557500 | 272500
[5 empty] | 558500272500 | 85 | 558500 | 272500
[5 empty] | 559500272500 | 85 | 559500 | 272500
[5 empty] | 560500272500 | 85 | 560500 | 272500
[5 empty] | 561500272500 | 85 | 561500 | 272500
[5 empty] | 562500272500 | 85 | 562500 | 272500
[5 empty] | 563500272500 | 85 | 563500 | 272500
[5 empty] | 564500272500 | 85 | 564500 | 272500
[5 empty] | 565500272500 | 85 | 565500 | 272500
[5 empty] | 547500271500 | 85 | 547500 | 271500
[5 empty] | 548500271500 | 85 | 548500 | 271500
[5 empty] | 550500271500 | 85 | 550500 | 271500
[5 empty] | 551500271500 | 85 | 551500 | 271500
[5 empty] | 553500271500 | 85 | 553500 | 271500
[5 empty] | 554500271500 | 85 | 554500 | 271500
[5 empty] | 555500271500 | 85 | 555500 | 271500
[5 empty] | 556500271500 | 85 | 556500 | 271500
[5 empty] | 557500271500 | 85 | 557500 | 271500
[5 empty] | 558500271500 | 85 | 558500 | 271500
[5 empty] | 559500271500 | 85 | 559500 | 271500
[5 empty] | 560500271500 | 85 | 560500 | 271500
[5 empty] | 561500271500 | 85 | 561500 | 271500
[5 empty] | 562500271500 | 85 | 562500 | 271500
[5 empty] | 563500271500 | 85 | 563500 | 271500
[5 empty] | 564500271500 | 85 | 564500 | 271500
[5 empty] | 565500271500 | 85 | 565500 | 271500
[5 empty] | 566500271500 | 85 | 566500 | 271500
[5 empty] | 553500270500 | 85 | 553500 | 270500
[5 empty] | 554500270500 | 85 | 554500 | 270500
[5 empty] | 555500270500 | 85 | 555500 | 270500
[5 empty] | 556500270500 | 85 | 556500 | 270500
[5 empty] | 557500270500 | 85 | 557500 | 270500
[5 empty] | 558500270500 | 85 | 558500 | 270500
[5 empty] | 559500270500 | 85 | 559500 | 270500
[5 empty] | 560500270500 | 85 | 560500 | 270500
[5 empty] | 561500270500 | 85 | 561500 | 270500
[5 empty] | 562500270500 | 85 | 562500 | 270500
[5 empty] | 563500270500 | 85 | 563500 | 270500
[5 empty] | 564500270500 | 85 | 564500 | 270500
[5 empty] | 565500270500 | 85 | 565500 | 270500
[5 empty] | 566500270500 | 85 | 566500 | 270500
[5 empty] | 567500270500 | 85 | 567500 | 270500
[5 empty] | 553500269500 | 85 | 553500 | 269500
[5 empty] | 554500269500 | 85 | 554500 | 269500
[5 empty] | 555500269500 | 85 | 555500 | 269500
[5 empty] | 556500269500 | 85 | 556500 | 269500
[5 empty] | 557500269500 | 85 | 557500 | 269500
[5 empty] | 558500269500 | 85 | 558500 | 269500
[5 empty] | 559500269500 | 85 | 559500 | 269500
[5 empty] | 560500269500 | 85 | 560500 | 269500
[5 empty] | 561500269500 | 85 | 561500 | 269500
[5 empty] | 562500269500 | 85 | 562500 | 269500
[5 empty] | 563500269500 | 85 | 563500 | 269500
[5 empty] | 564500269500 | 85 | 564500 | 269500
[5 empty] | 565500269500 | 85 | 565500 | 269500
[5 empty] | 566500269500 | 85 | 566500 | 269500
[5 empty] | 567500269500 | 85 | 567500 | 269500
[5 empty] | 568500269500 | 85 | 568500 | 269500
[5 empty] | 569500269500 | 85 | 569500 | 269500
[5 empty] | 553500268500 | 85 | 553500 | 268500
[5 empty] | 554500268500 | 85 | 554500 | 268500
[5 empty] | 555500268500 | 85 | 555500 | 268500
[5 empty] | 556500268500 | 85 | 556500 | 268500
[5 empty] | 557500268500 | 85 | 557500 | 268500
[5 empty] | 558500268500 | 85 | 558500 | 268500
[5 empty] | 559500268500 | 85 | 559500 | 268500
[5 empty] | 560500268500 | 85 | 560500 | 268500
[5 empty] | 563500268500 | 85 | 563500 | 268500
[5 empty] | 564500268500 | 85 | 564500 | 268500
[5 empty] | 565500268500 | 85 | 565500 | 268500
[5 empty] | 566500268500 | 85 | 566500 | 268500
[5 empty] | 567500268500 | 85 | 567500 | 268500
[5 empty] | 568500268500 | 85 | 568500 | 268500
[5 empty] | 569500268500 | 85 | 569500 | 268500
[5 empty] | 570500268500 | 85 | 570500 | 268500
[5 empty] | 552500267500 | 85 | 552500 | 267500
[5 empty] | 553500267500 | 85 | 553500 | 267500
[5 empty] | 554500267500 | 85 | 554500 | 267500
[5 empty] | 555500267500 | 85 | 555500 | 267500
[5 empty] | 556500267500 | 85 | 556500 | 267500
[5 empty] | 557500267500 | 85 | 557500 | 267500
[5 empty] | 558500267500 | 85 | 558500 | 267500
[5 empty] | 559500267500 | 85 | 559500 | 267500
[5 empty] | 560500267500 | 85 | 560500 | 267500
[5 empty] | 563500267500 | 85 | 563500 | 267500
[5 empty] | 564500267500 | 85 | 564500 | 267500
[5 empty] | 565500267500 | 85 | 565500 | 267500
[5 empty] | 566500267500 | 85 | 566500 | 267500
[5 empty] | 567500267500 | 85 | 567500 | 267500
[5 empty] | 568500267500 | 85 | 568500 | 267500
[5 empty] | 569500267500 | 85 | 569500 | 267500
[5 empty] | 552500266500 | 85 | 552500 | 266500
[5 empty] | 553500266500 | 85 | 553500 | 266500
[5 empty] | 554500266500 | 85 | 554500 | 266500
[5 empty] | 555500266500 | 85 | 555500 | 266500
[5 empty] | 556500266500 | 85 | 556500 | 266500
[5 empty] | 557500266500 | 85 | 557500 | 266500
[5 empty] | 558500266500 | 85 | 558500 | 266500
[5 empty] | 559500266500 | 85 | 559500 | 266500
[5 empty] | 564500266500 | 85 | 564500 | 266500
[5 empty] | 565500266500 | 85 | 565500 | 266500
[5 empty] | 566500266500 | 85 | 566500 | 266500
[5 empty] | 567500266500 | 85 | 567500 | 266500
[5 empty] | 568500266500 | 85 | 568500 | 266500
[5 empty] | 569500266500 | 85 | 569500 | 266500
[5 empty] | 551500265500 | 85 | 551500 | 265500
[5 empty] | 552500265500 | 85 | 552500 | 265500
[5 empty] | 553500265500 | 85 | 553500 | 265500
[5 empty] | 554500265500 | 85 | 554500 | 265500
[5 empty] | 555500265500 | 85 | 555500 | 265500
[5 empty] | 556500265500 | 85 | 556500 | 265500
[5 empty] | 557500265500 | 85 | 557500 | 265500
[5 empty] | 558500265500 | 85 | 558500 | 265500
[5 empty] | 559500265500 | 85 | 559500 | 265500
[5 empty] | 565500265500 | 85 | 565500 | 265500
[5 empty] | 566500265500 | 85 | 566500 | 265500
[5 empty] | 551500264500 | 85 | 551500 | 264500
[5 empty] | 552500264500 | 85 | 552500 | 264500
[5 empty] | 553500264500 | 85 | 553500 | 264500
[5 empty] | 554500264500 | 85 | 554500 | 264500
[5 empty] | 555500264500 | 85 | 555500 | 264500
[5 empty] | 556500264500 | 85 | 556500 | 264500
[5 empty] | 557500264500 | 85 | 557500 | 264500
[5 empty] | 558500264500 | 85 | 558500 | 264500
[5 empty] | 559500264500 | 85 | 559500 | 264500
[5 empty] | 560500264500 | 85 | 560500 | 264500
[5 empty] | 551500263500 | 85 | 551500 | 263500
[5 empty] | 552500263500 | 85 | 552500 | 263500
[5 empty] | 553500263500 | 85 | 553500 | 263500
[5 empty] | 554500263500 | 85 | 554500 | 263500
[5 empty] | 555500263500 | 85 | 555500 | 263500
[5 empty] | 556500263500 | 85 | 556500 | 263500
[5 empty] | 557500263500 | 85 | 557500 | 263500
[5 empty] | 558500263500 | 85 | 558500 | 263500
[5 empty] | 559500263500 | 85 | 559500 | 263500
[5 empty] | 560500263500 | 85 | 560500 | 263500
[5 empty] | 565500263500 | 85 | 565500 | 263500
[5 empty] | 566500263500 | 85 | 566500 | 263500
[5 empty] | 567500263500 | 85 | 567500 | 263500
[5 empty] | 552500262500 | 85 | 552500 | 262500
[5 empty] | 553500262500 | 85 | 553500 | 262500
[5 empty] | 554500262500 | 85 | 554500 | 262500
[5 empty] | 555500262500 | 85 | 555500 | 262500
[5 empty] | 556500262500 | 85 | 556500 | 262500
[5 empty] | 557500262500 | 85 | 557500 | 262500
[5 empty] | 558500262500 | 85 | 558500 | 262500
[5 empty] | 559500262500 | 85 | 559500 | 262500
[5 empty] | 560500262500 | 85 | 560500 | 262500
[5 empty] | 564500262500 | 85 | 564500 | 262500
[5 empty] | 565500262500 | 85 | 565500 | 262500
[5 empty] | 566500262500 | 85 | 566500 | 262500
[5 empty] | 567500262500 | 85 | 567500 | 262500
[5 empty] | 568500262500 | 85 | 568500 | 262500
[5 empty] | 569500262500 | 85 | 569500 | 262500
[5 empty] | 570500262500 | 85 | 570500 | 262500
[5 empty] | 552500261500 | 85 | 552500 | 261500
[5 empty] | 553500261500 | 85 | 553500 | 261500
[5 empty] | 554500261500 | 85 | 554500 | 261500
[5 empty] | 555500261500 | 85 | 555500 | 261500
[5 empty] | 556500261500 | 85 | 556500 | 261500
[5 empty] | 557500261500 | 85 | 557500 | 261500
[5 empty] | 558500261500 | 85 | 558500 | 261500
[5 empty] | 559500261500 | 85 | 559500 | 261500
[5 empty] | 560500261500 | 85 | 560500 | 261500
[5 empty] | 561500261500 | 85 | 561500 | 261500
[5 empty] | 562500261500 | 85 | 562500 | 261500
[5 empty] | 563500261500 | 85 | 563500 | 261500
[5 empty] | 564500261500 | 85 | 564500 | 261500
[5 empty] | 565500261500 | 85 | 565500 | 261500
[5 empty] | 566500261500 | 85 | 566500 | 261500
[5 empty] | 567500261500 | 85 | 567500 | 261500
[5 empty] | 568500261500 | 85 | 568500 | 261500
[5 empty] | 569500261500 | 85 | 569500 | 261500
[5 empty] | 570500261500 | 85 | 570500 | 261500
[5 empty] | 571500261500 | 85 | 571500 | 261500
[5 empty] | 554500260500 | 85 | 554500 | 260500
[5 empty] | 555500260500 | 85 | 555500 | 260500
[5 empty] | 556500260500 | 85 | 556500 | 260500
[5 empty] | 557500260500 | 85 | 557500 | 260500
[5 empty] | 558500260500 | 85 | 558500 | 260500
[5 empty] | 559500260500 | 85 | 559500 | 260500
[5 empty] | 560500260500 | 85 | 560500 | 260500
[5 empty] | 561500260500 | 85 | 561500 | 260500
[5 empty] | 562500260500 | 85 | 562500 | 260500
[5 empty] | 563500260500 | 85 | 563500 | 260500
[5 empty] | 564500260500 | 85 | 564500 | 260500
[5 empty] | 565500260500 | 85 | 565500 | 260500
[5 empty] | 566500260500 | 85 | 566500 | 260500
[5 empty] | 567500260500 | 85 | 567500 | 260500
[5 empty] | 568500260500 | 85 | 568500 | 260500
[5 empty] | 569500260500 | 85 | 569500 | 260500
[5 empty] | 570500260500 | 85 | 570500 | 260500
[5 empty] | 571500260500 | 85 | 571500 | 260500
[5 empty] | 555500259500 | 85 | 555500 | 259500
[5 empty] | 556500259500 | 85 | 556500 | 259500
[5 empty] | 557500259500 | 85 | 557500 | 259500
[5 empty] | 558500259500 | 85 | 558500 | 259500
[5 empty] | 559500259500 | 85 | 559500 | 259500
[5 empty] | 560500259500 | 85 | 560500 | 259500
[5 empty] | 561500259500 | 85 | 561500 | 259500
[5 empty] | 562500259500 | 85 | 562500 | 259500
[5 empty] | 563500259500 | 85 | 563500 | 259500
[5 empty] | 564500259500 | 85 | 564500 | 259500
[5 empty] | 565500259500 | 85 | 565500 | 259500
[5 empty] | 566500259500 | 85 | 566500 | 259500
[5 empty] | 567500259500 | 85 | 567500 | 259500
[5 empty] | 568500259500 | 85 | 568500 | 259500
[5 empty] | 569500259500 | 85 | 569500 | 259500
[5 empty] | 570500259500 | 85 | 570500 | 259500
[5 empty] | 556500258500 | 85 | 556500 | 258500
[5 empty] | 557500258500 | 85 | 557500 | 258500
[5 empty] | 558500258500 | 85 | 558500 | 258500
[5 empty] | 559500258500 | 85 | 559500 | 258500
[5 empty] | 560500258500 | 85 | 560500 | 258500
[5 empty] | 561500258500 | 85 | 561500 | 258500
[5 empty] | 562500258500 | 85 | 562500 | 258500
[5 empty] | 563500258500 | 85 | 563500 | 258500
[5 empty] | 564500258500 | 85 | 564500 | 258500
[5 empty] | 565500258500 | 85 | 565500 | 258500
[5 empty] | 566500258500 | 85 | 566500 | 258500
[5 empty] | 567500258500 | 85 | 567500 | 258500
[5 empty] | 568500258500 | 85 | 568500 | 258500
[5 empty] | 569500258500 | 85 | 569500 | 258500
[5 empty] | 570500258500 | 85 | 570500 | 258500
[5 empty] | 558500257500 | 85 | 558500 | 257500
[5 empty] | 559500257500 | 85 | 559500 | 257500
[5 empty] | 560500257500 | 85 | 560500 | 257500
[5 empty] | 561500257500 | 85 | 561500 | 257500
[5 empty] | 562500257500 | 85 | 562500 | 257500
[5 empty] | 563500257500 | 85 | 563500 | 257500
[5 empty] | 564500257500 | 85 | 564500 | 257500
[5 empty] | 565500257500 | 85 | 565500 | 257500
[5 empty] | 566500257500 | 85 | 566500 | 257500
[5 empty] | 567500257500 | 85 | 567500 | 257500
[5 empty] | 568500257500 | 85 | 568500 | 257500
[5 empty] | 569500257500 | 85 | 569500 | 257500
[5 empty] | 570500257500 | 85 | 570500 | 257500
[5 empty] | 558500256500 | 85 | 558500 | 256500
[5 empty] | 559500256500 | 85 | 559500 | 256500
[5 empty] | 560500256500 | 85 | 560500 | 256500
[5 empty] | 561500256500 | 85 | 561500 | 256500
[5 empty] | 562500256500 | 85 | 562500 | 256500
[5 empty] | 563500256500 | 85 | 563500 | 256500
[5 empty] | 564500256500 | 85 | 564500 | 256500
[5 empty] | 565500256500 | 85 | 565500 | 256500
[5 empty] | 566500256500 | 85 | 566500 | 256500
[5 empty] | 567500256500 | 85 | 567500 | 256500
[5 empty] | 568500256500 | 85 | 568500 | 256500
[5 empty] | 569500256500 | 85 | 569500 | 256500
[5 empty] | 570500256500 | 85 | 570500 | 256500
[5 empty] | 560500255500 | 85 | 560500 | 255500
[5 empty] | 561500255500 | 85 | 561500 | 255500
[5 empty] | 562500255500 | 85 | 562500 | 255500
[5 empty] | 563500255500 | 85 | 563500 | 255500
[5 empty] | 564500255500 | 85 | 564500 | 255500
[5 empty] | 565500255500 | 85 | 565500 | 255500
[5 empty] | 566500255500 | 85 | 566500 | 255500
[5 empty] | 567500255500 | 85 | 567500 | 255500
[5 empty] | 568500255500 | 85 | 568500 | 255500
[5 empty] | 569500255500 | 85 | 569500 | 255500
[5 empty] | 563500254500 | 85 | 563500 | 254500
[5 empty] | 564500254500 | 85 | 564500 | 254500
[5 empty] | 565500254500 | 85 | 565500 | 254500
[5 empty] | 566500254500 | 85 | 566500 | 254500
[5 empty] | 325500112500 | 86 | 325500 | 112500
[5 empty] | 321500111500 | 86 | 321500 | 111500
[5 empty] | 322500111500 | 86 | 322500 | 111500
[5 empty] | 323500111500 | 86 | 323500 | 111500
[5 empty] | 324500111500 | 86 | 324500 | 111500
[5 empty] | 325500111500 | 86 | 325500 | 111500
[5 empty] | 312500110500 | 86 | 312500 | 110500
[5 empty] | 313500110500 | 86 | 313500 | 110500
[5 empty] | 319500110500 | 86 | 319500 | 110500
[5 empty] | 320500110500 | 86 | 320500 | 110500
[5 empty] | 321500110500 | 86 | 321500 | 110500
[5 empty] | 322500110500 | 86 | 322500 | 110500
[5 empty] | 323500110500 | 86 | 323500 | 110500
[5 empty] | 324500110500 | 86 | 324500 | 110500
[5 empty] | 325500110500 | 86 | 325500 | 110500
[5 empty] | 312500109500 | 86 | 312500 | 109500
[5 empty] | 313500109500 | 86 | 313500 | 109500
[5 empty] | 314500109500 | 86 | 314500 | 109500
[5 empty] | 318500109500 | 86 | 318500 | 109500
[5 empty] | 319500109500 | 86 | 319500 | 109500
[5 empty] | 320500109500 | 86 | 320500 | 109500
[5 empty] | 321500109500 | 86 | 321500 | 109500
[5 empty] | 322500109500 | 86 | 322500 | 109500
[5 empty] | 323500109500 | 86 | 323500 | 109500
[5 empty] | 324500109500 | 86 | 324500 | 109500
[5 empty] | 325500109500 | 86 | 325500 | 109500
[5 empty] | 311500108500 | 86 | 311500 | 108500
[5 empty] | 312500108500 | 86 | 312500 | 108500
[5 empty] | 313500108500 | 86 | 313500 | 108500
[5 empty] | 314500108500 | 86 | 314500 | 108500
[5 empty] | 315500108500 | 86 | 315500 | 108500
[5 empty] | 316500108500 | 86 | 316500 | 108500
[5 empty] | 317500108500 | 86 | 317500 | 108500
[5 empty] | 318500108500 | 86 | 318500 | 108500
[5 empty] | 319500108500 | 86 | 319500 | 108500
[5 empty] | 320500108500 | 86 | 320500 | 108500
[5 empty] | 321500108500 | 86 | 321500 | 108500
[5 empty] | 322500108500 | 86 | 322500 | 108500
[5 empty] | 323500108500 | 86 | 323500 | 108500
[5 empty] | 324500108500 | 86 | 324500 | 108500
[5 empty] | 325500108500 | 86 | 325500 | 108500
[5 empty] | 310500107500 | 86 | 310500 | 107500
[5 empty] | 311500107500 | 86 | 311500 | 107500
[5 empty] | 312500107500 | 86 | 312500 | 107500
[5 empty] | 313500107500 | 86 | 313500 | 107500
[5 empty] | 314500107500 | 86 | 314500 | 107500
[5 empty] | 315500107500 | 86 | 315500 | 107500
[5 empty] | 316500107500 | 86 | 316500 | 107500
[5 empty] | 317500107500 | 86 | 317500 | 107500
[5 empty] | 318500107500 | 86 | 318500 | 107500
[5 empty] | 319500107500 | 86 | 319500 | 107500
[5 empty] | 320500107500 | 86 | 320500 | 107500
[5 empty] | 321500107500 | 86 | 321500 | 107500
[5 empty] | 322500107500 | 86 | 322500 | 107500
[5 empty] | 323500107500 | 86 | 323500 | 107500
[5 empty] | 324500107500 | 86 | 324500 | 107500
[5 empty] | 325500107500 | 86 | 325500 | 107500
[5 empty] | 326500107500 | 86 | 326500 | 107500
[5 empty] | 306500106500 | 86 | 306500 | 106500
[5 empty] | 307500106500 | 86 | 307500 | 106500
[5 empty] | 308500106500 | 86 | 308500 | 106500
[5 empty] | 309500106500 | 86 | 309500 | 106500
[5 empty] | 310500106500 | 86 | 310500 | 106500
[5 empty] | 311500106500 | 86 | 311500 | 106500
[5 empty] | 312500106500 | 86 | 312500 | 106500
[5 empty] | 313500106500 | 86 | 313500 | 106500
[5 empty] | 314500106500 | 86 | 314500 | 106500
[5 empty] | 315500106500 | 86 | 315500 | 106500
[5 empty] | 316500106500 | 86 | 316500 | 106500
[5 empty] | 317500106500 | 86 | 317500 | 106500
[5 empty] | 318500106500 | 86 | 318500 | 106500
[5 empty] | 319500106500 | 86 | 319500 | 106500
[5 empty] | 320500106500 | 86 | 320500 | 106500
[5 empty] | 321500106500 | 86 | 321500 | 106500
[5 empty] | 322500106500 | 86 | 322500 | 106500
[5 empty] | 323500106500 | 86 | 323500 | 106500
[5 empty] | 324500106500 | 86 | 324500 | 106500
[5 empty] | 325500106500 | 86 | 325500 | 106500
[5 empty] | 326500106500 | 86 | 326500 | 106500
[5 empty] | 328500106500 | 86 | 328500 | 106500
[5 empty] | 330500106500 | 86 | 330500 | 106500
[5 empty] | 305500105500 | 86 | 305500 | 105500
[5 empty] | 306500105500 | 86 | 306500 | 105500
[5 empty] | 307500105500 | 86 | 307500 | 105500
[5 empty] | 308500105500 | 86 | 308500 | 105500
[5 empty] | 309500105500 | 86 | 309500 | 105500
[5 empty] | 310500105500 | 86 | 310500 | 105500
[5 empty] | 311500105500 | 86 | 311500 | 105500
[5 empty] | 312500105500 | 86 | 312500 | 105500
[5 empty] | 313500105500 | 86 | 313500 | 105500
[5 empty] | 314500105500 | 86 | 314500 | 105500
[5 empty] | 315500105500 | 86 | 315500 | 105500
[5 empty] | 316500105500 | 86 | 316500 | 105500
[5 empty] | 317500105500 | 86 | 317500 | 105500
[5 empty] | 318500105500 | 86 | 318500 | 105500
[5 empty] | 319500105500 | 86 | 319500 | 105500
[5 empty] | 320500105500 | 86 | 320500 | 105500
[5 empty] | 321500105500 | 86 | 321500 | 105500
[5 empty] | 322500105500 | 86 | 322500 | 105500
[5 empty] | 323500105500 | 86 | 323500 | 105500
[5 empty] | 324500105500 | 86 | 324500 | 105500
[5 empty] | 325500105500 | 86 | 325500 | 105500
[5 empty] | 326500105500 | 86 | 326500 | 105500
[5 empty] | 327500105500 | 86 | 327500 | 105500
[5 empty] | 328500105500 | 86 | 328500 | 105500
[5 empty] | 329500105500 | 86 | 329500 | 105500
[5 empty] | 330500105500 | 86 | 330500 | 105500
[5 empty] | 331500105500 | 86 | 331500 | 105500
[5 empty] | 306500104500 | 86 | 306500 | 104500
[5 empty] | 307500104500 | 86 | 307500 | 104500
[5 empty] | 308500104500 | 86 | 308500 | 104500
[5 empty] | 309500104500 | 86 | 309500 | 104500
[5 empty] | 310500104500 | 86 | 310500 | 104500
[5 empty] | 311500104500 | 86 | 311500 | 104500
[5 empty] | 312500104500 | 86 | 312500 | 104500
[5 empty] | 313500104500 | 86 | 313500 | 104500
[5 empty] | 314500104500 | 86 | 314500 | 104500
[5 empty] | 315500104500 | 86 | 315500 | 104500
[5 empty] | 316500104500 | 86 | 316500 | 104500
[5 empty] | 317500104500 | 86 | 317500 | 104500
[5 empty] | 318500104500 | 86 | 318500 | 104500
[5 empty] | 319500104500 | 86 | 319500 | 104500
[5 empty] | 320500104500 | 86 | 320500 | 104500
[5 empty] | 321500104500 | 86 | 321500 | 104500
[5 empty] | 322500104500 | 86 | 322500 | 104500
[5 empty] | 323500104500 | 86 | 323500 | 104500
[5 empty] | 324500104500 | 86 | 324500 | 104500
[5 empty] | 325500104500 | 86 | 325500 | 104500
[5 empty] | 326500104500 | 86 | 326500 | 104500
[5 empty] | 327500104500 | 86 | 327500 | 104500
[5 empty] | 328500104500 | 86 | 328500 | 104500
[5 empty] | 329500104500 | 86 | 329500 | 104500
[5 empty] | 330500104500 | 86 | 330500 | 104500
[5 empty] | 331500104500 | 86 | 331500 | 104500
[5 empty] | 304500103500 | 86 | 304500 | 103500
[5 empty] | 305500103500 | 86 | 305500 | 103500
[5 empty] | 306500103500 | 86 | 306500 | 103500
[5 empty] | 307500103500 | 86 | 307500 | 103500
[5 empty] | 308500103500 | 86 | 308500 | 103500
[5 empty] | 309500103500 | 86 | 309500 | 103500
[5 empty] | 310500103500 | 86 | 310500 | 103500
[5 empty] | 311500103500 | 86 | 311500 | 103500
[5 empty] | 312500103500 | 86 | 312500 | 103500
[5 empty] | 313500103500 | 86 | 313500 | 103500
[5 empty] | 314500103500 | 86 | 314500 | 103500
[5 empty] | 315500103500 | 86 | 315500 | 103500
[5 empty] | 316500103500 | 86 | 316500 | 103500
[5 empty] | 317500103500 | 86 | 317500 | 103500
[5 empty] | 318500103500 | 86 | 318500 | 103500
[5 empty] | 319500103500 | 86 | 319500 | 103500
[5 empty] | 320500103500 | 86 | 320500 | 103500
[5 empty] | 321500103500 | 86 | 321500 | 103500
[5 empty] | 322500103500 | 86 | 322500 | 103500
[5 empty] | 323500103500 | 86 | 323500 | 103500
[5 empty] | 324500103500 | 86 | 324500 | 103500
[5 empty] | 325500103500 | 86 | 325500 | 103500
[5 empty] | 326500103500 | 86 | 326500 | 103500
[5 empty] | 327500103500 | 86 | 327500 | 103500
[5 empty] | 328500103500 | 86 | 328500 | 103500
[5 empty] | 329500103500 | 86 | 329500 | 103500
[5 empty] | 330500103500 | 86 | 330500 | 103500
[5 empty] | 331500103500 | 86 | 331500 | 103500
[5 empty] | 294500102500 | 86 | 294500 | 102500
[5 empty] | 304500102500 | 86 | 304500 | 102500
[5 empty] | 305500102500 | 86 | 305500 | 102500
[5 empty] | 306500102500 | 86 | 306500 | 102500
[5 empty] | 307500102500 | 86 | 307500 | 102500
[5 empty] | 308500102500 | 86 | 308500 | 102500
[5 empty] | 309500102500 | 86 | 309500 | 102500
[5 empty] | 310500102500 | 86 | 310500 | 102500
[5 empty] | 311500102500 | 86 | 311500 | 102500
[5 empty] | 312500102500 | 86 | 312500 | 102500
[5 empty] | 313500102500 | 86 | 313500 | 102500
[5 empty] | 314500102500 | 86 | 314500 | 102500
[5 empty] | 315500102500 | 86 | 315500 | 102500
[5 empty] | 316500102500 | 86 | 316500 | 102500
[5 empty] | 317500102500 | 86 | 317500 | 102500
[5 empty] | 318500102500 | 86 | 318500 | 102500
[5 empty] | 319500102500 | 86 | 319500 | 102500
[5 empty] | 320500102500 | 86 | 320500 | 102500
[5 empty] | 321500102500 | 86 | 321500 | 102500
[5 empty] | 322500102500 | 86 | 322500 | 102500
[5 empty] | 323500102500 | 86 | 323500 | 102500
[5 empty] | 324500102500 | 86 | 324500 | 102500
[5 empty] | 325500102500 | 86 | 325500 | 102500
[5 empty] | 326500102500 | 86 | 326500 | 102500
[5 empty] | 327500102500 | 86 | 327500 | 102500
[5 empty] | 328500102500 | 86 | 328500 | 102500
[5 empty] | 329500102500 | 86 | 329500 | 102500
[5 empty] | 330500102500 | 86 | 330500 | 102500
[5 empty] | 331500102500 | 86 | 331500 | 102500
[5 empty] | 332500102500 | 86 | 332500 | 102500
[5 empty] | 293500101500 | 86 | 293500 | 101500
[5 empty] | 299500101500 | 86 | 299500 | 101500
[5 empty] | 300500101500 | 86 | 300500 | 101500
[5 empty] | 301500101500 | 86 | 301500 | 101500
[5 empty] | 302500101500 | 86 | 302500 | 101500
[5 empty] | 303500101500 | 86 | 303500 | 101500
[5 empty] | 304500101500 | 86 | 304500 | 101500
[5 empty] | 305500101500 | 86 | 305500 | 101500
[5 empty] | 306500101500 | 86 | 306500 | 101500
[5 empty] | 307500101500 | 86 | 307500 | 101500
[5 empty] | 308500101500 | 86 | 308500 | 101500
[5 empty] | 309500101500 | 86 | 309500 | 101500
[5 empty] | 310500101500 | 86 | 310500 | 101500
[5 empty] | 311500101500 | 86 | 311500 | 101500
[5 empty] | 312500101500 | 86 | 312500 | 101500
[5 empty] | 313500101500 | 86 | 313500 | 101500
[5 empty] | 314500101500 | 86 | 314500 | 101500
[5 empty] | 315500101500 | 86 | 315500 | 101500
[5 empty] | 316500101500 | 86 | 316500 | 101500
[5 empty] | 317500101500 | 86 | 317500 | 101500
[5 empty] | 318500101500 | 86 | 318500 | 101500
[5 empty] | 319500101500 | 86 | 319500 | 101500
[5 empty] | 320500101500 | 86 | 320500 | 101500
[5 empty] | 321500101500 | 86 | 321500 | 101500
[5 empty] | 322500101500 | 86 | 322500 | 101500
[5 empty] | 323500101500 | 86 | 323500 | 101500
[5 empty] | 324500101500 | 86 | 324500 | 101500
[5 empty] | 325500101500 | 86 | 325500 | 101500
[5 empty] | 326500101500 | 86 | 326500 | 101500
[5 empty] | 327500101500 | 86 | 327500 | 101500
[5 empty] | 328500101500 | 86 | 328500 | 101500
[5 empty] | 329500101500 | 86 | 329500 | 101500
[5 empty] | 330500101500 | 86 | 330500 | 101500
[5 empty] | 331500101500 | 86 | 331500 | 101500
[5 empty] | 332500101500 | 86 | 332500 | 101500
[5 empty] | 333500101500 | 86 | 333500 | 101500
[5 empty] | 293500100500 | 86 | 293500 | 100500
[5 empty] | 294500100500 | 86 | 294500 | 100500
[5 empty] | 295500100500 | 86 | 295500 | 100500
[5 empty] | 296500100500 | 86 | 296500 | 100500
[5 empty] | 297500100500 | 86 | 297500 | 100500
[5 empty] | 298500100500 | 86 | 298500 | 100500
[5 empty] | 299500100500 | 86 | 299500 | 100500
[5 empty] | 300500100500 | 86 | 300500 | 100500
[5 empty] | 301500100500 | 86 | 301500 | 100500
[5 empty] | 302500100500 | 86 | 302500 | 100500
[5 empty] | 303500100500 | 86 | 303500 | 100500
[5 empty] | 304500100500 | 86 | 304500 | 100500
[5 empty] | 305500100500 | 86 | 305500 | 100500
[5 empty] | 306500100500 | 86 | 306500 | 100500
[5 empty] | 307500100500 | 86 | 307500 | 100500
[5 empty] | 308500100500 | 86 | 308500 | 100500
[5 empty] | 309500100500 | 86 | 309500 | 100500
[5 empty] | 310500100500 | 86 | 310500 | 100500
[5 empty] | 311500100500 | 86 | 311500 | 100500
[5 empty] | 312500100500 | 86 | 312500 | 100500
[5 empty] | 313500100500 | 86 | 313500 | 100500
[5 empty] | 314500100500 | 86 | 314500 | 100500
[5 empty] | 315500100500 | 86 | 315500 | 100500
[5 empty] | 316500100500 | 86 | 316500 | 100500
[5 empty] | 317500100500 | 86 | 317500 | 100500
[5 empty] | 318500100500 | 86 | 318500 | 100500
[5 empty] | 319500100500 | 86 | 319500 | 100500
[5 empty] | 320500100500 | 86 | 320500 | 100500
[5 empty] | 321500100500 | 86 | 321500 | 100500
[5 empty] | 322500100500 | 86 | 322500 | 100500
[5 empty] | 323500100500 | 86 | 323500 | 100500
[5 empty] | 324500100500 | 86 | 324500 | 100500
[5 empty] | 325500100500 | 86 | 325500 | 100500
[5 empty] | 326500100500 | 86 | 326500 | 100500
[5 empty] | 327500100500 | 86 | 327500 | 100500
[5 empty] | 328500100500 | 86 | 328500 | 100500
[5 empty] | 329500100500 | 86 | 329500 | 100500
[5 empty] | 330500100500 | 86 | 330500 | 100500
[5 empty] | 331500100500 | 86 | 331500 | 100500
[5 empty] | 332500100500 | 86 | 332500 | 100500
[5 empty] | 333500100500 | 86 | 333500 | 100500
[5 empty] | 334500100500 | 86 | 334500 | 100500
[5 empty] | 335500100500 | 86 | 335500 | 100500
[5 empty] | 336500100500 | 86 | 336500 | 100500
[5 empty] | 28950099500 | 86 | 289500 | 99500
[5 empty] | 29050099500 | 86 | 290500 | 99500
[5 empty] | 29150099500 | 86 | 291500 | 99500
[5 empty] | 29250099500 | 86 | 292500 | 99500
[5 empty] | 29350099500 | 86 | 293500 | 99500
[5 empty] | 29450099500 | 86 | 294500 | 99500
[5 empty] | 29550099500 | 86 | 295500 | 99500
[5 empty] | 29650099500 | 86 | 296500 | 99500
[5 empty] | 29750099500 | 86 | 297500 | 99500
[5 empty] | 29850099500 | 86 | 298500 | 99500
[5 empty] | 29950099500 | 86 | 299500 | 99500
[5 empty] | 30050099500 | 86 | 300500 | 99500
[5 empty] | 30150099500 | 86 | 301500 | 99500
[5 empty] | 30250099500 | 86 | 302500 | 99500
[5 empty] | 30350099500 | 86 | 303500 | 99500
[5 empty] | 30450099500 | 86 | 304500 | 99500
[5 empty] | 30550099500 | 86 | 305500 | 99500
[5 empty] | 30650099500 | 86 | 306500 | 99500
[5 empty] | 30750099500 | 86 | 307500 | 99500
[5 empty] | 30850099500 | 86 | 308500 | 99500
[5 empty] | 30950099500 | 86 | 309500 | 99500
[5 empty] | 31050099500 | 86 | 310500 | 99500
[5 empty] | 31150099500 | 86 | 311500 | 99500
[5 empty] | 31250099500 | 86 | 312500 | 99500
[5 empty] | 31350099500 | 86 | 313500 | 99500
[5 empty] | 31450099500 | 86 | 314500 | 99500
[5 empty] | 31550099500 | 86 | 315500 | 99500
[5 empty] | 31650099500 | 86 | 316500 | 99500
[5 empty] | 31750099500 | 86 | 317500 | 99500
[5 empty] | 31850099500 | 86 | 318500 | 99500
[5 empty] | 31950099500 | 86 | 319500 | 99500
[5 empty] | 32050099500 | 86 | 320500 | 99500
[5 empty] | 32150099500 | 86 | 321500 | 99500
[5 empty] | 32250099500 | 86 | 322500 | 99500
[5 empty] | 32350099500 | 86 | 323500 | 99500
[5 empty] | 32450099500 | 86 | 324500 | 99500
[5 empty] | 32550099500 | 86 | 325500 | 99500
[5 empty] | 32650099500 | 86 | 326500 | 99500
[5 empty] | 32750099500 | 86 | 327500 | 99500
[5 empty] | 32850099500 | 86 | 328500 | 99500
[5 empty] | 32950099500 | 86 | 329500 | 99500
[5 empty] | 33050099500 | 86 | 330500 | 99500
[5 empty] | 33150099500 | 86 | 331500 | 99500
[5 empty] | 33250099500 | 86 | 332500 | 99500
[5 empty] | 33350099500 | 86 | 333500 | 99500
[5 empty] | 33450099500 | 86 | 334500 | 99500
[5 empty] | 33550099500 | 86 | 335500 | 99500
[5 empty] | 33650099500 | 86 | 336500 | 99500
[5 empty] | 29050098500 | 86 | 290500 | 98500
[5 empty] | 29150098500 | 86 | 291500 | 98500
[5 empty] | 29250098500 | 86 | 292500 | 98500
[5 empty] | 29350098500 | 86 | 293500 | 98500
[5 empty] | 29450098500 | 86 | 294500 | 98500
[5 empty] | 29550098500 | 86 | 295500 | 98500
[5 empty] | 29650098500 | 86 | 296500 | 98500
[5 empty] | 29750098500 | 86 | 297500 | 98500
[5 empty] | 29850098500 | 86 | 298500 | 98500
[5 empty] | 29950098500 | 86 | 299500 | 98500
[5 empty] | 30050098500 | 86 | 300500 | 98500
[5 empty] | 30150098500 | 86 | 301500 | 98500
[5 empty] | 30250098500 | 86 | 302500 | 98500
[5 empty] | 30350098500 | 86 | 303500 | 98500
[5 empty] | 30450098500 | 86 | 304500 | 98500
[5 empty] | 30550098500 | 86 | 305500 | 98500
[5 empty] | 30650098500 | 86 | 306500 | 98500
[5 empty] | 30750098500 | 86 | 307500 | 98500
[5 empty] | 30850098500 | 86 | 308500 | 98500
[5 empty] | 30950098500 | 86 | 309500 | 98500
[5 empty] | 31050098500 | 86 | 310500 | 98500
[5 empty] | 31150098500 | 86 | 311500 | 98500
[5 empty] | 31250098500 | 86 | 312500 | 98500
[5 empty] | 31350098500 | 86 | 313500 | 98500
[5 empty] | 31450098500 | 86 | 314500 | 98500
[5 empty] | 31550098500 | 86 | 315500 | 98500
[5 empty] | 31650098500 | 86 | 316500 | 98500
[5 empty] | 31750098500 | 86 | 317500 | 98500
[5 empty] | 31850098500 | 86 | 318500 | 98500
[5 empty] | 31950098500 | 86 | 319500 | 98500
[5 empty] | 32050098500 | 86 | 320500 | 98500
[5 empty] | 32150098500 | 86 | 321500 | 98500
[5 empty] | 32250098500 | 86 | 322500 | 98500
[5 empty] | 32350098500 | 86 | 323500 | 98500
[5 empty] | 32450098500 | 86 | 324500 | 98500
[5 empty] | 32550098500 | 86 | 325500 | 98500
[5 empty] | 32650098500 | 86 | 326500 | 98500
[5 empty] | 32750098500 | 86 | 327500 | 98500
[5 empty] | 32850098500 | 86 | 328500 | 98500
[5 empty] | 32950098500 | 86 | 329500 | 98500
[5 empty] | 33050098500 | 86 | 330500 | 98500
[5 empty] | 33150098500 | 86 | 331500 | 98500
[5 empty] | 33250098500 | 86 | 332500 | 98500
[5 empty] | 33350098500 | 86 | 333500 | 98500
[5 empty] | 33450098500 | 86 | 334500 | 98500
[5 empty] | 29150097500 | 86 | 291500 | 97500
[5 empty] | 29250097500 | 86 | 292500 | 97500
[5 empty] | 29350097500 | 86 | 293500 | 97500
[5 empty] | 29450097500 | 86 | 294500 | 97500
[5 empty] | 29550097500 | 86 | 295500 | 97500
[5 empty] | 29650097500 | 86 | 296500 | 97500
[5 empty] | 29750097500 | 86 | 297500 | 97500
[5 empty] | 29850097500 | 86 | 298500 | 97500
[5 empty] | 29950097500 | 86 | 299500 | 97500
[5 empty] | 30050097500 | 86 | 300500 | 97500
[5 empty] | 30150097500 | 86 | 301500 | 97500
[5 empty] | 30250097500 | 86 | 302500 | 97500
[5 empty] | 30350097500 | 86 | 303500 | 97500
[5 empty] | 30450097500 | 86 | 304500 | 97500
[5 empty] | 30550097500 | 86 | 305500 | 97500
[5 empty] | 30650097500 | 86 | 306500 | 97500
[5 empty] | 30750097500 | 86 | 307500 | 97500
[5 empty] | 30850097500 | 86 | 308500 | 97500
[5 empty] | 30950097500 | 86 | 309500 | 97500
[5 empty] | 31050097500 | 86 | 310500 | 97500
[5 empty] | 31150097500 | 86 | 311500 | 97500
[5 empty] | 31250097500 | 86 | 312500 | 97500
[5 empty] | 31350097500 | 86 | 313500 | 97500
[5 empty] | 31450097500 | 86 | 314500 | 97500
[5 empty] | 31550097500 | 86 | 315500 | 97500
[5 empty] | 31650097500 | 86 | 316500 | 97500
[5 empty] | 31750097500 | 86 | 317500 | 97500
[5 empty] | 31850097500 | 86 | 318500 | 97500
[5 empty] | 31950097500 | 86 | 319500 | 97500
[5 empty] | 32050097500 | 86 | 320500 | 97500
[5 empty] | 32150097500 | 86 | 321500 | 97500
[5 empty] | 32250097500 | 86 | 322500 | 97500
[5 empty] | 32350097500 | 86 | 323500 | 97500
[5 empty] | 32450097500 | 86 | 324500 | 97500
[5 empty] | 32550097500 | 86 | 325500 | 97500
[5 empty] | 32650097500 | 86 | 326500 | 97500
[5 empty] | 32750097500 | 86 | 327500 | 97500
[5 empty] | 32850097500 | 86 | 328500 | 97500
[5 empty] | 32950097500 | 86 | 329500 | 97500
[5 empty] | 33050097500 | 86 | 330500 | 97500
[5 empty] | 33150097500 | 86 | 331500 | 97500
[5 empty] | 33250097500 | 86 | 332500 | 97500
[5 empty] | 28950096500 | 86 | 289500 | 96500
[5 empty] | 29050096500 | 86 | 290500 | 96500
[5 empty] | 29150096500 | 86 | 291500 | 96500
[5 empty] | 29250096500 | 86 | 292500 | 96500
[5 empty] | 29450096500 | 86 | 294500 | 96500
[5 empty] | 29550096500 | 86 | 295500 | 96500
[5 empty] | 29650096500 | 86 | 296500 | 96500
[5 empty] | 29750096500 | 86 | 297500 | 96500
[5 empty] | 29850096500 | 86 | 298500 | 96500
[5 empty] | 29950096500 | 86 | 299500 | 96500
[5 empty] | 30050096500 | 86 | 300500 | 96500
[5 empty] | 30150096500 | 86 | 301500 | 96500
[5 empty] | 30250096500 | 86 | 302500 | 96500
[5 empty] | 30350096500 | 86 | 303500 | 96500
[5 empty] | 30450096500 | 86 | 304500 | 96500
[5 empty] | 30550096500 | 86 | 305500 | 96500
[5 empty] | 30650096500 | 86 | 306500 | 96500
[5 empty] | 30750096500 | 86 | 307500 | 96500
[5 empty] | 30850096500 | 86 | 308500 | 96500
[5 empty] | 30950096500 | 86 | 309500 | 96500
[5 empty] | 31050096500 | 86 | 310500 | 96500
[5 empty] | 31150096500 | 86 | 311500 | 96500
[5 empty] | 31250096500 | 86 | 312500 | 96500
[5 empty] | 31350096500 | 86 | 313500 | 96500
[5 empty] | 31450096500 | 86 | 314500 | 96500
[5 empty] | 31550096500 | 86 | 315500 | 96500
[5 empty] | 31650096500 | 86 | 316500 | 96500
[5 empty] | 31750096500 | 86 | 317500 | 96500
[5 empty] | 31850096500 | 86 | 318500 | 96500
[5 empty] | 31950096500 | 86 | 319500 | 96500
[5 empty] | 32050096500 | 86 | 320500 | 96500
[5 empty] | 32150096500 | 86 | 321500 | 96500
[5 empty] | 32250096500 | 86 | 322500 | 96500
[5 empty] | 32350096500 | 86 | 323500 | 96500
[5 empty] | 32450096500 | 86 | 324500 | 96500
[5 empty] | 32550096500 | 86 | 325500 | 96500
[5 empty] | 32650096500 | 86 | 326500 | 96500
[5 empty] | 32750096500 | 86 | 327500 | 96500
[5 empty] | 32850096500 | 86 | 328500 | 96500
[5 empty] | 32950096500 | 86 | 329500 | 96500
[5 empty] | 33050096500 | 86 | 330500 | 96500
[5 empty] | 33150096500 | 86 | 331500 | 96500
[5 empty] | 33250096500 | 86 | 332500 | 96500
[5 empty] | 28950095500 | 86 | 289500 | 95500
[5 empty] | 29050095500 | 86 | 290500 | 95500
[5 empty] | 29550095500 | 86 | 295500 | 95500
[5 empty] | 29650095500 | 86 | 296500 | 95500
[5 empty] | 29750095500 | 86 | 297500 | 95500
[5 empty] | 29850095500 | 86 | 298500 | 95500
[5 empty] | 29950095500 | 86 | 299500 | 95500
[5 empty] | 30050095500 | 86 | 300500 | 95500
[5 empty] | 30150095500 | 86 | 301500 | 95500
[5 empty] | 30250095500 | 86 | 302500 | 95500
[5 empty] | 30350095500 | 86 | 303500 | 95500
[5 empty] | 30450095500 | 86 | 304500 | 95500
[5 empty] | 30550095500 | 86 | 305500 | 95500
[5 empty] | 30650095500 | 86 | 306500 | 95500
[5 empty] | 30750095500 | 86 | 307500 | 95500
[5 empty] | 30850095500 | 86 | 308500 | 95500
[5 empty] | 30950095500 | 86 | 309500 | 95500
[5 empty] | 31050095500 | 86 | 310500 | 95500
[5 empty] | 31150095500 | 86 | 311500 | 95500
[5 empty] | 31250095500 | 86 | 312500 | 95500
[5 empty] | 31350095500 | 86 | 313500 | 95500
[5 empty] | 31450095500 | 86 | 314500 | 95500
[5 empty] | 31550095500 | 86 | 315500 | 95500
[5 empty] | 31650095500 | 86 | 316500 | 95500
[5 empty] | 31750095500 | 86 | 317500 | 95500
[5 empty] | 31850095500 | 86 | 318500 | 95500
[5 empty] | 31950095500 | 86 | 319500 | 95500
[5 empty] | 32050095500 | 86 | 320500 | 95500
[5 empty] | 32150095500 | 86 | 321500 | 95500
[5 empty] | 32250095500 | 86 | 322500 | 95500
[5 empty] | 32350095500 | 86 | 323500 | 95500
[5 empty] | 32450095500 | 86 | 324500 | 95500
[5 empty] | 32550095500 | 86 | 325500 | 95500
[5 empty] | 32650095500 | 86 | 326500 | 95500
[5 empty] | 32750095500 | 86 | 327500 | 95500
[5 empty] | 32850095500 | 86 | 328500 | 95500
[5 empty] | 32950095500 | 86 | 329500 | 95500
[5 empty] | 33050095500 | 86 | 330500 | 95500
[5 empty] | 33150095500 | 86 | 331500 | 95500
[5 empty] | 33250095500 | 86 | 332500 | 95500
[5 empty] | 33350095500 | 86 | 333500 | 95500
[5 empty] | 29750094500 | 86 | 297500 | 94500
[5 empty] | 29850094500 | 86 | 298500 | 94500
[5 empty] | 29950094500 | 86 | 299500 | 94500
[5 empty] | 30050094500 | 86 | 300500 | 94500
[5 empty] | 30150094500 | 86 | 301500 | 94500
[5 empty] | 30250094500 | 86 | 302500 | 94500
[5 empty] | 30350094500 | 86 | 303500 | 94500
[5 empty] | 30450094500 | 86 | 304500 | 94500
[5 empty] | 30550094500 | 86 | 305500 | 94500
[5 empty] | 30650094500 | 86 | 306500 | 94500
[5 empty] | 30750094500 | 86 | 307500 | 94500
[5 empty] | 30850094500 | 86 | 308500 | 94500
[5 empty] | 30950094500 | 86 | 309500 | 94500
[5 empty] | 31050094500 | 86 | 310500 | 94500
[5 empty] | 31150094500 | 86 | 311500 | 94500
[5 empty] | 31250094500 | 86 | 312500 | 94500
[5 empty] | 31350094500 | 86 | 313500 | 94500
[5 empty] | 31450094500 | 86 | 314500 | 94500
[5 empty] | 31550094500 | 86 | 315500 | 94500
[5 empty] | 31650094500 | 86 | 316500 | 94500
[5 empty] | 31750094500 | 86 | 317500 | 94500
[5 empty] | 31850094500 | 86 | 318500 | 94500
[5 empty] | 31950094500 | 86 | 319500 | 94500
[5 empty] | 32050094500 | 86 | 320500 | 94500
[5 empty] | 32150094500 | 86 | 321500 | 94500
[5 empty] | 32250094500 | 86 | 322500 | 94500
[5 empty] | 32350094500 | 86 | 323500 | 94500
[5 empty] | 32450094500 | 86 | 324500 | 94500
[5 empty] | 32550094500 | 86 | 325500 | 94500
[5 empty] | 32650094500 | 86 | 326500 | 94500
[5 empty] | 32750094500 | 86 | 327500 | 94500
[5 empty] | 32850094500 | 86 | 328500 | 94500
[5 empty] | 32950094500 | 86 | 329500 | 94500
[5 empty] | 33050094500 | 86 | 330500 | 94500
[5 empty] | 33150094500 | 86 | 331500 | 94500
[5 empty] | 33250094500 | 86 | 332500 | 94500
[5 empty] | 33350094500 | 86 | 333500 | 94500
[5 empty] | 29750093500 | 86 | 297500 | 93500
[5 empty] | 29850093500 | 86 | 298500 | 93500
[5 empty] | 29950093500 | 86 | 299500 | 93500
[5 empty] | 30050093500 | 86 | 300500 | 93500
[5 empty] | 30150093500 | 86 | 301500 | 93500
[5 empty] | 30250093500 | 86 | 302500 | 93500
[5 empty] | 30350093500 | 86 | 303500 | 93500
[5 empty] | 30450093500 | 86 | 304500 | 93500
[5 empty] | 30550093500 | 86 | 305500 | 93500
[5 empty] | 30650093500 | 86 | 306500 | 93500
[5 empty] | 30750093500 | 86 | 307500 | 93500
[5 empty] | 30850093500 | 86 | 308500 | 93500
[5 empty] | 30950093500 | 86 | 309500 | 93500
[5 empty] | 31050093500 | 86 | 310500 | 93500
[5 empty] | 31150093500 | 86 | 311500 | 93500
[5 empty] | 31250093500 | 86 | 312500 | 93500
[5 empty] | 31350093500 | 86 | 313500 | 93500
[5 empty] | 31450093500 | 86 | 314500 | 93500
[5 empty] | 31550093500 | 86 | 315500 | 93500
[5 empty] | 31650093500 | 86 | 316500 | 93500
[5 empty] | 31750093500 | 86 | 317500 | 93500
[5 empty] | 31850093500 | 86 | 318500 | 93500
[5 empty] | 31950093500 | 86 | 319500 | 93500
[5 empty] | 32050093500 | 86 | 320500 | 93500
[5 empty] | 32150093500 | 86 | 321500 | 93500
[5 empty] | 32250093500 | 86 | 322500 | 93500
[5 empty] | 32350093500 | 86 | 323500 | 93500
[5 empty] | 32450093500 | 86 | 324500 | 93500
[5 empty] | 32550093500 | 86 | 325500 | 93500
[5 empty] | 32650093500 | 86 | 326500 | 93500
[5 empty] | 32750093500 | 86 | 327500 | 93500
[5 empty] | 32850093500 | 86 | 328500 | 93500
[5 empty] | 32950093500 | 86 | 329500 | 93500
[5 empty] | 33050093500 | 86 | 330500 | 93500
[5 empty] | 33150093500 | 86 | 331500 | 93500
[5 empty] | 33250093500 | 86 | 332500 | 93500
[5 empty] | 29750092500 | 86 | 297500 | 92500
[5 empty] | 29850092500 | 86 | 298500 | 92500
[5 empty] | 29950092500 | 86 | 299500 | 92500
[5 empty] | 30050092500 | 86 | 300500 | 92500
[5 empty] | 30150092500 | 86 | 301500 | 92500
[5 empty] | 30250092500 | 86 | 302500 | 92500
[5 empty] | 30350092500 | 86 | 303500 | 92500
[5 empty] | 30450092500 | 86 | 304500 | 92500
[5 empty] | 30550092500 | 86 | 305500 | 92500
[5 empty] | 30650092500 | 86 | 306500 | 92500
[5 empty] | 30750092500 | 86 | 307500 | 92500
[5 empty] | 30850092500 | 86 | 308500 | 92500
[5 empty] | 30950092500 | 86 | 309500 | 92500
[5 empty] | 31050092500 | 86 | 310500 | 92500
[5 empty] | 31150092500 | 86 | 311500 | 92500
[5 empty] | 31250092500 | 86 | 312500 | 92500
[5 empty] | 31350092500 | 86 | 313500 | 92500
[5 empty] | 31450092500 | 86 | 314500 | 92500
[5 empty] | 31550092500 | 86 | 315500 | 92500
[5 empty] | 31650092500 | 86 | 316500 | 92500
[5 empty] | 31750092500 | 86 | 317500 | 92500
[5 empty] | 31850092500 | 86 | 318500 | 92500
[5 empty] | 31950092500 | 86 | 319500 | 92500
[5 empty] | 32050092500 | 86 | 320500 | 92500
[5 empty] | 32150092500 | 86 | 321500 | 92500
[5 empty] | 32250092500 | 86 | 322500 | 92500
[5 empty] | 32350092500 | 86 | 323500 | 92500
[5 empty] | 32450092500 | 86 | 324500 | 92500
[5 empty] | 32550092500 | 86 | 325500 | 92500
[5 empty] | 32650092500 | 86 | 326500 | 92500
[5 empty] | 32750092500 | 86 | 327500 | 92500
[5 empty] | 32850092500 | 86 | 328500 | 92500
[5 empty] | 32950092500 | 86 | 329500 | 92500
[5 empty] | 33050092500 | 86 | 330500 | 92500
[5 empty] | 33150092500 | 86 | 331500 | 92500
[5 empty] | 33250092500 | 86 | 332500 | 92500
[5 empty] | 29750091500 | 86 | 297500 | 91500
[5 empty] | 29850091500 | 86 | 298500 | 91500
[5 empty] | 29950091500 | 86 | 299500 | 91500
[5 empty] | 30050091500 | 86 | 300500 | 91500
[5 empty] | 30150091500 | 86 | 301500 | 91500
[5 empty] | 30250091500 | 86 | 302500 | 91500
[5 empty] | 30350091500 | 86 | 303500 | 91500
[5 empty] | 30450091500 | 86 | 304500 | 91500
[5 empty] | 30550091500 | 86 | 305500 | 91500
[5 empty] | 30650091500 | 86 | 306500 | 91500
[5 empty] | 30750091500 | 86 | 307500 | 91500
[5 empty] | 30850091500 | 86 | 308500 | 91500
[5 empty] | 30950091500 | 86 | 309500 | 91500
[5 empty] | 31050091500 | 86 | 310500 | 91500
[5 empty] | 31150091500 | 86 | 311500 | 91500
[5 empty] | 31250091500 | 86 | 312500 | 91500
[5 empty] | 31350091500 | 86 | 313500 | 91500
[5 empty] | 31450091500 | 86 | 314500 | 91500
[5 empty] | 31550091500 | 86 | 315500 | 91500
[5 empty] | 31650091500 | 86 | 316500 | 91500
[5 empty] | 31750091500 | 86 | 317500 | 91500
[5 empty] | 31850091500 | 86 | 318500 | 91500
[5 empty] | 31950091500 | 86 | 319500 | 91500
[5 empty] | 32050091500 | 86 | 320500 | 91500
[5 empty] | 32150091500 | 86 | 321500 | 91500
[5 empty] | 32250091500 | 86 | 322500 | 91500
[5 empty] | 32350091500 | 86 | 323500 | 91500
[5 empty] | 32450091500 | 86 | 324500 | 91500
[5 empty] | 32550091500 | 86 | 325500 | 91500
[5 empty] | 32650091500 | 86 | 326500 | 91500
[5 empty] | 32750091500 | 86 | 327500 | 91500
[5 empty] | 32850091500 | 86 | 328500 | 91500
[5 empty] | 32950091500 | 86 | 329500 | 91500
[5 empty] | 33050091500 | 86 | 330500 | 91500
[5 empty] | 33150091500 | 86 | 331500 | 91500
[5 empty] | 33250091500 | 86 | 332500 | 91500
[5 empty] | 29650090500 | 86 | 296500 | 90500
[5 empty] | 29750090500 | 86 | 297500 | 90500
[5 empty] | 29850090500 | 86 | 298500 | 90500
[5 empty] | 29950090500 | 86 | 299500 | 90500
[5 empty] | 30050090500 | 86 | 300500 | 90500
[5 empty] | 30150090500 | 86 | 301500 | 90500
[5 empty] | 30250090500 | 86 | 302500 | 90500
[5 empty] | 30350090500 | 86 | 303500 | 90500
[5 empty] | 30450090500 | 86 | 304500 | 90500
[5 empty] | 30550090500 | 86 | 305500 | 90500
[5 empty] | 30650090500 | 86 | 306500 | 90500
[5 empty] | 30750090500 | 86 | 307500 | 90500
[5 empty] | 30850090500 | 86 | 308500 | 90500
[5 empty] | 30950090500 | 86 | 309500 | 90500
[5 empty] | 31050090500 | 86 | 310500 | 90500
[5 empty] | 31150090500 | 86 | 311500 | 90500
[5 empty] | 31250090500 | 86 | 312500 | 90500
[5 empty] | 31350090500 | 86 | 313500 | 90500
[5 empty] | 31450090500 | 86 | 314500 | 90500
[5 empty] | 31550090500 | 86 | 315500 | 90500
[5 empty] | 31650090500 | 86 | 316500 | 90500
[5 empty] | 31750090500 | 86 | 317500 | 90500
[5 empty] | 31850090500 | 86 | 318500 | 90500
[5 empty] | 31950090500 | 86 | 319500 | 90500
[5 empty] | 32050090500 | 86 | 320500 | 90500
[5 empty] | 32150090500 | 86 | 321500 | 90500
[5 empty] | 32250090500 | 86 | 322500 | 90500
[5 empty] | 32350090500 | 86 | 323500 | 90500
[5 empty] | 32450090500 | 86 | 324500 | 90500
[5 empty] | 32550090500 | 86 | 325500 | 90500
[5 empty] | 32650090500 | 86 | 326500 | 90500
[5 empty] | 32750090500 | 86 | 327500 | 90500
[5 empty] | 32850090500 | 86 | 328500 | 90500
[5 empty] | 32950090500 | 86 | 329500 | 90500
[5 empty] | 33050090500 | 86 | 330500 | 90500
[5 empty] | 33150090500 | 86 | 331500 | 90500
[5 empty] | 33250090500 | 86 | 332500 | 90500
[5 empty] | 29750089500 | 86 | 297500 | 89500
[5 empty] | 29850089500 | 86 | 298500 | 89500
[5 empty] | 29950089500 | 86 | 299500 | 89500
[5 empty] | 30050089500 | 86 | 300500 | 89500
[5 empty] | 30150089500 | 86 | 301500 | 89500
[5 empty] | 30250089500 | 86 | 302500 | 89500
[5 empty] | 30350089500 | 86 | 303500 | 89500
[5 empty] | 30450089500 | 86 | 304500 | 89500
[5 empty] | 30550089500 | 86 | 305500 | 89500
[5 empty] | 30650089500 | 86 | 306500 | 89500
[5 empty] | 30750089500 | 86 | 307500 | 89500
[5 empty] | 30850089500 | 86 | 308500 | 89500
[5 empty] | 30950089500 | 86 | 309500 | 89500
[5 empty] | 31050089500 | 86 | 310500 | 89500
[5 empty] | 31150089500 | 86 | 311500 | 89500
[5 empty] | 31250089500 | 86 | 312500 | 89500
[5 empty] | 31350089500 | 86 | 313500 | 89500
[5 empty] | 31450089500 | 86 | 314500 | 89500
[5 empty] | 31550089500 | 86 | 315500 | 89500
[5 empty] | 31650089500 | 86 | 316500 | 89500
[5 empty] | 31750089500 | 86 | 317500 | 89500
[5 empty] | 31850089500 | 86 | 318500 | 89500
[5 empty] | 31950089500 | 86 | 319500 | 89500
[5 empty] | 32050089500 | 86 | 320500 | 89500
[5 empty] | 32150089500 | 86 | 321500 | 89500
[5 empty] | 32250089500 | 86 | 322500 | 89500
[5 empty] | 32350089500 | 86 | 323500 | 89500
[5 empty] | 32450089500 | 86 | 324500 | 89500
[5 empty] | 32550089500 | 86 | 325500 | 89500
[5 empty] | 32650089500 | 86 | 326500 | 89500
[5 empty] | 32750089500 | 86 | 327500 | 89500
[5 empty] | 32850089500 | 86 | 328500 | 89500
[5 empty] | 32950089500 | 86 | 329500 | 89500
[5 empty] | 33050089500 | 86 | 330500 | 89500
[5 empty] | 29750088500 | 86 | 297500 | 88500
[5 empty] | 29850088500 | 86 | 298500 | 88500
[5 empty] | 29950088500 | 86 | 299500 | 88500
[5 empty] | 30050088500 | 86 | 300500 | 88500
[5 empty] | 30150088500 | 86 | 301500 | 88500
[5 empty] | 30250088500 | 86 | 302500 | 88500
[5 empty] | 30350088500 | 86 | 303500 | 88500
[5 empty] | 30450088500 | 86 | 304500 | 88500
[5 empty] | 30550088500 | 86 | 305500 | 88500
[5 empty] | 30650088500 | 86 | 306500 | 88500
[5 empty] | 30750088500 | 86 | 307500 | 88500
[5 empty] | 30850088500 | 86 | 308500 | 88500
[5 empty] | 30950088500 | 86 | 309500 | 88500
[5 empty] | 31050088500 | 86 | 310500 | 88500
[5 empty] | 31150088500 | 86 | 311500 | 88500
[5 empty] | 31250088500 | 86 | 312500 | 88500
[5 empty] | 31350088500 | 86 | 313500 | 88500
[5 empty] | 31450088500 | 86 | 314500 | 88500
[5 empty] | 31550088500 | 86 | 315500 | 88500
[5 empty] | 31650088500 | 86 | 316500 | 88500
[5 empty] | 31750088500 | 86 | 317500 | 88500
[5 empty] | 31850088500 | 86 | 318500 | 88500
[5 empty] | 31950088500 | 86 | 319500 | 88500
[5 empty] | 32050088500 | 86 | 320500 | 88500
[5 empty] | 32150088500 | 86 | 321500 | 88500
[5 empty] | 32250088500 | 86 | 322500 | 88500
[5 empty] | 29750087500 | 86 | 297500 | 87500
[5 empty] | 29850087500 | 86 | 298500 | 87500
[5 empty] | 29950087500 | 86 | 299500 | 87500
[5 empty] | 30050087500 | 86 | 300500 | 87500
[5 empty] | 30150087500 | 86 | 301500 | 87500
[5 empty] | 30250087500 | 86 | 302500 | 87500
[5 empty] | 30350087500 | 86 | 303500 | 87500
[5 empty] | 30450087500 | 86 | 304500 | 87500
[5 empty] | 30550087500 | 86 | 305500 | 87500
[5 empty] | 30650087500 | 86 | 306500 | 87500
[5 empty] | 30750087500 | 86 | 307500 | 87500
[5 empty] | 30850087500 | 86 | 308500 | 87500
[5 empty] | 30950087500 | 86 | 309500 | 87500
[5 empty] | 31050087500 | 86 | 310500 | 87500
[5 empty] | 31150087500 | 86 | 311500 | 87500
[5 empty] | 31250087500 | 86 | 312500 | 87500
[5 empty] | 31350087500 | 86 | 313500 | 87500
[5 empty] | 31450087500 | 86 | 314500 | 87500
[5 empty] | 31550087500 | 86 | 315500 | 87500
[5 empty] | 31650087500 | 86 | 316500 | 87500
[5 empty] | 31750087500 | 86 | 317500 | 87500
[5 empty] | 31850087500 | 86 | 318500 | 87500
[5 empty] | 31950087500 | 86 | 319500 | 87500
[5 empty] | 32050087500 | 86 | 320500 | 87500
[5 empty] | 32150087500 | 86 | 321500 | 87500
[5 empty] | 32250087500 | 86 | 322500 | 87500
[5 empty] | 29750086500 | 86 | 297500 | 86500
[5 empty] | 29850086500 | 86 | 298500 | 86500
[5 empty] | 29950086500 | 86 | 299500 | 86500
[5 empty] | 30050086500 | 86 | 300500 | 86500
[5 empty] | 30150086500 | 86 | 301500 | 86500
[5 empty] | 30250086500 | 86 | 302500 | 86500
[5 empty] | 30350086500 | 86 | 303500 | 86500
[5 empty] | 30450086500 | 86 | 304500 | 86500
[5 empty] | 30550086500 | 86 | 305500 | 86500
[5 empty] | 30650086500 | 86 | 306500 | 86500
[5 empty] | 30750086500 | 86 | 307500 | 86500
[5 empty] | 30850086500 | 86 | 308500 | 86500
[5 empty] | 30950086500 | 86 | 309500 | 86500
[5 empty] | 31050086500 | 86 | 310500 | 86500
[5 empty] | 31150086500 | 86 | 311500 | 86500
[5 empty] | 31250086500 | 86 | 312500 | 86500
[5 empty] | 29750085500 | 86 | 297500 | 85500
[5 empty] | 29850085500 | 86 | 298500 | 85500
[5 empty] | 29950085500 | 86 | 299500 | 85500
[5 empty] | 30050085500 | 86 | 300500 | 85500
[5 empty] | 30150085500 | 86 | 301500 | 85500
[5 empty] | 30250085500 | 86 | 302500 | 85500
[5 empty] | 30350085500 | 86 | 303500 | 85500
[5 empty] | 30450085500 | 86 | 304500 | 85500
[5 empty] | 30550085500 | 86 | 305500 | 85500
[5 empty] | 30650085500 | 86 | 306500 | 85500
[5 empty] | 30750085500 | 86 | 307500 | 85500
[5 empty] | 30850085500 | 86 | 308500 | 85500
[5 empty] | 30950085500 | 86 | 309500 | 85500
[5 empty] | 31050085500 | 86 | 310500 | 85500
[5 empty] | 29850084500 | 86 | 298500 | 84500
[5 empty] | 29950084500 | 86 | 299500 | 84500
[5 empty] | 30050084500 | 86 | 300500 | 84500
[5 empty] | 30150084500 | 86 | 301500 | 84500
[5 empty] | 30250084500 | 86 | 302500 | 84500
[5 empty] | 30350084500 | 86 | 303500 | 84500
[5 empty] | 30450084500 | 86 | 304500 | 84500
[5 empty] | 30550084500 | 86 | 305500 | 84500
[5 empty] | 30650084500 | 86 | 306500 | 84500
[5 empty] | 30750084500 | 86 | 307500 | 84500
[5 empty] | 30850084500 | 86 | 308500 | 84500
[5 empty] | 30950084500 | 86 | 309500 | 84500
[5 empty] | 29850083500 | 86 | 298500 | 83500
[5 empty] | 29950083500 | 86 | 299500 | 83500
[5 empty] | 30050083500 | 86 | 300500 | 83500
[5 empty] | 30150083500 | 86 | 301500 | 83500
[5 empty] | 30250083500 | 86 | 302500 | 83500
[5 empty] | 30350083500 | 86 | 303500 | 83500
[5 empty] | 30450083500 | 86 | 304500 | 83500
[5 empty] | 30550083500 | 86 | 305500 | 83500
[5 empty] | 30650083500 | 86 | 306500 | 83500
[5 empty] | 30750083500 | 86 | 307500 | 83500
[5 empty] | 30850083500 | 86 | 308500 | 83500
[5 empty] | 30950083500 | 86 | 309500 | 83500
[5 empty] | 29850082500 | 86 | 298500 | 82500
[5 empty] | 29950082500 | 86 | 299500 | 82500
[5 empty] | 30050082500 | 86 | 300500 | 82500
[5 empty] | 30150082500 | 86 | 301500 | 82500
[5 empty] | 30250082500 | 86 | 302500 | 82500
[5 empty] | 30350082500 | 86 | 303500 | 82500
[5 empty] | 30450082500 | 86 | 304500 | 82500
[5 empty] | 30550082500 | 86 | 305500 | 82500
[5 empty] | 30650082500 | 86 | 306500 | 82500
[5 empty] | 30750082500 | 86 | 307500 | 82500
[5 empty] | 30850082500 | 86 | 308500 | 82500
[5 empty] | 29850081500 | 86 | 298500 | 81500
[5 empty] | 29950081500 | 86 | 299500 | 81500
[5 empty] | 30050081500 | 86 | 300500 | 81500
[5 empty] | 30150081500 | 86 | 301500 | 81500
[5 empty] | 30250081500 | 86 | 302500 | 81500
[5 empty] | 30350081500 | 86 | 303500 | 81500
[5 empty] | 30450081500 | 86 | 304500 | 81500
[5 empty] | 30550081500 | 86 | 305500 | 81500
[5 empty] | 30650081500 | 86 | 306500 | 81500
[5 empty] | 30750081500 | 86 | 307500 | 81500
[5 empty] | 29850080500 | 86 | 298500 | 80500
[5 empty] | 29950080500 | 86 | 299500 | 80500
[5 empty] | 30050080500 | 86 | 300500 | 80500
[5 empty] | 30150080500 | 86 | 301500 | 80500
[5 empty] | 30250080500 | 86 | 302500 | 80500
[5 empty] | 30350080500 | 86 | 303500 | 80500
[5 empty] | 30450080500 | 86 | 304500 | 80500
[5 empty] | 30050079500 | 86 | 300500 | 79500
[5 empty] | 30150079500 | 86 | 301500 | 79500
[5 empty] | 30250079500 | 86 | 302500 | 79500
[5 empty] | 30350079500 | 86 | 303500 | 79500
[5 empty] | 30450079500 | 86 | 304500 | 79500
[5 empty] | 401500120500 | 510 | 401500 | 120500
[5 empty] | 402500120500 | 510 | 402500 | 120500
[5 empty] | 400500119500 | 510 | 400500 | 119500
[5 empty] | 401500119500 | 510 | 401500 | 119500
[5 empty] | 402500119500 | 510 | 402500 | 119500
[5 empty] | 403500119500 | 510 | 403500 | 119500
[5 empty] | 396500118500 | 510 | 396500 | 118500
[5 empty] | 397500118500 | 510 | 397500 | 118500
[5 empty] | 398500118500 | 510 | 398500 | 118500
[5 empty] | 399500118500 | 510 | 399500 | 118500
[5 empty] | 400500118500 | 510 | 400500 | 118500
[5 empty] | 401500118500 | 510 | 401500 | 118500
[5 empty] | 402500118500 | 510 | 402500 | 118500
[5 empty] | 403500118500 | 510 | 403500 | 118500
[5 empty] | 404500118500 | 510 | 404500 | 118500
[5 empty] | 396500117500 | 510 | 396500 | 117500
[5 empty] | 397500117500 | 510 | 397500 | 117500
[5 empty] | 398500117500 | 510 | 398500 | 117500
[5 empty] | 399500117500 | 510 | 399500 | 117500
[5 empty] | 400500117500 | 510 | 400500 | 117500
[5 empty] | 401500117500 | 510 | 401500 | 117500
[5 empty] | 402500117500 | 510 | 402500 | 117500
[5 empty] | 403500117500 | 510 | 403500 | 117500
[5 empty] | 404500117500 | 510 | 404500 | 117500
[5 empty] | 405500117500 | 510 | 405500 | 117500
[5 empty] | 396500116500 | 510 | 396500 | 116500
[5 empty] | 397500116500 | 510 | 397500 | 116500
[5 empty] | 398500116500 | 510 | 398500 | 116500
[5 empty] | 399500116500 | 510 | 399500 | 116500
[5 empty] | 400500116500 | 510 | 400500 | 116500
[5 empty] | 401500116500 | 510 | 401500 | 116500
[5 empty] | 402500116500 | 510 | 402500 | 116500
[5 empty] | 403500116500 | 510 | 403500 | 116500
[5 empty] | 404500116500 | 510 | 404500 | 116500
[5 empty] | 405500116500 | 510 | 405500 | 116500
[5 empty] | 396500115500 | 510 | 396500 | 115500
[5 empty] | 397500115500 | 510 | 397500 | 115500
[5 empty] | 398500115500 | 510 | 398500 | 115500
[5 empty] | 399500115500 | 510 | 399500 | 115500
[5 empty] | 400500115500 | 510 | 400500 | 115500
[5 empty] | 401500115500 | 510 | 401500 | 115500
[5 empty] | 402500115500 | 510 | 402500 | 115500
[5 empty] | 403500115500 | 510 | 403500 | 115500
[5 empty] | 404500115500 | 510 | 404500 | 115500
[5 empty] | 405500115500 | 510 | 405500 | 115500
[5 empty] | 406500115500 | 510 | 406500 | 115500
[5 empty] | 396500114500 | 510 | 396500 | 114500
[5 empty] | 397500114500 | 510 | 397500 | 114500
[5 empty] | 398500114500 | 510 | 398500 | 114500
[5 empty] | 399500114500 | 510 | 399500 | 114500
[5 empty] | 400500114500 | 510 | 400500 | 114500
[5 empty] | 401500114500 | 510 | 401500 | 114500
[5 empty] | 402500114500 | 510 | 402500 | 114500
[5 empty] | 403500114500 | 510 | 403500 | 114500
[5 empty] | 404500114500 | 510 | 404500 | 114500
[5 empty] | 405500114500 | 510 | 405500 | 114500
[5 empty] | 406500114500 | 510 | 406500 | 114500
[5 empty] | 407500114500 | 510 | 407500 | 114500
[5 empty] | 411500114500 | 510 | 411500 | 114500
[5 empty] | 396500113500 | 510 | 396500 | 113500
[5 empty] | 397500113500 | 510 | 397500 | 113500
[5 empty] | 398500113500 | 510 | 398500 | 113500
[5 empty] | 399500113500 | 510 | 399500 | 113500
[5 empty] | 400500113500 | 510 | 400500 | 113500
[5 empty] | 401500113500 | 510 | 401500 | 113500
[5 empty] | 402500113500 | 510 | 402500 | 113500
[5 empty] | 403500113500 | 510 | 403500 | 113500
[5 empty] | 404500113500 | 510 | 404500 | 113500
[5 empty] | 405500113500 | 510 | 405500 | 113500
[5 empty] | 406500113500 | 510 | 406500 | 113500
[5 empty] | 407500113500 | 510 | 407500 | 113500
[5 empty] | 408500113500 | 510 | 408500 | 113500
[5 empty] | 410500113500 | 510 | 410500 | 113500
[5 empty] | 411500113500 | 510 | 411500 | 113500
[5 empty] | 412500113500 | 510 | 412500 | 113500
[5 empty] | 396500112500 | 510 | 396500 | 112500
[5 empty] | 397500112500 | 510 | 397500 | 112500
[5 empty] | 398500112500 | 510 | 398500 | 112500
[5 empty] | 399500112500 | 510 | 399500 | 112500
[5 empty] | 400500112500 | 510 | 400500 | 112500
[5 empty] | 401500112500 | 510 | 401500 | 112500
[5 empty] | 402500112500 | 510 | 402500 | 112500
[5 empty] | 403500112500 | 510 | 403500 | 112500
[5 empty] | 404500112500 | 510 | 404500 | 112500
[5 empty] | 405500112500 | 510 | 405500 | 112500
[5 empty] | 406500112500 | 510 | 406500 | 112500
[5 empty] | 407500112500 | 510 | 407500 | 112500
[5 empty] | 408500112500 | 510 | 408500 | 112500
[5 empty] | 409500112500 | 510 | 409500 | 112500
[5 empty] | 410500112500 | 510 | 410500 | 112500
[5 empty] | 411500112500 | 510 | 411500 | 112500
[5 empty] | 412500112500 | 510 | 412500 | 112500
[5 empty] | 396500111500 | 510 | 396500 | 111500
[5 empty] | 397500111500 | 510 | 397500 | 111500
[5 empty] | 398500111500 | 510 | 398500 | 111500
[5 empty] | 399500111500 | 510 | 399500 | 111500
[5 empty] | 400500111500 | 510 | 400500 | 111500
[5 empty] | 401500111500 | 510 | 401500 | 111500
[5 empty] | 402500111500 | 510 | 402500 | 111500
[5 empty] | 403500111500 | 510 | 403500 | 111500
[5 empty] | 404500111500 | 510 | 404500 | 111500
[5 empty] | 405500111500 | 510 | 405500 | 111500
[5 empty] | 406500111500 | 510 | 406500 | 111500
[5 empty] | 407500111500 | 510 | 407500 | 111500
[5 empty] | 408500111500 | 510 | 408500 | 111500
[5 empty] | 409500111500 | 510 | 409500 | 111500
[5 empty] | 410500111500 | 510 | 410500 | 111500
[5 empty] | 411500111500 | 510 | 411500 | 111500
[5 empty] | 412500111500 | 510 | 412500 | 111500
[5 empty] | 396500110500 | 510 | 396500 | 110500
[5 empty] | 397500110500 | 510 | 397500 | 110500
[5 empty] | 398500110500 | 510 | 398500 | 110500
[5 empty] | 399500110500 | 510 | 399500 | 110500
[5 empty] | 400500110500 | 510 | 400500 | 110500
[5 empty] | 401500110500 | 510 | 401500 | 110500
[5 empty] | 402500110500 | 510 | 402500 | 110500
[5 empty] | 403500110500 | 510 | 403500 | 110500
[5 empty] | 404500110500 | 510 | 404500 | 110500
[5 empty] | 405500110500 | 510 | 405500 | 110500
[5 empty] | 406500110500 | 510 | 406500 | 110500
[5 empty] | 407500110500 | 510 | 407500 | 110500
[5 empty] | 408500110500 | 510 | 408500 | 110500
[5 empty] | 409500110500 | 510 | 409500 | 110500
[5 empty] | 410500110500 | 510 | 410500 | 110500
[5 empty] | 396500109500 | 510 | 396500 | 109500
[5 empty] | 397500109500 | 510 | 397500 | 109500
[5 empty] | 398500109500 | 510 | 398500 | 109500
[5 empty] | 399500109500 | 510 | 399500 | 109500
[5 empty] | 400500109500 | 510 | 400500 | 109500
[5 empty] | 401500109500 | 510 | 401500 | 109500
[5 empty] | 402500109500 | 510 | 402500 | 109500
[5 empty] | 403500109500 | 510 | 403500 | 109500
[5 empty] | 404500109500 | 510 | 404500 | 109500
[5 empty] | 405500109500 | 510 | 405500 | 109500
[5 empty] | 406500109500 | 510 | 406500 | 109500
[5 empty] | 407500109500 | 510 | 407500 | 109500
[5 empty] | 408500109500 | 510 | 408500 | 109500
[5 empty] | 409500109500 | 510 | 409500 | 109500
[5 empty] | 410500109500 | 510 | 410500 | 109500
[5 empty] | 397500108500 | 510 | 397500 | 108500
[5 empty] | 398500108500 | 510 | 398500 | 108500
[5 empty] | 399500108500 | 510 | 399500 | 108500
[5 empty] | 400500108500 | 510 | 400500 | 108500
[5 empty] | 401500108500 | 510 | 401500 | 108500
[5 empty] | 402500108500 | 510 | 402500 | 108500
[5 empty] | 403500108500 | 510 | 403500 | 108500
[5 empty] | 404500108500 | 510 | 404500 | 108500
[5 empty] | 405500108500 | 510 | 405500 | 108500
[5 empty] | 406500108500 | 510 | 406500 | 108500
[5 empty] | 407500108500 | 510 | 407500 | 108500
[5 empty] | 408500108500 | 510 | 408500 | 108500
[5 empty] | 409500108500 | 510 | 409500 | 108500
[5 empty] | 410500108500 | 510 | 410500 | 108500
[5 empty] | 397500107500 | 510 | 397500 | 107500
[5 empty] | 398500107500 | 510 | 398500 | 107500
[5 empty] | 399500107500 | 510 | 399500 | 107500
[5 empty] | 400500107500 | 510 | 400500 | 107500
[5 empty] | 401500107500 | 510 | 401500 | 107500
[5 empty] | 402500107500 | 510 | 402500 | 107500
[5 empty] | 403500107500 | 510 | 403500 | 107500
[5 empty] | 404500107500 | 510 | 404500 | 107500
[5 empty] | 405500107500 | 510 | 405500 | 107500
[5 empty] | 406500107500 | 510 | 406500 | 107500
[5 empty] | 407500107500 | 510 | 407500 | 107500
[5 empty] | 408500107500 | 510 | 408500 | 107500
[5 empty] | 409500107500 | 510 | 409500 | 107500
[5 empty] | 410500107500 | 510 | 410500 | 107500
[5 empty] | 396500106500 | 510 | 396500 | 106500
[5 empty] | 397500106500 | 510 | 397500 | 106500
[5 empty] | 398500106500 | 510 | 398500 | 106500
[5 empty] | 399500106500 | 510 | 399500 | 106500
[5 empty] | 400500106500 | 510 | 400500 | 106500
[5 empty] | 401500106500 | 510 | 401500 | 106500
[5 empty] | 402500106500 | 510 | 402500 | 106500
[5 empty] | 403500106500 | 510 | 403500 | 106500
[5 empty] | 404500106500 | 510 | 404500 | 106500
[5 empty] | 405500106500 | 510 | 405500 | 106500
[5 empty] | 406500106500 | 510 | 406500 | 106500
[5 empty] | 407500106500 | 510 | 407500 | 106500
[5 empty] | 408500106500 | 510 | 408500 | 106500
[5 empty] | 409500106500 | 510 | 409500 | 106500
[5 empty] | 410500106500 | 510 | 410500 | 106500
[5 empty] | 413500106500 | 510 | 413500 | 106500
[5 empty] | 396500105500 | 510 | 396500 | 105500
[5 empty] | 397500105500 | 510 | 397500 | 105500
[5 empty] | 398500105500 | 510 | 398500 | 105500
[5 empty] | 399500105500 | 510 | 399500 | 105500
[5 empty] | 400500105500 | 510 | 400500 | 105500
[5 empty] | 401500105500 | 510 | 401500 | 105500
[5 empty] | 402500105500 | 510 | 402500 | 105500
[5 empty] | 403500105500 | 510 | 403500 | 105500
[5 empty] | 404500105500 | 510 | 404500 | 105500
[5 empty] | 405500105500 | 510 | 405500 | 105500
[5 empty] | 406500105500 | 510 | 406500 | 105500
[5 empty] | 407500105500 | 510 | 407500 | 105500
[5 empty] | 408500105500 | 510 | 408500 | 105500
[5 empty] | 409500105500 | 510 | 409500 | 105500
[5 empty] | 410500105500 | 510 | 410500 | 105500
[5 empty] | 411500105500 | 510 | 411500 | 105500
[5 empty] | 412500105500 | 510 | 412500 | 105500
[5 empty] | 413500105500 | 510 | 413500 | 105500
[5 empty] | 395500104500 | 510 | 395500 | 104500
[5 empty] | 396500104500 | 510 | 396500 | 104500
[5 empty] | 397500104500 | 510 | 397500 | 104500
[5 empty] | 398500104500 | 510 | 398500 | 104500
[5 empty] | 399500104500 | 510 | 399500 | 104500
[5 empty] | 400500104500 | 510 | 400500 | 104500
[5 empty] | 401500104500 | 510 | 401500 | 104500
[5 empty] | 402500104500 | 510 | 402500 | 104500
[5 empty] | 403500104500 | 510 | 403500 | 104500
[5 empty] | 404500104500 | 510 | 404500 | 104500
[5 empty] | 405500104500 | 510 | 405500 | 104500
[5 empty] | 406500104500 | 510 | 406500 | 104500
[5 empty] | 407500104500 | 510 | 407500 | 104500
[5 empty] | 408500104500 | 510 | 408500 | 104500
[5 empty] | 409500104500 | 510 | 409500 | 104500
[5 empty] | 410500104500 | 510 | 410500 | 104500
[5 empty] | 411500104500 | 510 | 411500 | 104500
[5 empty] | 412500104500 | 510 | 412500 | 104500
[5 empty] | 413500104500 | 510 | 413500 | 104500
[5 empty] | 393500103500 | 510 | 393500 | 103500
[5 empty] | 394500103500 | 510 | 394500 | 103500
[5 empty] | 395500103500 | 510 | 395500 | 103500
[5 empty] | 396500103500 | 510 | 396500 | 103500
[5 empty] | 397500103500 | 510 | 397500 | 103500
[5 empty] | 398500103500 | 510 | 398500 | 103500
[5 empty] | 399500103500 | 510 | 399500 | 103500
[5 empty] | 400500103500 | 510 | 400500 | 103500
[5 empty] | 401500103500 | 510 | 401500 | 103500
[5 empty] | 402500103500 | 510 | 402500 | 103500
[5 empty] | 403500103500 | 510 | 403500 | 103500
[5 empty] | 404500103500 | 510 | 404500 | 103500
[5 empty] | 405500103500 | 510 | 405500 | 103500
[5 empty] | 406500103500 | 510 | 406500 | 103500
[5 empty] | 407500103500 | 510 | 407500 | 103500
[5 empty] | 408500103500 | 510 | 408500 | 103500
[5 empty] | 409500103500 | 510 | 409500 | 103500
[5 empty] | 410500103500 | 510 | 410500 | 103500
[5 empty] | 411500103500 | 510 | 411500 | 103500
[5 empty] | 412500103500 | 510 | 412500 | 103500
[5 empty] | 413500103500 | 510 | 413500 | 103500
[5 empty] | 393500102500 | 510 | 393500 | 102500
[5 empty] | 394500102500 | 510 | 394500 | 102500
[5 empty] | 395500102500 | 510 | 395500 | 102500
[5 empty] | 396500102500 | 510 | 396500 | 102500
[5 empty] | 397500102500 | 510 | 397500 | 102500
[5 empty] | 398500102500 | 510 | 398500 | 102500
[5 empty] | 399500102500 | 510 | 399500 | 102500
[5 empty] | 400500102500 | 510 | 400500 | 102500
[5 empty] | 401500102500 | 510 | 401500 | 102500
[5 empty] | 402500102500 | 510 | 402500 | 102500
[5 empty] | 403500102500 | 510 | 403500 | 102500
[5 empty] | 404500102500 | 510 | 404500 | 102500
[5 empty] | 405500102500 | 510 | 405500 | 102500
[5 empty] | 406500102500 | 510 | 406500 | 102500
[5 empty] | 407500102500 | 510 | 407500 | 102500
[5 empty] | 408500102500 | 510 | 408500 | 102500
[5 empty] | 409500102500 | 510 | 409500 | 102500
[5 empty] | 410500102500 | 510 | 410500 | 102500
[5 empty] | 411500102500 | 510 | 411500 | 102500
[5 empty] | 412500102500 | 510 | 412500 | 102500
[5 empty] | 413500102500 | 510 | 413500 | 102500
[5 empty] | 392500101500 | 510 | 392500 | 101500
[5 empty] | 393500101500 | 510 | 393500 | 101500
[5 empty] | 394500101500 | 510 | 394500 | 101500
[5 empty] | 395500101500 | 510 | 395500 | 101500
[5 empty] | 396500101500 | 510 | 396500 | 101500
[5 empty] | 397500101500 | 510 | 397500 | 101500
[5 empty] | 398500101500 | 510 | 398500 | 101500
[5 empty] | 399500101500 | 510 | 399500 | 101500
[5 empty] | 400500101500 | 510 | 400500 | 101500
[5 empty] | 401500101500 | 510 | 401500 | 101500
[5 empty] | 402500101500 | 510 | 402500 | 101500
[5 empty] | 403500101500 | 510 | 403500 | 101500
[5 empty] | 404500101500 | 510 | 404500 | 101500
[5 empty] | 405500101500 | 510 | 405500 | 101500
[5 empty] | 406500101500 | 510 | 406500 | 101500
[5 empty] | 407500101500 | 510 | 407500 | 101500
[5 empty] | 408500101500 | 510 | 408500 | 101500
[5 empty] | 409500101500 | 510 | 409500 | 101500
[5 empty] | 410500101500 | 510 | 410500 | 101500
[5 empty] | 411500101500 | 510 | 411500 | 101500
[5 empty] | 412500101500 | 510 | 412500 | 101500
[5 empty] | 413500101500 | 510 | 413500 | 101500
[5 empty] | 390500100500 | 510 | 390500 | 100500
[5 empty] | 391500100500 | 510 | 391500 | 100500
[5 empty] | 392500100500 | 510 | 392500 | 100500
[5 empty] | 393500100500 | 510 | 393500 | 100500
[5 empty] | 394500100500 | 510 | 394500 | 100500
[5 empty] | 395500100500 | 510 | 395500 | 100500
[5 empty] | 396500100500 | 510 | 396500 | 100500
[5 empty] | 397500100500 | 510 | 397500 | 100500
[5 empty] | 398500100500 | 510 | 398500 | 100500
[5 empty] | 399500100500 | 510 | 399500 | 100500
[5 empty] | 400500100500 | 510 | 400500 | 100500
[5 empty] | 401500100500 | 510 | 401500 | 100500
[5 empty] | 402500100500 | 510 | 402500 | 100500
[5 empty] | 403500100500 | 510 | 403500 | 100500
[5 empty] | 404500100500 | 510 | 404500 | 100500
[5 empty] | 405500100500 | 510 | 405500 | 100500
[5 empty] | 406500100500 | 510 | 406500 | 100500
[5 empty] | 407500100500 | 510 | 407500 | 100500
[5 empty] | 408500100500 | 510 | 408500 | 100500
[5 empty] | 409500100500 | 510 | 409500 | 100500
[5 empty] | 411500100500 | 510 | 411500 | 100500
[5 empty] | 412500100500 | 510 | 412500 | 100500
[5 empty] | 413500100500 | 510 | 413500 | 100500
[5 empty] | 38950099500 | 510 | 389500 | 99500
[5 empty] | 39050099500 | 510 | 390500 | 99500
[5 empty] | 39150099500 | 510 | 391500 | 99500
[5 empty] | 39250099500 | 510 | 392500 | 99500
[5 empty] | 39350099500 | 510 | 393500 | 99500
[5 empty] | 39450099500 | 510 | 394500 | 99500
[5 empty] | 39550099500 | 510 | 395500 | 99500
[5 empty] | 39650099500 | 510 | 396500 | 99500
[5 empty] | 39750099500 | 510 | 397500 | 99500
[5 empty] | 39850099500 | 510 | 398500 | 99500
[5 empty] | 39950099500 | 510 | 399500 | 99500
[5 empty] | 40050099500 | 510 | 400500 | 99500
[5 empty] | 40150099500 | 510 | 401500 | 99500
[5 empty] | 40250099500 | 510 | 402500 | 99500
[5 empty] | 40350099500 | 510 | 403500 | 99500
[5 empty] | 40450099500 | 510 | 404500 | 99500
[5 empty] | 40550099500 | 510 | 405500 | 99500
[5 empty] | 40650099500 | 510 | 406500 | 99500
[5 empty] | 40750099500 | 510 | 407500 | 99500
[5 empty] | 40850099500 | 510 | 408500 | 99500
[5 empty] | 40950099500 | 510 | 409500 | 99500
[5 empty] | 39050098500 | 510 | 390500 | 98500
[5 empty] | 39550098500 | 510 | 395500 | 98500
[5 empty] | 39650098500 | 510 | 396500 | 98500
[5 empty] | 39750098500 | 510 | 397500 | 98500
[5 empty] | 39850098500 | 510 | 398500 | 98500
[5 empty] | 39950098500 | 510 | 399500 | 98500
[5 empty] | 40550098500 | 510 | 405500 | 98500
[5 empty] | 40650098500 | 510 | 406500 | 98500
[5 empty] | 40750098500 | 510 | 407500 | 98500
[5 empty] | 40850098500 | 510 | 408500 | 98500
[5 empty] | 40950098500 | 510 | 409500 | 98500
[5 empty] | 39450097500 | 510 | 394500 | 97500
[5 empty] | 39550097500 | 510 | 395500 | 97500
[5 empty] | 39650097500 | 510 | 396500 | 97500
[5 empty] | 39750097500 | 510 | 397500 | 97500
[5 empty] | 39850097500 | 510 | 398500 | 97500
[5 empty] | 40650097500 | 510 | 406500 | 97500
[5 empty] | 40850097500 | 510 | 408500 | 97500
[5 empty] | 40950097500 | 510 | 409500 | 97500
[5 empty] | 39650096500 | 510 | 396500 | 96500
[5 empty] | 39750096500 | 510 | 397500 | 96500
[5 empty] | 39850096500 | 510 | 398500 | 96500
[5 empty] | 39750095500 | 510 | 397500 | 95500
[5 empty] | 39850095500 | 510 | 398500 | 95500
[5 empty] | 39850094500 | 510 | 398500 | 94500
[5 empty] | 479500146500 | 88 | 479500 | 146500
[5 empty] | 475500145500 | 88 | 475500 | 145500
[5 empty] | 476500145500 | 88 | 476500 | 145500
[5 empty] | 477500145500 | 88 | 477500 | 145500
[5 empty] | 478500145500 | 88 | 478500 | 145500
[5 empty] | 479500145500 | 88 | 479500 | 145500
[5 empty] | 480500145500 | 88 | 480500 | 145500
[5 empty] | 473500144500 | 88 | 473500 | 144500
[5 empty] | 474500144500 | 88 | 474500 | 144500
[5 empty] | 475500144500 | 88 | 475500 | 144500
[5 empty] | 476500144500 | 88 | 476500 | 144500
[5 empty] | 477500144500 | 88 | 477500 | 144500
[5 empty] | 478500144500 | 88 | 478500 | 144500
[5 empty] | 479500144500 | 88 | 479500 | 144500
[5 empty] | 480500144500 | 88 | 480500 | 144500
[5 empty] | 465500143500 | 88 | 465500 | 143500
[5 empty] | 466500143500 | 88 | 466500 | 143500
[5 empty] | 467500143500 | 88 | 467500 | 143500
[5 empty] | 468500143500 | 88 | 468500 | 143500
[5 empty] | 469500143500 | 88 | 469500 | 143500
[5 empty] | 470500143500 | 88 | 470500 | 143500
[5 empty] | 471500143500 | 88 | 471500 | 143500
[5 empty] | 472500143500 | 88 | 472500 | 143500
[5 empty] | 473500143500 | 88 | 473500 | 143500
[5 empty] | 474500143500 | 88 | 474500 | 143500
[5 empty] | 475500143500 | 88 | 475500 | 143500
[5 empty] | 476500143500 | 88 | 476500 | 143500
[5 empty] | 477500143500 | 88 | 477500 | 143500
[5 empty] | 478500143500 | 88 | 478500 | 143500
[5 empty] | 479500143500 | 88 | 479500 | 143500
[5 empty] | 480500143500 | 88 | 480500 | 143500
[5 empty] | 481500143500 | 88 | 481500 | 143500
[5 empty] | 465500142500 | 88 | 465500 | 142500
[5 empty] | 466500142500 | 88 | 466500 | 142500
[5 empty] | 467500142500 | 88 | 467500 | 142500
[5 empty] | 468500142500 | 88 | 468500 | 142500
[5 empty] | 469500142500 | 88 | 469500 | 142500
[5 empty] | 470500142500 | 88 | 470500 | 142500
[5 empty] | 471500142500 | 88 | 471500 | 142500
[5 empty] | 472500142500 | 88 | 472500 | 142500
[5 empty] | 473500142500 | 88 | 473500 | 142500
[5 empty] | 474500142500 | 88 | 474500 | 142500
[5 empty] | 475500142500 | 88 | 475500 | 142500
[5 empty] | 476500142500 | 88 | 476500 | 142500
[5 empty] | 477500142500 | 88 | 477500 | 142500
[5 empty] | 478500142500 | 88 | 478500 | 142500
[5 empty] | 479500142500 | 88 | 479500 | 142500
[5 empty] | 480500142500 | 88 | 480500 | 142500
[5 empty] | 481500142500 | 88 | 481500 | 142500
[5 empty] | 465500141500 | 88 | 465500 | 141500
[5 empty] | 466500141500 | 88 | 466500 | 141500
[5 empty] | 467500141500 | 88 | 467500 | 141500
[5 empty] | 468500141500 | 88 | 468500 | 141500
[5 empty] | 469500141500 | 88 | 469500 | 141500
[5 empty] | 470500141500 | 88 | 470500 | 141500
[5 empty] | 471500141500 | 88 | 471500 | 141500
[5 empty] | 472500141500 | 88 | 472500 | 141500
[5 empty] | 473500141500 | 88 | 473500 | 141500
[5 empty] | 474500141500 | 88 | 474500 | 141500
[5 empty] | 475500141500 | 88 | 475500 | 141500
[5 empty] | 476500141500 | 88 | 476500 | 141500
[5 empty] | 477500141500 | 88 | 477500 | 141500
[5 empty] | 478500141500 | 88 | 478500 | 141500
[5 empty] | 479500141500 | 88 | 479500 | 141500
[5 empty] | 480500141500 | 88 | 480500 | 141500
[5 empty] | 481500141500 | 88 | 481500 | 141500
[5 empty] | 463500140500 | 88 | 463500 | 140500
[5 empty] | 464500140500 | 88 | 464500 | 140500
[5 empty] | 465500140500 | 88 | 465500 | 140500
[5 empty] | 466500140500 | 88 | 466500 | 140500
[5 empty] | 467500140500 | 88 | 467500 | 140500
[5 empty] | 468500140500 | 88 | 468500 | 140500
[5 empty] | 469500140500 | 88 | 469500 | 140500
[5 empty] | 470500140500 | 88 | 470500 | 140500
[5 empty] | 471500140500 | 88 | 471500 | 140500
[5 empty] | 472500140500 | 88 | 472500 | 140500
[5 empty] | 473500140500 | 88 | 473500 | 140500
[5 empty] | 474500140500 | 88 | 474500 | 140500
[5 empty] | 475500140500 | 88 | 475500 | 140500
[5 empty] | 476500140500 | 88 | 476500 | 140500
[5 empty] | 477500140500 | 88 | 477500 | 140500
[5 empty] | 478500140500 | 88 | 478500 | 140500
[5 empty] | 479500140500 | 88 | 479500 | 140500
[5 empty] | 480500140500 | 88 | 480500 | 140500
[5 empty] | 481500140500 | 88 | 481500 | 140500
[5 empty] | 462500139500 | 88 | 462500 | 139500
[5 empty] | 463500139500 | 88 | 463500 | 139500
[5 empty] | 464500139500 | 88 | 464500 | 139500
[5 empty] | 465500139500 | 88 | 465500 | 139500
[5 empty] | 466500139500 | 88 | 466500 | 139500
[5 empty] | 467500139500 | 88 | 467500 | 139500
[5 empty] | 468500139500 | 88 | 468500 | 139500
[5 empty] | 469500139500 | 88 | 469500 | 139500
[5 empty] | 470500139500 | 88 | 470500 | 139500
[5 empty] | 471500139500 | 88 | 471500 | 139500
[5 empty] | 472500139500 | 88 | 472500 | 139500
[5 empty] | 473500139500 | 88 | 473500 | 139500
[5 empty] | 474500139500 | 88 | 474500 | 139500
[5 empty] | 475500139500 | 88 | 475500 | 139500
[5 empty] | 476500139500 | 88 | 476500 | 139500
[5 empty] | 477500139500 | 88 | 477500 | 139500
[5 empty] | 478500139500 | 88 | 478500 | 139500
[5 empty] | 479500139500 | 88 | 479500 | 139500
[5 empty] | 480500139500 | 88 | 480500 | 139500
[5 empty] | 481500139500 | 88 | 481500 | 139500
[5 empty] | 483500139500 | 88 | 483500 | 139500
[5 empty] | 461500138500 | 88 | 461500 | 138500
[5 empty] | 462500138500 | 88 | 462500 | 138500
[5 empty] | 463500138500 | 88 | 463500 | 138500
[5 empty] | 464500138500 | 88 | 464500 | 138500
[5 empty] | 465500138500 | 88 | 465500 | 138500
[5 empty] | 466500138500 | 88 | 466500 | 138500
[5 empty] | 467500138500 | 88 | 467500 | 138500
[5 empty] | 468500138500 | 88 | 468500 | 138500
[5 empty] | 469500138500 | 88 | 469500 | 138500
[5 empty] | 470500138500 | 88 | 470500 | 138500
[5 empty] | 471500138500 | 88 | 471500 | 138500
[5 empty] | 472500138500 | 88 | 472500 | 138500
[5 empty] | 473500138500 | 88 | 473500 | 138500
[5 empty] | 474500138500 | 88 | 474500 | 138500
[5 empty] | 475500138500 | 88 | 475500 | 138500
[5 empty] | 476500138500 | 88 | 476500 | 138500
[5 empty] | 477500138500 | 88 | 477500 | 138500
[5 empty] | 478500138500 | 88 | 478500 | 138500
[5 empty] | 479500138500 | 88 | 479500 | 138500
[5 empty] | 480500138500 | 88 | 480500 | 138500
[5 empty] | 481500138500 | 88 | 481500 | 138500
[5 empty] | 482500138500 | 88 | 482500 | 138500
[5 empty] | 483500138500 | 88 | 483500 | 138500
[5 empty] | 484500138500 | 88 | 484500 | 138500
[5 empty] | 463500137500 | 88 | 463500 | 137500
[5 empty] | 464500137500 | 88 | 464500 | 137500
[5 empty] | 465500137500 | 88 | 465500 | 137500
[5 empty] | 466500137500 | 88 | 466500 | 137500
[5 empty] | 467500137500 | 88 | 467500 | 137500
[5 empty] | 468500137500 | 88 | 468500 | 137500
[5 empty] | 469500137500 | 88 | 469500 | 137500
[5 empty] | 470500137500 | 88 | 470500 | 137500
[5 empty] | 471500137500 | 88 | 471500 | 137500
[5 empty] | 472500137500 | 88 | 472500 | 137500
[5 empty] | 473500137500 | 88 | 473500 | 137500
[5 empty] | 474500137500 | 88 | 474500 | 137500
[5 empty] | 475500137500 | 88 | 475500 | 137500
[5 empty] | 476500137500 | 88 | 476500 | 137500
[5 empty] | 477500137500 | 88 | 477500 | 137500
[5 empty] | 478500137500 | 88 | 478500 | 137500
[5 empty] | 479500137500 | 88 | 479500 | 137500
[5 empty] | 480500137500 | 88 | 480500 | 137500
[5 empty] | 481500137500 | 88 | 481500 | 137500
[5 empty] | 482500137500 | 88 | 482500 | 137500
[5 empty] | 483500137500 | 88 | 483500 | 137500
[5 empty] | 484500137500 | 88 | 484500 | 137500
[5 empty] | 463500136500 | 88 | 463500 | 136500
[5 empty] | 464500136500 | 88 | 464500 | 136500
[5 empty] | 465500136500 | 88 | 465500 | 136500
[5 empty] | 466500136500 | 88 | 466500 | 136500
[5 empty] | 467500136500 | 88 | 467500 | 136500
[5 empty] | 468500136500 | 88 | 468500 | 136500
[5 empty] | 469500136500 | 88 | 469500 | 136500
[5 empty] | 470500136500 | 88 | 470500 | 136500
[5 empty] | 471500136500 | 88 | 471500 | 136500
[5 empty] | 472500136500 | 88 | 472500 | 136500
[5 empty] | 473500136500 | 88 | 473500 | 136500
[5 empty] | 474500136500 | 88 | 474500 | 136500
[5 empty] | 475500136500 | 88 | 475500 | 136500
[5 empty] | 476500136500 | 88 | 476500 | 136500
[5 empty] | 477500136500 | 88 | 477500 | 136500
[5 empty] | 478500136500 | 88 | 478500 | 136500
[5 empty] | 479500136500 | 88 | 479500 | 136500
[5 empty] | 480500136500 | 88 | 480500 | 136500
[5 empty] | 481500136500 | 88 | 481500 | 136500
[5 empty] | 482500136500 | 88 | 482500 | 136500
[5 empty] | 483500136500 | 88 | 483500 | 136500
[5 empty] | 484500136500 | 88 | 484500 | 136500
[5 empty] | 485500136500 | 88 | 485500 | 136500
[5 empty] | 464500135500 | 88 | 464500 | 135500
[5 empty] | 465500135500 | 88 | 465500 | 135500
[5 empty] | 466500135500 | 88 | 466500 | 135500
[5 empty] | 467500135500 | 88 | 467500 | 135500
[5 empty] | 468500135500 | 88 | 468500 | 135500
[5 empty] | 469500135500 | 88 | 469500 | 135500
[5 empty] | 470500135500 | 88 | 470500 | 135500
[5 empty] | 471500135500 | 88 | 471500 | 135500
[5 empty] | 472500135500 | 88 | 472500 | 135500
[5 empty] | 473500135500 | 88 | 473500 | 135500
[5 empty] | 474500135500 | 88 | 474500 | 135500
[5 empty] | 475500135500 | 88 | 475500 | 135500
[5 empty] | 476500135500 | 88 | 476500 | 135500
[5 empty] | 477500135500 | 88 | 477500 | 135500
[5 empty] | 478500135500 | 88 | 478500 | 135500
[5 empty] | 479500135500 | 88 | 479500 | 135500
[5 empty] | 480500135500 | 88 | 480500 | 135500
[5 empty] | 481500135500 | 88 | 481500 | 135500
[5 empty] | 482500135500 | 88 | 482500 | 135500
[5 empty] | 483500135500 | 88 | 483500 | 135500
[5 empty] | 484500135500 | 88 | 484500 | 135500
[5 empty] | 485500135500 | 88 | 485500 | 135500
[5 empty] | 486500135500 | 88 | 486500 | 135500
[5 empty] | 487500135500 | 88 | 487500 | 135500
[5 empty] | 464500134500 | 88 | 464500 | 134500
[5 empty] | 465500134500 | 88 | 465500 | 134500
[5 empty] | 466500134500 | 88 | 466500 | 134500
[5 empty] | 467500134500 | 88 | 467500 | 134500
[5 empty] | 468500134500 | 88 | 468500 | 134500
[5 empty] | 469500134500 | 88 | 469500 | 134500
[5 empty] | 470500134500 | 88 | 470500 | 134500
[5 empty] | 471500134500 | 88 | 471500 | 134500
[5 empty] | 472500134500 | 88 | 472500 | 134500
[5 empty] | 473500134500 | 88 | 473500 | 134500
[5 empty] | 474500134500 | 88 | 474500 | 134500
[5 empty] | 475500134500 | 88 | 475500 | 134500
[5 empty] | 476500134500 | 88 | 476500 | 134500
[5 empty] | 477500134500 | 88 | 477500 | 134500
[5 empty] | 478500134500 | 88 | 478500 | 134500
[5 empty] | 479500134500 | 88 | 479500 | 134500
[5 empty] | 480500134500 | 88 | 480500 | 134500
[5 empty] | 481500134500 | 88 | 481500 | 134500
[5 empty] | 482500134500 | 88 | 482500 | 134500
[5 empty] | 483500134500 | 88 | 483500 | 134500
[5 empty] | 484500134500 | 88 | 484500 | 134500
[5 empty] | 485500134500 | 88 | 485500 | 134500
[5 empty] | 486500134500 | 88 | 486500 | 134500
[5 empty] | 464500133500 | 88 | 464500 | 133500
[5 empty] | 465500133500 | 88 | 465500 | 133500
[5 empty] | 466500133500 | 88 | 466500 | 133500
[5 empty] | 467500133500 | 88 | 467500 | 133500
[5 empty] | 468500133500 | 88 | 468500 | 133500
[5 empty] | 469500133500 | 88 | 469500 | 133500
[5 empty] | 470500133500 | 88 | 470500 | 133500
[5 empty] | 471500133500 | 88 | 471500 | 133500
[5 empty] | 472500133500 | 88 | 472500 | 133500
[5 empty] | 473500133500 | 88 | 473500 | 133500
[5 empty] | 474500133500 | 88 | 474500 | 133500
[5 empty] | 475500133500 | 88 | 475500 | 133500
[5 empty] | 476500133500 | 88 | 476500 | 133500
[5 empty] | 477500133500 | 88 | 477500 | 133500
[5 empty] | 478500133500 | 88 | 478500 | 133500
[5 empty] | 479500133500 | 88 | 479500 | 133500
[5 empty] | 480500133500 | 88 | 480500 | 133500
[5 empty] | 481500133500 | 88 | 481500 | 133500
[5 empty] | 482500133500 | 88 | 482500 | 133500
[5 empty] | 483500133500 | 88 | 483500 | 133500
[5 empty] | 484500133500 | 88 | 484500 | 133500
[5 empty] | 485500133500 | 88 | 485500 | 133500
[5 empty] | 486500133500 | 88 | 486500 | 133500
[5 empty] | 463500132500 | 88 | 463500 | 132500
[5 empty] | 464500132500 | 88 | 464500 | 132500
[5 empty] | 465500132500 | 88 | 465500 | 132500
[5 empty] | 466500132500 | 88 | 466500 | 132500
[5 empty] | 467500132500 | 88 | 467500 | 132500
[5 empty] | 468500132500 | 88 | 468500 | 132500
[5 empty] | 469500132500 | 88 | 469500 | 132500
[5 empty] | 470500132500 | 88 | 470500 | 132500
[5 empty] | 471500132500 | 88 | 471500 | 132500
[5 empty] | 472500132500 | 88 | 472500 | 132500
[5 empty] | 473500132500 | 88 | 473500 | 132500
[5 empty] | 474500132500 | 88 | 474500 | 132500
[5 empty] | 475500132500 | 88 | 475500 | 132500
[5 empty] | 476500132500 | 88 | 476500 | 132500
[5 empty] | 477500132500 | 88 | 477500 | 132500
[5 empty] | 478500132500 | 88 | 478500 | 132500
[5 empty] | 479500132500 | 88 | 479500 | 132500
[5 empty] | 480500132500 | 88 | 480500 | 132500
[5 empty] | 481500132500 | 88 | 481500 | 132500
[5 empty] | 482500132500 | 88 | 482500 | 132500
[5 empty] | 483500132500 | 88 | 483500 | 132500
[5 empty] | 484500132500 | 88 | 484500 | 132500
[5 empty] | 485500132500 | 88 | 485500 | 132500
[5 empty] | 486500132500 | 88 | 486500 | 132500
[5 empty] | 463500131500 | 88 | 463500 | 131500
[5 empty] | 464500131500 | 88 | 464500 | 131500
[5 empty] | 465500131500 | 88 | 465500 | 131500
[5 empty] | 466500131500 | 88 | 466500 | 131500
[5 empty] | 467500131500 | 88 | 467500 | 131500
[5 empty] | 468500131500 | 88 | 468500 | 131500
[5 empty] | 469500131500 | 88 | 469500 | 131500
[5 empty] | 470500131500 | 88 | 470500 | 131500
[5 empty] | 471500131500 | 88 | 471500 | 131500
[5 empty] | 472500131500 | 88 | 472500 | 131500
[5 empty] | 473500131500 | 88 | 473500 | 131500
[5 empty] | 474500131500 | 88 | 474500 | 131500
[5 empty] | 475500131500 | 88 | 475500 | 131500
[5 empty] | 476500131500 | 88 | 476500 | 131500
[5 empty] | 477500131500 | 88 | 477500 | 131500
[5 empty] | 478500131500 | 88 | 478500 | 131500
[5 empty] | 479500131500 | 88 | 479500 | 131500
[5 empty] | 480500131500 | 88 | 480500 | 131500
[5 empty] | 481500131500 | 88 | 481500 | 131500
[5 empty] | 482500131500 | 88 | 482500 | 131500
[5 empty] | 483500131500 | 88 | 483500 | 131500
[5 empty] | 484500131500 | 88 | 484500 | 131500
[5 empty] | 463500130500 | 88 | 463500 | 130500
[5 empty] | 464500130500 | 88 | 464500 | 130500
[5 empty] | 465500130500 | 88 | 465500 | 130500
[5 empty] | 466500130500 | 88 | 466500 | 130500
[5 empty] | 467500130500 | 88 | 467500 | 130500
[5 empty] | 468500130500 | 88 | 468500 | 130500
[5 empty] | 469500130500 | 88 | 469500 | 130500
[5 empty] | 470500130500 | 88 | 470500 | 130500
[5 empty] | 471500130500 | 88 | 471500 | 130500
[5 empty] | 472500130500 | 88 | 472500 | 130500
[5 empty] | 473500130500 | 88 | 473500 | 130500
[5 empty] | 474500130500 | 88 | 474500 | 130500
[5 empty] | 475500130500 | 88 | 475500 | 130500
[5 empty] | 476500130500 | 88 | 476500 | 130500
[5 empty] | 477500130500 | 88 | 477500 | 130500
[5 empty] | 478500130500 | 88 | 478500 | 130500
[5 empty] | 479500130500 | 88 | 479500 | 130500
[5 empty] | 480500130500 | 88 | 480500 | 130500
[5 empty] | 481500130500 | 88 | 481500 | 130500
[5 empty] | 482500130500 | 88 | 482500 | 130500
[5 empty] | 483500130500 | 88 | 483500 | 130500
[5 empty] | 484500130500 | 88 | 484500 | 130500
[5 empty] | 464500129500 | 88 | 464500 | 129500
[5 empty] | 465500129500 | 88 | 465500 | 129500
[5 empty] | 466500129500 | 88 | 466500 | 129500
[5 empty] | 467500129500 | 88 | 467500 | 129500
[5 empty] | 468500129500 | 88 | 468500 | 129500
[5 empty] | 469500129500 | 88 | 469500 | 129500
[5 empty] | 470500129500 | 88 | 470500 | 129500
[5 empty] | 471500129500 | 88 | 471500 | 129500
[5 empty] | 472500129500 | 88 | 472500 | 129500
[5 empty] | 473500129500 | 88 | 473500 | 129500
[5 empty] | 474500129500 | 88 | 474500 | 129500
[5 empty] | 475500129500 | 88 | 475500 | 129500
[5 empty] | 476500129500 | 88 | 476500 | 129500
[5 empty] | 477500129500 | 88 | 477500 | 129500
[5 empty] | 478500129500 | 88 | 478500 | 129500
[5 empty] | 479500129500 | 88 | 479500 | 129500
[5 empty] | 480500129500 | 88 | 480500 | 129500
[5 empty] | 464500128500 | 88 | 464500 | 128500
[5 empty] | 465500128500 | 88 | 465500 | 128500
[5 empty] | 466500128500 | 88 | 466500 | 128500
[5 empty] | 467500128500 | 88 | 467500 | 128500
[5 empty] | 468500128500 | 88 | 468500 | 128500
[5 empty] | 469500128500 | 88 | 469500 | 128500
[5 empty] | 470500128500 | 88 | 470500 | 128500
[5 empty] | 471500128500 | 88 | 471500 | 128500
[5 empty] | 472500128500 | 88 | 472500 | 128500
[5 empty] | 473500128500 | 88 | 473500 | 128500
[5 empty] | 474500128500 | 88 | 474500 | 128500
[5 empty] | 475500128500 | 88 | 475500 | 128500
[5 empty] | 476500128500 | 88 | 476500 | 128500
[5 empty] | 477500128500 | 88 | 477500 | 128500
[5 empty] | 478500128500 | 88 | 478500 | 128500
[5 empty] | 479500128500 | 88 | 479500 | 128500
[5 empty] | 480500128500 | 88 | 480500 | 128500
[5 empty] | 466500127500 | 88 | 466500 | 127500
[5 empty] | 467500127500 | 88 | 467500 | 127500
[5 empty] | 468500127500 | 88 | 468500 | 127500
[5 empty] | 469500127500 | 88 | 469500 | 127500
[5 empty] | 470500127500 | 88 | 470500 | 127500
[5 empty] | 471500127500 | 88 | 471500 | 127500
[5 empty] | 472500127500 | 88 | 472500 | 127500
[5 empty] | 473500127500 | 88 | 473500 | 127500
[5 empty] | 474500127500 | 88 | 474500 | 127500
[5 empty] | 475500127500 | 88 | 475500 | 127500
[5 empty] | 476500127500 | 88 | 476500 | 127500
[5 empty] | 477500127500 | 88 | 477500 | 127500
[5 empty] | 478500127500 | 88 | 478500 | 127500
[5 empty] | 479500127500 | 88 | 479500 | 127500
[5 empty] | 465500126500 | 88 | 465500 | 126500
[5 empty] | 466500126500 | 88 | 466500 | 126500
[5 empty] | 467500126500 | 88 | 467500 | 126500
[5 empty] | 468500126500 | 88 | 468500 | 126500
[5 empty] | 469500126500 | 88 | 469500 | 126500
[5 empty] | 470500126500 | 88 | 470500 | 126500
[5 empty] | 471500126500 | 88 | 471500 | 126500
[5 empty] | 472500126500 | 88 | 472500 | 126500
[5 empty] | 473500126500 | 88 | 473500 | 126500
[5 empty] | 474500126500 | 88 | 474500 | 126500
[5 empty] | 475500126500 | 88 | 475500 | 126500
[5 empty] | 476500126500 | 88 | 476500 | 126500
[5 empty] | 477500126500 | 88 | 477500 | 126500
[5 empty] | 478500126500 | 88 | 478500 | 126500
[5 empty] | 466500125500 | 88 | 466500 | 125500
[5 empty] | 467500125500 | 88 | 467500 | 125500
[5 empty] | 468500125500 | 88 | 468500 | 125500
[5 empty] | 469500125500 | 88 | 469500 | 125500
[5 empty] | 470500125500 | 88 | 470500 | 125500
[5 empty] | 471500125500 | 88 | 471500 | 125500
[5 empty] | 472500125500 | 88 | 472500 | 125500
[5 empty] | 473500125500 | 88 | 473500 | 125500
[5 empty] | 474500125500 | 88 | 474500 | 125500
[5 empty] | 475500125500 | 88 | 475500 | 125500
[5 empty] | 476500125500 | 88 | 476500 | 125500
[5 empty] | 477500125500 | 88 | 477500 | 125500
[5 empty] | 466500124500 | 88 | 466500 | 124500
[5 empty] | 467500124500 | 88 | 467500 | 124500
[5 empty] | 468500124500 | 88 | 468500 | 124500
[5 empty] | 469500124500 | 88 | 469500 | 124500
[5 empty] | 470500124500 | 88 | 470500 | 124500
[5 empty] | 471500124500 | 88 | 471500 | 124500
[5 empty] | 472500124500 | 88 | 472500 | 124500
[5 empty] | 473500124500 | 88 | 473500 | 124500
[5 empty] | 474500124500 | 88 | 474500 | 124500
[5 empty] | 475500124500 | 88 | 475500 | 124500
[5 empty] | 476500124500 | 88 | 476500 | 124500
[5 empty] | 465500123500 | 88 | 465500 | 123500
[5 empty] | 466500123500 | 88 | 466500 | 123500
[5 empty] | 467500123500 | 88 | 467500 | 123500
[5 empty] | 468500123500 | 88 | 468500 | 123500
[5 empty] | 469500123500 | 88 | 469500 | 123500
[5 empty] | 470500123500 | 88 | 470500 | 123500
[5 empty] | 471500123500 | 88 | 471500 | 123500
[5 empty] | 472500123500 | 88 | 472500 | 123500
[5 empty] | 473500123500 | 88 | 473500 | 123500
[5 empty] | 474500123500 | 88 | 474500 | 123500
[5 empty] | 475500123500 | 88 | 475500 | 123500
[5 empty] | 476500123500 | 88 | 476500 | 123500
[5 empty] | 477500123500 | 88 | 477500 | 123500
[5 empty] | 465500122500 | 88 | 465500 | 122500
[5 empty] | 466500122500 | 88 | 466500 | 122500
[5 empty] | 467500122500 | 88 | 467500 | 122500
[5 empty] | 468500122500 | 88 | 468500 | 122500
[5 empty] | 469500122500 | 88 | 469500 | 122500
[5 empty] | 470500122500 | 88 | 470500 | 122500
[5 empty] | 471500122500 | 88 | 471500 | 122500
[5 empty] | 472500122500 | 88 | 472500 | 122500
[5 empty] | 473500122500 | 88 | 473500 | 122500
[5 empty] | 474500122500 | 88 | 474500 | 122500
[5 empty] | 475500122500 | 88 | 475500 | 122500
[5 empty] | 476500122500 | 88 | 476500 | 122500
[5 empty] | 466500121500 | 88 | 466500 | 121500
[5 empty] | 467500121500 | 88 | 467500 | 121500
[5 empty] | 468500121500 | 88 | 468500 | 121500
[5 empty] | 469500121500 | 88 | 469500 | 121500
[5 empty] | 470500121500 | 88 | 470500 | 121500
[5 empty] | 471500121500 | 88 | 471500 | 121500
[5 empty] | 472500121500 | 88 | 472500 | 121500
[5 empty] | 473500121500 | 88 | 473500 | 121500
[5 empty] | 474500121500 | 88 | 474500 | 121500
[5 empty] | 475500121500 | 88 | 475500 | 121500
[5 empty] | 476500121500 | 88 | 476500 | 121500
[5 empty] | 466500120500 | 88 | 466500 | 120500
[5 empty] | 467500120500 | 88 | 467500 | 120500
[5 empty] | 468500120500 | 88 | 468500 | 120500
[5 empty] | 469500120500 | 88 | 469500 | 120500
[5 empty] | 470500120500 | 88 | 470500 | 120500
[5 empty] | 471500120500 | 88 | 471500 | 120500
[5 empty] | 472500120500 | 88 | 472500 | 120500
[5 empty] | 473500120500 | 88 | 473500 | 120500
[5 empty] | 474500120500 | 88 | 474500 | 120500
[5 empty] | 475500120500 | 88 | 475500 | 120500
[5 empty] | 467500119500 | 88 | 467500 | 119500
[5 empty] | 468500119500 | 88 | 468500 | 119500
[5 empty] | 469500119500 | 88 | 469500 | 119500
[5 empty] | 470500119500 | 88 | 470500 | 119500
[5 empty] | 471500119500 | 88 | 471500 | 119500
[5 empty] | 472500119500 | 88 | 472500 | 119500
[5 empty] | 473500119500 | 88 | 473500 | 119500
[5 empty] | 474500119500 | 88 | 474500 | 119500
[5 empty] | 475500119500 | 88 | 475500 | 119500
[5 empty] | 467500118500 | 88 | 467500 | 118500
[5 empty] | 468500118500 | 88 | 468500 | 118500
[5 empty] | 469500118500 | 88 | 469500 | 118500
[5 empty] | 470500118500 | 88 | 470500 | 118500
[5 empty] | 471500118500 | 88 | 471500 | 118500
[5 empty] | 472500118500 | 88 | 472500 | 118500
[5 empty] | 473500118500 | 88 | 473500 | 118500
[5 empty] | 474500118500 | 88 | 474500 | 118500
[5 empty] | 475500118500 | 88 | 475500 | 118500
[5 empty] | 467500117500 | 88 | 467500 | 117500
[5 empty] | 468500117500 | 88 | 468500 | 117500
[5 empty] | 469500117500 | 88 | 469500 | 117500
[5 empty] | 470500117500 | 88 | 470500 | 117500
[5 empty] | 471500117500 | 88 | 471500 | 117500
[5 empty] | 472500117500 | 88 | 472500 | 117500
[5 empty] | 473500117500 | 88 | 473500 | 117500
[5 empty] | 474500117500 | 88 | 474500 | 117500
[5 empty] | 468500116500 | 88 | 468500 | 116500
[5 empty] | 469500116500 | 88 | 469500 | 116500
[5 empty] | 470500116500 | 88 | 470500 | 116500
[5 empty] | 471500116500 | 88 | 471500 | 116500
[5 empty] | 472500116500 | 88 | 472500 | 116500
[5 empty] | 473500116500 | 88 | 473500 | 116500
[5 empty] | 474500116500 | 88 | 474500 | 116500
[5 empty] | 468500115500 | 88 | 468500 | 115500
[5 empty] | 469500115500 | 88 | 469500 | 115500
[5 empty] | 470500115500 | 88 | 470500 | 115500
[5 empty] | 471500115500 | 88 | 471500 | 115500
[5 empty] | 472500115500 | 88 | 472500 | 115500
[5 empty] | 473500115500 | 88 | 473500 | 115500
[5 empty] | 474500115500 | 88 | 474500 | 115500
[5 empty] | 468500114500 | 88 | 468500 | 114500
[5 empty] | 469500114500 | 88 | 469500 | 114500
[5 empty] | 470500114500 | 88 | 470500 | 114500
[5 empty] | 471500114500 | 88 | 471500 | 114500
[5 empty] | 472500114500 | 88 | 472500 | 114500
[5 empty] | 473500114500 | 88 | 473500 | 114500
[5 empty] | 474500114500 | 88 | 474500 | 114500
[5 empty] | 467500113500 | 88 | 467500 | 113500
[5 empty] | 468500113500 | 88 | 468500 | 113500
[5 empty] | 469500113500 | 88 | 469500 | 113500
[5 empty] | 470500113500 | 88 | 470500 | 113500
[5 empty] | 471500113500 | 88 | 471500 | 113500
[5 empty] | 472500113500 | 88 | 472500 | 113500
[5 empty] | 473500113500 | 88 | 473500 | 113500
[5 empty] | 474500113500 | 88 | 474500 | 113500
[5 empty] | 467500112500 | 88 | 467500 | 112500
[5 empty] | 468500112500 | 88 | 468500 | 112500
[5 empty] | 469500112500 | 88 | 469500 | 112500
[5 empty] | 470500112500 | 88 | 470500 | 112500
[5 empty] | 471500112500 | 88 | 471500 | 112500
[5 empty] | 472500112500 | 88 | 472500 | 112500
[5 empty] | 473500112500 | 88 | 473500 | 112500
[5 empty] | 470500111500 | 88 | 470500 | 111500
[5 empty] | 471500111500 | 88 | 471500 | 111500
[5 empty] | 472500111500 | 88 | 472500 | 111500
[5 empty] | 473500111500 | 88 | 473500 | 111500
[5 empty] | 471500110500 | 88 | 471500 | 110500
[5 empty] | 472500110500 | 88 | 472500 | 110500
[5 empty] | 473500110500 | 88 | 473500 | 110500
[5 empty] | 472500109500 | 88 | 472500 | 109500
[5 empty] | 473500109500 | 88 | 473500 | 109500
[5 empty] | 473500108500 | 88 | 473500 | 108500
[5 empty] | 536500234500 | 89 | 536500 | 234500
[5 empty] | 535500233500 | 89 | 535500 | 233500
[5 empty] | 536500233500 | 89 | 536500 | 233500
[5 empty] | 537500233500 | 89 | 537500 | 233500
[5 empty] | 538500233500 | 89 | 538500 | 233500
[5 empty] | 539500233500 | 89 | 539500 | 233500
[5 empty] | 540500233500 | 89 | 540500 | 233500
[5 empty] | 542500233500 | 89 | 542500 | 233500
[5 empty] | 543500233500 | 89 | 543500 | 233500
[5 empty] | 535500232500 | 89 | 535500 | 232500
[5 empty] | 536500232500 | 89 | 536500 | 232500
[5 empty] | 537500232500 | 89 | 537500 | 232500
[5 empty] | 538500232500 | 89 | 538500 | 232500
[5 empty] | 539500232500 | 89 | 539500 | 232500
[5 empty] | 540500232500 | 89 | 540500 | 232500
[5 empty] | 541500232500 | 89 | 541500 | 232500
[5 empty] | 542500232500 | 89 | 542500 | 232500
[5 empty] | 543500232500 | 89 | 543500 | 232500
[5 empty] | 544500232500 | 89 | 544500 | 232500
[5 empty] | 532500231500 | 89 | 532500 | 231500
[5 empty] | 534500231500 | 89 | 534500 | 231500
[5 empty] | 535500231500 | 89 | 535500 | 231500
[5 empty] | 536500231500 | 89 | 536500 | 231500
[5 empty] | 537500231500 | 89 | 537500 | 231500
[5 empty] | 538500231500 | 89 | 538500 | 231500
[5 empty] | 539500231500 | 89 | 539500 | 231500
[5 empty] | 540500231500 | 89 | 540500 | 231500
[5 empty] | 541500231500 | 89 | 541500 | 231500
[5 empty] | 542500231500 | 89 | 542500 | 231500
[5 empty] | 543500231500 | 89 | 543500 | 231500
[5 empty] | 544500231500 | 89 | 544500 | 231500
[5 empty] | 531500230500 | 89 | 531500 | 230500
[5 empty] | 532500230500 | 89 | 532500 | 230500
[5 empty] | 533500230500 | 89 | 533500 | 230500
[5 empty] | 534500230500 | 89 | 534500 | 230500
[5 empty] | 535500230500 | 89 | 535500 | 230500
[5 empty] | 536500230500 | 89 | 536500 | 230500
[5 empty] | 537500230500 | 89 | 537500 | 230500
[5 empty] | 538500230500 | 89 | 538500 | 230500
[5 empty] | 539500230500 | 89 | 539500 | 230500
[5 empty] | 540500230500 | 89 | 540500 | 230500
[5 empty] | 541500230500 | 89 | 541500 | 230500
[5 empty] | 542500230500 | 89 | 542500 | 230500
[5 empty] | 543500230500 | 89 | 543500 | 230500
[5 empty] | 544500230500 | 89 | 544500 | 230500
[5 empty] | 530500229500 | 89 | 530500 | 229500
[5 empty] | 531500229500 | 89 | 531500 | 229500
[5 empty] | 532500229500 | 89 | 532500 | 229500
[5 empty] | 533500229500 | 89 | 533500 | 229500
[5 empty] | 534500229500 | 89 | 534500 | 229500
[5 empty] | 535500229500 | 89 | 535500 | 229500
[5 empty] | 536500229500 | 89 | 536500 | 229500
[5 empty] | 537500229500 | 89 | 537500 | 229500
[5 empty] | 538500229500 | 89 | 538500 | 229500
[5 empty] | 539500229500 | 89 | 539500 | 229500
[5 empty] | 540500229500 | 89 | 540500 | 229500
[5 empty] | 541500229500 | 89 | 541500 | 229500
[5 empty] | 542500229500 | 89 | 542500 | 229500
[5 empty] | 543500229500 | 89 | 543500 | 229500
[5 empty] | 544500229500 | 89 | 544500 | 229500
[5 empty] | 545500229500 | 89 | 545500 | 229500
[5 empty] | 530500228500 | 89 | 530500 | 228500
[5 empty] | 531500228500 | 89 | 531500 | 228500
[5 empty] | 532500228500 | 89 | 532500 | 228500
[5 empty] | 533500228500 | 89 | 533500 | 228500
[5 empty] | 534500228500 | 89 | 534500 | 228500
[5 empty] | 535500228500 | 89 | 535500 | 228500
[5 empty] | 536500228500 | 89 | 536500 | 228500
[5 empty] | 537500228500 | 89 | 537500 | 228500
[5 empty] | 538500228500 | 89 | 538500 | 228500
[5 empty] | 539500228500 | 89 | 539500 | 228500
[5 empty] | 540500228500 | 89 | 540500 | 228500
[5 empty] | 541500228500 | 89 | 541500 | 228500
[5 empty] | 542500228500 | 89 | 542500 | 228500
[5 empty] | 543500228500 | 89 | 543500 | 228500
[5 empty] | 544500228500 | 89 | 544500 | 228500
[5 empty] | 545500228500 | 89 | 545500 | 228500
[5 empty] | 527500227500 | 89 | 527500 | 227500
[5 empty] | 528500227500 | 89 | 528500 | 227500
[5 empty] | 529500227500 | 89 | 529500 | 227500
[5 empty] | 530500227500 | 89 | 530500 | 227500
[5 empty] | 531500227500 | 89 | 531500 | 227500
[5 empty] | 532500227500 | 89 | 532500 | 227500
[5 empty] | 533500227500 | 89 | 533500 | 227500
[5 empty] | 534500227500 | 89 | 534500 | 227500
[5 empty] | 535500227500 | 89 | 535500 | 227500
[5 empty] | 536500227500 | 89 | 536500 | 227500
[5 empty] | 537500227500 | 89 | 537500 | 227500
[5 empty] | 538500227500 | 89 | 538500 | 227500
[5 empty] | 539500227500 | 89 | 539500 | 227500
[5 empty] | 540500227500 | 89 | 540500 | 227500
[5 empty] | 541500227500 | 89 | 541500 | 227500
[5 empty] | 542500227500 | 89 | 542500 | 227500
[5 empty] | 543500227500 | 89 | 543500 | 227500
[5 empty] | 544500227500 | 89 | 544500 | 227500
[5 empty] | 545500227500 | 89 | 545500 | 227500
[5 empty] | 527500226500 | 89 | 527500 | 226500
[5 empty] | 528500226500 | 89 | 528500 | 226500
[5 empty] | 529500226500 | 89 | 529500 | 226500
[5 empty] | 530500226500 | 89 | 530500 | 226500
[5 empty] | 531500226500 | 89 | 531500 | 226500
[5 empty] | 532500226500 | 89 | 532500 | 226500
[5 empty] | 533500226500 | 89 | 533500 | 226500
[5 empty] | 534500226500 | 89 | 534500 | 226500
[5 empty] | 535500226500 | 89 | 535500 | 226500
[5 empty] | 536500226500 | 89 | 536500 | 226500
[5 empty] | 537500226500 | 89 | 537500 | 226500
[5 empty] | 538500226500 | 89 | 538500 | 226500
[5 empty] | 539500226500 | 89 | 539500 | 226500
[5 empty] | 540500226500 | 89 | 540500 | 226500
[5 empty] | 541500226500 | 89 | 541500 | 226500
[5 empty] | 542500226500 | 89 | 542500 | 226500
[5 empty] | 543500226500 | 89 | 543500 | 226500
[5 empty] | 544500226500 | 89 | 544500 | 226500
[5 empty] | 545500226500 | 89 | 545500 | 226500
[5 empty] | 527500225500 | 89 | 527500 | 225500
[5 empty] | 528500225500 | 89 | 528500 | 225500
[5 empty] | 529500225500 | 89 | 529500 | 225500
[5 empty] | 530500225500 | 89 | 530500 | 225500
[5 empty] | 531500225500 | 89 | 531500 | 225500
[5 empty] | 532500225500 | 89 | 532500 | 225500
[5 empty] | 533500225500 | 89 | 533500 | 225500
[5 empty] | 534500225500 | 89 | 534500 | 225500
[5 empty] | 535500225500 | 89 | 535500 | 225500
[5 empty] | 536500225500 | 89 | 536500 | 225500
[5 empty] | 537500225500 | 89 | 537500 | 225500
[5 empty] | 538500225500 | 89 | 538500 | 225500
[5 empty] | 539500225500 | 89 | 539500 | 225500
[5 empty] | 540500225500 | 89 | 540500 | 225500
[5 empty] | 541500225500 | 89 | 541500 | 225500
[5 empty] | 542500225500 | 89 | 542500 | 225500
[5 empty] | 543500225500 | 89 | 543500 | 225500
[5 empty] | 544500225500 | 89 | 544500 | 225500
[5 empty] | 545500225500 | 89 | 545500 | 225500
[5 empty] | 527500224500 | 89 | 527500 | 224500
[5 empty] | 528500224500 | 89 | 528500 | 224500
[5 empty] | 529500224500 | 89 | 529500 | 224500
[5 empty] | 530500224500 | 89 | 530500 | 224500
[5 empty] | 531500224500 | 89 | 531500 | 224500
[5 empty] | 532500224500 | 89 | 532500 | 224500
[5 empty] | 533500224500 | 89 | 533500 | 224500
[5 empty] | 534500224500 | 89 | 534500 | 224500
[5 empty] | 535500224500 | 89 | 535500 | 224500
[5 empty] | 536500224500 | 89 | 536500 | 224500
[5 empty] | 537500224500 | 89 | 537500 | 224500
[5 empty] | 538500224500 | 89 | 538500 | 224500
[5 empty] | 539500224500 | 89 | 539500 | 224500
[5 empty] | 540500224500 | 89 | 540500 | 224500
[5 empty] | 541500224500 | 89 | 541500 | 224500
[5 empty] | 542500224500 | 89 | 542500 | 224500
[5 empty] | 543500224500 | 89 | 543500 | 224500
[5 empty] | 544500224500 | 89 | 544500 | 224500
[5 empty] | 545500224500 | 89 | 545500 | 224500
[5 empty] | 527500223500 | 89 | 527500 | 223500
[5 empty] | 528500223500 | 89 | 528500 | 223500
[5 empty] | 529500223500 | 89 | 529500 | 223500
[5 empty] | 530500223500 | 89 | 530500 | 223500
[5 empty] | 531500223500 | 89 | 531500 | 223500
[5 empty] | 532500223500 | 89 | 532500 | 223500
[5 empty] | 533500223500 | 89 | 533500 | 223500
[5 empty] | 534500223500 | 89 | 534500 | 223500
[5 empty] | 535500223500 | 89 | 535500 | 223500
[5 empty] | 536500223500 | 89 | 536500 | 223500
[5 empty] | 537500223500 | 89 | 537500 | 223500
[5 empty] | 538500223500 | 89 | 538500 | 223500
[5 empty] | 539500223500 | 89 | 539500 | 223500
[5 empty] | 540500223500 | 89 | 540500 | 223500
[5 empty] | 541500223500 | 89 | 541500 | 223500
[5 empty] | 542500223500 | 89 | 542500 | 223500
[5 empty] | 543500223500 | 89 | 543500 | 223500
[5 empty] | 544500223500 | 89 | 544500 | 223500
[5 empty] | 545500223500 | 89 | 545500 | 223500
[5 empty] | 549500223500 | 89 | 549500 | 223500
[5 empty] | 527500222500 | 89 | 527500 | 222500
[5 empty] | 528500222500 | 89 | 528500 | 222500
[5 empty] | 529500222500 | 89 | 529500 | 222500
[5 empty] | 530500222500 | 89 | 530500 | 222500
[5 empty] | 531500222500 | 89 | 531500 | 222500
[5 empty] | 532500222500 | 89 | 532500 | 222500
[5 empty] | 533500222500 | 89 | 533500 | 222500
[5 empty] | 534500222500 | 89 | 534500 | 222500
[5 empty] | 535500222500 | 89 | 535500 | 222500
[5 empty] | 536500222500 | 89 | 536500 | 222500
[5 empty] | 537500222500 | 89 | 537500 | 222500
[5 empty] | 538500222500 | 89 | 538500 | 222500
[5 empty] | 539500222500 | 89 | 539500 | 222500
[5 empty] | 540500222500 | 89 | 540500 | 222500
[5 empty] | 541500222500 | 89 | 541500 | 222500
[5 empty] | 542500222500 | 89 | 542500 | 222500
[5 empty] | 543500222500 | 89 | 543500 | 222500
[5 empty] | 544500222500 | 89 | 544500 | 222500
[5 empty] | 545500222500 | 89 | 545500 | 222500
[5 empty] | 546500222500 | 89 | 546500 | 222500
[5 empty] | 547500222500 | 89 | 547500 | 222500
[5 empty] | 548500222500 | 89 | 548500 | 222500
[5 empty] | 549500222500 | 89 | 549500 | 222500
[5 empty] | 527500221500 | 89 | 527500 | 221500
[5 empty] | 528500221500 | 89 | 528500 | 221500
[5 empty] | 529500221500 | 89 | 529500 | 221500
[5 empty] | 530500221500 | 89 | 530500 | 221500
[5 empty] | 531500221500 | 89 | 531500 | 221500
[5 empty] | 532500221500 | 89 | 532500 | 221500
[5 empty] | 533500221500 | 89 | 533500 | 221500
[5 empty] | 534500221500 | 89 | 534500 | 221500
[5 empty] | 535500221500 | 89 | 535500 | 221500
[5 empty] | 536500221500 | 89 | 536500 | 221500
[5 empty] | 537500221500 | 89 | 537500 | 221500
[5 empty] | 538500221500 | 89 | 538500 | 221500
[5 empty] | 539500221500 | 89 | 539500 | 221500
[5 empty] | 540500221500 | 89 | 540500 | 221500
[5 empty] | 541500221500 | 89 | 541500 | 221500
[5 empty] | 542500221500 | 89 | 542500 | 221500
[5 empty] | 543500221500 | 89 | 543500 | 221500
[5 empty] | 544500221500 | 89 | 544500 | 221500
[5 empty] | 545500221500 | 89 | 545500 | 221500
[5 empty] | 546500221500 | 89 | 546500 | 221500
[5 empty] | 547500221500 | 89 | 547500 | 221500
[5 empty] | 548500221500 | 89 | 548500 | 221500
[5 empty] | 549500221500 | 89 | 549500 | 221500
[5 empty] | 550500221500 | 89 | 550500 | 221500
[5 empty] | 526500220500 | 89 | 526500 | 220500
[5 empty] | 527500220500 | 89 | 527500 | 220500
[5 empty] | 528500220500 | 89 | 528500 | 220500
[5 empty] | 529500220500 | 89 | 529500 | 220500
[5 empty] | 530500220500 | 89 | 530500 | 220500
[5 empty] | 531500220500 | 89 | 531500 | 220500
[5 empty] | 532500220500 | 89 | 532500 | 220500
[5 empty] | 533500220500 | 89 | 533500 | 220500
[5 empty] | 534500220500 | 89 | 534500 | 220500
[5 empty] | 535500220500 | 89 | 535500 | 220500
[5 empty] | 536500220500 | 89 | 536500 | 220500
[5 empty] | 537500220500 | 89 | 537500 | 220500
[5 empty] | 538500220500 | 89 | 538500 | 220500
[5 empty] | 539500220500 | 89 | 539500 | 220500
[5 empty] | 540500220500 | 89 | 540500 | 220500
[5 empty] | 541500220500 | 89 | 541500 | 220500
[5 empty] | 542500220500 | 89 | 542500 | 220500
[5 empty] | 543500220500 | 89 | 543500 | 220500
[5 empty] | 544500220500 | 89 | 544500 | 220500
[5 empty] | 545500220500 | 89 | 545500 | 220500
[5 empty] | 546500220500 | 89 | 546500 | 220500
[5 empty] | 547500220500 | 89 | 547500 | 220500
[5 empty] | 548500220500 | 89 | 548500 | 220500
[5 empty] | 549500220500 | 89 | 549500 | 220500
[5 empty] | 526500219500 | 89 | 526500 | 219500
[5 empty] | 527500219500 | 89 | 527500 | 219500
[5 empty] | 528500219500 | 89 | 528500 | 219500
[5 empty] | 529500219500 | 89 | 529500 | 219500
[5 empty] | 530500219500 | 89 | 530500 | 219500
[5 empty] | 531500219500 | 89 | 531500 | 219500
[5 empty] | 532500219500 | 89 | 532500 | 219500
[5 empty] | 533500219500 | 89 | 533500 | 219500
[5 empty] | 534500219500 | 89 | 534500 | 219500
[5 empty] | 535500219500 | 89 | 535500 | 219500
[5 empty] | 536500219500 | 89 | 536500 | 219500
[5 empty] | 537500219500 | 89 | 537500 | 219500
[5 empty] | 538500219500 | 89 | 538500 | 219500
[5 empty] | 539500219500 | 89 | 539500 | 219500
[5 empty] | 540500219500 | 89 | 540500 | 219500
[5 empty] | 541500219500 | 89 | 541500 | 219500
[5 empty] | 542500219500 | 89 | 542500 | 219500
[5 empty] | 543500219500 | 89 | 543500 | 219500
[5 empty] | 544500219500 | 89 | 544500 | 219500
[5 empty] | 545500219500 | 89 | 545500 | 219500
[5 empty] | 546500219500 | 89 | 546500 | 219500
[5 empty] | 547500219500 | 89 | 547500 | 219500
[5 empty] | 548500219500 | 89 | 548500 | 219500
[5 empty] | 549500219500 | 89 | 549500 | 219500
[5 empty] | 526500218500 | 89 | 526500 | 218500
[5 empty] | 527500218500 | 89 | 527500 | 218500
[5 empty] | 528500218500 | 89 | 528500 | 218500
[5 empty] | 529500218500 | 89 | 529500 | 218500
[5 empty] | 530500218500 | 89 | 530500 | 218500
[5 empty] | 531500218500 | 89 | 531500 | 218500
[5 empty] | 532500218500 | 89 | 532500 | 218500
[5 empty] | 533500218500 | 89 | 533500 | 218500
[5 empty] | 534500218500 | 89 | 534500 | 218500
[5 empty] | 535500218500 | 89 | 535500 | 218500
[5 empty] | 536500218500 | 89 | 536500 | 218500
[5 empty] | 537500218500 | 89 | 537500 | 218500
[5 empty] | 538500218500 | 89 | 538500 | 218500
[5 empty] | 539500218500 | 89 | 539500 | 218500
[5 empty] | 540500218500 | 89 | 540500 | 218500
[5 empty] | 541500218500 | 89 | 541500 | 218500
[5 empty] | 542500218500 | 89 | 542500 | 218500
[5 empty] | 543500218500 | 89 | 543500 | 218500
[5 empty] | 544500218500 | 89 | 544500 | 218500
[5 empty] | 545500218500 | 89 | 545500 | 218500
[5 empty] | 546500218500 | 89 | 546500 | 218500
[5 empty] | 547500218500 | 89 | 547500 | 218500
[5 empty] | 548500218500 | 89 | 548500 | 218500
[5 empty] | 526500217500 | 89 | 526500 | 217500
[5 empty] | 527500217500 | 89 | 527500 | 217500
[5 empty] | 528500217500 | 89 | 528500 | 217500
[5 empty] | 529500217500 | 89 | 529500 | 217500
[5 empty] | 530500217500 | 89 | 530500 | 217500
[5 empty] | 531500217500 | 89 | 531500 | 217500
[5 empty] | 532500217500 | 89 | 532500 | 217500
[5 empty] | 533500217500 | 89 | 533500 | 217500
[5 empty] | 534500217500 | 89 | 534500 | 217500
[5 empty] | 535500217500 | 89 | 535500 | 217500
[5 empty] | 536500217500 | 89 | 536500 | 217500
[5 empty] | 537500217500 | 89 | 537500 | 217500
[5 empty] | 538500217500 | 89 | 538500 | 217500
[5 empty] | 539500217500 | 89 | 539500 | 217500
[5 empty] | 540500217500 | 89 | 540500 | 217500
[5 empty] | 541500217500 | 89 | 541500 | 217500
[5 empty] | 542500217500 | 89 | 542500 | 217500
[5 empty] | 543500217500 | 89 | 543500 | 217500
[5 empty] | 544500217500 | 89 | 544500 | 217500
[5 empty] | 545500217500 | 89 | 545500 | 217500
[5 empty] | 546500217500 | 89 | 546500 | 217500
[5 empty] | 547500217500 | 89 | 547500 | 217500
[5 empty] | 548500217500 | 89 | 548500 | 217500
[5 empty] | 526500216500 | 89 | 526500 | 216500
[5 empty] | 527500216500 | 89 | 527500 | 216500
[5 empty] | 528500216500 | 89 | 528500 | 216500
[5 empty] | 529500216500 | 89 | 529500 | 216500
[5 empty] | 530500216500 | 89 | 530500 | 216500
[5 empty] | 531500216500 | 89 | 531500 | 216500
[5 empty] | 532500216500 | 89 | 532500 | 216500
[5 empty] | 533500216500 | 89 | 533500 | 216500
[5 empty] | 534500216500 | 89 | 534500 | 216500
[5 empty] | 535500216500 | 89 | 535500 | 216500
[5 empty] | 536500216500 | 89 | 536500 | 216500
[5 empty] | 537500216500 | 89 | 537500 | 216500
[5 empty] | 538500216500 | 89 | 538500 | 216500
[5 empty] | 539500216500 | 89 | 539500 | 216500
[5 empty] | 540500216500 | 89 | 540500 | 216500
[5 empty] | 541500216500 | 89 | 541500 | 216500
[5 empty] | 542500216500 | 89 | 542500 | 216500
[5 empty] | 543500216500 | 89 | 543500 | 216500
[5 empty] | 544500216500 | 89 | 544500 | 216500
[5 empty] | 545500216500 | 89 | 545500 | 216500
[5 empty] | 546500216500 | 89 | 546500 | 216500
[5 empty] | 547500216500 | 89 | 547500 | 216500
[5 empty] | 548500216500 | 89 | 548500 | 216500
[5 empty] | 526500215500 | 89 | 526500 | 215500
[5 empty] | 527500215500 | 89 | 527500 | 215500
[5 empty] | 528500215500 | 89 | 528500 | 215500
[5 empty] | 529500215500 | 89 | 529500 | 215500
[5 empty] | 530500215500 | 89 | 530500 | 215500
[5 empty] | 531500215500 | 89 | 531500 | 215500
[5 empty] | 532500215500 | 89 | 532500 | 215500
[5 empty] | 533500215500 | 89 | 533500 | 215500
[5 empty] | 534500215500 | 89 | 534500 | 215500
[5 empty] | 535500215500 | 89 | 535500 | 215500
[5 empty] | 536500215500 | 89 | 536500 | 215500
[5 empty] | 537500215500 | 89 | 537500 | 215500
[5 empty] | 538500215500 | 89 | 538500 | 215500
[5 empty] | 539500215500 | 89 | 539500 | 215500
[5 empty] | 540500215500 | 89 | 540500 | 215500
[5 empty] | 541500215500 | 89 | 541500 | 215500
[5 empty] | 542500215500 | 89 | 542500 | 215500
[5 empty] | 543500215500 | 89 | 543500 | 215500
[5 empty] | 544500215500 | 89 | 544500 | 215500
[5 empty] | 545500215500 | 89 | 545500 | 215500
[5 empty] | 546500215500 | 89 | 546500 | 215500
[5 empty] | 547500215500 | 89 | 547500 | 215500
[5 empty] | 548500215500 | 89 | 548500 | 215500
[5 empty] | 549500215500 | 89 | 549500 | 215500
[5 empty] | 526500214500 | 89 | 526500 | 214500
[5 empty] | 527500214500 | 89 | 527500 | 214500
[5 empty] | 528500214500 | 89 | 528500 | 214500
[5 empty] | 529500214500 | 89 | 529500 | 214500
[5 empty] | 530500214500 | 89 | 530500 | 214500
[5 empty] | 531500214500 | 89 | 531500 | 214500
[5 empty] | 532500214500 | 89 | 532500 | 214500
[5 empty] | 533500214500 | 89 | 533500 | 214500
[5 empty] | 534500214500 | 89 | 534500 | 214500
[5 empty] | 535500214500 | 89 | 535500 | 214500
[5 empty] | 536500214500 | 89 | 536500 | 214500
[5 empty] | 537500214500 | 89 | 537500 | 214500
[5 empty] | 538500214500 | 89 | 538500 | 214500
[5 empty] | 539500214500 | 89 | 539500 | 214500
[5 empty] | 540500214500 | 89 | 540500 | 214500
[5 empty] | 541500214500 | 89 | 541500 | 214500
[5 empty] | 542500214500 | 89 | 542500 | 214500
[5 empty] | 543500214500 | 89 | 543500 | 214500
[5 empty] | 544500214500 | 89 | 544500 | 214500
[5 empty] | 545500214500 | 89 | 545500 | 214500
[5 empty] | 546500214500 | 89 | 546500 | 214500
[5 empty] | 547500214500 | 89 | 547500 | 214500
[5 empty] | 548500214500 | 89 | 548500 | 214500
[5 empty] | 527500213500 | 89 | 527500 | 213500
[5 empty] | 528500213500 | 89 | 528500 | 213500
[5 empty] | 529500213500 | 89 | 529500 | 213500
[5 empty] | 530500213500 | 89 | 530500 | 213500
[5 empty] | 531500213500 | 89 | 531500 | 213500
[5 empty] | 532500213500 | 89 | 532500 | 213500
[5 empty] | 533500213500 | 89 | 533500 | 213500
[5 empty] | 534500213500 | 89 | 534500 | 213500
[5 empty] | 535500213500 | 89 | 535500 | 213500
[5 empty] | 536500213500 | 89 | 536500 | 213500
[5 empty] | 537500213500 | 89 | 537500 | 213500
[5 empty] | 538500213500 | 89 | 538500 | 213500
[5 empty] | 539500213500 | 89 | 539500 | 213500
[5 empty] | 540500213500 | 89 | 540500 | 213500
[5 empty] | 541500213500 | 89 | 541500 | 213500
[5 empty] | 542500213500 | 89 | 542500 | 213500
[5 empty] | 543500213500 | 89 | 543500 | 213500
[5 empty] | 544500213500 | 89 | 544500 | 213500
[5 empty] | 545500213500 | 89 | 545500 | 213500
[5 empty] | 546500213500 | 89 | 546500 | 213500
[5 empty] | 547500213500 | 89 | 547500 | 213500
[5 empty] | 527500212500 | 89 | 527500 | 212500
[5 empty] | 528500212500 | 89 | 528500 | 212500
[5 empty] | 529500212500 | 89 | 529500 | 212500
[5 empty] | 530500212500 | 89 | 530500 | 212500
[5 empty] | 531500212500 | 89 | 531500 | 212500
[5 empty] | 532500212500 | 89 | 532500 | 212500
[5 empty] | 533500212500 | 89 | 533500 | 212500
[5 empty] | 534500212500 | 89 | 534500 | 212500
[5 empty] | 535500212500 | 89 | 535500 | 212500
[5 empty] | 536500212500 | 89 | 536500 | 212500
[5 empty] | 537500212500 | 89 | 537500 | 212500
[5 empty] | 538500212500 | 89 | 538500 | 212500
[5 empty] | 539500212500 | 89 | 539500 | 212500
[5 empty] | 540500212500 | 89 | 540500 | 212500
[5 empty] | 541500212500 | 89 | 541500 | 212500
[5 empty] | 542500212500 | 89 | 542500 | 212500
[5 empty] | 543500212500 | 89 | 543500 | 212500
[5 empty] | 544500212500 | 89 | 544500 | 212500
[5 empty] | 545500212500 | 89 | 545500 | 212500
[5 empty] | 527500211500 | 89 | 527500 | 211500
[5 empty] | 528500211500 | 89 | 528500 | 211500
[5 empty] | 529500211500 | 89 | 529500 | 211500
[5 empty] | 530500211500 | 89 | 530500 | 211500
[5 empty] | 531500211500 | 89 | 531500 | 211500
[5 empty] | 532500211500 | 89 | 532500 | 211500
[5 empty] | 533500211500 | 89 | 533500 | 211500
[5 empty] | 534500211500 | 89 | 534500 | 211500
[5 empty] | 535500211500 | 89 | 535500 | 211500
[5 empty] | 536500211500 | 89 | 536500 | 211500
[5 empty] | 537500211500 | 89 | 537500 | 211500
[5 empty] | 538500211500 | 89 | 538500 | 211500
[5 empty] | 539500211500 | 89 | 539500 | 211500
[5 empty] | 540500211500 | 89 | 540500 | 211500
[5 empty] | 541500211500 | 89 | 541500 | 211500
[5 empty] | 542500211500 | 89 | 542500 | 211500
[5 empty] | 543500211500 | 89 | 543500 | 211500
[5 empty] | 528500210500 | 89 | 528500 | 210500
[5 empty] | 529500210500 | 89 | 529500 | 210500
[5 empty] | 530500210500 | 89 | 530500 | 210500
[5 empty] | 531500210500 | 89 | 531500 | 210500
[5 empty] | 532500210500 | 89 | 532500 | 210500
[5 empty] | 533500210500 | 89 | 533500 | 210500
[5 empty] | 534500210500 | 89 | 534500 | 210500
[5 empty] | 535500210500 | 89 | 535500 | 210500
[5 empty] | 536500210500 | 89 | 536500 | 210500
[5 empty] | 538500210500 | 89 | 538500 | 210500
[5 empty] | 539500210500 | 89 | 539500 | 210500
[5 empty] | 540500210500 | 89 | 540500 | 210500
[5 empty] | 528500209500 | 89 | 528500 | 209500
[5 empty] | 529500209500 | 89 | 529500 | 209500
[5 empty] | 530500209500 | 89 | 530500 | 209500
[5 empty] | 531500209500 | 89 | 531500 | 209500
[5 empty] | 532500209500 | 89 | 532500 | 209500
[5 empty] | 533500209500 | 89 | 533500 | 209500
[5 empty] | 534500209500 | 89 | 534500 | 209500
[5 empty] | 528500208500 | 89 | 528500 | 208500
[5 empty] | 529500208500 | 89 | 529500 | 208500
[5 empty] | 530500208500 | 89 | 530500 | 208500
[5 empty] | 531500208500 | 89 | 531500 | 208500
[5 empty] | 532500208500 | 89 | 532500 | 208500
[5 empty] | 533500208500 | 89 | 533500 | 208500
[5 empty] | 534500208500 | 89 | 534500 | 208500
[5 empty] | 529500207500 | 89 | 529500 | 207500
[5 empty] | 530500207500 | 89 | 530500 | 207500
[5 empty] | 531500207500 | 89 | 531500 | 207500
[5 empty] | 532500207500 | 89 | 532500 | 207500
[5 empty] | 533500207500 | 89 | 533500 | 207500
[5 empty] | 534500207500 | 89 | 534500 | 207500
[5 empty] | 529500206500 | 89 | 529500 | 206500
[5 empty] | 530500206500 | 89 | 530500 | 206500
[5 empty] | 531500206500 | 89 | 531500 | 206500
[5 empty] | 532500206500 | 89 | 532500 | 206500
[5 empty] | 533500206500 | 89 | 533500 | 206500
[5 empty] | 535500405500 | 90 | 535500 | 405500
[5 empty] | 533500404500 | 90 | 533500 | 404500
[5 empty] | 534500404500 | 90 | 534500 | 404500
[5 empty] | 535500404500 | 90 | 535500 | 404500
[5 empty] | 536500404500 | 90 | 536500 | 404500
[5 empty] | 537500404500 | 90 | 537500 | 404500
[5 empty] | 538500404500 | 90 | 538500 | 404500
[5 empty] | 528500403500 | 90 | 528500 | 403500
[5 empty] | 529500403500 | 90 | 529500 | 403500
[5 empty] | 530500403500 | 90 | 530500 | 403500
[5 empty] | 531500403500 | 90 | 531500 | 403500
[5 empty] | 532500403500 | 90 | 532500 | 403500
[5 empty] | 533500403500 | 90 | 533500 | 403500
[5 empty] | 534500403500 | 90 | 534500 | 403500
[5 empty] | 535500403500 | 90 | 535500 | 403500
[5 empty] | 536500403500 | 90 | 536500 | 403500
[5 empty] | 537500403500 | 90 | 537500 | 403500
[5 empty] | 538500403500 | 90 | 538500 | 403500
[5 empty] | 528500402500 | 90 | 528500 | 402500
[5 empty] | 529500402500 | 90 | 529500 | 402500
[5 empty] | 530500402500 | 90 | 530500 | 402500
[5 empty] | 531500402500 | 90 | 531500 | 402500
[5 empty] | 532500402500 | 90 | 532500 | 402500
[5 empty] | 533500402500 | 90 | 533500 | 402500
[5 empty] | 534500402500 | 90 | 534500 | 402500
[5 empty] | 535500402500 | 90 | 535500 | 402500
[5 empty] | 536500402500 | 90 | 536500 | 402500
[5 empty] | 537500402500 | 90 | 537500 | 402500
[5 empty] | 538500402500 | 90 | 538500 | 402500
[5 empty] | 539500402500 | 90 | 539500 | 402500
[5 empty] | 540500402500 | 90 | 540500 | 402500
[5 empty] | 541500402500 | 90 | 541500 | 402500
[5 empty] | 528500401500 | 90 | 528500 | 401500
[5 empty] | 529500401500 | 90 | 529500 | 401500
[5 empty] | 530500401500 | 90 | 530500 | 401500
[5 empty] | 531500401500 | 90 | 531500 | 401500
[5 empty] | 532500401500 | 90 | 532500 | 401500
[5 empty] | 533500401500 | 90 | 533500 | 401500
[5 empty] | 534500401500 | 90 | 534500 | 401500
[5 empty] | 535500401500 | 90 | 535500 | 401500
[5 empty] | 536500401500 | 90 | 536500 | 401500
[5 empty] | 537500401500 | 90 | 537500 | 401500
[5 empty] | 538500401500 | 90 | 538500 | 401500
[5 empty] | 539500401500 | 90 | 539500 | 401500
[5 empty] | 540500401500 | 90 | 540500 | 401500
[5 empty] | 541500401500 | 90 | 541500 | 401500
[5 empty] | 542500401500 | 90 | 542500 | 401500
[5 empty] | 543500401500 | 90 | 543500 | 401500
[5 empty] | 527500400500 | 90 | 527500 | 400500
[5 empty] | 528500400500 | 90 | 528500 | 400500
[5 empty] | 529500400500 | 90 | 529500 | 400500
[5 empty] | 530500400500 | 90 | 530500 | 400500
[5 empty] | 531500400500 | 90 | 531500 | 400500
[5 empty] | 532500400500 | 90 | 532500 | 400500
[5 empty] | 533500400500 | 90 | 533500 | 400500
[5 empty] | 534500400500 | 90 | 534500 | 400500
[5 empty] | 535500400500 | 90 | 535500 | 400500
[5 empty] | 536500400500 | 90 | 536500 | 400500
[5 empty] | 537500400500 | 90 | 537500 | 400500
[5 empty] | 538500400500 | 90 | 538500 | 400500
[5 empty] | 539500400500 | 90 | 539500 | 400500
[5 empty] | 540500400500 | 90 | 540500 | 400500
[5 empty] | 541500400500 | 90 | 541500 | 400500
[5 empty] | 542500400500 | 90 | 542500 | 400500
[5 empty] | 543500400500 | 90 | 543500 | 400500
[5 empty] | 527500399500 | 90 | 527500 | 399500
[5 empty] | 528500399500 | 90 | 528500 | 399500
[5 empty] | 529500399500 | 90 | 529500 | 399500
[5 empty] | 530500399500 | 90 | 530500 | 399500
[5 empty] | 531500399500 | 90 | 531500 | 399500
[5 empty] | 532500399500 | 90 | 532500 | 399500
[5 empty] | 533500399500 | 90 | 533500 | 399500
[5 empty] | 534500399500 | 90 | 534500 | 399500
[5 empty] | 535500399500 | 90 | 535500 | 399500
[5 empty] | 536500399500 | 90 | 536500 | 399500
[5 empty] | 537500399500 | 90 | 537500 | 399500
[5 empty] | 538500399500 | 90 | 538500 | 399500
[5 empty] | 539500399500 | 90 | 539500 | 399500
[5 empty] | 540500399500 | 90 | 540500 | 399500
[5 empty] | 541500399500 | 90 | 541500 | 399500
[5 empty] | 542500399500 | 90 | 542500 | 399500
[5 empty] | 543500399500 | 90 | 543500 | 399500
[5 empty] | 544500399500 | 90 | 544500 | 399500
[5 empty] | 526500398500 | 90 | 526500 | 398500
[5 empty] | 527500398500 | 90 | 527500 | 398500
[5 empty] | 528500398500 | 90 | 528500 | 398500
[5 empty] | 529500398500 | 90 | 529500 | 398500
[5 empty] | 530500398500 | 90 | 530500 | 398500
[5 empty] | 531500398500 | 90 | 531500 | 398500
[5 empty] | 532500398500 | 90 | 532500 | 398500
[5 empty] | 533500398500 | 90 | 533500 | 398500
[5 empty] | 534500398500 | 90 | 534500 | 398500
[5 empty] | 535500398500 | 90 | 535500 | 398500
[5 empty] | 536500398500 | 90 | 536500 | 398500
[5 empty] | 537500398500 | 90 | 537500 | 398500
[5 empty] | 538500398500 | 90 | 538500 | 398500
[5 empty] | 539500398500 | 90 | 539500 | 398500
[5 empty] | 540500398500 | 90 | 540500 | 398500
[5 empty] | 541500398500 | 90 | 541500 | 398500
[5 empty] | 542500398500 | 90 | 542500 | 398500
[5 empty] | 543500398500 | 90 | 543500 | 398500
[5 empty] | 544500398500 | 90 | 544500 | 398500
[5 empty] | 545500398500 | 90 | 545500 | 398500
[5 empty] | 527500397500 | 90 | 527500 | 397500
[5 empty] | 528500397500 | 90 | 528500 | 397500
[5 empty] | 529500397500 | 90 | 529500 | 397500
[5 empty] | 530500397500 | 90 | 530500 | 397500
[5 empty] | 531500397500 | 90 | 531500 | 397500
[5 empty] | 532500397500 | 90 | 532500 | 397500
[5 empty] | 533500397500 | 90 | 533500 | 397500
[5 empty] | 534500397500 | 90 | 534500 | 397500
[5 empty] | 535500397500 | 90 | 535500 | 397500
[5 empty] | 536500397500 | 90 | 536500 | 397500
[5 empty] | 537500397500 | 90 | 537500 | 397500
[5 empty] | 538500397500 | 90 | 538500 | 397500
[5 empty] | 539500397500 | 90 | 539500 | 397500
[5 empty] | 540500397500 | 90 | 540500 | 397500
[5 empty] | 541500397500 | 90 | 541500 | 397500
[5 empty] | 542500397500 | 90 | 542500 | 397500
[5 empty] | 543500397500 | 90 | 543500 | 397500
[5 empty] | 544500397500 | 90 | 544500 | 397500
[5 empty] | 545500397500 | 90 | 545500 | 397500
[5 empty] | 527500396500 | 90 | 527500 | 396500
[5 empty] | 528500396500 | 90 | 528500 | 396500
[5 empty] | 529500396500 | 90 | 529500 | 396500
[5 empty] | 530500396500 | 90 | 530500 | 396500
[5 empty] | 531500396500 | 90 | 531500 | 396500
[5 empty] | 532500396500 | 90 | 532500 | 396500
[5 empty] | 533500396500 | 90 | 533500 | 396500
[5 empty] | 534500396500 | 90 | 534500 | 396500
[5 empty] | 535500396500 | 90 | 535500 | 396500
[5 empty] | 536500396500 | 90 | 536500 | 396500
[5 empty] | 537500396500 | 90 | 537500 | 396500
[5 empty] | 538500396500 | 90 | 538500 | 396500
[5 empty] | 539500396500 | 90 | 539500 | 396500
[5 empty] | 540500396500 | 90 | 540500 | 396500
[5 empty] | 541500396500 | 90 | 541500 | 396500
[5 empty] | 542500396500 | 90 | 542500 | 396500
[5 empty] | 543500396500 | 90 | 543500 | 396500
[5 empty] | 544500396500 | 90 | 544500 | 396500
[5 empty] | 545500396500 | 90 | 545500 | 396500
[5 empty] | 546500396500 | 90 | 546500 | 396500
[5 empty] | 526500395500 | 90 | 526500 | 395500
[5 empty] | 527500395500 | 90 | 527500 | 395500
[5 empty] | 528500395500 | 90 | 528500 | 395500
[5 empty] | 529500395500 | 90 | 529500 | 395500
[5 empty] | 530500395500 | 90 | 530500 | 395500
[5 empty] | 531500395500 | 90 | 531500 | 395500
[5 empty] | 532500395500 | 90 | 532500 | 395500
[5 empty] | 533500395500 | 90 | 533500 | 395500
[5 empty] | 534500395500 | 90 | 534500 | 395500
[5 empty] | 535500395500 | 90 | 535500 | 395500
[5 empty] | 536500395500 | 90 | 536500 | 395500
[5 empty] | 537500395500 | 90 | 537500 | 395500
[5 empty] | 538500395500 | 90 | 538500 | 395500
[5 empty] | 539500395500 | 90 | 539500 | 395500
[5 empty] | 540500395500 | 90 | 540500 | 395500
[5 empty] | 541500395500 | 90 | 541500 | 395500
[5 empty] | 542500395500 | 90 | 542500 | 395500
[5 empty] | 543500395500 | 90 | 543500 | 395500
[5 empty] | 544500395500 | 90 | 544500 | 395500
[5 empty] | 545500395500 | 90 | 545500 | 395500
[5 empty] | 546500395500 | 90 | 546500 | 395500
[5 empty] | 520500394500 | 90 | 520500 | 394500
[5 empty] | 521500394500 | 90 | 521500 | 394500
[5 empty] | 522500394500 | 90 | 522500 | 394500
[5 empty] | 523500394500 | 90 | 523500 | 394500
[5 empty] | 524500394500 | 90 | 524500 | 394500
[5 empty] | 525500394500 | 90 | 525500 | 394500
[5 empty] | 526500394500 | 90 | 526500 | 394500
[5 empty] | 527500394500 | 90 | 527500 | 394500
[5 empty] | 528500394500 | 90 | 528500 | 394500
[5 empty] | 529500394500 | 90 | 529500 | 394500
[5 empty] | 530500394500 | 90 | 530500 | 394500
[5 empty] | 531500394500 | 90 | 531500 | 394500
[5 empty] | 532500394500 | 90 | 532500 | 394500
[5 empty] | 533500394500 | 90 | 533500 | 394500
[5 empty] | 534500394500 | 90 | 534500 | 394500
[5 empty] | 535500394500 | 90 | 535500 | 394500
[5 empty] | 536500394500 | 90 | 536500 | 394500
[5 empty] | 537500394500 | 90 | 537500 | 394500
[5 empty] | 538500394500 | 90 | 538500 | 394500
[5 empty] | 539500394500 | 90 | 539500 | 394500
[5 empty] | 540500394500 | 90 | 540500 | 394500
[5 empty] | 541500394500 | 90 | 541500 | 394500
[5 empty] | 542500394500 | 90 | 542500 | 394500
[5 empty] | 543500394500 | 90 | 543500 | 394500
[5 empty] | 544500394500 | 90 | 544500 | 394500
[5 empty] | 545500394500 | 90 | 545500 | 394500
[5 empty] | 546500394500 | 90 | 546500 | 394500
[5 empty] | 547500394500 | 90 | 547500 | 394500
[5 empty] | 519500393500 | 90 | 519500 | 393500
[5 empty] | 520500393500 | 90 | 520500 | 393500
[5 empty] | 521500393500 | 90 | 521500 | 393500
[5 empty] | 522500393500 | 90 | 522500 | 393500
[5 empty] | 523500393500 | 90 | 523500 | 393500
[5 empty] | 524500393500 | 90 | 524500 | 393500
[5 empty] | 525500393500 | 90 | 525500 | 393500
[5 empty] | 526500393500 | 90 | 526500 | 393500
[5 empty] | 527500393500 | 90 | 527500 | 393500
[5 empty] | 528500393500 | 90 | 528500 | 393500
[5 empty] | 529500393500 | 90 | 529500 | 393500
[5 empty] | 530500393500 | 90 | 530500 | 393500
[5 empty] | 531500393500 | 90 | 531500 | 393500
[5 empty] | 532500393500 | 90 | 532500 | 393500
[5 empty] | 533500393500 | 90 | 533500 | 393500
[5 empty] | 534500393500 | 90 | 534500 | 393500
[5 empty] | 535500393500 | 90 | 535500 | 393500
[5 empty] | 536500393500 | 90 | 536500 | 393500
[5 empty] | 537500393500 | 90 | 537500 | 393500
[5 empty] | 538500393500 | 90 | 538500 | 393500
[5 empty] | 539500393500 | 90 | 539500 | 393500
[5 empty] | 540500393500 | 90 | 540500 | 393500
[5 empty] | 541500393500 | 90 | 541500 | 393500
[5 empty] | 542500393500 | 90 | 542500 | 393500
[5 empty] | 543500393500 | 90 | 543500 | 393500
[5 empty] | 544500393500 | 90 | 544500 | 393500
[5 empty] | 545500393500 | 90 | 545500 | 393500
[5 empty] | 546500393500 | 90 | 546500 | 393500
[5 empty] | 547500393500 | 90 | 547500 | 393500
[5 empty] | 519500392500 | 90 | 519500 | 392500
[5 empty] | 520500392500 | 90 | 520500 | 392500
[5 empty] | 521500392500 | 90 | 521500 | 392500
[5 empty] | 522500392500 | 90 | 522500 | 392500
[5 empty] | 523500392500 | 90 | 523500 | 392500
[5 empty] | 524500392500 | 90 | 524500 | 392500
[5 empty] | 525500392500 | 90 | 525500 | 392500
[5 empty] | 526500392500 | 90 | 526500 | 392500
[5 empty] | 527500392500 | 90 | 527500 | 392500
[5 empty] | 528500392500 | 90 | 528500 | 392500
[5 empty] | 529500392500 | 90 | 529500 | 392500
[5 empty] | 530500392500 | 90 | 530500 | 392500
[5 empty] | 531500392500 | 90 | 531500 | 392500
[5 empty] | 532500392500 | 90 | 532500 | 392500
[5 empty] | 533500392500 | 90 | 533500 | 392500
[5 empty] | 534500392500 | 90 | 534500 | 392500
[5 empty] | 535500392500 | 90 | 535500 | 392500
[5 empty] | 536500392500 | 90 | 536500 | 392500
[5 empty] | 537500392500 | 90 | 537500 | 392500
[5 empty] | 538500392500 | 90 | 538500 | 392500
[5 empty] | 539500392500 | 90 | 539500 | 392500
[5 empty] | 540500392500 | 90 | 540500 | 392500
[5 empty] | 541500392500 | 90 | 541500 | 392500
[5 empty] | 542500392500 | 90 | 542500 | 392500
[5 empty] | 543500392500 | 90 | 543500 | 392500
[5 empty] | 544500392500 | 90 | 544500 | 392500
[5 empty] | 545500392500 | 90 | 545500 | 392500
[5 empty] | 546500392500 | 90 | 546500 | 392500
[5 empty] | 547500392500 | 90 | 547500 | 392500
[5 empty] | 548500392500 | 90 | 548500 | 392500
[5 empty] | 519500391500 | 90 | 519500 | 391500
[5 empty] | 520500391500 | 90 | 520500 | 391500
[5 empty] | 521500391500 | 90 | 521500 | 391500
[5 empty] | 522500391500 | 90 | 522500 | 391500
[5 empty] | 523500391500 | 90 | 523500 | 391500
[5 empty] | 524500391500 | 90 | 524500 | 391500
[5 empty] | 525500391500 | 90 | 525500 | 391500
[5 empty] | 526500391500 | 90 | 526500 | 391500
[5 empty] | 527500391500 | 90 | 527500 | 391500
[5 empty] | 528500391500 | 90 | 528500 | 391500
[5 empty] | 529500391500 | 90 | 529500 | 391500
[5 empty] | 530500391500 | 90 | 530500 | 391500
[5 empty] | 531500391500 | 90 | 531500 | 391500
[5 empty] | 532500391500 | 90 | 532500 | 391500
[5 empty] | 533500391500 | 90 | 533500 | 391500
[5 empty] | 534500391500 | 90 | 534500 | 391500
[5 empty] | 535500391500 | 90 | 535500 | 391500
[5 empty] | 536500391500 | 90 | 536500 | 391500
[5 empty] | 537500391500 | 90 | 537500 | 391500
[5 empty] | 538500391500 | 90 | 538500 | 391500
[5 empty] | 539500391500 | 90 | 539500 | 391500
[5 empty] | 540500391500 | 90 | 540500 | 391500
[5 empty] | 541500391500 | 90 | 541500 | 391500
[5 empty] | 542500391500 | 90 | 542500 | 391500
[5 empty] | 543500391500 | 90 | 543500 | 391500
[5 empty] | 544500391500 | 90 | 544500 | 391500
[5 empty] | 545500391500 | 90 | 545500 | 391500
[5 empty] | 546500391500 | 90 | 546500 | 391500
[5 empty] | 547500391500 | 90 | 547500 | 391500
[5 empty] | 548500391500 | 90 | 548500 | 391500
[5 empty] | 518500390500 | 90 | 518500 | 390500
[5 empty] | 519500390500 | 90 | 519500 | 390500
[5 empty] | 520500390500 | 90 | 520500 | 390500
[5 empty] | 521500390500 | 90 | 521500 | 390500
[5 empty] | 522500390500 | 90 | 522500 | 390500
[5 empty] | 523500390500 | 90 | 523500 | 390500
[5 empty] | 524500390500 | 90 | 524500 | 390500
[5 empty] | 525500390500 | 90 | 525500 | 390500
[5 empty] | 526500390500 | 90 | 526500 | 390500
[5 empty] | 527500390500 | 90 | 527500 | 390500
[5 empty] | 528500390500 | 90 | 528500 | 390500
[5 empty] | 529500390500 | 90 | 529500 | 390500
[5 empty] | 530500390500 | 90 | 530500 | 390500
[5 empty] | 531500390500 | 90 | 531500 | 390500
[5 empty] | 532500390500 | 90 | 532500 | 390500
[5 empty] | 533500390500 | 90 | 533500 | 390500
[5 empty] | 534500390500 | 90 | 534500 | 390500
[5 empty] | 535500390500 | 90 | 535500 | 390500
[5 empty] | 536500390500 | 90 | 536500 | 390500
[5 empty] | 537500390500 | 90 | 537500 | 390500
[5 empty] | 538500390500 | 90 | 538500 | 390500
[5 empty] | 539500390500 | 90 | 539500 | 390500
[5 empty] | 540500390500 | 90 | 540500 | 390500
[5 empty] | 541500390500 | 90 | 541500 | 390500
[5 empty] | 542500390500 | 90 | 542500 | 390500
[5 empty] | 543500390500 | 90 | 543500 | 390500
[5 empty] | 544500390500 | 90 | 544500 | 390500
[5 empty] | 545500390500 | 90 | 545500 | 390500
[5 empty] | 546500390500 | 90 | 546500 | 390500
[5 empty] | 547500390500 | 90 | 547500 | 390500
[5 empty] | 548500390500 | 90 | 548500 | 390500
[5 empty] | 518500389500 | 90 | 518500 | 389500
[5 empty] | 519500389500 | 90 | 519500 | 389500
[5 empty] | 520500389500 | 90 | 520500 | 389500
[5 empty] | 521500389500 | 90 | 521500 | 389500
[5 empty] | 522500389500 | 90 | 522500 | 389500
[5 empty] | 523500389500 | 90 | 523500 | 389500
[5 empty] | 524500389500 | 90 | 524500 | 389500
[5 empty] | 525500389500 | 90 | 525500 | 389500
[5 empty] | 526500389500 | 90 | 526500 | 389500
[5 empty] | 527500389500 | 90 | 527500 | 389500
[5 empty] | 528500389500 | 90 | 528500 | 389500
[5 empty] | 529500389500 | 90 | 529500 | 389500
[5 empty] | 530500389500 | 90 | 530500 | 389500
[5 empty] | 531500389500 | 90 | 531500 | 389500
[5 empty] | 532500389500 | 90 | 532500 | 389500
[5 empty] | 533500389500 | 90 | 533500 | 389500
[5 empty] | 534500389500 | 90 | 534500 | 389500
[5 empty] | 535500389500 | 90 | 535500 | 389500
[5 empty] | 536500389500 | 90 | 536500 | 389500
[5 empty] | 537500389500 | 90 | 537500 | 389500
[5 empty] | 538500389500 | 90 | 538500 | 389500
[5 empty] | 539500389500 | 90 | 539500 | 389500
[5 empty] | 540500389500 | 90 | 540500 | 389500
[5 empty] | 541500389500 | 90 | 541500 | 389500
[5 empty] | 542500389500 | 90 | 542500 | 389500
[5 empty] | 543500389500 | 90 | 543500 | 389500
[5 empty] | 544500389500 | 90 | 544500 | 389500
[5 empty] | 545500389500 | 90 | 545500 | 389500
[5 empty] | 546500389500 | 90 | 546500 | 389500
[5 empty] | 547500389500 | 90 | 547500 | 389500
[5 empty] | 548500389500 | 90 | 548500 | 389500
[5 empty] | 549500389500 | 90 | 549500 | 389500
[5 empty] | 519500388500 | 90 | 519500 | 388500
[5 empty] | 520500388500 | 90 | 520500 | 388500
[5 empty] | 521500388500 | 90 | 521500 | 388500
[5 empty] | 522500388500 | 90 | 522500 | 388500
[5 empty] | 523500388500 | 90 | 523500 | 388500
[5 empty] | 524500388500 | 90 | 524500 | 388500
[5 empty] | 525500388500 | 90 | 525500 | 388500
[5 empty] | 526500388500 | 90 | 526500 | 388500
[5 empty] | 527500388500 | 90 | 527500 | 388500
[5 empty] | 528500388500 | 90 | 528500 | 388500
[5 empty] | 529500388500 | 90 | 529500 | 388500
[5 empty] | 530500388500 | 90 | 530500 | 388500
[5 empty] | 531500388500 | 90 | 531500 | 388500
[5 empty] | 532500388500 | 90 | 532500 | 388500
[5 empty] | 533500388500 | 90 | 533500 | 388500
[5 empty] | 534500388500 | 90 | 534500 | 388500
[5 empty] | 535500388500 | 90 | 535500 | 388500
[5 empty] | 536500388500 | 90 | 536500 | 388500
[5 empty] | 537500388500 | 90 | 537500 | 388500
[5 empty] | 538500388500 | 90 | 538500 | 388500
[5 empty] | 539500388500 | 90 | 539500 | 388500
[5 empty] | 540500388500 | 90 | 540500 | 388500
[5 empty] | 541500388500 | 90 | 541500 | 388500
[5 empty] | 542500388500 | 90 | 542500 | 388500
[5 empty] | 543500388500 | 90 | 543500 | 388500
[5 empty] | 544500388500 | 90 | 544500 | 388500
[5 empty] | 545500388500 | 90 | 545500 | 388500
[5 empty] | 546500388500 | 90 | 546500 | 388500
[5 empty] | 547500388500 | 90 | 547500 | 388500
[5 empty] | 548500388500 | 90 | 548500 | 388500
[5 empty] | 549500388500 | 90 | 549500 | 388500
[5 empty] | 519500387500 | 90 | 519500 | 387500
[5 empty] | 520500387500 | 90 | 520500 | 387500
[5 empty] | 521500387500 | 90 | 521500 | 387500
[5 empty] | 522500387500 | 90 | 522500 | 387500
[5 empty] | 523500387500 | 90 | 523500 | 387500
[5 empty] | 524500387500 | 90 | 524500 | 387500
[5 empty] | 525500387500 | 90 | 525500 | 387500
[5 empty] | 526500387500 | 90 | 526500 | 387500
[5 empty] | 527500387500 | 90 | 527500 | 387500
[5 empty] | 528500387500 | 90 | 528500 | 387500
[5 empty] | 529500387500 | 90 | 529500 | 387500
[5 empty] | 530500387500 | 90 | 530500 | 387500
[5 empty] | 531500387500 | 90 | 531500 | 387500
[5 empty] | 532500387500 | 90 | 532500 | 387500
[5 empty] | 533500387500 | 90 | 533500 | 387500
[5 empty] | 534500387500 | 90 | 534500 | 387500
[5 empty] | 535500387500 | 90 | 535500 | 387500
[5 empty] | 536500387500 | 90 | 536500 | 387500
[5 empty] | 537500387500 | 90 | 537500 | 387500
[5 empty] | 538500387500 | 90 | 538500 | 387500
[5 empty] | 539500387500 | 90 | 539500 | 387500
[5 empty] | 540500387500 | 90 | 540500 | 387500
[5 empty] | 541500387500 | 90 | 541500 | 387500
[5 empty] | 542500387500 | 90 | 542500 | 387500
[5 empty] | 543500387500 | 90 | 543500 | 387500
[5 empty] | 544500387500 | 90 | 544500 | 387500
[5 empty] | 545500387500 | 90 | 545500 | 387500
[5 empty] | 546500387500 | 90 | 546500 | 387500
[5 empty] | 547500387500 | 90 | 547500 | 387500
[5 empty] | 548500387500 | 90 | 548500 | 387500
[5 empty] | 549500387500 | 90 | 549500 | 387500
[5 empty] | 550500387500 | 90 | 550500 | 387500
[5 empty] | 519500386500 | 90 | 519500 | 386500
[5 empty] | 520500386500 | 90 | 520500 | 386500
[5 empty] | 521500386500 | 90 | 521500 | 386500
[5 empty] | 522500386500 | 90 | 522500 | 386500
[5 empty] | 523500386500 | 90 | 523500 | 386500
[5 empty] | 524500386500 | 90 | 524500 | 386500
[5 empty] | 525500386500 | 90 | 525500 | 386500
[5 empty] | 526500386500 | 90 | 526500 | 386500
[5 empty] | 527500386500 | 90 | 527500 | 386500
[5 empty] | 528500386500 | 90 | 528500 | 386500
[5 empty] | 529500386500 | 90 | 529500 | 386500
[5 empty] | 530500386500 | 90 | 530500 | 386500
[5 empty] | 531500386500 | 90 | 531500 | 386500
[5 empty] | 532500386500 | 90 | 532500 | 386500
[5 empty] | 533500386500 | 90 | 533500 | 386500
[5 empty] | 534500386500 | 90 | 534500 | 386500
[5 empty] | 535500386500 | 90 | 535500 | 386500
[5 empty] | 536500386500 | 90 | 536500 | 386500
[5 empty] | 537500386500 | 90 | 537500 | 386500
[5 empty] | 538500386500 | 90 | 538500 | 386500
[5 empty] | 539500386500 | 90 | 539500 | 386500
[5 empty] | 540500386500 | 90 | 540500 | 386500
[5 empty] | 541500386500 | 90 | 541500 | 386500
[5 empty] | 542500386500 | 90 | 542500 | 386500
[5 empty] | 543500386500 | 90 | 543500 | 386500
[5 empty] | 544500386500 | 90 | 544500 | 386500
[5 empty] | 545500386500 | 90 | 545500 | 386500
[5 empty] | 546500386500 | 90 | 546500 | 386500
[5 empty] | 547500386500 | 90 | 547500 | 386500
[5 empty] | 548500386500 | 90 | 548500 | 386500
[5 empty] | 549500386500 | 90 | 549500 | 386500
[5 empty] | 550500386500 | 90 | 550500 | 386500
[5 empty] | 518500385500 | 90 | 518500 | 385500
[5 empty] | 519500385500 | 90 | 519500 | 385500
[5 empty] | 520500385500 | 90 | 520500 | 385500
[5 empty] | 521500385500 | 90 | 521500 | 385500
[5 empty] | 522500385500 | 90 | 522500 | 385500
[5 empty] | 523500385500 | 90 | 523500 | 385500
[5 empty] | 524500385500 | 90 | 524500 | 385500
[5 empty] | 525500385500 | 90 | 525500 | 385500
[5 empty] | 526500385500 | 90 | 526500 | 385500
[5 empty] | 527500385500 | 90 | 527500 | 385500
[5 empty] | 528500385500 | 90 | 528500 | 385500
[5 empty] | 529500385500 | 90 | 529500 | 385500
[5 empty] | 530500385500 | 90 | 530500 | 385500
[5 empty] | 531500385500 | 90 | 531500 | 385500
[5 empty] | 532500385500 | 90 | 532500 | 385500
[5 empty] | 533500385500 | 90 | 533500 | 385500
[5 empty] | 534500385500 | 90 | 534500 | 385500
[5 empty] | 535500385500 | 90 | 535500 | 385500
[5 empty] | 536500385500 | 90 | 536500 | 385500
[5 empty] | 537500385500 | 90 | 537500 | 385500
[5 empty] | 538500385500 | 90 | 538500 | 385500
[5 empty] | 539500385500 | 90 | 539500 | 385500
[5 empty] | 540500385500 | 90 | 540500 | 385500
[5 empty] | 541500385500 | 90 | 541500 | 385500
[5 empty] | 542500385500 | 90 | 542500 | 385500
[5 empty] | 543500385500 | 90 | 543500 | 385500
[5 empty] | 544500385500 | 90 | 544500 | 385500
[5 empty] | 545500385500 | 90 | 545500 | 385500
[5 empty] | 546500385500 | 90 | 546500 | 385500
[5 empty] | 547500385500 | 90 | 547500 | 385500
[5 empty] | 548500385500 | 90 | 548500 | 385500
[5 empty] | 549500385500 | 90 | 549500 | 385500
[5 empty] | 550500385500 | 90 | 550500 | 385500
[5 empty] | 551500385500 | 90 | 551500 | 385500
[5 empty] | 517500384500 | 90 | 517500 | 384500
[5 empty] | 518500384500 | 90 | 518500 | 384500
[5 empty] | 519500384500 | 90 | 519500 | 384500
[5 empty] | 520500384500 | 90 | 520500 | 384500
[5 empty] | 521500384500 | 90 | 521500 | 384500
[5 empty] | 522500384500 | 90 | 522500 | 384500
[5 empty] | 523500384500 | 90 | 523500 | 384500
[5 empty] | 524500384500 | 90 | 524500 | 384500
[5 empty] | 525500384500 | 90 | 525500 | 384500
[5 empty] | 526500384500 | 90 | 526500 | 384500
[5 empty] | 527500384500 | 90 | 527500 | 384500
[5 empty] | 528500384500 | 90 | 528500 | 384500
[5 empty] | 529500384500 | 90 | 529500 | 384500
[5 empty] | 530500384500 | 90 | 530500 | 384500
[5 empty] | 531500384500 | 90 | 531500 | 384500
[5 empty] | 532500384500 | 90 | 532500 | 384500
[5 empty] | 533500384500 | 90 | 533500 | 384500
[5 empty] | 534500384500 | 90 | 534500 | 384500
[5 empty] | 535500384500 | 90 | 535500 | 384500
[5 empty] | 536500384500 | 90 | 536500 | 384500
[5 empty] | 537500384500 | 90 | 537500 | 384500
[5 empty] | 538500384500 | 90 | 538500 | 384500
[5 empty] | 539500384500 | 90 | 539500 | 384500
[5 empty] | 540500384500 | 90 | 540500 | 384500
[5 empty] | 541500384500 | 90 | 541500 | 384500
[5 empty] | 542500384500 | 90 | 542500 | 384500
[5 empty] | 543500384500 | 90 | 543500 | 384500
[5 empty] | 544500384500 | 90 | 544500 | 384500
[5 empty] | 545500384500 | 90 | 545500 | 384500
[5 empty] | 546500384500 | 90 | 546500 | 384500
[5 empty] | 547500384500 | 90 | 547500 | 384500
[5 empty] | 548500384500 | 90 | 548500 | 384500
[5 empty] | 549500384500 | 90 | 549500 | 384500
[5 empty] | 550500384500 | 90 | 550500 | 384500
[5 empty] | 551500384500 | 90 | 551500 | 384500
[5 empty] | 516500383500 | 90 | 516500 | 383500
[5 empty] | 517500383500 | 90 | 517500 | 383500
[5 empty] | 518500383500 | 90 | 518500 | 383500
[5 empty] | 519500383500 | 90 | 519500 | 383500
[5 empty] | 520500383500 | 90 | 520500 | 383500
[5 empty] | 521500383500 | 90 | 521500 | 383500
[5 empty] | 522500383500 | 90 | 522500 | 383500
[5 empty] | 523500383500 | 90 | 523500 | 383500
[5 empty] | 524500383500 | 90 | 524500 | 383500
[5 empty] | 525500383500 | 90 | 525500 | 383500
[5 empty] | 526500383500 | 90 | 526500 | 383500
[5 empty] | 527500383500 | 90 | 527500 | 383500
[5 empty] | 528500383500 | 90 | 528500 | 383500
[5 empty] | 529500383500 | 90 | 529500 | 383500
[5 empty] | 530500383500 | 90 | 530500 | 383500
[5 empty] | 531500383500 | 90 | 531500 | 383500
[5 empty] | 532500383500 | 90 | 532500 | 383500
[5 empty] | 533500383500 | 90 | 533500 | 383500
[5 empty] | 534500383500 | 90 | 534500 | 383500
[5 empty] | 535500383500 | 90 | 535500 | 383500
[5 empty] | 536500383500 | 90 | 536500 | 383500
[5 empty] | 537500383500 | 90 | 537500 | 383500
[5 empty] | 538500383500 | 90 | 538500 | 383500
[5 empty] | 539500383500 | 90 | 539500 | 383500
[5 empty] | 540500383500 | 90 | 540500 | 383500
[5 empty] | 541500383500 | 90 | 541500 | 383500
[5 empty] | 542500383500 | 90 | 542500 | 383500
[5 empty] | 543500383500 | 90 | 543500 | 383500
[5 empty] | 544500383500 | 90 | 544500 | 383500
[5 empty] | 545500383500 | 90 | 545500 | 383500
[5 empty] | 546500383500 | 90 | 546500 | 383500
[5 empty] | 547500383500 | 90 | 547500 | 383500
[5 empty] | 548500383500 | 90 | 548500 | 383500
[5 empty] | 549500383500 | 90 | 549500 | 383500
[5 empty] | 550500383500 | 90 | 550500 | 383500
[5 empty] | 551500383500 | 90 | 551500 | 383500
[5 empty] | 552500383500 | 90 | 552500 | 383500
[5 empty] | 513500382500 | 90 | 513500 | 382500
[5 empty] | 516500382500 | 90 | 516500 | 382500
[5 empty] | 517500382500 | 90 | 517500 | 382500
[5 empty] | 518500382500 | 90 | 518500 | 382500
[5 empty] | 519500382500 | 90 | 519500 | 382500
[5 empty] | 520500382500 | 90 | 520500 | 382500
[5 empty] | 521500382500 | 90 | 521500 | 382500
[5 empty] | 522500382500 | 90 | 522500 | 382500
[5 empty] | 523500382500 | 90 | 523500 | 382500
[5 empty] | 524500382500 | 90 | 524500 | 382500
[5 empty] | 525500382500 | 90 | 525500 | 382500
[5 empty] | 526500382500 | 90 | 526500 | 382500
[5 empty] | 527500382500 | 90 | 527500 | 382500
[5 empty] | 528500382500 | 90 | 528500 | 382500
[5 empty] | 529500382500 | 90 | 529500 | 382500
[5 empty] | 530500382500 | 90 | 530500 | 382500
[5 empty] | 531500382500 | 90 | 531500 | 382500
[5 empty] | 532500382500 | 90 | 532500 | 382500
[5 empty] | 533500382500 | 90 | 533500 | 382500
[5 empty] | 534500382500 | 90 | 534500 | 382500
[5 empty] | 535500382500 | 90 | 535500 | 382500
[5 empty] | 536500382500 | 90 | 536500 | 382500
[5 empty] | 537500382500 | 90 | 537500 | 382500
[5 empty] | 538500382500 | 90 | 538500 | 382500
[5 empty] | 539500382500 | 90 | 539500 | 382500
[5 empty] | 540500382500 | 90 | 540500 | 382500
[5 empty] | 541500382500 | 90 | 541500 | 382500
[5 empty] | 542500382500 | 90 | 542500 | 382500
[5 empty] | 543500382500 | 90 | 543500 | 382500
[5 empty] | 544500382500 | 90 | 544500 | 382500
[5 empty] | 545500382500 | 90 | 545500 | 382500
[5 empty] | 546500382500 | 90 | 546500 | 382500
[5 empty] | 547500382500 | 90 | 547500 | 382500
[5 empty] | 548500382500 | 90 | 548500 | 382500
[5 empty] | 549500382500 | 90 | 549500 | 382500
[5 empty] | 550500382500 | 90 | 550500 | 382500
[5 empty] | 551500382500 | 90 | 551500 | 382500
[5 empty] | 552500382500 | 90 | 552500 | 382500
[5 empty] | 513500381500 | 90 | 513500 | 381500
[5 empty] | 514500381500 | 90 | 514500 | 381500
[5 empty] | 515500381500 | 90 | 515500 | 381500
[5 empty] | 516500381500 | 90 | 516500 | 381500
[5 empty] | 517500381500 | 90 | 517500 | 381500
[5 empty] | 518500381500 | 90 | 518500 | 381500
[5 empty] | 519500381500 | 90 | 519500 | 381500
[5 empty] | 520500381500 | 90 | 520500 | 381500
[5 empty] | 521500381500 | 90 | 521500 | 381500
[5 empty] | 522500381500 | 90 | 522500 | 381500
[5 empty] | 523500381500 | 90 | 523500 | 381500
[5 empty] | 524500381500 | 90 | 524500 | 381500
[5 empty] | 525500381500 | 90 | 525500 | 381500
[5 empty] | 526500381500 | 90 | 526500 | 381500
[5 empty] | 527500381500 | 90 | 527500 | 381500
[5 empty] | 528500381500 | 90 | 528500 | 381500
[5 empty] | 529500381500 | 90 | 529500 | 381500
[5 empty] | 530500381500 | 90 | 530500 | 381500
[5 empty] | 531500381500 | 90 | 531500 | 381500
[5 empty] | 532500381500 | 90 | 532500 | 381500
[5 empty] | 533500381500 | 90 | 533500 | 381500
[5 empty] | 534500381500 | 90 | 534500 | 381500
[5 empty] | 535500381500 | 90 | 535500 | 381500
[5 empty] | 536500381500 | 90 | 536500 | 381500
[5 empty] | 537500381500 | 90 | 537500 | 381500
[5 empty] | 538500381500 | 90 | 538500 | 381500
[5 empty] | 539500381500 | 90 | 539500 | 381500
[5 empty] | 540500381500 | 90 | 540500 | 381500
[5 empty] | 541500381500 | 90 | 541500 | 381500
[5 empty] | 542500381500 | 90 | 542500 | 381500
[5 empty] | 543500381500 | 90 | 543500 | 381500
[5 empty] | 544500381500 | 90 | 544500 | 381500
[5 empty] | 545500381500 | 90 | 545500 | 381500
[5 empty] | 546500381500 | 90 | 546500 | 381500
[5 empty] | 547500381500 | 90 | 547500 | 381500
[5 empty] | 548500381500 | 90 | 548500 | 381500
[5 empty] | 549500381500 | 90 | 549500 | 381500
[5 empty] | 550500381500 | 90 | 550500 | 381500
[5 empty] | 551500381500 | 90 | 551500 | 381500
[5 empty] | 552500381500 | 90 | 552500 | 381500
[5 empty] | 513500380500 | 90 | 513500 | 380500
[5 empty] | 514500380500 | 90 | 514500 | 380500
[5 empty] | 515500380500 | 90 | 515500 | 380500
[5 empty] | 516500380500 | 90 | 516500 | 380500
[5 empty] | 517500380500 | 90 | 517500 | 380500
[5 empty] | 518500380500 | 90 | 518500 | 380500
[5 empty] | 519500380500 | 90 | 519500 | 380500
[5 empty] | 520500380500 | 90 | 520500 | 380500
[5 empty] | 521500380500 | 90 | 521500 | 380500
[5 empty] | 522500380500 | 90 | 522500 | 380500
[5 empty] | 523500380500 | 90 | 523500 | 380500
[5 empty] | 524500380500 | 90 | 524500 | 380500
[5 empty] | 525500380500 | 90 | 525500 | 380500
[5 empty] | 526500380500 | 90 | 526500 | 380500
[5 empty] | 527500380500 | 90 | 527500 | 380500
[5 empty] | 528500380500 | 90 | 528500 | 380500
[5 empty] | 529500380500 | 90 | 529500 | 380500
[5 empty] | 530500380500 | 90 | 530500 | 380500
[5 empty] | 531500380500 | 90 | 531500 | 380500
[5 empty] | 532500380500 | 90 | 532500 | 380500
[5 empty] | 533500380500 | 90 | 533500 | 380500
[5 empty] | 534500380500 | 90 | 534500 | 380500
[5 empty] | 535500380500 | 90 | 535500 | 380500
[5 empty] | 536500380500 | 90 | 536500 | 380500
[5 empty] | 537500380500 | 90 | 537500 | 380500
[5 empty] | 538500380500 | 90 | 538500 | 380500
[5 empty] | 539500380500 | 90 | 539500 | 380500
[5 empty] | 540500380500 | 90 | 540500 | 380500
[5 empty] | 541500380500 | 90 | 541500 | 380500
[5 empty] | 542500380500 | 90 | 542500 | 380500
[5 empty] | 543500380500 | 90 | 543500 | 380500
[5 empty] | 544500380500 | 90 | 544500 | 380500
[5 empty] | 545500380500 | 90 | 545500 | 380500
[5 empty] | 546500380500 | 90 | 546500 | 380500
[5 empty] | 547500380500 | 90 | 547500 | 380500
[5 empty] | 548500380500 | 90 | 548500 | 380500
[5 empty] | 549500380500 | 90 | 549500 | 380500
[5 empty] | 550500380500 | 90 | 550500 | 380500
[5 empty] | 551500380500 | 90 | 551500 | 380500
[5 empty] | 552500380500 | 90 | 552500 | 380500
[5 empty] | 553500380500 | 90 | 553500 | 380500
[5 empty] | 513500379500 | 90 | 513500 | 379500
[5 empty] | 514500379500 | 90 | 514500 | 379500
[5 empty] | 515500379500 | 90 | 515500 | 379500
[5 empty] | 516500379500 | 90 | 516500 | 379500
[5 empty] | 517500379500 | 90 | 517500 | 379500
[5 empty] | 518500379500 | 90 | 518500 | 379500
[5 empty] | 519500379500 | 90 | 519500 | 379500
[5 empty] | 520500379500 | 90 | 520500 | 379500
[5 empty] | 521500379500 | 90 | 521500 | 379500
[5 empty] | 522500379500 | 90 | 522500 | 379500
[5 empty] | 523500379500 | 90 | 523500 | 379500
[5 empty] | 524500379500 | 90 | 524500 | 379500
[5 empty] | 525500379500 | 90 | 525500 | 379500
[5 empty] | 526500379500 | 90 | 526500 | 379500
[5 empty] | 527500379500 | 90 | 527500 | 379500
[5 empty] | 528500379500 | 90 | 528500 | 379500
[5 empty] | 529500379500 | 90 | 529500 | 379500
[5 empty] | 530500379500 | 90 | 530500 | 379500
[5 empty] | 531500379500 | 90 | 531500 | 379500
[5 empty] | 532500379500 | 90 | 532500 | 379500
[5 empty] | 533500379500 | 90 | 533500 | 379500
[5 empty] | 534500379500 | 90 | 534500 | 379500
[5 empty] | 535500379500 | 90 | 535500 | 379500
[5 empty] | 536500379500 | 90 | 536500 | 379500
[5 empty] | 537500379500 | 90 | 537500 | 379500
[5 empty] | 538500379500 | 90 | 538500 | 379500
[5 empty] | 539500379500 | 90 | 539500 | 379500
[5 empty] | 540500379500 | 90 | 540500 | 379500
[5 empty] | 541500379500 | 90 | 541500 | 379500
[5 empty] | 542500379500 | 90 | 542500 | 379500
[5 empty] | 543500379500 | 90 | 543500 | 379500
[5 empty] | 544500379500 | 90 | 544500 | 379500
[5 empty] | 545500379500 | 90 | 545500 | 379500
[5 empty] | 546500379500 | 90 | 546500 | 379500
[5 empty] | 547500379500 | 90 | 547500 | 379500
[5 empty] | 548500379500 | 90 | 548500 | 379500
[5 empty] | 549500379500 | 90 | 549500 | 379500
[5 empty] | 550500379500 | 90 | 550500 | 379500
[5 empty] | 551500379500 | 90 | 551500 | 379500
[5 empty] | 552500379500 | 90 | 552500 | 379500
[5 empty] | 553500379500 | 90 | 553500 | 379500
[5 empty] | 554500379500 | 90 | 554500 | 379500
[5 empty] | 512500378500 | 90 | 512500 | 378500
[5 empty] | 513500378500 | 90 | 513500 | 378500
[5 empty] | 514500378500 | 90 | 514500 | 378500
[5 empty] | 515500378500 | 90 | 515500 | 378500
[5 empty] | 516500378500 | 90 | 516500 | 378500
[5 empty] | 517500378500 | 90 | 517500 | 378500
[5 empty] | 518500378500 | 90 | 518500 | 378500
[5 empty] | 519500378500 | 90 | 519500 | 378500
[5 empty] | 520500378500 | 90 | 520500 | 378500
[5 empty] | 521500378500 | 90 | 521500 | 378500
[5 empty] | 522500378500 | 90 | 522500 | 378500
[5 empty] | 523500378500 | 90 | 523500 | 378500
[5 empty] | 524500378500 | 90 | 524500 | 378500
[5 empty] | 525500378500 | 90 | 525500 | 378500
[5 empty] | 526500378500 | 90 | 526500 | 378500
[5 empty] | 527500378500 | 90 | 527500 | 378500
[5 empty] | 528500378500 | 90 | 528500 | 378500
[5 empty] | 529500378500 | 90 | 529500 | 378500
[5 empty] | 530500378500 | 90 | 530500 | 378500
[5 empty] | 531500378500 | 90 | 531500 | 378500
[5 empty] | 532500378500 | 90 | 532500 | 378500
[5 empty] | 533500378500 | 90 | 533500 | 378500
[5 empty] | 534500378500 | 90 | 534500 | 378500
[5 empty] | 535500378500 | 90 | 535500 | 378500
[5 empty] | 536500378500 | 90 | 536500 | 378500
[5 empty] | 537500378500 | 90 | 537500 | 378500
[5 empty] | 538500378500 | 90 | 538500 | 378500
[5 empty] | 539500378500 | 90 | 539500 | 378500
[5 empty] | 540500378500 | 90 | 540500 | 378500
[5 empty] | 541500378500 | 90 | 541500 | 378500
[5 empty] | 542500378500 | 90 | 542500 | 378500
[5 empty] | 543500378500 | 90 | 543500 | 378500
[5 empty] | 544500378500 | 90 | 544500 | 378500
[5 empty] | 545500378500 | 90 | 545500 | 378500
[5 empty] | 546500378500 | 90 | 546500 | 378500
[5 empty] | 547500378500 | 90 | 547500 | 378500
[5 empty] | 548500378500 | 90 | 548500 | 378500
[5 empty] | 549500378500 | 90 | 549500 | 378500
[5 empty] | 550500378500 | 90 | 550500 | 378500
[5 empty] | 551500378500 | 90 | 551500 | 378500
[5 empty] | 552500378500 | 90 | 552500 | 378500
[5 empty] | 553500378500 | 90 | 553500 | 378500
[5 empty] | 554500378500 | 90 | 554500 | 378500
[5 empty] | 512500377500 | 90 | 512500 | 377500
[5 empty] | 513500377500 | 90 | 513500 | 377500
[5 empty] | 514500377500 | 90 | 514500 | 377500
[5 empty] | 515500377500 | 90 | 515500 | 377500
[5 empty] | 516500377500 | 90 | 516500 | 377500
[5 empty] | 517500377500 | 90 | 517500 | 377500
[5 empty] | 518500377500 | 90 | 518500 | 377500
[5 empty] | 519500377500 | 90 | 519500 | 377500
[5 empty] | 520500377500 | 90 | 520500 | 377500
[5 empty] | 521500377500 | 90 | 521500 | 377500
[5 empty] | 522500377500 | 90 | 522500 | 377500
[5 empty] | 523500377500 | 90 | 523500 | 377500
[5 empty] | 524500377500 | 90 | 524500 | 377500
[5 empty] | 525500377500 | 90 | 525500 | 377500
[5 empty] | 526500377500 | 90 | 526500 | 377500
[5 empty] | 527500377500 | 90 | 527500 | 377500
[5 empty] | 528500377500 | 90 | 528500 | 377500
[5 empty] | 529500377500 | 90 | 529500 | 377500
[5 empty] | 530500377500 | 90 | 530500 | 377500
[5 empty] | 531500377500 | 90 | 531500 | 377500
[5 empty] | 532500377500 | 90 | 532500 | 377500
[5 empty] | 533500377500 | 90 | 533500 | 377500
[5 empty] | 534500377500 | 90 | 534500 | 377500
[5 empty] | 535500377500 | 90 | 535500 | 377500
[5 empty] | 536500377500 | 90 | 536500 | 377500
[5 empty] | 537500377500 | 90 | 537500 | 377500
[5 empty] | 538500377500 | 90 | 538500 | 377500
[5 empty] | 539500377500 | 90 | 539500 | 377500
[5 empty] | 540500377500 | 90 | 540500 | 377500
[5 empty] | 541500377500 | 90 | 541500 | 377500
[5 empty] | 542500377500 | 90 | 542500 | 377500
[5 empty] | 543500377500 | 90 | 543500 | 377500
[5 empty] | 544500377500 | 90 | 544500 | 377500
[5 empty] | 545500377500 | 90 | 545500 | 377500
[5 empty] | 546500377500 | 90 | 546500 | 377500
[5 empty] | 547500377500 | 90 | 547500 | 377500
[5 empty] | 548500377500 | 90 | 548500 | 377500
[5 empty] | 549500377500 | 90 | 549500 | 377500
[5 empty] | 550500377500 | 90 | 550500 | 377500
[5 empty] | 551500377500 | 90 | 551500 | 377500
[5 empty] | 552500377500 | 90 | 552500 | 377500
[5 empty] | 553500377500 | 90 | 553500 | 377500
[5 empty] | 554500377500 | 90 | 554500 | 377500
[5 empty] | 555500377500 | 90 | 555500 | 377500
[5 empty] | 513500376500 | 90 | 513500 | 376500
[5 empty] | 514500376500 | 90 | 514500 | 376500
[5 empty] | 515500376500 | 90 | 515500 | 376500
[5 empty] | 516500376500 | 90 | 516500 | 376500
[5 empty] | 517500376500 | 90 | 517500 | 376500
[5 empty] | 518500376500 | 90 | 518500 | 376500
[5 empty] | 519500376500 | 90 | 519500 | 376500
[5 empty] | 520500376500 | 90 | 520500 | 376500
[5 empty] | 521500376500 | 90 | 521500 | 376500
[5 empty] | 522500376500 | 90 | 522500 | 376500
[5 empty] | 523500376500 | 90 | 523500 | 376500
[5 empty] | 524500376500 | 90 | 524500 | 376500
[5 empty] | 525500376500 | 90 | 525500 | 376500
[5 empty] | 526500376500 | 90 | 526500 | 376500
[5 empty] | 527500376500 | 90 | 527500 | 376500
[5 empty] | 528500376500 | 90 | 528500 | 376500
[5 empty] | 529500376500 | 90 | 529500 | 376500
[5 empty] | 530500376500 | 90 | 530500 | 376500
[5 empty] | 531500376500 | 90 | 531500 | 376500
[5 empty] | 532500376500 | 90 | 532500 | 376500
[5 empty] | 533500376500 | 90 | 533500 | 376500
[5 empty] | 534500376500 | 90 | 534500 | 376500
[5 empty] | 535500376500 | 90 | 535500 | 376500
[5 empty] | 536500376500 | 90 | 536500 | 376500
[5 empty] | 537500376500 | 90 | 537500 | 376500
[5 empty] | 538500376500 | 90 | 538500 | 376500
[5 empty] | 539500376500 | 90 | 539500 | 376500
[5 empty] | 540500376500 | 90 | 540500 | 376500
[5 empty] | 541500376500 | 90 | 541500 | 376500
[5 empty] | 542500376500 | 90 | 542500 | 376500
[5 empty] | 543500376500 | 90 | 543500 | 376500
[5 empty] | 544500376500 | 90 | 544500 | 376500
[5 empty] | 545500376500 | 90 | 545500 | 376500
[5 empty] | 546500376500 | 90 | 546500 | 376500
[5 empty] | 547500376500 | 90 | 547500 | 376500
[5 empty] | 548500376500 | 90 | 548500 | 376500
[5 empty] | 549500376500 | 90 | 549500 | 376500
[5 empty] | 550500376500 | 90 | 550500 | 376500
[5 empty] | 551500376500 | 90 | 551500 | 376500
[5 empty] | 552500376500 | 90 | 552500 | 376500
[5 empty] | 553500376500 | 90 | 553500 | 376500
[5 empty] | 554500376500 | 90 | 554500 | 376500
[5 empty] | 555500376500 | 90 | 555500 | 376500
[5 empty] | 514500375500 | 90 | 514500 | 375500
[5 empty] | 515500375500 | 90 | 515500 | 375500
[5 empty] | 516500375500 | 90 | 516500 | 375500
[5 empty] | 517500375500 | 90 | 517500 | 375500
[5 empty] | 518500375500 | 90 | 518500 | 375500
[5 empty] | 519500375500 | 90 | 519500 | 375500
[5 empty] | 520500375500 | 90 | 520500 | 375500
[5 empty] | 521500375500 | 90 | 521500 | 375500
[5 empty] | 522500375500 | 90 | 522500 | 375500
[5 empty] | 523500375500 | 90 | 523500 | 375500
[5 empty] | 524500375500 | 90 | 524500 | 375500
[5 empty] | 525500375500 | 90 | 525500 | 375500
[5 empty] | 526500375500 | 90 | 526500 | 375500
[5 empty] | 527500375500 | 90 | 527500 | 375500
[5 empty] | 528500375500 | 90 | 528500 | 375500
[5 empty] | 529500375500 | 90 | 529500 | 375500
[5 empty] | 530500375500 | 90 | 530500 | 375500
[5 empty] | 531500375500 | 90 | 531500 | 375500
[5 empty] | 532500375500 | 90 | 532500 | 375500
[5 empty] | 533500375500 | 90 | 533500 | 375500
[5 empty] | 534500375500 | 90 | 534500 | 375500
[5 empty] | 535500375500 | 90 | 535500 | 375500
[5 empty] | 536500375500 | 90 | 536500 | 375500
[5 empty] | 537500375500 | 90 | 537500 | 375500
[5 empty] | 538500375500 | 90 | 538500 | 375500
[5 empty] | 539500375500 | 90 | 539500 | 375500
[5 empty] | 540500375500 | 90 | 540500 | 375500
[5 empty] | 541500375500 | 90 | 541500 | 375500
[5 empty] | 542500375500 | 90 | 542500 | 375500
[5 empty] | 543500375500 | 90 | 543500 | 375500
[5 empty] | 544500375500 | 90 | 544500 | 375500
[5 empty] | 545500375500 | 90 | 545500 | 375500
[5 empty] | 546500375500 | 90 | 546500 | 375500
[5 empty] | 547500375500 | 90 | 547500 | 375500
[5 empty] | 548500375500 | 90 | 548500 | 375500
[5 empty] | 549500375500 | 90 | 549500 | 375500
[5 empty] | 550500375500 | 90 | 550500 | 375500
[5 empty] | 551500375500 | 90 | 551500 | 375500
[5 empty] | 552500375500 | 90 | 552500 | 375500
[5 empty] | 553500375500 | 90 | 553500 | 375500
[5 empty] | 554500375500 | 90 | 554500 | 375500
[5 empty] | 555500375500 | 90 | 555500 | 375500
[5 empty] | 514500374500 | 90 | 514500 | 374500
[5 empty] | 515500374500 | 90 | 515500 | 374500
[5 empty] | 516500374500 | 90 | 516500 | 374500
[5 empty] | 517500374500 | 90 | 517500 | 374500
[5 empty] | 518500374500 | 90 | 518500 | 374500
[5 empty] | 519500374500 | 90 | 519500 | 374500
[5 empty] | 520500374500 | 90 | 520500 | 374500
[5 empty] | 521500374500 | 90 | 521500 | 374500
[5 empty] | 522500374500 | 90 | 522500 | 374500
[5 empty] | 523500374500 | 90 | 523500 | 374500
[5 empty] | 524500374500 | 90 | 524500 | 374500
[5 empty] | 525500374500 | 90 | 525500 | 374500
[5 empty] | 526500374500 | 90 | 526500 | 374500
[5 empty] | 527500374500 | 90 | 527500 | 374500
[5 empty] | 528500374500 | 90 | 528500 | 374500
[5 empty] | 529500374500 | 90 | 529500 | 374500
[5 empty] | 530500374500 | 90 | 530500 | 374500
[5 empty] | 531500374500 | 90 | 531500 | 374500
[5 empty] | 532500374500 | 90 | 532500 | 374500
[5 empty] | 533500374500 | 90 | 533500 | 374500
[5 empty] | 534500374500 | 90 | 534500 | 374500
[5 empty] | 535500374500 | 90 | 535500 | 374500
[5 empty] | 536500374500 | 90 | 536500 | 374500
[5 empty] | 537500374500 | 90 | 537500 | 374500
[5 empty] | 538500374500 | 90 | 538500 | 374500
[5 empty] | 539500374500 | 90 | 539500 | 374500
[5 empty] | 540500374500 | 90 | 540500 | 374500
[5 empty] | 541500374500 | 90 | 541500 | 374500
[5 empty] | 542500374500 | 90 | 542500 | 374500
[5 empty] | 543500374500 | 90 | 543500 | 374500
[5 empty] | 544500374500 | 90 | 544500 | 374500
[5 empty] | 545500374500 | 90 | 545500 | 374500
[5 empty] | 546500374500 | 90 | 546500 | 374500
[5 empty] | 547500374500 | 90 | 547500 | 374500
[5 empty] | 548500374500 | 90 | 548500 | 374500
[5 empty] | 549500374500 | 90 | 549500 | 374500
[5 empty] | 550500374500 | 90 | 550500 | 374500
[5 empty] | 551500374500 | 90 | 551500 | 374500
[5 empty] | 552500374500 | 90 | 552500 | 374500
[5 empty] | 553500374500 | 90 | 553500 | 374500
[5 empty] | 554500374500 | 90 | 554500 | 374500
[5 empty] | 555500374500 | 90 | 555500 | 374500
[5 empty] | 556500374500 | 90 | 556500 | 374500
[5 empty] | 515500373500 | 90 | 515500 | 373500
[5 empty] | 516500373500 | 90 | 516500 | 373500
[5 empty] | 517500373500 | 90 | 517500 | 373500
[5 empty] | 518500373500 | 90 | 518500 | 373500
[5 empty] | 519500373500 | 90 | 519500 | 373500
[5 empty] | 520500373500 | 90 | 520500 | 373500
[5 empty] | 521500373500 | 90 | 521500 | 373500
[5 empty] | 522500373500 | 90 | 522500 | 373500
[5 empty] | 523500373500 | 90 | 523500 | 373500
[5 empty] | 524500373500 | 90 | 524500 | 373500
[5 empty] | 525500373500 | 90 | 525500 | 373500
[5 empty] | 526500373500 | 90 | 526500 | 373500
[5 empty] | 527500373500 | 90 | 527500 | 373500
[5 empty] | 528500373500 | 90 | 528500 | 373500
[5 empty] | 529500373500 | 90 | 529500 | 373500
[5 empty] | 530500373500 | 90 | 530500 | 373500
[5 empty] | 531500373500 | 90 | 531500 | 373500
[5 empty] | 532500373500 | 90 | 532500 | 373500
[5 empty] | 533500373500 | 90 | 533500 | 373500
[5 empty] | 534500373500 | 90 | 534500 | 373500
[5 empty] | 535500373500 | 90 | 535500 | 373500
[5 empty] | 536500373500 | 90 | 536500 | 373500
[5 empty] | 537500373500 | 90 | 537500 | 373500
[5 empty] | 538500373500 | 90 | 538500 | 373500
[5 empty] | 539500373500 | 90 | 539500 | 373500
[5 empty] | 540500373500 | 90 | 540500 | 373500
[5 empty] | 541500373500 | 90 | 541500 | 373500
[5 empty] | 542500373500 | 90 | 542500 | 373500
[5 empty] | 543500373500 | 90 | 543500 | 373500
[5 empty] | 544500373500 | 90 | 544500 | 373500
[5 empty] | 545500373500 | 90 | 545500 | 373500
[5 empty] | 546500373500 | 90 | 546500 | 373500
[5 empty] | 547500373500 | 90 | 547500 | 373500
[5 empty] | 548500373500 | 90 | 548500 | 373500
[5 empty] | 549500373500 | 90 | 549500 | 373500
[5 empty] | 550500373500 | 90 | 550500 | 373500
[5 empty] | 551500373500 | 90 | 551500 | 373500
[5 empty] | 552500373500 | 90 | 552500 | 373500
[5 empty] | 553500373500 | 90 | 553500 | 373500
[5 empty] | 554500373500 | 90 | 554500 | 373500
[5 empty] | 555500373500 | 90 | 555500 | 373500
[5 empty] | 556500373500 | 90 | 556500 | 373500
[5 empty] | 515500372500 | 90 | 515500 | 372500
[5 empty] | 516500372500 | 90 | 516500 | 372500
[5 empty] | 517500372500 | 90 | 517500 | 372500
[5 empty] | 518500372500 | 90 | 518500 | 372500
[5 empty] | 519500372500 | 90 | 519500 | 372500
[5 empty] | 520500372500 | 90 | 520500 | 372500
[5 empty] | 521500372500 | 90 | 521500 | 372500
[5 empty] | 522500372500 | 90 | 522500 | 372500
[5 empty] | 523500372500 | 90 | 523500 | 372500
[5 empty] | 524500372500 | 90 | 524500 | 372500
[5 empty] | 525500372500 | 90 | 525500 | 372500
[5 empty] | 526500372500 | 90 | 526500 | 372500
[5 empty] | 527500372500 | 90 | 527500 | 372500
[5 empty] | 528500372500 | 90 | 528500 | 372500
[5 empty] | 529500372500 | 90 | 529500 | 372500
[5 empty] | 530500372500 | 90 | 530500 | 372500
[5 empty] | 531500372500 | 90 | 531500 | 372500
[5 empty] | 532500372500 | 90 | 532500 | 372500
[5 empty] | 533500372500 | 90 | 533500 | 372500
[5 empty] | 534500372500 | 90 | 534500 | 372500
[5 empty] | 535500372500 | 90 | 535500 | 372500
[5 empty] | 536500372500 | 90 | 536500 | 372500
[5 empty] | 537500372500 | 90 | 537500 | 372500
[5 empty] | 538500372500 | 90 | 538500 | 372500
[5 empty] | 539500372500 | 90 | 539500 | 372500
[5 empty] | 540500372500 | 90 | 540500 | 372500
[5 empty] | 541500372500 | 90 | 541500 | 372500
[5 empty] | 542500372500 | 90 | 542500 | 372500
[5 empty] | 543500372500 | 90 | 543500 | 372500
[5 empty] | 544500372500 | 90 | 544500 | 372500
[5 empty] | 545500372500 | 90 | 545500 | 372500
[5 empty] | 546500372500 | 90 | 546500 | 372500
[5 empty] | 547500372500 | 90 | 547500 | 372500
[5 empty] | 548500372500 | 90 | 548500 | 372500
[5 empty] | 549500372500 | 90 | 549500 | 372500
[5 empty] | 550500372500 | 90 | 550500 | 372500
[5 empty] | 551500372500 | 90 | 551500 | 372500
[5 empty] | 552500372500 | 90 | 552500 | 372500
[5 empty] | 553500372500 | 90 | 553500 | 372500
[5 empty] | 554500372500 | 90 | 554500 | 372500
[5 empty] | 555500372500 | 90 | 555500 | 372500
[5 empty] | 556500372500 | 90 | 556500 | 372500
[5 empty] | 515500371500 | 90 | 515500 | 371500
[5 empty] | 516500371500 | 90 | 516500 | 371500
[5 empty] | 517500371500 | 90 | 517500 | 371500
[5 empty] | 518500371500 | 90 | 518500 | 371500
[5 empty] | 519500371500 | 90 | 519500 | 371500
[5 empty] | 520500371500 | 90 | 520500 | 371500
[5 empty] | 521500371500 | 90 | 521500 | 371500
[5 empty] | 522500371500 | 90 | 522500 | 371500
[5 empty] | 523500371500 | 90 | 523500 | 371500
[5 empty] | 524500371500 | 90 | 524500 | 371500
[5 empty] | 525500371500 | 90 | 525500 | 371500
[5 empty] | 526500371500 | 90 | 526500 | 371500
[5 empty] | 527500371500 | 90 | 527500 | 371500
[5 empty] | 528500371500 | 90 | 528500 | 371500
[5 empty] | 529500371500 | 90 | 529500 | 371500
[5 empty] | 530500371500 | 90 | 530500 | 371500
[5 empty] | 531500371500 | 90 | 531500 | 371500
[5 empty] | 532500371500 | 90 | 532500 | 371500
[5 empty] | 533500371500 | 90 | 533500 | 371500
[5 empty] | 534500371500 | 90 | 534500 | 371500
[5 empty] | 535500371500 | 90 | 535500 | 371500
[5 empty] | 536500371500 | 90 | 536500 | 371500
[5 empty] | 537500371500 | 90 | 537500 | 371500
[5 empty] | 538500371500 | 90 | 538500 | 371500
[5 empty] | 539500371500 | 90 | 539500 | 371500
[5 empty] | 540500371500 | 90 | 540500 | 371500
[5 empty] | 541500371500 | 90 | 541500 | 371500
[5 empty] | 542500371500 | 90 | 542500 | 371500
[5 empty] | 543500371500 | 90 | 543500 | 371500
[5 empty] | 544500371500 | 90 | 544500 | 371500
[5 empty] | 545500371500 | 90 | 545500 | 371500
[5 empty] | 546500371500 | 90 | 546500 | 371500
[5 empty] | 547500371500 | 90 | 547500 | 371500
[5 empty] | 548500371500 | 90 | 548500 | 371500
[5 empty] | 549500371500 | 90 | 549500 | 371500
[5 empty] | 550500371500 | 90 | 550500 | 371500
[5 empty] | 551500371500 | 90 | 551500 | 371500
[5 empty] | 552500371500 | 90 | 552500 | 371500
[5 empty] | 553500371500 | 90 | 553500 | 371500
[5 empty] | 554500371500 | 90 | 554500 | 371500
[5 empty] | 555500371500 | 90 | 555500 | 371500
[5 empty] | 556500371500 | 90 | 556500 | 371500
[5 empty] | 514500370500 | 90 | 514500 | 370500
[5 empty] | 515500370500 | 90 | 515500 | 370500
[5 empty] | 516500370500 | 90 | 516500 | 370500
[5 empty] | 517500370500 | 90 | 517500 | 370500
[5 empty] | 518500370500 | 90 | 518500 | 370500
[5 empty] | 519500370500 | 90 | 519500 | 370500
[5 empty] | 520500370500 | 90 | 520500 | 370500
[5 empty] | 521500370500 | 90 | 521500 | 370500
[5 empty] | 522500370500 | 90 | 522500 | 370500
[5 empty] | 523500370500 | 90 | 523500 | 370500
[5 empty] | 524500370500 | 90 | 524500 | 370500
[5 empty] | 525500370500 | 90 | 525500 | 370500
[5 empty] | 526500370500 | 90 | 526500 | 370500
[5 empty] | 527500370500 | 90 | 527500 | 370500
[5 empty] | 528500370500 | 90 | 528500 | 370500
[5 empty] | 529500370500 | 90 | 529500 | 370500
[5 empty] | 530500370500 | 90 | 530500 | 370500
[5 empty] | 531500370500 | 90 | 531500 | 370500
[5 empty] | 532500370500 | 90 | 532500 | 370500
[5 empty] | 533500370500 | 90 | 533500 | 370500
[5 empty] | 534500370500 | 90 | 534500 | 370500
[5 empty] | 535500370500 | 90 | 535500 | 370500
[5 empty] | 536500370500 | 90 | 536500 | 370500
[5 empty] | 537500370500 | 90 | 537500 | 370500
[5 empty] | 538500370500 | 90 | 538500 | 370500
[5 empty] | 539500370500 | 90 | 539500 | 370500
[5 empty] | 540500370500 | 90 | 540500 | 370500
[5 empty] | 541500370500 | 90 | 541500 | 370500
[5 empty] | 542500370500 | 90 | 542500 | 370500
[5 empty] | 543500370500 | 90 | 543500 | 370500
[5 empty] | 544500370500 | 90 | 544500 | 370500
[5 empty] | 545500370500 | 90 | 545500 | 370500
[5 empty] | 546500370500 | 90 | 546500 | 370500
[5 empty] | 547500370500 | 90 | 547500 | 370500
[5 empty] | 548500370500 | 90 | 548500 | 370500
[5 empty] | 549500370500 | 90 | 549500 | 370500
[5 empty] | 550500370500 | 90 | 550500 | 370500
[5 empty] | 551500370500 | 90 | 551500 | 370500
[5 empty] | 552500370500 | 90 | 552500 | 370500
[5 empty] | 553500370500 | 90 | 553500 | 370500
[5 empty] | 554500370500 | 90 | 554500 | 370500
[5 empty] | 555500370500 | 90 | 555500 | 370500
[5 empty] | 556500370500 | 90 | 556500 | 370500
[5 empty] | 557500370500 | 90 | 557500 | 370500
[5 empty] | 514500369500 | 90 | 514500 | 369500
[5 empty] | 515500369500 | 90 | 515500 | 369500
[5 empty] | 516500369500 | 90 | 516500 | 369500
[5 empty] | 517500369500 | 90 | 517500 | 369500
[5 empty] | 518500369500 | 90 | 518500 | 369500
[5 empty] | 519500369500 | 90 | 519500 | 369500
[5 empty] | 520500369500 | 90 | 520500 | 369500
[5 empty] | 521500369500 | 90 | 521500 | 369500
[5 empty] | 522500369500 | 90 | 522500 | 369500
[5 empty] | 523500369500 | 90 | 523500 | 369500
[5 empty] | 524500369500 | 90 | 524500 | 369500
[5 empty] | 525500369500 | 90 | 525500 | 369500
[5 empty] | 526500369500 | 90 | 526500 | 369500
[5 empty] | 527500369500 | 90 | 527500 | 369500
[5 empty] | 528500369500 | 90 | 528500 | 369500
[5 empty] | 529500369500 | 90 | 529500 | 369500
[5 empty] | 530500369500 | 90 | 530500 | 369500
[5 empty] | 531500369500 | 90 | 531500 | 369500
[5 empty] | 532500369500 | 90 | 532500 | 369500
[5 empty] | 533500369500 | 90 | 533500 | 369500
[5 empty] | 534500369500 | 90 | 534500 | 369500
[5 empty] | 535500369500 | 90 | 535500 | 369500
[5 empty] | 536500369500 | 90 | 536500 | 369500
[5 empty] | 537500369500 | 90 | 537500 | 369500
[5 empty] | 538500369500 | 90 | 538500 | 369500
[5 empty] | 539500369500 | 90 | 539500 | 369500
[5 empty] | 540500369500 | 90 | 540500 | 369500
[5 empty] | 541500369500 | 90 | 541500 | 369500
[5 empty] | 542500369500 | 90 | 542500 | 369500
[5 empty] | 543500369500 | 90 | 543500 | 369500
[5 empty] | 544500369500 | 90 | 544500 | 369500
[5 empty] | 545500369500 | 90 | 545500 | 369500
[5 empty] | 546500369500 | 90 | 546500 | 369500
[5 empty] | 547500369500 | 90 | 547500 | 369500
[5 empty] | 548500369500 | 90 | 548500 | 369500
[5 empty] | 549500369500 | 90 | 549500 | 369500
[5 empty] | 550500369500 | 90 | 550500 | 369500
[5 empty] | 551500369500 | 90 | 551500 | 369500
[5 empty] | 552500369500 | 90 | 552500 | 369500
[5 empty] | 553500369500 | 90 | 553500 | 369500
[5 empty] | 554500369500 | 90 | 554500 | 369500
[5 empty] | 555500369500 | 90 | 555500 | 369500
[5 empty] | 556500369500 | 90 | 556500 | 369500
[5 empty] | 557500369500 | 90 | 557500 | 369500
[5 empty] | 514500368500 | 90 | 514500 | 368500
[5 empty] | 515500368500 | 90 | 515500 | 368500
[5 empty] | 516500368500 | 90 | 516500 | 368500
[5 empty] | 517500368500 | 90 | 517500 | 368500
[5 empty] | 518500368500 | 90 | 518500 | 368500
[5 empty] | 519500368500 | 90 | 519500 | 368500
[5 empty] | 520500368500 | 90 | 520500 | 368500
[5 empty] | 521500368500 | 90 | 521500 | 368500
[5 empty] | 522500368500 | 90 | 522500 | 368500
[5 empty] | 523500368500 | 90 | 523500 | 368500
[5 empty] | 524500368500 | 90 | 524500 | 368500
[5 empty] | 525500368500 | 90 | 525500 | 368500
[5 empty] | 526500368500 | 90 | 526500 | 368500
[5 empty] | 527500368500 | 90 | 527500 | 368500
[5 empty] | 528500368500 | 90 | 528500 | 368500
[5 empty] | 529500368500 | 90 | 529500 | 368500
[5 empty] | 530500368500 | 90 | 530500 | 368500
[5 empty] | 531500368500 | 90 | 531500 | 368500
[5 empty] | 532500368500 | 90 | 532500 | 368500
[5 empty] | 533500368500 | 90 | 533500 | 368500
[5 empty] | 534500368500 | 90 | 534500 | 368500
[5 empty] | 535500368500 | 90 | 535500 | 368500
[5 empty] | 536500368500 | 90 | 536500 | 368500
[5 empty] | 537500368500 | 90 | 537500 | 368500
[5 empty] | 538500368500 | 90 | 538500 | 368500
[5 empty] | 539500368500 | 90 | 539500 | 368500
[5 empty] | 540500368500 | 90 | 540500 | 368500
[5 empty] | 541500368500 | 90 | 541500 | 368500
[5 empty] | 542500368500 | 90 | 542500 | 368500
[5 empty] | 543500368500 | 90 | 543500 | 368500
[5 empty] | 544500368500 | 90 | 544500 | 368500
[5 empty] | 545500368500 | 90 | 545500 | 368500
[5 empty] | 546500368500 | 90 | 546500 | 368500
[5 empty] | 547500368500 | 90 | 547500 | 368500
[5 empty] | 548500368500 | 90 | 548500 | 368500
[5 empty] | 549500368500 | 90 | 549500 | 368500
[5 empty] | 550500368500 | 90 | 550500 | 368500
[5 empty] | 551500368500 | 90 | 551500 | 368500
[5 empty] | 552500368500 | 90 | 552500 | 368500
[5 empty] | 553500368500 | 90 | 553500 | 368500
[5 empty] | 554500368500 | 90 | 554500 | 368500
[5 empty] | 555500368500 | 90 | 555500 | 368500
[5 empty] | 556500368500 | 90 | 556500 | 368500
[5 empty] | 557500368500 | 90 | 557500 | 368500
[5 empty] | 514500367500 | 90 | 514500 | 367500
[5 empty] | 515500367500 | 90 | 515500 | 367500
[5 empty] | 516500367500 | 90 | 516500 | 367500
[5 empty] | 517500367500 | 90 | 517500 | 367500
[5 empty] | 518500367500 | 90 | 518500 | 367500
[5 empty] | 519500367500 | 90 | 519500 | 367500
[5 empty] | 520500367500 | 90 | 520500 | 367500
[5 empty] | 521500367500 | 90 | 521500 | 367500
[5 empty] | 522500367500 | 90 | 522500 | 367500
[5 empty] | 523500367500 | 90 | 523500 | 367500
[5 empty] | 524500367500 | 90 | 524500 | 367500
[5 empty] | 525500367500 | 90 | 525500 | 367500
[5 empty] | 526500367500 | 90 | 526500 | 367500
[5 empty] | 527500367500 | 90 | 527500 | 367500
[5 empty] | 528500367500 | 90 | 528500 | 367500
[5 empty] | 529500367500 | 90 | 529500 | 367500
[5 empty] | 530500367500 | 90 | 530500 | 367500
[5 empty] | 531500367500 | 90 | 531500 | 367500
[5 empty] | 532500367500 | 90 | 532500 | 367500
[5 empty] | 533500367500 | 90 | 533500 | 367500
[5 empty] | 534500367500 | 90 | 534500 | 367500
[5 empty] | 535500367500 | 90 | 535500 | 367500
[5 empty] | 536500367500 | 90 | 536500 | 367500
[5 empty] | 537500367500 | 90 | 537500 | 367500
[5 empty] | 538500367500 | 90 | 538500 | 367500
[5 empty] | 539500367500 | 90 | 539500 | 367500
[5 empty] | 540500367500 | 90 | 540500 | 367500
[5 empty] | 541500367500 | 90 | 541500 | 367500
[5 empty] | 542500367500 | 90 | 542500 | 367500
[5 empty] | 543500367500 | 90 | 543500 | 367500
[5 empty] | 544500367500 | 90 | 544500 | 367500
[5 empty] | 545500367500 | 90 | 545500 | 367500
[5 empty] | 546500367500 | 90 | 546500 | 367500
[5 empty] | 547500367500 | 90 | 547500 | 367500
[5 empty] | 548500367500 | 90 | 548500 | 367500
[5 empty] | 549500367500 | 90 | 549500 | 367500
[5 empty] | 550500367500 | 90 | 550500 | 367500
[5 empty] | 551500367500 | 90 | 551500 | 367500
[5 empty] | 552500367500 | 90 | 552500 | 367500
[5 empty] | 553500367500 | 90 | 553500 | 367500
[5 empty] | 554500367500 | 90 | 554500 | 367500
[5 empty] | 555500367500 | 90 | 555500 | 367500
[5 empty] | 556500367500 | 90 | 556500 | 367500
[5 empty] | 557500367500 | 90 | 557500 | 367500
[5 empty] | 514500366500 | 90 | 514500 | 366500
[5 empty] | 515500366500 | 90 | 515500 | 366500
[5 empty] | 516500366500 | 90 | 516500 | 366500
[5 empty] | 517500366500 | 90 | 517500 | 366500
[5 empty] | 518500366500 | 90 | 518500 | 366500
[5 empty] | 519500366500 | 90 | 519500 | 366500
[5 empty] | 520500366500 | 90 | 520500 | 366500
[5 empty] | 521500366500 | 90 | 521500 | 366500
[5 empty] | 522500366500 | 90 | 522500 | 366500
[5 empty] | 523500366500 | 90 | 523500 | 366500
[5 empty] | 524500366500 | 90 | 524500 | 366500
[5 empty] | 525500366500 | 90 | 525500 | 366500
[5 empty] | 526500366500 | 90 | 526500 | 366500
[5 empty] | 527500366500 | 90 | 527500 | 366500
[5 empty] | 528500366500 | 90 | 528500 | 366500
[5 empty] | 529500366500 | 90 | 529500 | 366500
[5 empty] | 530500366500 | 90 | 530500 | 366500
[5 empty] | 531500366500 | 90 | 531500 | 366500
[5 empty] | 532500366500 | 90 | 532500 | 366500
[5 empty] | 533500366500 | 90 | 533500 | 366500
[5 empty] | 534500366500 | 90 | 534500 | 366500
[5 empty] | 535500366500 | 90 | 535500 | 366500
[5 empty] | 536500366500 | 90 | 536500 | 366500
[5 empty] | 537500366500 | 90 | 537500 | 366500
[5 empty] | 538500366500 | 90 | 538500 | 366500
[5 empty] | 539500366500 | 90 | 539500 | 366500
[5 empty] | 540500366500 | 90 | 540500 | 366500
[5 empty] | 541500366500 | 90 | 541500 | 366500
[5 empty] | 542500366500 | 90 | 542500 | 366500
[5 empty] | 543500366500 | 90 | 543500 | 366500
[5 empty] | 544500366500 | 90 | 544500 | 366500
[5 empty] | 545500366500 | 90 | 545500 | 366500
[5 empty] | 546500366500 | 90 | 546500 | 366500
[5 empty] | 547500366500 | 90 | 547500 | 366500
[5 empty] | 548500366500 | 90 | 548500 | 366500
[5 empty] | 549500366500 | 90 | 549500 | 366500
[5 empty] | 550500366500 | 90 | 550500 | 366500
[5 empty] | 551500366500 | 90 | 551500 | 366500
[5 empty] | 552500366500 | 90 | 552500 | 366500
[5 empty] | 553500366500 | 90 | 553500 | 366500
[5 empty] | 554500366500 | 90 | 554500 | 366500
[5 empty] | 555500366500 | 90 | 555500 | 366500
[5 empty] | 556500366500 | 90 | 556500 | 366500
[5 empty] | 557500366500 | 90 | 557500 | 366500
[5 empty] | 515500365500 | 90 | 515500 | 365500
[5 empty] | 516500365500 | 90 | 516500 | 365500
[5 empty] | 517500365500 | 90 | 517500 | 365500
[5 empty] | 518500365500 | 90 | 518500 | 365500
[5 empty] | 519500365500 | 90 | 519500 | 365500
[5 empty] | 520500365500 | 90 | 520500 | 365500
[5 empty] | 521500365500 | 90 | 521500 | 365500
[5 empty] | 522500365500 | 90 | 522500 | 365500
[5 empty] | 523500365500 | 90 | 523500 | 365500
[5 empty] | 524500365500 | 90 | 524500 | 365500
[5 empty] | 525500365500 | 90 | 525500 | 365500
[5 empty] | 526500365500 | 90 | 526500 | 365500
[5 empty] | 527500365500 | 90 | 527500 | 365500
[5 empty] | 528500365500 | 90 | 528500 | 365500
[5 empty] | 529500365500 | 90 | 529500 | 365500
[5 empty] | 530500365500 | 90 | 530500 | 365500
[5 empty] | 531500365500 | 90 | 531500 | 365500
[5 empty] | 532500365500 | 90 | 532500 | 365500
[5 empty] | 533500365500 | 90 | 533500 | 365500
[5 empty] | 534500365500 | 90 | 534500 | 365500
[5 empty] | 535500365500 | 90 | 535500 | 365500
[5 empty] | 536500365500 | 90 | 536500 | 365500
[5 empty] | 537500365500 | 90 | 537500 | 365500
[5 empty] | 538500365500 | 90 | 538500 | 365500
[5 empty] | 539500365500 | 90 | 539500 | 365500
[5 empty] | 540500365500 | 90 | 540500 | 365500
[5 empty] | 541500365500 | 90 | 541500 | 365500
[5 empty] | 542500365500 | 90 | 542500 | 365500
[5 empty] | 543500365500 | 90 | 543500 | 365500
[5 empty] | 544500365500 | 90 | 544500 | 365500
[5 empty] | 545500365500 | 90 | 545500 | 365500
[5 empty] | 546500365500 | 90 | 546500 | 365500
[5 empty] | 547500365500 | 90 | 547500 | 365500
[5 empty] | 548500365500 | 90 | 548500 | 365500
[5 empty] | 549500365500 | 90 | 549500 | 365500
[5 empty] | 550500365500 | 90 | 550500 | 365500
[5 empty] | 551500365500 | 90 | 551500 | 365500
[5 empty] | 552500365500 | 90 | 552500 | 365500
[5 empty] | 553500365500 | 90 | 553500 | 365500
[5 empty] | 554500365500 | 90 | 554500 | 365500
[5 empty] | 555500365500 | 90 | 555500 | 365500
[5 empty] | 556500365500 | 90 | 556500 | 365500
[5 empty] | 557500365500 | 90 | 557500 | 365500
[5 empty] | 516500364500 | 90 | 516500 | 364500
[5 empty] | 517500364500 | 90 | 517500 | 364500
[5 empty] | 518500364500 | 90 | 518500 | 364500
[5 empty] | 519500364500 | 90 | 519500 | 364500
[5 empty] | 520500364500 | 90 | 520500 | 364500
[5 empty] | 521500364500 | 90 | 521500 | 364500
[5 empty] | 522500364500 | 90 | 522500 | 364500
[5 empty] | 523500364500 | 90 | 523500 | 364500
[5 empty] | 524500364500 | 90 | 524500 | 364500
[5 empty] | 525500364500 | 90 | 525500 | 364500
[5 empty] | 526500364500 | 90 | 526500 | 364500
[5 empty] | 527500364500 | 90 | 527500 | 364500
[5 empty] | 528500364500 | 90 | 528500 | 364500
[5 empty] | 529500364500 | 90 | 529500 | 364500
[5 empty] | 530500364500 | 90 | 530500 | 364500
[5 empty] | 531500364500 | 90 | 531500 | 364500
[5 empty] | 532500364500 | 90 | 532500 | 364500
[5 empty] | 533500364500 | 90 | 533500 | 364500
[5 empty] | 534500364500 | 90 | 534500 | 364500
[5 empty] | 535500364500 | 90 | 535500 | 364500
[5 empty] | 536500364500 | 90 | 536500 | 364500
[5 empty] | 537500364500 | 90 | 537500 | 364500
[5 empty] | 538500364500 | 90 | 538500 | 364500
[5 empty] | 539500364500 | 90 | 539500 | 364500
[5 empty] | 540500364500 | 90 | 540500 | 364500
[5 empty] | 541500364500 | 90 | 541500 | 364500
[5 empty] | 542500364500 | 90 | 542500 | 364500
[5 empty] | 543500364500 | 90 | 543500 | 364500
[5 empty] | 544500364500 | 90 | 544500 | 364500
[5 empty] | 545500364500 | 90 | 545500 | 364500
[5 empty] | 546500364500 | 90 | 546500 | 364500
[5 empty] | 547500364500 | 90 | 547500 | 364500
[5 empty] | 548500364500 | 90 | 548500 | 364500
[5 empty] | 549500364500 | 90 | 549500 | 364500
[5 empty] | 550500364500 | 90 | 550500 | 364500
[5 empty] | 551500364500 | 90 | 551500 | 364500
[5 empty] | 552500364500 | 90 | 552500 | 364500
[5 empty] | 553500364500 | 90 | 553500 | 364500
[5 empty] | 554500364500 | 90 | 554500 | 364500
[5 empty] | 555500364500 | 90 | 555500 | 364500
[5 empty] | 556500364500 | 90 | 556500 | 364500
[5 empty] | 557500364500 | 90 | 557500 | 364500
[5 empty] | 517500363500 | 90 | 517500 | 363500
[5 empty] | 518500363500 | 90 | 518500 | 363500
[5 empty] | 519500363500 | 90 | 519500 | 363500
[5 empty] | 520500363500 | 90 | 520500 | 363500
[5 empty] | 521500363500 | 90 | 521500 | 363500
[5 empty] | 522500363500 | 90 | 522500 | 363500
[5 empty] | 523500363500 | 90 | 523500 | 363500
[5 empty] | 524500363500 | 90 | 524500 | 363500
[5 empty] | 525500363500 | 90 | 525500 | 363500
[5 empty] | 526500363500 | 90 | 526500 | 363500
[5 empty] | 527500363500 | 90 | 527500 | 363500
[5 empty] | 528500363500 | 90 | 528500 | 363500
[5 empty] | 529500363500 | 90 | 529500 | 363500
[5 empty] | 530500363500 | 90 | 530500 | 363500
[5 empty] | 531500363500 | 90 | 531500 | 363500
[5 empty] | 532500363500 | 90 | 532500 | 363500
[5 empty] | 533500363500 | 90 | 533500 | 363500
[5 empty] | 534500363500 | 90 | 534500 | 363500
[5 empty] | 535500363500 | 90 | 535500 | 363500
[5 empty] | 536500363500 | 90 | 536500 | 363500
[5 empty] | 537500363500 | 90 | 537500 | 363500
[5 empty] | 538500363500 | 90 | 538500 | 363500
[5 empty] | 539500363500 | 90 | 539500 | 363500
[5 empty] | 540500363500 | 90 | 540500 | 363500
[5 empty] | 541500363500 | 90 | 541500 | 363500
[5 empty] | 542500363500 | 90 | 542500 | 363500
[5 empty] | 543500363500 | 90 | 543500 | 363500
[5 empty] | 544500363500 | 90 | 544500 | 363500
[5 empty] | 545500363500 | 90 | 545500 | 363500
[5 empty] | 546500363500 | 90 | 546500 | 363500
[5 empty] | 547500363500 | 90 | 547500 | 363500
[5 empty] | 548500363500 | 90 | 548500 | 363500
[5 empty] | 549500363500 | 90 | 549500 | 363500
[5 empty] | 550500363500 | 90 | 550500 | 363500
[5 empty] | 551500363500 | 90 | 551500 | 363500
[5 empty] | 552500363500 | 90 | 552500 | 363500
[5 empty] | 553500363500 | 90 | 553500 | 363500
[5 empty] | 554500363500 | 90 | 554500 | 363500
[5 empty] | 555500363500 | 90 | 555500 | 363500
[5 empty] | 556500363500 | 90 | 556500 | 363500
[5 empty] | 557500363500 | 90 | 557500 | 363500
[5 empty] | 517500362500 | 90 | 517500 | 362500
[5 empty] | 518500362500 | 90 | 518500 | 362500
[5 empty] | 519500362500 | 90 | 519500 | 362500
[5 empty] | 520500362500 | 90 | 520500 | 362500
[5 empty] | 521500362500 | 90 | 521500 | 362500
[5 empty] | 522500362500 | 90 | 522500 | 362500
[5 empty] | 523500362500 | 90 | 523500 | 362500
[5 empty] | 524500362500 | 90 | 524500 | 362500
[5 empty] | 525500362500 | 90 | 525500 | 362500
[5 empty] | 526500362500 | 90 | 526500 | 362500
[5 empty] | 527500362500 | 90 | 527500 | 362500
[5 empty] | 528500362500 | 90 | 528500 | 362500
[5 empty] | 529500362500 | 90 | 529500 | 362500
[5 empty] | 530500362500 | 90 | 530500 | 362500
[5 empty] | 531500362500 | 90 | 531500 | 362500
[5 empty] | 532500362500 | 90 | 532500 | 362500
[5 empty] | 533500362500 | 90 | 533500 | 362500
[5 empty] | 534500362500 | 90 | 534500 | 362500
[5 empty] | 535500362500 | 90 | 535500 | 362500
[5 empty] | 536500362500 | 90 | 536500 | 362500
[5 empty] | 537500362500 | 90 | 537500 | 362500
[5 empty] | 538500362500 | 90 | 538500 | 362500
[5 empty] | 539500362500 | 90 | 539500 | 362500
[5 empty] | 540500362500 | 90 | 540500 | 362500
[5 empty] | 541500362500 | 90 | 541500 | 362500
[5 empty] | 542500362500 | 90 | 542500 | 362500
[5 empty] | 543500362500 | 90 | 543500 | 362500
[5 empty] | 544500362500 | 90 | 544500 | 362500
[5 empty] | 545500362500 | 90 | 545500 | 362500
[5 empty] | 546500362500 | 90 | 546500 | 362500
[5 empty] | 547500362500 | 90 | 547500 | 362500
[5 empty] | 548500362500 | 90 | 548500 | 362500
[5 empty] | 549500362500 | 90 | 549500 | 362500
[5 empty] | 550500362500 | 90 | 550500 | 362500
[5 empty] | 551500362500 | 90 | 551500 | 362500
[5 empty] | 552500362500 | 90 | 552500 | 362500
[5 empty] | 553500362500 | 90 | 553500 | 362500
[5 empty] | 554500362500 | 90 | 554500 | 362500
[5 empty] | 555500362500 | 90 | 555500 | 362500
[5 empty] | 556500362500 | 90 | 556500 | 362500
[5 empty] | 557500362500 | 90 | 557500 | 362500
[5 empty] | 518500361500 | 90 | 518500 | 361500
[5 empty] | 519500361500 | 90 | 519500 | 361500
[5 empty] | 520500361500 | 90 | 520500 | 361500
[5 empty] | 521500361500 | 90 | 521500 | 361500
[5 empty] | 522500361500 | 90 | 522500 | 361500
[5 empty] | 523500361500 | 90 | 523500 | 361500
[5 empty] | 524500361500 | 90 | 524500 | 361500
[5 empty] | 525500361500 | 90 | 525500 | 361500
[5 empty] | 526500361500 | 90 | 526500 | 361500
[5 empty] | 527500361500 | 90 | 527500 | 361500
[5 empty] | 528500361500 | 90 | 528500 | 361500
[5 empty] | 529500361500 | 90 | 529500 | 361500
[5 empty] | 530500361500 | 90 | 530500 | 361500
[5 empty] | 531500361500 | 90 | 531500 | 361500
[5 empty] | 532500361500 | 90 | 532500 | 361500
[5 empty] | 533500361500 | 90 | 533500 | 361500
[5 empty] | 534500361500 | 90 | 534500 | 361500
[5 empty] | 535500361500 | 90 | 535500 | 361500
[5 empty] | 536500361500 | 90 | 536500 | 361500
[5 empty] | 537500361500 | 90 | 537500 | 361500
[5 empty] | 538500361500 | 90 | 538500 | 361500
[5 empty] | 539500361500 | 90 | 539500 | 361500
[5 empty] | 540500361500 | 90 | 540500 | 361500
[5 empty] | 541500361500 | 90 | 541500 | 361500
[5 empty] | 542500361500 | 90 | 542500 | 361500
[5 empty] | 543500361500 | 90 | 543500 | 361500
[5 empty] | 544500361500 | 90 | 544500 | 361500
[5 empty] | 545500361500 | 90 | 545500 | 361500
[5 empty] | 546500361500 | 90 | 546500 | 361500
[5 empty] | 547500361500 | 90 | 547500 | 361500
[5 empty] | 548500361500 | 90 | 548500 | 361500
[5 empty] | 549500361500 | 90 | 549500 | 361500
[5 empty] | 550500361500 | 90 | 550500 | 361500
[5 empty] | 551500361500 | 90 | 551500 | 361500
[5 empty] | 552500361500 | 90 | 552500 | 361500
[5 empty] | 553500361500 | 90 | 553500 | 361500
[5 empty] | 554500361500 | 90 | 554500 | 361500
[5 empty] | 555500361500 | 90 | 555500 | 361500
[5 empty] | 556500361500 | 90 | 556500 | 361500
[5 empty] | 557500361500 | 90 | 557500 | 361500
[5 empty] | 518500360500 | 90 | 518500 | 360500
[5 empty] | 519500360500 | 90 | 519500 | 360500
[5 empty] | 520500360500 | 90 | 520500 | 360500
[5 empty] | 521500360500 | 90 | 521500 | 360500
[5 empty] | 522500360500 | 90 | 522500 | 360500
[5 empty] | 523500360500 | 90 | 523500 | 360500
[5 empty] | 524500360500 | 90 | 524500 | 360500
[5 empty] | 525500360500 | 90 | 525500 | 360500
[5 empty] | 526500360500 | 90 | 526500 | 360500
[5 empty] | 527500360500 | 90 | 527500 | 360500
[5 empty] | 528500360500 | 90 | 528500 | 360500
[5 empty] | 529500360500 | 90 | 529500 | 360500
[5 empty] | 530500360500 | 90 | 530500 | 360500
[5 empty] | 531500360500 | 90 | 531500 | 360500
[5 empty] | 532500360500 | 90 | 532500 | 360500
[5 empty] | 533500360500 | 90 | 533500 | 360500
[5 empty] | 534500360500 | 90 | 534500 | 360500
[5 empty] | 535500360500 | 90 | 535500 | 360500
[5 empty] | 536500360500 | 90 | 536500 | 360500
[5 empty] | 537500360500 | 90 | 537500 | 360500
[5 empty] | 538500360500 | 90 | 538500 | 360500
[5 empty] | 539500360500 | 90 | 539500 | 360500
[5 empty] | 540500360500 | 90 | 540500 | 360500
[5 empty] | 541500360500 | 90 | 541500 | 360500
[5 empty] | 542500360500 | 90 | 542500 | 360500
[5 empty] | 543500360500 | 90 | 543500 | 360500
[5 empty] | 544500360500 | 90 | 544500 | 360500
[5 empty] | 545500360500 | 90 | 545500 | 360500
[5 empty] | 546500360500 | 90 | 546500 | 360500
[5 empty] | 547500360500 | 90 | 547500 | 360500
[5 empty] | 548500360500 | 90 | 548500 | 360500
[5 empty] | 549500360500 | 90 | 549500 | 360500
[5 empty] | 550500360500 | 90 | 550500 | 360500
[5 empty] | 551500360500 | 90 | 551500 | 360500
[5 empty] | 552500360500 | 90 | 552500 | 360500
[5 empty] | 553500360500 | 90 | 553500 | 360500
[5 empty] | 554500360500 | 90 | 554500 | 360500
[5 empty] | 555500360500 | 90 | 555500 | 360500
[5 empty] | 556500360500 | 90 | 556500 | 360500
[5 empty] | 557500360500 | 90 | 557500 | 360500
[5 empty] | 519500359500 | 90 | 519500 | 359500
[5 empty] | 520500359500 | 90 | 520500 | 359500
[5 empty] | 521500359500 | 90 | 521500 | 359500
[5 empty] | 522500359500 | 90 | 522500 | 359500
[5 empty] | 523500359500 | 90 | 523500 | 359500
[5 empty] | 524500359500 | 90 | 524500 | 359500
[5 empty] | 525500359500 | 90 | 525500 | 359500
[5 empty] | 526500359500 | 90 | 526500 | 359500
[5 empty] | 527500359500 | 90 | 527500 | 359500
[5 empty] | 528500359500 | 90 | 528500 | 359500
[5 empty] | 529500359500 | 90 | 529500 | 359500
[5 empty] | 530500359500 | 90 | 530500 | 359500
[5 empty] | 531500359500 | 90 | 531500 | 359500
[5 empty] | 532500359500 | 90 | 532500 | 359500
[5 empty] | 533500359500 | 90 | 533500 | 359500
[5 empty] | 534500359500 | 90 | 534500 | 359500
[5 empty] | 535500359500 | 90 | 535500 | 359500
[5 empty] | 536500359500 | 90 | 536500 | 359500
[5 empty] | 537500359500 | 90 | 537500 | 359500
[5 empty] | 538500359500 | 90 | 538500 | 359500
[5 empty] | 539500359500 | 90 | 539500 | 359500
[5 empty] | 540500359500 | 90 | 540500 | 359500
[5 empty] | 541500359500 | 90 | 541500 | 359500
[5 empty] | 542500359500 | 90 | 542500 | 359500
[5 empty] | 543500359500 | 90 | 543500 | 359500
[5 empty] | 544500359500 | 90 | 544500 | 359500
[5 empty] | 545500359500 | 90 | 545500 | 359500
[5 empty] | 546500359500 | 90 | 546500 | 359500
[5 empty] | 547500359500 | 90 | 547500 | 359500
[5 empty] | 548500359500 | 90 | 548500 | 359500
[5 empty] | 549500359500 | 90 | 549500 | 359500
[5 empty] | 550500359500 | 90 | 550500 | 359500
[5 empty] | 551500359500 | 90 | 551500 | 359500
[5 empty] | 552500359500 | 90 | 552500 | 359500
[5 empty] | 553500359500 | 90 | 553500 | 359500
[5 empty] | 554500359500 | 90 | 554500 | 359500
[5 empty] | 555500359500 | 90 | 555500 | 359500
[5 empty] | 556500359500 | 90 | 556500 | 359500
[5 empty] | 557500359500 | 90 | 557500 | 359500
[5 empty] | 519500358500 | 90 | 519500 | 358500
[5 empty] | 520500358500 | 90 | 520500 | 358500
[5 empty] | 521500358500 | 90 | 521500 | 358500
[5 empty] | 522500358500 | 90 | 522500 | 358500
[5 empty] | 523500358500 | 90 | 523500 | 358500
[5 empty] | 524500358500 | 90 | 524500 | 358500
[5 empty] | 525500358500 | 90 | 525500 | 358500
[5 empty] | 526500358500 | 90 | 526500 | 358500
[5 empty] | 527500358500 | 90 | 527500 | 358500
[5 empty] | 528500358500 | 90 | 528500 | 358500
[5 empty] | 529500358500 | 90 | 529500 | 358500
[5 empty] | 530500358500 | 90 | 530500 | 358500
[5 empty] | 531500358500 | 90 | 531500 | 358500
[5 empty] | 532500358500 | 90 | 532500 | 358500
[5 empty] | 533500358500 | 90 | 533500 | 358500
[5 empty] | 534500358500 | 90 | 534500 | 358500
[5 empty] | 535500358500 | 90 | 535500 | 358500
[5 empty] | 536500358500 | 90 | 536500 | 358500
[5 empty] | 537500358500 | 90 | 537500 | 358500
[5 empty] | 538500358500 | 90 | 538500 | 358500
[5 empty] | 539500358500 | 90 | 539500 | 358500
[5 empty] | 540500358500 | 90 | 540500 | 358500
[5 empty] | 541500358500 | 90 | 541500 | 358500
[5 empty] | 542500358500 | 90 | 542500 | 358500
[5 empty] | 543500358500 | 90 | 543500 | 358500
[5 empty] | 544500358500 | 90 | 544500 | 358500
[5 empty] | 545500358500 | 90 | 545500 | 358500
[5 empty] | 546500358500 | 90 | 546500 | 358500
[5 empty] | 547500358500 | 90 | 547500 | 358500
[5 empty] | 548500358500 | 90 | 548500 | 358500
[5 empty] | 549500358500 | 90 | 549500 | 358500
[5 empty] | 550500358500 | 90 | 550500 | 358500
[5 empty] | 551500358500 | 90 | 551500 | 358500
[5 empty] | 552500358500 | 90 | 552500 | 358500
[5 empty] | 553500358500 | 90 | 553500 | 358500
[5 empty] | 554500358500 | 90 | 554500 | 358500
[5 empty] | 555500358500 | 90 | 555500 | 358500
[5 empty] | 556500358500 | 90 | 556500 | 358500
[5 empty] | 519500357500 | 90 | 519500 | 357500
[5 empty] | 520500357500 | 90 | 520500 | 357500
[5 empty] | 521500357500 | 90 | 521500 | 357500
[5 empty] | 522500357500 | 90 | 522500 | 357500
[5 empty] | 523500357500 | 90 | 523500 | 357500
[5 empty] | 524500357500 | 90 | 524500 | 357500
[5 empty] | 525500357500 | 90 | 525500 | 357500
[5 empty] | 526500357500 | 90 | 526500 | 357500
[5 empty] | 527500357500 | 90 | 527500 | 357500
[5 empty] | 528500357500 | 90 | 528500 | 357500
[5 empty] | 529500357500 | 90 | 529500 | 357500
[5 empty] | 530500357500 | 90 | 530500 | 357500
[5 empty] | 531500357500 | 90 | 531500 | 357500
[5 empty] | 532500357500 | 90 | 532500 | 357500
[5 empty] | 533500357500 | 90 | 533500 | 357500
[5 empty] | 534500357500 | 90 | 534500 | 357500
[5 empty] | 535500357500 | 90 | 535500 | 357500
[5 empty] | 536500357500 | 90 | 536500 | 357500
[5 empty] | 537500357500 | 90 | 537500 | 357500
[5 empty] | 538500357500 | 90 | 538500 | 357500
[5 empty] | 539500357500 | 90 | 539500 | 357500
[5 empty] | 540500357500 | 90 | 540500 | 357500
[5 empty] | 541500357500 | 90 | 541500 | 357500
[5 empty] | 542500357500 | 90 | 542500 | 357500
[5 empty] | 543500357500 | 90 | 543500 | 357500
[5 empty] | 544500357500 | 90 | 544500 | 357500
[5 empty] | 545500357500 | 90 | 545500 | 357500
[5 empty] | 546500357500 | 90 | 546500 | 357500
[5 empty] | 547500357500 | 90 | 547500 | 357500
[5 empty] | 548500357500 | 90 | 548500 | 357500
[5 empty] | 549500357500 | 90 | 549500 | 357500
[5 empty] | 550500357500 | 90 | 550500 | 357500
[5 empty] | 551500357500 | 90 | 551500 | 357500
[5 empty] | 552500357500 | 90 | 552500 | 357500
[5 empty] | 553500357500 | 90 | 553500 | 357500
[5 empty] | 554500357500 | 90 | 554500 | 357500
[5 empty] | 555500357500 | 90 | 555500 | 357500
[5 empty] | 556500357500 | 90 | 556500 | 357500
[5 empty] | 520500356500 | 90 | 520500 | 356500
[5 empty] | 521500356500 | 90 | 521500 | 356500
[5 empty] | 522500356500 | 90 | 522500 | 356500
[5 empty] | 523500356500 | 90 | 523500 | 356500
[5 empty] | 524500356500 | 90 | 524500 | 356500
[5 empty] | 525500356500 | 90 | 525500 | 356500
[5 empty] | 526500356500 | 90 | 526500 | 356500
[5 empty] | 527500356500 | 90 | 527500 | 356500
[5 empty] | 528500356500 | 90 | 528500 | 356500
[5 empty] | 529500356500 | 90 | 529500 | 356500
[5 empty] | 530500356500 | 90 | 530500 | 356500
[5 empty] | 531500356500 | 90 | 531500 | 356500
[5 empty] | 532500356500 | 90 | 532500 | 356500
[5 empty] | 533500356500 | 90 | 533500 | 356500
[5 empty] | 534500356500 | 90 | 534500 | 356500
[5 empty] | 535500356500 | 90 | 535500 | 356500
[5 empty] | 536500356500 | 90 | 536500 | 356500
[5 empty] | 537500356500 | 90 | 537500 | 356500
[5 empty] | 538500356500 | 90 | 538500 | 356500
[5 empty] | 539500356500 | 90 | 539500 | 356500
[5 empty] | 540500356500 | 90 | 540500 | 356500
[5 empty] | 541500356500 | 90 | 541500 | 356500
[5 empty] | 542500356500 | 90 | 542500 | 356500
[5 empty] | 543500356500 | 90 | 543500 | 356500
[5 empty] | 544500356500 | 90 | 544500 | 356500
[5 empty] | 545500356500 | 90 | 545500 | 356500
[5 empty] | 546500356500 | 90 | 546500 | 356500
[5 empty] | 547500356500 | 90 | 547500 | 356500
[5 empty] | 548500356500 | 90 | 548500 | 356500
[5 empty] | 549500356500 | 90 | 549500 | 356500
[5 empty] | 550500356500 | 90 | 550500 | 356500
[5 empty] | 551500356500 | 90 | 551500 | 356500
[5 empty] | 552500356500 | 90 | 552500 | 356500
[5 empty] | 553500356500 | 90 | 553500 | 356500
[5 empty] | 554500356500 | 90 | 554500 | 356500
[5 empty] | 521500355500 | 90 | 521500 | 355500
[5 empty] | 522500355500 | 90 | 522500 | 355500
[5 empty] | 523500355500 | 90 | 523500 | 355500
[5 empty] | 524500355500 | 90 | 524500 | 355500
[5 empty] | 525500355500 | 90 | 525500 | 355500
[5 empty] | 526500355500 | 90 | 526500 | 355500
[5 empty] | 527500355500 | 90 | 527500 | 355500
[5 empty] | 528500355500 | 90 | 528500 | 355500
[5 empty] | 529500355500 | 90 | 529500 | 355500
[5 empty] | 530500355500 | 90 | 530500 | 355500
[5 empty] | 531500355500 | 90 | 531500 | 355500
[5 empty] | 532500355500 | 90 | 532500 | 355500
[5 empty] | 533500355500 | 90 | 533500 | 355500
[5 empty] | 534500355500 | 90 | 534500 | 355500
[5 empty] | 535500355500 | 90 | 535500 | 355500
[5 empty] | 536500355500 | 90 | 536500 | 355500
[5 empty] | 537500355500 | 90 | 537500 | 355500
[5 empty] | 538500355500 | 90 | 538500 | 355500
[5 empty] | 539500355500 | 90 | 539500 | 355500
[5 empty] | 540500355500 | 90 | 540500 | 355500
[5 empty] | 544500355500 | 90 | 544500 | 355500
[5 empty] | 545500355500 | 90 | 545500 | 355500
[5 empty] | 546500355500 | 90 | 546500 | 355500
[5 empty] | 547500355500 | 90 | 547500 | 355500
[5 empty] | 548500355500 | 90 | 548500 | 355500
[5 empty] | 549500355500 | 90 | 549500 | 355500
[5 empty] | 550500355500 | 90 | 550500 | 355500
[5 empty] | 551500355500 | 90 | 551500 | 355500
[5 empty] | 552500355500 | 90 | 552500 | 355500
[5 empty] | 553500355500 | 90 | 553500 | 355500
[5 empty] | 521500354500 | 90 | 521500 | 354500
[5 empty] | 522500354500 | 90 | 522500 | 354500
[5 empty] | 523500354500 | 90 | 523500 | 354500
[5 empty] | 524500354500 | 90 | 524500 | 354500
[5 empty] | 525500354500 | 90 | 525500 | 354500
[5 empty] | 526500354500 | 90 | 526500 | 354500
[5 empty] | 527500354500 | 90 | 527500 | 354500
[5 empty] | 528500354500 | 90 | 528500 | 354500
[5 empty] | 529500354500 | 90 | 529500 | 354500
[5 empty] | 530500354500 | 90 | 530500 | 354500
[5 empty] | 531500354500 | 90 | 531500 | 354500
[5 empty] | 532500354500 | 90 | 532500 | 354500
[5 empty] | 533500354500 | 90 | 533500 | 354500
[5 empty] | 534500354500 | 90 | 534500 | 354500
[5 empty] | 535500354500 | 90 | 535500 | 354500
[5 empty] | 536500354500 | 90 | 536500 | 354500
[5 empty] | 544500354500 | 90 | 544500 | 354500
[5 empty] | 545500354500 | 90 | 545500 | 354500
[5 empty] | 546500354500 | 90 | 546500 | 354500
[5 empty] | 547500354500 | 90 | 547500 | 354500
[5 empty] | 548500354500 | 90 | 548500 | 354500
[5 empty] | 549500354500 | 90 | 549500 | 354500
[5 empty] | 550500354500 | 90 | 550500 | 354500
[5 empty] | 551500354500 | 90 | 551500 | 354500
[5 empty] | 552500354500 | 90 | 552500 | 354500
[5 empty] | 521500353500 | 90 | 521500 | 353500
[5 empty] | 522500353500 | 90 | 522500 | 353500
[5 empty] | 523500353500 | 90 | 523500 | 353500
[5 empty] | 524500353500 | 90 | 524500 | 353500
[5 empty] | 525500353500 | 90 | 525500 | 353500
[5 empty] | 526500353500 | 90 | 526500 | 353500
[5 empty] | 527500353500 | 90 | 527500 | 353500
[5 empty] | 528500353500 | 90 | 528500 | 353500
[5 empty] | 529500353500 | 90 | 529500 | 353500
[5 empty] | 530500353500 | 90 | 530500 | 353500
[5 empty] | 531500353500 | 90 | 531500 | 353500
[5 empty] | 532500353500 | 90 | 532500 | 353500
[5 empty] | 533500353500 | 90 | 533500 | 353500
[5 empty] | 534500353500 | 90 | 534500 | 353500
[5 empty] | 535500353500 | 90 | 535500 | 353500
[5 empty] | 536500353500 | 90 | 536500 | 353500
[5 empty] | 544500353500 | 90 | 544500 | 353500
[5 empty] | 545500353500 | 90 | 545500 | 353500
[5 empty] | 546500353500 | 90 | 546500 | 353500
[5 empty] | 547500353500 | 90 | 547500 | 353500
[5 empty] | 548500353500 | 90 | 548500 | 353500
[5 empty] | 549500353500 | 90 | 549500 | 353500
[5 empty] | 550500353500 | 90 | 550500 | 353500
[5 empty] | 551500353500 | 90 | 551500 | 353500
[5 empty] | 522500352500 | 90 | 522500 | 352500
[5 empty] | 523500352500 | 90 | 523500 | 352500
[5 empty] | 524500352500 | 90 | 524500 | 352500
[5 empty] | 525500352500 | 90 | 525500 | 352500
[5 empty] | 526500352500 | 90 | 526500 | 352500
[5 empty] | 527500352500 | 90 | 527500 | 352500
[5 empty] | 528500352500 | 90 | 528500 | 352500
[5 empty] | 529500352500 | 90 | 529500 | 352500
[5 empty] | 530500352500 | 90 | 530500 | 352500
[5 empty] | 531500352500 | 90 | 531500 | 352500
[5 empty] | 532500352500 | 90 | 532500 | 352500
[5 empty] | 533500352500 | 90 | 533500 | 352500
[5 empty] | 534500352500 | 90 | 534500 | 352500
[5 empty] | 535500352500 | 90 | 535500 | 352500
[5 empty] | 536500352500 | 90 | 536500 | 352500
[5 empty] | 546500352500 | 90 | 546500 | 352500
[5 empty] | 547500352500 | 90 | 547500 | 352500
[5 empty] | 548500352500 | 90 | 548500 | 352500
[5 empty] | 549500352500 | 90 | 549500 | 352500
[5 empty] | 550500352500 | 90 | 550500 | 352500
[5 empty] | 523500351500 | 90 | 523500 | 351500
[5 empty] | 524500351500 | 90 | 524500 | 351500
[5 empty] | 525500351500 | 90 | 525500 | 351500
[5 empty] | 526500351500 | 90 | 526500 | 351500
[5 empty] | 527500351500 | 90 | 527500 | 351500
[5 empty] | 528500351500 | 90 | 528500 | 351500
[5 empty] | 529500351500 | 90 | 529500 | 351500
[5 empty] | 530500351500 | 90 | 530500 | 351500
[5 empty] | 531500351500 | 90 | 531500 | 351500
[5 empty] | 532500351500 | 90 | 532500 | 351500
[5 empty] | 533500351500 | 90 | 533500 | 351500
[5 empty] | 534500351500 | 90 | 534500 | 351500
[5 empty] | 535500351500 | 90 | 535500 | 351500
[5 empty] | 536500351500 | 90 | 536500 | 351500
[5 empty] | 547500351500 | 90 | 547500 | 351500
[5 empty] | 548500351500 | 90 | 548500 | 351500
[5 empty] | 549500351500 | 90 | 549500 | 351500
[5 empty] | 524500350500 | 90 | 524500 | 350500
[5 empty] | 525500350500 | 90 | 525500 | 350500
[5 empty] | 526500350500 | 90 | 526500 | 350500
[5 empty] | 527500350500 | 90 | 527500 | 350500
[5 empty] | 528500350500 | 90 | 528500 | 350500
[5 empty] | 529500350500 | 90 | 529500 | 350500
[5 empty] | 530500350500 | 90 | 530500 | 350500
[5 empty] | 531500350500 | 90 | 531500 | 350500
[5 empty] | 532500350500 | 90 | 532500 | 350500
[5 empty] | 533500350500 | 90 | 533500 | 350500
[5 empty] | 534500350500 | 90 | 534500 | 350500
[5 empty] | 535500350500 | 90 | 535500 | 350500
[5 empty] | 536500350500 | 90 | 536500 | 350500
[5 empty] | 548500350500 | 90 | 548500 | 350500
[5 empty] | 525500349500 | 90 | 525500 | 349500
[5 empty] | 526500349500 | 90 | 526500 | 349500
[5 empty] | 527500349500 | 90 | 527500 | 349500
[5 empty] | 528500349500 | 90 | 528500 | 349500
[5 empty] | 529500349500 | 90 | 529500 | 349500
[5 empty] | 530500349500 | 90 | 530500 | 349500
[5 empty] | 531500349500 | 90 | 531500 | 349500
[5 empty] | 532500349500 | 90 | 532500 | 349500
[5 empty] | 533500349500 | 90 | 533500 | 349500
[5 empty] | 534500349500 | 90 | 534500 | 349500
[5 empty] | 535500349500 | 90 | 535500 | 349500
[5 empty] | 536500349500 | 90 | 536500 | 349500
[5 empty] | 526500348500 | 90 | 526500 | 348500
[5 empty] | 527500348500 | 90 | 527500 | 348500
[5 empty] | 528500348500 | 90 | 528500 | 348500
[5 empty] | 529500348500 | 90 | 529500 | 348500
[5 empty] | 530500348500 | 90 | 530500 | 348500
[5 empty] | 531500348500 | 90 | 531500 | 348500
[5 empty] | 532500348500 | 90 | 532500 | 348500
[5 empty] | 533500348500 | 90 | 533500 | 348500
[5 empty] | 534500348500 | 90 | 534500 | 348500
[5 empty] | 535500348500 | 90 | 535500 | 348500
[5 empty] | 527500347500 | 90 | 527500 | 347500
[5 empty] | 528500347500 | 90 | 528500 | 347500
[5 empty] | 529500347500 | 90 | 529500 | 347500
[5 empty] | 530500347500 | 90 | 530500 | 347500
[5 empty] | 531500347500 | 90 | 531500 | 347500
[5 empty] | 532500347500 | 90 | 532500 | 347500
[5 empty] | 533500347500 | 90 | 533500 | 347500
[5 empty] | 500500305500 | 514 | 500500 | 305500
[5 empty] | 501500305500 | 514 | 501500 | 305500
[5 empty] | 499500304500 | 514 | 499500 | 304500
[5 empty] | 500500304500 | 514 | 500500 | 304500
[5 empty] | 501500304500 | 514 | 501500 | 304500
[5 empty] | 502500304500 | 514 | 502500 | 304500
[5 empty] | 499500303500 | 514 | 499500 | 303500
[5 empty] | 500500303500 | 514 | 500500 | 303500
[5 empty] | 501500303500 | 514 | 501500 | 303500
[5 empty] | 502500303500 | 514 | 502500 | 303500
[5 empty] | 503500303500 | 514 | 503500 | 303500
[5 empty] | 498500302500 | 514 | 498500 | 302500
[5 empty] | 499500302500 | 514 | 499500 | 302500
[5 empty] | 500500302500 | 514 | 500500 | 302500
[5 empty] | 501500302500 | 514 | 501500 | 302500
[5 empty] | 502500302500 | 514 | 502500 | 302500
[5 empty] | 498500301500 | 514 | 498500 | 301500
[5 empty] | 499500301500 | 514 | 499500 | 301500
[5 empty] | 500500301500 | 514 | 500500 | 301500
[5 empty] | 501500301500 | 514 | 501500 | 301500
[5 empty] | 502500301500 | 514 | 502500 | 301500
[5 empty] | 498500300500 | 514 | 498500 | 300500
[5 empty] | 499500300500 | 514 | 499500 | 300500
[5 empty] | 500500300500 | 514 | 500500 | 300500
[5 empty] | 501500300500 | 514 | 501500 | 300500
[5 empty] | 494500299500 | 514 | 494500 | 299500
[5 empty] | 495500299500 | 514 | 495500 | 299500
[5 empty] | 496500299500 | 514 | 496500 | 299500
[5 empty] | 497500299500 | 514 | 497500 | 299500
[5 empty] | 498500299500 | 514 | 498500 | 299500
[5 empty] | 499500299500 | 514 | 499500 | 299500
[5 empty] | 500500299500 | 514 | 500500 | 299500
[5 empty] | 501500299500 | 514 | 501500 | 299500
[5 empty] | 493500298500 | 514 | 493500 | 298500
[5 empty] | 494500298500 | 514 | 494500 | 298500
[5 empty] | 495500298500 | 514 | 495500 | 298500
[5 empty] | 496500298500 | 514 | 496500 | 298500
[5 empty] | 497500298500 | 514 | 497500 | 298500
[5 empty] | 498500298500 | 514 | 498500 | 298500
[5 empty] | 499500298500 | 514 | 499500 | 298500
[5 empty] | 500500298500 | 514 | 500500 | 298500
[5 empty] | 501500298500 | 514 | 501500 | 298500
[5 empty] | 502500298500 | 514 | 502500 | 298500
[5 empty] | 503500298500 | 514 | 503500 | 298500
[5 empty] | 504500298500 | 514 | 504500 | 298500
[5 empty] | 505500298500 | 514 | 505500 | 298500
[5 empty] | 506500298500 | 514 | 506500 | 298500
[5 empty] | 491500297500 | 514 | 491500 | 297500
[5 empty] | 492500297500 | 514 | 492500 | 297500
[5 empty] | 493500297500 | 514 | 493500 | 297500
[5 empty] | 494500297500 | 514 | 494500 | 297500
[5 empty] | 495500297500 | 514 | 495500 | 297500
[5 empty] | 496500297500 | 514 | 496500 | 297500
[5 empty] | 497500297500 | 514 | 497500 | 297500
[5 empty] | 498500297500 | 514 | 498500 | 297500
[5 empty] | 499500297500 | 514 | 499500 | 297500
[5 empty] | 500500297500 | 514 | 500500 | 297500
[5 empty] | 501500297500 | 514 | 501500 | 297500
[5 empty] | 502500297500 | 514 | 502500 | 297500
[5 empty] | 503500297500 | 514 | 503500 | 297500
[5 empty] | 504500297500 | 514 | 504500 | 297500
[5 empty] | 505500297500 | 514 | 505500 | 297500
[5 empty] | 506500297500 | 514 | 506500 | 297500
[5 empty] | 507500297500 | 514 | 507500 | 297500
[5 empty] | 490500296500 | 514 | 490500 | 296500
[5 empty] | 491500296500 | 514 | 491500 | 296500
[5 empty] | 492500296500 | 514 | 492500 | 296500
[5 empty] | 493500296500 | 514 | 493500 | 296500
[5 empty] | 494500296500 | 514 | 494500 | 296500
[5 empty] | 495500296500 | 514 | 495500 | 296500
[5 empty] | 496500296500 | 514 | 496500 | 296500
[5 empty] | 497500296500 | 514 | 497500 | 296500
[5 empty] | 498500296500 | 514 | 498500 | 296500
[5 empty] | 499500296500 | 514 | 499500 | 296500
[5 empty] | 500500296500 | 514 | 500500 | 296500
[5 empty] | 501500296500 | 514 | 501500 | 296500
[5 empty] | 502500296500 | 514 | 502500 | 296500
[5 empty] | 503500296500 | 514 | 503500 | 296500
[5 empty] | 504500296500 | 514 | 504500 | 296500
[5 empty] | 505500296500 | 514 | 505500 | 296500
[5 empty] | 506500296500 | 514 | 506500 | 296500
[5 empty] | 490500295500 | 514 | 490500 | 295500
[5 empty] | 491500295500 | 514 | 491500 | 295500
[5 empty] | 492500295500 | 514 | 492500 | 295500
[5 empty] | 493500295500 | 514 | 493500 | 295500
[5 empty] | 494500295500 | 514 | 494500 | 295500
[5 empty] | 495500295500 | 514 | 495500 | 295500
[5 empty] | 496500295500 | 514 | 496500 | 295500
[5 empty] | 497500295500 | 514 | 497500 | 295500
[5 empty] | 498500295500 | 514 | 498500 | 295500
[5 empty] | 499500295500 | 514 | 499500 | 295500
[5 empty] | 500500295500 | 514 | 500500 | 295500
[5 empty] | 501500295500 | 514 | 501500 | 295500
[5 empty] | 502500295500 | 514 | 502500 | 295500
[5 empty] | 503500295500 | 514 | 503500 | 295500
[5 empty] | 504500295500 | 514 | 504500 | 295500
[5 empty] | 505500295500 | 514 | 505500 | 295500
[5 empty] | 506500295500 | 514 | 506500 | 295500
[5 empty] | 507500295500 | 514 | 507500 | 295500
[5 empty] | 491500294500 | 514 | 491500 | 294500
[5 empty] | 492500294500 | 514 | 492500 | 294500
[5 empty] | 493500294500 | 514 | 493500 | 294500
[5 empty] | 494500294500 | 514 | 494500 | 294500
[5 empty] | 495500294500 | 514 | 495500 | 294500
[5 empty] | 496500294500 | 514 | 496500 | 294500
[5 empty] | 497500294500 | 514 | 497500 | 294500
[5 empty] | 498500294500 | 514 | 498500 | 294500
[5 empty] | 499500294500 | 514 | 499500 | 294500
[5 empty] | 500500294500 | 514 | 500500 | 294500
[5 empty] | 501500294500 | 514 | 501500 | 294500
[5 empty] | 502500294500 | 514 | 502500 | 294500
[5 empty] | 503500294500 | 514 | 503500 | 294500
[5 empty] | 504500294500 | 514 | 504500 | 294500
[5 empty] | 505500294500 | 514 | 505500 | 294500
[5 empty] | 506500294500 | 514 | 506500 | 294500
[5 empty] | 507500294500 | 514 | 507500 | 294500
[5 empty] | 492500293500 | 514 | 492500 | 293500
[5 empty] | 493500293500 | 514 | 493500 | 293500
[5 empty] | 494500293500 | 514 | 494500 | 293500
[5 empty] | 495500293500 | 514 | 495500 | 293500
[5 empty] | 496500293500 | 514 | 496500 | 293500
[5 empty] | 497500293500 | 514 | 497500 | 293500
[5 empty] | 498500293500 | 514 | 498500 | 293500
[5 empty] | 499500293500 | 514 | 499500 | 293500
[5 empty] | 500500293500 | 514 | 500500 | 293500
[5 empty] | 501500293500 | 514 | 501500 | 293500
[5 empty] | 502500293500 | 514 | 502500 | 293500
[5 empty] | 503500293500 | 514 | 503500 | 293500
[5 empty] | 504500293500 | 514 | 504500 | 293500
[5 empty] | 505500293500 | 514 | 505500 | 293500
[5 empty] | 506500293500 | 514 | 506500 | 293500
[5 empty] | 507500293500 | 514 | 507500 | 293500
[5 empty] | 492500292500 | 514 | 492500 | 292500
[5 empty] | 493500292500 | 514 | 493500 | 292500
[5 empty] | 494500292500 | 514 | 494500 | 292500
[5 empty] | 495500292500 | 514 | 495500 | 292500
[5 empty] | 496500292500 | 514 | 496500 | 292500
[5 empty] | 497500292500 | 514 | 497500 | 292500
[5 empty] | 498500292500 | 514 | 498500 | 292500
[5 empty] | 499500292500 | 514 | 499500 | 292500
[5 empty] | 500500292500 | 514 | 500500 | 292500
[5 empty] | 501500292500 | 514 | 501500 | 292500
[5 empty] | 502500292500 | 514 | 502500 | 292500
[5 empty] | 503500292500 | 514 | 503500 | 292500
[5 empty] | 504500292500 | 514 | 504500 | 292500
[5 empty] | 505500292500 | 514 | 505500 | 292500
[5 empty] | 506500292500 | 514 | 506500 | 292500
[5 empty] | 507500292500 | 514 | 507500 | 292500
[5 empty] | 508500292500 | 514 | 508500 | 292500
[5 empty] | 490500291500 | 514 | 490500 | 291500
[5 empty] | 491500291500 | 514 | 491500 | 291500
[5 empty] | 493500291500 | 514 | 493500 | 291500
[5 empty] | 494500291500 | 514 | 494500 | 291500
[5 empty] | 495500291500 | 514 | 495500 | 291500
[5 empty] | 496500291500 | 514 | 496500 | 291500
[5 empty] | 497500291500 | 514 | 497500 | 291500
[5 empty] | 498500291500 | 514 | 498500 | 291500
[5 empty] | 499500291500 | 514 | 499500 | 291500
[5 empty] | 500500291500 | 514 | 500500 | 291500
[5 empty] | 501500291500 | 514 | 501500 | 291500
[5 empty] | 502500291500 | 514 | 502500 | 291500
[5 empty] | 503500291500 | 514 | 503500 | 291500
[5 empty] | 504500291500 | 514 | 504500 | 291500
[5 empty] | 505500291500 | 514 | 505500 | 291500
[5 empty] | 506500291500 | 514 | 506500 | 291500
[5 empty] | 507500291500 | 514 | 507500 | 291500
[5 empty] | 508500291500 | 514 | 508500 | 291500
[5 empty] | 509500291500 | 514 | 509500 | 291500
[5 empty] | 510500291500 | 514 | 510500 | 291500
[5 empty] | 495500290500 | 514 | 495500 | 290500
[5 empty] | 496500290500 | 514 | 496500 | 290500
[5 empty] | 497500290500 | 514 | 497500 | 290500
[5 empty] | 498500290500 | 514 | 498500 | 290500
[5 empty] | 499500290500 | 514 | 499500 | 290500
[5 empty] | 500500290500 | 514 | 500500 | 290500
[5 empty] | 501500290500 | 514 | 501500 | 290500
[5 empty] | 502500290500 | 514 | 502500 | 290500
[5 empty] | 503500290500 | 514 | 503500 | 290500
[5 empty] | 504500290500 | 514 | 504500 | 290500
[5 empty] | 505500290500 | 514 | 505500 | 290500
[5 empty] | 506500290500 | 514 | 506500 | 290500
[5 empty] | 507500290500 | 514 | 507500 | 290500
[5 empty] | 508500290500 | 514 | 508500 | 290500
[5 empty] | 509500290500 | 514 | 509500 | 290500
[5 empty] | 510500290500 | 514 | 510500 | 290500
[5 empty] | 511500290500 | 514 | 511500 | 290500
[5 empty] | 495500289500 | 514 | 495500 | 289500
[5 empty] | 496500289500 | 514 | 496500 | 289500
[5 empty] | 497500289500 | 514 | 497500 | 289500
[5 empty] | 498500289500 | 514 | 498500 | 289500
[5 empty] | 499500289500 | 514 | 499500 | 289500
[5 empty] | 500500289500 | 514 | 500500 | 289500
[5 empty] | 501500289500 | 514 | 501500 | 289500
[5 empty] | 502500289500 | 514 | 502500 | 289500
[5 empty] | 503500289500 | 514 | 503500 | 289500
[5 empty] | 504500289500 | 514 | 504500 | 289500
[5 empty] | 505500289500 | 514 | 505500 | 289500
[5 empty] | 506500289500 | 514 | 506500 | 289500
[5 empty] | 507500289500 | 514 | 507500 | 289500
[5 empty] | 508500289500 | 514 | 508500 | 289500
[5 empty] | 509500289500 | 514 | 509500 | 289500
[5 empty] | 510500289500 | 514 | 510500 | 289500
[5 empty] | 511500289500 | 514 | 511500 | 289500
[5 empty] | 495500288500 | 514 | 495500 | 288500
[5 empty] | 496500288500 | 514 | 496500 | 288500
[5 empty] | 497500288500 | 514 | 497500 | 288500
[5 empty] | 498500288500 | 514 | 498500 | 288500
[5 empty] | 499500288500 | 514 | 499500 | 288500
[5 empty] | 500500288500 | 514 | 500500 | 288500
[5 empty] | 501500288500 | 514 | 501500 | 288500
[5 empty] | 502500288500 | 514 | 502500 | 288500
[5 empty] | 503500288500 | 514 | 503500 | 288500
[5 empty] | 504500288500 | 514 | 504500 | 288500
[5 empty] | 505500288500 | 514 | 505500 | 288500
[5 empty] | 506500288500 | 514 | 506500 | 288500
[5 empty] | 507500288500 | 514 | 507500 | 288500
[5 empty] | 508500288500 | 514 | 508500 | 288500
[5 empty] | 509500288500 | 514 | 509500 | 288500
[5 empty] | 510500288500 | 514 | 510500 | 288500
[5 empty] | 511500288500 | 514 | 511500 | 288500
[5 empty] | 493500287500 | 514 | 493500 | 287500
[5 empty] | 494500287500 | 514 | 494500 | 287500
[5 empty] | 495500287500 | 514 | 495500 | 287500
[5 empty] | 496500287500 | 514 | 496500 | 287500
[5 empty] | 497500287500 | 514 | 497500 | 287500
[5 empty] | 498500287500 | 514 | 498500 | 287500
[5 empty] | 499500287500 | 514 | 499500 | 287500
[5 empty] | 500500287500 | 514 | 500500 | 287500
[5 empty] | 501500287500 | 514 | 501500 | 287500
[5 empty] | 502500287500 | 514 | 502500 | 287500
[5 empty] | 503500287500 | 514 | 503500 | 287500
[5 empty] | 504500287500 | 514 | 504500 | 287500
[5 empty] | 505500287500 | 514 | 505500 | 287500
[5 empty] | 506500287500 | 514 | 506500 | 287500
[5 empty] | 507500287500 | 514 | 507500 | 287500
[5 empty] | 508500287500 | 514 | 508500 | 287500
[5 empty] | 509500287500 | 514 | 509500 | 287500
[5 empty] | 510500287500 | 514 | 510500 | 287500
[5 empty] | 511500287500 | 514 | 511500 | 287500
[5 empty] | 493500286500 | 514 | 493500 | 286500
[5 empty] | 494500286500 | 514 | 494500 | 286500
[5 empty] | 495500286500 | 514 | 495500 | 286500
[5 empty] | 496500286500 | 514 | 496500 | 286500
[5 empty] | 497500286500 | 514 | 497500 | 286500
[5 empty] | 498500286500 | 514 | 498500 | 286500
[5 empty] | 499500286500 | 514 | 499500 | 286500
[5 empty] | 500500286500 | 514 | 500500 | 286500
[5 empty] | 501500286500 | 514 | 501500 | 286500
[5 empty] | 502500286500 | 514 | 502500 | 286500
[5 empty] | 503500286500 | 514 | 503500 | 286500
[5 empty] | 504500286500 | 514 | 504500 | 286500
[5 empty] | 505500286500 | 514 | 505500 | 286500
[5 empty] | 506500286500 | 514 | 506500 | 286500
[5 empty] | 507500286500 | 514 | 507500 | 286500
[5 empty] | 508500286500 | 514 | 508500 | 286500
[5 empty] | 509500286500 | 514 | 509500 | 286500
[5 empty] | 510500286500 | 514 | 510500 | 286500
[5 empty] | 511500286500 | 514 | 511500 | 286500
[5 empty] | 491500285500 | 514 | 491500 | 285500
[5 empty] | 492500285500 | 514 | 492500 | 285500
[5 empty] | 493500285500 | 514 | 493500 | 285500
[5 empty] | 494500285500 | 514 | 494500 | 285500
[5 empty] | 495500285500 | 514 | 495500 | 285500
[5 empty] | 496500285500 | 514 | 496500 | 285500
[5 empty] | 497500285500 | 514 | 497500 | 285500
[5 empty] | 498500285500 | 514 | 498500 | 285500
[5 empty] | 499500285500 | 514 | 499500 | 285500
[5 empty] | 500500285500 | 514 | 500500 | 285500
[5 empty] | 501500285500 | 514 | 501500 | 285500
[5 empty] | 502500285500 | 514 | 502500 | 285500
[5 empty] | 503500285500 | 514 | 503500 | 285500
[5 empty] | 504500285500 | 514 | 504500 | 285500
[5 empty] | 505500285500 | 514 | 505500 | 285500
[5 empty] | 506500285500 | 514 | 506500 | 285500
[5 empty] | 507500285500 | 514 | 507500 | 285500
[5 empty] | 508500285500 | 514 | 508500 | 285500
[5 empty] | 509500285500 | 514 | 509500 | 285500
[5 empty] | 510500285500 | 514 | 510500 | 285500
[5 empty] | 511500285500 | 514 | 511500 | 285500
[5 empty] | 491500284500 | 514 | 491500 | 284500
[5 empty] | 492500284500 | 514 | 492500 | 284500
[5 empty] | 493500284500 | 514 | 493500 | 284500
[5 empty] | 494500284500 | 514 | 494500 | 284500
[5 empty] | 495500284500 | 514 | 495500 | 284500
[5 empty] | 496500284500 | 514 | 496500 | 284500
[5 empty] | 497500284500 | 514 | 497500 | 284500
[5 empty] | 498500284500 | 514 | 498500 | 284500
[5 empty] | 499500284500 | 514 | 499500 | 284500
[5 empty] | 500500284500 | 514 | 500500 | 284500
[5 empty] | 501500284500 | 514 | 501500 | 284500
[5 empty] | 502500284500 | 514 | 502500 | 284500
[5 empty] | 503500284500 | 514 | 503500 | 284500
[5 empty] | 504500284500 | 514 | 504500 | 284500
[5 empty] | 505500284500 | 514 | 505500 | 284500
[5 empty] | 506500284500 | 514 | 506500 | 284500
[5 empty] | 507500284500 | 514 | 507500 | 284500
[5 empty] | 508500284500 | 514 | 508500 | 284500
[5 empty] | 509500284500 | 514 | 509500 | 284500
[5 empty] | 510500284500 | 514 | 510500 | 284500
[5 empty] | 491500283500 | 514 | 491500 | 283500
[5 empty] | 492500283500 | 514 | 492500 | 283500
[5 empty] | 493500283500 | 514 | 493500 | 283500
[5 empty] | 494500283500 | 514 | 494500 | 283500
[5 empty] | 495500283500 | 514 | 495500 | 283500
[5 empty] | 496500283500 | 514 | 496500 | 283500
[5 empty] | 497500283500 | 514 | 497500 | 283500
[5 empty] | 498500283500 | 514 | 498500 | 283500
[5 empty] | 499500283500 | 514 | 499500 | 283500
[5 empty] | 500500283500 | 514 | 500500 | 283500
[5 empty] | 501500283500 | 514 | 501500 | 283500
[5 empty] | 502500283500 | 514 | 502500 | 283500
[5 empty] | 503500283500 | 514 | 503500 | 283500
[5 empty] | 504500283500 | 514 | 504500 | 283500
[5 empty] | 505500283500 | 514 | 505500 | 283500
[5 empty] | 506500283500 | 514 | 506500 | 283500
[5 empty] | 507500283500 | 514 | 507500 | 283500
[5 empty] | 508500283500 | 514 | 508500 | 283500
[5 empty] | 509500283500 | 514 | 509500 | 283500
[5 empty] | 510500283500 | 514 | 510500 | 283500
[5 empty] | 493500282500 | 514 | 493500 | 282500
[5 empty] | 494500282500 | 514 | 494500 | 282500
[5 empty] | 495500282500 | 514 | 495500 | 282500
[5 empty] | 496500282500 | 514 | 496500 | 282500
[5 empty] | 497500282500 | 514 | 497500 | 282500
[5 empty] | 498500282500 | 514 | 498500 | 282500
[5 empty] | 499500282500 | 514 | 499500 | 282500
[5 empty] | 500500282500 | 514 | 500500 | 282500
[5 empty] | 501500282500 | 514 | 501500 | 282500
[5 empty] | 502500282500 | 514 | 502500 | 282500
[5 empty] | 503500282500 | 514 | 503500 | 282500
[5 empty] | 504500282500 | 514 | 504500 | 282500
[5 empty] | 505500282500 | 514 | 505500 | 282500
[5 empty] | 506500282500 | 514 | 506500 | 282500
[5 empty] | 507500282500 | 514 | 507500 | 282500
[5 empty] | 508500282500 | 514 | 508500 | 282500
[5 empty] | 509500282500 | 514 | 509500 | 282500
[5 empty] | 510500282500 | 514 | 510500 | 282500
[5 empty] | 494500281500 | 514 | 494500 | 281500
[5 empty] | 495500281500 | 514 | 495500 | 281500
[5 empty] | 496500281500 | 514 | 496500 | 281500
[5 empty] | 497500281500 | 514 | 497500 | 281500
[5 empty] | 498500281500 | 514 | 498500 | 281500
[5 empty] | 499500281500 | 514 | 499500 | 281500
[5 empty] | 500500281500 | 514 | 500500 | 281500
[5 empty] | 501500281500 | 514 | 501500 | 281500
[5 empty] | 502500281500 | 514 | 502500 | 281500
[5 empty] | 503500281500 | 514 | 503500 | 281500
[5 empty] | 504500281500 | 514 | 504500 | 281500
[5 empty] | 505500281500 | 514 | 505500 | 281500
[5 empty] | 506500281500 | 514 | 506500 | 281500
[5 empty] | 507500281500 | 514 | 507500 | 281500
[5 empty] | 508500281500 | 514 | 508500 | 281500
[5 empty] | 494500280500 | 514 | 494500 | 280500
[5 empty] | 495500280500 | 514 | 495500 | 280500
[5 empty] | 496500280500 | 514 | 496500 | 280500
[5 empty] | 497500280500 | 514 | 497500 | 280500
[5 empty] | 498500280500 | 514 | 498500 | 280500
[5 empty] | 499500280500 | 514 | 499500 | 280500
[5 empty] | 500500280500 | 514 | 500500 | 280500
[5 empty] | 501500280500 | 514 | 501500 | 280500
[5 empty] | 502500280500 | 514 | 502500 | 280500
[5 empty] | 503500280500 | 514 | 503500 | 280500
[5 empty] | 504500280500 | 514 | 504500 | 280500
[5 empty] | 505500280500 | 514 | 505500 | 280500
[5 empty] | 506500280500 | 514 | 506500 | 280500
[5 empty] | 507500280500 | 514 | 507500 | 280500
[5 empty] | 494500279500 | 514 | 494500 | 279500
[5 empty] | 495500279500 | 514 | 495500 | 279500
[5 empty] | 496500279500 | 514 | 496500 | 279500
[5 empty] | 497500279500 | 514 | 497500 | 279500
[5 empty] | 498500279500 | 514 | 498500 | 279500
[5 empty] | 499500279500 | 514 | 499500 | 279500
[5 empty] | 500500279500 | 514 | 500500 | 279500
[5 empty] | 501500279500 | 514 | 501500 | 279500
[5 empty] | 502500279500 | 514 | 502500 | 279500
[5 empty] | 503500279500 | 514 | 503500 | 279500
[5 empty] | 504500279500 | 514 | 504500 | 279500
[5 empty] | 505500279500 | 514 | 505500 | 279500
[5 empty] | 506500279500 | 514 | 506500 | 279500
[5 empty] | 507500279500 | 514 | 507500 | 279500
[5 empty] | 494500278500 | 514 | 494500 | 278500
[5 empty] | 495500278500 | 514 | 495500 | 278500
[5 empty] | 496500278500 | 514 | 496500 | 278500
[5 empty] | 497500278500 | 514 | 497500 | 278500
[5 empty] | 498500278500 | 514 | 498500 | 278500
[5 empty] | 499500278500 | 514 | 499500 | 278500
[5 empty] | 500500278500 | 514 | 500500 | 278500
[5 empty] | 501500278500 | 514 | 501500 | 278500
[5 empty] | 502500278500 | 514 | 502500 | 278500
[5 empty] | 503500278500 | 514 | 503500 | 278500
[5 empty] | 504500278500 | 514 | 504500 | 278500
[5 empty] | 505500278500 | 514 | 505500 | 278500
[5 empty] | 506500278500 | 514 | 506500 | 278500
[5 empty] | 494500277500 | 514 | 494500 | 277500
[5 empty] | 495500277500 | 514 | 495500 | 277500
[5 empty] | 496500277500 | 514 | 496500 | 277500
[5 empty] | 497500277500 | 514 | 497500 | 277500
[5 empty] | 498500277500 | 514 | 498500 | 277500
[5 empty] | 499500277500 | 514 | 499500 | 277500
[5 empty] | 500500277500 | 514 | 500500 | 277500
[5 empty] | 501500277500 | 514 | 501500 | 277500
[5 empty] | 502500277500 | 514 | 502500 | 277500
[5 empty] | 503500277500 | 514 | 503500 | 277500
[5 empty] | 504500277500 | 514 | 504500 | 277500
[5 empty] | 505500277500 | 514 | 505500 | 277500
[5 empty] | 494500276500 | 514 | 494500 | 276500
[5 empty] | 495500276500 | 514 | 495500 | 276500
[5 empty] | 496500276500 | 514 | 496500 | 276500
[5 empty] | 497500276500 | 514 | 497500 | 276500
[5 empty] | 498500276500 | 514 | 498500 | 276500
[5 empty] | 499500276500 | 514 | 499500 | 276500
[5 empty] | 500500276500 | 514 | 500500 | 276500
[5 empty] | 501500276500 | 514 | 501500 | 276500
[5 empty] | 502500276500 | 514 | 502500 | 276500
[5 empty] | 494500275500 | 514 | 494500 | 275500
[5 empty] | 495500275500 | 514 | 495500 | 275500
[5 empty] | 496500275500 | 514 | 496500 | 275500
[5 empty] | 497500275500 | 514 | 497500 | 275500
[5 empty] | 498500275500 | 514 | 498500 | 275500
[5 empty] | 499500275500 | 514 | 499500 | 275500
[5 empty] | 500500275500 | 514 | 500500 | 275500
[5 empty] | 501500275500 | 514 | 501500 | 275500
[5 empty] | 493500274500 | 514 | 493500 | 274500
[5 empty] | 494500274500 | 514 | 494500 | 274500
[5 empty] | 495500274500 | 514 | 495500 | 274500
[5 empty] | 496500274500 | 514 | 496500 | 274500
[5 empty] | 497500274500 | 514 | 497500 | 274500
[5 empty] | 498500274500 | 514 | 498500 | 274500
[5 empty] | 499500274500 | 514 | 499500 | 274500
[5 empty] | 500500274500 | 514 | 500500 | 274500
[5 empty] | 501500274500 | 514 | 501500 | 274500
[5 empty] | 502500274500 | 514 | 502500 | 274500
[5 empty] | 494500273500 | 514 | 494500 | 273500
[5 empty] | 495500273500 | 514 | 495500 | 273500
[5 empty] | 496500273500 | 514 | 496500 | 273500
[5 empty] | 497500273500 | 514 | 497500 | 273500
[5 empty] | 498500273500 | 514 | 498500 | 273500
[5 empty] | 499500273500 | 514 | 499500 | 273500
[5 empty] | 500500273500 | 514 | 500500 | 273500
[5 empty] | 501500273500 | 514 | 501500 | 273500
[5 empty] | 502500273500 | 514 | 502500 | 273500
[5 empty] | 503500273500 | 514 | 503500 | 273500
[5 empty] | 494500272500 | 514 | 494500 | 272500
[5 empty] | 495500272500 | 514 | 495500 | 272500
[5 empty] | 496500272500 | 514 | 496500 | 272500
[5 empty] | 497500272500 | 514 | 497500 | 272500
[5 empty] | 498500272500 | 514 | 498500 | 272500
[5 empty] | 499500272500 | 514 | 499500 | 272500
[5 empty] | 500500272500 | 514 | 500500 | 272500
[5 empty] | 501500272500 | 514 | 501500 | 272500
[5 empty] | 502500272500 | 514 | 502500 | 272500
[5 empty] | 503500272500 | 514 | 503500 | 272500
[5 empty] | 493500271500 | 514 | 493500 | 271500
[5 empty] | 494500271500 | 514 | 494500 | 271500
[5 empty] | 495500271500 | 514 | 495500 | 271500
[5 empty] | 496500271500 | 514 | 496500 | 271500
[5 empty] | 497500271500 | 514 | 497500 | 271500
[5 empty] | 498500271500 | 514 | 498500 | 271500
[5 empty] | 499500271500 | 514 | 499500 | 271500
[5 empty] | 500500271500 | 514 | 500500 | 271500
[5 empty] | 501500271500 | 514 | 501500 | 271500
[5 empty] | 502500271500 | 514 | 502500 | 271500
[5 empty] | 503500271500 | 514 | 503500 | 271500
[5 empty] | 504500271500 | 514 | 504500 | 271500
[5 empty] | 493500270500 | 514 | 493500 | 270500
[5 empty] | 494500270500 | 514 | 494500 | 270500
[5 empty] | 495500270500 | 514 | 495500 | 270500
[5 empty] | 496500270500 | 514 | 496500 | 270500
[5 empty] | 497500270500 | 514 | 497500 | 270500
[5 empty] | 498500270500 | 514 | 498500 | 270500
[5 empty] | 499500270500 | 514 | 499500 | 270500
[5 empty] | 500500270500 | 514 | 500500 | 270500
[5 empty] | 501500270500 | 514 | 501500 | 270500
[5 empty] | 502500270500 | 514 | 502500 | 270500
[5 empty] | 503500270500 | 514 | 503500 | 270500
[5 empty] | 504500270500 | 514 | 504500 | 270500
[5 empty] | 493500269500 | 514 | 493500 | 269500
[5 empty] | 494500269500 | 514 | 494500 | 269500
[5 empty] | 495500269500 | 514 | 495500 | 269500
[5 empty] | 496500269500 | 514 | 496500 | 269500
[5 empty] | 497500269500 | 514 | 497500 | 269500
[5 empty] | 498500269500 | 514 | 498500 | 269500
[5 empty] | 499500269500 | 514 | 499500 | 269500
[5 empty] | 500500269500 | 514 | 500500 | 269500
[5 empty] | 493500268500 | 514 | 493500 | 268500
[5 empty] | 494500268500 | 514 | 494500 | 268500
[5 empty] | 495500268500 | 514 | 495500 | 268500
[5 empty] | 496500268500 | 514 | 496500 | 268500
[5 empty] | 497500268500 | 514 | 497500 | 268500
[5 empty] | 498500268500 | 514 | 498500 | 268500
[5 empty] | 499500268500 | 514 | 499500 | 268500
[5 empty] | 500500268500 | 514 | 500500 | 268500
[5 empty] | 493500267500 | 514 | 493500 | 267500
[5 empty] | 494500267500 | 514 | 494500 | 267500
[5 empty] | 495500267500 | 514 | 495500 | 267500
[5 empty] | 496500267500 | 514 | 496500 | 267500
[5 empty] | 497500267500 | 514 | 497500 | 267500
[5 empty] | 498500267500 | 514 | 498500 | 267500
[5 empty] | 499500267500 | 514 | 499500 | 267500
[5 empty] | 494500266500 | 514 | 494500 | 266500
[5 empty] | 495500266500 | 514 | 495500 | 266500
[5 empty] | 496500266500 | 514 | 496500 | 266500
[5 empty] | 497500266500 | 514 | 497500 | 266500
[5 empty] | 498500266500 | 514 | 498500 | 266500
[5 empty] | 499500266500 | 514 | 499500 | 266500
[5 empty] | 495500265500 | 514 | 495500 | 265500
[5 empty] | 496500265500 | 514 | 496500 | 265500
[5 empty] | 497500265500 | 514 | 497500 | 265500
[5 empty] | 498500265500 | 514 | 498500 | 265500
[5 empty] | 499500265500 | 514 | 499500 | 265500
[5 empty] | 497500264500 | 514 | 497500 | 264500
[5 empty] | 498500264500 | 514 | 498500 | 264500
[5 empty] | 499500264500 | 514 | 499500 | 264500
[5 empty] | 497500263500 | 514 | 497500 | 263500
[5 empty] | 498500263500 | 514 | 498500 | 263500
[5 empty] | 499500263500 | 514 | 499500 | 263500
[5 empty] | 503500476500 | 92 | 503500 | 476500
[5 empty] | 504500476500 | 92 | 504500 | 476500
[5 empty] | 503500475500 | 92 | 503500 | 475500
[5 empty] | 504500475500 | 92 | 504500 | 475500
[5 empty] | 505500475500 | 92 | 505500 | 475500
[5 empty] | 503500474500 | 92 | 503500 | 474500
[5 empty] | 504500474500 | 92 | 504500 | 474500
[5 empty] | 505500474500 | 92 | 505500 | 474500
[5 empty] | 517500474500 | 92 | 517500 | 474500
[5 empty] | 518500474500 | 92 | 518500 | 474500
[5 empty] | 519500474500 | 92 | 519500 | 474500
[5 empty] | 520500474500 | 92 | 520500 | 474500
[5 empty] | 503500473500 | 92 | 503500 | 473500
[5 empty] | 504500473500 | 92 | 504500 | 473500
[5 empty] | 505500473500 | 92 | 505500 | 473500
[5 empty] | 506500473500 | 92 | 506500 | 473500
[5 empty] | 507500473500 | 92 | 507500 | 473500
[5 empty] | 508500473500 | 92 | 508500 | 473500
[5 empty] | 509500473500 | 92 | 509500 | 473500
[5 empty] | 516500473500 | 92 | 516500 | 473500
[5 empty] | 517500473500 | 92 | 517500 | 473500
[5 empty] | 518500473500 | 92 | 518500 | 473500
[5 empty] | 519500473500 | 92 | 519500 | 473500
[5 empty] | 520500473500 | 92 | 520500 | 473500
[5 empty] | 521500473500 | 92 | 521500 | 473500
[5 empty] | 503500472500 | 92 | 503500 | 472500
[5 empty] | 504500472500 | 92 | 504500 | 472500
[5 empty] | 505500472500 | 92 | 505500 | 472500
[5 empty] | 506500472500 | 92 | 506500 | 472500
[5 empty] | 507500472500 | 92 | 507500 | 472500
[5 empty] | 508500472500 | 92 | 508500 | 472500
[5 empty] | 509500472500 | 92 | 509500 | 472500
[5 empty] | 510500472500 | 92 | 510500 | 472500
[5 empty] | 511500472500 | 92 | 511500 | 472500
[5 empty] | 512500472500 | 92 | 512500 | 472500
[5 empty] | 513500472500 | 92 | 513500 | 472500
[5 empty] | 514500472500 | 92 | 514500 | 472500
[5 empty] | 515500472500 | 92 | 515500 | 472500
[5 empty] | 516500472500 | 92 | 516500 | 472500
[5 empty] | 517500472500 | 92 | 517500 | 472500
[5 empty] | 518500472500 | 92 | 518500 | 472500
[5 empty] | 519500472500 | 92 | 519500 | 472500
[5 empty] | 520500472500 | 92 | 520500 | 472500
[5 empty] | 521500472500 | 92 | 521500 | 472500
[5 empty] | 522500472500 | 92 | 522500 | 472500
[5 empty] | 523500472500 | 92 | 523500 | 472500
[5 empty] | 524500472500 | 92 | 524500 | 472500
[5 empty] | 501500471500 | 92 | 501500 | 471500
[5 empty] | 502500471500 | 92 | 502500 | 471500
[5 empty] | 503500471500 | 92 | 503500 | 471500
[5 empty] | 504500471500 | 92 | 504500 | 471500
[5 empty] | 505500471500 | 92 | 505500 | 471500
[5 empty] | 506500471500 | 92 | 506500 | 471500
[5 empty] | 507500471500 | 92 | 507500 | 471500
[5 empty] | 508500471500 | 92 | 508500 | 471500
[5 empty] | 509500471500 | 92 | 509500 | 471500
[5 empty] | 510500471500 | 92 | 510500 | 471500
[5 empty] | 511500471500 | 92 | 511500 | 471500
[5 empty] | 512500471500 | 92 | 512500 | 471500
[5 empty] | 513500471500 | 92 | 513500 | 471500
[5 empty] | 514500471500 | 92 | 514500 | 471500
[5 empty] | 515500471500 | 92 | 515500 | 471500
[5 empty] | 516500471500 | 92 | 516500 | 471500
[5 empty] | 517500471500 | 92 | 517500 | 471500
[5 empty] | 518500471500 | 92 | 518500 | 471500
[5 empty] | 519500471500 | 92 | 519500 | 471500
[5 empty] | 520500471500 | 92 | 520500 | 471500
[5 empty] | 521500471500 | 92 | 521500 | 471500
[5 empty] | 522500471500 | 92 | 522500 | 471500
[5 empty] | 523500471500 | 92 | 523500 | 471500
[5 empty] | 524500471500 | 92 | 524500 | 471500
[5 empty] | 525500471500 | 92 | 525500 | 471500
[5 empty] | 501500470500 | 92 | 501500 | 470500
[5 empty] | 502500470500 | 92 | 502500 | 470500
[5 empty] | 503500470500 | 92 | 503500 | 470500
[5 empty] | 504500470500 | 92 | 504500 | 470500
[5 empty] | 505500470500 | 92 | 505500 | 470500
[5 empty] | 506500470500 | 92 | 506500 | 470500
[5 empty] | 507500470500 | 92 | 507500 | 470500
[5 empty] | 508500470500 | 92 | 508500 | 470500
[5 empty] | 509500470500 | 92 | 509500 | 470500
[5 empty] | 510500470500 | 92 | 510500 | 470500
[5 empty] | 511500470500 | 92 | 511500 | 470500
[5 empty] | 512500470500 | 92 | 512500 | 470500
[5 empty] | 513500470500 | 92 | 513500 | 470500
[5 empty] | 514500470500 | 92 | 514500 | 470500
[5 empty] | 515500470500 | 92 | 515500 | 470500
[5 empty] | 516500470500 | 92 | 516500 | 470500
[5 empty] | 517500470500 | 92 | 517500 | 470500
[5 empty] | 518500470500 | 92 | 518500 | 470500
[5 empty] | 519500470500 | 92 | 519500 | 470500
[5 empty] | 520500470500 | 92 | 520500 | 470500
[5 empty] | 521500470500 | 92 | 521500 | 470500
[5 empty] | 522500470500 | 92 | 522500 | 470500
[5 empty] | 523500470500 | 92 | 523500 | 470500
[5 empty] | 524500470500 | 92 | 524500 | 470500
[5 empty] | 525500470500 | 92 | 525500 | 470500
[5 empty] | 501500469500 | 92 | 501500 | 469500
[5 empty] | 502500469500 | 92 | 502500 | 469500
[5 empty] | 503500469500 | 92 | 503500 | 469500
[5 empty] | 504500469500 | 92 | 504500 | 469500
[5 empty] | 505500469500 | 92 | 505500 | 469500
[5 empty] | 506500469500 | 92 | 506500 | 469500
[5 empty] | 507500469500 | 92 | 507500 | 469500
[5 empty] | 508500469500 | 92 | 508500 | 469500
[5 empty] | 509500469500 | 92 | 509500 | 469500
[5 empty] | 510500469500 | 92 | 510500 | 469500
[5 empty] | 511500469500 | 92 | 511500 | 469500
[5 empty] | 512500469500 | 92 | 512500 | 469500
[5 empty] | 513500469500 | 92 | 513500 | 469500
[5 empty] | 514500469500 | 92 | 514500 | 469500
[5 empty] | 515500469500 | 92 | 515500 | 469500
[5 empty] | 516500469500 | 92 | 516500 | 469500
[5 empty] | 517500469500 | 92 | 517500 | 469500
[5 empty] | 518500469500 | 92 | 518500 | 469500
[5 empty] | 519500469500 | 92 | 519500 | 469500
[5 empty] | 520500469500 | 92 | 520500 | 469500
[5 empty] | 521500469500 | 92 | 521500 | 469500
[5 empty] | 522500469500 | 92 | 522500 | 469500
[5 empty] | 523500469500 | 92 | 523500 | 469500
[5 empty] | 524500469500 | 92 | 524500 | 469500
[5 empty] | 525500469500 | 92 | 525500 | 469500
[5 empty] | 499500468500 | 92 | 499500 | 468500
[5 empty] | 500500468500 | 92 | 500500 | 468500
[5 empty] | 501500468500 | 92 | 501500 | 468500
[5 empty] | 502500468500 | 92 | 502500 | 468500
[5 empty] | 503500468500 | 92 | 503500 | 468500
[5 empty] | 504500468500 | 92 | 504500 | 468500
[5 empty] | 505500468500 | 92 | 505500 | 468500
[5 empty] | 506500468500 | 92 | 506500 | 468500
[5 empty] | 507500468500 | 92 | 507500 | 468500
[5 empty] | 508500468500 | 92 | 508500 | 468500
[5 empty] | 509500468500 | 92 | 509500 | 468500
[5 empty] | 510500468500 | 92 | 510500 | 468500
[5 empty] | 511500468500 | 92 | 511500 | 468500
[5 empty] | 512500468500 | 92 | 512500 | 468500
[5 empty] | 513500468500 | 92 | 513500 | 468500
[5 empty] | 514500468500 | 92 | 514500 | 468500
[5 empty] | 515500468500 | 92 | 515500 | 468500
[5 empty] | 516500468500 | 92 | 516500 | 468500
[5 empty] | 517500468500 | 92 | 517500 | 468500
[5 empty] | 518500468500 | 92 | 518500 | 468500
[5 empty] | 519500468500 | 92 | 519500 | 468500
[5 empty] | 520500468500 | 92 | 520500 | 468500
[5 empty] | 521500468500 | 92 | 521500 | 468500
[5 empty] | 498500467500 | 92 | 498500 | 467500
[5 empty] | 499500467500 | 92 | 499500 | 467500
[5 empty] | 500500467500 | 92 | 500500 | 467500
[5 empty] | 501500467500 | 92 | 501500 | 467500
[5 empty] | 502500467500 | 92 | 502500 | 467500
[5 empty] | 503500467500 | 92 | 503500 | 467500
[5 empty] | 504500467500 | 92 | 504500 | 467500
[5 empty] | 505500467500 | 92 | 505500 | 467500
[5 empty] | 506500467500 | 92 | 506500 | 467500
[5 empty] | 507500467500 | 92 | 507500 | 467500
[5 empty] | 508500467500 | 92 | 508500 | 467500
[5 empty] | 509500467500 | 92 | 509500 | 467500
[5 empty] | 510500467500 | 92 | 510500 | 467500
[5 empty] | 511500467500 | 92 | 511500 | 467500
[5 empty] | 512500467500 | 92 | 512500 | 467500
[5 empty] | 513500467500 | 92 | 513500 | 467500
[5 empty] | 514500467500 | 92 | 514500 | 467500
[5 empty] | 515500467500 | 92 | 515500 | 467500
[5 empty] | 516500467500 | 92 | 516500 | 467500
[5 empty] | 517500467500 | 92 | 517500 | 467500
[5 empty] | 518500467500 | 92 | 518500 | 467500
[5 empty] | 519500467500 | 92 | 519500 | 467500
[5 empty] | 492500466500 | 92 | 492500 | 466500
[5 empty] | 493500466500 | 92 | 493500 | 466500
[5 empty] | 494500466500 | 92 | 494500 | 466500
[5 empty] | 495500466500 | 92 | 495500 | 466500
[5 empty] | 496500466500 | 92 | 496500 | 466500
[5 empty] | 497500466500 | 92 | 497500 | 466500
[5 empty] | 498500466500 | 92 | 498500 | 466500
[5 empty] | 499500466500 | 92 | 499500 | 466500
[5 empty] | 500500466500 | 92 | 500500 | 466500
[5 empty] | 501500466500 | 92 | 501500 | 466500
[5 empty] | 502500466500 | 92 | 502500 | 466500
[5 empty] | 503500466500 | 92 | 503500 | 466500
[5 empty] | 504500466500 | 92 | 504500 | 466500
[5 empty] | 505500466500 | 92 | 505500 | 466500
[5 empty] | 506500466500 | 92 | 506500 | 466500
[5 empty] | 507500466500 | 92 | 507500 | 466500
[5 empty] | 508500466500 | 92 | 508500 | 466500
[5 empty] | 509500466500 | 92 | 509500 | 466500
[5 empty] | 510500466500 | 92 | 510500 | 466500
[5 empty] | 511500466500 | 92 | 511500 | 466500
[5 empty] | 512500466500 | 92 | 512500 | 466500
[5 empty] | 513500466500 | 92 | 513500 | 466500
[5 empty] | 514500466500 | 92 | 514500 | 466500
[5 empty] | 515500466500 | 92 | 515500 | 466500
[5 empty] | 516500466500 | 92 | 516500 | 466500
[5 empty] | 517500466500 | 92 | 517500 | 466500
[5 empty] | 518500466500 | 92 | 518500 | 466500
[5 empty] | 519500466500 | 92 | 519500 | 466500
[5 empty] | 491500465500 | 92 | 491500 | 465500
[5 empty] | 492500465500 | 92 | 492500 | 465500
[5 empty] | 493500465500 | 92 | 493500 | 465500
[5 empty] | 494500465500 | 92 | 494500 | 465500
[5 empty] | 495500465500 | 92 | 495500 | 465500
[5 empty] | 496500465500 | 92 | 496500 | 465500
[5 empty] | 497500465500 | 92 | 497500 | 465500
[5 empty] | 498500465500 | 92 | 498500 | 465500
[5 empty] | 499500465500 | 92 | 499500 | 465500
[5 empty] | 500500465500 | 92 | 500500 | 465500
[5 empty] | 501500465500 | 92 | 501500 | 465500
[5 empty] | 502500465500 | 92 | 502500 | 465500
[5 empty] | 503500465500 | 92 | 503500 | 465500
[5 empty] | 504500465500 | 92 | 504500 | 465500
[5 empty] | 505500465500 | 92 | 505500 | 465500
[5 empty] | 506500465500 | 92 | 506500 | 465500
[5 empty] | 507500465500 | 92 | 507500 | 465500
[5 empty] | 508500465500 | 92 | 508500 | 465500
[5 empty] | 509500465500 | 92 | 509500 | 465500
[5 empty] | 510500465500 | 92 | 510500 | 465500
[5 empty] | 511500465500 | 92 | 511500 | 465500
[5 empty] | 512500465500 | 92 | 512500 | 465500
[5 empty] | 513500465500 | 92 | 513500 | 465500
[5 empty] | 514500465500 | 92 | 514500 | 465500
[5 empty] | 515500465500 | 92 | 515500 | 465500
[5 empty] | 516500465500 | 92 | 516500 | 465500
[5 empty] | 517500465500 | 92 | 517500 | 465500
[5 empty] | 518500465500 | 92 | 518500 | 465500
[5 empty] | 490500464500 | 92 | 490500 | 464500
[5 empty] | 491500464500 | 92 | 491500 | 464500
[5 empty] | 492500464500 | 92 | 492500 | 464500
[5 empty] | 493500464500 | 92 | 493500 | 464500
[5 empty] | 494500464500 | 92 | 494500 | 464500
[5 empty] | 495500464500 | 92 | 495500 | 464500
[5 empty] | 496500464500 | 92 | 496500 | 464500
[5 empty] | 497500464500 | 92 | 497500 | 464500
[5 empty] | 498500464500 | 92 | 498500 | 464500
[5 empty] | 499500464500 | 92 | 499500 | 464500
[5 empty] | 500500464500 | 92 | 500500 | 464500
[5 empty] | 501500464500 | 92 | 501500 | 464500
[5 empty] | 502500464500 | 92 | 502500 | 464500
[5 empty] | 503500464500 | 92 | 503500 | 464500
[5 empty] | 504500464500 | 92 | 504500 | 464500
[5 empty] | 505500464500 | 92 | 505500 | 464500
[5 empty] | 506500464500 | 92 | 506500 | 464500
[5 empty] | 507500464500 | 92 | 507500 | 464500
[5 empty] | 508500464500 | 92 | 508500 | 464500
[5 empty] | 509500464500 | 92 | 509500 | 464500
[5 empty] | 510500464500 | 92 | 510500 | 464500
[5 empty] | 511500464500 | 92 | 511500 | 464500
[5 empty] | 512500464500 | 92 | 512500 | 464500
[5 empty] | 513500464500 | 92 | 513500 | 464500
[5 empty] | 514500464500 | 92 | 514500 | 464500
[5 empty] | 515500464500 | 92 | 515500 | 464500
[5 empty] | 516500464500 | 92 | 516500 | 464500
[5 empty] | 517500464500 | 92 | 517500 | 464500
[5 empty] | 488500463500 | 92 | 488500 | 463500
[5 empty] | 489500463500 | 92 | 489500 | 463500
[5 empty] | 490500463500 | 92 | 490500 | 463500
[5 empty] | 491500463500 | 92 | 491500 | 463500
[5 empty] | 492500463500 | 92 | 492500 | 463500
[5 empty] | 493500463500 | 92 | 493500 | 463500
[5 empty] | 494500463500 | 92 | 494500 | 463500
[5 empty] | 495500463500 | 92 | 495500 | 463500
[5 empty] | 496500463500 | 92 | 496500 | 463500
[5 empty] | 497500463500 | 92 | 497500 | 463500
[5 empty] | 498500463500 | 92 | 498500 | 463500
[5 empty] | 499500463500 | 92 | 499500 | 463500
[5 empty] | 500500463500 | 92 | 500500 | 463500
[5 empty] | 501500463500 | 92 | 501500 | 463500
[5 empty] | 502500463500 | 92 | 502500 | 463500
[5 empty] | 503500463500 | 92 | 503500 | 463500
[5 empty] | 504500463500 | 92 | 504500 | 463500
[5 empty] | 505500463500 | 92 | 505500 | 463500
[5 empty] | 506500463500 | 92 | 506500 | 463500
[5 empty] | 507500463500 | 92 | 507500 | 463500
[5 empty] | 508500463500 | 92 | 508500 | 463500
[5 empty] | 509500463500 | 92 | 509500 | 463500
[5 empty] | 510500463500 | 92 | 510500 | 463500
[5 empty] | 511500463500 | 92 | 511500 | 463500
[5 empty] | 512500463500 | 92 | 512500 | 463500
[5 empty] | 513500463500 | 92 | 513500 | 463500
[5 empty] | 514500463500 | 92 | 514500 | 463500
[5 empty] | 515500463500 | 92 | 515500 | 463500
[5 empty] | 516500463500 | 92 | 516500 | 463500
[5 empty] | 517500463500 | 92 | 517500 | 463500
[5 empty] | 489500462500 | 92 | 489500 | 462500
[5 empty] | 490500462500 | 92 | 490500 | 462500
[5 empty] | 491500462500 | 92 | 491500 | 462500
[5 empty] | 492500462500 | 92 | 492500 | 462500
[5 empty] | 493500462500 | 92 | 493500 | 462500
[5 empty] | 494500462500 | 92 | 494500 | 462500
[5 empty] | 495500462500 | 92 | 495500 | 462500
[5 empty] | 496500462500 | 92 | 496500 | 462500
[5 empty] | 497500462500 | 92 | 497500 | 462500
[5 empty] | 498500462500 | 92 | 498500 | 462500
[5 empty] | 499500462500 | 92 | 499500 | 462500
[5 empty] | 500500462500 | 92 | 500500 | 462500
[5 empty] | 501500462500 | 92 | 501500 | 462500
[5 empty] | 502500462500 | 92 | 502500 | 462500
[5 empty] | 503500462500 | 92 | 503500 | 462500
[5 empty] | 504500462500 | 92 | 504500 | 462500
[5 empty] | 505500462500 | 92 | 505500 | 462500
[5 empty] | 506500462500 | 92 | 506500 | 462500
[5 empty] | 507500462500 | 92 | 507500 | 462500
[5 empty] | 508500462500 | 92 | 508500 | 462500
[5 empty] | 509500462500 | 92 | 509500 | 462500
[5 empty] | 510500462500 | 92 | 510500 | 462500
[5 empty] | 511500462500 | 92 | 511500 | 462500
[5 empty] | 512500462500 | 92 | 512500 | 462500
[5 empty] | 513500462500 | 92 | 513500 | 462500
[5 empty] | 514500462500 | 92 | 514500 | 462500
[5 empty] | 515500462500 | 92 | 515500 | 462500
[5 empty] | 516500462500 | 92 | 516500 | 462500
[5 empty] | 517500462500 | 92 | 517500 | 462500
[5 empty] | 488500461500 | 92 | 488500 | 461500
[5 empty] | 489500461500 | 92 | 489500 | 461500
[5 empty] | 490500461500 | 92 | 490500 | 461500
[5 empty] | 491500461500 | 92 | 491500 | 461500
[5 empty] | 492500461500 | 92 | 492500 | 461500
[5 empty] | 493500461500 | 92 | 493500 | 461500
[5 empty] | 494500461500 | 92 | 494500 | 461500
[5 empty] | 495500461500 | 92 | 495500 | 461500
[5 empty] | 496500461500 | 92 | 496500 | 461500
[5 empty] | 497500461500 | 92 | 497500 | 461500
[5 empty] | 498500461500 | 92 | 498500 | 461500
[5 empty] | 499500461500 | 92 | 499500 | 461500
[5 empty] | 500500461500 | 92 | 500500 | 461500
[5 empty] | 501500461500 | 92 | 501500 | 461500
[5 empty] | 502500461500 | 92 | 502500 | 461500
[5 empty] | 503500461500 | 92 | 503500 | 461500
[5 empty] | 504500461500 | 92 | 504500 | 461500
[5 empty] | 505500461500 | 92 | 505500 | 461500
[5 empty] | 506500461500 | 92 | 506500 | 461500
[5 empty] | 507500461500 | 92 | 507500 | 461500
[5 empty] | 508500461500 | 92 | 508500 | 461500
[5 empty] | 509500461500 | 92 | 509500 | 461500
[5 empty] | 510500461500 | 92 | 510500 | 461500
[5 empty] | 511500461500 | 92 | 511500 | 461500
[5 empty] | 512500461500 | 92 | 512500 | 461500
[5 empty] | 513500461500 | 92 | 513500 | 461500
[5 empty] | 514500461500 | 92 | 514500 | 461500
[5 empty] | 515500461500 | 92 | 515500 | 461500
[5 empty] | 516500461500 | 92 | 516500 | 461500
[5 empty] | 517500461500 | 92 | 517500 | 461500
[5 empty] | 486500460500 | 92 | 486500 | 460500
[5 empty] | 487500460500 | 92 | 487500 | 460500
[5 empty] | 488500460500 | 92 | 488500 | 460500
[5 empty] | 489500460500 | 92 | 489500 | 460500
[5 empty] | 490500460500 | 92 | 490500 | 460500
[5 empty] | 491500460500 | 92 | 491500 | 460500
[5 empty] | 492500460500 | 92 | 492500 | 460500
[5 empty] | 493500460500 | 92 | 493500 | 460500
[5 empty] | 494500460500 | 92 | 494500 | 460500
[5 empty] | 495500460500 | 92 | 495500 | 460500
[5 empty] | 496500460500 | 92 | 496500 | 460500
[5 empty] | 497500460500 | 92 | 497500 | 460500
[5 empty] | 498500460500 | 92 | 498500 | 460500
[5 empty] | 499500460500 | 92 | 499500 | 460500
[5 empty] | 500500460500 | 92 | 500500 | 460500
[5 empty] | 501500460500 | 92 | 501500 | 460500
[5 empty] | 502500460500 | 92 | 502500 | 460500
[5 empty] | 503500460500 | 92 | 503500 | 460500
[5 empty] | 504500460500 | 92 | 504500 | 460500
[5 empty] | 505500460500 | 92 | 505500 | 460500
[5 empty] | 506500460500 | 92 | 506500 | 460500
[5 empty] | 507500460500 | 92 | 507500 | 460500
[5 empty] | 508500460500 | 92 | 508500 | 460500
[5 empty] | 509500460500 | 92 | 509500 | 460500
[5 empty] | 510500460500 | 92 | 510500 | 460500
[5 empty] | 511500460500 | 92 | 511500 | 460500
[5 empty] | 512500460500 | 92 | 512500 | 460500
[5 empty] | 513500460500 | 92 | 513500 | 460500
[5 empty] | 514500460500 | 92 | 514500 | 460500
[5 empty] | 515500460500 | 92 | 515500 | 460500
[5 empty] | 516500460500 | 92 | 516500 | 460500
[5 empty] | 517500460500 | 92 | 517500 | 460500
[5 empty] | 481500459500 | 92 | 481500 | 459500
[5 empty] | 482500459500 | 92 | 482500 | 459500
[5 empty] | 486500459500 | 92 | 486500 | 459500
[5 empty] | 487500459500 | 92 | 487500 | 459500
[5 empty] | 488500459500 | 92 | 488500 | 459500
[5 empty] | 489500459500 | 92 | 489500 | 459500
[5 empty] | 490500459500 | 92 | 490500 | 459500
[5 empty] | 491500459500 | 92 | 491500 | 459500
[5 empty] | 492500459500 | 92 | 492500 | 459500
[5 empty] | 493500459500 | 92 | 493500 | 459500
[5 empty] | 494500459500 | 92 | 494500 | 459500
[5 empty] | 495500459500 | 92 | 495500 | 459500
[5 empty] | 496500459500 | 92 | 496500 | 459500
[5 empty] | 497500459500 | 92 | 497500 | 459500
[5 empty] | 498500459500 | 92 | 498500 | 459500
[5 empty] | 499500459500 | 92 | 499500 | 459500
[5 empty] | 500500459500 | 92 | 500500 | 459500
[5 empty] | 501500459500 | 92 | 501500 | 459500
[5 empty] | 502500459500 | 92 | 502500 | 459500
[5 empty] | 503500459500 | 92 | 503500 | 459500
[5 empty] | 504500459500 | 92 | 504500 | 459500
[5 empty] | 505500459500 | 92 | 505500 | 459500
[5 empty] | 506500459500 | 92 | 506500 | 459500
[5 empty] | 507500459500 | 92 | 507500 | 459500
[5 empty] | 508500459500 | 92 | 508500 | 459500
[5 empty] | 509500459500 | 92 | 509500 | 459500
[5 empty] | 510500459500 | 92 | 510500 | 459500
[5 empty] | 511500459500 | 92 | 511500 | 459500
[5 empty] | 512500459500 | 92 | 512500 | 459500
[5 empty] | 513500459500 | 92 | 513500 | 459500
[5 empty] | 514500459500 | 92 | 514500 | 459500
[5 empty] | 515500459500 | 92 | 515500 | 459500
[5 empty] | 516500459500 | 92 | 516500 | 459500
[5 empty] | 517500459500 | 92 | 517500 | 459500
[5 empty] | 475500458500 | 92 | 475500 | 458500
[5 empty] | 476500458500 | 92 | 476500 | 458500
[5 empty] | 477500458500 | 92 | 477500 | 458500
[5 empty] | 478500458500 | 92 | 478500 | 458500
[5 empty] | 479500458500 | 92 | 479500 | 458500
[5 empty] | 480500458500 | 92 | 480500 | 458500
[5 empty] | 481500458500 | 92 | 481500 | 458500
[5 empty] | 482500458500 | 92 | 482500 | 458500
[5 empty] | 487500458500 | 92 | 487500 | 458500
[5 empty] | 488500458500 | 92 | 488500 | 458500
[5 empty] | 489500458500 | 92 | 489500 | 458500
[5 empty] | 490500458500 | 92 | 490500 | 458500
[5 empty] | 491500458500 | 92 | 491500 | 458500
[5 empty] | 492500458500 | 92 | 492500 | 458500
[5 empty] | 493500458500 | 92 | 493500 | 458500
[5 empty] | 494500458500 | 92 | 494500 | 458500
[5 empty] | 495500458500 | 92 | 495500 | 458500
[5 empty] | 496500458500 | 92 | 496500 | 458500
[5 empty] | 497500458500 | 92 | 497500 | 458500
[5 empty] | 498500458500 | 92 | 498500 | 458500
[5 empty] | 499500458500 | 92 | 499500 | 458500
[5 empty] | 500500458500 | 92 | 500500 | 458500
[5 empty] | 501500458500 | 92 | 501500 | 458500
[5 empty] | 502500458500 | 92 | 502500 | 458500
[5 empty] | 503500458500 | 92 | 503500 | 458500
[5 empty] | 504500458500 | 92 | 504500 | 458500
[5 empty] | 505500458500 | 92 | 505500 | 458500
[5 empty] | 506500458500 | 92 | 506500 | 458500
[5 empty] | 507500458500 | 92 | 507500 | 458500
[5 empty] | 508500458500 | 92 | 508500 | 458500
[5 empty] | 509500458500 | 92 | 509500 | 458500
[5 empty] | 510500458500 | 92 | 510500 | 458500
[5 empty] | 511500458500 | 92 | 511500 | 458500
[5 empty] | 512500458500 | 92 | 512500 | 458500
[5 empty] | 513500458500 | 92 | 513500 | 458500
[5 empty] | 514500458500 | 92 | 514500 | 458500
[5 empty] | 515500458500 | 92 | 515500 | 458500
[5 empty] | 516500458500 | 92 | 516500 | 458500
[5 empty] | 517500458500 | 92 | 517500 | 458500
[5 empty] | 473500457500 | 92 | 473500 | 457500
[5 empty] | 474500457500 | 92 | 474500 | 457500
[5 empty] | 475500457500 | 92 | 475500 | 457500
[5 empty] | 476500457500 | 92 | 476500 | 457500
[5 empty] | 477500457500 | 92 | 477500 | 457500
[5 empty] | 478500457500 | 92 | 478500 | 457500
[5 empty] | 479500457500 | 92 | 479500 | 457500
[5 empty] | 480500457500 | 92 | 480500 | 457500
[5 empty] | 481500457500 | 92 | 481500 | 457500
[5 empty] | 482500457500 | 92 | 482500 | 457500
[5 empty] | 483500457500 | 92 | 483500 | 457500
[5 empty] | 484500457500 | 92 | 484500 | 457500
[5 empty] | 485500457500 | 92 | 485500 | 457500
[5 empty] | 486500457500 | 92 | 486500 | 457500
[5 empty] | 487500457500 | 92 | 487500 | 457500
[5 empty] | 488500457500 | 92 | 488500 | 457500
[5 empty] | 489500457500 | 92 | 489500 | 457500
[5 empty] | 490500457500 | 92 | 490500 | 457500
[5 empty] | 491500457500 | 92 | 491500 | 457500
[5 empty] | 492500457500 | 92 | 492500 | 457500
[5 empty] | 493500457500 | 92 | 493500 | 457500
[5 empty] | 494500457500 | 92 | 494500 | 457500
[5 empty] | 495500457500 | 92 | 495500 | 457500
[5 empty] | 496500457500 | 92 | 496500 | 457500
[5 empty] | 497500457500 | 92 | 497500 | 457500
[5 empty] | 498500457500 | 92 | 498500 | 457500
[5 empty] | 499500457500 | 92 | 499500 | 457500
[5 empty] | 500500457500 | 92 | 500500 | 457500
[5 empty] | 501500457500 | 92 | 501500 | 457500
[5 empty] | 502500457500 | 92 | 502500 | 457500
[5 empty] | 503500457500 | 92 | 503500 | 457500
[5 empty] | 504500457500 | 92 | 504500 | 457500
[5 empty] | 505500457500 | 92 | 505500 | 457500
[5 empty] | 506500457500 | 92 | 506500 | 457500
[5 empty] | 507500457500 | 92 | 507500 | 457500
[5 empty] | 508500457500 | 92 | 508500 | 457500
[5 empty] | 509500457500 | 92 | 509500 | 457500
[5 empty] | 510500457500 | 92 | 510500 | 457500
[5 empty] | 511500457500 | 92 | 511500 | 457500
[5 empty] | 512500457500 | 92 | 512500 | 457500
[5 empty] | 513500457500 | 92 | 513500 | 457500
[5 empty] | 514500457500 | 92 | 514500 | 457500
[5 empty] | 515500457500 | 92 | 515500 | 457500
[5 empty] | 516500457500 | 92 | 516500 | 457500
[5 empty] | 517500457500 | 92 | 517500 | 457500
[5 empty] | 472500456500 | 92 | 472500 | 456500
[5 empty] | 473500456500 | 92 | 473500 | 456500
[5 empty] | 474500456500 | 92 | 474500 | 456500
[5 empty] | 475500456500 | 92 | 475500 | 456500
[5 empty] | 476500456500 | 92 | 476500 | 456500
[5 empty] | 477500456500 | 92 | 477500 | 456500
[5 empty] | 478500456500 | 92 | 478500 | 456500
[5 empty] | 479500456500 | 92 | 479500 | 456500
[5 empty] | 480500456500 | 92 | 480500 | 456500
[5 empty] | 481500456500 | 92 | 481500 | 456500
[5 empty] | 482500456500 | 92 | 482500 | 456500
[5 empty] | 483500456500 | 92 | 483500 | 456500
[5 empty] | 484500456500 | 92 | 484500 | 456500
[5 empty] | 485500456500 | 92 | 485500 | 456500
[5 empty] | 486500456500 | 92 | 486500 | 456500
[5 empty] | 487500456500 | 92 | 487500 | 456500
[5 empty] | 488500456500 | 92 | 488500 | 456500
[5 empty] | 489500456500 | 92 | 489500 | 456500
[5 empty] | 490500456500 | 92 | 490500 | 456500
[5 empty] | 491500456500 | 92 | 491500 | 456500
[5 empty] | 492500456500 | 92 | 492500 | 456500
[5 empty] | 493500456500 | 92 | 493500 | 456500
[5 empty] | 494500456500 | 92 | 494500 | 456500
[5 empty] | 495500456500 | 92 | 495500 | 456500
[5 empty] | 496500456500 | 92 | 496500 | 456500
[5 empty] | 497500456500 | 92 | 497500 | 456500
[5 empty] | 498500456500 | 92 | 498500 | 456500
[5 empty] | 499500456500 | 92 | 499500 | 456500
[5 empty] | 500500456500 | 92 | 500500 | 456500
[5 empty] | 501500456500 | 92 | 501500 | 456500
[5 empty] | 502500456500 | 92 | 502500 | 456500
[5 empty] | 503500456500 | 92 | 503500 | 456500
[5 empty] | 504500456500 | 92 | 504500 | 456500
[5 empty] | 505500456500 | 92 | 505500 | 456500
[5 empty] | 506500456500 | 92 | 506500 | 456500
[5 empty] | 507500456500 | 92 | 507500 | 456500
[5 empty] | 508500456500 | 92 | 508500 | 456500
[5 empty] | 509500456500 | 92 | 509500 | 456500
[5 empty] | 510500456500 | 92 | 510500 | 456500
[5 empty] | 511500456500 | 92 | 511500 | 456500
[5 empty] | 512500456500 | 92 | 512500 | 456500
[5 empty] | 513500456500 | 92 | 513500 | 456500
[5 empty] | 514500456500 | 92 | 514500 | 456500
[5 empty] | 515500456500 | 92 | 515500 | 456500
[5 empty] | 516500456500 | 92 | 516500 | 456500
[5 empty] | 517500456500 | 92 | 517500 | 456500
[5 empty] | 471500455500 | 92 | 471500 | 455500
[5 empty] | 472500455500 | 92 | 472500 | 455500
[5 empty] | 473500455500 | 92 | 473500 | 455500
[5 empty] | 474500455500 | 92 | 474500 | 455500
[5 empty] | 475500455500 | 92 | 475500 | 455500
[5 empty] | 476500455500 | 92 | 476500 | 455500
[5 empty] | 477500455500 | 92 | 477500 | 455500
[5 empty] | 478500455500 | 92 | 478500 | 455500
[5 empty] | 479500455500 | 92 | 479500 | 455500
[5 empty] | 480500455500 | 92 | 480500 | 455500
[5 empty] | 481500455500 | 92 | 481500 | 455500
[5 empty] | 482500455500 | 92 | 482500 | 455500
[5 empty] | 483500455500 | 92 | 483500 | 455500
[5 empty] | 484500455500 | 92 | 484500 | 455500
[5 empty] | 485500455500 | 92 | 485500 | 455500
[5 empty] | 486500455500 | 92 | 486500 | 455500
[5 empty] | 487500455500 | 92 | 487500 | 455500
[5 empty] | 488500455500 | 92 | 488500 | 455500
[5 empty] | 489500455500 | 92 | 489500 | 455500
[5 empty] | 490500455500 | 92 | 490500 | 455500
[5 empty] | 491500455500 | 92 | 491500 | 455500
[5 empty] | 492500455500 | 92 | 492500 | 455500
[5 empty] | 493500455500 | 92 | 493500 | 455500
[5 empty] | 494500455500 | 92 | 494500 | 455500
[5 empty] | 495500455500 | 92 | 495500 | 455500
[5 empty] | 496500455500 | 92 | 496500 | 455500
[5 empty] | 497500455500 | 92 | 497500 | 455500
[5 empty] | 498500455500 | 92 | 498500 | 455500
[5 empty] | 499500455500 | 92 | 499500 | 455500
[5 empty] | 500500455500 | 92 | 500500 | 455500
[5 empty] | 501500455500 | 92 | 501500 | 455500
[5 empty] | 502500455500 | 92 | 502500 | 455500
[5 empty] | 503500455500 | 92 | 503500 | 455500
[5 empty] | 504500455500 | 92 | 504500 | 455500
[5 empty] | 505500455500 | 92 | 505500 | 455500
[5 empty] | 506500455500 | 92 | 506500 | 455500
[5 empty] | 507500455500 | 92 | 507500 | 455500
[5 empty] | 508500455500 | 92 | 508500 | 455500
[5 empty] | 509500455500 | 92 | 509500 | 455500
[5 empty] | 510500455500 | 92 | 510500 | 455500
[5 empty] | 511500455500 | 92 | 511500 | 455500
[5 empty] | 512500455500 | 92 | 512500 | 455500
[5 empty] | 513500455500 | 92 | 513500 | 455500
[5 empty] | 514500455500 | 92 | 514500 | 455500
[5 empty] | 515500455500 | 92 | 515500 | 455500
[5 empty] | 516500455500 | 92 | 516500 | 455500
[5 empty] | 517500455500 | 92 | 517500 | 455500
[5 empty] | 518500455500 | 92 | 518500 | 455500
[5 empty] | 470500454500 | 92 | 470500 | 454500
[5 empty] | 471500454500 | 92 | 471500 | 454500
[5 empty] | 472500454500 | 92 | 472500 | 454500
[5 empty] | 473500454500 | 92 | 473500 | 454500
[5 empty] | 474500454500 | 92 | 474500 | 454500
[5 empty] | 475500454500 | 92 | 475500 | 454500
[5 empty] | 476500454500 | 92 | 476500 | 454500
[5 empty] | 477500454500 | 92 | 477500 | 454500
[5 empty] | 478500454500 | 92 | 478500 | 454500
[5 empty] | 479500454500 | 92 | 479500 | 454500
[5 empty] | 480500454500 | 92 | 480500 | 454500
[5 empty] | 481500454500 | 92 | 481500 | 454500
[5 empty] | 482500454500 | 92 | 482500 | 454500
[5 empty] | 483500454500 | 92 | 483500 | 454500
[5 empty] | 484500454500 | 92 | 484500 | 454500
[5 empty] | 485500454500 | 92 | 485500 | 454500
[5 empty] | 486500454500 | 92 | 486500 | 454500
[5 empty] | 487500454500 | 92 | 487500 | 454500
[5 empty] | 488500454500 | 92 | 488500 | 454500
[5 empty] | 489500454500 | 92 | 489500 | 454500
[5 empty] | 490500454500 | 92 | 490500 | 454500
[5 empty] | 491500454500 | 92 | 491500 | 454500
[5 empty] | 492500454500 | 92 | 492500 | 454500
[5 empty] | 493500454500 | 92 | 493500 | 454500
[5 empty] | 494500454500 | 92 | 494500 | 454500
[5 empty] | 495500454500 | 92 | 495500 | 454500
[5 empty] | 496500454500 | 92 | 496500 | 454500
[5 empty] | 497500454500 | 92 | 497500 | 454500
[5 empty] | 498500454500 | 92 | 498500 | 454500
[5 empty] | 499500454500 | 92 | 499500 | 454500
[5 empty] | 500500454500 | 92 | 500500 | 454500
[5 empty] | 501500454500 | 92 | 501500 | 454500
[5 empty] | 502500454500 | 92 | 502500 | 454500
[5 empty] | 503500454500 | 92 | 503500 | 454500
[5 empty] | 504500454500 | 92 | 504500 | 454500
[5 empty] | 505500454500 | 92 | 505500 | 454500
[5 empty] | 506500454500 | 92 | 506500 | 454500
[5 empty] | 507500454500 | 92 | 507500 | 454500
[5 empty] | 508500454500 | 92 | 508500 | 454500
[5 empty] | 509500454500 | 92 | 509500 | 454500
[5 empty] | 510500454500 | 92 | 510500 | 454500
[5 empty] | 511500454500 | 92 | 511500 | 454500
[5 empty] | 512500454500 | 92 | 512500 | 454500
[5 empty] | 513500454500 | 92 | 513500 | 454500
[5 empty] | 514500454500 | 92 | 514500 | 454500
[5 empty] | 515500454500 | 92 | 515500 | 454500
[5 empty] | 516500454500 | 92 | 516500 | 454500
[5 empty] | 517500454500 | 92 | 517500 | 454500
[5 empty] | 518500454500 | 92 | 518500 | 454500
[5 empty] | 470500453500 | 92 | 470500 | 453500
[5 empty] | 471500453500 | 92 | 471500 | 453500
[5 empty] | 472500453500 | 92 | 472500 | 453500
[5 empty] | 473500453500 | 92 | 473500 | 453500
[5 empty] | 474500453500 | 92 | 474500 | 453500
[5 empty] | 475500453500 | 92 | 475500 | 453500
[5 empty] | 476500453500 | 92 | 476500 | 453500
[5 empty] | 477500453500 | 92 | 477500 | 453500
[5 empty] | 478500453500 | 92 | 478500 | 453500
[5 empty] | 479500453500 | 92 | 479500 | 453500
[5 empty] | 480500453500 | 92 | 480500 | 453500
[5 empty] | 481500453500 | 92 | 481500 | 453500
[5 empty] | 482500453500 | 92 | 482500 | 453500
[5 empty] | 483500453500 | 92 | 483500 | 453500
[5 empty] | 484500453500 | 92 | 484500 | 453500
[5 empty] | 485500453500 | 92 | 485500 | 453500
[5 empty] | 486500453500 | 92 | 486500 | 453500
[5 empty] | 487500453500 | 92 | 487500 | 453500
[5 empty] | 488500453500 | 92 | 488500 | 453500
[5 empty] | 489500453500 | 92 | 489500 | 453500
[5 empty] | 490500453500 | 92 | 490500 | 453500
[5 empty] | 491500453500 | 92 | 491500 | 453500
[5 empty] | 492500453500 | 92 | 492500 | 453500
[5 empty] | 493500453500 | 92 | 493500 | 453500
[5 empty] | 494500453500 | 92 | 494500 | 453500
[5 empty] | 495500453500 | 92 | 495500 | 453500
[5 empty] | 496500453500 | 92 | 496500 | 453500
[5 empty] | 497500453500 | 92 | 497500 | 453500
[5 empty] | 498500453500 | 92 | 498500 | 453500
[5 empty] | 499500453500 | 92 | 499500 | 453500
[5 empty] | 500500453500 | 92 | 500500 | 453500
[5 empty] | 501500453500 | 92 | 501500 | 453500
[5 empty] | 502500453500 | 92 | 502500 | 453500
[5 empty] | 503500453500 | 92 | 503500 | 453500
[5 empty] | 504500453500 | 92 | 504500 | 453500
[5 empty] | 505500453500 | 92 | 505500 | 453500
[5 empty] | 506500453500 | 92 | 506500 | 453500
[5 empty] | 507500453500 | 92 | 507500 | 453500
[5 empty] | 508500453500 | 92 | 508500 | 453500
[5 empty] | 509500453500 | 92 | 509500 | 453500
[5 empty] | 510500453500 | 92 | 510500 | 453500
[5 empty] | 511500453500 | 92 | 511500 | 453500
[5 empty] | 512500453500 | 92 | 512500 | 453500
[5 empty] | 513500453500 | 92 | 513500 | 453500
[5 empty] | 514500453500 | 92 | 514500 | 453500
[5 empty] | 515500453500 | 92 | 515500 | 453500
[5 empty] | 516500453500 | 92 | 516500 | 453500
[5 empty] | 517500453500 | 92 | 517500 | 453500
[5 empty] | 518500453500 | 92 | 518500 | 453500
[5 empty] | 519500453500 | 92 | 519500 | 453500
[5 empty] | 471500452500 | 92 | 471500 | 452500
[5 empty] | 472500452500 | 92 | 472500 | 452500
[5 empty] | 473500452500 | 92 | 473500 | 452500
[5 empty] | 474500452500 | 92 | 474500 | 452500
[5 empty] | 475500452500 | 92 | 475500 | 452500
[5 empty] | 476500452500 | 92 | 476500 | 452500
[5 empty] | 477500452500 | 92 | 477500 | 452500
[5 empty] | 478500452500 | 92 | 478500 | 452500
[5 empty] | 479500452500 | 92 | 479500 | 452500
[5 empty] | 480500452500 | 92 | 480500 | 452500
[5 empty] | 481500452500 | 92 | 481500 | 452500
[5 empty] | 482500452500 | 92 | 482500 | 452500
[5 empty] | 483500452500 | 92 | 483500 | 452500
[5 empty] | 484500452500 | 92 | 484500 | 452500
[5 empty] | 485500452500 | 92 | 485500 | 452500
[5 empty] | 486500452500 | 92 | 486500 | 452500
[5 empty] | 487500452500 | 92 | 487500 | 452500
[5 empty] | 488500452500 | 92 | 488500 | 452500
[5 empty] | 489500452500 | 92 | 489500 | 452500
[5 empty] | 490500452500 | 92 | 490500 | 452500
[5 empty] | 491500452500 | 92 | 491500 | 452500
[5 empty] | 492500452500 | 92 | 492500 | 452500
[5 empty] | 493500452500 | 92 | 493500 | 452500
[5 empty] | 494500452500 | 92 | 494500 | 452500
[5 empty] | 495500452500 | 92 | 495500 | 452500
[5 empty] | 496500452500 | 92 | 496500 | 452500
[5 empty] | 497500452500 | 92 | 497500 | 452500
[5 empty] | 498500452500 | 92 | 498500 | 452500
[5 empty] | 499500452500 | 92 | 499500 | 452500
[5 empty] | 500500452500 | 92 | 500500 | 452500
[5 empty] | 501500452500 | 92 | 501500 | 452500
[5 empty] | 502500452500 | 92 | 502500 | 452500
[5 empty] | 503500452500 | 92 | 503500 | 452500
[5 empty] | 504500452500 | 92 | 504500 | 452500
[5 empty] | 505500452500 | 92 | 505500 | 452500
[5 empty] | 506500452500 | 92 | 506500 | 452500
[5 empty] | 507500452500 | 92 | 507500 | 452500
[5 empty] | 508500452500 | 92 | 508500 | 452500
[5 empty] | 509500452500 | 92 | 509500 | 452500
[5 empty] | 510500452500 | 92 | 510500 | 452500
[5 empty] | 511500452500 | 92 | 511500 | 452500
[5 empty] | 512500452500 | 92 | 512500 | 452500
[5 empty] | 513500452500 | 92 | 513500 | 452500
[5 empty] | 514500452500 | 92 | 514500 | 452500
[5 empty] | 515500452500 | 92 | 515500 | 452500
[5 empty] | 516500452500 | 92 | 516500 | 452500
[5 empty] | 517500452500 | 92 | 517500 | 452500
[5 empty] | 518500452500 | 92 | 518500 | 452500
[5 empty] | 519500452500 | 92 | 519500 | 452500
[5 empty] | 471500451500 | 92 | 471500 | 451500
[5 empty] | 472500451500 | 92 | 472500 | 451500
[5 empty] | 473500451500 | 92 | 473500 | 451500
[5 empty] | 474500451500 | 92 | 474500 | 451500
[5 empty] | 475500451500 | 92 | 475500 | 451500
[5 empty] | 476500451500 | 92 | 476500 | 451500
[5 empty] | 477500451500 | 92 | 477500 | 451500
[5 empty] | 478500451500 | 92 | 478500 | 451500
[5 empty] | 479500451500 | 92 | 479500 | 451500
[5 empty] | 480500451500 | 92 | 480500 | 451500
[5 empty] | 481500451500 | 92 | 481500 | 451500
[5 empty] | 482500451500 | 92 | 482500 | 451500
[5 empty] | 483500451500 | 92 | 483500 | 451500
[5 empty] | 484500451500 | 92 | 484500 | 451500
[5 empty] | 485500451500 | 92 | 485500 | 451500
[5 empty] | 486500451500 | 92 | 486500 | 451500
[5 empty] | 487500451500 | 92 | 487500 | 451500
[5 empty] | 488500451500 | 92 | 488500 | 451500
[5 empty] | 489500451500 | 92 | 489500 | 451500
[5 empty] | 490500451500 | 92 | 490500 | 451500
[5 empty] | 491500451500 | 92 | 491500 | 451500
[5 empty] | 492500451500 | 92 | 492500 | 451500
[5 empty] | 493500451500 | 92 | 493500 | 451500
[5 empty] | 494500451500 | 92 | 494500 | 451500
[5 empty] | 495500451500 | 92 | 495500 | 451500
[5 empty] | 496500451500 | 92 | 496500 | 451500
[5 empty] | 497500451500 | 92 | 497500 | 451500
[5 empty] | 498500451500 | 92 | 498500 | 451500
[5 empty] | 499500451500 | 92 | 499500 | 451500
[5 empty] | 500500451500 | 92 | 500500 | 451500
[5 empty] | 501500451500 | 92 | 501500 | 451500
[5 empty] | 502500451500 | 92 | 502500 | 451500
[5 empty] | 503500451500 | 92 | 503500 | 451500
[5 empty] | 504500451500 | 92 | 504500 | 451500
[5 empty] | 505500451500 | 92 | 505500 | 451500
[5 empty] | 506500451500 | 92 | 506500 | 451500
[5 empty] | 507500451500 | 92 | 507500 | 451500
[5 empty] | 508500451500 | 92 | 508500 | 451500
[5 empty] | 509500451500 | 92 | 509500 | 451500
[5 empty] | 510500451500 | 92 | 510500 | 451500
[5 empty] | 511500451500 | 92 | 511500 | 451500
[5 empty] | 512500451500 | 92 | 512500 | 451500
[5 empty] | 513500451500 | 92 | 513500 | 451500
[5 empty] | 514500451500 | 92 | 514500 | 451500
[5 empty] | 515500451500 | 92 | 515500 | 451500
[5 empty] | 516500451500 | 92 | 516500 | 451500
[5 empty] | 517500451500 | 92 | 517500 | 451500
[5 empty] | 518500451500 | 92 | 518500 | 451500
[5 empty] | 519500451500 | 92 | 519500 | 451500
[5 empty] | 471500450500 | 92 | 471500 | 450500
[5 empty] | 472500450500 | 92 | 472500 | 450500
[5 empty] | 473500450500 | 92 | 473500 | 450500
[5 empty] | 474500450500 | 92 | 474500 | 450500
[5 empty] | 475500450500 | 92 | 475500 | 450500
[5 empty] | 476500450500 | 92 | 476500 | 450500
[5 empty] | 477500450500 | 92 | 477500 | 450500
[5 empty] | 478500450500 | 92 | 478500 | 450500
[5 empty] | 479500450500 | 92 | 479500 | 450500
[5 empty] | 480500450500 | 92 | 480500 | 450500
[5 empty] | 481500450500 | 92 | 481500 | 450500
[5 empty] | 482500450500 | 92 | 482500 | 450500
[5 empty] | 483500450500 | 92 | 483500 | 450500
[5 empty] | 484500450500 | 92 | 484500 | 450500
[5 empty] | 485500450500 | 92 | 485500 | 450500
[5 empty] | 486500450500 | 92 | 486500 | 450500
[5 empty] | 487500450500 | 92 | 487500 | 450500
[5 empty] | 488500450500 | 92 | 488500 | 450500
[5 empty] | 489500450500 | 92 | 489500 | 450500
[5 empty] | 490500450500 | 92 | 490500 | 450500
[5 empty] | 491500450500 | 92 | 491500 | 450500
[5 empty] | 492500450500 | 92 | 492500 | 450500
[5 empty] | 493500450500 | 92 | 493500 | 450500
[5 empty] | 494500450500 | 92 | 494500 | 450500
[5 empty] | 495500450500 | 92 | 495500 | 450500
[5 empty] | 496500450500 | 92 | 496500 | 450500
[5 empty] | 497500450500 | 92 | 497500 | 450500
[5 empty] | 498500450500 | 92 | 498500 | 450500
[5 empty] | 499500450500 | 92 | 499500 | 450500
[5 empty] | 500500450500 | 92 | 500500 | 450500
[5 empty] | 501500450500 | 92 | 501500 | 450500
[5 empty] | 502500450500 | 92 | 502500 | 450500
[5 empty] | 503500450500 | 92 | 503500 | 450500
[5 empty] | 504500450500 | 92 | 504500 | 450500
[5 empty] | 505500450500 | 92 | 505500 | 450500
[5 empty] | 506500450500 | 92 | 506500 | 450500
[5 empty] | 507500450500 | 92 | 507500 | 450500
[5 empty] | 508500450500 | 92 | 508500 | 450500
[5 empty] | 509500450500 | 92 | 509500 | 450500
[5 empty] | 510500450500 | 92 | 510500 | 450500
[5 empty] | 511500450500 | 92 | 511500 | 450500
[5 empty] | 512500450500 | 92 | 512500 | 450500
[5 empty] | 513500450500 | 92 | 513500 | 450500
[5 empty] | 514500450500 | 92 | 514500 | 450500
[5 empty] | 515500450500 | 92 | 515500 | 450500
[5 empty] | 516500450500 | 92 | 516500 | 450500
[5 empty] | 517500450500 | 92 | 517500 | 450500
[5 empty] | 518500450500 | 92 | 518500 | 450500
[5 empty] | 519500450500 | 92 | 519500 | 450500
[5 empty] | 520500450500 | 92 | 520500 | 450500
[5 empty] | 471500449500 | 92 | 471500 | 449500
[5 empty] | 472500449500 | 92 | 472500 | 449500
[5 empty] | 473500449500 | 92 | 473500 | 449500
[5 empty] | 474500449500 | 92 | 474500 | 449500
[5 empty] | 475500449500 | 92 | 475500 | 449500
[5 empty] | 476500449500 | 92 | 476500 | 449500
[5 empty] | 477500449500 | 92 | 477500 | 449500
[5 empty] | 478500449500 | 92 | 478500 | 449500
[5 empty] | 479500449500 | 92 | 479500 | 449500
[5 empty] | 480500449500 | 92 | 480500 | 449500
[5 empty] | 481500449500 | 92 | 481500 | 449500
[5 empty] | 482500449500 | 92 | 482500 | 449500
[5 empty] | 483500449500 | 92 | 483500 | 449500
[5 empty] | 484500449500 | 92 | 484500 | 449500
[5 empty] | 485500449500 | 92 | 485500 | 449500
[5 empty] | 486500449500 | 92 | 486500 | 449500
[5 empty] | 487500449500 | 92 | 487500 | 449500
[5 empty] | 488500449500 | 92 | 488500 | 449500
[5 empty] | 489500449500 | 92 | 489500 | 449500
[5 empty] | 490500449500 | 92 | 490500 | 449500
[5 empty] | 491500449500 | 92 | 491500 | 449500
[5 empty] | 492500449500 | 92 | 492500 | 449500
[5 empty] | 493500449500 | 92 | 493500 | 449500
[5 empty] | 494500449500 | 92 | 494500 | 449500
[5 empty] | 495500449500 | 92 | 495500 | 449500
[5 empty] | 496500449500 | 92 | 496500 | 449500
[5 empty] | 497500449500 | 92 | 497500 | 449500
[5 empty] | 498500449500 | 92 | 498500 | 449500
[5 empty] | 499500449500 | 92 | 499500 | 449500
[5 empty] | 500500449500 | 92 | 500500 | 449500
[5 empty] | 501500449500 | 92 | 501500 | 449500
[5 empty] | 502500449500 | 92 | 502500 | 449500
[5 empty] | 503500449500 | 92 | 503500 | 449500
[5 empty] | 504500449500 | 92 | 504500 | 449500
[5 empty] | 505500449500 | 92 | 505500 | 449500
[5 empty] | 506500449500 | 92 | 506500 | 449500
[5 empty] | 507500449500 | 92 | 507500 | 449500
[5 empty] | 508500449500 | 92 | 508500 | 449500
[5 empty] | 509500449500 | 92 | 509500 | 449500
[5 empty] | 510500449500 | 92 | 510500 | 449500
[5 empty] | 511500449500 | 92 | 511500 | 449500
[5 empty] | 512500449500 | 92 | 512500 | 449500
[5 empty] | 513500449500 | 92 | 513500 | 449500
[5 empty] | 514500449500 | 92 | 514500 | 449500
[5 empty] | 515500449500 | 92 | 515500 | 449500
[5 empty] | 516500449500 | 92 | 516500 | 449500
[5 empty] | 517500449500 | 92 | 517500 | 449500
[5 empty] | 518500449500 | 92 | 518500 | 449500
[5 empty] | 519500449500 | 92 | 519500 | 449500
[5 empty] | 520500449500 | 92 | 520500 | 449500
[5 empty] | 471500448500 | 92 | 471500 | 448500
[5 empty] | 472500448500 | 92 | 472500 | 448500
[5 empty] | 473500448500 | 92 | 473500 | 448500
[5 empty] | 474500448500 | 92 | 474500 | 448500
[5 empty] | 475500448500 | 92 | 475500 | 448500
[5 empty] | 476500448500 | 92 | 476500 | 448500
[5 empty] | 477500448500 | 92 | 477500 | 448500
[5 empty] | 478500448500 | 92 | 478500 | 448500
[5 empty] | 479500448500 | 92 | 479500 | 448500
[5 empty] | 480500448500 | 92 | 480500 | 448500
[5 empty] | 481500448500 | 92 | 481500 | 448500
[5 empty] | 482500448500 | 92 | 482500 | 448500
[5 empty] | 483500448500 | 92 | 483500 | 448500
[5 empty] | 484500448500 | 92 | 484500 | 448500
[5 empty] | 485500448500 | 92 | 485500 | 448500
[5 empty] | 486500448500 | 92 | 486500 | 448500
[5 empty] | 487500448500 | 92 | 487500 | 448500
[5 empty] | 488500448500 | 92 | 488500 | 448500
[5 empty] | 489500448500 | 92 | 489500 | 448500
[5 empty] | 490500448500 | 92 | 490500 | 448500
[5 empty] | 491500448500 | 92 | 491500 | 448500
[5 empty] | 492500448500 | 92 | 492500 | 448500
[5 empty] | 493500448500 | 92 | 493500 | 448500
[5 empty] | 494500448500 | 92 | 494500 | 448500
[5 empty] | 495500448500 | 92 | 495500 | 448500
[5 empty] | 496500448500 | 92 | 496500 | 448500
[5 empty] | 497500448500 | 92 | 497500 | 448500
[5 empty] | 498500448500 | 92 | 498500 | 448500
[5 empty] | 499500448500 | 92 | 499500 | 448500
[5 empty] | 500500448500 | 92 | 500500 | 448500
[5 empty] | 501500448500 | 92 | 501500 | 448500
[5 empty] | 502500448500 | 92 | 502500 | 448500
[5 empty] | 503500448500 | 92 | 503500 | 448500
[5 empty] | 504500448500 | 92 | 504500 | 448500
[5 empty] | 505500448500 | 92 | 505500 | 448500
[5 empty] | 506500448500 | 92 | 506500 | 448500
[5 empty] | 507500448500 | 92 | 507500 | 448500
[5 empty] | 508500448500 | 92 | 508500 | 448500
[5 empty] | 509500448500 | 92 | 509500 | 448500
[5 empty] | 510500448500 | 92 | 510500 | 448500
[5 empty] | 511500448500 | 92 | 511500 | 448500
[5 empty] | 512500448500 | 92 | 512500 | 448500
[5 empty] | 513500448500 | 92 | 513500 | 448500
[5 empty] | 514500448500 | 92 | 514500 | 448500
[5 empty] | 515500448500 | 92 | 515500 | 448500
[5 empty] | 516500448500 | 92 | 516500 | 448500
[5 empty] | 517500448500 | 92 | 517500 | 448500
[5 empty] | 518500448500 | 92 | 518500 | 448500
[5 empty] | 519500448500 | 92 | 519500 | 448500
[5 empty] | 520500448500 | 92 | 520500 | 448500
[5 empty] | 471500447500 | 92 | 471500 | 447500
[5 empty] | 472500447500 | 92 | 472500 | 447500
[5 empty] | 473500447500 | 92 | 473500 | 447500
[5 empty] | 474500447500 | 92 | 474500 | 447500
[5 empty] | 475500447500 | 92 | 475500 | 447500
[5 empty] | 476500447500 | 92 | 476500 | 447500
[5 empty] | 477500447500 | 92 | 477500 | 447500
[5 empty] | 478500447500 | 92 | 478500 | 447500
[5 empty] | 479500447500 | 92 | 479500 | 447500
[5 empty] | 480500447500 | 92 | 480500 | 447500
[5 empty] | 481500447500 | 92 | 481500 | 447500
[5 empty] | 482500447500 | 92 | 482500 | 447500
[5 empty] | 483500447500 | 92 | 483500 | 447500
[5 empty] | 484500447500 | 92 | 484500 | 447500
[5 empty] | 485500447500 | 92 | 485500 | 447500
[5 empty] | 486500447500 | 92 | 486500 | 447500
[5 empty] | 487500447500 | 92 | 487500 | 447500
[5 empty] | 488500447500 | 92 | 488500 | 447500
[5 empty] | 489500447500 | 92 | 489500 | 447500
[5 empty] | 490500447500 | 92 | 490500 | 447500
[5 empty] | 491500447500 | 92 | 491500 | 447500
[5 empty] | 492500447500 | 92 | 492500 | 447500
[5 empty] | 493500447500 | 92 | 493500 | 447500
[5 empty] | 494500447500 | 92 | 494500 | 447500
[5 empty] | 495500447500 | 92 | 495500 | 447500
[5 empty] | 496500447500 | 92 | 496500 | 447500
[5 empty] | 497500447500 | 92 | 497500 | 447500
[5 empty] | 498500447500 | 92 | 498500 | 447500
[5 empty] | 499500447500 | 92 | 499500 | 447500
[5 empty] | 500500447500 | 92 | 500500 | 447500
[5 empty] | 501500447500 | 92 | 501500 | 447500
[5 empty] | 502500447500 | 92 | 502500 | 447500
[5 empty] | 503500447500 | 92 | 503500 | 447500
[5 empty] | 504500447500 | 92 | 504500 | 447500
[5 empty] | 505500447500 | 92 | 505500 | 447500
[5 empty] | 506500447500 | 92 | 506500 | 447500
[5 empty] | 507500447500 | 92 | 507500 | 447500
[5 empty] | 508500447500 | 92 | 508500 | 447500
[5 empty] | 509500447500 | 92 | 509500 | 447500
[5 empty] | 510500447500 | 92 | 510500 | 447500
[5 empty] | 511500447500 | 92 | 511500 | 447500
[5 empty] | 512500447500 | 92 | 512500 | 447500
[5 empty] | 513500447500 | 92 | 513500 | 447500
[5 empty] | 514500447500 | 92 | 514500 | 447500
[5 empty] | 515500447500 | 92 | 515500 | 447500
[5 empty] | 516500447500 | 92 | 516500 | 447500
[5 empty] | 517500447500 | 92 | 517500 | 447500
[5 empty] | 518500447500 | 92 | 518500 | 447500
[5 empty] | 519500447500 | 92 | 519500 | 447500
[5 empty] | 520500447500 | 92 | 520500 | 447500
[5 empty] | 521500447500 | 92 | 521500 | 447500
[5 empty] | 470500446500 | 92 | 470500 | 446500
[5 empty] | 471500446500 | 92 | 471500 | 446500
[5 empty] | 472500446500 | 92 | 472500 | 446500
[5 empty] | 473500446500 | 92 | 473500 | 446500
[5 empty] | 474500446500 | 92 | 474500 | 446500
[5 empty] | 475500446500 | 92 | 475500 | 446500
[5 empty] | 476500446500 | 92 | 476500 | 446500
[5 empty] | 477500446500 | 92 | 477500 | 446500
[5 empty] | 478500446500 | 92 | 478500 | 446500
[5 empty] | 479500446500 | 92 | 479500 | 446500
[5 empty] | 480500446500 | 92 | 480500 | 446500
[5 empty] | 481500446500 | 92 | 481500 | 446500
[5 empty] | 482500446500 | 92 | 482500 | 446500
[5 empty] | 483500446500 | 92 | 483500 | 446500
[5 empty] | 484500446500 | 92 | 484500 | 446500
[5 empty] | 485500446500 | 92 | 485500 | 446500
[5 empty] | 486500446500 | 92 | 486500 | 446500
[5 empty] | 487500446500 | 92 | 487500 | 446500
[5 empty] | 488500446500 | 92 | 488500 | 446500
[5 empty] | 489500446500 | 92 | 489500 | 446500
[5 empty] | 490500446500 | 92 | 490500 | 446500
[5 empty] | 491500446500 | 92 | 491500 | 446500
[5 empty] | 492500446500 | 92 | 492500 | 446500
[5 empty] | 493500446500 | 92 | 493500 | 446500
[5 empty] | 494500446500 | 92 | 494500 | 446500
[5 empty] | 495500446500 | 92 | 495500 | 446500
[5 empty] | 496500446500 | 92 | 496500 | 446500
[5 empty] | 497500446500 | 92 | 497500 | 446500
[5 empty] | 498500446500 | 92 | 498500 | 446500
[5 empty] | 499500446500 | 92 | 499500 | 446500
[5 empty] | 500500446500 | 92 | 500500 | 446500
[5 empty] | 501500446500 | 92 | 501500 | 446500
[5 empty] | 502500446500 | 92 | 502500 | 446500
[5 empty] | 503500446500 | 92 | 503500 | 446500
[5 empty] | 504500446500 | 92 | 504500 | 446500
[5 empty] | 505500446500 | 92 | 505500 | 446500
[5 empty] | 506500446500 | 92 | 506500 | 446500
[5 empty] | 507500446500 | 92 | 507500 | 446500
[5 empty] | 508500446500 | 92 | 508500 | 446500
[5 empty] | 509500446500 | 92 | 509500 | 446500
[5 empty] | 510500446500 | 92 | 510500 | 446500
[5 empty] | 511500446500 | 92 | 511500 | 446500
[5 empty] | 512500446500 | 92 | 512500 | 446500
[5 empty] | 513500446500 | 92 | 513500 | 446500
[5 empty] | 514500446500 | 92 | 514500 | 446500
[5 empty] | 515500446500 | 92 | 515500 | 446500
[5 empty] | 516500446500 | 92 | 516500 | 446500
[5 empty] | 517500446500 | 92 | 517500 | 446500
[5 empty] | 518500446500 | 92 | 518500 | 446500
[5 empty] | 519500446500 | 92 | 519500 | 446500
[5 empty] | 520500446500 | 92 | 520500 | 446500
[5 empty] | 521500446500 | 92 | 521500 | 446500
[5 empty] | 470500445500 | 92 | 470500 | 445500
[5 empty] | 471500445500 | 92 | 471500 | 445500
[5 empty] | 472500445500 | 92 | 472500 | 445500
[5 empty] | 473500445500 | 92 | 473500 | 445500
[5 empty] | 474500445500 | 92 | 474500 | 445500
[5 empty] | 475500445500 | 92 | 475500 | 445500
[5 empty] | 476500445500 | 92 | 476500 | 445500
[5 empty] | 477500445500 | 92 | 477500 | 445500
[5 empty] | 478500445500 | 92 | 478500 | 445500
[5 empty] | 479500445500 | 92 | 479500 | 445500
[5 empty] | 480500445500 | 92 | 480500 | 445500
[5 empty] | 481500445500 | 92 | 481500 | 445500
[5 empty] | 482500445500 | 92 | 482500 | 445500
[5 empty] | 483500445500 | 92 | 483500 | 445500
[5 empty] | 484500445500 | 92 | 484500 | 445500
[5 empty] | 485500445500 | 92 | 485500 | 445500
[5 empty] | 486500445500 | 92 | 486500 | 445500
[5 empty] | 487500445500 | 92 | 487500 | 445500
[5 empty] | 488500445500 | 92 | 488500 | 445500
[5 empty] | 489500445500 | 92 | 489500 | 445500
[5 empty] | 490500445500 | 92 | 490500 | 445500
[5 empty] | 491500445500 | 92 | 491500 | 445500
[5 empty] | 492500445500 | 92 | 492500 | 445500
[5 empty] | 493500445500 | 92 | 493500 | 445500
[5 empty] | 494500445500 | 92 | 494500 | 445500
[5 empty] | 495500445500 | 92 | 495500 | 445500
[5 empty] | 496500445500 | 92 | 496500 | 445500
[5 empty] | 497500445500 | 92 | 497500 | 445500
[5 empty] | 498500445500 | 92 | 498500 | 445500
[5 empty] | 499500445500 | 92 | 499500 | 445500
[5 empty] | 500500445500 | 92 | 500500 | 445500
[5 empty] | 501500445500 | 92 | 501500 | 445500
[5 empty] | 502500445500 | 92 | 502500 | 445500
[5 empty] | 503500445500 | 92 | 503500 | 445500
[5 empty] | 504500445500 | 92 | 504500 | 445500
[5 empty] | 505500445500 | 92 | 505500 | 445500
[5 empty] | 506500445500 | 92 | 506500 | 445500
[5 empty] | 507500445500 | 92 | 507500 | 445500
[5 empty] | 508500445500 | 92 | 508500 | 445500
[5 empty] | 509500445500 | 92 | 509500 | 445500
[5 empty] | 510500445500 | 92 | 510500 | 445500
[5 empty] | 511500445500 | 92 | 511500 | 445500
[5 empty] | 512500445500 | 92 | 512500 | 445500
[5 empty] | 513500445500 | 92 | 513500 | 445500
[5 empty] | 514500445500 | 92 | 514500 | 445500
[5 empty] | 515500445500 | 92 | 515500 | 445500
[5 empty] | 516500445500 | 92 | 516500 | 445500
[5 empty] | 517500445500 | 92 | 517500 | 445500
[5 empty] | 518500445500 | 92 | 518500 | 445500
[5 empty] | 519500445500 | 92 | 519500 | 445500
[5 empty] | 520500445500 | 92 | 520500 | 445500
[5 empty] | 521500445500 | 92 | 521500 | 445500
[5 empty] | 522500445500 | 92 | 522500 | 445500
[5 empty] | 470500444500 | 92 | 470500 | 444500
[5 empty] | 471500444500 | 92 | 471500 | 444500
[5 empty] | 472500444500 | 92 | 472500 | 444500
[5 empty] | 473500444500 | 92 | 473500 | 444500
[5 empty] | 474500444500 | 92 | 474500 | 444500
[5 empty] | 475500444500 | 92 | 475500 | 444500
[5 empty] | 476500444500 | 92 | 476500 | 444500
[5 empty] | 477500444500 | 92 | 477500 | 444500
[5 empty] | 478500444500 | 92 | 478500 | 444500
[5 empty] | 479500444500 | 92 | 479500 | 444500
[5 empty] | 480500444500 | 92 | 480500 | 444500
[5 empty] | 481500444500 | 92 | 481500 | 444500
[5 empty] | 482500444500 | 92 | 482500 | 444500
[5 empty] | 483500444500 | 92 | 483500 | 444500
[5 empty] | 484500444500 | 92 | 484500 | 444500
[5 empty] | 485500444500 | 92 | 485500 | 444500
[5 empty] | 486500444500 | 92 | 486500 | 444500
[5 empty] | 487500444500 | 92 | 487500 | 444500
[5 empty] | 488500444500 | 92 | 488500 | 444500
[5 empty] | 489500444500 | 92 | 489500 | 444500
[5 empty] | 490500444500 | 92 | 490500 | 444500
[5 empty] | 491500444500 | 92 | 491500 | 444500
[5 empty] | 492500444500 | 92 | 492500 | 444500
[5 empty] | 493500444500 | 92 | 493500 | 444500
[5 empty] | 494500444500 | 92 | 494500 | 444500
[5 empty] | 495500444500 | 92 | 495500 | 444500
[5 empty] | 496500444500 | 92 | 496500 | 444500
[5 empty] | 497500444500 | 92 | 497500 | 444500
[5 empty] | 498500444500 | 92 | 498500 | 444500
[5 empty] | 499500444500 | 92 | 499500 | 444500
[5 empty] | 500500444500 | 92 | 500500 | 444500
[5 empty] | 501500444500 | 92 | 501500 | 444500
[5 empty] | 502500444500 | 92 | 502500 | 444500
[5 empty] | 503500444500 | 92 | 503500 | 444500
[5 empty] | 504500444500 | 92 | 504500 | 444500
[5 empty] | 505500444500 | 92 | 505500 | 444500
[5 empty] | 506500444500 | 92 | 506500 | 444500
[5 empty] | 507500444500 | 92 | 507500 | 444500
[5 empty] | 508500444500 | 92 | 508500 | 444500
[5 empty] | 509500444500 | 92 | 509500 | 444500
[5 empty] | 510500444500 | 92 | 510500 | 444500
[5 empty] | 511500444500 | 92 | 511500 | 444500
[5 empty] | 512500444500 | 92 | 512500 | 444500
[5 empty] | 513500444500 | 92 | 513500 | 444500
[5 empty] | 514500444500 | 92 | 514500 | 444500
[5 empty] | 515500444500 | 92 | 515500 | 444500
[5 empty] | 516500444500 | 92 | 516500 | 444500
[5 empty] | 517500444500 | 92 | 517500 | 444500
[5 empty] | 518500444500 | 92 | 518500 | 444500
[5 empty] | 519500444500 | 92 | 519500 | 444500
[5 empty] | 520500444500 | 92 | 520500 | 444500
[5 empty] | 521500444500 | 92 | 521500 | 444500
[5 empty] | 522500444500 | 92 | 522500 | 444500
[5 empty] | 471500443500 | 92 | 471500 | 443500
[5 empty] | 472500443500 | 92 | 472500 | 443500
[5 empty] | 473500443500 | 92 | 473500 | 443500
[5 empty] | 474500443500 | 92 | 474500 | 443500
[5 empty] | 475500443500 | 92 | 475500 | 443500
[5 empty] | 476500443500 | 92 | 476500 | 443500
[5 empty] | 477500443500 | 92 | 477500 | 443500
[5 empty] | 478500443500 | 92 | 478500 | 443500
[5 empty] | 479500443500 | 92 | 479500 | 443500
[5 empty] | 480500443500 | 92 | 480500 | 443500
[5 empty] | 481500443500 | 92 | 481500 | 443500
[5 empty] | 482500443500 | 92 | 482500 | 443500
[5 empty] | 483500443500 | 92 | 483500 | 443500
[5 empty] | 484500443500 | 92 | 484500 | 443500
[5 empty] | 485500443500 | 92 | 485500 | 443500
[5 empty] | 486500443500 | 92 | 486500 | 443500
[5 empty] | 487500443500 | 92 | 487500 | 443500
[5 empty] | 488500443500 | 92 | 488500 | 443500
[5 empty] | 489500443500 | 92 | 489500 | 443500
[5 empty] | 490500443500 | 92 | 490500 | 443500
[5 empty] | 491500443500 | 92 | 491500 | 443500
[5 empty] | 492500443500 | 92 | 492500 | 443500
[5 empty] | 493500443500 | 92 | 493500 | 443500
[5 empty] | 494500443500 | 92 | 494500 | 443500
[5 empty] | 495500443500 | 92 | 495500 | 443500
[5 empty] | 496500443500 | 92 | 496500 | 443500
[5 empty] | 497500443500 | 92 | 497500 | 443500
[5 empty] | 498500443500 | 92 | 498500 | 443500
[5 empty] | 499500443500 | 92 | 499500 | 443500
[5 empty] | 500500443500 | 92 | 500500 | 443500
[5 empty] | 501500443500 | 92 | 501500 | 443500
[5 empty] | 502500443500 | 92 | 502500 | 443500
[5 empty] | 503500443500 | 92 | 503500 | 443500
[5 empty] | 504500443500 | 92 | 504500 | 443500
[5 empty] | 505500443500 | 92 | 505500 | 443500
[5 empty] | 506500443500 | 92 | 506500 | 443500
[5 empty] | 507500443500 | 92 | 507500 | 443500
[5 empty] | 508500443500 | 92 | 508500 | 443500
[5 empty] | 509500443500 | 92 | 509500 | 443500
[5 empty] | 510500443500 | 92 | 510500 | 443500
[5 empty] | 511500443500 | 92 | 511500 | 443500
[5 empty] | 512500443500 | 92 | 512500 | 443500
[5 empty] | 513500443500 | 92 | 513500 | 443500
[5 empty] | 514500443500 | 92 | 514500 | 443500
[5 empty] | 515500443500 | 92 | 515500 | 443500
[5 empty] | 516500443500 | 92 | 516500 | 443500
[5 empty] | 517500443500 | 92 | 517500 | 443500
[5 empty] | 518500443500 | 92 | 518500 | 443500
[5 empty] | 519500443500 | 92 | 519500 | 443500
[5 empty] | 520500443500 | 92 | 520500 | 443500
[5 empty] | 521500443500 | 92 | 521500 | 443500
[5 empty] | 522500443500 | 92 | 522500 | 443500
[5 empty] | 523500443500 | 92 | 523500 | 443500
[5 empty] | 470500442500 | 92 | 470500 | 442500
[5 empty] | 471500442500 | 92 | 471500 | 442500
[5 empty] | 472500442500 | 92 | 472500 | 442500
[5 empty] | 473500442500 | 92 | 473500 | 442500
[5 empty] | 474500442500 | 92 | 474500 | 442500
[5 empty] | 475500442500 | 92 | 475500 | 442500
[5 empty] | 476500442500 | 92 | 476500 | 442500
[5 empty] | 477500442500 | 92 | 477500 | 442500
[5 empty] | 478500442500 | 92 | 478500 | 442500
[5 empty] | 479500442500 | 92 | 479500 | 442500
[5 empty] | 480500442500 | 92 | 480500 | 442500
[5 empty] | 481500442500 | 92 | 481500 | 442500
[5 empty] | 482500442500 | 92 | 482500 | 442500
[5 empty] | 483500442500 | 92 | 483500 | 442500
[5 empty] | 484500442500 | 92 | 484500 | 442500
[5 empty] | 485500442500 | 92 | 485500 | 442500
[5 empty] | 486500442500 | 92 | 486500 | 442500
[5 empty] | 487500442500 | 92 | 487500 | 442500
[5 empty] | 488500442500 | 92 | 488500 | 442500
[5 empty] | 489500442500 | 92 | 489500 | 442500
[5 empty] | 490500442500 | 92 | 490500 | 442500
[5 empty] | 491500442500 | 92 | 491500 | 442500
[5 empty] | 492500442500 | 92 | 492500 | 442500
[5 empty] | 493500442500 | 92 | 493500 | 442500
[5 empty] | 494500442500 | 92 | 494500 | 442500
[5 empty] | 495500442500 | 92 | 495500 | 442500
[5 empty] | 496500442500 | 92 | 496500 | 442500
[5 empty] | 497500442500 | 92 | 497500 | 442500
[5 empty] | 498500442500 | 92 | 498500 | 442500
[5 empty] | 499500442500 | 92 | 499500 | 442500
[5 empty] | 500500442500 | 92 | 500500 | 442500
[5 empty] | 501500442500 | 92 | 501500 | 442500
[5 empty] | 502500442500 | 92 | 502500 | 442500
[5 empty] | 503500442500 | 92 | 503500 | 442500
[5 empty] | 504500442500 | 92 | 504500 | 442500
[5 empty] | 505500442500 | 92 | 505500 | 442500
[5 empty] | 506500442500 | 92 | 506500 | 442500
[5 empty] | 507500442500 | 92 | 507500 | 442500
[5 empty] | 508500442500 | 92 | 508500 | 442500
[5 empty] | 509500442500 | 92 | 509500 | 442500
[5 empty] | 510500442500 | 92 | 510500 | 442500
[5 empty] | 511500442500 | 92 | 511500 | 442500
[5 empty] | 512500442500 | 92 | 512500 | 442500
[5 empty] | 513500442500 | 92 | 513500 | 442500
[5 empty] | 514500442500 | 92 | 514500 | 442500
[5 empty] | 515500442500 | 92 | 515500 | 442500
[5 empty] | 516500442500 | 92 | 516500 | 442500
[5 empty] | 517500442500 | 92 | 517500 | 442500
[5 empty] | 518500442500 | 92 | 518500 | 442500
[5 empty] | 519500442500 | 92 | 519500 | 442500
[5 empty] | 520500442500 | 92 | 520500 | 442500
[5 empty] | 521500442500 | 92 | 521500 | 442500
[5 empty] | 522500442500 | 92 | 522500 | 442500
[5 empty] | 523500442500 | 92 | 523500 | 442500
[5 empty] | 524500442500 | 92 | 524500 | 442500
[5 empty] | 470500441500 | 92 | 470500 | 441500
[5 empty] | 471500441500 | 92 | 471500 | 441500
[5 empty] | 472500441500 | 92 | 472500 | 441500
[5 empty] | 473500441500 | 92 | 473500 | 441500
[5 empty] | 474500441500 | 92 | 474500 | 441500
[5 empty] | 475500441500 | 92 | 475500 | 441500
[5 empty] | 476500441500 | 92 | 476500 | 441500
[5 empty] | 477500441500 | 92 | 477500 | 441500
[5 empty] | 478500441500 | 92 | 478500 | 441500
[5 empty] | 479500441500 | 92 | 479500 | 441500
[5 empty] | 480500441500 | 92 | 480500 | 441500
[5 empty] | 481500441500 | 92 | 481500 | 441500
[5 empty] | 482500441500 | 92 | 482500 | 441500
[5 empty] | 483500441500 | 92 | 483500 | 441500
[5 empty] | 484500441500 | 92 | 484500 | 441500
[5 empty] | 485500441500 | 92 | 485500 | 441500
[5 empty] | 486500441500 | 92 | 486500 | 441500
[5 empty] | 487500441500 | 92 | 487500 | 441500
[5 empty] | 488500441500 | 92 | 488500 | 441500
[5 empty] | 489500441500 | 92 | 489500 | 441500
[5 empty] | 490500441500 | 92 | 490500 | 441500
[5 empty] | 491500441500 | 92 | 491500 | 441500
[5 empty] | 492500441500 | 92 | 492500 | 441500
[5 empty] | 493500441500 | 92 | 493500 | 441500
[5 empty] | 494500441500 | 92 | 494500 | 441500
[5 empty] | 495500441500 | 92 | 495500 | 441500
[5 empty] | 496500441500 | 92 | 496500 | 441500
[5 empty] | 497500441500 | 92 | 497500 | 441500
[5 empty] | 498500441500 | 92 | 498500 | 441500
[5 empty] | 499500441500 | 92 | 499500 | 441500
[5 empty] | 500500441500 | 92 | 500500 | 441500
[5 empty] | 501500441500 | 92 | 501500 | 441500
[5 empty] | 502500441500 | 92 | 502500 | 441500
[5 empty] | 503500441500 | 92 | 503500 | 441500
[5 empty] | 504500441500 | 92 | 504500 | 441500
[5 empty] | 505500441500 | 92 | 505500 | 441500
[5 empty] | 506500441500 | 92 | 506500 | 441500
[5 empty] | 507500441500 | 92 | 507500 | 441500
[5 empty] | 508500441500 | 92 | 508500 | 441500
[5 empty] | 509500441500 | 92 | 509500 | 441500
[5 empty] | 510500441500 | 92 | 510500 | 441500
[5 empty] | 511500441500 | 92 | 511500 | 441500
[5 empty] | 512500441500 | 92 | 512500 | 441500
[5 empty] | 513500441500 | 92 | 513500 | 441500
[5 empty] | 514500441500 | 92 | 514500 | 441500
[5 empty] | 515500441500 | 92 | 515500 | 441500
[5 empty] | 516500441500 | 92 | 516500 | 441500
[5 empty] | 517500441500 | 92 | 517500 | 441500
[5 empty] | 518500441500 | 92 | 518500 | 441500
[5 empty] | 519500441500 | 92 | 519500 | 441500
[5 empty] | 520500441500 | 92 | 520500 | 441500
[5 empty] | 521500441500 | 92 | 521500 | 441500
[5 empty] | 522500441500 | 92 | 522500 | 441500
[5 empty] | 523500441500 | 92 | 523500 | 441500
[5 empty] | 524500441500 | 92 | 524500 | 441500
[5 empty] | 470500440500 | 92 | 470500 | 440500
[5 empty] | 471500440500 | 92 | 471500 | 440500
[5 empty] | 472500440500 | 92 | 472500 | 440500
[5 empty] | 473500440500 | 92 | 473500 | 440500
[5 empty] | 474500440500 | 92 | 474500 | 440500
[5 empty] | 475500440500 | 92 | 475500 | 440500
[5 empty] | 476500440500 | 92 | 476500 | 440500
[5 empty] | 477500440500 | 92 | 477500 | 440500
[5 empty] | 478500440500 | 92 | 478500 | 440500
[5 empty] | 479500440500 | 92 | 479500 | 440500
[5 empty] | 480500440500 | 92 | 480500 | 440500
[5 empty] | 481500440500 | 92 | 481500 | 440500
[5 empty] | 482500440500 | 92 | 482500 | 440500
[5 empty] | 483500440500 | 92 | 483500 | 440500
[5 empty] | 484500440500 | 92 | 484500 | 440500
[5 empty] | 485500440500 | 92 | 485500 | 440500
[5 empty] | 486500440500 | 92 | 486500 | 440500
[5 empty] | 487500440500 | 92 | 487500 | 440500
[5 empty] | 488500440500 | 92 | 488500 | 440500
[5 empty] | 489500440500 | 92 | 489500 | 440500
[5 empty] | 490500440500 | 92 | 490500 | 440500
[5 empty] | 491500440500 | 92 | 491500 | 440500
[5 empty] | 492500440500 | 92 | 492500 | 440500
[5 empty] | 493500440500 | 92 | 493500 | 440500
[5 empty] | 494500440500 | 92 | 494500 | 440500
[5 empty] | 495500440500 | 92 | 495500 | 440500
[5 empty] | 496500440500 | 92 | 496500 | 440500
[5 empty] | 497500440500 | 92 | 497500 | 440500
[5 empty] | 498500440500 | 92 | 498500 | 440500
[5 empty] | 499500440500 | 92 | 499500 | 440500
[5 empty] | 500500440500 | 92 | 500500 | 440500
[5 empty] | 501500440500 | 92 | 501500 | 440500
[5 empty] | 502500440500 | 92 | 502500 | 440500
[5 empty] | 503500440500 | 92 | 503500 | 440500
[5 empty] | 504500440500 | 92 | 504500 | 440500
[5 empty] | 505500440500 | 92 | 505500 | 440500
[5 empty] | 506500440500 | 92 | 506500 | 440500
[5 empty] | 507500440500 | 92 | 507500 | 440500
[5 empty] | 508500440500 | 92 | 508500 | 440500
[5 empty] | 509500440500 | 92 | 509500 | 440500
[5 empty] | 510500440500 | 92 | 510500 | 440500
[5 empty] | 511500440500 | 92 | 511500 | 440500
[5 empty] | 512500440500 | 92 | 512500 | 440500
[5 empty] | 513500440500 | 92 | 513500 | 440500
[5 empty] | 514500440500 | 92 | 514500 | 440500
[5 empty] | 515500440500 | 92 | 515500 | 440500
[5 empty] | 516500440500 | 92 | 516500 | 440500
[5 empty] | 517500440500 | 92 | 517500 | 440500
[5 empty] | 518500440500 | 92 | 518500 | 440500
[5 empty] | 519500440500 | 92 | 519500 | 440500
[5 empty] | 520500440500 | 92 | 520500 | 440500
[5 empty] | 521500440500 | 92 | 521500 | 440500
[5 empty] | 522500440500 | 92 | 522500 | 440500
[5 empty] | 523500440500 | 92 | 523500 | 440500
[5 empty] | 524500440500 | 92 | 524500 | 440500
[5 empty] | 525500440500 | 92 | 525500 | 440500
[5 empty] | 469500439500 | 92 | 469500 | 439500
[5 empty] | 470500439500 | 92 | 470500 | 439500
[5 empty] | 471500439500 | 92 | 471500 | 439500
[5 empty] | 472500439500 | 92 | 472500 | 439500
[5 empty] | 473500439500 | 92 | 473500 | 439500
[5 empty] | 474500439500 | 92 | 474500 | 439500
[5 empty] | 475500439500 | 92 | 475500 | 439500
[5 empty] | 476500439500 | 92 | 476500 | 439500
[5 empty] | 477500439500 | 92 | 477500 | 439500
[5 empty] | 478500439500 | 92 | 478500 | 439500
[5 empty] | 479500439500 | 92 | 479500 | 439500
[5 empty] | 480500439500 | 92 | 480500 | 439500
[5 empty] | 481500439500 | 92 | 481500 | 439500
[5 empty] | 482500439500 | 92 | 482500 | 439500
[5 empty] | 483500439500 | 92 | 483500 | 439500
[5 empty] | 484500439500 | 92 | 484500 | 439500
[5 empty] | 485500439500 | 92 | 485500 | 439500
[5 empty] | 486500439500 | 92 | 486500 | 439500
[5 empty] | 487500439500 | 92 | 487500 | 439500
[5 empty] | 488500439500 | 92 | 488500 | 439500
[5 empty] | 489500439500 | 92 | 489500 | 439500
[5 empty] | 490500439500 | 92 | 490500 | 439500
[5 empty] | 491500439500 | 92 | 491500 | 439500
[5 empty] | 492500439500 | 92 | 492500 | 439500
[5 empty] | 493500439500 | 92 | 493500 | 439500
[5 empty] | 494500439500 | 92 | 494500 | 439500
[5 empty] | 495500439500 | 92 | 495500 | 439500
[5 empty] | 496500439500 | 92 | 496500 | 439500
[5 empty] | 497500439500 | 92 | 497500 | 439500
[5 empty] | 498500439500 | 92 | 498500 | 439500
[5 empty] | 499500439500 | 92 | 499500 | 439500
[5 empty] | 500500439500 | 92 | 500500 | 439500
[5 empty] | 501500439500 | 92 | 501500 | 439500
[5 empty] | 502500439500 | 92 | 502500 | 439500
[5 empty] | 503500439500 | 92 | 503500 | 439500
[5 empty] | 504500439500 | 92 | 504500 | 439500
[5 empty] | 505500439500 | 92 | 505500 | 439500
[5 empty] | 506500439500 | 92 | 506500 | 439500
[5 empty] | 507500439500 | 92 | 507500 | 439500
[5 empty] | 508500439500 | 92 | 508500 | 439500
[5 empty] | 509500439500 | 92 | 509500 | 439500
[5 empty] | 510500439500 | 92 | 510500 | 439500
[5 empty] | 511500439500 | 92 | 511500 | 439500
[5 empty] | 512500439500 | 92 | 512500 | 439500
[5 empty] | 513500439500 | 92 | 513500 | 439500
[5 empty] | 514500439500 | 92 | 514500 | 439500
[5 empty] | 515500439500 | 92 | 515500 | 439500
[5 empty] | 516500439500 | 92 | 516500 | 439500
[5 empty] | 517500439500 | 92 | 517500 | 439500
[5 empty] | 518500439500 | 92 | 518500 | 439500
[5 empty] | 519500439500 | 92 | 519500 | 439500
[5 empty] | 520500439500 | 92 | 520500 | 439500
[5 empty] | 521500439500 | 92 | 521500 | 439500
[5 empty] | 522500439500 | 92 | 522500 | 439500
[5 empty] | 523500439500 | 92 | 523500 | 439500
[5 empty] | 524500439500 | 92 | 524500 | 439500
[5 empty] | 525500439500 | 92 | 525500 | 439500
[5 empty] | 526500439500 | 92 | 526500 | 439500
[5 empty] | 470500438500 | 92 | 470500 | 438500
[5 empty] | 471500438500 | 92 | 471500 | 438500
[5 empty] | 472500438500 | 92 | 472500 | 438500
[5 empty] | 473500438500 | 92 | 473500 | 438500
[5 empty] | 474500438500 | 92 | 474500 | 438500
[5 empty] | 475500438500 | 92 | 475500 | 438500
[5 empty] | 476500438500 | 92 | 476500 | 438500
[5 empty] | 477500438500 | 92 | 477500 | 438500
[5 empty] | 478500438500 | 92 | 478500 | 438500
[5 empty] | 479500438500 | 92 | 479500 | 438500
[5 empty] | 480500438500 | 92 | 480500 | 438500
[5 empty] | 481500438500 | 92 | 481500 | 438500
[5 empty] | 482500438500 | 92 | 482500 | 438500
[5 empty] | 483500438500 | 92 | 483500 | 438500
[5 empty] | 484500438500 | 92 | 484500 | 438500
[5 empty] | 485500438500 | 92 | 485500 | 438500
[5 empty] | 486500438500 | 92 | 486500 | 438500
[5 empty] | 487500438500 | 92 | 487500 | 438500
[5 empty] | 488500438500 | 92 | 488500 | 438500
[5 empty] | 489500438500 | 92 | 489500 | 438500
[5 empty] | 490500438500 | 92 | 490500 | 438500
[5 empty] | 491500438500 | 92 | 491500 | 438500
[5 empty] | 492500438500 | 92 | 492500 | 438500
[5 empty] | 493500438500 | 92 | 493500 | 438500
[5 empty] | 494500438500 | 92 | 494500 | 438500
[5 empty] | 495500438500 | 92 | 495500 | 438500
[5 empty] | 496500438500 | 92 | 496500 | 438500
[5 empty] | 497500438500 | 92 | 497500 | 438500
[5 empty] | 498500438500 | 92 | 498500 | 438500
[5 empty] | 499500438500 | 92 | 499500 | 438500
[5 empty] | 500500438500 | 92 | 500500 | 438500
[5 empty] | 501500438500 | 92 | 501500 | 438500
[5 empty] | 502500438500 | 92 | 502500 | 438500
[5 empty] | 503500438500 | 92 | 503500 | 438500
[5 empty] | 504500438500 | 92 | 504500 | 438500
[5 empty] | 505500438500 | 92 | 505500 | 438500
[5 empty] | 506500438500 | 92 | 506500 | 438500
[5 empty] | 507500438500 | 92 | 507500 | 438500
[5 empty] | 508500438500 | 92 | 508500 | 438500
[5 empty] | 509500438500 | 92 | 509500 | 438500
[5 empty] | 510500438500 | 92 | 510500 | 438500
[5 empty] | 511500438500 | 92 | 511500 | 438500
[5 empty] | 512500438500 | 92 | 512500 | 438500
[5 empty] | 513500438500 | 92 | 513500 | 438500
[5 empty] | 514500438500 | 92 | 514500 | 438500
[5 empty] | 515500438500 | 92 | 515500 | 438500
[5 empty] | 516500438500 | 92 | 516500 | 438500
[5 empty] | 517500438500 | 92 | 517500 | 438500
[5 empty] | 518500438500 | 92 | 518500 | 438500
[5 empty] | 519500438500 | 92 | 519500 | 438500
[5 empty] | 520500438500 | 92 | 520500 | 438500
[5 empty] | 521500438500 | 92 | 521500 | 438500
[5 empty] | 522500438500 | 92 | 522500 | 438500
[5 empty] | 523500438500 | 92 | 523500 | 438500
[5 empty] | 524500438500 | 92 | 524500 | 438500
[5 empty] | 525500438500 | 92 | 525500 | 438500
[5 empty] | 526500438500 | 92 | 526500 | 438500
[5 empty] | 470500437500 | 92 | 470500 | 437500
[5 empty] | 471500437500 | 92 | 471500 | 437500
[5 empty] | 472500437500 | 92 | 472500 | 437500
[5 empty] | 473500437500 | 92 | 473500 | 437500
[5 empty] | 474500437500 | 92 | 474500 | 437500
[5 empty] | 475500437500 | 92 | 475500 | 437500
[5 empty] | 476500437500 | 92 | 476500 | 437500
[5 empty] | 477500437500 | 92 | 477500 | 437500
[5 empty] | 478500437500 | 92 | 478500 | 437500
[5 empty] | 479500437500 | 92 | 479500 | 437500
[5 empty] | 480500437500 | 92 | 480500 | 437500
[5 empty] | 481500437500 | 92 | 481500 | 437500
[5 empty] | 482500437500 | 92 | 482500 | 437500
[5 empty] | 483500437500 | 92 | 483500 | 437500
[5 empty] | 484500437500 | 92 | 484500 | 437500
[5 empty] | 485500437500 | 92 | 485500 | 437500
[5 empty] | 486500437500 | 92 | 486500 | 437500
[5 empty] | 487500437500 | 92 | 487500 | 437500
[5 empty] | 488500437500 | 92 | 488500 | 437500
[5 empty] | 489500437500 | 92 | 489500 | 437500
[5 empty] | 490500437500 | 92 | 490500 | 437500
[5 empty] | 491500437500 | 92 | 491500 | 437500
[5 empty] | 492500437500 | 92 | 492500 | 437500
[5 empty] | 493500437500 | 92 | 493500 | 437500
[5 empty] | 494500437500 | 92 | 494500 | 437500
[5 empty] | 495500437500 | 92 | 495500 | 437500
[5 empty] | 496500437500 | 92 | 496500 | 437500
[5 empty] | 497500437500 | 92 | 497500 | 437500
[5 empty] | 498500437500 | 92 | 498500 | 437500
[5 empty] | 499500437500 | 92 | 499500 | 437500
[5 empty] | 500500437500 | 92 | 500500 | 437500
[5 empty] | 501500437500 | 92 | 501500 | 437500
[5 empty] | 502500437500 | 92 | 502500 | 437500
[5 empty] | 503500437500 | 92 | 503500 | 437500
[5 empty] | 504500437500 | 92 | 504500 | 437500
[5 empty] | 505500437500 | 92 | 505500 | 437500
[5 empty] | 506500437500 | 92 | 506500 | 437500
[5 empty] | 507500437500 | 92 | 507500 | 437500
[5 empty] | 508500437500 | 92 | 508500 | 437500
[5 empty] | 509500437500 | 92 | 509500 | 437500
[5 empty] | 510500437500 | 92 | 510500 | 437500
[5 empty] | 511500437500 | 92 | 511500 | 437500
[5 empty] | 512500437500 | 92 | 512500 | 437500
[5 empty] | 513500437500 | 92 | 513500 | 437500
[5 empty] | 514500437500 | 92 | 514500 | 437500
[5 empty] | 515500437500 | 92 | 515500 | 437500
[5 empty] | 516500437500 | 92 | 516500 | 437500
[5 empty] | 517500437500 | 92 | 517500 | 437500
[5 empty] | 518500437500 | 92 | 518500 | 437500
[5 empty] | 519500437500 | 92 | 519500 | 437500
[5 empty] | 520500437500 | 92 | 520500 | 437500
[5 empty] | 521500437500 | 92 | 521500 | 437500
[5 empty] | 522500437500 | 92 | 522500 | 437500
[5 empty] | 523500437500 | 92 | 523500 | 437500
[5 empty] | 524500437500 | 92 | 524500 | 437500
[5 empty] | 525500437500 | 92 | 525500 | 437500
[5 empty] | 526500437500 | 92 | 526500 | 437500
[5 empty] | 527500437500 | 92 | 527500 | 437500
[5 empty] | 470500436500 | 92 | 470500 | 436500
[5 empty] | 471500436500 | 92 | 471500 | 436500
[5 empty] | 472500436500 | 92 | 472500 | 436500
[5 empty] | 473500436500 | 92 | 473500 | 436500
[5 empty] | 474500436500 | 92 | 474500 | 436500
[5 empty] | 475500436500 | 92 | 475500 | 436500
[5 empty] | 476500436500 | 92 | 476500 | 436500
[5 empty] | 477500436500 | 92 | 477500 | 436500
[5 empty] | 478500436500 | 92 | 478500 | 436500
[5 empty] | 479500436500 | 92 | 479500 | 436500
[5 empty] | 480500436500 | 92 | 480500 | 436500
[5 empty] | 481500436500 | 92 | 481500 | 436500
[5 empty] | 482500436500 | 92 | 482500 | 436500
[5 empty] | 483500436500 | 92 | 483500 | 436500
[5 empty] | 484500436500 | 92 | 484500 | 436500
[5 empty] | 485500436500 | 92 | 485500 | 436500
[5 empty] | 486500436500 | 92 | 486500 | 436500
[5 empty] | 487500436500 | 92 | 487500 | 436500
[5 empty] | 488500436500 | 92 | 488500 | 436500
[5 empty] | 489500436500 | 92 | 489500 | 436500
[5 empty] | 490500436500 | 92 | 490500 | 436500
[5 empty] | 491500436500 | 92 | 491500 | 436500
[5 empty] | 492500436500 | 92 | 492500 | 436500
[5 empty] | 493500436500 | 92 | 493500 | 436500
[5 empty] | 494500436500 | 92 | 494500 | 436500
[5 empty] | 495500436500 | 92 | 495500 | 436500
[5 empty] | 496500436500 | 92 | 496500 | 436500
[5 empty] | 497500436500 | 92 | 497500 | 436500
[5 empty] | 498500436500 | 92 | 498500 | 436500
[5 empty] | 499500436500 | 92 | 499500 | 436500
[5 empty] | 500500436500 | 92 | 500500 | 436500
[5 empty] | 501500436500 | 92 | 501500 | 436500
[5 empty] | 502500436500 | 92 | 502500 | 436500
[5 empty] | 503500436500 | 92 | 503500 | 436500
[5 empty] | 504500436500 | 92 | 504500 | 436500
[5 empty] | 505500436500 | 92 | 505500 | 436500
[5 empty] | 506500436500 | 92 | 506500 | 436500
[5 empty] | 507500436500 | 92 | 507500 | 436500
[5 empty] | 508500436500 | 92 | 508500 | 436500
[5 empty] | 509500436500 | 92 | 509500 | 436500
[5 empty] | 510500436500 | 92 | 510500 | 436500
[5 empty] | 511500436500 | 92 | 511500 | 436500
[5 empty] | 512500436500 | 92 | 512500 | 436500
[5 empty] | 513500436500 | 92 | 513500 | 436500
[5 empty] | 514500436500 | 92 | 514500 | 436500
[5 empty] | 515500436500 | 92 | 515500 | 436500
[5 empty] | 516500436500 | 92 | 516500 | 436500
[5 empty] | 517500436500 | 92 | 517500 | 436500
[5 empty] | 518500436500 | 92 | 518500 | 436500
[5 empty] | 519500436500 | 92 | 519500 | 436500
[5 empty] | 520500436500 | 92 | 520500 | 436500
[5 empty] | 521500436500 | 92 | 521500 | 436500
[5 empty] | 522500436500 | 92 | 522500 | 436500
[5 empty] | 523500436500 | 92 | 523500 | 436500
[5 empty] | 524500436500 | 92 | 524500 | 436500
[5 empty] | 525500436500 | 92 | 525500 | 436500
[5 empty] | 526500436500 | 92 | 526500 | 436500
[5 empty] | 527500436500 | 92 | 527500 | 436500
[5 empty] | 528500436500 | 92 | 528500 | 436500
[5 empty] | 471500435500 | 92 | 471500 | 435500
[5 empty] | 472500435500 | 92 | 472500 | 435500
[5 empty] | 473500435500 | 92 | 473500 | 435500
[5 empty] | 474500435500 | 92 | 474500 | 435500
[5 empty] | 475500435500 | 92 | 475500 | 435500
[5 empty] | 476500435500 | 92 | 476500 | 435500
[5 empty] | 477500435500 | 92 | 477500 | 435500
[5 empty] | 478500435500 | 92 | 478500 | 435500
[5 empty] | 479500435500 | 92 | 479500 | 435500
[5 empty] | 480500435500 | 92 | 480500 | 435500
[5 empty] | 481500435500 | 92 | 481500 | 435500
[5 empty] | 482500435500 | 92 | 482500 | 435500
[5 empty] | 483500435500 | 92 | 483500 | 435500
[5 empty] | 484500435500 | 92 | 484500 | 435500
[5 empty] | 485500435500 | 92 | 485500 | 435500
[5 empty] | 486500435500 | 92 | 486500 | 435500
[5 empty] | 487500435500 | 92 | 487500 | 435500
[5 empty] | 488500435500 | 92 | 488500 | 435500
[5 empty] | 489500435500 | 92 | 489500 | 435500
[5 empty] | 490500435500 | 92 | 490500 | 435500
[5 empty] | 491500435500 | 92 | 491500 | 435500
[5 empty] | 492500435500 | 92 | 492500 | 435500
[5 empty] | 493500435500 | 92 | 493500 | 435500
[5 empty] | 494500435500 | 92 | 494500 | 435500
[5 empty] | 495500435500 | 92 | 495500 | 435500
[5 empty] | 496500435500 | 92 | 496500 | 435500
[5 empty] | 497500435500 | 92 | 497500 | 435500
[5 empty] | 498500435500 | 92 | 498500 | 435500
[5 empty] | 499500435500 | 92 | 499500 | 435500
[5 empty] | 500500435500 | 92 | 500500 | 435500
[5 empty] | 501500435500 | 92 | 501500 | 435500
[5 empty] | 502500435500 | 92 | 502500 | 435500
[5 empty] | 503500435500 | 92 | 503500 | 435500
[5 empty] | 504500435500 | 92 | 504500 | 435500
[5 empty] | 505500435500 | 92 | 505500 | 435500
[5 empty] | 506500435500 | 92 | 506500 | 435500
[5 empty] | 507500435500 | 92 | 507500 | 435500
[5 empty] | 511500435500 | 92 | 511500 | 435500
[5 empty] | 512500435500 | 92 | 512500 | 435500
[5 empty] | 513500435500 | 92 | 513500 | 435500
[5 empty] | 514500435500 | 92 | 514500 | 435500
[5 empty] | 515500435500 | 92 | 515500 | 435500
[5 empty] | 516500435500 | 92 | 516500 | 435500
[5 empty] | 517500435500 | 92 | 517500 | 435500
[5 empty] | 518500435500 | 92 | 518500 | 435500
[5 empty] | 519500435500 | 92 | 519500 | 435500
[5 empty] | 520500435500 | 92 | 520500 | 435500
[5 empty] | 521500435500 | 92 | 521500 | 435500
[5 empty] | 522500435500 | 92 | 522500 | 435500
[5 empty] | 523500435500 | 92 | 523500 | 435500
[5 empty] | 524500435500 | 92 | 524500 | 435500
[5 empty] | 525500435500 | 92 | 525500 | 435500
[5 empty] | 526500435500 | 92 | 526500 | 435500
[5 empty] | 527500435500 | 92 | 527500 | 435500
[5 empty] | 528500435500 | 92 | 528500 | 435500
[5 empty] | 529500435500 | 92 | 529500 | 435500
[5 empty] | 470500434500 | 92 | 470500 | 434500
[5 empty] | 471500434500 | 92 | 471500 | 434500
[5 empty] | 472500434500 | 92 | 472500 | 434500
[5 empty] | 473500434500 | 92 | 473500 | 434500
[5 empty] | 474500434500 | 92 | 474500 | 434500
[5 empty] | 475500434500 | 92 | 475500 | 434500
[5 empty] | 476500434500 | 92 | 476500 | 434500
[5 empty] | 477500434500 | 92 | 477500 | 434500
[5 empty] | 478500434500 | 92 | 478500 | 434500
[5 empty] | 479500434500 | 92 | 479500 | 434500
[5 empty] | 480500434500 | 92 | 480500 | 434500
[5 empty] | 481500434500 | 92 | 481500 | 434500
[5 empty] | 482500434500 | 92 | 482500 | 434500
[5 empty] | 483500434500 | 92 | 483500 | 434500
[5 empty] | 484500434500 | 92 | 484500 | 434500
[5 empty] | 485500434500 | 92 | 485500 | 434500
[5 empty] | 486500434500 | 92 | 486500 | 434500
[5 empty] | 487500434500 | 92 | 487500 | 434500
[5 empty] | 488500434500 | 92 | 488500 | 434500
[5 empty] | 489500434500 | 92 | 489500 | 434500
[5 empty] | 490500434500 | 92 | 490500 | 434500
[5 empty] | 491500434500 | 92 | 491500 | 434500
[5 empty] | 492500434500 | 92 | 492500 | 434500
[5 empty] | 493500434500 | 92 | 493500 | 434500
[5 empty] | 494500434500 | 92 | 494500 | 434500
[5 empty] | 495500434500 | 92 | 495500 | 434500
[5 empty] | 496500434500 | 92 | 496500 | 434500
[5 empty] | 497500434500 | 92 | 497500 | 434500
[5 empty] | 498500434500 | 92 | 498500 | 434500
[5 empty] | 499500434500 | 92 | 499500 | 434500
[5 empty] | 500500434500 | 92 | 500500 | 434500
[5 empty] | 501500434500 | 92 | 501500 | 434500
[5 empty] | 502500434500 | 92 | 502500 | 434500
[5 empty] | 503500434500 | 92 | 503500 | 434500
[5 empty] | 504500434500 | 92 | 504500 | 434500
[5 empty] | 505500434500 | 92 | 505500 | 434500
[5 empty] | 506500434500 | 92 | 506500 | 434500
[5 empty] | 507500434500 | 92 | 507500 | 434500
[5 empty] | 512500434500 | 92 | 512500 | 434500
[5 empty] | 513500434500 | 92 | 513500 | 434500
[5 empty] | 514500434500 | 92 | 514500 | 434500
[5 empty] | 515500434500 | 92 | 515500 | 434500
[5 empty] | 516500434500 | 92 | 516500 | 434500
[5 empty] | 517500434500 | 92 | 517500 | 434500
[5 empty] | 518500434500 | 92 | 518500 | 434500
[5 empty] | 519500434500 | 92 | 519500 | 434500
[5 empty] | 520500434500 | 92 | 520500 | 434500
[5 empty] | 521500434500 | 92 | 521500 | 434500
[5 empty] | 522500434500 | 92 | 522500 | 434500
[5 empty] | 523500434500 | 92 | 523500 | 434500
[5 empty] | 524500434500 | 92 | 524500 | 434500
[5 empty] | 525500434500 | 92 | 525500 | 434500
[5 empty] | 526500434500 | 92 | 526500 | 434500
[5 empty] | 527500434500 | 92 | 527500 | 434500
[5 empty] | 528500434500 | 92 | 528500 | 434500
[5 empty] | 529500434500 | 92 | 529500 | 434500
[5 empty] | 471500433500 | 92 | 471500 | 433500
[5 empty] | 472500433500 | 92 | 472500 | 433500
[5 empty] | 473500433500 | 92 | 473500 | 433500
[5 empty] | 474500433500 | 92 | 474500 | 433500
[5 empty] | 475500433500 | 92 | 475500 | 433500
[5 empty] | 476500433500 | 92 | 476500 | 433500
[5 empty] | 477500433500 | 92 | 477500 | 433500
[5 empty] | 478500433500 | 92 | 478500 | 433500
[5 empty] | 479500433500 | 92 | 479500 | 433500
[5 empty] | 480500433500 | 92 | 480500 | 433500
[5 empty] | 481500433500 | 92 | 481500 | 433500
[5 empty] | 482500433500 | 92 | 482500 | 433500
[5 empty] | 483500433500 | 92 | 483500 | 433500
[5 empty] | 484500433500 | 92 | 484500 | 433500
[5 empty] | 485500433500 | 92 | 485500 | 433500
[5 empty] | 486500433500 | 92 | 486500 | 433500
[5 empty] | 487500433500 | 92 | 487500 | 433500
[5 empty] | 488500433500 | 92 | 488500 | 433500
[5 empty] | 489500433500 | 92 | 489500 | 433500
[5 empty] | 490500433500 | 92 | 490500 | 433500
[5 empty] | 491500433500 | 92 | 491500 | 433500
[5 empty] | 492500433500 | 92 | 492500 | 433500
[5 empty] | 493500433500 | 92 | 493500 | 433500
[5 empty] | 494500433500 | 92 | 494500 | 433500
[5 empty] | 495500433500 | 92 | 495500 | 433500
[5 empty] | 496500433500 | 92 | 496500 | 433500
[5 empty] | 497500433500 | 92 | 497500 | 433500
[5 empty] | 498500433500 | 92 | 498500 | 433500
[5 empty] | 499500433500 | 92 | 499500 | 433500
[5 empty] | 500500433500 | 92 | 500500 | 433500
[5 empty] | 501500433500 | 92 | 501500 | 433500
[5 empty] | 502500433500 | 92 | 502500 | 433500
[5 empty] | 503500433500 | 92 | 503500 | 433500
[5 empty] | 504500433500 | 92 | 504500 | 433500
[5 empty] | 505500433500 | 92 | 505500 | 433500
[5 empty] | 513500433500 | 92 | 513500 | 433500
[5 empty] | 514500433500 | 92 | 514500 | 433500
[5 empty] | 515500433500 | 92 | 515500 | 433500
[5 empty] | 516500433500 | 92 | 516500 | 433500
[5 empty] | 517500433500 | 92 | 517500 | 433500
[5 empty] | 518500433500 | 92 | 518500 | 433500
[5 empty] | 519500433500 | 92 | 519500 | 433500
[5 empty] | 520500433500 | 92 | 520500 | 433500
[5 empty] | 521500433500 | 92 | 521500 | 433500
[5 empty] | 522500433500 | 92 | 522500 | 433500
[5 empty] | 523500433500 | 92 | 523500 | 433500
[5 empty] | 524500433500 | 92 | 524500 | 433500
[5 empty] | 525500433500 | 92 | 525500 | 433500
[5 empty] | 526500433500 | 92 | 526500 | 433500
[5 empty] | 527500433500 | 92 | 527500 | 433500
[5 empty] | 528500433500 | 92 | 528500 | 433500
[5 empty] | 529500433500 | 92 | 529500 | 433500
[5 empty] | 530500433500 | 92 | 530500 | 433500
[5 empty] | 470500432500 | 92 | 470500 | 432500
[5 empty] | 471500432500 | 92 | 471500 | 432500
[5 empty] | 472500432500 | 92 | 472500 | 432500
[5 empty] | 473500432500 | 92 | 473500 | 432500
[5 empty] | 474500432500 | 92 | 474500 | 432500
[5 empty] | 475500432500 | 92 | 475500 | 432500
[5 empty] | 476500432500 | 92 | 476500 | 432500
[5 empty] | 477500432500 | 92 | 477500 | 432500
[5 empty] | 478500432500 | 92 | 478500 | 432500
[5 empty] | 479500432500 | 92 | 479500 | 432500
[5 empty] | 480500432500 | 92 | 480500 | 432500
[5 empty] | 481500432500 | 92 | 481500 | 432500
[5 empty] | 482500432500 | 92 | 482500 | 432500
[5 empty] | 483500432500 | 92 | 483500 | 432500
[5 empty] | 484500432500 | 92 | 484500 | 432500
[5 empty] | 485500432500 | 92 | 485500 | 432500
[5 empty] | 486500432500 | 92 | 486500 | 432500
[5 empty] | 487500432500 | 92 | 487500 | 432500
[5 empty] | 488500432500 | 92 | 488500 | 432500
[5 empty] | 489500432500 | 92 | 489500 | 432500
[5 empty] | 490500432500 | 92 | 490500 | 432500
[5 empty] | 491500432500 | 92 | 491500 | 432500
[5 empty] | 492500432500 | 92 | 492500 | 432500
[5 empty] | 493500432500 | 92 | 493500 | 432500
[5 empty] | 494500432500 | 92 | 494500 | 432500
[5 empty] | 495500432500 | 92 | 495500 | 432500
[5 empty] | 496500432500 | 92 | 496500 | 432500
[5 empty] | 497500432500 | 92 | 497500 | 432500
[5 empty] | 498500432500 | 92 | 498500 | 432500
[5 empty] | 499500432500 | 92 | 499500 | 432500
[5 empty] | 500500432500 | 92 | 500500 | 432500
[5 empty] | 501500432500 | 92 | 501500 | 432500
[5 empty] | 502500432500 | 92 | 502500 | 432500
[5 empty] | 503500432500 | 92 | 503500 | 432500
[5 empty] | 504500432500 | 92 | 504500 | 432500
[5 empty] | 505500432500 | 92 | 505500 | 432500
[5 empty] | 515500432500 | 92 | 515500 | 432500
[5 empty] | 516500432500 | 92 | 516500 | 432500
[5 empty] | 517500432500 | 92 | 517500 | 432500
[5 empty] | 518500432500 | 92 | 518500 | 432500
[5 empty] | 519500432500 | 92 | 519500 | 432500
[5 empty] | 520500432500 | 92 | 520500 | 432500
[5 empty] | 521500432500 | 92 | 521500 | 432500
[5 empty] | 522500432500 | 92 | 522500 | 432500
[5 empty] | 523500432500 | 92 | 523500 | 432500
[5 empty] | 524500432500 | 92 | 524500 | 432500
[5 empty] | 525500432500 | 92 | 525500 | 432500
[5 empty] | 526500432500 | 92 | 526500 | 432500
[5 empty] | 527500432500 | 92 | 527500 | 432500
[5 empty] | 528500432500 | 92 | 528500 | 432500
[5 empty] | 529500432500 | 92 | 529500 | 432500
[5 empty] | 530500432500 | 92 | 530500 | 432500
[5 empty] | 531500432500 | 92 | 531500 | 432500
[5 empty] | 470500431500 | 92 | 470500 | 431500
[5 empty] | 471500431500 | 92 | 471500 | 431500
[5 empty] | 472500431500 | 92 | 472500 | 431500
[5 empty] | 473500431500 | 92 | 473500 | 431500
[5 empty] | 474500431500 | 92 | 474500 | 431500
[5 empty] | 475500431500 | 92 | 475500 | 431500
[5 empty] | 476500431500 | 92 | 476500 | 431500
[5 empty] | 477500431500 | 92 | 477500 | 431500
[5 empty] | 478500431500 | 92 | 478500 | 431500
[5 empty] | 479500431500 | 92 | 479500 | 431500
[5 empty] | 480500431500 | 92 | 480500 | 431500
[5 empty] | 481500431500 | 92 | 481500 | 431500
[5 empty] | 482500431500 | 92 | 482500 | 431500
[5 empty] | 483500431500 | 92 | 483500 | 431500
[5 empty] | 484500431500 | 92 | 484500 | 431500
[5 empty] | 485500431500 | 92 | 485500 | 431500
[5 empty] | 486500431500 | 92 | 486500 | 431500
[5 empty] | 487500431500 | 92 | 487500 | 431500
[5 empty] | 488500431500 | 92 | 488500 | 431500
[5 empty] | 489500431500 | 92 | 489500 | 431500
[5 empty] | 490500431500 | 92 | 490500 | 431500
[5 empty] | 491500431500 | 92 | 491500 | 431500
[5 empty] | 492500431500 | 92 | 492500 | 431500
[5 empty] | 493500431500 | 92 | 493500 | 431500
[5 empty] | 494500431500 | 92 | 494500 | 431500
[5 empty] | 495500431500 | 92 | 495500 | 431500
[5 empty] | 496500431500 | 92 | 496500 | 431500
[5 empty] | 497500431500 | 92 | 497500 | 431500
[5 empty] | 498500431500 | 92 | 498500 | 431500
[5 empty] | 499500431500 | 92 | 499500 | 431500
[5 empty] | 500500431500 | 92 | 500500 | 431500
[5 empty] | 501500431500 | 92 | 501500 | 431500
[5 empty] | 502500431500 | 92 | 502500 | 431500
[5 empty] | 503500431500 | 92 | 503500 | 431500
[5 empty] | 504500431500 | 92 | 504500 | 431500
[5 empty] | 505500431500 | 92 | 505500 | 431500
[5 empty] | 515500431500 | 92 | 515500 | 431500
[5 empty] | 516500431500 | 92 | 516500 | 431500
[5 empty] | 517500431500 | 92 | 517500 | 431500
[5 empty] | 518500431500 | 92 | 518500 | 431500
[5 empty] | 519500431500 | 92 | 519500 | 431500
[5 empty] | 520500431500 | 92 | 520500 | 431500
[5 empty] | 521500431500 | 92 | 521500 | 431500
[5 empty] | 522500431500 | 92 | 522500 | 431500
[5 empty] | 523500431500 | 92 | 523500 | 431500
[5 empty] | 524500431500 | 92 | 524500 | 431500
[5 empty] | 525500431500 | 92 | 525500 | 431500
[5 empty] | 526500431500 | 92 | 526500 | 431500
[5 empty] | 527500431500 | 92 | 527500 | 431500
[5 empty] | 528500431500 | 92 | 528500 | 431500
[5 empty] | 529500431500 | 92 | 529500 | 431500
[5 empty] | 530500431500 | 92 | 530500 | 431500
[5 empty] | 531500431500 | 92 | 531500 | 431500
[5 empty] | 532500431500 | 92 | 532500 | 431500
[5 empty] | 471500430500 | 92 | 471500 | 430500
[5 empty] | 472500430500 | 92 | 472500 | 430500
[5 empty] | 473500430500 | 92 | 473500 | 430500
[5 empty] | 474500430500 | 92 | 474500 | 430500
[5 empty] | 475500430500 | 92 | 475500 | 430500
[5 empty] | 476500430500 | 92 | 476500 | 430500
[5 empty] | 477500430500 | 92 | 477500 | 430500
[5 empty] | 478500430500 | 92 | 478500 | 430500
[5 empty] | 479500430500 | 92 | 479500 | 430500
[5 empty] | 480500430500 | 92 | 480500 | 430500
[5 empty] | 481500430500 | 92 | 481500 | 430500
[5 empty] | 482500430500 | 92 | 482500 | 430500
[5 empty] | 483500430500 | 92 | 483500 | 430500
[5 empty] | 484500430500 | 92 | 484500 | 430500
[5 empty] | 485500430500 | 92 | 485500 | 430500
[5 empty] | 486500430500 | 92 | 486500 | 430500
[5 empty] | 487500430500 | 92 | 487500 | 430500
[5 empty] | 488500430500 | 92 | 488500 | 430500
[5 empty] | 489500430500 | 92 | 489500 | 430500
[5 empty] | 490500430500 | 92 | 490500 | 430500
[5 empty] | 491500430500 | 92 | 491500 | 430500
[5 empty] | 492500430500 | 92 | 492500 | 430500
[5 empty] | 493500430500 | 92 | 493500 | 430500
[5 empty] | 494500430500 | 92 | 494500 | 430500
[5 empty] | 495500430500 | 92 | 495500 | 430500
[5 empty] | 496500430500 | 92 | 496500 | 430500
[5 empty] | 497500430500 | 92 | 497500 | 430500
[5 empty] | 498500430500 | 92 | 498500 | 430500
[5 empty] | 499500430500 | 92 | 499500 | 430500
[5 empty] | 500500430500 | 92 | 500500 | 430500
[5 empty] | 501500430500 | 92 | 501500 | 430500
[5 empty] | 502500430500 | 92 | 502500 | 430500
[5 empty] | 503500430500 | 92 | 503500 | 430500
[5 empty] | 504500430500 | 92 | 504500 | 430500
[5 empty] | 516500430500 | 92 | 516500 | 430500
[5 empty] | 517500430500 | 92 | 517500 | 430500
[5 empty] | 518500430500 | 92 | 518500 | 430500
[5 empty] | 519500430500 | 92 | 519500 | 430500
[5 empty] | 520500430500 | 92 | 520500 | 430500
[5 empty] | 521500430500 | 92 | 521500 | 430500
[5 empty] | 522500430500 | 92 | 522500 | 430500
[5 empty] | 523500430500 | 92 | 523500 | 430500
[5 empty] | 524500430500 | 92 | 524500 | 430500
[5 empty] | 525500430500 | 92 | 525500 | 430500
[5 empty] | 526500430500 | 92 | 526500 | 430500
[5 empty] | 527500430500 | 92 | 527500 | 430500
[5 empty] | 528500430500 | 92 | 528500 | 430500
[5 empty] | 529500430500 | 92 | 529500 | 430500
[5 empty] | 530500430500 | 92 | 530500 | 430500
[5 empty] | 531500430500 | 92 | 531500 | 430500
[5 empty] | 532500430500 | 92 | 532500 | 430500
[5 empty] | 470500429500 | 92 | 470500 | 429500
[5 empty] | 471500429500 | 92 | 471500 | 429500
[5 empty] | 472500429500 | 92 | 472500 | 429500
[5 empty] | 473500429500 | 92 | 473500 | 429500
[5 empty] | 474500429500 | 92 | 474500 | 429500
[5 empty] | 475500429500 | 92 | 475500 | 429500
[5 empty] | 476500429500 | 92 | 476500 | 429500
[5 empty] | 477500429500 | 92 | 477500 | 429500
[5 empty] | 478500429500 | 92 | 478500 | 429500
[5 empty] | 479500429500 | 92 | 479500 | 429500
[5 empty] | 480500429500 | 92 | 480500 | 429500
[5 empty] | 481500429500 | 92 | 481500 | 429500
[5 empty] | 482500429500 | 92 | 482500 | 429500
[5 empty] | 483500429500 | 92 | 483500 | 429500
[5 empty] | 484500429500 | 92 | 484500 | 429500
[5 empty] | 485500429500 | 92 | 485500 | 429500
[5 empty] | 486500429500 | 92 | 486500 | 429500
[5 empty] | 487500429500 | 92 | 487500 | 429500
[5 empty] | 488500429500 | 92 | 488500 | 429500
[5 empty] | 489500429500 | 92 | 489500 | 429500
[5 empty] | 490500429500 | 92 | 490500 | 429500
[5 empty] | 491500429500 | 92 | 491500 | 429500
[5 empty] | 492500429500 | 92 | 492500 | 429500
[5 empty] | 493500429500 | 92 | 493500 | 429500
[5 empty] | 494500429500 | 92 | 494500 | 429500
[5 empty] | 495500429500 | 92 | 495500 | 429500
[5 empty] | 496500429500 | 92 | 496500 | 429500
[5 empty] | 497500429500 | 92 | 497500 | 429500
[5 empty] | 498500429500 | 92 | 498500 | 429500
[5 empty] | 499500429500 | 92 | 499500 | 429500
[5 empty] | 500500429500 | 92 | 500500 | 429500
[5 empty] | 501500429500 | 92 | 501500 | 429500
[5 empty] | 502500429500 | 92 | 502500 | 429500
[5 empty] | 503500429500 | 92 | 503500 | 429500
[5 empty] | 504500429500 | 92 | 504500 | 429500
[5 empty] | 516500429500 | 92 | 516500 | 429500
[5 empty] | 517500429500 | 92 | 517500 | 429500
[5 empty] | 518500429500 | 92 | 518500 | 429500
[5 empty] | 519500429500 | 92 | 519500 | 429500
[5 empty] | 520500429500 | 92 | 520500 | 429500
[5 empty] | 521500429500 | 92 | 521500 | 429500
[5 empty] | 522500429500 | 92 | 522500 | 429500
[5 empty] | 523500429500 | 92 | 523500 | 429500
[5 empty] | 524500429500 | 92 | 524500 | 429500
[5 empty] | 525500429500 | 92 | 525500 | 429500
[5 empty] | 526500429500 | 92 | 526500 | 429500
[5 empty] | 527500429500 | 92 | 527500 | 429500
[5 empty] | 528500429500 | 92 | 528500 | 429500
[5 empty] | 529500429500 | 92 | 529500 | 429500
[5 empty] | 530500429500 | 92 | 530500 | 429500
[5 empty] | 531500429500 | 92 | 531500 | 429500
[5 empty] | 532500429500 | 92 | 532500 | 429500
[5 empty] | 533500429500 | 92 | 533500 | 429500
[5 empty] | 468500428500 | 92 | 468500 | 428500
[5 empty] | 469500428500 | 92 | 469500 | 428500
[5 empty] | 470500428500 | 92 | 470500 | 428500
[5 empty] | 471500428500 | 92 | 471500 | 428500
[5 empty] | 472500428500 | 92 | 472500 | 428500
[5 empty] | 473500428500 | 92 | 473500 | 428500
[5 empty] | 474500428500 | 92 | 474500 | 428500
[5 empty] | 475500428500 | 92 | 475500 | 428500
[5 empty] | 476500428500 | 92 | 476500 | 428500
[5 empty] | 477500428500 | 92 | 477500 | 428500
[5 empty] | 478500428500 | 92 | 478500 | 428500
[5 empty] | 479500428500 | 92 | 479500 | 428500
[5 empty] | 480500428500 | 92 | 480500 | 428500
[5 empty] | 481500428500 | 92 | 481500 | 428500
[5 empty] | 482500428500 | 92 | 482500 | 428500
[5 empty] | 483500428500 | 92 | 483500 | 428500
[5 empty] | 484500428500 | 92 | 484500 | 428500
[5 empty] | 485500428500 | 92 | 485500 | 428500
[5 empty] | 486500428500 | 92 | 486500 | 428500
[5 empty] | 487500428500 | 92 | 487500 | 428500
[5 empty] | 488500428500 | 92 | 488500 | 428500
[5 empty] | 489500428500 | 92 | 489500 | 428500
[5 empty] | 490500428500 | 92 | 490500 | 428500
[5 empty] | 491500428500 | 92 | 491500 | 428500
[5 empty] | 492500428500 | 92 | 492500 | 428500
[5 empty] | 493500428500 | 92 | 493500 | 428500
[5 empty] | 494500428500 | 92 | 494500 | 428500
[5 empty] | 495500428500 | 92 | 495500 | 428500
[5 empty] | 496500428500 | 92 | 496500 | 428500
[5 empty] | 497500428500 | 92 | 497500 | 428500
[5 empty] | 498500428500 | 92 | 498500 | 428500
[5 empty] | 499500428500 | 92 | 499500 | 428500
[5 empty] | 500500428500 | 92 | 500500 | 428500
[5 empty] | 501500428500 | 92 | 501500 | 428500
[5 empty] | 502500428500 | 92 | 502500 | 428500
[5 empty] | 503500428500 | 92 | 503500 | 428500
[5 empty] | 504500428500 | 92 | 504500 | 428500
[5 empty] | 516500428500 | 92 | 516500 | 428500
[5 empty] | 517500428500 | 92 | 517500 | 428500
[5 empty] | 518500428500 | 92 | 518500 | 428500
[5 empty] | 519500428500 | 92 | 519500 | 428500
[5 empty] | 520500428500 | 92 | 520500 | 428500
[5 empty] | 521500428500 | 92 | 521500 | 428500
[5 empty] | 522500428500 | 92 | 522500 | 428500
[5 empty] | 523500428500 | 92 | 523500 | 428500
[5 empty] | 524500428500 | 92 | 524500 | 428500
[5 empty] | 525500428500 | 92 | 525500 | 428500
[5 empty] | 526500428500 | 92 | 526500 | 428500
[5 empty] | 527500428500 | 92 | 527500 | 428500
[5 empty] | 528500428500 | 92 | 528500 | 428500
[5 empty] | 529500428500 | 92 | 529500 | 428500
[5 empty] | 530500428500 | 92 | 530500 | 428500
[5 empty] | 531500428500 | 92 | 531500 | 428500
[5 empty] | 532500428500 | 92 | 532500 | 428500
[5 empty] | 533500428500 | 92 | 533500 | 428500
[5 empty] | 534500428500 | 92 | 534500 | 428500
[5 empty] | 469500427500 | 92 | 469500 | 427500
[5 empty] | 470500427500 | 92 | 470500 | 427500
[5 empty] | 471500427500 | 92 | 471500 | 427500
[5 empty] | 472500427500 | 92 | 472500 | 427500
[5 empty] | 473500427500 | 92 | 473500 | 427500
[5 empty] | 474500427500 | 92 | 474500 | 427500
[5 empty] | 475500427500 | 92 | 475500 | 427500
[5 empty] | 476500427500 | 92 | 476500 | 427500
[5 empty] | 477500427500 | 92 | 477500 | 427500
[5 empty] | 478500427500 | 92 | 478500 | 427500
[5 empty] | 479500427500 | 92 | 479500 | 427500
[5 empty] | 480500427500 | 92 | 480500 | 427500
[5 empty] | 481500427500 | 92 | 481500 | 427500
[5 empty] | 482500427500 | 92 | 482500 | 427500
[5 empty] | 483500427500 | 92 | 483500 | 427500
[5 empty] | 484500427500 | 92 | 484500 | 427500
[5 empty] | 485500427500 | 92 | 485500 | 427500
[5 empty] | 486500427500 | 92 | 486500 | 427500
[5 empty] | 487500427500 | 92 | 487500 | 427500
[5 empty] | 488500427500 | 92 | 488500 | 427500
[5 empty] | 489500427500 | 92 | 489500 | 427500
[5 empty] | 490500427500 | 92 | 490500 | 427500
[5 empty] | 491500427500 | 92 | 491500 | 427500
[5 empty] | 492500427500 | 92 | 492500 | 427500
[5 empty] | 493500427500 | 92 | 493500 | 427500
[5 empty] | 494500427500 | 92 | 494500 | 427500
[5 empty] | 495500427500 | 92 | 495500 | 427500
[5 empty] | 496500427500 | 92 | 496500 | 427500
[5 empty] | 497500427500 | 92 | 497500 | 427500
[5 empty] | 498500427500 | 92 | 498500 | 427500
[5 empty] | 499500427500 | 92 | 499500 | 427500
[5 empty] | 500500427500 | 92 | 500500 | 427500
[5 empty] | 501500427500 | 92 | 501500 | 427500
[5 empty] | 502500427500 | 92 | 502500 | 427500
[5 empty] | 503500427500 | 92 | 503500 | 427500
[5 empty] | 515500427500 | 92 | 515500 | 427500
[5 empty] | 516500427500 | 92 | 516500 | 427500
[5 empty] | 517500427500 | 92 | 517500 | 427500
[5 empty] | 518500427500 | 92 | 518500 | 427500
[5 empty] | 519500427500 | 92 | 519500 | 427500
[5 empty] | 520500427500 | 92 | 520500 | 427500
[5 empty] | 521500427500 | 92 | 521500 | 427500
[5 empty] | 522500427500 | 92 | 522500 | 427500
[5 empty] | 523500427500 | 92 | 523500 | 427500
[5 empty] | 524500427500 | 92 | 524500 | 427500
[5 empty] | 525500427500 | 92 | 525500 | 427500
[5 empty] | 526500427500 | 92 | 526500 | 427500
[5 empty] | 527500427500 | 92 | 527500 | 427500
[5 empty] | 528500427500 | 92 | 528500 | 427500
[5 empty] | 529500427500 | 92 | 529500 | 427500
[5 empty] | 530500427500 | 92 | 530500 | 427500
[5 empty] | 531500427500 | 92 | 531500 | 427500
[5 empty] | 532500427500 | 92 | 532500 | 427500
[5 empty] | 533500427500 | 92 | 533500 | 427500
[5 empty] | 534500427500 | 92 | 534500 | 427500
[5 empty] | 535500427500 | 92 | 535500 | 427500
[5 empty] | 472500426500 | 92 | 472500 | 426500
[5 empty] | 473500426500 | 92 | 473500 | 426500
[5 empty] | 474500426500 | 92 | 474500 | 426500
[5 empty] | 475500426500 | 92 | 475500 | 426500
[5 empty] | 476500426500 | 92 | 476500 | 426500
[5 empty] | 477500426500 | 92 | 477500 | 426500
[5 empty] | 478500426500 | 92 | 478500 | 426500
[5 empty] | 479500426500 | 92 | 479500 | 426500
[5 empty] | 480500426500 | 92 | 480500 | 426500
[5 empty] | 481500426500 | 92 | 481500 | 426500
[5 empty] | 482500426500 | 92 | 482500 | 426500
[5 empty] | 483500426500 | 92 | 483500 | 426500
[5 empty] | 484500426500 | 92 | 484500 | 426500
[5 empty] | 485500426500 | 92 | 485500 | 426500
[5 empty] | 486500426500 | 92 | 486500 | 426500
[5 empty] | 487500426500 | 92 | 487500 | 426500
[5 empty] | 488500426500 | 92 | 488500 | 426500
[5 empty] | 489500426500 | 92 | 489500 | 426500
[5 empty] | 490500426500 | 92 | 490500 | 426500
[5 empty] | 491500426500 | 92 | 491500 | 426500
[5 empty] | 492500426500 | 92 | 492500 | 426500
[5 empty] | 493500426500 | 92 | 493500 | 426500
[5 empty] | 494500426500 | 92 | 494500 | 426500
[5 empty] | 495500426500 | 92 | 495500 | 426500
[5 empty] | 496500426500 | 92 | 496500 | 426500
[5 empty] | 497500426500 | 92 | 497500 | 426500
[5 empty] | 498500426500 | 92 | 498500 | 426500
[5 empty] | 499500426500 | 92 | 499500 | 426500
[5 empty] | 500500426500 | 92 | 500500 | 426500
[5 empty] | 501500426500 | 92 | 501500 | 426500
[5 empty] | 502500426500 | 92 | 502500 | 426500
[5 empty] | 503500426500 | 92 | 503500 | 426500
[5 empty] | 516500426500 | 92 | 516500 | 426500
[5 empty] | 517500426500 | 92 | 517500 | 426500
[5 empty] | 518500426500 | 92 | 518500 | 426500
[5 empty] | 519500426500 | 92 | 519500 | 426500
[5 empty] | 520500426500 | 92 | 520500 | 426500
[5 empty] | 521500426500 | 92 | 521500 | 426500
[5 empty] | 522500426500 | 92 | 522500 | 426500
[5 empty] | 523500426500 | 92 | 523500 | 426500
[5 empty] | 524500426500 | 92 | 524500 | 426500
[5 empty] | 525500426500 | 92 | 525500 | 426500
[5 empty] | 526500426500 | 92 | 526500 | 426500
[5 empty] | 527500426500 | 92 | 527500 | 426500
[5 empty] | 528500426500 | 92 | 528500 | 426500
[5 empty] | 529500426500 | 92 | 529500 | 426500
[5 empty] | 530500426500 | 92 | 530500 | 426500
[5 empty] | 531500426500 | 92 | 531500 | 426500
[5 empty] | 532500426500 | 92 | 532500 | 426500
[5 empty] | 533500426500 | 92 | 533500 | 426500
[5 empty] | 534500426500 | 92 | 534500 | 426500
[5 empty] | 535500426500 | 92 | 535500 | 426500
[5 empty] | 472500425500 | 92 | 472500 | 425500
[5 empty] | 473500425500 | 92 | 473500 | 425500
[5 empty] | 474500425500 | 92 | 474500 | 425500
[5 empty] | 475500425500 | 92 | 475500 | 425500
[5 empty] | 476500425500 | 92 | 476500 | 425500
[5 empty] | 477500425500 | 92 | 477500 | 425500
[5 empty] | 478500425500 | 92 | 478500 | 425500
[5 empty] | 479500425500 | 92 | 479500 | 425500
[5 empty] | 480500425500 | 92 | 480500 | 425500
[5 empty] | 481500425500 | 92 | 481500 | 425500
[5 empty] | 482500425500 | 92 | 482500 | 425500
[5 empty] | 483500425500 | 92 | 483500 | 425500
[5 empty] | 484500425500 | 92 | 484500 | 425500
[5 empty] | 485500425500 | 92 | 485500 | 425500
[5 empty] | 486500425500 | 92 | 486500 | 425500
[5 empty] | 487500425500 | 92 | 487500 | 425500
[5 empty] | 488500425500 | 92 | 488500 | 425500
[5 empty] | 493500425500 | 92 | 493500 | 425500
[5 empty] | 494500425500 | 92 | 494500 | 425500
[5 empty] | 495500425500 | 92 | 495500 | 425500
[5 empty] | 496500425500 | 92 | 496500 | 425500
[5 empty] | 497500425500 | 92 | 497500 | 425500
[5 empty] | 498500425500 | 92 | 498500 | 425500
[5 empty] | 499500425500 | 92 | 499500 | 425500
[5 empty] | 500500425500 | 92 | 500500 | 425500
[5 empty] | 501500425500 | 92 | 501500 | 425500
[5 empty] | 502500425500 | 92 | 502500 | 425500
[5 empty] | 503500425500 | 92 | 503500 | 425500
[5 empty] | 504500425500 | 92 | 504500 | 425500
[5 empty] | 516500425500 | 92 | 516500 | 425500
[5 empty] | 517500425500 | 92 | 517500 | 425500
[5 empty] | 518500425500 | 92 | 518500 | 425500
[5 empty] | 519500425500 | 92 | 519500 | 425500
[5 empty] | 520500425500 | 92 | 520500 | 425500
[5 empty] | 521500425500 | 92 | 521500 | 425500
[5 empty] | 522500425500 | 92 | 522500 | 425500
[5 empty] | 523500425500 | 92 | 523500 | 425500
[5 empty] | 524500425500 | 92 | 524500 | 425500
[5 empty] | 525500425500 | 92 | 525500 | 425500
[5 empty] | 526500425500 | 92 | 526500 | 425500
[5 empty] | 527500425500 | 92 | 527500 | 425500
[5 empty] | 528500425500 | 92 | 528500 | 425500
[5 empty] | 529500425500 | 92 | 529500 | 425500
[5 empty] | 530500425500 | 92 | 530500 | 425500
[5 empty] | 531500425500 | 92 | 531500 | 425500
[5 empty] | 532500425500 | 92 | 532500 | 425500
[5 empty] | 533500425500 | 92 | 533500 | 425500
[5 empty] | 534500425500 | 92 | 534500 | 425500
[5 empty] | 535500425500 | 92 | 535500 | 425500
[5 empty] | 536500425500 | 92 | 536500 | 425500
[5 empty] | 469500424500 | 92 | 469500 | 424500
[5 empty] | 470500424500 | 92 | 470500 | 424500
[5 empty] | 471500424500 | 92 | 471500 | 424500
[5 empty] | 472500424500 | 92 | 472500 | 424500
[5 empty] | 473500424500 | 92 | 473500 | 424500
[5 empty] | 474500424500 | 92 | 474500 | 424500
[5 empty] | 475500424500 | 92 | 475500 | 424500
[5 empty] | 476500424500 | 92 | 476500 | 424500
[5 empty] | 477500424500 | 92 | 477500 | 424500
[5 empty] | 478500424500 | 92 | 478500 | 424500
[5 empty] | 479500424500 | 92 | 479500 | 424500
[5 empty] | 480500424500 | 92 | 480500 | 424500
[5 empty] | 481500424500 | 92 | 481500 | 424500
[5 empty] | 482500424500 | 92 | 482500 | 424500
[5 empty] | 483500424500 | 92 | 483500 | 424500
[5 empty] | 484500424500 | 92 | 484500 | 424500
[5 empty] | 485500424500 | 92 | 485500 | 424500
[5 empty] | 486500424500 | 92 | 486500 | 424500
[5 empty] | 487500424500 | 92 | 487500 | 424500
[5 empty] | 494500424500 | 92 | 494500 | 424500
[5 empty] | 495500424500 | 92 | 495500 | 424500
[5 empty] | 496500424500 | 92 | 496500 | 424500
[5 empty] | 497500424500 | 92 | 497500 | 424500
[5 empty] | 498500424500 | 92 | 498500 | 424500
[5 empty] | 517500424500 | 92 | 517500 | 424500
[5 empty] | 518500424500 | 92 | 518500 | 424500
[5 empty] | 519500424500 | 92 | 519500 | 424500
[5 empty] | 520500424500 | 92 | 520500 | 424500
[5 empty] | 521500424500 | 92 | 521500 | 424500
[5 empty] | 522500424500 | 92 | 522500 | 424500
[5 empty] | 523500424500 | 92 | 523500 | 424500
[5 empty] | 524500424500 | 92 | 524500 | 424500
[5 empty] | 525500424500 | 92 | 525500 | 424500
[5 empty] | 526500424500 | 92 | 526500 | 424500
[5 empty] | 527500424500 | 92 | 527500 | 424500
[5 empty] | 528500424500 | 92 | 528500 | 424500
[5 empty] | 529500424500 | 92 | 529500 | 424500
[5 empty] | 530500424500 | 92 | 530500 | 424500
[5 empty] | 531500424500 | 92 | 531500 | 424500
[5 empty] | 532500424500 | 92 | 532500 | 424500
[5 empty] | 533500424500 | 92 | 533500 | 424500
[5 empty] | 534500424500 | 92 | 534500 | 424500
[5 empty] | 535500424500 | 92 | 535500 | 424500
[5 empty] | 536500424500 | 92 | 536500 | 424500
[5 empty] | 537500424500 | 92 | 537500 | 424500
[5 empty] | 467500423500 | 92 | 467500 | 423500
[5 empty] | 468500423500 | 92 | 468500 | 423500
[5 empty] | 469500423500 | 92 | 469500 | 423500
[5 empty] | 470500423500 | 92 | 470500 | 423500
[5 empty] | 471500423500 | 92 | 471500 | 423500
[5 empty] | 472500423500 | 92 | 472500 | 423500
[5 empty] | 473500423500 | 92 | 473500 | 423500
[5 empty] | 474500423500 | 92 | 474500 | 423500
[5 empty] | 475500423500 | 92 | 475500 | 423500
[5 empty] | 476500423500 | 92 | 476500 | 423500
[5 empty] | 477500423500 | 92 | 477500 | 423500
[5 empty] | 478500423500 | 92 | 478500 | 423500
[5 empty] | 479500423500 | 92 | 479500 | 423500
[5 empty] | 480500423500 | 92 | 480500 | 423500
[5 empty] | 481500423500 | 92 | 481500 | 423500
[5 empty] | 482500423500 | 92 | 482500 | 423500
[5 empty] | 483500423500 | 92 | 483500 | 423500
[5 empty] | 484500423500 | 92 | 484500 | 423500
[5 empty] | 485500423500 | 92 | 485500 | 423500
[5 empty] | 518500423500 | 92 | 518500 | 423500
[5 empty] | 519500423500 | 92 | 519500 | 423500
[5 empty] | 520500423500 | 92 | 520500 | 423500
[5 empty] | 521500423500 | 92 | 521500 | 423500
[5 empty] | 522500423500 | 92 | 522500 | 423500
[5 empty] | 523500423500 | 92 | 523500 | 423500
[5 empty] | 524500423500 | 92 | 524500 | 423500
[5 empty] | 525500423500 | 92 | 525500 | 423500
[5 empty] | 526500423500 | 92 | 526500 | 423500
[5 empty] | 527500423500 | 92 | 527500 | 423500
[5 empty] | 528500423500 | 92 | 528500 | 423500
[5 empty] | 529500423500 | 92 | 529500 | 423500
[5 empty] | 530500423500 | 92 | 530500 | 423500
[5 empty] | 531500423500 | 92 | 531500 | 423500
[5 empty] | 532500423500 | 92 | 532500 | 423500
[5 empty] | 533500423500 | 92 | 533500 | 423500
[5 empty] | 534500423500 | 92 | 534500 | 423500
[5 empty] | 535500423500 | 92 | 535500 | 423500
[5 empty] | 536500423500 | 92 | 536500 | 423500
[5 empty] | 537500423500 | 92 | 537500 | 423500
[5 empty] | 538500423500 | 92 | 538500 | 423500
[5 empty] | 461500422500 | 92 | 461500 | 422500
[5 empty] | 462500422500 | 92 | 462500 | 422500
[5 empty] | 463500422500 | 92 | 463500 | 422500
[5 empty] | 464500422500 | 92 | 464500 | 422500
[5 empty] | 465500422500 | 92 | 465500 | 422500
[5 empty] | 466500422500 | 92 | 466500 | 422500
[5 empty] | 467500422500 | 92 | 467500 | 422500
[5 empty] | 468500422500 | 92 | 468500 | 422500
[5 empty] | 469500422500 | 92 | 469500 | 422500
[5 empty] | 470500422500 | 92 | 470500 | 422500
[5 empty] | 471500422500 | 92 | 471500 | 422500
[5 empty] | 472500422500 | 92 | 472500 | 422500
[5 empty] | 473500422500 | 92 | 473500 | 422500
[5 empty] | 474500422500 | 92 | 474500 | 422500
[5 empty] | 475500422500 | 92 | 475500 | 422500
[5 empty] | 476500422500 | 92 | 476500 | 422500
[5 empty] | 477500422500 | 92 | 477500 | 422500
[5 empty] | 478500422500 | 92 | 478500 | 422500
[5 empty] | 479500422500 | 92 | 479500 | 422500
[5 empty] | 480500422500 | 92 | 480500 | 422500
[5 empty] | 481500422500 | 92 | 481500 | 422500
[5 empty] | 482500422500 | 92 | 482500 | 422500
[5 empty] | 483500422500 | 92 | 483500 | 422500
[5 empty] | 484500422500 | 92 | 484500 | 422500
[5 empty] | 485500422500 | 92 | 485500 | 422500
[5 empty] | 519500422500 | 92 | 519500 | 422500
[5 empty] | 520500422500 | 92 | 520500 | 422500
[5 empty] | 521500422500 | 92 | 521500 | 422500
[5 empty] | 522500422500 | 92 | 522500 | 422500
[5 empty] | 523500422500 | 92 | 523500 | 422500
[5 empty] | 524500422500 | 92 | 524500 | 422500
[5 empty] | 525500422500 | 92 | 525500 | 422500
[5 empty] | 526500422500 | 92 | 526500 | 422500
[5 empty] | 527500422500 | 92 | 527500 | 422500
[5 empty] | 528500422500 | 92 | 528500 | 422500
[5 empty] | 529500422500 | 92 | 529500 | 422500
[5 empty] | 530500422500 | 92 | 530500 | 422500
[5 empty] | 531500422500 | 92 | 531500 | 422500
[5 empty] | 532500422500 | 92 | 532500 | 422500
[5 empty] | 533500422500 | 92 | 533500 | 422500
[5 empty] | 534500422500 | 92 | 534500 | 422500
[5 empty] | 535500422500 | 92 | 535500 | 422500
[5 empty] | 536500422500 | 92 | 536500 | 422500
[5 empty] | 537500422500 | 92 | 537500 | 422500
[5 empty] | 538500422500 | 92 | 538500 | 422500
[5 empty] | 539500422500 | 92 | 539500 | 422500
[5 empty] | 461500421500 | 92 | 461500 | 421500
[5 empty] | 462500421500 | 92 | 462500 | 421500
[5 empty] | 463500421500 | 92 | 463500 | 421500
[5 empty] | 464500421500 | 92 | 464500 | 421500
[5 empty] | 465500421500 | 92 | 465500 | 421500
[5 empty] | 466500421500 | 92 | 466500 | 421500
[5 empty] | 467500421500 | 92 | 467500 | 421500
[5 empty] | 468500421500 | 92 | 468500 | 421500
[5 empty] | 469500421500 | 92 | 469500 | 421500
[5 empty] | 470500421500 | 92 | 470500 | 421500
[5 empty] | 471500421500 | 92 | 471500 | 421500
[5 empty] | 472500421500 | 92 | 472500 | 421500
[5 empty] | 473500421500 | 92 | 473500 | 421500
[5 empty] | 474500421500 | 92 | 474500 | 421500
[5 empty] | 475500421500 | 92 | 475500 | 421500
[5 empty] | 476500421500 | 92 | 476500 | 421500
[5 empty] | 477500421500 | 92 | 477500 | 421500
[5 empty] | 478500421500 | 92 | 478500 | 421500
[5 empty] | 479500421500 | 92 | 479500 | 421500
[5 empty] | 480500421500 | 92 | 480500 | 421500
[5 empty] | 481500421500 | 92 | 481500 | 421500
[5 empty] | 482500421500 | 92 | 482500 | 421500
[5 empty] | 483500421500 | 92 | 483500 | 421500
[5 empty] | 484500421500 | 92 | 484500 | 421500
[5 empty] | 485500421500 | 92 | 485500 | 421500
[5 empty] | 520500421500 | 92 | 520500 | 421500
[5 empty] | 521500421500 | 92 | 521500 | 421500
[5 empty] | 522500421500 | 92 | 522500 | 421500
[5 empty] | 523500421500 | 92 | 523500 | 421500
[5 empty] | 524500421500 | 92 | 524500 | 421500
[5 empty] | 525500421500 | 92 | 525500 | 421500
[5 empty] | 526500421500 | 92 | 526500 | 421500
[5 empty] | 527500421500 | 92 | 527500 | 421500
[5 empty] | 528500421500 | 92 | 528500 | 421500
[5 empty] | 529500421500 | 92 | 529500 | 421500
[5 empty] | 530500421500 | 92 | 530500 | 421500
[5 empty] | 531500421500 | 92 | 531500 | 421500
[5 empty] | 532500421500 | 92 | 532500 | 421500
[5 empty] | 533500421500 | 92 | 533500 | 421500
[5 empty] | 534500421500 | 92 | 534500 | 421500
[5 empty] | 535500421500 | 92 | 535500 | 421500
[5 empty] | 536500421500 | 92 | 536500 | 421500
[5 empty] | 537500421500 | 92 | 537500 | 421500
[5 empty] | 538500421500 | 92 | 538500 | 421500
[5 empty] | 539500421500 | 92 | 539500 | 421500
[5 empty] | 460500420500 | 92 | 460500 | 420500
[5 empty] | 461500420500 | 92 | 461500 | 420500
[5 empty] | 462500420500 | 92 | 462500 | 420500
[5 empty] | 463500420500 | 92 | 463500 | 420500
[5 empty] | 464500420500 | 92 | 464500 | 420500
[5 empty] | 465500420500 | 92 | 465500 | 420500
[5 empty] | 466500420500 | 92 | 466500 | 420500
[5 empty] | 467500420500 | 92 | 467500 | 420500
[5 empty] | 468500420500 | 92 | 468500 | 420500
[5 empty] | 469500420500 | 92 | 469500 | 420500
[5 empty] | 470500420500 | 92 | 470500 | 420500
[5 empty] | 471500420500 | 92 | 471500 | 420500
[5 empty] | 472500420500 | 92 | 472500 | 420500
[5 empty] | 473500420500 | 92 | 473500 | 420500
[5 empty] | 474500420500 | 92 | 474500 | 420500
[5 empty] | 475500420500 | 92 | 475500 | 420500
[5 empty] | 476500420500 | 92 | 476500 | 420500
[5 empty] | 477500420500 | 92 | 477500 | 420500
[5 empty] | 478500420500 | 92 | 478500 | 420500
[5 empty] | 479500420500 | 92 | 479500 | 420500
[5 empty] | 480500420500 | 92 | 480500 | 420500
[5 empty] | 481500420500 | 92 | 481500 | 420500
[5 empty] | 482500420500 | 92 | 482500 | 420500
[5 empty] | 483500420500 | 92 | 483500 | 420500
[5 empty] | 521500420500 | 92 | 521500 | 420500
[5 empty] | 522500420500 | 92 | 522500 | 420500
[5 empty] | 523500420500 | 92 | 523500 | 420500
[5 empty] | 524500420500 | 92 | 524500 | 420500
[5 empty] | 525500420500 | 92 | 525500 | 420500
[5 empty] | 526500420500 | 92 | 526500 | 420500
[5 empty] | 527500420500 | 92 | 527500 | 420500
[5 empty] | 528500420500 | 92 | 528500 | 420500
[5 empty] | 529500420500 | 92 | 529500 | 420500
[5 empty] | 530500420500 | 92 | 530500 | 420500
[5 empty] | 531500420500 | 92 | 531500 | 420500
[5 empty] | 532500420500 | 92 | 532500 | 420500
[5 empty] | 533500420500 | 92 | 533500 | 420500
[5 empty] | 534500420500 | 92 | 534500 | 420500
[5 empty] | 535500420500 | 92 | 535500 | 420500
[5 empty] | 536500420500 | 92 | 536500 | 420500
[5 empty] | 537500420500 | 92 | 537500 | 420500
[5 empty] | 538500420500 | 92 | 538500 | 420500
[5 empty] | 539500420500 | 92 | 539500 | 420500
[5 empty] | 540500420500 | 92 | 540500 | 420500
[5 empty] | 460500419500 | 92 | 460500 | 419500
[5 empty] | 461500419500 | 92 | 461500 | 419500
[5 empty] | 462500419500 | 92 | 462500 | 419500
[5 empty] | 463500419500 | 92 | 463500 | 419500
[5 empty] | 464500419500 | 92 | 464500 | 419500
[5 empty] | 465500419500 | 92 | 465500 | 419500
[5 empty] | 466500419500 | 92 | 466500 | 419500
[5 empty] | 467500419500 | 92 | 467500 | 419500
[5 empty] | 468500419500 | 92 | 468500 | 419500
[5 empty] | 469500419500 | 92 | 469500 | 419500
[5 empty] | 470500419500 | 92 | 470500 | 419500
[5 empty] | 471500419500 | 92 | 471500 | 419500
[5 empty] | 472500419500 | 92 | 472500 | 419500
[5 empty] | 473500419500 | 92 | 473500 | 419500
[5 empty] | 474500419500 | 92 | 474500 | 419500
[5 empty] | 475500419500 | 92 | 475500 | 419500
[5 empty] | 476500419500 | 92 | 476500 | 419500
[5 empty] | 477500419500 | 92 | 477500 | 419500
[5 empty] | 478500419500 | 92 | 478500 | 419500
[5 empty] | 479500419500 | 92 | 479500 | 419500
[5 empty] | 480500419500 | 92 | 480500 | 419500
[5 empty] | 481500419500 | 92 | 481500 | 419500
[5 empty] | 522500419500 | 92 | 522500 | 419500
[5 empty] | 523500419500 | 92 | 523500 | 419500
[5 empty] | 524500419500 | 92 | 524500 | 419500
[5 empty] | 525500419500 | 92 | 525500 | 419500
[5 empty] | 526500419500 | 92 | 526500 | 419500
[5 empty] | 527500419500 | 92 | 527500 | 419500
[5 empty] | 528500419500 | 92 | 528500 | 419500
[5 empty] | 529500419500 | 92 | 529500 | 419500
[5 empty] | 530500419500 | 92 | 530500 | 419500
[5 empty] | 531500419500 | 92 | 531500 | 419500
[5 empty] | 532500419500 | 92 | 532500 | 419500
[5 empty] | 533500419500 | 92 | 533500 | 419500
[5 empty] | 534500419500 | 92 | 534500 | 419500
[5 empty] | 535500419500 | 92 | 535500 | 419500
[5 empty] | 536500419500 | 92 | 536500 | 419500
[5 empty] | 537500419500 | 92 | 537500 | 419500
[5 empty] | 538500419500 | 92 | 538500 | 419500
[5 empty] | 539500419500 | 92 | 539500 | 419500
[5 empty] | 540500419500 | 92 | 540500 | 419500
[5 empty] | 461500418500 | 92 | 461500 | 418500
[5 empty] | 462500418500 | 92 | 462500 | 418500
[5 empty] | 463500418500 | 92 | 463500 | 418500
[5 empty] | 464500418500 | 92 | 464500 | 418500
[5 empty] | 465500418500 | 92 | 465500 | 418500
[5 empty] | 470500418500 | 92 | 470500 | 418500
[5 empty] | 471500418500 | 92 | 471500 | 418500
[5 empty] | 472500418500 | 92 | 472500 | 418500
[5 empty] | 473500418500 | 92 | 473500 | 418500
[5 empty] | 474500418500 | 92 | 474500 | 418500
[5 empty] | 475500418500 | 92 | 475500 | 418500
[5 empty] | 476500418500 | 92 | 476500 | 418500
[5 empty] | 477500418500 | 92 | 477500 | 418500
[5 empty] | 478500418500 | 92 | 478500 | 418500
[5 empty] | 479500418500 | 92 | 479500 | 418500
[5 empty] | 523500418500 | 92 | 523500 | 418500
[5 empty] | 524500418500 | 92 | 524500 | 418500
[5 empty] | 525500418500 | 92 | 525500 | 418500
[5 empty] | 526500418500 | 92 | 526500 | 418500
[5 empty] | 527500418500 | 92 | 527500 | 418500
[5 empty] | 528500418500 | 92 | 528500 | 418500
[5 empty] | 529500418500 | 92 | 529500 | 418500
[5 empty] | 530500418500 | 92 | 530500 | 418500
[5 empty] | 531500418500 | 92 | 531500 | 418500
[5 empty] | 532500418500 | 92 | 532500 | 418500
[5 empty] | 533500418500 | 92 | 533500 | 418500
[5 empty] | 534500418500 | 92 | 534500 | 418500
[5 empty] | 535500418500 | 92 | 535500 | 418500
[5 empty] | 536500418500 | 92 | 536500 | 418500
[5 empty] | 537500418500 | 92 | 537500 | 418500
[5 empty] | 538500418500 | 92 | 538500 | 418500
[5 empty] | 539500418500 | 92 | 539500 | 418500
[5 empty] | 540500418500 | 92 | 540500 | 418500
[5 empty] | 541500418500 | 92 | 541500 | 418500
[5 empty] | 472500417500 | 92 | 472500 | 417500
[5 empty] | 473500417500 | 92 | 473500 | 417500
[5 empty] | 474500417500 | 92 | 474500 | 417500
[5 empty] | 475500417500 | 92 | 475500 | 417500
[5 empty] | 476500417500 | 92 | 476500 | 417500
[5 empty] | 477500417500 | 92 | 477500 | 417500
[5 empty] | 478500417500 | 92 | 478500 | 417500
[5 empty] | 524500417500 | 92 | 524500 | 417500
[5 empty] | 525500417500 | 92 | 525500 | 417500
[5 empty] | 526500417500 | 92 | 526500 | 417500
[5 empty] | 527500417500 | 92 | 527500 | 417500
[5 empty] | 528500417500 | 92 | 528500 | 417500
[5 empty] | 529500417500 | 92 | 529500 | 417500
[5 empty] | 530500417500 | 92 | 530500 | 417500
[5 empty] | 531500417500 | 92 | 531500 | 417500
[5 empty] | 532500417500 | 92 | 532500 | 417500
[5 empty] | 537500417500 | 92 | 537500 | 417500
[5 empty] | 538500417500 | 92 | 538500 | 417500
[5 empty] | 539500417500 | 92 | 539500 | 417500
[5 empty] | 540500417500 | 92 | 540500 | 417500
[5 empty] | 541500417500 | 92 | 541500 | 417500
[5 empty] | 475500416500 | 92 | 475500 | 416500
[5 empty] | 476500416500 | 92 | 476500 | 416500
[5 empty] | 525500416500 | 92 | 525500 | 416500
[5 empty] | 526500416500 | 92 | 526500 | 416500
[5 empty] | 527500416500 | 92 | 527500 | 416500
[5 empty] | 528500416500 | 92 | 528500 | 416500
[5 empty] | 529500416500 | 92 | 529500 | 416500
[5 empty] | 530500416500 | 92 | 530500 | 416500
[5 empty] | 539500416500 | 92 | 539500 | 416500
[5 empty] | 540500416500 | 92 | 540500 | 416500
[5 empty] | 541500416500 | 92 | 541500 | 416500
[5 empty] | 540500415500 | 92 | 540500 | 415500
[5 empty] | 541500415500 | 92 | 541500 | 415500
[5 empty] | 542500415500 | 92 | 542500 | 415500
[5 empty] | 541500414500 | 92 | 541500 | 414500
[5 empty] | 542500414500 | 92 | 542500 | 414500
[5 empty] | 541500413500 | 92 | 541500 | 413500
[5 empty] | 542500413500 | 92 | 542500 | 413500
[5 empty] | 540500412500 | 92 | 540500 | 412500
[5 empty] | 541500412500 | 92 | 541500 | 412500
[5 empty] | 539500411500 | 92 | 539500 | 411500
[5 empty] | 540500411500 | 92 | 540500 | 411500
[5 empty] | 541500411500 | 92 | 541500 | 411500
[5 empty] | 539500410500 | 92 | 539500 | 410500
[5 empty] | 540500410500 | 92 | 540500 | 410500
[5 empty] | 414500349500 | 93 | 414500 | 349500
[5 empty] | 415500349500 | 93 | 415500 | 349500
[5 empty] | 414500348500 | 93 | 414500 | 348500
[5 empty] | 415500348500 | 93 | 415500 | 348500
[5 empty] | 409500347500 | 93 | 409500 | 347500
[5 empty] | 410500347500 | 93 | 410500 | 347500
[5 empty] | 411500347500 | 93 | 411500 | 347500
[5 empty] | 412500347500 | 93 | 412500 | 347500
[5 empty] | 414500347500 | 93 | 414500 | 347500
[5 empty] | 415500347500 | 93 | 415500 | 347500
[5 empty] | 408500346500 | 93 | 408500 | 346500
[5 empty] | 409500346500 | 93 | 409500 | 346500
[5 empty] | 410500346500 | 93 | 410500 | 346500
[5 empty] | 411500346500 | 93 | 411500 | 346500
[5 empty] | 412500346500 | 93 | 412500 | 346500
[5 empty] | 413500346500 | 93 | 413500 | 346500
[5 empty] | 414500346500 | 93 | 414500 | 346500
[5 empty] | 415500346500 | 93 | 415500 | 346500
[5 empty] | 408500345500 | 93 | 408500 | 345500
[5 empty] | 409500345500 | 93 | 409500 | 345500
[5 empty] | 410500345500 | 93 | 410500 | 345500
[5 empty] | 411500345500 | 93 | 411500 | 345500
[5 empty] | 412500345500 | 93 | 412500 | 345500
[5 empty] | 413500345500 | 93 | 413500 | 345500
[5 empty] | 414500345500 | 93 | 414500 | 345500
[5 empty] | 415500345500 | 93 | 415500 | 345500
[5 empty] | 408500344500 | 93 | 408500 | 344500
[5 empty] | 409500344500 | 93 | 409500 | 344500
[5 empty] | 410500344500 | 93 | 410500 | 344500
[5 empty] | 411500344500 | 93 | 411500 | 344500
[5 empty] | 412500344500 | 93 | 412500 | 344500
[5 empty] | 413500344500 | 93 | 413500 | 344500
[5 empty] | 414500344500 | 93 | 414500 | 344500
[5 empty] | 409500343500 | 93 | 409500 | 343500
[5 empty] | 410500343500 | 93 | 410500 | 343500
[5 empty] | 411500343500 | 93 | 411500 | 343500
[5 empty] | 412500343500 | 93 | 412500 | 343500
[5 empty] | 413500343500 | 93 | 413500 | 343500
[5 empty] | 409500342500 | 93 | 409500 | 342500
[5 empty] | 410500342500 | 93 | 410500 | 342500
[5 empty] | 411500342500 | 93 | 411500 | 342500
[5 empty] | 412500342500 | 93 | 412500 | 342500
[5 empty] | 408500341500 | 93 | 408500 | 341500
[5 empty] | 409500341500 | 93 | 409500 | 341500
[5 empty] | 410500341500 | 93 | 410500 | 341500
[5 empty] | 411500341500 | 93 | 411500 | 341500
[5 empty] | 405500340500 | 93 | 405500 | 340500
[5 empty] | 406500340500 | 93 | 406500 | 340500
[5 empty] | 407500340500 | 93 | 407500 | 340500
[5 empty] | 408500340500 | 93 | 408500 | 340500
[5 empty] | 409500340500 | 93 | 409500 | 340500
[5 empty] | 410500340500 | 93 | 410500 | 340500
[5 empty] | 411500340500 | 93 | 411500 | 340500
[5 empty] | 406500339500 | 93 | 406500 | 339500
[5 empty] | 407500339500 | 93 | 407500 | 339500
[5 empty] | 408500339500 | 93 | 408500 | 339500
[5 empty] | 409500339500 | 93 | 409500 | 339500
[5 empty] | 410500339500 | 93 | 410500 | 339500
[5 empty] | 406500338500 | 93 | 406500 | 338500
[5 empty] | 407500338500 | 93 | 407500 | 338500
[5 empty] | 408500338500 | 93 | 408500 | 338500
[5 empty] | 409500338500 | 93 | 409500 | 338500
[5 empty] | 410500338500 | 93 | 410500 | 338500
[5 empty] | 401500337500 | 93 | 401500 | 337500
[5 empty] | 402500337500 | 93 | 402500 | 337500
[5 empty] | 405500337500 | 93 | 405500 | 337500
[5 empty] | 406500337500 | 93 | 406500 | 337500
[5 empty] | 407500337500 | 93 | 407500 | 337500
[5 empty] | 408500337500 | 93 | 408500 | 337500
[5 empty] | 409500337500 | 93 | 409500 | 337500
[5 empty] | 399500336500 | 93 | 399500 | 336500
[5 empty] | 400500336500 | 93 | 400500 | 336500
[5 empty] | 401500336500 | 93 | 401500 | 336500
[5 empty] | 402500336500 | 93 | 402500 | 336500
[5 empty] | 403500336500 | 93 | 403500 | 336500
[5 empty] | 404500336500 | 93 | 404500 | 336500
[5 empty] | 405500336500 | 93 | 405500 | 336500
[5 empty] | 406500336500 | 93 | 406500 | 336500
[5 empty] | 407500336500 | 93 | 407500 | 336500
[5 empty] | 408500336500 | 93 | 408500 | 336500
[5 empty] | 409500336500 | 93 | 409500 | 336500
[5 empty] | 398500335500 | 93 | 398500 | 335500
[5 empty] | 399500335500 | 93 | 399500 | 335500
[5 empty] | 400500335500 | 93 | 400500 | 335500
[5 empty] | 401500335500 | 93 | 401500 | 335500
[5 empty] | 402500335500 | 93 | 402500 | 335500
[5 empty] | 403500335500 | 93 | 403500 | 335500
[5 empty] | 404500335500 | 93 | 404500 | 335500
[5 empty] | 405500335500 | 93 | 405500 | 335500
[5 empty] | 406500335500 | 93 | 406500 | 335500
[5 empty] | 407500335500 | 93 | 407500 | 335500
[5 empty] | 408500335500 | 93 | 408500 | 335500
[5 empty] | 409500335500 | 93 | 409500 | 335500
[5 empty] | 399500334500 | 93 | 399500 | 334500
[5 empty] | 400500334500 | 93 | 400500 | 334500
[5 empty] | 401500334500 | 93 | 401500 | 334500
[5 empty] | 402500334500 | 93 | 402500 | 334500
[5 empty] | 403500334500 | 93 | 403500 | 334500
[5 empty] | 404500334500 | 93 | 404500 | 334500
[5 empty] | 405500334500 | 93 | 405500 | 334500
[5 empty] | 406500334500 | 93 | 406500 | 334500
[5 empty] | 407500334500 | 93 | 407500 | 334500
[5 empty] | 408500334500 | 93 | 408500 | 334500
[5 empty] | 409500334500 | 93 | 409500 | 334500
[5 empty] | 410500334500 | 93 | 410500 | 334500
[5 empty] | 400500333500 | 93 | 400500 | 333500
[5 empty] | 401500333500 | 93 | 401500 | 333500
[5 empty] | 402500333500 | 93 | 402500 | 333500
[5 empty] | 403500333500 | 93 | 403500 | 333500
[5 empty] | 404500333500 | 93 | 404500 | 333500
[5 empty] | 405500333500 | 93 | 405500 | 333500
[5 empty] | 406500333500 | 93 | 406500 | 333500
[5 empty] | 407500333500 | 93 | 407500 | 333500
[5 empty] | 408500333500 | 93 | 408500 | 333500
[5 empty] | 409500333500 | 93 | 409500 | 333500
[5 empty] | 410500333500 | 93 | 410500 | 333500
[5 empty] | 402500332500 | 93 | 402500 | 332500
[5 empty] | 403500332500 | 93 | 403500 | 332500
[5 empty] | 404500332500 | 93 | 404500 | 332500
[5 empty] | 405500332500 | 93 | 405500 | 332500
[5 empty] | 406500332500 | 93 | 406500 | 332500
[5 empty] | 407500332500 | 93 | 407500 | 332500
[5 empty] | 408500332500 | 93 | 408500 | 332500
[5 empty] | 409500332500 | 93 | 409500 | 332500
[5 empty] | 410500332500 | 93 | 410500 | 332500
[5 empty] | 402500331500 | 93 | 402500 | 331500
[5 empty] | 403500331500 | 93 | 403500 | 331500
[5 empty] | 404500331500 | 93 | 404500 | 331500
[5 empty] | 405500331500 | 93 | 405500 | 331500
[5 empty] | 406500331500 | 93 | 406500 | 331500
[5 empty] | 407500331500 | 93 | 407500 | 331500
[5 empty] | 408500331500 | 93 | 408500 | 331500
[5 empty] | 409500331500 | 93 | 409500 | 331500
[5 empty] | 410500331500 | 93 | 410500 | 331500
[5 empty] | 411500331500 | 93 | 411500 | 331500
[5 empty] | 412500331500 | 93 | 412500 | 331500
[5 empty] | 413500331500 | 93 | 413500 | 331500
[5 empty] | 414500331500 | 93 | 414500 | 331500
[5 empty] | 403500330500 | 93 | 403500 | 330500
[5 empty] | 404500330500 | 93 | 404500 | 330500
[5 empty] | 405500330500 | 93 | 405500 | 330500
[5 empty] | 406500330500 | 93 | 406500 | 330500
[5 empty] | 407500330500 | 93 | 407500 | 330500
[5 empty] | 408500330500 | 93 | 408500 | 330500
[5 empty] | 409500330500 | 93 | 409500 | 330500
[5 empty] | 410500330500 | 93 | 410500 | 330500
[5 empty] | 411500330500 | 93 | 411500 | 330500
[5 empty] | 412500330500 | 93 | 412500 | 330500
[5 empty] | 413500330500 | 93 | 413500 | 330500
[5 empty] | 414500330500 | 93 | 414500 | 330500
[5 empty] | 415500330500 | 93 | 415500 | 330500
[5 empty] | 416500330500 | 93 | 416500 | 330500
[5 empty] | 404500329500 | 93 | 404500 | 329500
[5 empty] | 405500329500 | 93 | 405500 | 329500
[5 empty] | 406500329500 | 93 | 406500 | 329500
[5 empty] | 407500329500 | 93 | 407500 | 329500
[5 empty] | 408500329500 | 93 | 408500 | 329500
[5 empty] | 409500329500 | 93 | 409500 | 329500
[5 empty] | 410500329500 | 93 | 410500 | 329500
[5 empty] | 411500329500 | 93 | 411500 | 329500
[5 empty] | 412500329500 | 93 | 412500 | 329500
[5 empty] | 413500329500 | 93 | 413500 | 329500
[5 empty] | 414500329500 | 93 | 414500 | 329500
[5 empty] | 415500329500 | 93 | 415500 | 329500
[5 empty] | 416500329500 | 93 | 416500 | 329500
[5 empty] | 417500329500 | 93 | 417500 | 329500
[5 empty] | 419500329500 | 93 | 419500 | 329500
[5 empty] | 420500329500 | 93 | 420500 | 329500
[5 empty] | 404500328500 | 93 | 404500 | 328500
[5 empty] | 405500328500 | 93 | 405500 | 328500
[5 empty] | 406500328500 | 93 | 406500 | 328500
[5 empty] | 407500328500 | 93 | 407500 | 328500
[5 empty] | 408500328500 | 93 | 408500 | 328500
[5 empty] | 409500328500 | 93 | 409500 | 328500
[5 empty] | 410500328500 | 93 | 410500 | 328500
[5 empty] | 411500328500 | 93 | 411500 | 328500
[5 empty] | 412500328500 | 93 | 412500 | 328500
[5 empty] | 413500328500 | 93 | 413500 | 328500
[5 empty] | 414500328500 | 93 | 414500 | 328500
[5 empty] | 415500328500 | 93 | 415500 | 328500
[5 empty] | 416500328500 | 93 | 416500 | 328500
[5 empty] | 417500328500 | 93 | 417500 | 328500
[5 empty] | 418500328500 | 93 | 418500 | 328500
[5 empty] | 419500328500 | 93 | 419500 | 328500
[5 empty] | 420500328500 | 93 | 420500 | 328500
[5 empty] | 421500328500 | 93 | 421500 | 328500
[5 empty] | 422500328500 | 93 | 422500 | 328500
[5 empty] | 423500328500 | 93 | 423500 | 328500
[5 empty] | 424500328500 | 93 | 424500 | 328500
[5 empty] | 404500327500 | 93 | 404500 | 327500
[5 empty] | 405500327500 | 93 | 405500 | 327500
[5 empty] | 406500327500 | 93 | 406500 | 327500
[5 empty] | 407500327500 | 93 | 407500 | 327500
[5 empty] | 408500327500 | 93 | 408500 | 327500
[5 empty] | 409500327500 | 93 | 409500 | 327500
[5 empty] | 410500327500 | 93 | 410500 | 327500
[5 empty] | 411500327500 | 93 | 411500 | 327500
[5 empty] | 412500327500 | 93 | 412500 | 327500
[5 empty] | 413500327500 | 93 | 413500 | 327500
[5 empty] | 414500327500 | 93 | 414500 | 327500
[5 empty] | 415500327500 | 93 | 415500 | 327500
[5 empty] | 416500327500 | 93 | 416500 | 327500
[5 empty] | 417500327500 | 93 | 417500 | 327500
[5 empty] | 418500327500 | 93 | 418500 | 327500
[5 empty] | 419500327500 | 93 | 419500 | 327500
[5 empty] | 420500327500 | 93 | 420500 | 327500
[5 empty] | 421500327500 | 93 | 421500 | 327500
[5 empty] | 422500327500 | 93 | 422500 | 327500
[5 empty] | 423500327500 | 93 | 423500 | 327500
[5 empty] | 424500327500 | 93 | 424500 | 327500
[5 empty] | 425500327500 | 93 | 425500 | 327500
[5 empty] | 403500326500 | 93 | 403500 | 326500
[5 empty] | 404500326500 | 93 | 404500 | 326500
[5 empty] | 405500326500 | 93 | 405500 | 326500
[5 empty] | 406500326500 | 93 | 406500 | 326500
[5 empty] | 407500326500 | 93 | 407500 | 326500
[5 empty] | 408500326500 | 93 | 408500 | 326500
[5 empty] | 409500326500 | 93 | 409500 | 326500
[5 empty] | 410500326500 | 93 | 410500 | 326500
[5 empty] | 411500326500 | 93 | 411500 | 326500
[5 empty] | 412500326500 | 93 | 412500 | 326500
[5 empty] | 413500326500 | 93 | 413500 | 326500
[5 empty] | 414500326500 | 93 | 414500 | 326500
[5 empty] | 415500326500 | 93 | 415500 | 326500
[5 empty] | 416500326500 | 93 | 416500 | 326500
[5 empty] | 417500326500 | 93 | 417500 | 326500
[5 empty] | 418500326500 | 93 | 418500 | 326500
[5 empty] | 419500326500 | 93 | 419500 | 326500
[5 empty] | 420500326500 | 93 | 420500 | 326500
[5 empty] | 421500326500 | 93 | 421500 | 326500
[5 empty] | 422500326500 | 93 | 422500 | 326500
[5 empty] | 423500326500 | 93 | 423500 | 326500
[5 empty] | 424500326500 | 93 | 424500 | 326500
[5 empty] | 425500326500 | 93 | 425500 | 326500
[5 empty] | 426500326500 | 93 | 426500 | 326500
[5 empty] | 403500325500 | 93 | 403500 | 325500
[5 empty] | 404500325500 | 93 | 404500 | 325500
[5 empty] | 405500325500 | 93 | 405500 | 325500
[5 empty] | 406500325500 | 93 | 406500 | 325500
[5 empty] | 407500325500 | 93 | 407500 | 325500
[5 empty] | 408500325500 | 93 | 408500 | 325500
[5 empty] | 409500325500 | 93 | 409500 | 325500
[5 empty] | 410500325500 | 93 | 410500 | 325500
[5 empty] | 411500325500 | 93 | 411500 | 325500
[5 empty] | 412500325500 | 93 | 412500 | 325500
[5 empty] | 413500325500 | 93 | 413500 | 325500
[5 empty] | 414500325500 | 93 | 414500 | 325500
[5 empty] | 415500325500 | 93 | 415500 | 325500
[5 empty] | 416500325500 | 93 | 416500 | 325500
[5 empty] | 417500325500 | 93 | 417500 | 325500
[5 empty] | 418500325500 | 93 | 418500 | 325500
[5 empty] | 419500325500 | 93 | 419500 | 325500
[5 empty] | 420500325500 | 93 | 420500 | 325500
[5 empty] | 421500325500 | 93 | 421500 | 325500
[5 empty] | 422500325500 | 93 | 422500 | 325500
[5 empty] | 423500325500 | 93 | 423500 | 325500
[5 empty] | 424500325500 | 93 | 424500 | 325500
[5 empty] | 425500325500 | 93 | 425500 | 325500
[5 empty] | 426500325500 | 93 | 426500 | 325500
[5 empty] | 403500324500 | 93 | 403500 | 324500
[5 empty] | 404500324500 | 93 | 404500 | 324500
[5 empty] | 405500324500 | 93 | 405500 | 324500
[5 empty] | 406500324500 | 93 | 406500 | 324500
[5 empty] | 407500324500 | 93 | 407500 | 324500
[5 empty] | 408500324500 | 93 | 408500 | 324500
[5 empty] | 409500324500 | 93 | 409500 | 324500
[5 empty] | 410500324500 | 93 | 410500 | 324500
[5 empty] | 411500324500 | 93 | 411500 | 324500
[5 empty] | 412500324500 | 93 | 412500 | 324500
[5 empty] | 413500324500 | 93 | 413500 | 324500
[5 empty] | 414500324500 | 93 | 414500 | 324500
[5 empty] | 415500324500 | 93 | 415500 | 324500
[5 empty] | 416500324500 | 93 | 416500 | 324500
[5 empty] | 417500324500 | 93 | 417500 | 324500
[5 empty] | 418500324500 | 93 | 418500 | 324500
[5 empty] | 419500324500 | 93 | 419500 | 324500
[5 empty] | 420500324500 | 93 | 420500 | 324500
[5 empty] | 421500324500 | 93 | 421500 | 324500
[5 empty] | 422500324500 | 93 | 422500 | 324500
[5 empty] | 423500324500 | 93 | 423500 | 324500
[5 empty] | 424500324500 | 93 | 424500 | 324500
[5 empty] | 425500324500 | 93 | 425500 | 324500
[5 empty] | 426500324500 | 93 | 426500 | 324500
[5 empty] | 403500323500 | 93 | 403500 | 323500
[5 empty] | 404500323500 | 93 | 404500 | 323500
[5 empty] | 405500323500 | 93 | 405500 | 323500
[5 empty] | 406500323500 | 93 | 406500 | 323500
[5 empty] | 407500323500 | 93 | 407500 | 323500
[5 empty] | 408500323500 | 93 | 408500 | 323500
[5 empty] | 409500323500 | 93 | 409500 | 323500
[5 empty] | 410500323500 | 93 | 410500 | 323500
[5 empty] | 411500323500 | 93 | 411500 | 323500
[5 empty] | 412500323500 | 93 | 412500 | 323500
[5 empty] | 413500323500 | 93 | 413500 | 323500
[5 empty] | 414500323500 | 93 | 414500 | 323500
[5 empty] | 415500323500 | 93 | 415500 | 323500
[5 empty] | 416500323500 | 93 | 416500 | 323500
[5 empty] | 417500323500 | 93 | 417500 | 323500
[5 empty] | 418500323500 | 93 | 418500 | 323500
[5 empty] | 419500323500 | 93 | 419500 | 323500
[5 empty] | 420500323500 | 93 | 420500 | 323500
[5 empty] | 421500323500 | 93 | 421500 | 323500
[5 empty] | 422500323500 | 93 | 422500 | 323500
[5 empty] | 423500323500 | 93 | 423500 | 323500
[5 empty] | 424500323500 | 93 | 424500 | 323500
[5 empty] | 425500323500 | 93 | 425500 | 323500
[5 empty] | 426500323500 | 93 | 426500 | 323500
[5 empty] | 427500323500 | 93 | 427500 | 323500
[5 empty] | 406500322500 | 93 | 406500 | 322500
[5 empty] | 407500322500 | 93 | 407500 | 322500
[5 empty] | 408500322500 | 93 | 408500 | 322500
[5 empty] | 409500322500 | 93 | 409500 | 322500
[5 empty] | 410500322500 | 93 | 410500 | 322500
[5 empty] | 411500322500 | 93 | 411500 | 322500
[5 empty] | 412500322500 | 93 | 412500 | 322500
[5 empty] | 413500322500 | 93 | 413500 | 322500
[5 empty] | 414500322500 | 93 | 414500 | 322500
[5 empty] | 415500322500 | 93 | 415500 | 322500
[5 empty] | 416500322500 | 93 | 416500 | 322500
[5 empty] | 417500322500 | 93 | 417500 | 322500
[5 empty] | 418500322500 | 93 | 418500 | 322500
[5 empty] | 419500322500 | 93 | 419500 | 322500
[5 empty] | 420500322500 | 93 | 420500 | 322500
[5 empty] | 421500322500 | 93 | 421500 | 322500
[5 empty] | 422500322500 | 93 | 422500 | 322500
[5 empty] | 423500322500 | 93 | 423500 | 322500
[5 empty] | 424500322500 | 93 | 424500 | 322500
[5 empty] | 425500322500 | 93 | 425500 | 322500
[5 empty] | 426500322500 | 93 | 426500 | 322500
[5 empty] | 427500322500 | 93 | 427500 | 322500
[5 empty] | 409500321500 | 93 | 409500 | 321500
[5 empty] | 410500321500 | 93 | 410500 | 321500
[5 empty] | 412500321500 | 93 | 412500 | 321500
[5 empty] | 413500321500 | 93 | 413500 | 321500
[5 empty] | 414500321500 | 93 | 414500 | 321500
[5 empty] | 415500321500 | 93 | 415500 | 321500
[5 empty] | 416500321500 | 93 | 416500 | 321500
[5 empty] | 417500321500 | 93 | 417500 | 321500
[5 empty] | 418500321500 | 93 | 418500 | 321500
[5 empty] | 419500321500 | 93 | 419500 | 321500
[5 empty] | 420500321500 | 93 | 420500 | 321500
[5 empty] | 421500321500 | 93 | 421500 | 321500
[5 empty] | 422500321500 | 93 | 422500 | 321500
[5 empty] | 423500321500 | 93 | 423500 | 321500
[5 empty] | 424500321500 | 93 | 424500 | 321500
[5 empty] | 425500321500 | 93 | 425500 | 321500
[5 empty] | 426500321500 | 93 | 426500 | 321500
[5 empty] | 413500320500 | 93 | 413500 | 320500
[5 empty] | 414500320500 | 93 | 414500 | 320500
[5 empty] | 415500320500 | 93 | 415500 | 320500
[5 empty] | 416500320500 | 93 | 416500 | 320500
[5 empty] | 417500320500 | 93 | 417500 | 320500
[5 empty] | 418500320500 | 93 | 418500 | 320500
[5 empty] | 419500320500 | 93 | 419500 | 320500
[5 empty] | 420500320500 | 93 | 420500 | 320500
[5 empty] | 421500320500 | 93 | 421500 | 320500
[5 empty] | 423500320500 | 93 | 423500 | 320500
[5 empty] | 412500319500 | 93 | 412500 | 319500
[5 empty] | 413500319500 | 93 | 413500 | 319500
[5 empty] | 414500319500 | 93 | 414500 | 319500
[5 empty] | 415500319500 | 93 | 415500 | 319500
[5 empty] | 416500319500 | 93 | 416500 | 319500
[5 empty] | 417500319500 | 93 | 417500 | 319500
[5 empty] | 418500319500 | 93 | 418500 | 319500
[5 empty] | 419500319500 | 93 | 419500 | 319500
[5 empty] | 420500319500 | 93 | 420500 | 319500
[5 empty] | 421500319500 | 93 | 421500 | 319500
[5 empty] | 412500318500 | 93 | 412500 | 318500
[5 empty] | 413500318500 | 93 | 413500 | 318500
[5 empty] | 414500318500 | 93 | 414500 | 318500
[5 empty] | 415500318500 | 93 | 415500 | 318500
[5 empty] | 416500318500 | 93 | 416500 | 318500
[5 empty] | 417500318500 | 93 | 417500 | 318500
[5 empty] | 418500318500 | 93 | 418500 | 318500
[5 empty] | 419500318500 | 93 | 419500 | 318500
[5 empty] | 420500318500 | 93 | 420500 | 318500
[5 empty] | 413500317500 | 93 | 413500 | 317500
[5 empty] | 414500317500 | 93 | 414500 | 317500
[5 empty] | 415500317500 | 93 | 415500 | 317500
[5 empty] | 416500317500 | 93 | 416500 | 317500
[5 empty] | 417500317500 | 93 | 417500 | 317500
[5 empty] | 418500317500 | 93 | 418500 | 317500
[5 empty] | 419500317500 | 93 | 419500 | 317500
[5 empty] | 420500317500 | 93 | 420500 | 317500
[5 empty] | 416500316500 | 93 | 416500 | 316500
[5 empty] | 417500316500 | 93 | 417500 | 316500
[5 empty] | 418500316500 | 93 | 418500 | 316500
[5 empty] | 419500316500 | 93 | 419500 | 316500
[5 empty] | 420500316500 | 93 | 420500 | 316500
[5 empty] | 419500315500 | 93 | 419500 | 315500
[5 empty] | 561500103500 | 94 | 561500 | 103500
[5 empty] | 562500103500 | 94 | 562500 | 103500
[5 empty] | 557500102500 | 94 | 557500 | 102500
[5 empty] | 558500102500 | 94 | 558500 | 102500
[5 empty] | 559500102500 | 94 | 559500 | 102500
[5 empty] | 560500102500 | 94 | 560500 | 102500
[5 empty] | 561500102500 | 94 | 561500 | 102500
[5 empty] | 562500102500 | 94 | 562500 | 102500
[5 empty] | 563500102500 | 94 | 563500 | 102500
[5 empty] | 564500102500 | 94 | 564500 | 102500
[5 empty] | 557500101500 | 94 | 557500 | 101500
[5 empty] | 558500101500 | 94 | 558500 | 101500
[5 empty] | 559500101500 | 94 | 559500 | 101500
[5 empty] | 560500101500 | 94 | 560500 | 101500
[5 empty] | 561500101500 | 94 | 561500 | 101500
[5 empty] | 562500101500 | 94 | 562500 | 101500
[5 empty] | 563500101500 | 94 | 563500 | 101500
[5 empty] | 564500101500 | 94 | 564500 | 101500
[5 empty] | 557500100500 | 94 | 557500 | 100500
[5 empty] | 558500100500 | 94 | 558500 | 100500
[5 empty] | 559500100500 | 94 | 559500 | 100500
[5 empty] | 560500100500 | 94 | 560500 | 100500
[5 empty] | 561500100500 | 94 | 561500 | 100500
[5 empty] | 562500100500 | 94 | 562500 | 100500
[5 empty] | 563500100500 | 94 | 563500 | 100500
[5 empty] | 564500100500 | 94 | 564500 | 100500
[5 empty] | 55650099500 | 94 | 556500 | 99500
[5 empty] | 55750099500 | 94 | 557500 | 99500
[5 empty] | 55850099500 | 94 | 558500 | 99500
[5 empty] | 55950099500 | 94 | 559500 | 99500
[5 empty] | 56050099500 | 94 | 560500 | 99500
[5 empty] | 56150099500 | 94 | 561500 | 99500
[5 empty] | 56250099500 | 94 | 562500 | 99500
[5 empty] | 55650098500 | 94 | 556500 | 98500
[5 empty] | 55750098500 | 94 | 557500 | 98500
[5 empty] | 55850098500 | 94 | 558500 | 98500
[5 empty] | 55950098500 | 94 | 559500 | 98500
[5 empty] | 56050098500 | 94 | 560500 | 98500
[5 empty] | 56150098500 | 94 | 561500 | 98500
[5 empty] | 55650097500 | 94 | 556500 | 97500
[5 empty] | 55750097500 | 94 | 557500 | 97500
[5 empty] | 55850097500 | 94 | 558500 | 97500
[5 empty] | 55950097500 | 94 | 559500 | 97500
[5 empty] | 56050097500 | 94 | 560500 | 97500
[5 empty] | 56150097500 | 94 | 561500 | 97500
[5 empty] | 55650096500 | 94 | 556500 | 96500
[5 empty] | 55750096500 | 94 | 557500 | 96500
[5 empty] | 55850096500 | 94 | 558500 | 96500
[5 empty] | 55950096500 | 94 | 559500 | 96500
[5 empty] | 56050096500 | 94 | 560500 | 96500
[5 empty] | 55650095500 | 94 | 556500 | 95500
[5 empty] | 55750095500 | 94 | 557500 | 95500
[5 empty] | 55850095500 | 94 | 558500 | 95500
[5 empty] | 55950095500 | 94 | 559500 | 95500
[5 empty] | 443500122500 | 95 | 443500 | 122500
[5 empty] | 444500122500 | 95 | 444500 | 122500
[5 empty] | 442500121500 | 95 | 442500 | 121500
[5 empty] | 443500121500 | 95 | 443500 | 121500
[5 empty] | 444500121500 | 95 | 444500 | 121500
[5 empty] | 445500121500 | 95 | 445500 | 121500
[5 empty] | 443500120500 | 95 | 443500 | 120500
[5 empty] | 444500120500 | 95 | 444500 | 120500
[5 empty] | 445500120500 | 95 | 445500 | 120500
[5 empty] | 446500120500 | 95 | 446500 | 120500
[5 empty] | 447500120500 | 95 | 447500 | 120500
[5 empty] | 448500120500 | 95 | 448500 | 120500
[5 empty] | 443500119500 | 95 | 443500 | 119500
[5 empty] | 444500119500 | 95 | 444500 | 119500
[5 empty] | 445500119500 | 95 | 445500 | 119500
[5 empty] | 446500119500 | 95 | 446500 | 119500
[5 empty] | 447500119500 | 95 | 447500 | 119500
[5 empty] | 448500119500 | 95 | 448500 | 119500
[5 empty] | 449500119500 | 95 | 449500 | 119500
[5 empty] | 450500119500 | 95 | 450500 | 119500
[5 empty] | 451500119500 | 95 | 451500 | 119500
[5 empty] | 443500118500 | 95 | 443500 | 118500
[5 empty] | 444500118500 | 95 | 444500 | 118500
[5 empty] | 445500118500 | 95 | 445500 | 118500
[5 empty] | 446500118500 | 95 | 446500 | 118500
[5 empty] | 447500118500 | 95 | 447500 | 118500
[5 empty] | 448500118500 | 95 | 448500 | 118500
[5 empty] | 449500118500 | 95 | 449500 | 118500
[5 empty] | 450500118500 | 95 | 450500 | 118500
[5 empty] | 444500117500 | 95 | 444500 | 117500
[5 empty] | 445500117500 | 95 | 445500 | 117500
[5 empty] | 446500117500 | 95 | 446500 | 117500
[5 empty] | 447500117500 | 95 | 447500 | 117500
[5 empty] | 448500117500 | 95 | 448500 | 117500
[5 empty] | 449500117500 | 95 | 449500 | 117500
[5 empty] | 444500116500 | 95 | 444500 | 116500
[5 empty] | 445500116500 | 95 | 445500 | 116500
[5 empty] | 446500116500 | 95 | 446500 | 116500
[5 empty] | 447500116500 | 95 | 447500 | 116500
[5 empty] | 448500116500 | 95 | 448500 | 116500
[5 empty] | 449500116500 | 95 | 449500 | 116500
[5 empty] | 445500115500 | 95 | 445500 | 115500
[5 empty] | 446500115500 | 95 | 446500 | 115500
[5 empty] | 447500115500 | 95 | 447500 | 115500
[5 empty] | 448500115500 | 95 | 448500 | 115500
[5 empty] | 449500115500 | 95 | 449500 | 115500
[5 empty] | 450500115500 | 95 | 450500 | 115500
[5 empty] | 446500114500 | 95 | 446500 | 114500
[5 empty] | 447500114500 | 95 | 447500 | 114500
[5 empty] | 448500114500 | 95 | 448500 | 114500
[5 empty] | 449500114500 | 95 | 449500 | 114500
[5 empty] | 450500114500 | 95 | 450500 | 114500
[5 empty] | 451500114500 | 95 | 451500 | 114500
[5 empty] | 447500113500 | 95 | 447500 | 113500
[5 empty] | 448500113500 | 95 | 448500 | 113500
[5 empty] | 449500113500 | 95 | 449500 | 113500
[5 empty] | 450500113500 | 95 | 450500 | 113500
[5 empty] | 451500113500 | 95 | 451500 | 113500
[5 empty] | 447500112500 | 95 | 447500 | 112500
[5 empty] | 448500112500 | 95 | 448500 | 112500
[5 empty] | 449500112500 | 95 | 449500 | 112500
[5 empty] | 450500112500 | 95 | 450500 | 112500
[5 empty] | 451500112500 | 95 | 451500 | 112500
[5 empty] | 447500111500 | 95 | 447500 | 111500
[5 empty] | 448500111500 | 95 | 448500 | 111500
[5 empty] | 449500111500 | 95 | 449500 | 111500
[5 empty] | 450500111500 | 95 | 450500 | 111500
[5 empty] | 451500111500 | 95 | 451500 | 111500
[5 empty] | 446500110500 | 95 | 446500 | 110500
[5 empty] | 447500110500 | 95 | 447500 | 110500
[5 empty] | 448500110500 | 95 | 448500 | 110500
[5 empty] | 449500110500 | 95 | 449500 | 110500
[5 empty] | 445500109500 | 95 | 445500 | 109500
[5 empty] | 446500109500 | 95 | 446500 | 109500
[5 empty] | 447500109500 | 95 | 447500 | 109500
[5 empty] | 448500109500 | 95 | 448500 | 109500
[5 empty] | 444500108500 | 95 | 444500 | 108500
[5 empty] | 445500108500 | 95 | 445500 | 108500
[5 empty] | 446500108500 | 95 | 446500 | 108500
[5 empty] | 447500108500 | 95 | 447500 | 108500
[5 empty] | 448500108500 | 95 | 448500 | 108500
[5 empty] | 445500107500 | 95 | 445500 | 107500
[5 empty] | 446500107500 | 95 | 446500 | 107500
[5 empty] | 447500107500 | 95 | 447500 | 107500
[5 empty] | 448500107500 | 95 | 448500 | 107500
[5 empty] | 446500106500 | 95 | 446500 | 106500
[5 empty] | 447500106500 | 95 | 447500 | 106500
[5 empty] | 448500106500 | 95 | 448500 | 106500
[5 empty] | 447500105500 | 95 | 447500 | 105500
[5 empty] | 448500105500 | 95 | 448500 | 105500
[5 empty] | 358500550500 | 96 | 358500 | 550500
[5 empty] | 359500550500 | 96 | 359500 | 550500
[5 empty] | 360500550500 | 96 | 360500 | 550500
[5 empty] | 361500550500 | 96 | 361500 | 550500
[5 empty] | 373500550500 | 96 | 373500 | 550500
[5 empty] | 357500549500 | 96 | 357500 | 549500
[5 empty] | 358500549500 | 96 | 358500 | 549500
[5 empty] | 359500549500 | 96 | 359500 | 549500
[5 empty] | 360500549500 | 96 | 360500 | 549500
[5 empty] | 361500549500 | 96 | 361500 | 549500
[5 empty] | 362500549500 | 96 | 362500 | 549500
[5 empty] | 372500549500 | 96 | 372500 | 549500
[5 empty] | 373500549500 | 96 | 373500 | 549500
[5 empty] | 374500549500 | 96 | 374500 | 549500
[5 empty] | 344500548500 | 96 | 344500 | 548500
[5 empty] | 345500548500 | 96 | 345500 | 548500
[5 empty] | 346500548500 | 96 | 346500 | 548500
[5 empty] | 355500548500 | 96 | 355500 | 548500
[5 empty] | 356500548500 | 96 | 356500 | 548500
[5 empty] | 357500548500 | 96 | 357500 | 548500
[5 empty] | 358500548500 | 96 | 358500 | 548500
[5 empty] | 359500548500 | 96 | 359500 | 548500
[5 empty] | 360500548500 | 96 | 360500 | 548500
[5 empty] | 361500548500 | 96 | 361500 | 548500
[5 empty] | 362500548500 | 96 | 362500 | 548500
[5 empty] | 370500548500 | 96 | 370500 | 548500
[5 empty] | 371500548500 | 96 | 371500 | 548500
[5 empty] | 372500548500 | 96 | 372500 | 548500
[5 empty] | 373500548500 | 96 | 373500 | 548500
[5 empty] | 374500548500 | 96 | 374500 | 548500
[5 empty] | 342500547500 | 96 | 342500 | 547500
[5 empty] | 343500547500 | 96 | 343500 | 547500
[5 empty] | 344500547500 | 96 | 344500 | 547500
[5 empty] | 345500547500 | 96 | 345500 | 547500
[5 empty] | 346500547500 | 96 | 346500 | 547500
[5 empty] | 347500547500 | 96 | 347500 | 547500
[5 empty] | 348500547500 | 96 | 348500 | 547500
[5 empty] | 349500547500 | 96 | 349500 | 547500
[5 empty] | 350500547500 | 96 | 350500 | 547500
[5 empty] | 351500547500 | 96 | 351500 | 547500
[5 empty] | 352500547500 | 96 | 352500 | 547500
[5 empty] | 355500547500 | 96 | 355500 | 547500
[5 empty] | 356500547500 | 96 | 356500 | 547500
[5 empty] | 357500547500 | 96 | 357500 | 547500
[5 empty] | 358500547500 | 96 | 358500 | 547500
[5 empty] | 359500547500 | 96 | 359500 | 547500
[5 empty] | 360500547500 | 96 | 360500 | 547500
[5 empty] | 361500547500 | 96 | 361500 | 547500
[5 empty] | 362500547500 | 96 | 362500 | 547500
[5 empty] | 363500547500 | 96 | 363500 | 547500
[5 empty] | 370500547500 | 96 | 370500 | 547500
[5 empty] | 371500547500 | 96 | 371500 | 547500
[5 empty] | 372500547500 | 96 | 372500 | 547500
[5 empty] | 373500547500 | 96 | 373500 | 547500
[5 empty] | 374500547500 | 96 | 374500 | 547500
[5 empty] | 375500547500 | 96 | 375500 | 547500
[5 empty] | 341500546500 | 96 | 341500 | 546500
[5 empty] | 342500546500 | 96 | 342500 | 546500
[5 empty] | 343500546500 | 96 | 343500 | 546500
[5 empty] | 344500546500 | 96 | 344500 | 546500
[5 empty] | 345500546500 | 96 | 345500 | 546500
[5 empty] | 346500546500 | 96 | 346500 | 546500
[5 empty] | 347500546500 | 96 | 347500 | 546500
[5 empty] | 348500546500 | 96 | 348500 | 546500
[5 empty] | 349500546500 | 96 | 349500 | 546500
[5 empty] | 350500546500 | 96 | 350500 | 546500
[5 empty] | 351500546500 | 96 | 351500 | 546500
[5 empty] | 352500546500 | 96 | 352500 | 546500
[5 empty] | 353500546500 | 96 | 353500 | 546500
[5 empty] | 354500546500 | 96 | 354500 | 546500
[5 empty] | 355500546500 | 96 | 355500 | 546500
[5 empty] | 356500546500 | 96 | 356500 | 546500
[5 empty] | 357500546500 | 96 | 357500 | 546500
[5 empty] | 358500546500 | 96 | 358500 | 546500
[5 empty] | 359500546500 | 96 | 359500 | 546500
[5 empty] | 360500546500 | 96 | 360500 | 546500
[5 empty] | 361500546500 | 96 | 361500 | 546500
[5 empty] | 362500546500 | 96 | 362500 | 546500
[5 empty] | 363500546500 | 96 | 363500 | 546500
[5 empty] | 364500546500 | 96 | 364500 | 546500
[5 empty] | 368500546500 | 96 | 368500 | 546500
[5 empty] | 369500546500 | 96 | 369500 | 546500
[5 empty] | 370500546500 | 96 | 370500 | 546500
[5 empty] | 371500546500 | 96 | 371500 | 546500
[5 empty] | 372500546500 | 96 | 372500 | 546500
[5 empty] | 373500546500 | 96 | 373500 | 546500
[5 empty] | 374500546500 | 96 | 374500 | 546500
[5 empty] | 375500546500 | 96 | 375500 | 546500
[5 empty] | 376500546500 | 96 | 376500 | 546500
[5 empty] | 340500545500 | 96 | 340500 | 545500
[5 empty] | 341500545500 | 96 | 341500 | 545500
[5 empty] | 342500545500 | 96 | 342500 | 545500
[5 empty] | 343500545500 | 96 | 343500 | 545500
[5 empty] | 344500545500 | 96 | 344500 | 545500
[5 empty] | 345500545500 | 96 | 345500 | 545500
[5 empty] | 346500545500 | 96 | 346500 | 545500
[5 empty] | 347500545500 | 96 | 347500 | 545500
[5 empty] | 348500545500 | 96 | 348500 | 545500
[5 empty] | 349500545500 | 96 | 349500 | 545500
[5 empty] | 350500545500 | 96 | 350500 | 545500
[5 empty] | 351500545500 | 96 | 351500 | 545500
[5 empty] | 352500545500 | 96 | 352500 | 545500
[5 empty] | 353500545500 | 96 | 353500 | 545500
[5 empty] | 354500545500 | 96 | 354500 | 545500
[5 empty] | 355500545500 | 96 | 355500 | 545500
[5 empty] | 356500545500 | 96 | 356500 | 545500
[5 empty] | 357500545500 | 96 | 357500 | 545500
[5 empty] | 358500545500 | 96 | 358500 | 545500
[5 empty] | 359500545500 | 96 | 359500 | 545500
[5 empty] | 360500545500 | 96 | 360500 | 545500
[5 empty] | 361500545500 | 96 | 361500 | 545500
[5 empty] | 362500545500 | 96 | 362500 | 545500
[5 empty] | 363500545500 | 96 | 363500 | 545500
[5 empty] | 364500545500 | 96 | 364500 | 545500
[5 empty] | 365500545500 | 96 | 365500 | 545500
[5 empty] | 366500545500 | 96 | 366500 | 545500
[5 empty] | 367500545500 | 96 | 367500 | 545500
[5 empty] | 368500545500 | 96 | 368500 | 545500
[5 empty] | 369500545500 | 96 | 369500 | 545500
[5 empty] | 370500545500 | 96 | 370500 | 545500
[5 empty] | 371500545500 | 96 | 371500 | 545500
[5 empty] | 372500545500 | 96 | 372500 | 545500
[5 empty] | 373500545500 | 96 | 373500 | 545500
[5 empty] | 374500545500 | 96 | 374500 | 545500
[5 empty] | 375500545500 | 96 | 375500 | 545500
[5 empty] | 376500545500 | 96 | 376500 | 545500
[5 empty] | 377500545500 | 96 | 377500 | 545500
[5 empty] | 378500545500 | 96 | 378500 | 545500
[5 empty] | 340500544500 | 96 | 340500 | 544500
[5 empty] | 341500544500 | 96 | 341500 | 544500
[5 empty] | 342500544500 | 96 | 342500 | 544500
[5 empty] | 343500544500 | 96 | 343500 | 544500
[5 empty] | 344500544500 | 96 | 344500 | 544500
[5 empty] | 345500544500 | 96 | 345500 | 544500
[5 empty] | 346500544500 | 96 | 346500 | 544500
[5 empty] | 347500544500 | 96 | 347500 | 544500
[5 empty] | 348500544500 | 96 | 348500 | 544500
[5 empty] | 349500544500 | 96 | 349500 | 544500
[5 empty] | 350500544500 | 96 | 350500 | 544500
[5 empty] | 351500544500 | 96 | 351500 | 544500
[5 empty] | 352500544500 | 96 | 352500 | 544500
[5 empty] | 353500544500 | 96 | 353500 | 544500
[5 empty] | 354500544500 | 96 | 354500 | 544500
[5 empty] | 355500544500 | 96 | 355500 | 544500
[5 empty] | 356500544500 | 96 | 356500 | 544500
[5 empty] | 357500544500 | 96 | 357500 | 544500
[5 empty] | 358500544500 | 96 | 358500 | 544500
[5 empty] | 359500544500 | 96 | 359500 | 544500
[5 empty] | 360500544500 | 96 | 360500 | 544500
[5 empty] | 361500544500 | 96 | 361500 | 544500
[5 empty] | 362500544500 | 96 | 362500 | 544500
[5 empty] | 363500544500 | 96 | 363500 | 544500
[5 empty] | 364500544500 | 96 | 364500 | 544500
[5 empty] | 365500544500 | 96 | 365500 | 544500
[5 empty] | 366500544500 | 96 | 366500 | 544500
[5 empty] | 367500544500 | 96 | 367500 | 544500
[5 empty] | 368500544500 | 96 | 368500 | 544500
[5 empty] | 369500544500 | 96 | 369500 | 544500
[5 empty] | 370500544500 | 96 | 370500 | 544500
[5 empty] | 371500544500 | 96 | 371500 | 544500
[5 empty] | 372500544500 | 96 | 372500 | 544500
[5 empty] | 373500544500 | 96 | 373500 | 544500
[5 empty] | 374500544500 | 96 | 374500 | 544500
[5 empty] | 375500544500 | 96 | 375500 | 544500
[5 empty] | 376500544500 | 96 | 376500 | 544500
[5 empty] | 377500544500 | 96 | 377500 | 544500
[5 empty] | 378500544500 | 96 | 378500 | 544500
[5 empty] | 379500544500 | 96 | 379500 | 544500
[5 empty] | 339500543500 | 96 | 339500 | 543500
[5 empty] | 340500543500 | 96 | 340500 | 543500
[5 empty] | 341500543500 | 96 | 341500 | 543500
[5 empty] | 342500543500 | 96 | 342500 | 543500
[5 empty] | 343500543500 | 96 | 343500 | 543500
[5 empty] | 344500543500 | 96 | 344500 | 543500
[5 empty] | 345500543500 | 96 | 345500 | 543500
[5 empty] | 346500543500 | 96 | 346500 | 543500
[5 empty] | 347500543500 | 96 | 347500 | 543500
[5 empty] | 348500543500 | 96 | 348500 | 543500
[5 empty] | 349500543500 | 96 | 349500 | 543500
[5 empty] | 350500543500 | 96 | 350500 | 543500
[5 empty] | 351500543500 | 96 | 351500 | 543500
[5 empty] | 352500543500 | 96 | 352500 | 543500
[5 empty] | 353500543500 | 96 | 353500 | 543500
[5 empty] | 354500543500 | 96 | 354500 | 543500
[5 empty] | 355500543500 | 96 | 355500 | 543500
[5 empty] | 356500543500 | 96 | 356500 | 543500
[5 empty] | 357500543500 | 96 | 357500 | 543500
[5 empty] | 358500543500 | 96 | 358500 | 543500
[5 empty] | 359500543500 | 96 | 359500 | 543500
[5 empty] | 360500543500 | 96 | 360500 | 543500
[5 empty] | 361500543500 | 96 | 361500 | 543500
[5 empty] | 362500543500 | 96 | 362500 | 543500
[5 empty] | 363500543500 | 96 | 363500 | 543500
[5 empty] | 364500543500 | 96 | 364500 | 543500
[5 empty] | 365500543500 | 96 | 365500 | 543500
[5 empty] | 366500543500 | 96 | 366500 | 543500
[5 empty] | 367500543500 | 96 | 367500 | 543500
[5 empty] | 368500543500 | 96 | 368500 | 543500
[5 empty] | 369500543500 | 96 | 369500 | 543500
[5 empty] | 370500543500 | 96 | 370500 | 543500
[5 empty] | 371500543500 | 96 | 371500 | 543500
[5 empty] | 372500543500 | 96 | 372500 | 543500
[5 empty] | 373500543500 | 96 | 373500 | 543500
[5 empty] | 374500543500 | 96 | 374500 | 543500
[5 empty] | 375500543500 | 96 | 375500 | 543500
[5 empty] | 376500543500 | 96 | 376500 | 543500
[5 empty] | 377500543500 | 96 | 377500 | 543500
[5 empty] | 378500543500 | 96 | 378500 | 543500
[5 empty] | 379500543500 | 96 | 379500 | 543500
[5 empty] | 337500542500 | 96 | 337500 | 542500
[5 empty] | 338500542500 | 96 | 338500 | 542500
[5 empty] | 339500542500 | 96 | 339500 | 542500
[5 empty] | 340500542500 | 96 | 340500 | 542500
[5 empty] | 341500542500 | 96 | 341500 | 542500
[5 empty] | 342500542500 | 96 | 342500 | 542500
[5 empty] | 343500542500 | 96 | 343500 | 542500
[5 empty] | 344500542500 | 96 | 344500 | 542500
[5 empty] | 345500542500 | 96 | 345500 | 542500
[5 empty] | 346500542500 | 96 | 346500 | 542500
[5 empty] | 347500542500 | 96 | 347500 | 542500
[5 empty] | 348500542500 | 96 | 348500 | 542500
[5 empty] | 349500542500 | 96 | 349500 | 542500
[5 empty] | 350500542500 | 96 | 350500 | 542500
[5 empty] | 351500542500 | 96 | 351500 | 542500
[5 empty] | 352500542500 | 96 | 352500 | 542500
[5 empty] | 353500542500 | 96 | 353500 | 542500
[5 empty] | 354500542500 | 96 | 354500 | 542500
[5 empty] | 355500542500 | 96 | 355500 | 542500
[5 empty] | 356500542500 | 96 | 356500 | 542500
[5 empty] | 357500542500 | 96 | 357500 | 542500
[5 empty] | 358500542500 | 96 | 358500 | 542500
[5 empty] | 359500542500 | 96 | 359500 | 542500
[5 empty] | 360500542500 | 96 | 360500 | 542500
[5 empty] | 361500542500 | 96 | 361500 | 542500
[5 empty] | 362500542500 | 96 | 362500 | 542500
[5 empty] | 363500542500 | 96 | 363500 | 542500
[5 empty] | 364500542500 | 96 | 364500 | 542500
[5 empty] | 365500542500 | 96 | 365500 | 542500
[5 empty] | 366500542500 | 96 | 366500 | 542500
[5 empty] | 367500542500 | 96 | 367500 | 542500
[5 empty] | 368500542500 | 96 | 368500 | 542500
[5 empty] | 369500542500 | 96 | 369500 | 542500
[5 empty] | 370500542500 | 96 | 370500 | 542500
[5 empty] | 371500542500 | 96 | 371500 | 542500
[5 empty] | 372500542500 | 96 | 372500 | 542500
[5 empty] | 373500542500 | 96 | 373500 | 542500
[5 empty] | 374500542500 | 96 | 374500 | 542500
[5 empty] | 375500542500 | 96 | 375500 | 542500
[5 empty] | 376500542500 | 96 | 376500 | 542500
[5 empty] | 377500542500 | 96 | 377500 | 542500
[5 empty] | 378500542500 | 96 | 378500 | 542500
[5 empty] | 379500542500 | 96 | 379500 | 542500
[5 empty] | 336500541500 | 96 | 336500 | 541500
[5 empty] | 337500541500 | 96 | 337500 | 541500
[5 empty] | 338500541500 | 96 | 338500 | 541500
[5 empty] | 339500541500 | 96 | 339500 | 541500
[5 empty] | 340500541500 | 96 | 340500 | 541500
[5 empty] | 341500541500 | 96 | 341500 | 541500
[5 empty] | 342500541500 | 96 | 342500 | 541500
[5 empty] | 343500541500 | 96 | 343500 | 541500
[5 empty] | 344500541500 | 96 | 344500 | 541500
[5 empty] | 345500541500 | 96 | 345500 | 541500
[5 empty] | 346500541500 | 96 | 346500 | 541500
[5 empty] | 347500541500 | 96 | 347500 | 541500
[5 empty] | 348500541500 | 96 | 348500 | 541500
[5 empty] | 349500541500 | 96 | 349500 | 541500
[5 empty] | 350500541500 | 96 | 350500 | 541500
[5 empty] | 351500541500 | 96 | 351500 | 541500
[5 empty] | 352500541500 | 96 | 352500 | 541500
[5 empty] | 353500541500 | 96 | 353500 | 541500
[5 empty] | 354500541500 | 96 | 354500 | 541500
[5 empty] | 355500541500 | 96 | 355500 | 541500
[5 empty] | 356500541500 | 96 | 356500 | 541500
[5 empty] | 357500541500 | 96 | 357500 | 541500
[5 empty] | 358500541500 | 96 | 358500 | 541500
[5 empty] | 359500541500 | 96 | 359500 | 541500
[5 empty] | 360500541500 | 96 | 360500 | 541500
[5 empty] | 361500541500 | 96 | 361500 | 541500
[5 empty] | 362500541500 | 96 | 362500 | 541500
[5 empty] | 363500541500 | 96 | 363500 | 541500
[5 empty] | 364500541500 | 96 | 364500 | 541500
[5 empty] | 365500541500 | 96 | 365500 | 541500
[5 empty] | 366500541500 | 96 | 366500 | 541500
[5 empty] | 367500541500 | 96 | 367500 | 541500
[5 empty] | 368500541500 | 96 | 368500 | 541500
[5 empty] | 369500541500 | 96 | 369500 | 541500
[5 empty] | 370500541500 | 96 | 370500 | 541500
[5 empty] | 371500541500 | 96 | 371500 | 541500
[5 empty] | 372500541500 | 96 | 372500 | 541500
[5 empty] | 373500541500 | 96 | 373500 | 541500
[5 empty] | 374500541500 | 96 | 374500 | 541500
[5 empty] | 375500541500 | 96 | 375500 | 541500
[5 empty] | 376500541500 | 96 | 376500 | 541500
[5 empty] | 377500541500 | 96 | 377500 | 541500
[5 empty] | 378500541500 | 96 | 378500 | 541500
[5 empty] | 379500541500 | 96 | 379500 | 541500
[5 empty] | 336500540500 | 96 | 336500 | 540500
[5 empty] | 337500540500 | 96 | 337500 | 540500
[5 empty] | 338500540500 | 96 | 338500 | 540500
[5 empty] | 339500540500 | 96 | 339500 | 540500
[5 empty] | 340500540500 | 96 | 340500 | 540500
[5 empty] | 341500540500 | 96 | 341500 | 540500
[5 empty] | 342500540500 | 96 | 342500 | 540500
[5 empty] | 343500540500 | 96 | 343500 | 540500
[5 empty] | 344500540500 | 96 | 344500 | 540500
[5 empty] | 345500540500 | 96 | 345500 | 540500
[5 empty] | 346500540500 | 96 | 346500 | 540500
[5 empty] | 347500540500 | 96 | 347500 | 540500
[5 empty] | 348500540500 | 96 | 348500 | 540500
[5 empty] | 349500540500 | 96 | 349500 | 540500
[5 empty] | 350500540500 | 96 | 350500 | 540500
[5 empty] | 351500540500 | 96 | 351500 | 540500
[5 empty] | 352500540500 | 96 | 352500 | 540500
[5 empty] | 353500540500 | 96 | 353500 | 540500
[5 empty] | 354500540500 | 96 | 354500 | 540500
[5 empty] | 355500540500 | 96 | 355500 | 540500
[5 empty] | 356500540500 | 96 | 356500 | 540500
[5 empty] | 357500540500 | 96 | 357500 | 540500
[5 empty] | 358500540500 | 96 | 358500 | 540500
[5 empty] | 359500540500 | 96 | 359500 | 540500
[5 empty] | 360500540500 | 96 | 360500 | 540500
[5 empty] | 361500540500 | 96 | 361500 | 540500
[5 empty] | 362500540500 | 96 | 362500 | 540500
[5 empty] | 363500540500 | 96 | 363500 | 540500
[5 empty] | 364500540500 | 96 | 364500 | 540500
[5 empty] | 365500540500 | 96 | 365500 | 540500
[5 empty] | 366500540500 | 96 | 366500 | 540500
[5 empty] | 367500540500 | 96 | 367500 | 540500
[5 empty] | 368500540500 | 96 | 368500 | 540500
[5 empty] | 369500540500 | 96 | 369500 | 540500
[5 empty] | 370500540500 | 96 | 370500 | 540500
[5 empty] | 371500540500 | 96 | 371500 | 540500
[5 empty] | 372500540500 | 96 | 372500 | 540500
[5 empty] | 373500540500 | 96 | 373500 | 540500
[5 empty] | 374500540500 | 96 | 374500 | 540500
[5 empty] | 375500540500 | 96 | 375500 | 540500
[5 empty] | 376500540500 | 96 | 376500 | 540500
[5 empty] | 377500540500 | 96 | 377500 | 540500
[5 empty] | 378500540500 | 96 | 378500 | 540500
[5 empty] | 334500539500 | 96 | 334500 | 539500
[5 empty] | 335500539500 | 96 | 335500 | 539500
[5 empty] | 336500539500 | 96 | 336500 | 539500
[5 empty] | 337500539500 | 96 | 337500 | 539500
[5 empty] | 338500539500 | 96 | 338500 | 539500
[5 empty] | 339500539500 | 96 | 339500 | 539500
[5 empty] | 340500539500 | 96 | 340500 | 539500
[5 empty] | 341500539500 | 96 | 341500 | 539500
[5 empty] | 342500539500 | 96 | 342500 | 539500
[5 empty] | 343500539500 | 96 | 343500 | 539500
[5 empty] | 344500539500 | 96 | 344500 | 539500
[5 empty] | 345500539500 | 96 | 345500 | 539500
[5 empty] | 346500539500 | 96 | 346500 | 539500
[5 empty] | 347500539500 | 96 | 347500 | 539500
[5 empty] | 348500539500 | 96 | 348500 | 539500
[5 empty] | 349500539500 | 96 | 349500 | 539500
[5 empty] | 350500539500 | 96 | 350500 | 539500
[5 empty] | 351500539500 | 96 | 351500 | 539500
[5 empty] | 352500539500 | 96 | 352500 | 539500
[5 empty] | 353500539500 | 96 | 353500 | 539500
[5 empty] | 354500539500 | 96 | 354500 | 539500
[5 empty] | 355500539500 | 96 | 355500 | 539500
[5 empty] | 356500539500 | 96 | 356500 | 539500
[5 empty] | 357500539500 | 96 | 357500 | 539500
[5 empty] | 358500539500 | 96 | 358500 | 539500
[5 empty] | 359500539500 | 96 | 359500 | 539500
[5 empty] | 360500539500 | 96 | 360500 | 539500
[5 empty] | 361500539500 | 96 | 361500 | 539500
[5 empty] | 362500539500 | 96 | 362500 | 539500
[5 empty] | 363500539500 | 96 | 363500 | 539500
[5 empty] | 364500539500 | 96 | 364500 | 539500
[5 empty] | 365500539500 | 96 | 365500 | 539500
[5 empty] | 366500539500 | 96 | 366500 | 539500
[5 empty] | 367500539500 | 96 | 367500 | 539500
[5 empty] | 368500539500 | 96 | 368500 | 539500
[5 empty] | 369500539500 | 96 | 369500 | 539500
[5 empty] | 370500539500 | 96 | 370500 | 539500
[5 empty] | 371500539500 | 96 | 371500 | 539500
[5 empty] | 372500539500 | 96 | 372500 | 539500
[5 empty] | 373500539500 | 96 | 373500 | 539500
[5 empty] | 374500539500 | 96 | 374500 | 539500
[5 empty] | 375500539500 | 96 | 375500 | 539500
[5 empty] | 376500539500 | 96 | 376500 | 539500
[5 empty] | 377500539500 | 96 | 377500 | 539500
[5 empty] | 378500539500 | 96 | 378500 | 539500
[5 empty] | 335500538500 | 96 | 335500 | 538500
[5 empty] | 336500538500 | 96 | 336500 | 538500
[5 empty] | 337500538500 | 96 | 337500 | 538500
[5 empty] | 338500538500 | 96 | 338500 | 538500
[5 empty] | 339500538500 | 96 | 339500 | 538500
[5 empty] | 340500538500 | 96 | 340500 | 538500
[5 empty] | 341500538500 | 96 | 341500 | 538500
[5 empty] | 342500538500 | 96 | 342500 | 538500
[5 empty] | 343500538500 | 96 | 343500 | 538500
[5 empty] | 344500538500 | 96 | 344500 | 538500
[5 empty] | 345500538500 | 96 | 345500 | 538500
[5 empty] | 346500538500 | 96 | 346500 | 538500
[5 empty] | 347500538500 | 96 | 347500 | 538500
[5 empty] | 348500538500 | 96 | 348500 | 538500
[5 empty] | 349500538500 | 96 | 349500 | 538500
[5 empty] | 350500538500 | 96 | 350500 | 538500
[5 empty] | 351500538500 | 96 | 351500 | 538500
[5 empty] | 352500538500 | 96 | 352500 | 538500
[5 empty] | 353500538500 | 96 | 353500 | 538500
[5 empty] | 354500538500 | 96 | 354500 | 538500
[5 empty] | 355500538500 | 96 | 355500 | 538500
[5 empty] | 356500538500 | 96 | 356500 | 538500
[5 empty] | 357500538500 | 96 | 357500 | 538500
[5 empty] | 358500538500 | 96 | 358500 | 538500
[5 empty] | 359500538500 | 96 | 359500 | 538500
[5 empty] | 360500538500 | 96 | 360500 | 538500
[5 empty] | 361500538500 | 96 | 361500 | 538500
[5 empty] | 362500538500 | 96 | 362500 | 538500
[5 empty] | 363500538500 | 96 | 363500 | 538500
[5 empty] | 364500538500 | 96 | 364500 | 538500
[5 empty] | 365500538500 | 96 | 365500 | 538500
[5 empty] | 366500538500 | 96 | 366500 | 538500
[5 empty] | 367500538500 | 96 | 367500 | 538500
[5 empty] | 368500538500 | 96 | 368500 | 538500
[5 empty] | 369500538500 | 96 | 369500 | 538500
[5 empty] | 370500538500 | 96 | 370500 | 538500
[5 empty] | 371500538500 | 96 | 371500 | 538500
[5 empty] | 372500538500 | 96 | 372500 | 538500
[5 empty] | 373500538500 | 96 | 373500 | 538500
[5 empty] | 374500538500 | 96 | 374500 | 538500
[5 empty] | 375500538500 | 96 | 375500 | 538500
[5 empty] | 376500538500 | 96 | 376500 | 538500
[5 empty] | 377500538500 | 96 | 377500 | 538500
[5 empty] | 378500538500 | 96 | 378500 | 538500
[5 empty] | 336500537500 | 96 | 336500 | 537500
[5 empty] | 337500537500 | 96 | 337500 | 537500
[5 empty] | 338500537500 | 96 | 338500 | 537500
[5 empty] | 339500537500 | 96 | 339500 | 537500
[5 empty] | 340500537500 | 96 | 340500 | 537500
[5 empty] | 341500537500 | 96 | 341500 | 537500
[5 empty] | 342500537500 | 96 | 342500 | 537500
[5 empty] | 343500537500 | 96 | 343500 | 537500
[5 empty] | 344500537500 | 96 | 344500 | 537500
[5 empty] | 345500537500 | 96 | 345500 | 537500
[5 empty] | 346500537500 | 96 | 346500 | 537500
[5 empty] | 347500537500 | 96 | 347500 | 537500
[5 empty] | 348500537500 | 96 | 348500 | 537500
[5 empty] | 349500537500 | 96 | 349500 | 537500
[5 empty] | 350500537500 | 96 | 350500 | 537500
[5 empty] | 351500537500 | 96 | 351500 | 537500
[5 empty] | 352500537500 | 96 | 352500 | 537500
[5 empty] | 353500537500 | 96 | 353500 | 537500
[5 empty] | 354500537500 | 96 | 354500 | 537500
[5 empty] | 355500537500 | 96 | 355500 | 537500
[5 empty] | 356500537500 | 96 | 356500 | 537500
[5 empty] | 357500537500 | 96 | 357500 | 537500
[5 empty] | 358500537500 | 96 | 358500 | 537500
[5 empty] | 359500537500 | 96 | 359500 | 537500
[5 empty] | 360500537500 | 96 | 360500 | 537500
[5 empty] | 361500537500 | 96 | 361500 | 537500
[5 empty] | 362500537500 | 96 | 362500 | 537500
[5 empty] | 363500537500 | 96 | 363500 | 537500
[5 empty] | 364500537500 | 96 | 364500 | 537500
[5 empty] | 365500537500 | 96 | 365500 | 537500
[5 empty] | 366500537500 | 96 | 366500 | 537500
[5 empty] | 367500537500 | 96 | 367500 | 537500
[5 empty] | 368500537500 | 96 | 368500 | 537500
[5 empty] | 369500537500 | 96 | 369500 | 537500
[5 empty] | 370500537500 | 96 | 370500 | 537500
[5 empty] | 371500537500 | 96 | 371500 | 537500
[5 empty] | 372500537500 | 96 | 372500 | 537500
[5 empty] | 373500537500 | 96 | 373500 | 537500
[5 empty] | 374500537500 | 96 | 374500 | 537500
[5 empty] | 375500537500 | 96 | 375500 | 537500
[5 empty] | 376500537500 | 96 | 376500 | 537500
[5 empty] | 377500537500 | 96 | 377500 | 537500
[5 empty] | 378500537500 | 96 | 378500 | 537500
[5 empty] | 337500536500 | 96 | 337500 | 536500
[5 empty] | 338500536500 | 96 | 338500 | 536500
[5 empty] | 339500536500 | 96 | 339500 | 536500
[5 empty] | 340500536500 | 96 | 340500 | 536500
[5 empty] | 341500536500 | 96 | 341500 | 536500
[5 empty] | 342500536500 | 96 | 342500 | 536500
[5 empty] | 343500536500 | 96 | 343500 | 536500
[5 empty] | 344500536500 | 96 | 344500 | 536500
[5 empty] | 345500536500 | 96 | 345500 | 536500
[5 empty] | 346500536500 | 96 | 346500 | 536500
[5 empty] | 347500536500 | 96 | 347500 | 536500
[5 empty] | 348500536500 | 96 | 348500 | 536500
[5 empty] | 349500536500 | 96 | 349500 | 536500
[5 empty] | 350500536500 | 96 | 350500 | 536500
[5 empty] | 351500536500 | 96 | 351500 | 536500
[5 empty] | 352500536500 | 96 | 352500 | 536500
[5 empty] | 353500536500 | 96 | 353500 | 536500
[5 empty] | 354500536500 | 96 | 354500 | 536500
[5 empty] | 355500536500 | 96 | 355500 | 536500
[5 empty] | 356500536500 | 96 | 356500 | 536500
[5 empty] | 357500536500 | 96 | 357500 | 536500
[5 empty] | 358500536500 | 96 | 358500 | 536500
[5 empty] | 359500536500 | 96 | 359500 | 536500
[5 empty] | 360500536500 | 96 | 360500 | 536500
[5 empty] | 361500536500 | 96 | 361500 | 536500
[5 empty] | 362500536500 | 96 | 362500 | 536500
[5 empty] | 363500536500 | 96 | 363500 | 536500
[5 empty] | 364500536500 | 96 | 364500 | 536500
[5 empty] | 365500536500 | 96 | 365500 | 536500
[5 empty] | 366500536500 | 96 | 366500 | 536500
[5 empty] | 367500536500 | 96 | 367500 | 536500
[5 empty] | 368500536500 | 96 | 368500 | 536500
[5 empty] | 369500536500 | 96 | 369500 | 536500
[5 empty] | 370500536500 | 96 | 370500 | 536500
[5 empty] | 371500536500 | 96 | 371500 | 536500
[5 empty] | 372500536500 | 96 | 372500 | 536500
[5 empty] | 373500536500 | 96 | 373500 | 536500
[5 empty] | 374500536500 | 96 | 374500 | 536500
[5 empty] | 375500536500 | 96 | 375500 | 536500
[5 empty] | 376500536500 | 96 | 376500 | 536500
[5 empty] | 377500536500 | 96 | 377500 | 536500
[5 empty] | 378500536500 | 96 | 378500 | 536500
[5 empty] | 336500535500 | 96 | 336500 | 535500
[5 empty] | 337500535500 | 96 | 337500 | 535500
[5 empty] | 338500535500 | 96 | 338500 | 535500
[5 empty] | 339500535500 | 96 | 339500 | 535500
[5 empty] | 340500535500 | 96 | 340500 | 535500
[5 empty] | 341500535500 | 96 | 341500 | 535500
[5 empty] | 342500535500 | 96 | 342500 | 535500
[5 empty] | 343500535500 | 96 | 343500 | 535500
[5 empty] | 344500535500 | 96 | 344500 | 535500
[5 empty] | 345500535500 | 96 | 345500 | 535500
[5 empty] | 346500535500 | 96 | 346500 | 535500
[5 empty] | 347500535500 | 96 | 347500 | 535500
[5 empty] | 348500535500 | 96 | 348500 | 535500
[5 empty] | 349500535500 | 96 | 349500 | 535500
[5 empty] | 350500535500 | 96 | 350500 | 535500
[5 empty] | 351500535500 | 96 | 351500 | 535500
[5 empty] | 352500535500 | 96 | 352500 | 535500
[5 empty] | 353500535500 | 96 | 353500 | 535500
[5 empty] | 354500535500 | 96 | 354500 | 535500
[5 empty] | 355500535500 | 96 | 355500 | 535500
[5 empty] | 356500535500 | 96 | 356500 | 535500
[5 empty] | 357500535500 | 96 | 357500 | 535500
[5 empty] | 358500535500 | 96 | 358500 | 535500
[5 empty] | 359500535500 | 96 | 359500 | 535500
[5 empty] | 360500535500 | 96 | 360500 | 535500
[5 empty] | 361500535500 | 96 | 361500 | 535500
[5 empty] | 362500535500 | 96 | 362500 | 535500
[5 empty] | 363500535500 | 96 | 363500 | 535500
[5 empty] | 364500535500 | 96 | 364500 | 535500
[5 empty] | 365500535500 | 96 | 365500 | 535500
[5 empty] | 366500535500 | 96 | 366500 | 535500
[5 empty] | 367500535500 | 96 | 367500 | 535500
[5 empty] | 368500535500 | 96 | 368500 | 535500
[5 empty] | 369500535500 | 96 | 369500 | 535500
[5 empty] | 370500535500 | 96 | 370500 | 535500
[5 empty] | 371500535500 | 96 | 371500 | 535500
[5 empty] | 372500535500 | 96 | 372500 | 535500
[5 empty] | 373500535500 | 96 | 373500 | 535500
[5 empty] | 374500535500 | 96 | 374500 | 535500
[5 empty] | 375500535500 | 96 | 375500 | 535500
[5 empty] | 376500535500 | 96 | 376500 | 535500
[5 empty] | 377500535500 | 96 | 377500 | 535500
[5 empty] | 336500534500 | 96 | 336500 | 534500
[5 empty] | 337500534500 | 96 | 337500 | 534500
[5 empty] | 338500534500 | 96 | 338500 | 534500
[5 empty] | 339500534500 | 96 | 339500 | 534500
[5 empty] | 340500534500 | 96 | 340500 | 534500
[5 empty] | 341500534500 | 96 | 341500 | 534500
[5 empty] | 342500534500 | 96 | 342500 | 534500
[5 empty] | 343500534500 | 96 | 343500 | 534500
[5 empty] | 344500534500 | 96 | 344500 | 534500
[5 empty] | 345500534500 | 96 | 345500 | 534500
[5 empty] | 346500534500 | 96 | 346500 | 534500
[5 empty] | 347500534500 | 96 | 347500 | 534500
[5 empty] | 348500534500 | 96 | 348500 | 534500
[5 empty] | 349500534500 | 96 | 349500 | 534500
[5 empty] | 350500534500 | 96 | 350500 | 534500
[5 empty] | 351500534500 | 96 | 351500 | 534500
[5 empty] | 352500534500 | 96 | 352500 | 534500
[5 empty] | 353500534500 | 96 | 353500 | 534500
[5 empty] | 354500534500 | 96 | 354500 | 534500
[5 empty] | 355500534500 | 96 | 355500 | 534500
[5 empty] | 356500534500 | 96 | 356500 | 534500
[5 empty] | 357500534500 | 96 | 357500 | 534500
[5 empty] | 358500534500 | 96 | 358500 | 534500
[5 empty] | 359500534500 | 96 | 359500 | 534500
[5 empty] | 360500534500 | 96 | 360500 | 534500
[5 empty] | 361500534500 | 96 | 361500 | 534500
[5 empty] | 362500534500 | 96 | 362500 | 534500
[5 empty] | 363500534500 | 96 | 363500 | 534500
[5 empty] | 364500534500 | 96 | 364500 | 534500
[5 empty] | 365500534500 | 96 | 365500 | 534500
[5 empty] | 366500534500 | 96 | 366500 | 534500
[5 empty] | 367500534500 | 96 | 367500 | 534500
[5 empty] | 368500534500 | 96 | 368500 | 534500
[5 empty] | 369500534500 | 96 | 369500 | 534500
[5 empty] | 370500534500 | 96 | 370500 | 534500
[5 empty] | 371500534500 | 96 | 371500 | 534500
[5 empty] | 372500534500 | 96 | 372500 | 534500
[5 empty] | 373500534500 | 96 | 373500 | 534500
[5 empty] | 374500534500 | 96 | 374500 | 534500
[5 empty] | 375500534500 | 96 | 375500 | 534500
[5 empty] | 376500534500 | 96 | 376500 | 534500
[5 empty] | 377500534500 | 96 | 377500 | 534500
[5 empty] | 330500533500 | 96 | 330500 | 533500
[5 empty] | 331500533500 | 96 | 331500 | 533500
[5 empty] | 332500533500 | 96 | 332500 | 533500
[5 empty] | 333500533500 | 96 | 333500 | 533500
[5 empty] | 334500533500 | 96 | 334500 | 533500
[5 empty] | 335500533500 | 96 | 335500 | 533500
[5 empty] | 336500533500 | 96 | 336500 | 533500
[5 empty] | 337500533500 | 96 | 337500 | 533500
[5 empty] | 338500533500 | 96 | 338500 | 533500
[5 empty] | 339500533500 | 96 | 339500 | 533500
[5 empty] | 340500533500 | 96 | 340500 | 533500
[5 empty] | 341500533500 | 96 | 341500 | 533500
[5 empty] | 342500533500 | 96 | 342500 | 533500
[5 empty] | 343500533500 | 96 | 343500 | 533500
[5 empty] | 344500533500 | 96 | 344500 | 533500
[5 empty] | 345500533500 | 96 | 345500 | 533500
[5 empty] | 346500533500 | 96 | 346500 | 533500
[5 empty] | 347500533500 | 96 | 347500 | 533500
[5 empty] | 348500533500 | 96 | 348500 | 533500
[5 empty] | 349500533500 | 96 | 349500 | 533500
[5 empty] | 350500533500 | 96 | 350500 | 533500
[5 empty] | 351500533500 | 96 | 351500 | 533500
[5 empty] | 352500533500 | 96 | 352500 | 533500
[5 empty] | 353500533500 | 96 | 353500 | 533500
[5 empty] | 354500533500 | 96 | 354500 | 533500
[5 empty] | 355500533500 | 96 | 355500 | 533500
[5 empty] | 356500533500 | 96 | 356500 | 533500
[5 empty] | 357500533500 | 96 | 357500 | 533500
[5 empty] | 358500533500 | 96 | 358500 | 533500
[5 empty] | 359500533500 | 96 | 359500 | 533500
[5 empty] | 360500533500 | 96 | 360500 | 533500
[5 empty] | 361500533500 | 96 | 361500 | 533500
[5 empty] | 362500533500 | 96 | 362500 | 533500
[5 empty] | 363500533500 | 96 | 363500 | 533500
[5 empty] | 364500533500 | 96 | 364500 | 533500
[5 empty] | 365500533500 | 96 | 365500 | 533500
[5 empty] | 366500533500 | 96 | 366500 | 533500
[5 empty] | 367500533500 | 96 | 367500 | 533500
[5 empty] | 368500533500 | 96 | 368500 | 533500
[5 empty] | 369500533500 | 96 | 369500 | 533500
[5 empty] | 370500533500 | 96 | 370500 | 533500
[5 empty] | 371500533500 | 96 | 371500 | 533500
[5 empty] | 372500533500 | 96 | 372500 | 533500
[5 empty] | 373500533500 | 96 | 373500 | 533500
[5 empty] | 374500533500 | 96 | 374500 | 533500
[5 empty] | 375500533500 | 96 | 375500 | 533500
[5 empty] | 376500533500 | 96 | 376500 | 533500
[5 empty] | 332500532500 | 96 | 332500 | 532500
[5 empty] | 333500532500 | 96 | 333500 | 532500
[5 empty] | 334500532500 | 96 | 334500 | 532500
[5 empty] | 335500532500 | 96 | 335500 | 532500
[5 empty] | 336500532500 | 96 | 336500 | 532500
[5 empty] | 337500532500 | 96 | 337500 | 532500
[5 empty] | 338500532500 | 96 | 338500 | 532500
[5 empty] | 339500532500 | 96 | 339500 | 532500
[5 empty] | 340500532500 | 96 | 340500 | 532500
[5 empty] | 341500532500 | 96 | 341500 | 532500
[5 empty] | 342500532500 | 96 | 342500 | 532500
[5 empty] | 343500532500 | 96 | 343500 | 532500
[5 empty] | 344500532500 | 96 | 344500 | 532500
[5 empty] | 345500532500 | 96 | 345500 | 532500
[5 empty] | 346500532500 | 96 | 346500 | 532500
[5 empty] | 347500532500 | 96 | 347500 | 532500
[5 empty] | 348500532500 | 96 | 348500 | 532500
[5 empty] | 349500532500 | 96 | 349500 | 532500
[5 empty] | 350500532500 | 96 | 350500 | 532500
[5 empty] | 351500532500 | 96 | 351500 | 532500
[5 empty] | 352500532500 | 96 | 352500 | 532500
[5 empty] | 353500532500 | 96 | 353500 | 532500
[5 empty] | 354500532500 | 96 | 354500 | 532500
[5 empty] | 355500532500 | 96 | 355500 | 532500
[5 empty] | 356500532500 | 96 | 356500 | 532500
[5 empty] | 357500532500 | 96 | 357500 | 532500
[5 empty] | 358500532500 | 96 | 358500 | 532500
[5 empty] | 359500532500 | 96 | 359500 | 532500
[5 empty] | 360500532500 | 96 | 360500 | 532500
[5 empty] | 361500532500 | 96 | 361500 | 532500
[5 empty] | 362500532500 | 96 | 362500 | 532500
[5 empty] | 363500532500 | 96 | 363500 | 532500
[5 empty] | 364500532500 | 96 | 364500 | 532500
[5 empty] | 365500532500 | 96 | 365500 | 532500
[5 empty] | 366500532500 | 96 | 366500 | 532500
[5 empty] | 367500532500 | 96 | 367500 | 532500
[5 empty] | 368500532500 | 96 | 368500 | 532500
[5 empty] | 369500532500 | 96 | 369500 | 532500
[5 empty] | 370500532500 | 96 | 370500 | 532500
[5 empty] | 371500532500 | 96 | 371500 | 532500
[5 empty] | 372500532500 | 96 | 372500 | 532500
[5 empty] | 373500532500 | 96 | 373500 | 532500
[5 empty] | 374500532500 | 96 | 374500 | 532500
[5 empty] | 375500532500 | 96 | 375500 | 532500
[5 empty] | 376500532500 | 96 | 376500 | 532500
[5 empty] | 377500532500 | 96 | 377500 | 532500
[5 empty] | 332500531500 | 96 | 332500 | 531500
[5 empty] | 333500531500 | 96 | 333500 | 531500
[5 empty] | 334500531500 | 96 | 334500 | 531500
[5 empty] | 335500531500 | 96 | 335500 | 531500
[5 empty] | 336500531500 | 96 | 336500 | 531500
[5 empty] | 337500531500 | 96 | 337500 | 531500
[5 empty] | 338500531500 | 96 | 338500 | 531500
[5 empty] | 339500531500 | 96 | 339500 | 531500
[5 empty] | 340500531500 | 96 | 340500 | 531500
[5 empty] | 341500531500 | 96 | 341500 | 531500
[5 empty] | 342500531500 | 96 | 342500 | 531500
[5 empty] | 343500531500 | 96 | 343500 | 531500
[5 empty] | 344500531500 | 96 | 344500 | 531500
[5 empty] | 345500531500 | 96 | 345500 | 531500
[5 empty] | 346500531500 | 96 | 346500 | 531500
[5 empty] | 347500531500 | 96 | 347500 | 531500
[5 empty] | 348500531500 | 96 | 348500 | 531500
[5 empty] | 349500531500 | 96 | 349500 | 531500
[5 empty] | 350500531500 | 96 | 350500 | 531500
[5 empty] | 351500531500 | 96 | 351500 | 531500
[5 empty] | 352500531500 | 96 | 352500 | 531500
[5 empty] | 353500531500 | 96 | 353500 | 531500
[5 empty] | 354500531500 | 96 | 354500 | 531500
[5 empty] | 355500531500 | 96 | 355500 | 531500
[5 empty] | 356500531500 | 96 | 356500 | 531500
[5 empty] | 357500531500 | 96 | 357500 | 531500
[5 empty] | 358500531500 | 96 | 358500 | 531500
[5 empty] | 359500531500 | 96 | 359500 | 531500
[5 empty] | 360500531500 | 96 | 360500 | 531500
[5 empty] | 361500531500 | 96 | 361500 | 531500
[5 empty] | 362500531500 | 96 | 362500 | 531500
[5 empty] | 363500531500 | 96 | 363500 | 531500
[5 empty] | 364500531500 | 96 | 364500 | 531500
[5 empty] | 365500531500 | 96 | 365500 | 531500
[5 empty] | 366500531500 | 96 | 366500 | 531500
[5 empty] | 367500531500 | 96 | 367500 | 531500
[5 empty] | 368500531500 | 96 | 368500 | 531500
[5 empty] | 369500531500 | 96 | 369500 | 531500
[5 empty] | 370500531500 | 96 | 370500 | 531500
[5 empty] | 371500531500 | 96 | 371500 | 531500
[5 empty] | 372500531500 | 96 | 372500 | 531500
[5 empty] | 373500531500 | 96 | 373500 | 531500
[5 empty] | 374500531500 | 96 | 374500 | 531500
[5 empty] | 375500531500 | 96 | 375500 | 531500
[5 empty] | 376500531500 | 96 | 376500 | 531500
[5 empty] | 377500531500 | 96 | 377500 | 531500
[5 empty] | 330500530500 | 96 | 330500 | 530500
[5 empty] | 331500530500 | 96 | 331500 | 530500
[5 empty] | 332500530500 | 96 | 332500 | 530500
[5 empty] | 333500530500 | 96 | 333500 | 530500
[5 empty] | 334500530500 | 96 | 334500 | 530500
[5 empty] | 335500530500 | 96 | 335500 | 530500
[5 empty] | 336500530500 | 96 | 336500 | 530500
[5 empty] | 337500530500 | 96 | 337500 | 530500
[5 empty] | 338500530500 | 96 | 338500 | 530500
[5 empty] | 339500530500 | 96 | 339500 | 530500
[5 empty] | 340500530500 | 96 | 340500 | 530500
[5 empty] | 341500530500 | 96 | 341500 | 530500
[5 empty] | 342500530500 | 96 | 342500 | 530500
[5 empty] | 343500530500 | 96 | 343500 | 530500
[5 empty] | 344500530500 | 96 | 344500 | 530500
[5 empty] | 345500530500 | 96 | 345500 | 530500
[5 empty] | 346500530500 | 96 | 346500 | 530500
[5 empty] | 347500530500 | 96 | 347500 | 530500
[5 empty] | 348500530500 | 96 | 348500 | 530500
[5 empty] | 349500530500 | 96 | 349500 | 530500
[5 empty] | 350500530500 | 96 | 350500 | 530500
[5 empty] | 351500530500 | 96 | 351500 | 530500
[5 empty] | 352500530500 | 96 | 352500 | 530500
[5 empty] | 353500530500 | 96 | 353500 | 530500
[5 empty] | 354500530500 | 96 | 354500 | 530500
[5 empty] | 355500530500 | 96 | 355500 | 530500
[5 empty] | 356500530500 | 96 | 356500 | 530500
[5 empty] | 357500530500 | 96 | 357500 | 530500
[5 empty] | 358500530500 | 96 | 358500 | 530500
[5 empty] | 359500530500 | 96 | 359500 | 530500
[5 empty] | 360500530500 | 96 | 360500 | 530500
[5 empty] | 361500530500 | 96 | 361500 | 530500
[5 empty] | 362500530500 | 96 | 362500 | 530500
[5 empty] | 363500530500 | 96 | 363500 | 530500
[5 empty] | 364500530500 | 96 | 364500 | 530500
[5 empty] | 365500530500 | 96 | 365500 | 530500
[5 empty] | 366500530500 | 96 | 366500 | 530500
[5 empty] | 367500530500 | 96 | 367500 | 530500
[5 empty] | 368500530500 | 96 | 368500 | 530500
[5 empty] | 369500530500 | 96 | 369500 | 530500
[5 empty] | 370500530500 | 96 | 370500 | 530500
[5 empty] | 371500530500 | 96 | 371500 | 530500
[5 empty] | 372500530500 | 96 | 372500 | 530500
[5 empty] | 373500530500 | 96 | 373500 | 530500
[5 empty] | 374500530500 | 96 | 374500 | 530500
[5 empty] | 375500530500 | 96 | 375500 | 530500
[5 empty] | 376500530500 | 96 | 376500 | 530500
[5 empty] | 377500530500 | 96 | 377500 | 530500
[5 empty] | 378500530500 | 96 | 378500 | 530500
[5 empty] | 379500530500 | 96 | 379500 | 530500
[5 empty] | 330500529500 | 96 | 330500 | 529500
[5 empty] | 331500529500 | 96 | 331500 | 529500
[5 empty] | 332500529500 | 96 | 332500 | 529500
[5 empty] | 333500529500 | 96 | 333500 | 529500
[5 empty] | 334500529500 | 96 | 334500 | 529500
[5 empty] | 335500529500 | 96 | 335500 | 529500
[5 empty] | 336500529500 | 96 | 336500 | 529500
[5 empty] | 337500529500 | 96 | 337500 | 529500
[5 empty] | 338500529500 | 96 | 338500 | 529500
[5 empty] | 339500529500 | 96 | 339500 | 529500
[5 empty] | 340500529500 | 96 | 340500 | 529500
[5 empty] | 341500529500 | 96 | 341500 | 529500
[5 empty] | 342500529500 | 96 | 342500 | 529500
[5 empty] | 343500529500 | 96 | 343500 | 529500
[5 empty] | 344500529500 | 96 | 344500 | 529500
[5 empty] | 345500529500 | 96 | 345500 | 529500
[5 empty] | 346500529500 | 96 | 346500 | 529500
[5 empty] | 347500529500 | 96 | 347500 | 529500
[5 empty] | 348500529500 | 96 | 348500 | 529500
[5 empty] | 349500529500 | 96 | 349500 | 529500
[5 empty] | 350500529500 | 96 | 350500 | 529500
[5 empty] | 351500529500 | 96 | 351500 | 529500
[5 empty] | 352500529500 | 96 | 352500 | 529500
[5 empty] | 353500529500 | 96 | 353500 | 529500
[5 empty] | 354500529500 | 96 | 354500 | 529500
[5 empty] | 355500529500 | 96 | 355500 | 529500
[5 empty] | 356500529500 | 96 | 356500 | 529500
[5 empty] | 357500529500 | 96 | 357500 | 529500
[5 empty] | 358500529500 | 96 | 358500 | 529500
[5 empty] | 359500529500 | 96 | 359500 | 529500
[5 empty] | 360500529500 | 96 | 360500 | 529500
[5 empty] | 361500529500 | 96 | 361500 | 529500
[5 empty] | 362500529500 | 96 | 362500 | 529500
[5 empty] | 363500529500 | 96 | 363500 | 529500
[5 empty] | 364500529500 | 96 | 364500 | 529500
[5 empty] | 365500529500 | 96 | 365500 | 529500
[5 empty] | 366500529500 | 96 | 366500 | 529500
[5 empty] | 367500529500 | 96 | 367500 | 529500
[5 empty] | 368500529500 | 96 | 368500 | 529500
[5 empty] | 369500529500 | 96 | 369500 | 529500
[5 empty] | 370500529500 | 96 | 370500 | 529500
[5 empty] | 371500529500 | 96 | 371500 | 529500
[5 empty] | 372500529500 | 96 | 372500 | 529500
[5 empty] | 373500529500 | 96 | 373500 | 529500
[5 empty] | 374500529500 | 96 | 374500 | 529500
[5 empty] | 375500529500 | 96 | 375500 | 529500
[5 empty] | 376500529500 | 96 | 376500 | 529500
[5 empty] | 377500529500 | 96 | 377500 | 529500
[5 empty] | 378500529500 | 96 | 378500 | 529500
[5 empty] | 379500529500 | 96 | 379500 | 529500
[5 empty] | 380500529500 | 96 | 380500 | 529500
[5 empty] | 330500528500 | 96 | 330500 | 528500
[5 empty] | 331500528500 | 96 | 331500 | 528500
[5 empty] | 332500528500 | 96 | 332500 | 528500
[5 empty] | 333500528500 | 96 | 333500 | 528500
[5 empty] | 334500528500 | 96 | 334500 | 528500
[5 empty] | 335500528500 | 96 | 335500 | 528500
[5 empty] | 336500528500 | 96 | 336500 | 528500
[5 empty] | 337500528500 | 96 | 337500 | 528500
[5 empty] | 338500528500 | 96 | 338500 | 528500
[5 empty] | 339500528500 | 96 | 339500 | 528500
[5 empty] | 340500528500 | 96 | 340500 | 528500
[5 empty] | 341500528500 | 96 | 341500 | 528500
[5 empty] | 342500528500 | 96 | 342500 | 528500
[5 empty] | 343500528500 | 96 | 343500 | 528500
[5 empty] | 344500528500 | 96 | 344500 | 528500
[5 empty] | 345500528500 | 96 | 345500 | 528500
[5 empty] | 346500528500 | 96 | 346500 | 528500
[5 empty] | 347500528500 | 96 | 347500 | 528500
[5 empty] | 348500528500 | 96 | 348500 | 528500
[5 empty] | 349500528500 | 96 | 349500 | 528500
[5 empty] | 350500528500 | 96 | 350500 | 528500
[5 empty] | 351500528500 | 96 | 351500 | 528500
[5 empty] | 352500528500 | 96 | 352500 | 528500
[5 empty] | 353500528500 | 96 | 353500 | 528500
[5 empty] | 354500528500 | 96 | 354500 | 528500
[5 empty] | 355500528500 | 96 | 355500 | 528500
[5 empty] | 356500528500 | 96 | 356500 | 528500
[5 empty] | 357500528500 | 96 | 357500 | 528500
[5 empty] | 358500528500 | 96 | 358500 | 528500
[5 empty] | 359500528500 | 96 | 359500 | 528500
[5 empty] | 360500528500 | 96 | 360500 | 528500
[5 empty] | 361500528500 | 96 | 361500 | 528500
[5 empty] | 362500528500 | 96 | 362500 | 528500
[5 empty] | 363500528500 | 96 | 363500 | 528500
[5 empty] | 364500528500 | 96 | 364500 | 528500
[5 empty] | 365500528500 | 96 | 365500 | 528500
[5 empty] | 366500528500 | 96 | 366500 | 528500
[5 empty] | 367500528500 | 96 | 367500 | 528500
[5 empty] | 368500528500 | 96 | 368500 | 528500
[5 empty] | 369500528500 | 96 | 369500 | 528500
[5 empty] | 370500528500 | 96 | 370500 | 528500
[5 empty] | 371500528500 | 96 | 371500 | 528500
[5 empty] | 372500528500 | 96 | 372500 | 528500
[5 empty] | 373500528500 | 96 | 373500 | 528500
[5 empty] | 374500528500 | 96 | 374500 | 528500
[5 empty] | 375500528500 | 96 | 375500 | 528500
[5 empty] | 376500528500 | 96 | 376500 | 528500
[5 empty] | 377500528500 | 96 | 377500 | 528500
[5 empty] | 378500528500 | 96 | 378500 | 528500
[5 empty] | 379500528500 | 96 | 379500 | 528500
[5 empty] | 380500528500 | 96 | 380500 | 528500
[5 empty] | 330500527500 | 96 | 330500 | 527500
[5 empty] | 331500527500 | 96 | 331500 | 527500
[5 empty] | 332500527500 | 96 | 332500 | 527500
[5 empty] | 333500527500 | 96 | 333500 | 527500
[5 empty] | 334500527500 | 96 | 334500 | 527500
[5 empty] | 335500527500 | 96 | 335500 | 527500
[5 empty] | 336500527500 | 96 | 336500 | 527500
[5 empty] | 337500527500 | 96 | 337500 | 527500
[5 empty] | 338500527500 | 96 | 338500 | 527500
[5 empty] | 339500527500 | 96 | 339500 | 527500
[5 empty] | 340500527500 | 96 | 340500 | 527500
[5 empty] | 341500527500 | 96 | 341500 | 527500
[5 empty] | 342500527500 | 96 | 342500 | 527500
[5 empty] | 343500527500 | 96 | 343500 | 527500
[5 empty] | 344500527500 | 96 | 344500 | 527500
[5 empty] | 345500527500 | 96 | 345500 | 527500
[5 empty] | 346500527500 | 96 | 346500 | 527500
[5 empty] | 347500527500 | 96 | 347500 | 527500
[5 empty] | 348500527500 | 96 | 348500 | 527500
[5 empty] | 349500527500 | 96 | 349500 | 527500
[5 empty] | 350500527500 | 96 | 350500 | 527500
[5 empty] | 351500527500 | 96 | 351500 | 527500
[5 empty] | 352500527500 | 96 | 352500 | 527500
[5 empty] | 353500527500 | 96 | 353500 | 527500
[5 empty] | 354500527500 | 96 | 354500 | 527500
[5 empty] | 355500527500 | 96 | 355500 | 527500
[5 empty] | 356500527500 | 96 | 356500 | 527500
[5 empty] | 357500527500 | 96 | 357500 | 527500
[5 empty] | 358500527500 | 96 | 358500 | 527500
[5 empty] | 359500527500 | 96 | 359500 | 527500
[5 empty] | 360500527500 | 96 | 360500 | 527500
[5 empty] | 361500527500 | 96 | 361500 | 527500
[5 empty] | 362500527500 | 96 | 362500 | 527500
[5 empty] | 363500527500 | 96 | 363500 | 527500
[5 empty] | 364500527500 | 96 | 364500 | 527500
[5 empty] | 365500527500 | 96 | 365500 | 527500
[5 empty] | 366500527500 | 96 | 366500 | 527500
[5 empty] | 367500527500 | 96 | 367500 | 527500
[5 empty] | 368500527500 | 96 | 368500 | 527500
[5 empty] | 369500527500 | 96 | 369500 | 527500
[5 empty] | 370500527500 | 96 | 370500 | 527500
[5 empty] | 371500527500 | 96 | 371500 | 527500
[5 empty] | 372500527500 | 96 | 372500 | 527500
[5 empty] | 373500527500 | 96 | 373500 | 527500
[5 empty] | 374500527500 | 96 | 374500 | 527500
[5 empty] | 375500527500 | 96 | 375500 | 527500
[5 empty] | 376500527500 | 96 | 376500 | 527500
[5 empty] | 377500527500 | 96 | 377500 | 527500
[5 empty] | 378500527500 | 96 | 378500 | 527500
[5 empty] | 379500527500 | 96 | 379500 | 527500
[5 empty] | 330500526500 | 96 | 330500 | 526500
[5 empty] | 331500526500 | 96 | 331500 | 526500
[5 empty] | 332500526500 | 96 | 332500 | 526500
[5 empty] | 333500526500 | 96 | 333500 | 526500
[5 empty] | 334500526500 | 96 | 334500 | 526500
[5 empty] | 335500526500 | 96 | 335500 | 526500
[5 empty] | 336500526500 | 96 | 336500 | 526500
[5 empty] | 337500526500 | 96 | 337500 | 526500
[5 empty] | 338500526500 | 96 | 338500 | 526500
[5 empty] | 339500526500 | 96 | 339500 | 526500
[5 empty] | 340500526500 | 96 | 340500 | 526500
[5 empty] | 341500526500 | 96 | 341500 | 526500
[5 empty] | 342500526500 | 96 | 342500 | 526500
[5 empty] | 343500526500 | 96 | 343500 | 526500
[5 empty] | 344500526500 | 96 | 344500 | 526500
[5 empty] | 345500526500 | 96 | 345500 | 526500
[5 empty] | 346500526500 | 96 | 346500 | 526500
[5 empty] | 347500526500 | 96 | 347500 | 526500
[5 empty] | 348500526500 | 96 | 348500 | 526500
[5 empty] | 349500526500 | 96 | 349500 | 526500
[5 empty] | 350500526500 | 96 | 350500 | 526500
[5 empty] | 351500526500 | 96 | 351500 | 526500
[5 empty] | 352500526500 | 96 | 352500 | 526500
[5 empty] | 353500526500 | 96 | 353500 | 526500
[5 empty] | 354500526500 | 96 | 354500 | 526500
[5 empty] | 355500526500 | 96 | 355500 | 526500
[5 empty] | 356500526500 | 96 | 356500 | 526500
[5 empty] | 357500526500 | 96 | 357500 | 526500
[5 empty] | 358500526500 | 96 | 358500 | 526500
[5 empty] | 359500526500 | 96 | 359500 | 526500
[5 empty] | 360500526500 | 96 | 360500 | 526500
[5 empty] | 361500526500 | 96 | 361500 | 526500
[5 empty] | 362500526500 | 96 | 362500 | 526500
[5 empty] | 363500526500 | 96 | 363500 | 526500
[5 empty] | 364500526500 | 96 | 364500 | 526500
[5 empty] | 365500526500 | 96 | 365500 | 526500
[5 empty] | 366500526500 | 96 | 366500 | 526500
[5 empty] | 367500526500 | 96 | 367500 | 526500
[5 empty] | 368500526500 | 96 | 368500 | 526500
[5 empty] | 369500526500 | 96 | 369500 | 526500
[5 empty] | 370500526500 | 96 | 370500 | 526500
[5 empty] | 371500526500 | 96 | 371500 | 526500
[5 empty] | 372500526500 | 96 | 372500 | 526500
[5 empty] | 373500526500 | 96 | 373500 | 526500
[5 empty] | 374500526500 | 96 | 374500 | 526500
[5 empty] | 375500526500 | 96 | 375500 | 526500
[5 empty] | 376500526500 | 96 | 376500 | 526500
[5 empty] | 377500526500 | 96 | 377500 | 526500
[5 empty] | 378500526500 | 96 | 378500 | 526500
[5 empty] | 330500525500 | 96 | 330500 | 525500
[5 empty] | 331500525500 | 96 | 331500 | 525500
[5 empty] | 332500525500 | 96 | 332500 | 525500
[5 empty] | 333500525500 | 96 | 333500 | 525500
[5 empty] | 334500525500 | 96 | 334500 | 525500
[5 empty] | 335500525500 | 96 | 335500 | 525500
[5 empty] | 336500525500 | 96 | 336500 | 525500
[5 empty] | 337500525500 | 96 | 337500 | 525500
[5 empty] | 338500525500 | 96 | 338500 | 525500
[5 empty] | 339500525500 | 96 | 339500 | 525500
[5 empty] | 340500525500 | 96 | 340500 | 525500
[5 empty] | 341500525500 | 96 | 341500 | 525500
[5 empty] | 342500525500 | 96 | 342500 | 525500
[5 empty] | 343500525500 | 96 | 343500 | 525500
[5 empty] | 344500525500 | 96 | 344500 | 525500
[5 empty] | 345500525500 | 96 | 345500 | 525500
[5 empty] | 346500525500 | 96 | 346500 | 525500
[5 empty] | 347500525500 | 96 | 347500 | 525500
[5 empty] | 348500525500 | 96 | 348500 | 525500
[5 empty] | 349500525500 | 96 | 349500 | 525500
[5 empty] | 350500525500 | 96 | 350500 | 525500
[5 empty] | 351500525500 | 96 | 351500 | 525500
[5 empty] | 352500525500 | 96 | 352500 | 525500
[5 empty] | 353500525500 | 96 | 353500 | 525500
[5 empty] | 354500525500 | 96 | 354500 | 525500
[5 empty] | 355500525500 | 96 | 355500 | 525500
[5 empty] | 356500525500 | 96 | 356500 | 525500
[5 empty] | 357500525500 | 96 | 357500 | 525500
[5 empty] | 358500525500 | 96 | 358500 | 525500
[5 empty] | 359500525500 | 96 | 359500 | 525500
[5 empty] | 360500525500 | 96 | 360500 | 525500
[5 empty] | 361500525500 | 96 | 361500 | 525500
[5 empty] | 362500525500 | 96 | 362500 | 525500
[5 empty] | 363500525500 | 96 | 363500 | 525500
[5 empty] | 364500525500 | 96 | 364500 | 525500
[5 empty] | 365500525500 | 96 | 365500 | 525500
[5 empty] | 366500525500 | 96 | 366500 | 525500
[5 empty] | 367500525500 | 96 | 367500 | 525500
[5 empty] | 368500525500 | 96 | 368500 | 525500
[5 empty] | 369500525500 | 96 | 369500 | 525500
[5 empty] | 370500525500 | 96 | 370500 | 525500
[5 empty] | 371500525500 | 96 | 371500 | 525500
[5 empty] | 372500525500 | 96 | 372500 | 525500
[5 empty] | 373500525500 | 96 | 373500 | 525500
[5 empty] | 374500525500 | 96 | 374500 | 525500
[5 empty] | 375500525500 | 96 | 375500 | 525500
[5 empty] | 376500525500 | 96 | 376500 | 525500
[5 empty] | 377500525500 | 96 | 377500 | 525500
[5 empty] | 378500525500 | 96 | 378500 | 525500
[5 empty] | 379500525500 | 96 | 379500 | 525500
[5 empty] | 333500524500 | 96 | 333500 | 524500
[5 empty] | 334500524500 | 96 | 334500 | 524500
[5 empty] | 335500524500 | 96 | 335500 | 524500
[5 empty] | 336500524500 | 96 | 336500 | 524500
[5 empty] | 337500524500 | 96 | 337500 | 524500
[5 empty] | 338500524500 | 96 | 338500 | 524500
[5 empty] | 339500524500 | 96 | 339500 | 524500
[5 empty] | 340500524500 | 96 | 340500 | 524500
[5 empty] | 341500524500 | 96 | 341500 | 524500
[5 empty] | 342500524500 | 96 | 342500 | 524500
[5 empty] | 343500524500 | 96 | 343500 | 524500
[5 empty] | 344500524500 | 96 | 344500 | 524500
[5 empty] | 345500524500 | 96 | 345500 | 524500
[5 empty] | 346500524500 | 96 | 346500 | 524500
[5 empty] | 347500524500 | 96 | 347500 | 524500
[5 empty] | 348500524500 | 96 | 348500 | 524500
[5 empty] | 349500524500 | 96 | 349500 | 524500
[5 empty] | 350500524500 | 96 | 350500 | 524500
[5 empty] | 351500524500 | 96 | 351500 | 524500
[5 empty] | 352500524500 | 96 | 352500 | 524500
[5 empty] | 353500524500 | 96 | 353500 | 524500
[5 empty] | 354500524500 | 96 | 354500 | 524500
[5 empty] | 355500524500 | 96 | 355500 | 524500
[5 empty] | 356500524500 | 96 | 356500 | 524500
[5 empty] | 357500524500 | 96 | 357500 | 524500
[5 empty] | 358500524500 | 96 | 358500 | 524500
[5 empty] | 359500524500 | 96 | 359500 | 524500
[5 empty] | 360500524500 | 96 | 360500 | 524500
[5 empty] | 361500524500 | 96 | 361500 | 524500
[5 empty] | 362500524500 | 96 | 362500 | 524500
[5 empty] | 363500524500 | 96 | 363500 | 524500
[5 empty] | 364500524500 | 96 | 364500 | 524500
[5 empty] | 365500524500 | 96 | 365500 | 524500
[5 empty] | 366500524500 | 96 | 366500 | 524500
[5 empty] | 367500524500 | 96 | 367500 | 524500
[5 empty] | 368500524500 | 96 | 368500 | 524500
[5 empty] | 369500524500 | 96 | 369500 | 524500
[5 empty] | 370500524500 | 96 | 370500 | 524500
[5 empty] | 371500524500 | 96 | 371500 | 524500
[5 empty] | 372500524500 | 96 | 372500 | 524500
[5 empty] | 373500524500 | 96 | 373500 | 524500
[5 empty] | 374500524500 | 96 | 374500 | 524500
[5 empty] | 375500524500 | 96 | 375500 | 524500
[5 empty] | 376500524500 | 96 | 376500 | 524500
[5 empty] | 377500524500 | 96 | 377500 | 524500
[5 empty] | 378500524500 | 96 | 378500 | 524500
[5 empty] | 379500524500 | 96 | 379500 | 524500
[5 empty] | 334500523500 | 96 | 334500 | 523500
[5 empty] | 335500523500 | 96 | 335500 | 523500
[5 empty] | 336500523500 | 96 | 336500 | 523500
[5 empty] | 337500523500 | 96 | 337500 | 523500
[5 empty] | 338500523500 | 96 | 338500 | 523500
[5 empty] | 339500523500 | 96 | 339500 | 523500
[5 empty] | 340500523500 | 96 | 340500 | 523500
[5 empty] | 341500523500 | 96 | 341500 | 523500
[5 empty] | 342500523500 | 96 | 342500 | 523500
[5 empty] | 343500523500 | 96 | 343500 | 523500
[5 empty] | 344500523500 | 96 | 344500 | 523500
[5 empty] | 345500523500 | 96 | 345500 | 523500
[5 empty] | 346500523500 | 96 | 346500 | 523500
[5 empty] | 347500523500 | 96 | 347500 | 523500
[5 empty] | 348500523500 | 96 | 348500 | 523500
[5 empty] | 349500523500 | 96 | 349500 | 523500
[5 empty] | 350500523500 | 96 | 350500 | 523500
[5 empty] | 351500523500 | 96 | 351500 | 523500
[5 empty] | 352500523500 | 96 | 352500 | 523500
[5 empty] | 353500523500 | 96 | 353500 | 523500
[5 empty] | 354500523500 | 96 | 354500 | 523500
[5 empty] | 355500523500 | 96 | 355500 | 523500
[5 empty] | 356500523500 | 96 | 356500 | 523500
[5 empty] | 357500523500 | 96 | 357500 | 523500
[5 empty] | 358500523500 | 96 | 358500 | 523500
[5 empty] | 359500523500 | 96 | 359500 | 523500
[5 empty] | 360500523500 | 96 | 360500 | 523500
[5 empty] | 361500523500 | 96 | 361500 | 523500
[5 empty] | 362500523500 | 96 | 362500 | 523500
[5 empty] | 363500523500 | 96 | 363500 | 523500
[5 empty] | 364500523500 | 96 | 364500 | 523500
[5 empty] | 365500523500 | 96 | 365500 | 523500
[5 empty] | 366500523500 | 96 | 366500 | 523500
[5 empty] | 367500523500 | 96 | 367500 | 523500
[5 empty] | 368500523500 | 96 | 368500 | 523500
[5 empty] | 369500523500 | 96 | 369500 | 523500
[5 empty] | 370500523500 | 96 | 370500 | 523500
[5 empty] | 371500523500 | 96 | 371500 | 523500
[5 empty] | 372500523500 | 96 | 372500 | 523500
[5 empty] | 373500523500 | 96 | 373500 | 523500
[5 empty] | 374500523500 | 96 | 374500 | 523500
[5 empty] | 375500523500 | 96 | 375500 | 523500
[5 empty] | 376500523500 | 96 | 376500 | 523500
[5 empty] | 377500523500 | 96 | 377500 | 523500
[5 empty] | 378500523500 | 96 | 378500 | 523500
[5 empty] | 379500523500 | 96 | 379500 | 523500
[5 empty] | 335500522500 | 96 | 335500 | 522500
[5 empty] | 336500522500 | 96 | 336500 | 522500
[5 empty] | 337500522500 | 96 | 337500 | 522500
[5 empty] | 338500522500 | 96 | 338500 | 522500
[5 empty] | 339500522500 | 96 | 339500 | 522500
[5 empty] | 340500522500 | 96 | 340500 | 522500
[5 empty] | 341500522500 | 96 | 341500 | 522500
[5 empty] | 342500522500 | 96 | 342500 | 522500
[5 empty] | 343500522500 | 96 | 343500 | 522500
[5 empty] | 344500522500 | 96 | 344500 | 522500
[5 empty] | 345500522500 | 96 | 345500 | 522500
[5 empty] | 346500522500 | 96 | 346500 | 522500
[5 empty] | 347500522500 | 96 | 347500 | 522500
[5 empty] | 348500522500 | 96 | 348500 | 522500
[5 empty] | 349500522500 | 96 | 349500 | 522500
[5 empty] | 350500522500 | 96 | 350500 | 522500
[5 empty] | 351500522500 | 96 | 351500 | 522500
[5 empty] | 352500522500 | 96 | 352500 | 522500
[5 empty] | 353500522500 | 96 | 353500 | 522500
[5 empty] | 354500522500 | 96 | 354500 | 522500
[5 empty] | 355500522500 | 96 | 355500 | 522500
[5 empty] | 356500522500 | 96 | 356500 | 522500
[5 empty] | 357500522500 | 96 | 357500 | 522500
[5 empty] | 358500522500 | 96 | 358500 | 522500
[5 empty] | 359500522500 | 96 | 359500 | 522500
[5 empty] | 360500522500 | 96 | 360500 | 522500
[5 empty] | 361500522500 | 96 | 361500 | 522500
[5 empty] | 362500522500 | 96 | 362500 | 522500
[5 empty] | 363500522500 | 96 | 363500 | 522500
[5 empty] | 364500522500 | 96 | 364500 | 522500
[5 empty] | 365500522500 | 96 | 365500 | 522500
[5 empty] | 366500522500 | 96 | 366500 | 522500
[5 empty] | 367500522500 | 96 | 367500 | 522500
[5 empty] | 368500522500 | 96 | 368500 | 522500
[5 empty] | 369500522500 | 96 | 369500 | 522500
[5 empty] | 370500522500 | 96 | 370500 | 522500
[5 empty] | 371500522500 | 96 | 371500 | 522500
[5 empty] | 372500522500 | 96 | 372500 | 522500
[5 empty] | 373500522500 | 96 | 373500 | 522500
[5 empty] | 374500522500 | 96 | 374500 | 522500
[5 empty] | 375500522500 | 96 | 375500 | 522500
[5 empty] | 376500522500 | 96 | 376500 | 522500
[5 empty] | 377500522500 | 96 | 377500 | 522500
[5 empty] | 378500522500 | 96 | 378500 | 522500
[5 empty] | 379500522500 | 96 | 379500 | 522500
[5 empty] | 334500521500 | 96 | 334500 | 521500
[5 empty] | 335500521500 | 96 | 335500 | 521500
[5 empty] | 336500521500 | 96 | 336500 | 521500
[5 empty] | 337500521500 | 96 | 337500 | 521500
[5 empty] | 338500521500 | 96 | 338500 | 521500
[5 empty] | 339500521500 | 96 | 339500 | 521500
[5 empty] | 340500521500 | 96 | 340500 | 521500
[5 empty] | 341500521500 | 96 | 341500 | 521500
[5 empty] | 342500521500 | 96 | 342500 | 521500
[5 empty] | 343500521500 | 96 | 343500 | 521500
[5 empty] | 344500521500 | 96 | 344500 | 521500
[5 empty] | 345500521500 | 96 | 345500 | 521500
[5 empty] | 346500521500 | 96 | 346500 | 521500
[5 empty] | 347500521500 | 96 | 347500 | 521500
[5 empty] | 348500521500 | 96 | 348500 | 521500
[5 empty] | 349500521500 | 96 | 349500 | 521500
[5 empty] | 350500521500 | 96 | 350500 | 521500
[5 empty] | 351500521500 | 96 | 351500 | 521500
[5 empty] | 352500521500 | 96 | 352500 | 521500
[5 empty] | 353500521500 | 96 | 353500 | 521500
[5 empty] | 354500521500 | 96 | 354500 | 521500
[5 empty] | 355500521500 | 96 | 355500 | 521500
[5 empty] | 356500521500 | 96 | 356500 | 521500
[5 empty] | 357500521500 | 96 | 357500 | 521500
[5 empty] | 358500521500 | 96 | 358500 | 521500
[5 empty] | 359500521500 | 96 | 359500 | 521500
[5 empty] | 360500521500 | 96 | 360500 | 521500
[5 empty] | 361500521500 | 96 | 361500 | 521500
[5 empty] | 362500521500 | 96 | 362500 | 521500
[5 empty] | 363500521500 | 96 | 363500 | 521500
[5 empty] | 364500521500 | 96 | 364500 | 521500
[5 empty] | 365500521500 | 96 | 365500 | 521500
[5 empty] | 366500521500 | 96 | 366500 | 521500
[5 empty] | 367500521500 | 96 | 367500 | 521500
[5 empty] | 368500521500 | 96 | 368500 | 521500
[5 empty] | 369500521500 | 96 | 369500 | 521500
[5 empty] | 370500521500 | 96 | 370500 | 521500
[5 empty] | 371500521500 | 96 | 371500 | 521500
[5 empty] | 372500521500 | 96 | 372500 | 521500
[5 empty] | 373500521500 | 96 | 373500 | 521500
[5 empty] | 374500521500 | 96 | 374500 | 521500
[5 empty] | 375500521500 | 96 | 375500 | 521500
[5 empty] | 376500521500 | 96 | 376500 | 521500
[5 empty] | 377500521500 | 96 | 377500 | 521500
[5 empty] | 378500521500 | 96 | 378500 | 521500
[5 empty] | 379500521500 | 96 | 379500 | 521500
[5 empty] | 380500521500 | 96 | 380500 | 521500
[5 empty] | 381500521500 | 96 | 381500 | 521500
[5 empty] | 334500520500 | 96 | 334500 | 520500
[5 empty] | 335500520500 | 96 | 335500 | 520500
[5 empty] | 336500520500 | 96 | 336500 | 520500
[5 empty] | 337500520500 | 96 | 337500 | 520500
[5 empty] | 338500520500 | 96 | 338500 | 520500
[5 empty] | 339500520500 | 96 | 339500 | 520500
[5 empty] | 340500520500 | 96 | 340500 | 520500
[5 empty] | 341500520500 | 96 | 341500 | 520500
[5 empty] | 342500520500 | 96 | 342500 | 520500
[5 empty] | 343500520500 | 96 | 343500 | 520500
[5 empty] | 344500520500 | 96 | 344500 | 520500
[5 empty] | 345500520500 | 96 | 345500 | 520500
[5 empty] | 346500520500 | 96 | 346500 | 520500
[5 empty] | 347500520500 | 96 | 347500 | 520500
[5 empty] | 348500520500 | 96 | 348500 | 520500
[5 empty] | 349500520500 | 96 | 349500 | 520500
[5 empty] | 350500520500 | 96 | 350500 | 520500
[5 empty] | 351500520500 | 96 | 351500 | 520500
[5 empty] | 352500520500 | 96 | 352500 | 520500
[5 empty] | 353500520500 | 96 | 353500 | 520500
[5 empty] | 354500520500 | 96 | 354500 | 520500
[5 empty] | 355500520500 | 96 | 355500 | 520500
[5 empty] | 356500520500 | 96 | 356500 | 520500
[5 empty] | 357500520500 | 96 | 357500 | 520500
[5 empty] | 358500520500 | 96 | 358500 | 520500
[5 empty] | 359500520500 | 96 | 359500 | 520500
[5 empty] | 360500520500 | 96 | 360500 | 520500
[5 empty] | 361500520500 | 96 | 361500 | 520500
[5 empty] | 362500520500 | 96 | 362500 | 520500
[5 empty] | 363500520500 | 96 | 363500 | 520500
[5 empty] | 364500520500 | 96 | 364500 | 520500
[5 empty] | 365500520500 | 96 | 365500 | 520500
[5 empty] | 366500520500 | 96 | 366500 | 520500
[5 empty] | 367500520500 | 96 | 367500 | 520500
[5 empty] | 368500520500 | 96 | 368500 | 520500
[5 empty] | 369500520500 | 96 | 369500 | 520500
[5 empty] | 370500520500 | 96 | 370500 | 520500
[5 empty] | 371500520500 | 96 | 371500 | 520500
[5 empty] | 372500520500 | 96 | 372500 | 520500
[5 empty] | 373500520500 | 96 | 373500 | 520500
[5 empty] | 374500520500 | 96 | 374500 | 520500
[5 empty] | 375500520500 | 96 | 375500 | 520500
[5 empty] | 376500520500 | 96 | 376500 | 520500
[5 empty] | 377500520500 | 96 | 377500 | 520500
[5 empty] | 378500520500 | 96 | 378500 | 520500
[5 empty] | 379500520500 | 96 | 379500 | 520500
[5 empty] | 380500520500 | 96 | 380500 | 520500
[5 empty] | 381500520500 | 96 | 381500 | 520500
[5 empty] | 382500520500 | 96 | 382500 | 520500
[5 empty] | 334500519500 | 96 | 334500 | 519500
[5 empty] | 335500519500 | 96 | 335500 | 519500
[5 empty] | 336500519500 | 96 | 336500 | 519500
[5 empty] | 337500519500 | 96 | 337500 | 519500
[5 empty] | 338500519500 | 96 | 338500 | 519500
[5 empty] | 339500519500 | 96 | 339500 | 519500
[5 empty] | 340500519500 | 96 | 340500 | 519500
[5 empty] | 341500519500 | 96 | 341500 | 519500
[5 empty] | 342500519500 | 96 | 342500 | 519500
[5 empty] | 343500519500 | 96 | 343500 | 519500
[5 empty] | 344500519500 | 96 | 344500 | 519500
[5 empty] | 345500519500 | 96 | 345500 | 519500
[5 empty] | 346500519500 | 96 | 346500 | 519500
[5 empty] | 347500519500 | 96 | 347500 | 519500
[5 empty] | 348500519500 | 96 | 348500 | 519500
[5 empty] | 349500519500 | 96 | 349500 | 519500
[5 empty] | 350500519500 | 96 | 350500 | 519500
[5 empty] | 351500519500 | 96 | 351500 | 519500
[5 empty] | 352500519500 | 96 | 352500 | 519500
[5 empty] | 353500519500 | 96 | 353500 | 519500
[5 empty] | 354500519500 | 96 | 354500 | 519500
[5 empty] | 355500519500 | 96 | 355500 | 519500
[5 empty] | 356500519500 | 96 | 356500 | 519500
[5 empty] | 357500519500 | 96 | 357500 | 519500
[5 empty] | 358500519500 | 96 | 358500 | 519500
[5 empty] | 359500519500 | 96 | 359500 | 519500
[5 empty] | 360500519500 | 96 | 360500 | 519500
[5 empty] | 361500519500 | 96 | 361500 | 519500
[5 empty] | 362500519500 | 96 | 362500 | 519500
[5 empty] | 363500519500 | 96 | 363500 | 519500
[5 empty] | 364500519500 | 96 | 364500 | 519500
[5 empty] | 365500519500 | 96 | 365500 | 519500
[5 empty] | 366500519500 | 96 | 366500 | 519500
[5 empty] | 367500519500 | 96 | 367500 | 519500
[5 empty] | 368500519500 | 96 | 368500 | 519500
[5 empty] | 369500519500 | 96 | 369500 | 519500
[5 empty] | 370500519500 | 96 | 370500 | 519500
[5 empty] | 371500519500 | 96 | 371500 | 519500
[5 empty] | 372500519500 | 96 | 372500 | 519500
[5 empty] | 373500519500 | 96 | 373500 | 519500
[5 empty] | 374500519500 | 96 | 374500 | 519500
[5 empty] | 375500519500 | 96 | 375500 | 519500
[5 empty] | 376500519500 | 96 | 376500 | 519500
[5 empty] | 377500519500 | 96 | 377500 | 519500
[5 empty] | 378500519500 | 96 | 378500 | 519500
[5 empty] | 379500519500 | 96 | 379500 | 519500
[5 empty] | 380500519500 | 96 | 380500 | 519500
[5 empty] | 381500519500 | 96 | 381500 | 519500
[5 empty] | 382500519500 | 96 | 382500 | 519500
[5 empty] | 383500519500 | 96 | 383500 | 519500
[5 empty] | 334500518500 | 96 | 334500 | 518500
[5 empty] | 335500518500 | 96 | 335500 | 518500
[5 empty] | 336500518500 | 96 | 336500 | 518500
[5 empty] | 337500518500 | 96 | 337500 | 518500
[5 empty] | 338500518500 | 96 | 338500 | 518500
[5 empty] | 339500518500 | 96 | 339500 | 518500
[5 empty] | 340500518500 | 96 | 340500 | 518500
[5 empty] | 341500518500 | 96 | 341500 | 518500
[5 empty] | 342500518500 | 96 | 342500 | 518500
[5 empty] | 343500518500 | 96 | 343500 | 518500
[5 empty] | 344500518500 | 96 | 344500 | 518500
[5 empty] | 345500518500 | 96 | 345500 | 518500
[5 empty] | 346500518500 | 96 | 346500 | 518500
[5 empty] | 347500518500 | 96 | 347500 | 518500
[5 empty] | 348500518500 | 96 | 348500 | 518500
[5 empty] | 349500518500 | 96 | 349500 | 518500
[5 empty] | 350500518500 | 96 | 350500 | 518500
[5 empty] | 351500518500 | 96 | 351500 | 518500
[5 empty] | 352500518500 | 96 | 352500 | 518500
[5 empty] | 353500518500 | 96 | 353500 | 518500
[5 empty] | 354500518500 | 96 | 354500 | 518500
[5 empty] | 355500518500 | 96 | 355500 | 518500
[5 empty] | 356500518500 | 96 | 356500 | 518500
[5 empty] | 357500518500 | 96 | 357500 | 518500
[5 empty] | 358500518500 | 96 | 358500 | 518500
[5 empty] | 359500518500 | 96 | 359500 | 518500
[5 empty] | 360500518500 | 96 | 360500 | 518500
[5 empty] | 361500518500 | 96 | 361500 | 518500
[5 empty] | 362500518500 | 96 | 362500 | 518500
[5 empty] | 363500518500 | 96 | 363500 | 518500
[5 empty] | 364500518500 | 96 | 364500 | 518500
[5 empty] | 365500518500 | 96 | 365500 | 518500
[5 empty] | 366500518500 | 96 | 366500 | 518500
[5 empty] | 367500518500 | 96 | 367500 | 518500
[5 empty] | 368500518500 | 96 | 368500 | 518500
[5 empty] | 369500518500 | 96 | 369500 | 518500
[5 empty] | 370500518500 | 96 | 370500 | 518500
[5 empty] | 371500518500 | 96 | 371500 | 518500
[5 empty] | 372500518500 | 96 | 372500 | 518500
[5 empty] | 373500518500 | 96 | 373500 | 518500
[5 empty] | 374500518500 | 96 | 374500 | 518500
[5 empty] | 375500518500 | 96 | 375500 | 518500
[5 empty] | 376500518500 | 96 | 376500 | 518500
[5 empty] | 377500518500 | 96 | 377500 | 518500
[5 empty] | 378500518500 | 96 | 378500 | 518500
[5 empty] | 379500518500 | 96 | 379500 | 518500
[5 empty] | 380500518500 | 96 | 380500 | 518500
[5 empty] | 381500518500 | 96 | 381500 | 518500
[5 empty] | 382500518500 | 96 | 382500 | 518500
[5 empty] | 383500518500 | 96 | 383500 | 518500
[5 empty] | 384500518500 | 96 | 384500 | 518500
[5 empty] | 334500517500 | 96 | 334500 | 517500
[5 empty] | 335500517500 | 96 | 335500 | 517500
[5 empty] | 336500517500 | 96 | 336500 | 517500
[5 empty] | 337500517500 | 96 | 337500 | 517500
[5 empty] | 338500517500 | 96 | 338500 | 517500
[5 empty] | 339500517500 | 96 | 339500 | 517500
[5 empty] | 340500517500 | 96 | 340500 | 517500
[5 empty] | 341500517500 | 96 | 341500 | 517500
[5 empty] | 342500517500 | 96 | 342500 | 517500
[5 empty] | 343500517500 | 96 | 343500 | 517500
[5 empty] | 344500517500 | 96 | 344500 | 517500
[5 empty] | 345500517500 | 96 | 345500 | 517500
[5 empty] | 346500517500 | 96 | 346500 | 517500
[5 empty] | 347500517500 | 96 | 347500 | 517500
[5 empty] | 348500517500 | 96 | 348500 | 517500
[5 empty] | 349500517500 | 96 | 349500 | 517500
[5 empty] | 350500517500 | 96 | 350500 | 517500
[5 empty] | 351500517500 | 96 | 351500 | 517500
[5 empty] | 352500517500 | 96 | 352500 | 517500
[5 empty] | 353500517500 | 96 | 353500 | 517500
[5 empty] | 354500517500 | 96 | 354500 | 517500
[5 empty] | 355500517500 | 96 | 355500 | 517500
[5 empty] | 356500517500 | 96 | 356500 | 517500
[5 empty] | 357500517500 | 96 | 357500 | 517500
[5 empty] | 358500517500 | 96 | 358500 | 517500
[5 empty] | 359500517500 | 96 | 359500 | 517500
[5 empty] | 360500517500 | 96 | 360500 | 517500
[5 empty] | 361500517500 | 96 | 361500 | 517500
[5 empty] | 362500517500 | 96 | 362500 | 517500
[5 empty] | 363500517500 | 96 | 363500 | 517500
[5 empty] | 364500517500 | 96 | 364500 | 517500
[5 empty] | 365500517500 | 96 | 365500 | 517500
[5 empty] | 366500517500 | 96 | 366500 | 517500
[5 empty] | 367500517500 | 96 | 367500 | 517500
[5 empty] | 368500517500 | 96 | 368500 | 517500
[5 empty] | 369500517500 | 96 | 369500 | 517500
[5 empty] | 370500517500 | 96 | 370500 | 517500
[5 empty] | 371500517500 | 96 | 371500 | 517500
[5 empty] | 372500517500 | 96 | 372500 | 517500
[5 empty] | 373500517500 | 96 | 373500 | 517500
[5 empty] | 374500517500 | 96 | 374500 | 517500
[5 empty] | 375500517500 | 96 | 375500 | 517500
[5 empty] | 376500517500 | 96 | 376500 | 517500
[5 empty] | 377500517500 | 96 | 377500 | 517500
[5 empty] | 378500517500 | 96 | 378500 | 517500
[5 empty] | 379500517500 | 96 | 379500 | 517500
[5 empty] | 380500517500 | 96 | 380500 | 517500
[5 empty] | 381500517500 | 96 | 381500 | 517500
[5 empty] | 382500517500 | 96 | 382500 | 517500
[5 empty] | 383500517500 | 96 | 383500 | 517500
[5 empty] | 384500517500 | 96 | 384500 | 517500
[5 empty] | 385500517500 | 96 | 385500 | 517500
[5 empty] | 334500516500 | 96 | 334500 | 516500
[5 empty] | 335500516500 | 96 | 335500 | 516500
[5 empty] | 336500516500 | 96 | 336500 | 516500
[5 empty] | 337500516500 | 96 | 337500 | 516500
[5 empty] | 338500516500 | 96 | 338500 | 516500
[5 empty] | 339500516500 | 96 | 339500 | 516500
[5 empty] | 340500516500 | 96 | 340500 | 516500
[5 empty] | 341500516500 | 96 | 341500 | 516500
[5 empty] | 342500516500 | 96 | 342500 | 516500
[5 empty] | 343500516500 | 96 | 343500 | 516500
[5 empty] | 344500516500 | 96 | 344500 | 516500
[5 empty] | 345500516500 | 96 | 345500 | 516500
[5 empty] | 346500516500 | 96 | 346500 | 516500
[5 empty] | 347500516500 | 96 | 347500 | 516500
[5 empty] | 348500516500 | 96 | 348500 | 516500
[5 empty] | 349500516500 | 96 | 349500 | 516500
[5 empty] | 350500516500 | 96 | 350500 | 516500
[5 empty] | 351500516500 | 96 | 351500 | 516500
[5 empty] | 352500516500 | 96 | 352500 | 516500
[5 empty] | 353500516500 | 96 | 353500 | 516500
[5 empty] | 354500516500 | 96 | 354500 | 516500
[5 empty] | 355500516500 | 96 | 355500 | 516500
[5 empty] | 356500516500 | 96 | 356500 | 516500
[5 empty] | 357500516500 | 96 | 357500 | 516500
[5 empty] | 358500516500 | 96 | 358500 | 516500
[5 empty] | 359500516500 | 96 | 359500 | 516500
[5 empty] | 360500516500 | 96 | 360500 | 516500
[5 empty] | 361500516500 | 96 | 361500 | 516500
[5 empty] | 362500516500 | 96 | 362500 | 516500
[5 empty] | 363500516500 | 96 | 363500 | 516500
[5 empty] | 364500516500 | 96 | 364500 | 516500
[5 empty] | 365500516500 | 96 | 365500 | 516500
[5 empty] | 366500516500 | 96 | 366500 | 516500
[5 empty] | 367500516500 | 96 | 367500 | 516500
[5 empty] | 368500516500 | 96 | 368500 | 516500
[5 empty] | 369500516500 | 96 | 369500 | 516500
[5 empty] | 370500516500 | 96 | 370500 | 516500
[5 empty] | 371500516500 | 96 | 371500 | 516500
[5 empty] | 372500516500 | 96 | 372500 | 516500
[5 empty] | 373500516500 | 96 | 373500 | 516500
[5 empty] | 374500516500 | 96 | 374500 | 516500
[5 empty] | 375500516500 | 96 | 375500 | 516500
[5 empty] | 376500516500 | 96 | 376500 | 516500
[5 empty] | 377500516500 | 96 | 377500 | 516500
[5 empty] | 378500516500 | 96 | 378500 | 516500
[5 empty] | 379500516500 | 96 | 379500 | 516500
[5 empty] | 380500516500 | 96 | 380500 | 516500
[5 empty] | 381500516500 | 96 | 381500 | 516500
[5 empty] | 382500516500 | 96 | 382500 | 516500
[5 empty] | 383500516500 | 96 | 383500 | 516500
[5 empty] | 384500516500 | 96 | 384500 | 516500
[5 empty] | 385500516500 | 96 | 385500 | 516500
[5 empty] | 386500516500 | 96 | 386500 | 516500
[5 empty] | 334500515500 | 96 | 334500 | 515500
[5 empty] | 335500515500 | 96 | 335500 | 515500
[5 empty] | 336500515500 | 96 | 336500 | 515500
[5 empty] | 337500515500 | 96 | 337500 | 515500
[5 empty] | 338500515500 | 96 | 338500 | 515500
[5 empty] | 339500515500 | 96 | 339500 | 515500
[5 empty] | 340500515500 | 96 | 340500 | 515500
[5 empty] | 341500515500 | 96 | 341500 | 515500
[5 empty] | 342500515500 | 96 | 342500 | 515500
[5 empty] | 343500515500 | 96 | 343500 | 515500
[5 empty] | 344500515500 | 96 | 344500 | 515500
[5 empty] | 345500515500 | 96 | 345500 | 515500
[5 empty] | 346500515500 | 96 | 346500 | 515500
[5 empty] | 347500515500 | 96 | 347500 | 515500
[5 empty] | 348500515500 | 96 | 348500 | 515500
[5 empty] | 349500515500 | 96 | 349500 | 515500
[5 empty] | 350500515500 | 96 | 350500 | 515500
[5 empty] | 351500515500 | 96 | 351500 | 515500
[5 empty] | 352500515500 | 96 | 352500 | 515500
[5 empty] | 353500515500 | 96 | 353500 | 515500
[5 empty] | 354500515500 | 96 | 354500 | 515500
[5 empty] | 355500515500 | 96 | 355500 | 515500
[5 empty] | 356500515500 | 96 | 356500 | 515500
[5 empty] | 357500515500 | 96 | 357500 | 515500
[5 empty] | 358500515500 | 96 | 358500 | 515500
[5 empty] | 359500515500 | 96 | 359500 | 515500
[5 empty] | 360500515500 | 96 | 360500 | 515500
[5 empty] | 361500515500 | 96 | 361500 | 515500
[5 empty] | 362500515500 | 96 | 362500 | 515500
[5 empty] | 363500515500 | 96 | 363500 | 515500
[5 empty] | 364500515500 | 96 | 364500 | 515500
[5 empty] | 365500515500 | 96 | 365500 | 515500
[5 empty] | 366500515500 | 96 | 366500 | 515500
[5 empty] | 367500515500 | 96 | 367500 | 515500
[5 empty] | 368500515500 | 96 | 368500 | 515500
[5 empty] | 369500515500 | 96 | 369500 | 515500
[5 empty] | 370500515500 | 96 | 370500 | 515500
[5 empty] | 371500515500 | 96 | 371500 | 515500
[5 empty] | 372500515500 | 96 | 372500 | 515500
[5 empty] | 373500515500 | 96 | 373500 | 515500
[5 empty] | 374500515500 | 96 | 374500 | 515500
[5 empty] | 375500515500 | 96 | 375500 | 515500
[5 empty] | 376500515500 | 96 | 376500 | 515500
[5 empty] | 377500515500 | 96 | 377500 | 515500
[5 empty] | 378500515500 | 96 | 378500 | 515500
[5 empty] | 379500515500 | 96 | 379500 | 515500
[5 empty] | 380500515500 | 96 | 380500 | 515500
[5 empty] | 381500515500 | 96 | 381500 | 515500
[5 empty] | 382500515500 | 96 | 382500 | 515500
[5 empty] | 383500515500 | 96 | 383500 | 515500
[5 empty] | 384500515500 | 96 | 384500 | 515500
[5 empty] | 385500515500 | 96 | 385500 | 515500
[5 empty] | 386500515500 | 96 | 386500 | 515500
[5 empty] | 334500514500 | 96 | 334500 | 514500
[5 empty] | 335500514500 | 96 | 335500 | 514500
[5 empty] | 336500514500 | 96 | 336500 | 514500
[5 empty] | 337500514500 | 96 | 337500 | 514500
[5 empty] | 338500514500 | 96 | 338500 | 514500
[5 empty] | 339500514500 | 96 | 339500 | 514500
[5 empty] | 340500514500 | 96 | 340500 | 514500
[5 empty] | 341500514500 | 96 | 341500 | 514500
[5 empty] | 342500514500 | 96 | 342500 | 514500
[5 empty] | 343500514500 | 96 | 343500 | 514500
[5 empty] | 344500514500 | 96 | 344500 | 514500
[5 empty] | 345500514500 | 96 | 345500 | 514500
[5 empty] | 346500514500 | 96 | 346500 | 514500
[5 empty] | 347500514500 | 96 | 347500 | 514500
[5 empty] | 348500514500 | 96 | 348500 | 514500
[5 empty] | 349500514500 | 96 | 349500 | 514500
[5 empty] | 350500514500 | 96 | 350500 | 514500
[5 empty] | 351500514500 | 96 | 351500 | 514500
[5 empty] | 352500514500 | 96 | 352500 | 514500
[5 empty] | 353500514500 | 96 | 353500 | 514500
[5 empty] | 354500514500 | 96 | 354500 | 514500
[5 empty] | 355500514500 | 96 | 355500 | 514500
[5 empty] | 356500514500 | 96 | 356500 | 514500
[5 empty] | 357500514500 | 96 | 357500 | 514500
[5 empty] | 358500514500 | 96 | 358500 | 514500
[5 empty] | 359500514500 | 96 | 359500 | 514500
[5 empty] | 360500514500 | 96 | 360500 | 514500
[5 empty] | 361500514500 | 96 | 361500 | 514500
[5 empty] | 362500514500 | 96 | 362500 | 514500
[5 empty] | 363500514500 | 96 | 363500 | 514500
[5 empty] | 364500514500 | 96 | 364500 | 514500
[5 empty] | 365500514500 | 96 | 365500 | 514500
[5 empty] | 366500514500 | 96 | 366500 | 514500
[5 empty] | 367500514500 | 96 | 367500 | 514500
[5 empty] | 368500514500 | 96 | 368500 | 514500
[5 empty] | 369500514500 | 96 | 369500 | 514500
[5 empty] | 370500514500 | 96 | 370500 | 514500
[5 empty] | 371500514500 | 96 | 371500 | 514500
[5 empty] | 372500514500 | 96 | 372500 | 514500
[5 empty] | 373500514500 | 96 | 373500 | 514500
[5 empty] | 374500514500 | 96 | 374500 | 514500
[5 empty] | 375500514500 | 96 | 375500 | 514500
[5 empty] | 376500514500 | 96 | 376500 | 514500
[5 empty] | 377500514500 | 96 | 377500 | 514500
[5 empty] | 378500514500 | 96 | 378500 | 514500
[5 empty] | 379500514500 | 96 | 379500 | 514500
[5 empty] | 380500514500 | 96 | 380500 | 514500
[5 empty] | 381500514500 | 96 | 381500 | 514500
[5 empty] | 382500514500 | 96 | 382500 | 514500
[5 empty] | 383500514500 | 96 | 383500 | 514500
[5 empty] | 384500514500 | 96 | 384500 | 514500
[5 empty] | 385500514500 | 96 | 385500 | 514500
[5 empty] | 386500514500 | 96 | 386500 | 514500
[5 empty] | 387500514500 | 96 | 387500 | 514500
[5 empty] | 388500514500 | 96 | 388500 | 514500
[5 empty] | 334500513500 | 96 | 334500 | 513500
[5 empty] | 335500513500 | 96 | 335500 | 513500
[5 empty] | 336500513500 | 96 | 336500 | 513500
[5 empty] | 337500513500 | 96 | 337500 | 513500
[5 empty] | 338500513500 | 96 | 338500 | 513500
[5 empty] | 339500513500 | 96 | 339500 | 513500
[5 empty] | 340500513500 | 96 | 340500 | 513500
[5 empty] | 341500513500 | 96 | 341500 | 513500
[5 empty] | 342500513500 | 96 | 342500 | 513500
[5 empty] | 343500513500 | 96 | 343500 | 513500
[5 empty] | 344500513500 | 96 | 344500 | 513500
[5 empty] | 345500513500 | 96 | 345500 | 513500
[5 empty] | 346500513500 | 96 | 346500 | 513500
[5 empty] | 347500513500 | 96 | 347500 | 513500
[5 empty] | 348500513500 | 96 | 348500 | 513500
[5 empty] | 349500513500 | 96 | 349500 | 513500
[5 empty] | 350500513500 | 96 | 350500 | 513500
[5 empty] | 351500513500 | 96 | 351500 | 513500
[5 empty] | 352500513500 | 96 | 352500 | 513500
[5 empty] | 353500513500 | 96 | 353500 | 513500
[5 empty] | 354500513500 | 96 | 354500 | 513500
[5 empty] | 355500513500 | 96 | 355500 | 513500
[5 empty] | 356500513500 | 96 | 356500 | 513500
[5 empty] | 357500513500 | 96 | 357500 | 513500
[5 empty] | 358500513500 | 96 | 358500 | 513500
[5 empty] | 359500513500 | 96 | 359500 | 513500
[5 empty] | 360500513500 | 96 | 360500 | 513500
[5 empty] | 361500513500 | 96 | 361500 | 513500
[5 empty] | 362500513500 | 96 | 362500 | 513500
[5 empty] | 363500513500 | 96 | 363500 | 513500
[5 empty] | 364500513500 | 96 | 364500 | 513500
[5 empty] | 365500513500 | 96 | 365500 | 513500
[5 empty] | 366500513500 | 96 | 366500 | 513500
[5 empty] | 367500513500 | 96 | 367500 | 513500
[5 empty] | 368500513500 | 96 | 368500 | 513500
[5 empty] | 369500513500 | 96 | 369500 | 513500
[5 empty] | 370500513500 | 96 | 370500 | 513500
[5 empty] | 371500513500 | 96 | 371500 | 513500
[5 empty] | 372500513500 | 96 | 372500 | 513500
[5 empty] | 373500513500 | 96 | 373500 | 513500
[5 empty] | 374500513500 | 96 | 374500 | 513500
[5 empty] | 375500513500 | 96 | 375500 | 513500
[5 empty] | 376500513500 | 96 | 376500 | 513500
[5 empty] | 377500513500 | 96 | 377500 | 513500
[5 empty] | 378500513500 | 96 | 378500 | 513500
[5 empty] | 379500513500 | 96 | 379500 | 513500
[5 empty] | 380500513500 | 96 | 380500 | 513500
[5 empty] | 381500513500 | 96 | 381500 | 513500
[5 empty] | 382500513500 | 96 | 382500 | 513500
[5 empty] | 383500513500 | 96 | 383500 | 513500
[5 empty] | 384500513500 | 96 | 384500 | 513500
[5 empty] | 385500513500 | 96 | 385500 | 513500
[5 empty] | 386500513500 | 96 | 386500 | 513500
[5 empty] | 387500513500 | 96 | 387500 | 513500
[5 empty] | 388500513500 | 96 | 388500 | 513500
[5 empty] | 334500512500 | 96 | 334500 | 512500
[5 empty] | 335500512500 | 96 | 335500 | 512500
[5 empty] | 336500512500 | 96 | 336500 | 512500
[5 empty] | 337500512500 | 96 | 337500 | 512500
[5 empty] | 338500512500 | 96 | 338500 | 512500
[5 empty] | 339500512500 | 96 | 339500 | 512500
[5 empty] | 340500512500 | 96 | 340500 | 512500
[5 empty] | 341500512500 | 96 | 341500 | 512500
[5 empty] | 342500512500 | 96 | 342500 | 512500
[5 empty] | 343500512500 | 96 | 343500 | 512500
[5 empty] | 344500512500 | 96 | 344500 | 512500
[5 empty] | 345500512500 | 96 | 345500 | 512500
[5 empty] | 346500512500 | 96 | 346500 | 512500
[5 empty] | 347500512500 | 96 | 347500 | 512500
[5 empty] | 348500512500 | 96 | 348500 | 512500
[5 empty] | 349500512500 | 96 | 349500 | 512500
[5 empty] | 350500512500 | 96 | 350500 | 512500
[5 empty] | 351500512500 | 96 | 351500 | 512500
[5 empty] | 352500512500 | 96 | 352500 | 512500
[5 empty] | 353500512500 | 96 | 353500 | 512500
[5 empty] | 354500512500 | 96 | 354500 | 512500
[5 empty] | 355500512500 | 96 | 355500 | 512500
[5 empty] | 356500512500 | 96 | 356500 | 512500
[5 empty] | 357500512500 | 96 | 357500 | 512500
[5 empty] | 358500512500 | 96 | 358500 | 512500
[5 empty] | 359500512500 | 96 | 359500 | 512500
[5 empty] | 360500512500 | 96 | 360500 | 512500
[5 empty] | 361500512500 | 96 | 361500 | 512500
[5 empty] | 362500512500 | 96 | 362500 | 512500
[5 empty] | 363500512500 | 96 | 363500 | 512500
[5 empty] | 364500512500 | 96 | 364500 | 512500
[5 empty] | 365500512500 | 96 | 365500 | 512500
[5 empty] | 366500512500 | 96 | 366500 | 512500
[5 empty] | 367500512500 | 96 | 367500 | 512500
[5 empty] | 368500512500 | 96 | 368500 | 512500
[5 empty] | 369500512500 | 96 | 369500 | 512500
[5 empty] | 370500512500 | 96 | 370500 | 512500
[5 empty] | 371500512500 | 96 | 371500 | 512500
[5 empty] | 372500512500 | 96 | 372500 | 512500
[5 empty] | 373500512500 | 96 | 373500 | 512500
[5 empty] | 374500512500 | 96 | 374500 | 512500
[5 empty] | 375500512500 | 96 | 375500 | 512500
[5 empty] | 376500512500 | 96 | 376500 | 512500
[5 empty] | 377500512500 | 96 | 377500 | 512500
[5 empty] | 378500512500 | 96 | 378500 | 512500
[5 empty] | 379500512500 | 96 | 379500 | 512500
[5 empty] | 380500512500 | 96 | 380500 | 512500
[5 empty] | 381500512500 | 96 | 381500 | 512500
[5 empty] | 382500512500 | 96 | 382500 | 512500
[5 empty] | 383500512500 | 96 | 383500 | 512500
[5 empty] | 384500512500 | 96 | 384500 | 512500
[5 empty] | 385500512500 | 96 | 385500 | 512500
[5 empty] | 386500512500 | 96 | 386500 | 512500
[5 empty] | 387500512500 | 96 | 387500 | 512500
[5 empty] | 388500512500 | 96 | 388500 | 512500
[5 empty] | 337500511500 | 96 | 337500 | 511500
[5 empty] | 338500511500 | 96 | 338500 | 511500
[5 empty] | 339500511500 | 96 | 339500 | 511500
[5 empty] | 340500511500 | 96 | 340500 | 511500
[5 empty] | 341500511500 | 96 | 341500 | 511500
[5 empty] | 342500511500 | 96 | 342500 | 511500
[5 empty] | 343500511500 | 96 | 343500 | 511500
[5 empty] | 344500511500 | 96 | 344500 | 511500
[5 empty] | 345500511500 | 96 | 345500 | 511500
[5 empty] | 346500511500 | 96 | 346500 | 511500
[5 empty] | 347500511500 | 96 | 347500 | 511500
[5 empty] | 348500511500 | 96 | 348500 | 511500
[5 empty] | 349500511500 | 96 | 349500 | 511500
[5 empty] | 350500511500 | 96 | 350500 | 511500
[5 empty] | 351500511500 | 96 | 351500 | 511500
[5 empty] | 352500511500 | 96 | 352500 | 511500
[5 empty] | 353500511500 | 96 | 353500 | 511500
[5 empty] | 354500511500 | 96 | 354500 | 511500
[5 empty] | 355500511500 | 96 | 355500 | 511500
[5 empty] | 356500511500 | 96 | 356500 | 511500
[5 empty] | 357500511500 | 96 | 357500 | 511500
[5 empty] | 358500511500 | 96 | 358500 | 511500
[5 empty] | 359500511500 | 96 | 359500 | 511500
[5 empty] | 360500511500 | 96 | 360500 | 511500
[5 empty] | 361500511500 | 96 | 361500 | 511500
[5 empty] | 362500511500 | 96 | 362500 | 511500
[5 empty] | 363500511500 | 96 | 363500 | 511500
[5 empty] | 364500511500 | 96 | 364500 | 511500
[5 empty] | 365500511500 | 96 | 365500 | 511500
[5 empty] | 366500511500 | 96 | 366500 | 511500
[5 empty] | 367500511500 | 96 | 367500 | 511500
[5 empty] | 368500511500 | 96 | 368500 | 511500
[5 empty] | 369500511500 | 96 | 369500 | 511500
[5 empty] | 370500511500 | 96 | 370500 | 511500
[5 empty] | 371500511500 | 96 | 371500 | 511500
[5 empty] | 372500511500 | 96 | 372500 | 511500
[5 empty] | 373500511500 | 96 | 373500 | 511500
[5 empty] | 374500511500 | 96 | 374500 | 511500
[5 empty] | 375500511500 | 96 | 375500 | 511500
[5 empty] | 376500511500 | 96 | 376500 | 511500
[5 empty] | 377500511500 | 96 | 377500 | 511500
[5 empty] | 378500511500 | 96 | 378500 | 511500
[5 empty] | 379500511500 | 96 | 379500 | 511500
[5 empty] | 380500511500 | 96 | 380500 | 511500
[5 empty] | 381500511500 | 96 | 381500 | 511500
[5 empty] | 382500511500 | 96 | 382500 | 511500
[5 empty] | 383500511500 | 96 | 383500 | 511500
[5 empty] | 384500511500 | 96 | 384500 | 511500
[5 empty] | 385500511500 | 96 | 385500 | 511500
[5 empty] | 386500511500 | 96 | 386500 | 511500
[5 empty] | 387500511500 | 96 | 387500 | 511500
[5 empty] | 388500511500 | 96 | 388500 | 511500
[5 empty] | 337500510500 | 96 | 337500 | 510500
[5 empty] | 338500510500 | 96 | 338500 | 510500
[5 empty] | 339500510500 | 96 | 339500 | 510500
[5 empty] | 340500510500 | 96 | 340500 | 510500
[5 empty] | 341500510500 | 96 | 341500 | 510500
[5 empty] | 342500510500 | 96 | 342500 | 510500
[5 empty] | 343500510500 | 96 | 343500 | 510500
[5 empty] | 344500510500 | 96 | 344500 | 510500
[5 empty] | 345500510500 | 96 | 345500 | 510500
[5 empty] | 346500510500 | 96 | 346500 | 510500
[5 empty] | 347500510500 | 96 | 347500 | 510500
[5 empty] | 348500510500 | 96 | 348500 | 510500
[5 empty] | 349500510500 | 96 | 349500 | 510500
[5 empty] | 350500510500 | 96 | 350500 | 510500
[5 empty] | 351500510500 | 96 | 351500 | 510500
[5 empty] | 352500510500 | 96 | 352500 | 510500
[5 empty] | 353500510500 | 96 | 353500 | 510500
[5 empty] | 354500510500 | 96 | 354500 | 510500
[5 empty] | 355500510500 | 96 | 355500 | 510500
[5 empty] | 356500510500 | 96 | 356500 | 510500
[5 empty] | 357500510500 | 96 | 357500 | 510500
[5 empty] | 358500510500 | 96 | 358500 | 510500
[5 empty] | 359500510500 | 96 | 359500 | 510500
[5 empty] | 360500510500 | 96 | 360500 | 510500
[5 empty] | 361500510500 | 96 | 361500 | 510500
[5 empty] | 362500510500 | 96 | 362500 | 510500
[5 empty] | 363500510500 | 96 | 363500 | 510500
[5 empty] | 364500510500 | 96 | 364500 | 510500
[5 empty] | 365500510500 | 96 | 365500 | 510500
[5 empty] | 366500510500 | 96 | 366500 | 510500
[5 empty] | 367500510500 | 96 | 367500 | 510500
[5 empty] | 368500510500 | 96 | 368500 | 510500
[5 empty] | 369500510500 | 96 | 369500 | 510500
[5 empty] | 370500510500 | 96 | 370500 | 510500
[5 empty] | 371500510500 | 96 | 371500 | 510500
[5 empty] | 372500510500 | 96 | 372500 | 510500
[5 empty] | 373500510500 | 96 | 373500 | 510500
[5 empty] | 374500510500 | 96 | 374500 | 510500
[5 empty] | 375500510500 | 96 | 375500 | 510500
[5 empty] | 376500510500 | 96 | 376500 | 510500
[5 empty] | 377500510500 | 96 | 377500 | 510500
[5 empty] | 378500510500 | 96 | 378500 | 510500
[5 empty] | 379500510500 | 96 | 379500 | 510500
[5 empty] | 380500510500 | 96 | 380500 | 510500
[5 empty] | 381500510500 | 96 | 381500 | 510500
[5 empty] | 382500510500 | 96 | 382500 | 510500
[5 empty] | 383500510500 | 96 | 383500 | 510500
[5 empty] | 384500510500 | 96 | 384500 | 510500
[5 empty] | 385500510500 | 96 | 385500 | 510500
[5 empty] | 386500510500 | 96 | 386500 | 510500
[5 empty] | 387500510500 | 96 | 387500 | 510500
[5 empty] | 388500510500 | 96 | 388500 | 510500
[5 empty] | 339500509500 | 96 | 339500 | 509500
[5 empty] | 340500509500 | 96 | 340500 | 509500
[5 empty] | 345500509500 | 96 | 345500 | 509500
[5 empty] | 347500509500 | 96 | 347500 | 509500
[5 empty] | 348500509500 | 96 | 348500 | 509500
[5 empty] | 349500509500 | 96 | 349500 | 509500
[5 empty] | 350500509500 | 96 | 350500 | 509500
[5 empty] | 351500509500 | 96 | 351500 | 509500
[5 empty] | 352500509500 | 96 | 352500 | 509500
[5 empty] | 353500509500 | 96 | 353500 | 509500
[5 empty] | 354500509500 | 96 | 354500 | 509500
[5 empty] | 355500509500 | 96 | 355500 | 509500
[5 empty] | 356500509500 | 96 | 356500 | 509500
[5 empty] | 357500509500 | 96 | 357500 | 509500
[5 empty] | 358500509500 | 96 | 358500 | 509500
[5 empty] | 359500509500 | 96 | 359500 | 509500
[5 empty] | 360500509500 | 96 | 360500 | 509500
[5 empty] | 361500509500 | 96 | 361500 | 509500
[5 empty] | 362500509500 | 96 | 362500 | 509500
[5 empty] | 363500509500 | 96 | 363500 | 509500
[5 empty] | 364500509500 | 96 | 364500 | 509500
[5 empty] | 365500509500 | 96 | 365500 | 509500
[5 empty] | 366500509500 | 96 | 366500 | 509500
[5 empty] | 367500509500 | 96 | 367500 | 509500
[5 empty] | 368500509500 | 96 | 368500 | 509500
[5 empty] | 369500509500 | 96 | 369500 | 509500
[5 empty] | 370500509500 | 96 | 370500 | 509500
[5 empty] | 371500509500 | 96 | 371500 | 509500
[5 empty] | 372500509500 | 96 | 372500 | 509500
[5 empty] | 373500509500 | 96 | 373500 | 509500
[5 empty] | 374500509500 | 96 | 374500 | 509500
[5 empty] | 375500509500 | 96 | 375500 | 509500
[5 empty] | 376500509500 | 96 | 376500 | 509500
[5 empty] | 377500509500 | 96 | 377500 | 509500
[5 empty] | 378500509500 | 96 | 378500 | 509500
[5 empty] | 379500509500 | 96 | 379500 | 509500
[5 empty] | 380500509500 | 96 | 380500 | 509500
[5 empty] | 381500509500 | 96 | 381500 | 509500
[5 empty] | 382500509500 | 96 | 382500 | 509500
[5 empty] | 383500509500 | 96 | 383500 | 509500
[5 empty] | 384500509500 | 96 | 384500 | 509500
[5 empty] | 385500509500 | 96 | 385500 | 509500
[5 empty] | 386500509500 | 96 | 386500 | 509500
[5 empty] | 387500509500 | 96 | 387500 | 509500
[5 empty] | 388500509500 | 96 | 388500 | 509500
[5 empty] | 389500509500 | 96 | 389500 | 509500
[5 empty] | 340500508500 | 96 | 340500 | 508500
[5 empty] | 349500508500 | 96 | 349500 | 508500
[5 empty] | 350500508500 | 96 | 350500 | 508500
[5 empty] | 351500508500 | 96 | 351500 | 508500
[5 empty] | 352500508500 | 96 | 352500 | 508500
[5 empty] | 353500508500 | 96 | 353500 | 508500
[5 empty] | 354500508500 | 96 | 354500 | 508500
[5 empty] | 355500508500 | 96 | 355500 | 508500
[5 empty] | 356500508500 | 96 | 356500 | 508500
[5 empty] | 357500508500 | 96 | 357500 | 508500
[5 empty] | 358500508500 | 96 | 358500 | 508500
[5 empty] | 359500508500 | 96 | 359500 | 508500
[5 empty] | 360500508500 | 96 | 360500 | 508500
[5 empty] | 361500508500 | 96 | 361500 | 508500
[5 empty] | 362500508500 | 96 | 362500 | 508500
[5 empty] | 363500508500 | 96 | 363500 | 508500
[5 empty] | 364500508500 | 96 | 364500 | 508500
[5 empty] | 365500508500 | 96 | 365500 | 508500
[5 empty] | 366500508500 | 96 | 366500 | 508500
[5 empty] | 367500508500 | 96 | 367500 | 508500
[5 empty] | 368500508500 | 96 | 368500 | 508500
[5 empty] | 369500508500 | 96 | 369500 | 508500
[5 empty] | 370500508500 | 96 | 370500 | 508500
[5 empty] | 371500508500 | 96 | 371500 | 508500
[5 empty] | 372500508500 | 96 | 372500 | 508500
[5 empty] | 373500508500 | 96 | 373500 | 508500
[5 empty] | 374500508500 | 96 | 374500 | 508500
[5 empty] | 375500508500 | 96 | 375500 | 508500
[5 empty] | 376500508500 | 96 | 376500 | 508500
[5 empty] | 377500508500 | 96 | 377500 | 508500
[5 empty] | 378500508500 | 96 | 378500 | 508500
[5 empty] | 379500508500 | 96 | 379500 | 508500
[5 empty] | 380500508500 | 96 | 380500 | 508500
[5 empty] | 381500508500 | 96 | 381500 | 508500
[5 empty] | 382500508500 | 96 | 382500 | 508500
[5 empty] | 383500508500 | 96 | 383500 | 508500
[5 empty] | 384500508500 | 96 | 384500 | 508500
[5 empty] | 385500508500 | 96 | 385500 | 508500
[5 empty] | 386500508500 | 96 | 386500 | 508500
[5 empty] | 387500508500 | 96 | 387500 | 508500
[5 empty] | 388500508500 | 96 | 388500 | 508500
[5 empty] | 389500508500 | 96 | 389500 | 508500
[5 empty] | 350500507500 | 96 | 350500 | 507500
[5 empty] | 351500507500 | 96 | 351500 | 507500
[5 empty] | 352500507500 | 96 | 352500 | 507500
[5 empty] | 353500507500 | 96 | 353500 | 507500
[5 empty] | 354500507500 | 96 | 354500 | 507500
[5 empty] | 355500507500 | 96 | 355500 | 507500
[5 empty] | 356500507500 | 96 | 356500 | 507500
[5 empty] | 357500507500 | 96 | 357500 | 507500
[5 empty] | 358500507500 | 96 | 358500 | 507500
[5 empty] | 359500507500 | 96 | 359500 | 507500
[5 empty] | 360500507500 | 96 | 360500 | 507500
[5 empty] | 361500507500 | 96 | 361500 | 507500
[5 empty] | 362500507500 | 96 | 362500 | 507500
[5 empty] | 363500507500 | 96 | 363500 | 507500
[5 empty] | 364500507500 | 96 | 364500 | 507500
[5 empty] | 365500507500 | 96 | 365500 | 507500
[5 empty] | 366500507500 | 96 | 366500 | 507500
[5 empty] | 367500507500 | 96 | 367500 | 507500
[5 empty] | 368500507500 | 96 | 368500 | 507500
[5 empty] | 369500507500 | 96 | 369500 | 507500
[5 empty] | 370500507500 | 96 | 370500 | 507500
[5 empty] | 371500507500 | 96 | 371500 | 507500
[5 empty] | 372500507500 | 96 | 372500 | 507500
[5 empty] | 373500507500 | 96 | 373500 | 507500
[5 empty] | 374500507500 | 96 | 374500 | 507500
[5 empty] | 375500507500 | 96 | 375500 | 507500
[5 empty] | 376500507500 | 96 | 376500 | 507500
[5 empty] | 377500507500 | 96 | 377500 | 507500
[5 empty] | 378500507500 | 96 | 378500 | 507500
[5 empty] | 379500507500 | 96 | 379500 | 507500
[5 empty] | 380500507500 | 96 | 380500 | 507500
[5 empty] | 381500507500 | 96 | 381500 | 507500
[5 empty] | 382500507500 | 96 | 382500 | 507500
[5 empty] | 383500507500 | 96 | 383500 | 507500
[5 empty] | 384500507500 | 96 | 384500 | 507500
[5 empty] | 385500507500 | 96 | 385500 | 507500
[5 empty] | 386500507500 | 96 | 386500 | 507500
[5 empty] | 387500507500 | 96 | 387500 | 507500
[5 empty] | 388500507500 | 96 | 388500 | 507500
[5 empty] | 351500506500 | 96 | 351500 | 506500
[5 empty] | 352500506500 | 96 | 352500 | 506500
[5 empty] | 353500506500 | 96 | 353500 | 506500
[5 empty] | 354500506500 | 96 | 354500 | 506500
[5 empty] | 355500506500 | 96 | 355500 | 506500
[5 empty] | 356500506500 | 96 | 356500 | 506500
[5 empty] | 357500506500 | 96 | 357500 | 506500
[5 empty] | 358500506500 | 96 | 358500 | 506500
[5 empty] | 359500506500 | 96 | 359500 | 506500
[5 empty] | 360500506500 | 96 | 360500 | 506500
[5 empty] | 361500506500 | 96 | 361500 | 506500
[5 empty] | 362500506500 | 96 | 362500 | 506500
[5 empty] | 363500506500 | 96 | 363500 | 506500
[5 empty] | 364500506500 | 96 | 364500 | 506500
[5 empty] | 365500506500 | 96 | 365500 | 506500
[5 empty] | 366500506500 | 96 | 366500 | 506500
[5 empty] | 367500506500 | 96 | 367500 | 506500
[5 empty] | 368500506500 | 96 | 368500 | 506500
[5 empty] | 369500506500 | 96 | 369500 | 506500
[5 empty] | 370500506500 | 96 | 370500 | 506500
[5 empty] | 371500506500 | 96 | 371500 | 506500
[5 empty] | 372500506500 | 96 | 372500 | 506500
[5 empty] | 373500506500 | 96 | 373500 | 506500
[5 empty] | 374500506500 | 96 | 374500 | 506500
[5 empty] | 375500506500 | 96 | 375500 | 506500
[5 empty] | 376500506500 | 96 | 376500 | 506500
[5 empty] | 377500506500 | 96 | 377500 | 506500
[5 empty] | 378500506500 | 96 | 378500 | 506500
[5 empty] | 379500506500 | 96 | 379500 | 506500
[5 empty] | 380500506500 | 96 | 380500 | 506500
[5 empty] | 381500506500 | 96 | 381500 | 506500
[5 empty] | 382500506500 | 96 | 382500 | 506500
[5 empty] | 383500506500 | 96 | 383500 | 506500
[5 empty] | 384500506500 | 96 | 384500 | 506500
[5 empty] | 385500506500 | 96 | 385500 | 506500
[5 empty] | 386500506500 | 96 | 386500 | 506500
[5 empty] | 387500506500 | 96 | 387500 | 506500
[5 empty] | 353500505500 | 96 | 353500 | 505500
[5 empty] | 354500505500 | 96 | 354500 | 505500
[5 empty] | 355500505500 | 96 | 355500 | 505500
[5 empty] | 356500505500 | 96 | 356500 | 505500
[5 empty] | 357500505500 | 96 | 357500 | 505500
[5 empty] | 358500505500 | 96 | 358500 | 505500
[5 empty] | 359500505500 | 96 | 359500 | 505500
[5 empty] | 360500505500 | 96 | 360500 | 505500
[5 empty] | 361500505500 | 96 | 361500 | 505500
[5 empty] | 362500505500 | 96 | 362500 | 505500
[5 empty] | 363500505500 | 96 | 363500 | 505500
[5 empty] | 364500505500 | 96 | 364500 | 505500
[5 empty] | 365500505500 | 96 | 365500 | 505500
[5 empty] | 366500505500 | 96 | 366500 | 505500
[5 empty] | 367500505500 | 96 | 367500 | 505500
[5 empty] | 368500505500 | 96 | 368500 | 505500
[5 empty] | 369500505500 | 96 | 369500 | 505500
[5 empty] | 370500505500 | 96 | 370500 | 505500
[5 empty] | 371500505500 | 96 | 371500 | 505500
[5 empty] | 372500505500 | 96 | 372500 | 505500
[5 empty] | 373500505500 | 96 | 373500 | 505500
[5 empty] | 374500505500 | 96 | 374500 | 505500
[5 empty] | 375500505500 | 96 | 375500 | 505500
[5 empty] | 376500505500 | 96 | 376500 | 505500
[5 empty] | 377500505500 | 96 | 377500 | 505500
[5 empty] | 378500505500 | 96 | 378500 | 505500
[5 empty] | 379500505500 | 96 | 379500 | 505500
[5 empty] | 380500505500 | 96 | 380500 | 505500
[5 empty] | 381500505500 | 96 | 381500 | 505500
[5 empty] | 382500505500 | 96 | 382500 | 505500
[5 empty] | 355500504500 | 96 | 355500 | 504500
[5 empty] | 356500504500 | 96 | 356500 | 504500
[5 empty] | 357500504500 | 96 | 357500 | 504500
[5 empty] | 358500504500 | 96 | 358500 | 504500
[5 empty] | 359500504500 | 96 | 359500 | 504500
[5 empty] | 360500504500 | 96 | 360500 | 504500
[5 empty] | 361500504500 | 96 | 361500 | 504500
[5 empty] | 362500504500 | 96 | 362500 | 504500
[5 empty] | 363500504500 | 96 | 363500 | 504500
[5 empty] | 364500504500 | 96 | 364500 | 504500
[5 empty] | 365500504500 | 96 | 365500 | 504500
[5 empty] | 366500504500 | 96 | 366500 | 504500
[5 empty] | 367500504500 | 96 | 367500 | 504500
[5 empty] | 368500504500 | 96 | 368500 | 504500
[5 empty] | 369500504500 | 96 | 369500 | 504500
[5 empty] | 370500504500 | 96 | 370500 | 504500
[5 empty] | 371500504500 | 96 | 371500 | 504500
[5 empty] | 372500504500 | 96 | 372500 | 504500
[5 empty] | 373500504500 | 96 | 373500 | 504500
[5 empty] | 374500504500 | 96 | 374500 | 504500
[5 empty] | 375500504500 | 96 | 375500 | 504500
[5 empty] | 376500504500 | 96 | 376500 | 504500
[5 empty] | 377500504500 | 96 | 377500 | 504500
[5 empty] | 378500504500 | 96 | 378500 | 504500
[5 empty] | 379500504500 | 96 | 379500 | 504500
[5 empty] | 380500504500 | 96 | 380500 | 504500
[5 empty] | 356500503500 | 96 | 356500 | 503500
[5 empty] | 357500503500 | 96 | 357500 | 503500
[5 empty] | 358500503500 | 96 | 358500 | 503500
[5 empty] | 359500503500 | 96 | 359500 | 503500
[5 empty] | 360500503500 | 96 | 360500 | 503500
[5 empty] | 361500503500 | 96 | 361500 | 503500
[5 empty] | 362500503500 | 96 | 362500 | 503500
[5 empty] | 363500503500 | 96 | 363500 | 503500
[5 empty] | 364500503500 | 96 | 364500 | 503500
[5 empty] | 365500503500 | 96 | 365500 | 503500
[5 empty] | 366500503500 | 96 | 366500 | 503500
[5 empty] | 367500503500 | 96 | 367500 | 503500
[5 empty] | 368500503500 | 96 | 368500 | 503500
[5 empty] | 369500503500 | 96 | 369500 | 503500
[5 empty] | 370500503500 | 96 | 370500 | 503500
[5 empty] | 371500503500 | 96 | 371500 | 503500
[5 empty] | 372500503500 | 96 | 372500 | 503500
[5 empty] | 373500503500 | 96 | 373500 | 503500
[5 empty] | 374500503500 | 96 | 374500 | 503500
[5 empty] | 375500503500 | 96 | 375500 | 503500
[5 empty] | 376500503500 | 96 | 376500 | 503500
[5 empty] | 377500503500 | 96 | 377500 | 503500
[5 empty] | 378500503500 | 96 | 378500 | 503500
[5 empty] | 379500503500 | 96 | 379500 | 503500
[5 empty] | 380500503500 | 96 | 380500 | 503500
[5 empty] | 357500502500 | 96 | 357500 | 502500
[5 empty] | 358500502500 | 96 | 358500 | 502500
[5 empty] | 359500502500 | 96 | 359500 | 502500
[5 empty] | 360500502500 | 96 | 360500 | 502500
[5 empty] | 361500502500 | 96 | 361500 | 502500
[5 empty] | 362500502500 | 96 | 362500 | 502500
[5 empty] | 363500502500 | 96 | 363500 | 502500
[5 empty] | 364500502500 | 96 | 364500 | 502500
[5 empty] | 365500502500 | 96 | 365500 | 502500
[5 empty] | 366500502500 | 96 | 366500 | 502500
[5 empty] | 367500502500 | 96 | 367500 | 502500
[5 empty] | 368500502500 | 96 | 368500 | 502500
[5 empty] | 369500502500 | 96 | 369500 | 502500
[5 empty] | 370500502500 | 96 | 370500 | 502500
[5 empty] | 371500502500 | 96 | 371500 | 502500
[5 empty] | 372500502500 | 96 | 372500 | 502500
[5 empty] | 373500502500 | 96 | 373500 | 502500
[5 empty] | 374500502500 | 96 | 374500 | 502500
[5 empty] | 375500502500 | 96 | 375500 | 502500
[5 empty] | 376500502500 | 96 | 376500 | 502500
[5 empty] | 377500502500 | 96 | 377500 | 502500
[5 empty] | 378500502500 | 96 | 378500 | 502500
[5 empty] | 379500502500 | 96 | 379500 | 502500
[5 empty] | 358500501500 | 96 | 358500 | 501500
[5 empty] | 361500501500 | 96 | 361500 | 501500
[5 empty] | 362500501500 | 96 | 362500 | 501500
[5 empty] | 363500501500 | 96 | 363500 | 501500
[5 empty] | 364500501500 | 96 | 364500 | 501500
[5 empty] | 365500501500 | 96 | 365500 | 501500
[5 empty] | 366500501500 | 96 | 366500 | 501500
[5 empty] | 367500501500 | 96 | 367500 | 501500
[5 empty] | 368500501500 | 96 | 368500 | 501500
[5 empty] | 369500501500 | 96 | 369500 | 501500
[5 empty] | 370500501500 | 96 | 370500 | 501500
[5 empty] | 371500501500 | 96 | 371500 | 501500
[5 empty] | 372500501500 | 96 | 372500 | 501500
[5 empty] | 373500501500 | 96 | 373500 | 501500
[5 empty] | 374500501500 | 96 | 374500 | 501500
[5 empty] | 375500501500 | 96 | 375500 | 501500
[5 empty] | 376500501500 | 96 | 376500 | 501500
[5 empty] | 377500501500 | 96 | 377500 | 501500
[5 empty] | 378500501500 | 96 | 378500 | 501500
[5 empty] | 379500501500 | 96 | 379500 | 501500
[5 empty] | 361500500500 | 96 | 361500 | 500500
[5 empty] | 362500500500 | 96 | 362500 | 500500
[5 empty] | 363500500500 | 96 | 363500 | 500500
[5 empty] | 364500500500 | 96 | 364500 | 500500
[5 empty] | 365500500500 | 96 | 365500 | 500500
[5 empty] | 366500500500 | 96 | 366500 | 500500
[5 empty] | 367500500500 | 96 | 367500 | 500500
[5 empty] | 368500500500 | 96 | 368500 | 500500
[5 empty] | 369500500500 | 96 | 369500 | 500500
[5 empty] | 370500500500 | 96 | 370500 | 500500
[5 empty] | 371500500500 | 96 | 371500 | 500500
[5 empty] | 372500500500 | 96 | 372500 | 500500
[5 empty] | 373500500500 | 96 | 373500 | 500500
[5 empty] | 374500500500 | 96 | 374500 | 500500
[5 empty] | 375500500500 | 96 | 375500 | 500500
[5 empty] | 376500500500 | 96 | 376500 | 500500
[5 empty] | 377500500500 | 96 | 377500 | 500500
[5 empty] | 378500500500 | 96 | 378500 | 500500
[5 empty] | 379500500500 | 96 | 379500 | 500500
[5 empty] | 363500499500 | 96 | 363500 | 499500
[5 empty] | 364500499500 | 96 | 364500 | 499500
[5 empty] | 365500499500 | 96 | 365500 | 499500
[5 empty] | 366500499500 | 96 | 366500 | 499500
[5 empty] | 367500499500 | 96 | 367500 | 499500
[5 empty] | 368500499500 | 96 | 368500 | 499500
[5 empty] | 369500499500 | 96 | 369500 | 499500
[5 empty] | 370500499500 | 96 | 370500 | 499500
[5 empty] | 371500499500 | 96 | 371500 | 499500
[5 empty] | 372500499500 | 96 | 372500 | 499500
[5 empty] | 373500499500 | 96 | 373500 | 499500
[5 empty] | 374500499500 | 96 | 374500 | 499500
[5 empty] | 375500499500 | 96 | 375500 | 499500
[5 empty] | 376500499500 | 96 | 376500 | 499500
[5 empty] | 377500499500 | 96 | 377500 | 499500
[5 empty] | 378500499500 | 96 | 378500 | 499500
[5 empty] | 379500499500 | 96 | 379500 | 499500
[5 empty] | 380500499500 | 96 | 380500 | 499500
[5 empty] | 366500498500 | 96 | 366500 | 498500
[5 empty] | 367500498500 | 96 | 367500 | 498500
[5 empty] | 368500498500 | 96 | 368500 | 498500
[5 empty] | 369500498500 | 96 | 369500 | 498500
[5 empty] | 370500498500 | 96 | 370500 | 498500
[5 empty] | 371500498500 | 96 | 371500 | 498500
[5 empty] | 372500498500 | 96 | 372500 | 498500
[5 empty] | 373500498500 | 96 | 373500 | 498500
[5 empty] | 374500498500 | 96 | 374500 | 498500
[5 empty] | 375500498500 | 96 | 375500 | 498500
[5 empty] | 376500498500 | 96 | 376500 | 498500
[5 empty] | 377500498500 | 96 | 377500 | 498500
[5 empty] | 378500498500 | 96 | 378500 | 498500
[5 empty] | 379500498500 | 96 | 379500 | 498500
[5 empty] | 380500498500 | 96 | 380500 | 498500
[5 empty] | 366500497500 | 96 | 366500 | 497500
[5 empty] | 372500497500 | 96 | 372500 | 497500
[5 empty] | 373500497500 | 96 | 373500 | 497500
[5 empty] | 374500497500 | 96 | 374500 | 497500
[5 empty] | 375500497500 | 96 | 375500 | 497500
[5 empty] | 376500497500 | 96 | 376500 | 497500
[5 empty] | 377500497500 | 96 | 377500 | 497500
[5 empty] | 378500497500 | 96 | 378500 | 497500
[5 empty] | 376500496500 | 96 | 376500 | 496500
[5 empty] | 377500496500 | 96 | 377500 | 496500
[5 empty] | 376500495500 | 96 | 376500 | 495500
[5 empty] | 511500168500 | 98 | 511500 | 168500
[5 empty] | 512500168500 | 98 | 512500 | 168500
[5 empty] | 513500168500 | 98 | 513500 | 168500
[5 empty] | 514500168500 | 98 | 514500 | 168500
[5 empty] | 510500167500 | 98 | 510500 | 167500
[5 empty] | 511500167500 | 98 | 511500 | 167500
[5 empty] | 512500167500 | 98 | 512500 | 167500
[5 empty] | 513500167500 | 98 | 513500 | 167500
[5 empty] | 514500167500 | 98 | 514500 | 167500
[5 empty] | 515500167500 | 98 | 515500 | 167500
[5 empty] | 508500166500 | 98 | 508500 | 166500
[5 empty] | 509500166500 | 98 | 509500 | 166500
[5 empty] | 510500166500 | 98 | 510500 | 166500
[5 empty] | 511500166500 | 98 | 511500 | 166500
[5 empty] | 512500166500 | 98 | 512500 | 166500
[5 empty] | 513500166500 | 98 | 513500 | 166500
[5 empty] | 514500166500 | 98 | 514500 | 166500
[5 empty] | 515500166500 | 98 | 515500 | 166500
[5 empty] | 516500166500 | 98 | 516500 | 166500
[5 empty] | 517500166500 | 98 | 517500 | 166500
[5 empty] | 507500165500 | 98 | 507500 | 165500
[5 empty] | 508500165500 | 98 | 508500 | 165500
[5 empty] | 509500165500 | 98 | 509500 | 165500
[5 empty] | 510500165500 | 98 | 510500 | 165500
[5 empty] | 511500165500 | 98 | 511500 | 165500
[5 empty] | 512500165500 | 98 | 512500 | 165500
[5 empty] | 513500165500 | 98 | 513500 | 165500
[5 empty] | 514500165500 | 98 | 514500 | 165500
[5 empty] | 515500165500 | 98 | 515500 | 165500
[5 empty] | 516500165500 | 98 | 516500 | 165500
[5 empty] | 517500165500 | 98 | 517500 | 165500
[5 empty] | 507500164500 | 98 | 507500 | 164500
[5 empty] | 508500164500 | 98 | 508500 | 164500
[5 empty] | 509500164500 | 98 | 509500 | 164500
[5 empty] | 510500164500 | 98 | 510500 | 164500
[5 empty] | 511500164500 | 98 | 511500 | 164500
[5 empty] | 512500164500 | 98 | 512500 | 164500
[5 empty] | 513500164500 | 98 | 513500 | 164500
[5 empty] | 514500164500 | 98 | 514500 | 164500
[5 empty] | 515500164500 | 98 | 515500 | 164500
[5 empty] | 516500164500 | 98 | 516500 | 164500
[5 empty] | 506500163500 | 98 | 506500 | 163500
[5 empty] | 507500163500 | 98 | 507500 | 163500
[5 empty] | 508500163500 | 98 | 508500 | 163500
[5 empty] | 509500163500 | 98 | 509500 | 163500
[5 empty] | 510500163500 | 98 | 510500 | 163500
[5 empty] | 511500163500 | 98 | 511500 | 163500
[5 empty] | 512500163500 | 98 | 512500 | 163500
[5 empty] | 513500163500 | 98 | 513500 | 163500
[5 empty] | 514500163500 | 98 | 514500 | 163500
[5 empty] | 515500163500 | 98 | 515500 | 163500
[5 empty] | 516500163500 | 98 | 516500 | 163500
[5 empty] | 506500162500 | 98 | 506500 | 162500
[5 empty] | 507500162500 | 98 | 507500 | 162500
[5 empty] | 508500162500 | 98 | 508500 | 162500
[5 empty] | 509500162500 | 98 | 509500 | 162500
[5 empty] | 510500162500 | 98 | 510500 | 162500
[5 empty] | 511500162500 | 98 | 511500 | 162500
[5 empty] | 512500162500 | 98 | 512500 | 162500
[5 empty] | 513500162500 | 98 | 513500 | 162500
[5 empty] | 514500162500 | 98 | 514500 | 162500
[5 empty] | 515500162500 | 98 | 515500 | 162500
[5 empty] | 507500161500 | 98 | 507500 | 161500
[5 empty] | 508500161500 | 98 | 508500 | 161500
[5 empty] | 509500161500 | 98 | 509500 | 161500
[5 empty] | 510500161500 | 98 | 510500 | 161500
[5 empty] | 511500161500 | 98 | 511500 | 161500
[5 empty] | 512500161500 | 98 | 512500 | 161500
[5 empty] | 513500161500 | 98 | 513500 | 161500
[5 empty] | 514500161500 | 98 | 514500 | 161500
[5 empty] | 515500161500 | 98 | 515500 | 161500
[5 empty] | 516500161500 | 98 | 516500 | 161500
[5 empty] | 507500160500 | 98 | 507500 | 160500
[5 empty] | 508500160500 | 98 | 508500 | 160500
[5 empty] | 509500160500 | 98 | 509500 | 160500
[5 empty] | 510500160500 | 98 | 510500 | 160500
[5 empty] | 511500160500 | 98 | 511500 | 160500
[5 empty] | 512500160500 | 98 | 512500 | 160500
[5 empty] | 513500160500 | 98 | 513500 | 160500
[5 empty] | 514500160500 | 98 | 514500 | 160500
[5 empty] | 515500160500 | 98 | 515500 | 160500
[5 empty] | 508500159500 | 98 | 508500 | 159500
[5 empty] | 509500159500 | 98 | 509500 | 159500
[5 empty] | 510500159500 | 98 | 510500 | 159500
[5 empty] | 511500159500 | 98 | 511500 | 159500
[5 empty] | 512500159500 | 98 | 512500 | 159500
[5 empty] | 513500159500 | 98 | 513500 | 159500
[5 empty] | 514500159500 | 98 | 514500 | 159500
[5 empty] | 515500159500 | 98 | 515500 | 159500
[5 empty] | 508500158500 | 98 | 508500 | 158500
[5 empty] | 509500158500 | 98 | 509500 | 158500
[5 empty] | 510500158500 | 98 | 510500 | 158500
[5 empty] | 511500158500 | 98 | 511500 | 158500
[5 empty] | 512500158500 | 98 | 512500 | 158500
[5 empty] | 513500158500 | 98 | 513500 | 158500
[5 empty] | 509500157500 | 98 | 509500 | 157500
[5 empty] | 510500157500 | 98 | 510500 | 157500
[5 empty] | 511500157500 | 98 | 511500 | 157500
[5 empty] | 550500215500 | 99 | 550500 | 215500
[5 empty] | 549500214500 | 99 | 549500 | 214500
[5 empty] | 550500214500 | 99 | 550500 | 214500
[5 empty] | 548500213500 | 99 | 548500 | 213500
[5 empty] | 549500213500 | 99 | 549500 | 213500
[5 empty] | 550500213500 | 99 | 550500 | 213500
[5 empty] | 548500212500 | 99 | 548500 | 212500
[5 empty] | 549500212500 | 99 | 549500 | 212500
[5 empty] | 550500212500 | 99 | 550500 | 212500
[5 empty] | 551500212500 | 99 | 551500 | 212500
[5 empty] | 552500212500 | 99 | 552500 | 212500
[5 empty] | 553500212500 | 99 | 553500 | 212500
[5 empty] | 557500212500 | 99 | 557500 | 212500
[5 empty] | 549500211500 | 99 | 549500 | 211500
[5 empty] | 550500211500 | 99 | 550500 | 211500
[5 empty] | 551500211500 | 99 | 551500 | 211500
[5 empty] | 552500211500 | 99 | 552500 | 211500
[5 empty] | 553500211500 | 99 | 553500 | 211500
[5 empty] | 554500211500 | 99 | 554500 | 211500
[5 empty] | 555500211500 | 99 | 555500 | 211500
[5 empty] | 556500211500 | 99 | 556500 | 211500
[5 empty] | 557500211500 | 99 | 557500 | 211500
[5 empty] | 558500211500 | 99 | 558500 | 211500
[5 empty] | 541500210500 | 99 | 541500 | 210500
[5 empty] | 549500210500 | 99 | 549500 | 210500
[5 empty] | 550500210500 | 99 | 550500 | 210500
[5 empty] | 551500210500 | 99 | 551500 | 210500
[5 empty] | 552500210500 | 99 | 552500 | 210500
[5 empty] | 553500210500 | 99 | 553500 | 210500
[5 empty] | 554500210500 | 99 | 554500 | 210500
[5 empty] | 555500210500 | 99 | 555500 | 210500
[5 empty] | 556500210500 | 99 | 556500 | 210500
[5 empty] | 557500210500 | 99 | 557500 | 210500
[5 empty] | 558500210500 | 99 | 558500 | 210500
[5 empty] | 539500209500 | 99 | 539500 | 209500
[5 empty] | 540500209500 | 99 | 540500 | 209500
[5 empty] | 541500209500 | 99 | 541500 | 209500
[5 empty] | 549500209500 | 99 | 549500 | 209500
[5 empty] | 550500209500 | 99 | 550500 | 209500
[5 empty] | 551500209500 | 99 | 551500 | 209500
[5 empty] | 552500209500 | 99 | 552500 | 209500
[5 empty] | 553500209500 | 99 | 553500 | 209500
[5 empty] | 554500209500 | 99 | 554500 | 209500
[5 empty] | 555500209500 | 99 | 555500 | 209500
[5 empty] | 556500209500 | 99 | 556500 | 209500
[5 empty] | 557500209500 | 99 | 557500 | 209500
[5 empty] | 558500209500 | 99 | 558500 | 209500
[5 empty] | 559500209500 | 99 | 559500 | 209500
[5 empty] | 560500209500 | 99 | 560500 | 209500
[5 empty] | 561500209500 | 99 | 561500 | 209500
[5 empty] | 539500208500 | 99 | 539500 | 208500
[5 empty] | 540500208500 | 99 | 540500 | 208500
[5 empty] | 541500208500 | 99 | 541500 | 208500
[5 empty] | 542500208500 | 99 | 542500 | 208500
[5 empty] | 548500208500 | 99 | 548500 | 208500
[5 empty] | 549500208500 | 99 | 549500 | 208500
[5 empty] | 550500208500 | 99 | 550500 | 208500
[5 empty] | 551500208500 | 99 | 551500 | 208500
[5 empty] | 552500208500 | 99 | 552500 | 208500
[5 empty] | 553500208500 | 99 | 553500 | 208500
[5 empty] | 554500208500 | 99 | 554500 | 208500
[5 empty] | 555500208500 | 99 | 555500 | 208500
[5 empty] | 556500208500 | 99 | 556500 | 208500
[5 empty] | 557500208500 | 99 | 557500 | 208500
[5 empty] | 558500208500 | 99 | 558500 | 208500
[5 empty] | 559500208500 | 99 | 559500 | 208500
[5 empty] | 560500208500 | 99 | 560500 | 208500
[5 empty] | 561500208500 | 99 | 561500 | 208500
[5 empty] | 538500207500 | 99 | 538500 | 207500
[5 empty] | 539500207500 | 99 | 539500 | 207500
[5 empty] | 540500207500 | 99 | 540500 | 207500
[5 empty] | 541500207500 | 99 | 541500 | 207500
[5 empty] | 542500207500 | 99 | 542500 | 207500
[5 empty] | 546500207500 | 99 | 546500 | 207500
[5 empty] | 547500207500 | 99 | 547500 | 207500
[5 empty] | 548500207500 | 99 | 548500 | 207500
[5 empty] | 549500207500 | 99 | 549500 | 207500
[5 empty] | 550500207500 | 99 | 550500 | 207500
[5 empty] | 551500207500 | 99 | 551500 | 207500
[5 empty] | 552500207500 | 99 | 552500 | 207500
[5 empty] | 553500207500 | 99 | 553500 | 207500
[5 empty] | 554500207500 | 99 | 554500 | 207500
[5 empty] | 555500207500 | 99 | 555500 | 207500
[5 empty] | 556500207500 | 99 | 556500 | 207500
[5 empty] | 557500207500 | 99 | 557500 | 207500
[5 empty] | 558500207500 | 99 | 558500 | 207500
[5 empty] | 559500207500 | 99 | 559500 | 207500
[5 empty] | 560500207500 | 99 | 560500 | 207500
[5 empty] | 561500207500 | 99 | 561500 | 207500
[5 empty] | 537500206500 | 99 | 537500 | 206500
[5 empty] | 538500206500 | 99 | 538500 | 206500
[5 empty] | 539500206500 | 99 | 539500 | 206500
[5 empty] | 540500206500 | 99 | 540500 | 206500
[5 empty] | 541500206500 | 99 | 541500 | 206500
[5 empty] | 542500206500 | 99 | 542500 | 206500
[5 empty] | 543500206500 | 99 | 543500 | 206500
[5 empty] | 545500206500 | 99 | 545500 | 206500
[5 empty] | 546500206500 | 99 | 546500 | 206500
[5 empty] | 547500206500 | 99 | 547500 | 206500
[5 empty] | 548500206500 | 99 | 548500 | 206500
[5 empty] | 549500206500 | 99 | 549500 | 206500
[5 empty] | 550500206500 | 99 | 550500 | 206500
[5 empty] | 551500206500 | 99 | 551500 | 206500
[5 empty] | 552500206500 | 99 | 552500 | 206500
[5 empty] | 553500206500 | 99 | 553500 | 206500
[5 empty] | 554500206500 | 99 | 554500 | 206500
[5 empty] | 555500206500 | 99 | 555500 | 206500
[5 empty] | 556500206500 | 99 | 556500 | 206500
[5 empty] | 557500206500 | 99 | 557500 | 206500
[5 empty] | 558500206500 | 99 | 558500 | 206500
[5 empty] | 559500206500 | 99 | 559500 | 206500
[5 empty] | 560500206500 | 99 | 560500 | 206500
[5 empty] | 561500206500 | 99 | 561500 | 206500
[5 empty] | 537500205500 | 99 | 537500 | 205500
[5 empty] | 538500205500 | 99 | 538500 | 205500
[5 empty] | 539500205500 | 99 | 539500 | 205500
[5 empty] | 540500205500 | 99 | 540500 | 205500
[5 empty] | 541500205500 | 99 | 541500 | 205500
[5 empty] | 542500205500 | 99 | 542500 | 205500
[5 empty] | 543500205500 | 99 | 543500 | 205500
[5 empty] | 544500205500 | 99 | 544500 | 205500
[5 empty] | 545500205500 | 99 | 545500 | 205500
[5 empty] | 546500205500 | 99 | 546500 | 205500
[5 empty] | 547500205500 | 99 | 547500 | 205500
[5 empty] | 548500205500 | 99 | 548500 | 205500
[5 empty] | 549500205500 | 99 | 549500 | 205500
[5 empty] | 550500205500 | 99 | 550500 | 205500
[5 empty] | 551500205500 | 99 | 551500 | 205500
[5 empty] | 552500205500 | 99 | 552500 | 205500
[5 empty] | 553500205500 | 99 | 553500 | 205500
[5 empty] | 554500205500 | 99 | 554500 | 205500
[5 empty] | 555500205500 | 99 | 555500 | 205500
[5 empty] | 556500205500 | 99 | 556500 | 205500
[5 empty] | 557500205500 | 99 | 557500 | 205500
[5 empty] | 558500205500 | 99 | 558500 | 205500
[5 empty] | 559500205500 | 99 | 559500 | 205500
[5 empty] | 560500205500 | 99 | 560500 | 205500
[5 empty] | 561500205500 | 99 | 561500 | 205500
[5 empty] | 537500204500 | 99 | 537500 | 204500
[5 empty] | 538500204500 | 99 | 538500 | 204500
[5 empty] | 539500204500 | 99 | 539500 | 204500
[5 empty] | 540500204500 | 99 | 540500 | 204500
[5 empty] | 541500204500 | 99 | 541500 | 204500
[5 empty] | 542500204500 | 99 | 542500 | 204500
[5 empty] | 543500204500 | 99 | 543500 | 204500
[5 empty] | 544500204500 | 99 | 544500 | 204500
[5 empty] | 545500204500 | 99 | 545500 | 204500
[5 empty] | 546500204500 | 99 | 546500 | 204500
[5 empty] | 547500204500 | 99 | 547500 | 204500
[5 empty] | 548500204500 | 99 | 548500 | 204500
[5 empty] | 549500204500 | 99 | 549500 | 204500
[5 empty] | 550500204500 | 99 | 550500 | 204500
[5 empty] | 551500204500 | 99 | 551500 | 204500
[5 empty] | 552500204500 | 99 | 552500 | 204500
[5 empty] | 553500204500 | 99 | 553500 | 204500
[5 empty] | 554500204500 | 99 | 554500 | 204500
[5 empty] | 555500204500 | 99 | 555500 | 204500
[5 empty] | 556500204500 | 99 | 556500 | 204500
[5 empty] | 557500204500 | 99 | 557500 | 204500
[5 empty] | 558500204500 | 99 | 558500 | 204500
[5 empty] | 559500204500 | 99 | 559500 | 204500
[5 empty] | 560500204500 | 99 | 560500 | 204500
[5 empty] | 537500203500 | 99 | 537500 | 203500
[5 empty] | 538500203500 | 99 | 538500 | 203500
[5 empty] | 539500203500 | 99 | 539500 | 203500
[5 empty] | 540500203500 | 99 | 540500 | 203500
[5 empty] | 541500203500 | 99 | 541500 | 203500
[5 empty] | 542500203500 | 99 | 542500 | 203500
[5 empty] | 543500203500 | 99 | 543500 | 203500
[5 empty] | 544500203500 | 99 | 544500 | 203500
[5 empty] | 545500203500 | 99 | 545500 | 203500
[5 empty] | 546500203500 | 99 | 546500 | 203500
[5 empty] | 547500203500 | 99 | 547500 | 203500
[5 empty] | 548500203500 | 99 | 548500 | 203500
[5 empty] | 549500203500 | 99 | 549500 | 203500
[5 empty] | 550500203500 | 99 | 550500 | 203500
[5 empty] | 551500203500 | 99 | 551500 | 203500
[5 empty] | 552500203500 | 99 | 552500 | 203500
[5 empty] | 553500203500 | 99 | 553500 | 203500
[5 empty] | 554500203500 | 99 | 554500 | 203500
[5 empty] | 555500203500 | 99 | 555500 | 203500
[5 empty] | 556500203500 | 99 | 556500 | 203500
[5 empty] | 557500203500 | 99 | 557500 | 203500
[5 empty] | 558500203500 | 99 | 558500 | 203500
[5 empty] | 559500203500 | 99 | 559500 | 203500
[5 empty] | 537500202500 | 99 | 537500 | 202500
[5 empty] | 538500202500 | 99 | 538500 | 202500
[5 empty] | 539500202500 | 99 | 539500 | 202500
[5 empty] | 540500202500 | 99 | 540500 | 202500
[5 empty] | 541500202500 | 99 | 541500 | 202500
[5 empty] | 542500202500 | 99 | 542500 | 202500
[5 empty] | 543500202500 | 99 | 543500 | 202500
[5 empty] | 544500202500 | 99 | 544500 | 202500
[5 empty] | 545500202500 | 99 | 545500 | 202500
[5 empty] | 546500202500 | 99 | 546500 | 202500
[5 empty] | 547500202500 | 99 | 547500 | 202500
[5 empty] | 548500202500 | 99 | 548500 | 202500
[5 empty] | 549500202500 | 99 | 549500 | 202500
[5 empty] | 550500202500 | 99 | 550500 | 202500
[5 empty] | 551500202500 | 99 | 551500 | 202500
[5 empty] | 552500202500 | 99 | 552500 | 202500
[5 empty] | 553500202500 | 99 | 553500 | 202500
[5 empty] | 554500202500 | 99 | 554500 | 202500
[5 empty] | 555500202500 | 99 | 555500 | 202500
[5 empty] | 556500202500 | 99 | 556500 | 202500
[5 empty] | 557500202500 | 99 | 557500 | 202500
[5 empty] | 558500202500 | 99 | 558500 | 202500
[5 empty] | 559500202500 | 99 | 559500 | 202500
[5 empty] | 537500201500 | 99 | 537500 | 201500
[5 empty] | 538500201500 | 99 | 538500 | 201500
[5 empty] | 539500201500 | 99 | 539500 | 201500
[5 empty] | 540500201500 | 99 | 540500 | 201500
[5 empty] | 541500201500 | 99 | 541500 | 201500
[5 empty] | 542500201500 | 99 | 542500 | 201500
[5 empty] | 543500201500 | 99 | 543500 | 201500
[5 empty] | 544500201500 | 99 | 544500 | 201500
[5 empty] | 545500201500 | 99 | 545500 | 201500
[5 empty] | 546500201500 | 99 | 546500 | 201500
[5 empty] | 547500201500 | 99 | 547500 | 201500
[5 empty] | 548500201500 | 99 | 548500 | 201500
[5 empty] | 549500201500 | 99 | 549500 | 201500
[5 empty] | 550500201500 | 99 | 550500 | 201500
[5 empty] | 551500201500 | 99 | 551500 | 201500
[5 empty] | 552500201500 | 99 | 552500 | 201500
[5 empty] | 553500201500 | 99 | 553500 | 201500
[5 empty] | 554500201500 | 99 | 554500 | 201500
[5 empty] | 555500201500 | 99 | 555500 | 201500
[5 empty] | 558500201500 | 99 | 558500 | 201500
[5 empty] | 537500200500 | 99 | 537500 | 200500
[5 empty] | 538500200500 | 99 | 538500 | 200500
[5 empty] | 539500200500 | 99 | 539500 | 200500
[5 empty] | 540500200500 | 99 | 540500 | 200500
[5 empty] | 541500200500 | 99 | 541500 | 200500
[5 empty] | 542500200500 | 99 | 542500 | 200500
[5 empty] | 543500200500 | 99 | 543500 | 200500
[5 empty] | 544500200500 | 99 | 544500 | 200500
[5 empty] | 545500200500 | 99 | 545500 | 200500
[5 empty] | 546500200500 | 99 | 546500 | 200500
[5 empty] | 547500200500 | 99 | 547500 | 200500
[5 empty] | 548500200500 | 99 | 548500 | 200500
[5 empty] | 549500200500 | 99 | 549500 | 200500
[5 empty] | 550500200500 | 99 | 550500 | 200500
[5 empty] | 551500200500 | 99 | 551500 | 200500
[5 empty] | 552500200500 | 99 | 552500 | 200500
[5 empty] | 553500200500 | 99 | 553500 | 200500
[5 empty] | 554500200500 | 99 | 554500 | 200500
[5 empty] | 538500199500 | 99 | 538500 | 199500
[5 empty] | 539500199500 | 99 | 539500 | 199500
[5 empty] | 540500199500 | 99 | 540500 | 199500
[5 empty] | 541500199500 | 99 | 541500 | 199500
[5 empty] | 542500199500 | 99 | 542500 | 199500
[5 empty] | 543500199500 | 99 | 543500 | 199500
[5 empty] | 544500199500 | 99 | 544500 | 199500
[5 empty] | 545500199500 | 99 | 545500 | 199500
[5 empty] | 546500199500 | 99 | 546500 | 199500
[5 empty] | 547500199500 | 99 | 547500 | 199500
[5 empty] | 548500199500 | 99 | 548500 | 199500
[5 empty] | 549500199500 | 99 | 549500 | 199500
[5 empty] | 550500199500 | 99 | 550500 | 199500
[5 empty] | 551500199500 | 99 | 551500 | 199500
[5 empty] | 552500199500 | 99 | 552500 | 199500
[5 empty] | 538500198500 | 99 | 538500 | 198500
[5 empty] | 539500198500 | 99 | 539500 | 198500
[5 empty] | 540500198500 | 99 | 540500 | 198500
[5 empty] | 541500198500 | 99 | 541500 | 198500
[5 empty] | 542500198500 | 99 | 542500 | 198500
[5 empty] | 543500198500 | 99 | 543500 | 198500
[5 empty] | 544500198500 | 99 | 544500 | 198500
[5 empty] | 545500198500 | 99 | 545500 | 198500
[5 empty] | 546500198500 | 99 | 546500 | 198500
[5 empty] | 547500198500 | 99 | 547500 | 198500
[5 empty] | 548500198500 | 99 | 548500 | 198500
[5 empty] | 549500198500 | 99 | 549500 | 198500
[5 empty] | 550500198500 | 99 | 550500 | 198500
[5 empty] | 551500198500 | 99 | 551500 | 198500
[5 empty] | 552500198500 | 99 | 552500 | 198500
[5 empty] | 538500197500 | 99 | 538500 | 197500
[5 empty] | 539500197500 | 99 | 539500 | 197500
[5 empty] | 540500197500 | 99 | 540500 | 197500
[5 empty] | 541500197500 | 99 | 541500 | 197500
[5 empty] | 542500197500 | 99 | 542500 | 197500
[5 empty] | 543500197500 | 99 | 543500 | 197500
[5 empty] | 544500197500 | 99 | 544500 | 197500
[5 empty] | 545500197500 | 99 | 545500 | 197500
[5 empty] | 546500197500 | 99 | 546500 | 197500
[5 empty] | 547500197500 | 99 | 547500 | 197500
[5 empty] | 548500197500 | 99 | 548500 | 197500
[5 empty] | 549500197500 | 99 | 549500 | 197500
[5 empty] | 550500197500 | 99 | 550500 | 197500
[5 empty] | 551500197500 | 99 | 551500 | 197500
[5 empty] | 538500196500 | 99 | 538500 | 196500
[5 empty] | 539500196500 | 99 | 539500 | 196500
[5 empty] | 540500196500 | 99 | 540500 | 196500
[5 empty] | 541500196500 | 99 | 541500 | 196500
[5 empty] | 542500196500 | 99 | 542500 | 196500
[5 empty] | 543500196500 | 99 | 543500 | 196500
[5 empty] | 544500196500 | 99 | 544500 | 196500
[5 empty] | 545500196500 | 99 | 545500 | 196500
[5 empty] | 546500196500 | 99 | 546500 | 196500
[5 empty] | 547500196500 | 99 | 547500 | 196500
[5 empty] | 548500196500 | 99 | 548500 | 196500
[5 empty] | 549500196500 | 99 | 549500 | 196500
[5 empty] | 550500196500 | 99 | 550500 | 196500
[5 empty] | 539500195500 | 99 | 539500 | 195500
[5 empty] | 540500195500 | 99 | 540500 | 195500
[5 empty] | 541500195500 | 99 | 541500 | 195500
[5 empty] | 542500195500 | 99 | 542500 | 195500
[5 empty] | 543500195500 | 99 | 543500 | 195500
[5 empty] | 544500195500 | 99 | 544500 | 195500
[5 empty] | 545500195500 | 99 | 545500 | 195500
[5 empty] | 546500195500 | 99 | 546500 | 195500
[5 empty] | 547500195500 | 99 | 547500 | 195500
[5 empty] | 548500195500 | 99 | 548500 | 195500
[5 empty] | 549500195500 | 99 | 549500 | 195500
[5 empty] | 550500195500 | 99 | 550500 | 195500
[5 empty] | 551500195500 | 99 | 551500 | 195500
[5 empty] | 540500194500 | 99 | 540500 | 194500
[5 empty] | 541500194500 | 99 | 541500 | 194500
[5 empty] | 542500194500 | 99 | 542500 | 194500
[5 empty] | 543500194500 | 99 | 543500 | 194500
[5 empty] | 544500194500 | 99 | 544500 | 194500
[5 empty] | 545500194500 | 99 | 545500 | 194500
[5 empty] | 546500194500 | 99 | 546500 | 194500
[5 empty] | 547500194500 | 99 | 547500 | 194500
[5 empty] | 548500194500 | 99 | 548500 | 194500
[5 empty] | 549500194500 | 99 | 549500 | 194500
[5 empty] | 550500194500 | 99 | 550500 | 194500
[5 empty] | 551500194500 | 99 | 551500 | 194500
[5 empty] | 541500193500 | 99 | 541500 | 193500
[5 empty] | 542500193500 | 99 | 542500 | 193500
[5 empty] | 543500193500 | 99 | 543500 | 193500
[5 empty] | 544500193500 | 99 | 544500 | 193500
[5 empty] | 545500193500 | 99 | 545500 | 193500
[5 empty] | 546500193500 | 99 | 546500 | 193500
[5 empty] | 547500193500 | 99 | 547500 | 193500
[5 empty] | 542500192500 | 99 | 542500 | 192500
[5 empty] | 543500192500 | 99 | 543500 | 192500
[5 empty] | 544500192500 | 99 | 544500 | 192500
[5 empty] | 521500165500 | 100 | 521500 | 165500
[5 empty] | 520500164500 | 100 | 520500 | 164500
[5 empty] | 521500164500 | 100 | 521500 | 164500
[5 empty] | 522500164500 | 100 | 522500 | 164500
[5 empty] | 519500163500 | 100 | 519500 | 163500
[5 empty] | 520500163500 | 100 | 520500 | 163500
[5 empty] | 521500163500 | 100 | 521500 | 163500
[5 empty] | 522500163500 | 100 | 522500 | 163500
[5 empty] | 523500163500 | 100 | 523500 | 163500
[5 empty] | 519500162500 | 100 | 519500 | 162500
[5 empty] | 520500162500 | 100 | 520500 | 162500
[5 empty] | 521500162500 | 100 | 521500 | 162500
[5 empty] | 522500162500 | 100 | 522500 | 162500
[5 empty] | 523500162500 | 100 | 523500 | 162500
[5 empty] | 518500161500 | 100 | 518500 | 161500
[5 empty] | 519500161500 | 100 | 519500 | 161500
[5 empty] | 520500161500 | 100 | 520500 | 161500
[5 empty] | 521500161500 | 100 | 521500 | 161500
[5 empty] | 522500161500 | 100 | 522500 | 161500
[5 empty] | 523500161500 | 100 | 523500 | 161500
[5 empty] | 518500160500 | 100 | 518500 | 160500
[5 empty] | 519500160500 | 100 | 519500 | 160500
[5 empty] | 520500160500 | 100 | 520500 | 160500
[5 empty] | 521500160500 | 100 | 521500 | 160500
[5 empty] | 522500160500 | 100 | 522500 | 160500
[5 empty] | 523500160500 | 100 | 523500 | 160500
[5 empty] | 519500159500 | 100 | 519500 | 159500
[5 empty] | 520500159500 | 100 | 520500 | 159500
[5 empty] | 521500159500 | 100 | 521500 | 159500
[5 empty] | 522500159500 | 100 | 522500 | 159500
[5 empty] | 520500158500 | 100 | 520500 | 158500
[5 empty] | 521500158500 | 100 | 521500 | 158500
[5 empty] | 522500158500 | 100 | 522500 | 158500
[5 empty] | 520500157500 | 100 | 520500 | 157500
[5 empty] | 521500157500 | 100 | 521500 | 157500
[5 empty] | 446500344500 | 101 | 446500 | 344500
[5 empty] | 445500343500 | 101 | 445500 | 343500
[5 empty] | 446500343500 | 101 | 446500 | 343500
[5 empty] | 435500342500 | 101 | 435500 | 342500
[5 empty] | 436500342500 | 101 | 436500 | 342500
[5 empty] | 437500342500 | 101 | 437500 | 342500
[5 empty] | 438500342500 | 101 | 438500 | 342500
[5 empty] | 439500342500 | 101 | 439500 | 342500
[5 empty] | 440500342500 | 101 | 440500 | 342500
[5 empty] | 441500342500 | 101 | 441500 | 342500
[5 empty] | 444500342500 | 101 | 444500 | 342500
[5 empty] | 445500342500 | 101 | 445500 | 342500
[5 empty] | 446500342500 | 101 | 446500 | 342500
[5 empty] | 447500342500 | 101 | 447500 | 342500
[5 empty] | 435500341500 | 101 | 435500 | 341500
[5 empty] | 436500341500 | 101 | 436500 | 341500
[5 empty] | 437500341500 | 101 | 437500 | 341500
[5 empty] | 438500341500 | 101 | 438500 | 341500
[5 empty] | 439500341500 | 101 | 439500 | 341500
[5 empty] | 440500341500 | 101 | 440500 | 341500
[5 empty] | 441500341500 | 101 | 441500 | 341500
[5 empty] | 442500341500 | 101 | 442500 | 341500
[5 empty] | 443500341500 | 101 | 443500 | 341500
[5 empty] | 444500341500 | 101 | 444500 | 341500
[5 empty] | 445500341500 | 101 | 445500 | 341500
[5 empty] | 446500341500 | 101 | 446500 | 341500
[5 empty] | 447500341500 | 101 | 447500 | 341500
[5 empty] | 436500340500 | 101 | 436500 | 340500
[5 empty] | 437500340500 | 101 | 437500 | 340500
[5 empty] | 438500340500 | 101 | 438500 | 340500
[5 empty] | 439500340500 | 101 | 439500 | 340500
[5 empty] | 440500340500 | 101 | 440500 | 340500
[5 empty] | 441500340500 | 101 | 441500 | 340500
[5 empty] | 442500340500 | 101 | 442500 | 340500
[5 empty] | 443500340500 | 101 | 443500 | 340500
[5 empty] | 444500340500 | 101 | 444500 | 340500
[5 empty] | 445500340500 | 101 | 445500 | 340500
[5 empty] | 446500340500 | 101 | 446500 | 340500
[5 empty] | 447500340500 | 101 | 447500 | 340500
[5 empty] | 436500339500 | 101 | 436500 | 339500
[5 empty] | 437500339500 | 101 | 437500 | 339500
[5 empty] | 438500339500 | 101 | 438500 | 339500
[5 empty] | 439500339500 | 101 | 439500 | 339500
[5 empty] | 440500339500 | 101 | 440500 | 339500
[5 empty] | 441500339500 | 101 | 441500 | 339500
[5 empty] | 442500339500 | 101 | 442500 | 339500
[5 empty] | 443500339500 | 101 | 443500 | 339500
[5 empty] | 444500339500 | 101 | 444500 | 339500
[5 empty] | 445500339500 | 101 | 445500 | 339500
[5 empty] | 446500339500 | 101 | 446500 | 339500
[5 empty] | 447500339500 | 101 | 447500 | 339500
[5 empty] | 439500338500 | 101 | 439500 | 338500
[5 empty] | 440500338500 | 101 | 440500 | 338500
[5 empty] | 441500338500 | 101 | 441500 | 338500
[5 empty] | 442500338500 | 101 | 442500 | 338500
[5 empty] | 443500338500 | 101 | 443500 | 338500
[5 empty] | 444500338500 | 101 | 444500 | 338500
[5 empty] | 445500338500 | 101 | 445500 | 338500
[5 empty] | 446500338500 | 101 | 446500 | 338500
[5 empty] | 447500338500 | 101 | 447500 | 338500
[5 empty] | 439500337500 | 101 | 439500 | 337500
[5 empty] | 440500337500 | 101 | 440500 | 337500
[5 empty] | 441500337500 | 101 | 441500 | 337500
[5 empty] | 442500337500 | 101 | 442500 | 337500
[5 empty] | 443500337500 | 101 | 443500 | 337500
[5 empty] | 444500337500 | 101 | 444500 | 337500
[5 empty] | 445500337500 | 101 | 445500 | 337500
[5 empty] | 446500337500 | 101 | 446500 | 337500
[5 empty] | 447500337500 | 101 | 447500 | 337500
[5 empty] | 448500337500 | 101 | 448500 | 337500
[5 empty] | 441500336500 | 101 | 441500 | 336500
[5 empty] | 442500336500 | 101 | 442500 | 336500
[5 empty] | 443500336500 | 101 | 443500 | 336500
[5 empty] | 444500336500 | 101 | 444500 | 336500
[5 empty] | 445500336500 | 101 | 445500 | 336500
[5 empty] | 446500336500 | 101 | 446500 | 336500
[5 empty] | 447500336500 | 101 | 447500 | 336500
[5 empty] | 441500335500 | 101 | 441500 | 335500
[5 empty] | 442500335500 | 101 | 442500 | 335500
[5 empty] | 443500335500 | 101 | 443500 | 335500
[5 empty] | 444500335500 | 101 | 444500 | 335500
[5 empty] | 445500335500 | 101 | 445500 | 335500
[5 empty] | 446500335500 | 101 | 446500 | 335500
[5 empty] | 447500335500 | 101 | 447500 | 335500
[5 empty] | 441500334500 | 101 | 441500 | 334500
[5 empty] | 442500334500 | 101 | 442500 | 334500
[5 empty] | 443500334500 | 101 | 443500 | 334500
[5 empty] | 444500334500 | 101 | 444500 | 334500
[5 empty] | 445500334500 | 101 | 445500 | 334500
[5 empty] | 446500334500 | 101 | 446500 | 334500
[5 empty] | 447500334500 | 101 | 447500 | 334500
[5 empty] | 448500334500 | 101 | 448500 | 334500
[5 empty] | 442500333500 | 101 | 442500 | 333500
[5 empty] | 443500333500 | 101 | 443500 | 333500
[5 empty] | 444500333500 | 101 | 444500 | 333500
[5 empty] | 445500333500 | 101 | 445500 | 333500
[5 empty] | 446500333500 | 101 | 446500 | 333500
[5 empty] | 447500333500 | 101 | 447500 | 333500
[5 empty] | 448500333500 | 101 | 448500 | 333500
[5 empty] | 449500333500 | 101 | 449500 | 333500
[5 empty] | 450500333500 | 101 | 450500 | 333500
[5 empty] | 444500332500 | 101 | 444500 | 332500
[5 empty] | 445500332500 | 101 | 445500 | 332500
[5 empty] | 446500332500 | 101 | 446500 | 332500
[5 empty] | 447500332500 | 101 | 447500 | 332500
[5 empty] | 448500332500 | 101 | 448500 | 332500
[5 empty] | 449500332500 | 101 | 449500 | 332500
[5 empty] | 450500332500 | 101 | 450500 | 332500
[5 empty] | 444500331500 | 101 | 444500 | 331500
[5 empty] | 445500331500 | 101 | 445500 | 331500
[5 empty] | 446500331500 | 101 | 446500 | 331500
[5 empty] | 447500331500 | 101 | 447500 | 331500
[5 empty] | 448500331500 | 101 | 448500 | 331500
[5 empty] | 449500331500 | 101 | 449500 | 331500
[5 empty] | 29350096500 | 102 | 293500 | 96500
[5 empty] | 29150095500 | 102 | 291500 | 95500
[5 empty] | 29250095500 | 102 | 292500 | 95500
[5 empty] | 29350095500 | 102 | 293500 | 95500
[5 empty] | 29450095500 | 102 | 294500 | 95500
[5 empty] | 29050094500 | 102 | 290500 | 94500
[5 empty] | 29150094500 | 102 | 291500 | 94500
[5 empty] | 29250094500 | 102 | 292500 | 94500
[5 empty] | 29350094500 | 102 | 293500 | 94500
[5 empty] | 29450094500 | 102 | 294500 | 94500
[5 empty] | 29550094500 | 102 | 295500 | 94500
[5 empty] | 29650094500 | 102 | 296500 | 94500
[5 empty] | 29050093500 | 102 | 290500 | 93500
[5 empty] | 29150093500 | 102 | 291500 | 93500
[5 empty] | 29250093500 | 102 | 292500 | 93500
[5 empty] | 29350093500 | 102 | 293500 | 93500
[5 empty] | 29450093500 | 102 | 294500 | 93500
[5 empty] | 29550093500 | 102 | 295500 | 93500
[5 empty] | 29650093500 | 102 | 296500 | 93500
[5 empty] | 29050092500 | 102 | 290500 | 92500
[5 empty] | 29150092500 | 102 | 291500 | 92500
[5 empty] | 29250092500 | 102 | 292500 | 92500
[5 empty] | 29350092500 | 102 | 293500 | 92500
[5 empty] | 29450092500 | 102 | 294500 | 92500
[5 empty] | 29550092500 | 102 | 295500 | 92500
[5 empty] | 29650092500 | 102 | 296500 | 92500
[5 empty] | 29050091500 | 102 | 290500 | 91500
[5 empty] | 29150091500 | 102 | 291500 | 91500
[5 empty] | 29250091500 | 102 | 292500 | 91500
[5 empty] | 29350091500 | 102 | 293500 | 91500
[5 empty] | 29450091500 | 102 | 294500 | 91500
[5 empty] | 29550091500 | 102 | 295500 | 91500
[5 empty] | 29650091500 | 102 | 296500 | 91500
[5 empty] | 29150090500 | 102 | 291500 | 90500
[5 empty] | 29250090500 | 102 | 292500 | 90500
[5 empty] | 29350090500 | 102 | 293500 | 90500
[5 empty] | 29450090500 | 102 | 294500 | 90500
[5 empty] | 29550090500 | 102 | 295500 | 90500
[5 empty] | 29150089500 | 102 | 291500 | 89500
[5 empty] | 29250089500 | 102 | 292500 | 89500
[5 empty] | 29350089500 | 102 | 293500 | 89500
[5 empty] | 29450089500 | 102 | 294500 | 89500
[5 empty] | 29550089500 | 102 | 295500 | 89500
[5 empty] | 29650089500 | 102 | 296500 | 89500
[5 empty] | 29550088500 | 102 | 295500 | 88500
[5 empty] | 29650088500 | 102 | 296500 | 88500
[5 empty] | 450500110500 | 103 | 450500 | 110500
[5 empty] | 451500110500 | 103 | 451500 | 110500
[5 empty] | 449500109500 | 103 | 449500 | 109500
[5 empty] | 450500109500 | 103 | 450500 | 109500
[5 empty] | 451500109500 | 103 | 451500 | 109500
[5 empty] | 452500109500 | 103 | 452500 | 109500
[5 empty] | 457500109500 | 103 | 457500 | 109500
[5 empty] | 458500109500 | 103 | 458500 | 109500
[5 empty] | 459500109500 | 103 | 459500 | 109500
[5 empty] | 449500108500 | 103 | 449500 | 108500
[5 empty] | 450500108500 | 103 | 450500 | 108500
[5 empty] | 451500108500 | 103 | 451500 | 108500
[5 empty] | 452500108500 | 103 | 452500 | 108500
[5 empty] | 455500108500 | 103 | 455500 | 108500
[5 empty] | 456500108500 | 103 | 456500 | 108500
[5 empty] | 457500108500 | 103 | 457500 | 108500
[5 empty] | 458500108500 | 103 | 458500 | 108500
[5 empty] | 459500108500 | 103 | 459500 | 108500
[5 empty] | 449500107500 | 103 | 449500 | 107500
[5 empty] | 450500107500 | 103 | 450500 | 107500
[5 empty] | 451500107500 | 103 | 451500 | 107500
[5 empty] | 452500107500 | 103 | 452500 | 107500
[5 empty] | 453500107500 | 103 | 453500 | 107500
[5 empty] | 455500107500 | 103 | 455500 | 107500
[5 empty] | 456500107500 | 103 | 456500 | 107500
[5 empty] | 457500107500 | 103 | 457500 | 107500
[5 empty] | 458500107500 | 103 | 458500 | 107500
[5 empty] | 459500107500 | 103 | 459500 | 107500
[5 empty] | 449500106500 | 103 | 449500 | 106500
[5 empty] | 450500106500 | 103 | 450500 | 106500
[5 empty] | 451500106500 | 103 | 451500 | 106500
[5 empty] | 452500106500 | 103 | 452500 | 106500
[5 empty] | 453500106500 | 103 | 453500 | 106500
[5 empty] | 454500106500 | 103 | 454500 | 106500
[5 empty] | 455500106500 | 103 | 455500 | 106500
[5 empty] | 456500106500 | 103 | 456500 | 106500
[5 empty] | 457500106500 | 103 | 457500 | 106500
[5 empty] | 458500106500 | 103 | 458500 | 106500
[5 empty] | 459500106500 | 103 | 459500 | 106500
[5 empty] | 460500106500 | 103 | 460500 | 106500
[5 empty] | 461500106500 | 103 | 461500 | 106500
[5 empty] | 449500105500 | 103 | 449500 | 105500
[5 empty] | 450500105500 | 103 | 450500 | 105500
[5 empty] | 451500105500 | 103 | 451500 | 105500
[5 empty] | 452500105500 | 103 | 452500 | 105500
[5 empty] | 453500105500 | 103 | 453500 | 105500
[5 empty] | 454500105500 | 103 | 454500 | 105500
[5 empty] | 455500105500 | 103 | 455500 | 105500
[5 empty] | 456500105500 | 103 | 456500 | 105500
[5 empty] | 457500105500 | 103 | 457500 | 105500
[5 empty] | 458500105500 | 103 | 458500 | 105500
[5 empty] | 459500105500 | 103 | 459500 | 105500
[5 empty] | 460500105500 | 103 | 460500 | 105500
[5 empty] | 461500105500 | 103 | 461500 | 105500
[5 empty] | 448500104500 | 103 | 448500 | 104500
[5 empty] | 449500104500 | 103 | 449500 | 104500
[5 empty] | 450500104500 | 103 | 450500 | 104500
[5 empty] | 451500104500 | 103 | 451500 | 104500
[5 empty] | 452500104500 | 103 | 452500 | 104500
[5 empty] | 453500104500 | 103 | 453500 | 104500
[5 empty] | 454500104500 | 103 | 454500 | 104500
[5 empty] | 455500104500 | 103 | 455500 | 104500
[5 empty] | 456500104500 | 103 | 456500 | 104500
[5 empty] | 457500104500 | 103 | 457500 | 104500
[5 empty] | 449500103500 | 103 | 449500 | 103500
[5 empty] | 450500103500 | 103 | 450500 | 103500
[5 empty] | 451500103500 | 103 | 451500 | 103500
[5 empty] | 452500103500 | 103 | 452500 | 103500
[5 empty] | 453500103500 | 103 | 453500 | 103500
[5 empty] | 454500103500 | 103 | 454500 | 103500
[5 empty] | 455500103500 | 103 | 455500 | 103500
[5 empty] | 456500103500 | 103 | 456500 | 103500
[5 empty] | 457500103500 | 103 | 457500 | 103500
[5 empty] | 452500102500 | 103 | 452500 | 102500
[5 empty] | 453500102500 | 103 | 453500 | 102500
[5 empty] | 454500102500 | 103 | 454500 | 102500
[5 empty] | 455500102500 | 103 | 455500 | 102500
[5 empty] | 456500102500 | 103 | 456500 | 102500
[5 empty] | 457500102500 | 103 | 457500 | 102500
[5 empty] | 453500101500 | 103 | 453500 | 101500
[5 empty] | 454500101500 | 103 | 454500 | 101500
[5 empty] | 455500101500 | 103 | 455500 | 101500
[5 empty] | 544500317500 | 104 | 544500 | 317500
[5 empty] | 545500317500 | 104 | 545500 | 317500
[5 empty] | 546500317500 | 104 | 546500 | 317500
[5 empty] | 542500316500 | 104 | 542500 | 316500
[5 empty] | 543500316500 | 104 | 543500 | 316500
[5 empty] | 544500316500 | 104 | 544500 | 316500
[5 empty] | 545500316500 | 104 | 545500 | 316500
[5 empty] | 546500316500 | 104 | 546500 | 316500
[5 empty] | 539500315500 | 104 | 539500 | 315500
[5 empty] | 540500315500 | 104 | 540500 | 315500
[5 empty] | 541500315500 | 104 | 541500 | 315500
[5 empty] | 542500315500 | 104 | 542500 | 315500
[5 empty] | 543500315500 | 104 | 543500 | 315500
[5 empty] | 544500315500 | 104 | 544500 | 315500
[5 empty] | 545500315500 | 104 | 545500 | 315500
[5 empty] | 538500314500 | 104 | 538500 | 314500
[5 empty] | 539500314500 | 104 | 539500 | 314500
[5 empty] | 540500314500 | 104 | 540500 | 314500
[5 empty] | 541500314500 | 104 | 541500 | 314500
[5 empty] | 542500314500 | 104 | 542500 | 314500
[5 empty] | 543500314500 | 104 | 543500 | 314500
[5 empty] | 544500314500 | 104 | 544500 | 314500
[5 empty] | 545500314500 | 104 | 545500 | 314500
[5 empty] | 538500313500 | 104 | 538500 | 313500
[5 empty] | 539500313500 | 104 | 539500 | 313500
[5 empty] | 540500313500 | 104 | 540500 | 313500
[5 empty] | 541500313500 | 104 | 541500 | 313500
[5 empty] | 542500313500 | 104 | 542500 | 313500
[5 empty] | 543500313500 | 104 | 543500 | 313500
[5 empty] | 544500313500 | 104 | 544500 | 313500
[5 empty] | 545500313500 | 104 | 545500 | 313500
[5 empty] | 538500312500 | 104 | 538500 | 312500
[5 empty] | 539500312500 | 104 | 539500 | 312500
[5 empty] | 540500312500 | 104 | 540500 | 312500
[5 empty] | 541500312500 | 104 | 541500 | 312500
[5 empty] | 542500312500 | 104 | 542500 | 312500
[5 empty] | 543500312500 | 104 | 543500 | 312500
[5 empty] | 544500312500 | 104 | 544500 | 312500
[5 empty] | 545500312500 | 104 | 545500 | 312500
[5 empty] | 539500311500 | 104 | 539500 | 311500
[5 empty] | 540500311500 | 104 | 540500 | 311500
[5 empty] | 541500311500 | 104 | 541500 | 311500
[5 empty] | 542500311500 | 104 | 542500 | 311500
[5 empty] | 543500311500 | 104 | 543500 | 311500
[5 empty] | 544500311500 | 104 | 544500 | 311500
[5 empty] | 545500311500 | 104 | 545500 | 311500
[5 empty] | 538500310500 | 104 | 538500 | 310500
[5 empty] | 539500310500 | 104 | 539500 | 310500
[5 empty] | 540500310500 | 104 | 540500 | 310500
[5 empty] | 541500310500 | 104 | 541500 | 310500
[5 empty] | 542500310500 | 104 | 542500 | 310500
[5 empty] | 543500310500 | 104 | 543500 | 310500
[5 empty] | 544500310500 | 104 | 544500 | 310500
[5 empty] | 545500310500 | 104 | 545500 | 310500
[5 empty] | 546500310500 | 104 | 546500 | 310500
[5 empty] | 547500310500 | 104 | 547500 | 310500
[5 empty] | 537500309500 | 104 | 537500 | 309500
[5 empty] | 538500309500 | 104 | 538500 | 309500
[5 empty] | 539500309500 | 104 | 539500 | 309500
[5 empty] | 540500309500 | 104 | 540500 | 309500
[5 empty] | 541500309500 | 104 | 541500 | 309500
[5 empty] | 542500309500 | 104 | 542500 | 309500
[5 empty] | 543500309500 | 104 | 543500 | 309500
[5 empty] | 544500309500 | 104 | 544500 | 309500
[5 empty] | 545500309500 | 104 | 545500 | 309500
[5 empty] | 546500309500 | 104 | 546500 | 309500
[5 empty] | 547500309500 | 104 | 547500 | 309500
[5 empty] | 533500308500 | 104 | 533500 | 308500
[5 empty] | 534500308500 | 104 | 534500 | 308500
[5 empty] | 535500308500 | 104 | 535500 | 308500
[5 empty] | 536500308500 | 104 | 536500 | 308500
[5 empty] | 537500308500 | 104 | 537500 | 308500
[5 empty] | 538500308500 | 104 | 538500 | 308500
[5 empty] | 539500308500 | 104 | 539500 | 308500
[5 empty] | 540500308500 | 104 | 540500 | 308500
[5 empty] | 541500308500 | 104 | 541500 | 308500
[5 empty] | 542500308500 | 104 | 542500 | 308500
[5 empty] | 543500308500 | 104 | 543500 | 308500
[5 empty] | 544500308500 | 104 | 544500 | 308500
[5 empty] | 545500308500 | 104 | 545500 | 308500
[5 empty] | 546500308500 | 104 | 546500 | 308500
[5 empty] | 533500307500 | 104 | 533500 | 307500
[5 empty] | 534500307500 | 104 | 534500 | 307500
[5 empty] | 535500307500 | 104 | 535500 | 307500
[5 empty] | 536500307500 | 104 | 536500 | 307500
[5 empty] | 537500307500 | 104 | 537500 | 307500
[5 empty] | 538500307500 | 104 | 538500 | 307500
[5 empty] | 539500307500 | 104 | 539500 | 307500
[5 empty] | 540500307500 | 104 | 540500 | 307500
[5 empty] | 541500307500 | 104 | 541500 | 307500
[5 empty] | 542500307500 | 104 | 542500 | 307500
[5 empty] | 543500307500 | 104 | 543500 | 307500
[5 empty] | 544500307500 | 104 | 544500 | 307500
[5 empty] | 545500307500 | 104 | 545500 | 307500
[5 empty] | 546500307500 | 104 | 546500 | 307500
[5 empty] | 534500306500 | 104 | 534500 | 306500
[5 empty] | 535500306500 | 104 | 535500 | 306500
[5 empty] | 536500306500 | 104 | 536500 | 306500
[5 empty] | 537500306500 | 104 | 537500 | 306500
[5 empty] | 538500306500 | 104 | 538500 | 306500
[5 empty] | 539500306500 | 104 | 539500 | 306500
[5 empty] | 540500306500 | 104 | 540500 | 306500
[5 empty] | 541500306500 | 104 | 541500 | 306500
[5 empty] | 542500306500 | 104 | 542500 | 306500
[5 empty] | 543500306500 | 104 | 543500 | 306500
[5 empty] | 544500306500 | 104 | 544500 | 306500
[5 empty] | 545500306500 | 104 | 545500 | 306500
[5 empty] | 546500306500 | 104 | 546500 | 306500
[5 empty] | 547500306500 | 104 | 547500 | 306500
[5 empty] | 534500305500 | 104 | 534500 | 305500
[5 empty] | 535500305500 | 104 | 535500 | 305500
[5 empty] | 536500305500 | 104 | 536500 | 305500
[5 empty] | 537500305500 | 104 | 537500 | 305500
[5 empty] | 538500305500 | 104 | 538500 | 305500
[5 empty] | 539500305500 | 104 | 539500 | 305500
[5 empty] | 540500305500 | 104 | 540500 | 305500
[5 empty] | 541500305500 | 104 | 541500 | 305500
[5 empty] | 542500305500 | 104 | 542500 | 305500
[5 empty] | 543500305500 | 104 | 543500 | 305500
[5 empty] | 544500305500 | 104 | 544500 | 305500
[5 empty] | 545500305500 | 104 | 545500 | 305500
[5 empty] | 546500305500 | 104 | 546500 | 305500
[5 empty] | 547500305500 | 104 | 547500 | 305500
[5 empty] | 548500305500 | 104 | 548500 | 305500
[5 empty] | 549500305500 | 104 | 549500 | 305500
[5 empty] | 534500304500 | 104 | 534500 | 304500
[5 empty] | 535500304500 | 104 | 535500 | 304500
[5 empty] | 536500304500 | 104 | 536500 | 304500
[5 empty] | 537500304500 | 104 | 537500 | 304500
[5 empty] | 538500304500 | 104 | 538500 | 304500
[5 empty] | 539500304500 | 104 | 539500 | 304500
[5 empty] | 540500304500 | 104 | 540500 | 304500
[5 empty] | 541500304500 | 104 | 541500 | 304500
[5 empty] | 542500304500 | 104 | 542500 | 304500
[5 empty] | 543500304500 | 104 | 543500 | 304500
[5 empty] | 544500304500 | 104 | 544500 | 304500
[5 empty] | 545500304500 | 104 | 545500 | 304500
[5 empty] | 546500304500 | 104 | 546500 | 304500
[5 empty] | 547500304500 | 104 | 547500 | 304500
[5 empty] | 548500304500 | 104 | 548500 | 304500
[5 empty] | 549500304500 | 104 | 549500 | 304500
[5 empty] | 534500303500 | 104 | 534500 | 303500
[5 empty] | 535500303500 | 104 | 535500 | 303500
[5 empty] | 536500303500 | 104 | 536500 | 303500
[5 empty] | 537500303500 | 104 | 537500 | 303500
[5 empty] | 538500303500 | 104 | 538500 | 303500
[5 empty] | 539500303500 | 104 | 539500 | 303500
[5 empty] | 540500303500 | 104 | 540500 | 303500
[5 empty] | 541500303500 | 104 | 541500 | 303500
[5 empty] | 542500303500 | 104 | 542500 | 303500
[5 empty] | 543500303500 | 104 | 543500 | 303500
[5 empty] | 544500303500 | 104 | 544500 | 303500
[5 empty] | 545500303500 | 104 | 545500 | 303500
[5 empty] | 546500303500 | 104 | 546500 | 303500
[5 empty] | 547500303500 | 104 | 547500 | 303500
[5 empty] | 548500303500 | 104 | 548500 | 303500
[5 empty] | 534500302500 | 104 | 534500 | 302500
[5 empty] | 535500302500 | 104 | 535500 | 302500
[5 empty] | 536500302500 | 104 | 536500 | 302500
[5 empty] | 537500302500 | 104 | 537500 | 302500
[5 empty] | 538500302500 | 104 | 538500 | 302500
[5 empty] | 539500302500 | 104 | 539500 | 302500
[5 empty] | 540500302500 | 104 | 540500 | 302500
[5 empty] | 541500302500 | 104 | 541500 | 302500
[5 empty] | 542500302500 | 104 | 542500 | 302500
[5 empty] | 543500302500 | 104 | 543500 | 302500
[5 empty] | 544500302500 | 104 | 544500 | 302500
[5 empty] | 545500302500 | 104 | 545500 | 302500
[5 empty] | 546500302500 | 104 | 546500 | 302500
[5 empty] | 547500302500 | 104 | 547500 | 302500
[5 empty] | 548500302500 | 104 | 548500 | 302500
[5 empty] | 534500301500 | 104 | 534500 | 301500
[5 empty] | 535500301500 | 104 | 535500 | 301500
[5 empty] | 536500301500 | 104 | 536500 | 301500
[5 empty] | 537500301500 | 104 | 537500 | 301500
[5 empty] | 538500301500 | 104 | 538500 | 301500
[5 empty] | 539500301500 | 104 | 539500 | 301500
[5 empty] | 540500301500 | 104 | 540500 | 301500
[5 empty] | 541500301500 | 104 | 541500 | 301500
[5 empty] | 542500301500 | 104 | 542500 | 301500
[5 empty] | 543500301500 | 104 | 543500 | 301500
[5 empty] | 544500301500 | 104 | 544500 | 301500
[5 empty] | 545500301500 | 104 | 545500 | 301500
[5 empty] | 546500301500 | 104 | 546500 | 301500
[5 empty] | 547500301500 | 104 | 547500 | 301500
[5 empty] | 548500301500 | 104 | 548500 | 301500
[5 empty] | 531500300500 | 104 | 531500 | 300500
[5 empty] | 532500300500 | 104 | 532500 | 300500
[5 empty] | 533500300500 | 104 | 533500 | 300500
[5 empty] | 534500300500 | 104 | 534500 | 300500
[5 empty] | 535500300500 | 104 | 535500 | 300500
[5 empty] | 536500300500 | 104 | 536500 | 300500
[5 empty] | 537500300500 | 104 | 537500 | 300500
[5 empty] | 538500300500 | 104 | 538500 | 300500
[5 empty] | 539500300500 | 104 | 539500 | 300500
[5 empty] | 540500300500 | 104 | 540500 | 300500
[5 empty] | 541500300500 | 104 | 541500 | 300500
[5 empty] | 542500300500 | 104 | 542500 | 300500
[5 empty] | 543500300500 | 104 | 543500 | 300500
[5 empty] | 544500300500 | 104 | 544500 | 300500
[5 empty] | 545500300500 | 104 | 545500 | 300500
[5 empty] | 546500300500 | 104 | 546500 | 300500
[5 empty] | 547500300500 | 104 | 547500 | 300500
[5 empty] | 548500300500 | 104 | 548500 | 300500
[5 empty] | 528500299500 | 104 | 528500 | 299500
[5 empty] | 529500299500 | 104 | 529500 | 299500
[5 empty] | 530500299500 | 104 | 530500 | 299500
[5 empty] | 531500299500 | 104 | 531500 | 299500
[5 empty] | 532500299500 | 104 | 532500 | 299500
[5 empty] | 533500299500 | 104 | 533500 | 299500
[5 empty] | 534500299500 | 104 | 534500 | 299500
[5 empty] | 535500299500 | 104 | 535500 | 299500
[5 empty] | 536500299500 | 104 | 536500 | 299500
[5 empty] | 537500299500 | 104 | 537500 | 299500
[5 empty] | 538500299500 | 104 | 538500 | 299500
[5 empty] | 539500299500 | 104 | 539500 | 299500
[5 empty] | 540500299500 | 104 | 540500 | 299500
[5 empty] | 541500299500 | 104 | 541500 | 299500
[5 empty] | 542500299500 | 104 | 542500 | 299500
[5 empty] | 543500299500 | 104 | 543500 | 299500
[5 empty] | 544500299500 | 104 | 544500 | 299500
[5 empty] | 545500299500 | 104 | 545500 | 299500
[5 empty] | 546500299500 | 104 | 546500 | 299500
[5 empty] | 547500299500 | 104 | 547500 | 299500
[5 empty] | 548500299500 | 104 | 548500 | 299500
[5 empty] | 549500299500 | 104 | 549500 | 299500
[5 empty] | 525500298500 | 104 | 525500 | 298500
[5 empty] | 526500298500 | 104 | 526500 | 298500
[5 empty] | 527500298500 | 104 | 527500 | 298500
[5 empty] | 528500298500 | 104 | 528500 | 298500
[5 empty] | 529500298500 | 104 | 529500 | 298500
[5 empty] | 530500298500 | 104 | 530500 | 298500
[5 empty] | 531500298500 | 104 | 531500 | 298500
[5 empty] | 532500298500 | 104 | 532500 | 298500
[5 empty] | 533500298500 | 104 | 533500 | 298500
[5 empty] | 534500298500 | 104 | 534500 | 298500
[5 empty] | 535500298500 | 104 | 535500 | 298500
[5 empty] | 536500298500 | 104 | 536500 | 298500
[5 empty] | 537500298500 | 104 | 537500 | 298500
[5 empty] | 538500298500 | 104 | 538500 | 298500
[5 empty] | 539500298500 | 104 | 539500 | 298500
[5 empty] | 540500298500 | 104 | 540500 | 298500
[5 empty] | 541500298500 | 104 | 541500 | 298500
[5 empty] | 542500298500 | 104 | 542500 | 298500
[5 empty] | 543500298500 | 104 | 543500 | 298500
[5 empty] | 544500298500 | 104 | 544500 | 298500
[5 empty] | 545500298500 | 104 | 545500 | 298500
[5 empty] | 546500298500 | 104 | 546500 | 298500
[5 empty] | 547500298500 | 104 | 547500 | 298500
[5 empty] | 548500298500 | 104 | 548500 | 298500
[5 empty] | 549500298500 | 104 | 549500 | 298500
[5 empty] | 523500297500 | 104 | 523500 | 297500
[5 empty] | 524500297500 | 104 | 524500 | 297500
[5 empty] | 525500297500 | 104 | 525500 | 297500
[5 empty] | 526500297500 | 104 | 526500 | 297500
[5 empty] | 527500297500 | 104 | 527500 | 297500
[5 empty] | 528500297500 | 104 | 528500 | 297500
[5 empty] | 529500297500 | 104 | 529500 | 297500
[5 empty] | 530500297500 | 104 | 530500 | 297500
[5 empty] | 531500297500 | 104 | 531500 | 297500
[5 empty] | 532500297500 | 104 | 532500 | 297500
[5 empty] | 533500297500 | 104 | 533500 | 297500
[5 empty] | 534500297500 | 104 | 534500 | 297500
[5 empty] | 535500297500 | 104 | 535500 | 297500
[5 empty] | 536500297500 | 104 | 536500 | 297500
[5 empty] | 537500297500 | 104 | 537500 | 297500
[5 empty] | 538500297500 | 104 | 538500 | 297500
[5 empty] | 539500297500 | 104 | 539500 | 297500
[5 empty] | 540500297500 | 104 | 540500 | 297500
[5 empty] | 541500297500 | 104 | 541500 | 297500
[5 empty] | 542500297500 | 104 | 542500 | 297500
[5 empty] | 543500297500 | 104 | 543500 | 297500
[5 empty] | 544500297500 | 104 | 544500 | 297500
[5 empty] | 545500297500 | 104 | 545500 | 297500
[5 empty] | 546500297500 | 104 | 546500 | 297500
[5 empty] | 547500297500 | 104 | 547500 | 297500
[5 empty] | 548500297500 | 104 | 548500 | 297500
[5 empty] | 549500297500 | 104 | 549500 | 297500
[5 empty] | 523500296500 | 104 | 523500 | 296500
[5 empty] | 524500296500 | 104 | 524500 | 296500
[5 empty] | 525500296500 | 104 | 525500 | 296500
[5 empty] | 526500296500 | 104 | 526500 | 296500
[5 empty] | 527500296500 | 104 | 527500 | 296500
[5 empty] | 528500296500 | 104 | 528500 | 296500
[5 empty] | 529500296500 | 104 | 529500 | 296500
[5 empty] | 530500296500 | 104 | 530500 | 296500
[5 empty] | 531500296500 | 104 | 531500 | 296500
[5 empty] | 532500296500 | 104 | 532500 | 296500
[5 empty] | 533500296500 | 104 | 533500 | 296500
[5 empty] | 534500296500 | 104 | 534500 | 296500
[5 empty] | 535500296500 | 104 | 535500 | 296500
[5 empty] | 536500296500 | 104 | 536500 | 296500
[5 empty] | 537500296500 | 104 | 537500 | 296500
[5 empty] | 538500296500 | 104 | 538500 | 296500
[5 empty] | 539500296500 | 104 | 539500 | 296500
[5 empty] | 540500296500 | 104 | 540500 | 296500
[5 empty] | 541500296500 | 104 | 541500 | 296500
[5 empty] | 542500296500 | 104 | 542500 | 296500
[5 empty] | 543500296500 | 104 | 543500 | 296500
[5 empty] | 544500296500 | 104 | 544500 | 296500
[5 empty] | 545500296500 | 104 | 545500 | 296500
[5 empty] | 546500296500 | 104 | 546500 | 296500
[5 empty] | 547500296500 | 104 | 547500 | 296500
[5 empty] | 548500296500 | 104 | 548500 | 296500
[5 empty] | 549500296500 | 104 | 549500 | 296500
[5 empty] | 523500295500 | 104 | 523500 | 295500
[5 empty] | 524500295500 | 104 | 524500 | 295500
[5 empty] | 525500295500 | 104 | 525500 | 295500
[5 empty] | 526500295500 | 104 | 526500 | 295500
[5 empty] | 527500295500 | 104 | 527500 | 295500
[5 empty] | 528500295500 | 104 | 528500 | 295500
[5 empty] | 529500295500 | 104 | 529500 | 295500
[5 empty] | 530500295500 | 104 | 530500 | 295500
[5 empty] | 531500295500 | 104 | 531500 | 295500
[5 empty] | 532500295500 | 104 | 532500 | 295500
[5 empty] | 533500295500 | 104 | 533500 | 295500
[5 empty] | 534500295500 | 104 | 534500 | 295500
[5 empty] | 535500295500 | 104 | 535500 | 295500
[5 empty] | 536500295500 | 104 | 536500 | 295500
[5 empty] | 537500295500 | 104 | 537500 | 295500
[5 empty] | 538500295500 | 104 | 538500 | 295500
[5 empty] | 539500295500 | 104 | 539500 | 295500
[5 empty] | 540500295500 | 104 | 540500 | 295500
[5 empty] | 541500295500 | 104 | 541500 | 295500
[5 empty] | 542500295500 | 104 | 542500 | 295500
[5 empty] | 543500295500 | 104 | 543500 | 295500
[5 empty] | 544500295500 | 104 | 544500 | 295500
[5 empty] | 545500295500 | 104 | 545500 | 295500
[5 empty] | 546500295500 | 104 | 546500 | 295500
[5 empty] | 547500295500 | 104 | 547500 | 295500
[5 empty] | 548500295500 | 104 | 548500 | 295500
[5 empty] | 549500295500 | 104 | 549500 | 295500
[5 empty] | 523500294500 | 104 | 523500 | 294500
[5 empty] | 524500294500 | 104 | 524500 | 294500
[5 empty] | 525500294500 | 104 | 525500 | 294500
[5 empty] | 526500294500 | 104 | 526500 | 294500
[5 empty] | 527500294500 | 104 | 527500 | 294500
[5 empty] | 528500294500 | 104 | 528500 | 294500
[5 empty] | 529500294500 | 104 | 529500 | 294500
[5 empty] | 530500294500 | 104 | 530500 | 294500
[5 empty] | 531500294500 | 104 | 531500 | 294500
[5 empty] | 532500294500 | 104 | 532500 | 294500
[5 empty] | 533500294500 | 104 | 533500 | 294500
[5 empty] | 534500294500 | 104 | 534500 | 294500
[5 empty] | 535500294500 | 104 | 535500 | 294500
[5 empty] | 536500294500 | 104 | 536500 | 294500
[5 empty] | 537500294500 | 104 | 537500 | 294500
[5 empty] | 538500294500 | 104 | 538500 | 294500
[5 empty] | 539500294500 | 104 | 539500 | 294500
[5 empty] | 540500294500 | 104 | 540500 | 294500
[5 empty] | 541500294500 | 104 | 541500 | 294500
[5 empty] | 542500294500 | 104 | 542500 | 294500
[5 empty] | 543500294500 | 104 | 543500 | 294500
[5 empty] | 544500294500 | 104 | 544500 | 294500
[5 empty] | 545500294500 | 104 | 545500 | 294500
[5 empty] | 546500294500 | 104 | 546500 | 294500
[5 empty] | 547500294500 | 104 | 547500 | 294500
[5 empty] | 548500294500 | 104 | 548500 | 294500
[5 empty] | 549500294500 | 104 | 549500 | 294500
[5 empty] | 550500294500 | 104 | 550500 | 294500
[5 empty] | 525500293500 | 104 | 525500 | 293500
[5 empty] | 526500293500 | 104 | 526500 | 293500
[5 empty] | 527500293500 | 104 | 527500 | 293500
[5 empty] | 528500293500 | 104 | 528500 | 293500
[5 empty] | 529500293500 | 104 | 529500 | 293500
[5 empty] | 530500293500 | 104 | 530500 | 293500
[5 empty] | 531500293500 | 104 | 531500 | 293500
[5 empty] | 532500293500 | 104 | 532500 | 293500
[5 empty] | 533500293500 | 104 | 533500 | 293500
[5 empty] | 534500293500 | 104 | 534500 | 293500
[5 empty] | 535500293500 | 104 | 535500 | 293500
[5 empty] | 536500293500 | 104 | 536500 | 293500
[5 empty] | 537500293500 | 104 | 537500 | 293500
[5 empty] | 538500293500 | 104 | 538500 | 293500
[5 empty] | 539500293500 | 104 | 539500 | 293500
[5 empty] | 540500293500 | 104 | 540500 | 293500
[5 empty] | 541500293500 | 104 | 541500 | 293500
[5 empty] | 542500293500 | 104 | 542500 | 293500
[5 empty] | 543500293500 | 104 | 543500 | 293500
[5 empty] | 544500293500 | 104 | 544500 | 293500
[5 empty] | 545500293500 | 104 | 545500 | 293500
[5 empty] | 546500293500 | 104 | 546500 | 293500
[5 empty] | 547500293500 | 104 | 547500 | 293500
[5 empty] | 548500293500 | 104 | 548500 | 293500
[5 empty] | 549500293500 | 104 | 549500 | 293500
[5 empty] | 526500292500 | 104 | 526500 | 292500
[5 empty] | 527500292500 | 104 | 527500 | 292500
[5 empty] | 528500292500 | 104 | 528500 | 292500
[5 empty] | 529500292500 | 104 | 529500 | 292500
[5 empty] | 530500292500 | 104 | 530500 | 292500
[5 empty] | 531500292500 | 104 | 531500 | 292500
[5 empty] | 532500292500 | 104 | 532500 | 292500
[5 empty] | 533500292500 | 104 | 533500 | 292500
[5 empty] | 534500292500 | 104 | 534500 | 292500
[5 empty] | 535500292500 | 104 | 535500 | 292500
[5 empty] | 536500292500 | 104 | 536500 | 292500
[5 empty] | 537500292500 | 104 | 537500 | 292500
[5 empty] | 538500292500 | 104 | 538500 | 292500
[5 empty] | 539500292500 | 104 | 539500 | 292500
[5 empty] | 540500292500 | 104 | 540500 | 292500
[5 empty] | 541500292500 | 104 | 541500 | 292500
[5 empty] | 542500292500 | 104 | 542500 | 292500
[5 empty] | 543500292500 | 104 | 543500 | 292500
[5 empty] | 544500292500 | 104 | 544500 | 292500
[5 empty] | 545500292500 | 104 | 545500 | 292500
[5 empty] | 546500292500 | 104 | 546500 | 292500
[5 empty] | 547500292500 | 104 | 547500 | 292500
[5 empty] | 548500292500 | 104 | 548500 | 292500
[5 empty] | 549500292500 | 104 | 549500 | 292500
[5 empty] | 550500292500 | 104 | 550500 | 292500
[5 empty] | 551500292500 | 104 | 551500 | 292500
[5 empty] | 527500291500 | 104 | 527500 | 291500
[5 empty] | 528500291500 | 104 | 528500 | 291500
[5 empty] | 529500291500 | 104 | 529500 | 291500
[5 empty] | 530500291500 | 104 | 530500 | 291500
[5 empty] | 532500291500 | 104 | 532500 | 291500
[5 empty] | 533500291500 | 104 | 533500 | 291500
[5 empty] | 534500291500 | 104 | 534500 | 291500
[5 empty] | 535500291500 | 104 | 535500 | 291500
[5 empty] | 536500291500 | 104 | 536500 | 291500
[5 empty] | 537500291500 | 104 | 537500 | 291500
[5 empty] | 538500291500 | 104 | 538500 | 291500
[5 empty] | 539500291500 | 104 | 539500 | 291500
[5 empty] | 540500291500 | 104 | 540500 | 291500
[5 empty] | 541500291500 | 104 | 541500 | 291500
[5 empty] | 542500291500 | 104 | 542500 | 291500
[5 empty] | 543500291500 | 104 | 543500 | 291500
[5 empty] | 544500291500 | 104 | 544500 | 291500
[5 empty] | 545500291500 | 104 | 545500 | 291500
[5 empty] | 546500291500 | 104 | 546500 | 291500
[5 empty] | 547500291500 | 104 | 547500 | 291500
[5 empty] | 548500291500 | 104 | 548500 | 291500
[5 empty] | 549500291500 | 104 | 549500 | 291500
[5 empty] | 550500291500 | 104 | 550500 | 291500
[5 empty] | 527500290500 | 104 | 527500 | 290500
[5 empty] | 528500290500 | 104 | 528500 | 290500
[5 empty] | 533500290500 | 104 | 533500 | 290500
[5 empty] | 534500290500 | 104 | 534500 | 290500
[5 empty] | 535500290500 | 104 | 535500 | 290500
[5 empty] | 536500290500 | 104 | 536500 | 290500
[5 empty] | 537500290500 | 104 | 537500 | 290500
[5 empty] | 538500290500 | 104 | 538500 | 290500
[5 empty] | 539500290500 | 104 | 539500 | 290500
[5 empty] | 540500290500 | 104 | 540500 | 290500
[5 empty] | 541500290500 | 104 | 541500 | 290500
[5 empty] | 542500290500 | 104 | 542500 | 290500
[5 empty] | 543500290500 | 104 | 543500 | 290500
[5 empty] | 544500290500 | 104 | 544500 | 290500
[5 empty] | 545500290500 | 104 | 545500 | 290500
[5 empty] | 546500290500 | 104 | 546500 | 290500
[5 empty] | 547500290500 | 104 | 547500 | 290500
[5 empty] | 548500290500 | 104 | 548500 | 290500
[5 empty] | 549500290500 | 104 | 549500 | 290500
[5 empty] | 550500290500 | 104 | 550500 | 290500
[5 empty] | 533500289500 | 104 | 533500 | 289500
[5 empty] | 534500289500 | 104 | 534500 | 289500
[5 empty] | 535500289500 | 104 | 535500 | 289500
[5 empty] | 536500289500 | 104 | 536500 | 289500
[5 empty] | 537500289500 | 104 | 537500 | 289500
[5 empty] | 538500289500 | 104 | 538500 | 289500
[5 empty] | 539500289500 | 104 | 539500 | 289500
[5 empty] | 540500289500 | 104 | 540500 | 289500
[5 empty] | 541500289500 | 104 | 541500 | 289500
[5 empty] | 542500289500 | 104 | 542500 | 289500
[5 empty] | 543500289500 | 104 | 543500 | 289500
[5 empty] | 544500289500 | 104 | 544500 | 289500
[5 empty] | 545500289500 | 104 | 545500 | 289500
[5 empty] | 546500289500 | 104 | 546500 | 289500
[5 empty] | 547500289500 | 104 | 547500 | 289500
[5 empty] | 548500289500 | 104 | 548500 | 289500
[5 empty] | 549500289500 | 104 | 549500 | 289500
[5 empty] | 533500288500 | 104 | 533500 | 288500
[5 empty] | 534500288500 | 104 | 534500 | 288500
[5 empty] | 535500288500 | 104 | 535500 | 288500
[5 empty] | 536500288500 | 104 | 536500 | 288500
[5 empty] | 537500288500 | 104 | 537500 | 288500
[5 empty] | 538500288500 | 104 | 538500 | 288500
[5 empty] | 539500288500 | 104 | 539500 | 288500
[5 empty] | 540500288500 | 104 | 540500 | 288500
[5 empty] | 541500288500 | 104 | 541500 | 288500
[5 empty] | 542500288500 | 104 | 542500 | 288500
[5 empty] | 543500288500 | 104 | 543500 | 288500
[5 empty] | 544500288500 | 104 | 544500 | 288500
[5 empty] | 545500288500 | 104 | 545500 | 288500
[5 empty] | 546500288500 | 104 | 546500 | 288500
[5 empty] | 547500288500 | 104 | 547500 | 288500
[5 empty] | 548500288500 | 104 | 548500 | 288500
[5 empty] | 534500287500 | 104 | 534500 | 287500
[5 empty] | 535500287500 | 104 | 535500 | 287500
[5 empty] | 536500287500 | 104 | 536500 | 287500
[5 empty] | 537500287500 | 104 | 537500 | 287500
[5 empty] | 538500287500 | 104 | 538500 | 287500
[5 empty] | 539500287500 | 104 | 539500 | 287500
[5 empty] | 540500287500 | 104 | 540500 | 287500
[5 empty] | 541500287500 | 104 | 541500 | 287500
[5 empty] | 542500287500 | 104 | 542500 | 287500
[5 empty] | 543500287500 | 104 | 543500 | 287500
[5 empty] | 544500287500 | 104 | 544500 | 287500
[5 empty] | 545500287500 | 104 | 545500 | 287500
[5 empty] | 546500287500 | 104 | 546500 | 287500
[5 empty] | 547500287500 | 104 | 547500 | 287500
[5 empty] | 535500286500 | 104 | 535500 | 286500
[5 empty] | 536500286500 | 104 | 536500 | 286500
[5 empty] | 537500286500 | 104 | 537500 | 286500
[5 empty] | 538500286500 | 104 | 538500 | 286500
[5 empty] | 539500286500 | 104 | 539500 | 286500
[5 empty] | 540500286500 | 104 | 540500 | 286500
[5 empty] | 541500286500 | 104 | 541500 | 286500
[5 empty] | 542500286500 | 104 | 542500 | 286500
[5 empty] | 543500286500 | 104 | 543500 | 286500
[5 empty] | 544500286500 | 104 | 544500 | 286500
[5 empty] | 545500286500 | 104 | 545500 | 286500
[5 empty] | 546500286500 | 104 | 546500 | 286500
[5 empty] | 547500286500 | 104 | 547500 | 286500
[5 empty] | 537500285500 | 104 | 537500 | 285500
[5 empty] | 538500285500 | 104 | 538500 | 285500
[5 empty] | 539500285500 | 104 | 539500 | 285500
[5 empty] | 540500285500 | 104 | 540500 | 285500
[5 empty] | 541500285500 | 104 | 541500 | 285500
[5 empty] | 542500285500 | 104 | 542500 | 285500
[5 empty] | 543500285500 | 104 | 543500 | 285500
[5 empty] | 544500285500 | 104 | 544500 | 285500
[5 empty] | 545500285500 | 104 | 545500 | 285500
[5 empty] | 546500285500 | 104 | 546500 | 285500
[5 empty] | 538500284500 | 104 | 538500 | 284500
[5 empty] | 539500284500 | 104 | 539500 | 284500
[5 empty] | 540500284500 | 104 | 540500 | 284500
[5 empty] | 541500284500 | 104 | 541500 | 284500
[5 empty] | 542500284500 | 104 | 542500 | 284500
[5 empty] | 543500284500 | 104 | 543500 | 284500
[5 empty] | 544500284500 | 104 | 544500 | 284500
[5 empty] | 545500284500 | 104 | 545500 | 284500
[5 empty] | 538500283500 | 104 | 538500 | 283500
[5 empty] | 539500283500 | 104 | 539500 | 283500
[5 empty] | 540500283500 | 104 | 540500 | 283500
[5 empty] | 541500283500 | 104 | 541500 | 283500
[5 empty] | 542500283500 | 104 | 542500 | 283500
[5 empty] | 543500283500 | 104 | 543500 | 283500
[5 empty] | 544500283500 | 104 | 544500 | 283500
[5 empty] | 538500282500 | 104 | 538500 | 282500
[5 empty] | 539500282500 | 104 | 539500 | 282500
[5 empty] | 540500282500 | 104 | 540500 | 282500
[5 empty] | 538500281500 | 104 | 538500 | 281500
[5 empty] | 538500280500 | 104 | 538500 | 280500
[5 empty] | 539500280500 | 104 | 539500 | 280500
[5 empty] | 538500279500 | 104 | 538500 | 279500
[5 empty] | 539500279500 | 104 | 539500 | 279500
[5 empty] | 538500278500 | 104 | 538500 | 278500
[5 empty] | 580500287500 | 105 | 580500 | 287500
[5 empty] | 581500287500 | 105 | 581500 | 287500
[5 empty] | 570500286500 | 105 | 570500 | 286500
[5 empty] | 571500286500 | 105 | 571500 | 286500
[5 empty] | 572500286500 | 105 | 572500 | 286500
[5 empty] | 573500286500 | 105 | 573500 | 286500
[5 empty] | 574500286500 | 105 | 574500 | 286500
[5 empty] | 575500286500 | 105 | 575500 | 286500
[5 empty] | 576500286500 | 105 | 576500 | 286500
[5 empty] | 577500286500 | 105 | 577500 | 286500
[5 empty] | 578500286500 | 105 | 578500 | 286500
[5 empty] | 579500286500 | 105 | 579500 | 286500
[5 empty] | 580500286500 | 105 | 580500 | 286500
[5 empty] | 581500286500 | 105 | 581500 | 286500
[5 empty] | 582500286500 | 105 | 582500 | 286500
[5 empty] | 583500286500 | 105 | 583500 | 286500
[5 empty] | 584500286500 | 105 | 584500 | 286500
[5 empty] | 566500285500 | 105 | 566500 | 285500
[5 empty] | 567500285500 | 105 | 567500 | 285500
[5 empty] | 568500285500 | 105 | 568500 | 285500
[5 empty] | 569500285500 | 105 | 569500 | 285500
[5 empty] | 570500285500 | 105 | 570500 | 285500
[5 empty] | 571500285500 | 105 | 571500 | 285500
[5 empty] | 572500285500 | 105 | 572500 | 285500
[5 empty] | 573500285500 | 105 | 573500 | 285500
[5 empty] | 574500285500 | 105 | 574500 | 285500
[5 empty] | 575500285500 | 105 | 575500 | 285500
[5 empty] | 576500285500 | 105 | 576500 | 285500
[5 empty] | 577500285500 | 105 | 577500 | 285500
[5 empty] | 578500285500 | 105 | 578500 | 285500
[5 empty] | 579500285500 | 105 | 579500 | 285500
[5 empty] | 580500285500 | 105 | 580500 | 285500
[5 empty] | 581500285500 | 105 | 581500 | 285500
[5 empty] | 582500285500 | 105 | 582500 | 285500
[5 empty] | 583500285500 | 105 | 583500 | 285500
[5 empty] | 565500284500 | 105 | 565500 | 284500
[5 empty] | 566500284500 | 105 | 566500 | 284500
[5 empty] | 567500284500 | 105 | 567500 | 284500
[5 empty] | 568500284500 | 105 | 568500 | 284500
[5 empty] | 569500284500 | 105 | 569500 | 284500
[5 empty] | 570500284500 | 105 | 570500 | 284500
[5 empty] | 571500284500 | 105 | 571500 | 284500
[5 empty] | 572500284500 | 105 | 572500 | 284500
[5 empty] | 573500284500 | 105 | 573500 | 284500
[5 empty] | 574500284500 | 105 | 574500 | 284500
[5 empty] | 575500284500 | 105 | 575500 | 284500
[5 empty] | 576500284500 | 105 | 576500 | 284500
[5 empty] | 577500284500 | 105 | 577500 | 284500
[5 empty] | 578500284500 | 105 | 578500 | 284500
[5 empty] | 579500284500 | 105 | 579500 | 284500
[5 empty] | 580500284500 | 105 | 580500 | 284500
[5 empty] | 581500284500 | 105 | 581500 | 284500
[5 empty] | 582500284500 | 105 | 582500 | 284500
[5 empty] | 564500283500 | 105 | 564500 | 283500
[5 empty] | 565500283500 | 105 | 565500 | 283500
[5 empty] | 566500283500 | 105 | 566500 | 283500
[5 empty] | 567500283500 | 105 | 567500 | 283500
[5 empty] | 568500283500 | 105 | 568500 | 283500
[5 empty] | 569500283500 | 105 | 569500 | 283500
[5 empty] | 570500283500 | 105 | 570500 | 283500
[5 empty] | 571500283500 | 105 | 571500 | 283500
[5 empty] | 572500283500 | 105 | 572500 | 283500
[5 empty] | 573500283500 | 105 | 573500 | 283500
[5 empty] | 574500283500 | 105 | 574500 | 283500
[5 empty] | 575500283500 | 105 | 575500 | 283500
[5 empty] | 576500283500 | 105 | 576500 | 283500
[5 empty] | 577500283500 | 105 | 577500 | 283500
[5 empty] | 578500283500 | 105 | 578500 | 283500
[5 empty] | 579500283500 | 105 | 579500 | 283500
[5 empty] | 580500283500 | 105 | 580500 | 283500
[5 empty] | 581500283500 | 105 | 581500 | 283500
[5 empty] | 563500282500 | 105 | 563500 | 282500
[5 empty] | 564500282500 | 105 | 564500 | 282500
[5 empty] | 565500282500 | 105 | 565500 | 282500
[5 empty] | 566500282500 | 105 | 566500 | 282500
[5 empty] | 567500282500 | 105 | 567500 | 282500
[5 empty] | 568500282500 | 105 | 568500 | 282500
[5 empty] | 569500282500 | 105 | 569500 | 282500
[5 empty] | 570500282500 | 105 | 570500 | 282500
[5 empty] | 571500282500 | 105 | 571500 | 282500
[5 empty] | 572500282500 | 105 | 572500 | 282500
[5 empty] | 573500282500 | 105 | 573500 | 282500
[5 empty] | 574500282500 | 105 | 574500 | 282500
[5 empty] | 575500282500 | 105 | 575500 | 282500
[5 empty] | 576500282500 | 105 | 576500 | 282500
[5 empty] | 577500282500 | 105 | 577500 | 282500
[5 empty] | 578500282500 | 105 | 578500 | 282500
[5 empty] | 579500282500 | 105 | 579500 | 282500
[5 empty] | 580500282500 | 105 | 580500 | 282500
[5 empty] | 581500282500 | 105 | 581500 | 282500
[5 empty] | 562500281500 | 105 | 562500 | 281500
[5 empty] | 563500281500 | 105 | 563500 | 281500
[5 empty] | 564500281500 | 105 | 564500 | 281500
[5 empty] | 565500281500 | 105 | 565500 | 281500
[5 empty] | 566500281500 | 105 | 566500 | 281500
[5 empty] | 567500281500 | 105 | 567500 | 281500
[5 empty] | 568500281500 | 105 | 568500 | 281500
[5 empty] | 569500281500 | 105 | 569500 | 281500
[5 empty] | 570500281500 | 105 | 570500 | 281500
[5 empty] | 571500281500 | 105 | 571500 | 281500
[5 empty] | 572500281500 | 105 | 572500 | 281500
[5 empty] | 573500281500 | 105 | 573500 | 281500
[5 empty] | 574500281500 | 105 | 574500 | 281500
[5 empty] | 575500281500 | 105 | 575500 | 281500
[5 empty] | 576500281500 | 105 | 576500 | 281500
[5 empty] | 577500281500 | 105 | 577500 | 281500
[5 empty] | 578500281500 | 105 | 578500 | 281500
[5 empty] | 579500281500 | 105 | 579500 | 281500
[5 empty] | 580500281500 | 105 | 580500 | 281500
[5 empty] | 581500281500 | 105 | 581500 | 281500
[5 empty] | 562500280500 | 105 | 562500 | 280500
[5 empty] | 563500280500 | 105 | 563500 | 280500
[5 empty] | 564500280500 | 105 | 564500 | 280500
[5 empty] | 565500280500 | 105 | 565500 | 280500
[5 empty] | 566500280500 | 105 | 566500 | 280500
[5 empty] | 567500280500 | 105 | 567500 | 280500
[5 empty] | 568500280500 | 105 | 568500 | 280500
[5 empty] | 569500280500 | 105 | 569500 | 280500
[5 empty] | 570500280500 | 105 | 570500 | 280500
[5 empty] | 571500280500 | 105 | 571500 | 280500
[5 empty] | 572500280500 | 105 | 572500 | 280500
[5 empty] | 573500280500 | 105 | 573500 | 280500
[5 empty] | 574500280500 | 105 | 574500 | 280500
[5 empty] | 575500280500 | 105 | 575500 | 280500
[5 empty] | 576500280500 | 105 | 576500 | 280500
[5 empty] | 577500280500 | 105 | 577500 | 280500
[5 empty] | 578500280500 | 105 | 578500 | 280500
[5 empty] | 579500280500 | 105 | 579500 | 280500
[5 empty] | 580500280500 | 105 | 580500 | 280500
[5 empty] | 581500280500 | 105 | 581500 | 280500
[5 empty] | 582500280500 | 105 | 582500 | 280500
[5 empty] | 583500280500 | 105 | 583500 | 280500
[5 empty] | 563500279500 | 105 | 563500 | 279500
[5 empty] | 564500279500 | 105 | 564500 | 279500
[5 empty] | 565500279500 | 105 | 565500 | 279500
[5 empty] | 566500279500 | 105 | 566500 | 279500
[5 empty] | 567500279500 | 105 | 567500 | 279500
[5 empty] | 568500279500 | 105 | 568500 | 279500
[5 empty] | 569500279500 | 105 | 569500 | 279500
[5 empty] | 570500279500 | 105 | 570500 | 279500
[5 empty] | 571500279500 | 105 | 571500 | 279500
[5 empty] | 572500279500 | 105 | 572500 | 279500
[5 empty] | 573500279500 | 105 | 573500 | 279500
[5 empty] | 574500279500 | 105 | 574500 | 279500
[5 empty] | 575500279500 | 105 | 575500 | 279500
[5 empty] | 576500279500 | 105 | 576500 | 279500
[5 empty] | 577500279500 | 105 | 577500 | 279500
[5 empty] | 578500279500 | 105 | 578500 | 279500
[5 empty] | 579500279500 | 105 | 579500 | 279500
[5 empty] | 580500279500 | 105 | 580500 | 279500
[5 empty] | 581500279500 | 105 | 581500 | 279500
[5 empty] | 582500279500 | 105 | 582500 | 279500
[5 empty] | 583500279500 | 105 | 583500 | 279500
[5 empty] | 563500278500 | 105 | 563500 | 278500
[5 empty] | 564500278500 | 105 | 564500 | 278500
[5 empty] | 565500278500 | 105 | 565500 | 278500
[5 empty] | 566500278500 | 105 | 566500 | 278500
[5 empty] | 567500278500 | 105 | 567500 | 278500
[5 empty] | 568500278500 | 105 | 568500 | 278500
[5 empty] | 569500278500 | 105 | 569500 | 278500
[5 empty] | 570500278500 | 105 | 570500 | 278500
[5 empty] | 571500278500 | 105 | 571500 | 278500
[5 empty] | 572500278500 | 105 | 572500 | 278500
[5 empty] | 573500278500 | 105 | 573500 | 278500
[5 empty] | 574500278500 | 105 | 574500 | 278500
[5 empty] | 575500278500 | 105 | 575500 | 278500
[5 empty] | 576500278500 | 105 | 576500 | 278500
[5 empty] | 577500278500 | 105 | 577500 | 278500
[5 empty] | 578500278500 | 105 | 578500 | 278500
[5 empty] | 579500278500 | 105 | 579500 | 278500
[5 empty] | 580500278500 | 105 | 580500 | 278500
[5 empty] | 581500278500 | 105 | 581500 | 278500
[5 empty] | 582500278500 | 105 | 582500 | 278500
[5 empty] | 583500278500 | 105 | 583500 | 278500
[5 empty] | 564500277500 | 105 | 564500 | 277500
[5 empty] | 565500277500 | 105 | 565500 | 277500
[5 empty] | 566500277500 | 105 | 566500 | 277500
[5 empty] | 567500277500 | 105 | 567500 | 277500
[5 empty] | 568500277500 | 105 | 568500 | 277500
[5 empty] | 569500277500 | 105 | 569500 | 277500
[5 empty] | 570500277500 | 105 | 570500 | 277500
[5 empty] | 571500277500 | 105 | 571500 | 277500
[5 empty] | 572500277500 | 105 | 572500 | 277500
[5 empty] | 573500277500 | 105 | 573500 | 277500
[5 empty] | 574500277500 | 105 | 574500 | 277500
[5 empty] | 575500277500 | 105 | 575500 | 277500
[5 empty] | 576500277500 | 105 | 576500 | 277500
[5 empty] | 577500277500 | 105 | 577500 | 277500
[5 empty] | 578500277500 | 105 | 578500 | 277500
[5 empty] | 579500277500 | 105 | 579500 | 277500
[5 empty] | 580500277500 | 105 | 580500 | 277500
[5 empty] | 581500277500 | 105 | 581500 | 277500
[5 empty] | 582500277500 | 105 | 582500 | 277500
[5 empty] | 564500276500 | 105 | 564500 | 276500
[5 empty] | 565500276500 | 105 | 565500 | 276500
[5 empty] | 566500276500 | 105 | 566500 | 276500
[5 empty] | 567500276500 | 105 | 567500 | 276500
[5 empty] | 568500276500 | 105 | 568500 | 276500
[5 empty] | 569500276500 | 105 | 569500 | 276500
[5 empty] | 570500276500 | 105 | 570500 | 276500
[5 empty] | 571500276500 | 105 | 571500 | 276500
[5 empty] | 572500276500 | 105 | 572500 | 276500
[5 empty] | 573500276500 | 105 | 573500 | 276500
[5 empty] | 574500276500 | 105 | 574500 | 276500
[5 empty] | 575500276500 | 105 | 575500 | 276500
[5 empty] | 576500276500 | 105 | 576500 | 276500
[5 empty] | 577500276500 | 105 | 577500 | 276500
[5 empty] | 578500276500 | 105 | 578500 | 276500
[5 empty] | 579500276500 | 105 | 579500 | 276500
[5 empty] | 580500276500 | 105 | 580500 | 276500
[5 empty] | 581500276500 | 105 | 581500 | 276500
[5 empty] | 565500275500 | 105 | 565500 | 275500
[5 empty] | 566500275500 | 105 | 566500 | 275500
[5 empty] | 567500275500 | 105 | 567500 | 275500
[5 empty] | 568500275500 | 105 | 568500 | 275500
[5 empty] | 569500275500 | 105 | 569500 | 275500
[5 empty] | 570500275500 | 105 | 570500 | 275500
[5 empty] | 571500275500 | 105 | 571500 | 275500
[5 empty] | 572500275500 | 105 | 572500 | 275500
[5 empty] | 573500275500 | 105 | 573500 | 275500
[5 empty] | 574500275500 | 105 | 574500 | 275500
[5 empty] | 575500275500 | 105 | 575500 | 275500
[5 empty] | 576500275500 | 105 | 576500 | 275500
[5 empty] | 577500275500 | 105 | 577500 | 275500
[5 empty] | 578500275500 | 105 | 578500 | 275500
[5 empty] | 579500275500 | 105 | 579500 | 275500
[5 empty] | 580500275500 | 105 | 580500 | 275500
[5 empty] | 566500274500 | 105 | 566500 | 274500
[5 empty] | 567500274500 | 105 | 567500 | 274500
[5 empty] | 568500274500 | 105 | 568500 | 274500
[5 empty] | 569500274500 | 105 | 569500 | 274500
[5 empty] | 570500274500 | 105 | 570500 | 274500
[5 empty] | 571500274500 | 105 | 571500 | 274500
[5 empty] | 572500274500 | 105 | 572500 | 274500
[5 empty] | 573500274500 | 105 | 573500 | 274500
[5 empty] | 574500274500 | 105 | 574500 | 274500
[5 empty] | 575500274500 | 105 | 575500 | 274500
[5 empty] | 576500274500 | 105 | 576500 | 274500
[5 empty] | 577500274500 | 105 | 577500 | 274500
[5 empty] | 578500274500 | 105 | 578500 | 274500
[5 empty] | 579500274500 | 105 | 579500 | 274500
[5 empty] | 580500274500 | 105 | 580500 | 274500
[5 empty] | 566500273500 | 105 | 566500 | 273500
[5 empty] | 567500273500 | 105 | 567500 | 273500
[5 empty] | 568500273500 | 105 | 568500 | 273500
[5 empty] | 569500273500 | 105 | 569500 | 273500
[5 empty] | 570500273500 | 105 | 570500 | 273500
[5 empty] | 571500273500 | 105 | 571500 | 273500
[5 empty] | 572500273500 | 105 | 572500 | 273500
[5 empty] | 573500273500 | 105 | 573500 | 273500
[5 empty] | 574500273500 | 105 | 574500 | 273500
[5 empty] | 575500273500 | 105 | 575500 | 273500
[5 empty] | 576500273500 | 105 | 576500 | 273500
[5 empty] | 577500273500 | 105 | 577500 | 273500
[5 empty] | 578500273500 | 105 | 578500 | 273500
[5 empty] | 579500273500 | 105 | 579500 | 273500
[5 empty] | 566500272500 | 105 | 566500 | 272500
[5 empty] | 567500272500 | 105 | 567500 | 272500
[5 empty] | 568500272500 | 105 | 568500 | 272500
[5 empty] | 569500272500 | 105 | 569500 | 272500
[5 empty] | 570500272500 | 105 | 570500 | 272500
[5 empty] | 571500272500 | 105 | 571500 | 272500
[5 empty] | 572500272500 | 105 | 572500 | 272500
[5 empty] | 573500272500 | 105 | 573500 | 272500
[5 empty] | 574500272500 | 105 | 574500 | 272500
[5 empty] | 575500272500 | 105 | 575500 | 272500
[5 empty] | 576500272500 | 105 | 576500 | 272500
[5 empty] | 577500272500 | 105 | 577500 | 272500
[5 empty] | 578500272500 | 105 | 578500 | 272500
[5 empty] | 579500272500 | 105 | 579500 | 272500
[5 empty] | 567500271500 | 105 | 567500 | 271500
[5 empty] | 568500271500 | 105 | 568500 | 271500
[5 empty] | 569500271500 | 105 | 569500 | 271500
[5 empty] | 570500271500 | 105 | 570500 | 271500
[5 empty] | 571500271500 | 105 | 571500 | 271500
[5 empty] | 572500271500 | 105 | 572500 | 271500
[5 empty] | 573500271500 | 105 | 573500 | 271500
[5 empty] | 574500271500 | 105 | 574500 | 271500
[5 empty] | 575500271500 | 105 | 575500 | 271500
[5 empty] | 576500271500 | 105 | 576500 | 271500
[5 empty] | 578500271500 | 105 | 578500 | 271500
[5 empty] | 568500270500 | 105 | 568500 | 270500
[5 empty] | 569500270500 | 105 | 569500 | 270500
[5 empty] | 570500270500 | 105 | 570500 | 270500
[5 empty] | 571500270500 | 105 | 571500 | 270500
[5 empty] | 572500270500 | 105 | 572500 | 270500
[5 empty] | 573500270500 | 105 | 573500 | 270500
[5 empty] | 574500270500 | 105 | 574500 | 270500
[5 empty] | 575500270500 | 105 | 575500 | 270500
[5 empty] | 576500270500 | 105 | 576500 | 270500
[5 empty] | 570500269500 | 105 | 570500 | 269500
[5 empty] | 571500269500 | 105 | 571500 | 269500
[5 empty] | 572500269500 | 105 | 572500 | 269500
[5 empty] | 573500269500 | 105 | 573500 | 269500
[5 empty] | 574500269500 | 105 | 574500 | 269500
[5 empty] | 575500269500 | 105 | 575500 | 269500
[5 empty] | 576500269500 | 105 | 576500 | 269500
[5 empty] | 561500268500 | 105 | 561500 | 268500
[5 empty] | 562500268500 | 105 | 562500 | 268500
[5 empty] | 571500268500 | 105 | 571500 | 268500
[5 empty] | 572500268500 | 105 | 572500 | 268500
[5 empty] | 573500268500 | 105 | 573500 | 268500
[5 empty] | 574500268500 | 105 | 574500 | 268500
[5 empty] | 575500268500 | 105 | 575500 | 268500
[5 empty] | 576500268500 | 105 | 576500 | 268500
[5 empty] | 561500267500 | 105 | 561500 | 267500
[5 empty] | 562500267500 | 105 | 562500 | 267500
[5 empty] | 570500267500 | 105 | 570500 | 267500
[5 empty] | 571500267500 | 105 | 571500 | 267500
[5 empty] | 572500267500 | 105 | 572500 | 267500
[5 empty] | 573500267500 | 105 | 573500 | 267500
[5 empty] | 574500267500 | 105 | 574500 | 267500
[5 empty] | 575500267500 | 105 | 575500 | 267500
[5 empty] | 576500267500 | 105 | 576500 | 267500
[5 empty] | 560500266500 | 105 | 560500 | 266500
[5 empty] | 561500266500 | 105 | 561500 | 266500
[5 empty] | 562500266500 | 105 | 562500 | 266500
[5 empty] | 563500266500 | 105 | 563500 | 266500
[5 empty] | 570500266500 | 105 | 570500 | 266500
[5 empty] | 571500266500 | 105 | 571500 | 266500
[5 empty] | 572500266500 | 105 | 572500 | 266500
[5 empty] | 573500266500 | 105 | 573500 | 266500
[5 empty] | 574500266500 | 105 | 574500 | 266500
[5 empty] | 575500266500 | 105 | 575500 | 266500
[5 empty] | 576500266500 | 105 | 576500 | 266500
[5 empty] | 560500265500 | 105 | 560500 | 265500
[5 empty] | 561500265500 | 105 | 561500 | 265500
[5 empty] | 562500265500 | 105 | 562500 | 265500
[5 empty] | 563500265500 | 105 | 563500 | 265500
[5 empty] | 564500265500 | 105 | 564500 | 265500
[5 empty] | 567500265500 | 105 | 567500 | 265500
[5 empty] | 568500265500 | 105 | 568500 | 265500
[5 empty] | 569500265500 | 105 | 569500 | 265500
[5 empty] | 570500265500 | 105 | 570500 | 265500
[5 empty] | 571500265500 | 105 | 571500 | 265500
[5 empty] | 572500265500 | 105 | 572500 | 265500
[5 empty] | 573500265500 | 105 | 573500 | 265500
[5 empty] | 574500265500 | 105 | 574500 | 265500
[5 empty] | 561500264500 | 105 | 561500 | 264500
[5 empty] | 562500264500 | 105 | 562500 | 264500
[5 empty] | 563500264500 | 105 | 563500 | 264500
[5 empty] | 564500264500 | 105 | 564500 | 264500
[5 empty] | 565500264500 | 105 | 565500 | 264500
[5 empty] | 566500264500 | 105 | 566500 | 264500
[5 empty] | 567500264500 | 105 | 567500 | 264500
[5 empty] | 568500264500 | 105 | 568500 | 264500
[5 empty] | 569500264500 | 105 | 569500 | 264500
[5 empty] | 570500264500 | 105 | 570500 | 264500
[5 empty] | 571500264500 | 105 | 571500 | 264500
[5 empty] | 572500264500 | 105 | 572500 | 264500
[5 empty] | 573500264500 | 105 | 573500 | 264500
[5 empty] | 574500264500 | 105 | 574500 | 264500
[5 empty] | 561500263500 | 105 | 561500 | 263500
[5 empty] | 562500263500 | 105 | 562500 | 263500
[5 empty] | 563500263500 | 105 | 563500 | 263500
[5 empty] | 564500263500 | 105 | 564500 | 263500
[5 empty] | 568500263500 | 105 | 568500 | 263500
[5 empty] | 569500263500 | 105 | 569500 | 263500
[5 empty] | 570500263500 | 105 | 570500 | 263500
[5 empty] | 571500263500 | 105 | 571500 | 263500
[5 empty] | 572500263500 | 105 | 572500 | 263500
[5 empty] | 573500263500 | 105 | 573500 | 263500
[5 empty] | 574500263500 | 105 | 574500 | 263500
[5 empty] | 561500262500 | 105 | 561500 | 262500
[5 empty] | 562500262500 | 105 | 562500 | 262500
[5 empty] | 563500262500 | 105 | 563500 | 262500
[5 empty] | 571500262500 | 105 | 571500 | 262500
[5 empty] | 572500262500 | 105 | 572500 | 262500
[5 empty] | 573500262500 | 105 | 573500 | 262500
[5 empty] | 574500262500 | 105 | 574500 | 262500
[5 empty] | 572500261500 | 105 | 572500 | 261500
[5 empty] | 573500261500 | 105 | 573500 | 261500
[5 empty] | 574500261500 | 105 | 574500 | 261500
[5 empty] | 572500260500 | 105 | 572500 | 260500
[5 empty] | 574500260500 | 105 | 574500 | 260500
[5 empty] | 367500235500 | 106 | 367500 | 235500
[5 empty] | 368500235500 | 106 | 368500 | 235500
[5 empty] | 375500235500 | 106 | 375500 | 235500
[5 empty] | 366500234500 | 106 | 366500 | 234500
[5 empty] | 367500234500 | 106 | 367500 | 234500
[5 empty] | 368500234500 | 106 | 368500 | 234500
[5 empty] | 369500234500 | 106 | 369500 | 234500
[5 empty] | 373500234500 | 106 | 373500 | 234500
[5 empty] | 374500234500 | 106 | 374500 | 234500
[5 empty] | 375500234500 | 106 | 375500 | 234500
[5 empty] | 376500234500 | 106 | 376500 | 234500
[5 empty] | 367500233500 | 106 | 367500 | 233500
[5 empty] | 368500233500 | 106 | 368500 | 233500
[5 empty] | 369500233500 | 106 | 369500 | 233500
[5 empty] | 373500233500 | 106 | 373500 | 233500
[5 empty] | 374500233500 | 106 | 374500 | 233500
[5 empty] | 375500233500 | 106 | 375500 | 233500
[5 empty] | 376500233500 | 106 | 376500 | 233500
[5 empty] | 377500233500 | 106 | 377500 | 233500
[5 empty] | 367500232500 | 106 | 367500 | 232500
[5 empty] | 368500232500 | 106 | 368500 | 232500
[5 empty] | 369500232500 | 106 | 369500 | 232500
[5 empty] | 370500232500 | 106 | 370500 | 232500
[5 empty] | 371500232500 | 106 | 371500 | 232500
[5 empty] | 372500232500 | 106 | 372500 | 232500
[5 empty] | 373500232500 | 106 | 373500 | 232500
[5 empty] | 374500232500 | 106 | 374500 | 232500
[5 empty] | 375500232500 | 106 | 375500 | 232500
[5 empty] | 376500232500 | 106 | 376500 | 232500
[5 empty] | 377500232500 | 106 | 377500 | 232500
[5 empty] | 366500231500 | 106 | 366500 | 231500
[5 empty] | 367500231500 | 106 | 367500 | 231500
[5 empty] | 368500231500 | 106 | 368500 | 231500
[5 empty] | 369500231500 | 106 | 369500 | 231500
[5 empty] | 370500231500 | 106 | 370500 | 231500
[5 empty] | 371500231500 | 106 | 371500 | 231500
[5 empty] | 372500231500 | 106 | 372500 | 231500
[5 empty] | 373500231500 | 106 | 373500 | 231500
[5 empty] | 374500231500 | 106 | 374500 | 231500
[5 empty] | 375500231500 | 106 | 375500 | 231500
[5 empty] | 376500231500 | 106 | 376500 | 231500
[5 empty] | 377500231500 | 106 | 377500 | 231500
[5 empty] | 366500230500 | 106 | 366500 | 230500
[5 empty] | 367500230500 | 106 | 367500 | 230500
[5 empty] | 368500230500 | 106 | 368500 | 230500
[5 empty] | 369500230500 | 106 | 369500 | 230500
[5 empty] | 370500230500 | 106 | 370500 | 230500
[5 empty] | 371500230500 | 106 | 371500 | 230500
[5 empty] | 372500230500 | 106 | 372500 | 230500
[5 empty] | 373500230500 | 106 | 373500 | 230500
[5 empty] | 374500230500 | 106 | 374500 | 230500
[5 empty] | 375500230500 | 106 | 375500 | 230500
[5 empty] | 376500230500 | 106 | 376500 | 230500
[5 empty] | 377500230500 | 106 | 377500 | 230500
[5 empty] | 378500230500 | 106 | 378500 | 230500
[5 empty] | 366500229500 | 106 | 366500 | 229500
[5 empty] | 367500229500 | 106 | 367500 | 229500
[5 empty] | 368500229500 | 106 | 368500 | 229500
[5 empty] | 369500229500 | 106 | 369500 | 229500
[5 empty] | 370500229500 | 106 | 370500 | 229500
[5 empty] | 371500229500 | 106 | 371500 | 229500
[5 empty] | 372500229500 | 106 | 372500 | 229500
[5 empty] | 373500229500 | 106 | 373500 | 229500
[5 empty] | 374500229500 | 106 | 374500 | 229500
[5 empty] | 375500229500 | 106 | 375500 | 229500
[5 empty] | 376500229500 | 106 | 376500 | 229500
[5 empty] | 377500229500 | 106 | 377500 | 229500
[5 empty] | 378500229500 | 106 | 378500 | 229500
[5 empty] | 379500229500 | 106 | 379500 | 229500
[5 empty] | 380500229500 | 106 | 380500 | 229500
[5 empty] | 381500229500 | 106 | 381500 | 229500
[5 empty] | 368500228500 | 106 | 368500 | 228500
[5 empty] | 369500228500 | 106 | 369500 | 228500
[5 empty] | 370500228500 | 106 | 370500 | 228500
[5 empty] | 371500228500 | 106 | 371500 | 228500
[5 empty] | 372500228500 | 106 | 372500 | 228500
[5 empty] | 373500228500 | 106 | 373500 | 228500
[5 empty] | 374500228500 | 106 | 374500 | 228500
[5 empty] | 375500228500 | 106 | 375500 | 228500
[5 empty] | 376500228500 | 106 | 376500 | 228500
[5 empty] | 377500228500 | 106 | 377500 | 228500
[5 empty] | 378500228500 | 106 | 378500 | 228500
[5 empty] | 379500228500 | 106 | 379500 | 228500
[5 empty] | 380500228500 | 106 | 380500 | 228500
[5 empty] | 368500227500 | 106 | 368500 | 227500
[5 empty] | 369500227500 | 106 | 369500 | 227500
[5 empty] | 370500227500 | 106 | 370500 | 227500
[5 empty] | 371500227500 | 106 | 371500 | 227500
[5 empty] | 372500227500 | 106 | 372500 | 227500
[5 empty] | 373500227500 | 106 | 373500 | 227500
[5 empty] | 374500227500 | 106 | 374500 | 227500
[5 empty] | 375500227500 | 106 | 375500 | 227500
[5 empty] | 376500227500 | 106 | 376500 | 227500
[5 empty] | 377500227500 | 106 | 377500 | 227500
[5 empty] | 378500227500 | 106 | 378500 | 227500
[5 empty] | 379500227500 | 106 | 379500 | 227500
[5 empty] | 368500226500 | 106 | 368500 | 226500
[5 empty] | 369500226500 | 106 | 369500 | 226500
[5 empty] | 370500226500 | 106 | 370500 | 226500
[5 empty] | 371500226500 | 106 | 371500 | 226500
[5 empty] | 372500226500 | 106 | 372500 | 226500
[5 empty] | 373500226500 | 106 | 373500 | 226500
[5 empty] | 374500226500 | 106 | 374500 | 226500
[5 empty] | 375500226500 | 106 | 375500 | 226500
[5 empty] | 376500226500 | 106 | 376500 | 226500
[5 empty] | 377500226500 | 106 | 377500 | 226500
[5 empty] | 378500226500 | 106 | 378500 | 226500
[5 empty] | 379500226500 | 106 | 379500 | 226500
[5 empty] | 368500225500 | 106 | 368500 | 225500
[5 empty] | 369500225500 | 106 | 369500 | 225500
[5 empty] | 370500225500 | 106 | 370500 | 225500
[5 empty] | 371500225500 | 106 | 371500 | 225500
[5 empty] | 372500225500 | 106 | 372500 | 225500
[5 empty] | 373500225500 | 106 | 373500 | 225500
[5 empty] | 374500225500 | 106 | 374500 | 225500
[5 empty] | 375500225500 | 106 | 375500 | 225500
[5 empty] | 376500225500 | 106 | 376500 | 225500
[5 empty] | 377500225500 | 106 | 377500 | 225500
[5 empty] | 378500225500 | 106 | 378500 | 225500
[5 empty] | 379500225500 | 106 | 379500 | 225500
[5 empty] | 369500224500 | 106 | 369500 | 224500
[5 empty] | 370500224500 | 106 | 370500 | 224500
[5 empty] | 371500224500 | 106 | 371500 | 224500
[5 empty] | 372500224500 | 106 | 372500 | 224500
[5 empty] | 373500224500 | 106 | 373500 | 224500
[5 empty] | 374500224500 | 106 | 374500 | 224500
[5 empty] | 375500224500 | 106 | 375500 | 224500
[5 empty] | 376500224500 | 106 | 376500 | 224500
[5 empty] | 377500224500 | 106 | 377500 | 224500
[5 empty] | 378500224500 | 106 | 378500 | 224500
[5 empty] | 379500224500 | 106 | 379500 | 224500
[5 empty] | 370500223500 | 106 | 370500 | 223500
[5 empty] | 371500223500 | 106 | 371500 | 223500
[5 empty] | 372500223500 | 106 | 372500 | 223500
[5 empty] | 373500223500 | 106 | 373500 | 223500
[5 empty] | 374500223500 | 106 | 374500 | 223500
[5 empty] | 375500223500 | 106 | 375500 | 223500
[5 empty] | 376500223500 | 106 | 376500 | 223500
[5 empty] | 377500223500 | 106 | 377500 | 223500
[5 empty] | 378500223500 | 106 | 378500 | 223500
[5 empty] | 379500223500 | 106 | 379500 | 223500
[5 empty] | 370500222500 | 106 | 370500 | 222500
[5 empty] | 371500222500 | 106 | 371500 | 222500
[5 empty] | 372500222500 | 106 | 372500 | 222500
[5 empty] | 373500222500 | 106 | 373500 | 222500
[5 empty] | 374500222500 | 106 | 374500 | 222500
[5 empty] | 375500222500 | 106 | 375500 | 222500
[5 empty] | 376500222500 | 106 | 376500 | 222500
[5 empty] | 377500222500 | 106 | 377500 | 222500
[5 empty] | 378500222500 | 106 | 378500 | 222500
[5 empty] | 379500222500 | 106 | 379500 | 222500
[5 empty] | 368500221500 | 106 | 368500 | 221500
[5 empty] | 369500221500 | 106 | 369500 | 221500
[5 empty] | 370500221500 | 106 | 370500 | 221500
[5 empty] | 371500221500 | 106 | 371500 | 221500
[5 empty] | 372500221500 | 106 | 372500 | 221500
[5 empty] | 373500221500 | 106 | 373500 | 221500
[5 empty] | 374500221500 | 106 | 374500 | 221500
[5 empty] | 375500221500 | 106 | 375500 | 221500
[5 empty] | 376500221500 | 106 | 376500 | 221500
[5 empty] | 377500221500 | 106 | 377500 | 221500
[5 empty] | 378500221500 | 106 | 378500 | 221500
[5 empty] | 365500220500 | 106 | 365500 | 220500
[5 empty] | 366500220500 | 106 | 366500 | 220500
[5 empty] | 367500220500 | 106 | 367500 | 220500
[5 empty] | 368500220500 | 106 | 368500 | 220500
[5 empty] | 369500220500 | 106 | 369500 | 220500
[5 empty] | 370500220500 | 106 | 370500 | 220500
[5 empty] | 371500220500 | 106 | 371500 | 220500
[5 empty] | 372500220500 | 106 | 372500 | 220500
[5 empty] | 373500220500 | 106 | 373500 | 220500
[5 empty] | 374500220500 | 106 | 374500 | 220500
[5 empty] | 375500220500 | 106 | 375500 | 220500
[5 empty] | 376500220500 | 106 | 376500 | 220500
[5 empty] | 377500220500 | 106 | 377500 | 220500
[5 empty] | 364500219500 | 106 | 364500 | 219500
[5 empty] | 365500219500 | 106 | 365500 | 219500
[5 empty] | 366500219500 | 106 | 366500 | 219500
[5 empty] | 367500219500 | 106 | 367500 | 219500
[5 empty] | 368500219500 | 106 | 368500 | 219500
[5 empty] | 369500219500 | 106 | 369500 | 219500
[5 empty] | 370500219500 | 106 | 370500 | 219500
[5 empty] | 371500219500 | 106 | 371500 | 219500
[5 empty] | 372500219500 | 106 | 372500 | 219500
[5 empty] | 373500219500 | 106 | 373500 | 219500
[5 empty] | 374500219500 | 106 | 374500 | 219500
[5 empty] | 375500219500 | 106 | 375500 | 219500
[5 empty] | 376500219500 | 106 | 376500 | 219500
[5 empty] | 364500218500 | 106 | 364500 | 218500
[5 empty] | 365500218500 | 106 | 365500 | 218500
[5 empty] | 366500218500 | 106 | 366500 | 218500
[5 empty] | 367500218500 | 106 | 367500 | 218500
[5 empty] | 368500218500 | 106 | 368500 | 218500
[5 empty] | 369500218500 | 106 | 369500 | 218500
[5 empty] | 370500218500 | 106 | 370500 | 218500
[5 empty] | 371500218500 | 106 | 371500 | 218500
[5 empty] | 372500218500 | 106 | 372500 | 218500
[5 empty] | 373500218500 | 106 | 373500 | 218500
[5 empty] | 374500218500 | 106 | 374500 | 218500
[5 empty] | 375500218500 | 106 | 375500 | 218500
[5 empty] | 376500218500 | 106 | 376500 | 218500
[5 empty] | 377500218500 | 106 | 377500 | 218500
[5 empty] | 360500217500 | 106 | 360500 | 217500
[5 empty] | 361500217500 | 106 | 361500 | 217500
[5 empty] | 362500217500 | 106 | 362500 | 217500
[5 empty] | 363500217500 | 106 | 363500 | 217500
[5 empty] | 364500217500 | 106 | 364500 | 217500
[5 empty] | 365500217500 | 106 | 365500 | 217500
[5 empty] | 366500217500 | 106 | 366500 | 217500
[5 empty] | 367500217500 | 106 | 367500 | 217500
[5 empty] | 368500217500 | 106 | 368500 | 217500
[5 empty] | 369500217500 | 106 | 369500 | 217500
[5 empty] | 370500217500 | 106 | 370500 | 217500
[5 empty] | 371500217500 | 106 | 371500 | 217500
[5 empty] | 372500217500 | 106 | 372500 | 217500
[5 empty] | 373500217500 | 106 | 373500 | 217500
[5 empty] | 374500217500 | 106 | 374500 | 217500
[5 empty] | 375500217500 | 106 | 375500 | 217500
[5 empty] | 376500217500 | 106 | 376500 | 217500
[5 empty] | 358500216500 | 106 | 358500 | 216500
[5 empty] | 359500216500 | 106 | 359500 | 216500
[5 empty] | 360500216500 | 106 | 360500 | 216500
[5 empty] | 361500216500 | 106 | 361500 | 216500
[5 empty] | 362500216500 | 106 | 362500 | 216500
[5 empty] | 363500216500 | 106 | 363500 | 216500
[5 empty] | 364500216500 | 106 | 364500 | 216500
[5 empty] | 365500216500 | 106 | 365500 | 216500
[5 empty] | 366500216500 | 106 | 366500 | 216500
[5 empty] | 367500216500 | 106 | 367500 | 216500
[5 empty] | 368500216500 | 106 | 368500 | 216500
[5 empty] | 369500216500 | 106 | 369500 | 216500
[5 empty] | 370500216500 | 106 | 370500 | 216500
[5 empty] | 371500216500 | 106 | 371500 | 216500
[5 empty] | 372500216500 | 106 | 372500 | 216500
[5 empty] | 373500216500 | 106 | 373500 | 216500
[5 empty] | 374500216500 | 106 | 374500 | 216500
[5 empty] | 375500216500 | 106 | 375500 | 216500
[5 empty] | 356500215500 | 106 | 356500 | 215500
[5 empty] | 357500215500 | 106 | 357500 | 215500
[5 empty] | 358500215500 | 106 | 358500 | 215500
[5 empty] | 359500215500 | 106 | 359500 | 215500
[5 empty] | 360500215500 | 106 | 360500 | 215500
[5 empty] | 361500215500 | 106 | 361500 | 215500
[5 empty] | 362500215500 | 106 | 362500 | 215500
[5 empty] | 363500215500 | 106 | 363500 | 215500
[5 empty] | 364500215500 | 106 | 364500 | 215500
[5 empty] | 365500215500 | 106 | 365500 | 215500
[5 empty] | 366500215500 | 106 | 366500 | 215500
[5 empty] | 367500215500 | 106 | 367500 | 215500
[5 empty] | 368500215500 | 106 | 368500 | 215500
[5 empty] | 369500215500 | 106 | 369500 | 215500
[5 empty] | 370500215500 | 106 | 370500 | 215500
[5 empty] | 371500215500 | 106 | 371500 | 215500
[5 empty] | 372500215500 | 106 | 372500 | 215500
[5 empty] | 373500215500 | 106 | 373500 | 215500
[5 empty] | 374500215500 | 106 | 374500 | 215500
[5 empty] | 375500215500 | 106 | 375500 | 215500
[5 empty] | 355500214500 | 106 | 355500 | 214500
[5 empty] | 356500214500 | 106 | 356500 | 214500
[5 empty] | 357500214500 | 106 | 357500 | 214500
[5 empty] | 358500214500 | 106 | 358500 | 214500
[5 empty] | 359500214500 | 106 | 359500 | 214500
[5 empty] | 360500214500 | 106 | 360500 | 214500
[5 empty] | 361500214500 | 106 | 361500 | 214500
[5 empty] | 362500214500 | 106 | 362500 | 214500
[5 empty] | 363500214500 | 106 | 363500 | 214500
[5 empty] | 364500214500 | 106 | 364500 | 214500
[5 empty] | 365500214500 | 106 | 365500 | 214500
[5 empty] | 366500214500 | 106 | 366500 | 214500
[5 empty] | 367500214500 | 106 | 367500 | 214500
[5 empty] | 368500214500 | 106 | 368500 | 214500
[5 empty] | 369500214500 | 106 | 369500 | 214500
[5 empty] | 370500214500 | 106 | 370500 | 214500
[5 empty] | 371500214500 | 106 | 371500 | 214500
[5 empty] | 372500214500 | 106 | 372500 | 214500
[5 empty] | 373500214500 | 106 | 373500 | 214500
[5 empty] | 374500214500 | 106 | 374500 | 214500
[5 empty] | 375500214500 | 106 | 375500 | 214500
[5 empty] | 355500213500 | 106 | 355500 | 213500
[5 empty] | 356500213500 | 106 | 356500 | 213500
[5 empty] | 357500213500 | 106 | 357500 | 213500
[5 empty] | 358500213500 | 106 | 358500 | 213500
[5 empty] | 359500213500 | 106 | 359500 | 213500
[5 empty] | 360500213500 | 106 | 360500 | 213500
[5 empty] | 361500213500 | 106 | 361500 | 213500
[5 empty] | 362500213500 | 106 | 362500 | 213500
[5 empty] | 363500213500 | 106 | 363500 | 213500
[5 empty] | 364500213500 | 106 | 364500 | 213500
[5 empty] | 365500213500 | 106 | 365500 | 213500
[5 empty] | 366500213500 | 106 | 366500 | 213500
[5 empty] | 367500213500 | 106 | 367500 | 213500
[5 empty] | 368500213500 | 106 | 368500 | 213500
[5 empty] | 369500213500 | 106 | 369500 | 213500
[5 empty] | 370500213500 | 106 | 370500 | 213500
[5 empty] | 371500213500 | 106 | 371500 | 213500
[5 empty] | 372500213500 | 106 | 372500 | 213500
[5 empty] | 373500213500 | 106 | 373500 | 213500
[5 empty] | 374500213500 | 106 | 374500 | 213500
[5 empty] | 354500212500 | 106 | 354500 | 212500
[5 empty] | 355500212500 | 106 | 355500 | 212500
[5 empty] | 356500212500 | 106 | 356500 | 212500
[5 empty] | 357500212500 | 106 | 357500 | 212500
[5 empty] | 358500212500 | 106 | 358500 | 212500
[5 empty] | 359500212500 | 106 | 359500 | 212500
[5 empty] | 360500212500 | 106 | 360500 | 212500
[5 empty] | 361500212500 | 106 | 361500 | 212500
[5 empty] | 362500212500 | 106 | 362500 | 212500
[5 empty] | 363500212500 | 106 | 363500 | 212500
[5 empty] | 364500212500 | 106 | 364500 | 212500
[5 empty] | 365500212500 | 106 | 365500 | 212500
[5 empty] | 366500212500 | 106 | 366500 | 212500
[5 empty] | 367500212500 | 106 | 367500 | 212500
[5 empty] | 368500212500 | 106 | 368500 | 212500
[5 empty] | 369500212500 | 106 | 369500 | 212500
[5 empty] | 372500212500 | 106 | 372500 | 212500
[5 empty] | 373500212500 | 106 | 373500 | 212500
[5 empty] | 374500212500 | 106 | 374500 | 212500
[5 empty] | 353500211500 | 106 | 353500 | 211500
[5 empty] | 354500211500 | 106 | 354500 | 211500
[5 empty] | 355500211500 | 106 | 355500 | 211500
[5 empty] | 356500211500 | 106 | 356500 | 211500
[5 empty] | 357500211500 | 106 | 357500 | 211500
[5 empty] | 358500211500 | 106 | 358500 | 211500
[5 empty] | 359500211500 | 106 | 359500 | 211500
[5 empty] | 360500211500 | 106 | 360500 | 211500
[5 empty] | 361500211500 | 106 | 361500 | 211500
[5 empty] | 362500211500 | 106 | 362500 | 211500
[5 empty] | 363500211500 | 106 | 363500 | 211500
[5 empty] | 364500211500 | 106 | 364500 | 211500
[5 empty] | 365500211500 | 106 | 365500 | 211500
[5 empty] | 366500211500 | 106 | 366500 | 211500
[5 empty] | 367500211500 | 106 | 367500 | 211500
[5 empty] | 368500211500 | 106 | 368500 | 211500
[5 empty] | 373500211500 | 106 | 373500 | 211500
[5 empty] | 374500211500 | 106 | 374500 | 211500
[5 empty] | 375500211500 | 106 | 375500 | 211500
[5 empty] | 354500210500 | 106 | 354500 | 210500
[5 empty] | 355500210500 | 106 | 355500 | 210500
[5 empty] | 356500210500 | 106 | 356500 | 210500
[5 empty] | 357500210500 | 106 | 357500 | 210500
[5 empty] | 358500210500 | 106 | 358500 | 210500
[5 empty] | 359500210500 | 106 | 359500 | 210500
[5 empty] | 360500210500 | 106 | 360500 | 210500
[5 empty] | 361500210500 | 106 | 361500 | 210500
[5 empty] | 362500210500 | 106 | 362500 | 210500
[5 empty] | 363500210500 | 106 | 363500 | 210500
[5 empty] | 364500210500 | 106 | 364500 | 210500
[5 empty] | 365500210500 | 106 | 365500 | 210500
[5 empty] | 366500210500 | 106 | 366500 | 210500
[5 empty] | 367500210500 | 106 | 367500 | 210500
[5 empty] | 368500210500 | 106 | 368500 | 210500
[5 empty] | 354500209500 | 106 | 354500 | 209500
[5 empty] | 355500209500 | 106 | 355500 | 209500
[5 empty] | 356500209500 | 106 | 356500 | 209500
[5 empty] | 357500209500 | 106 | 357500 | 209500
[5 empty] | 358500209500 | 106 | 358500 | 209500
[5 empty] | 359500209500 | 106 | 359500 | 209500
[5 empty] | 360500209500 | 106 | 360500 | 209500
[5 empty] | 361500209500 | 106 | 361500 | 209500
[5 empty] | 362500209500 | 106 | 362500 | 209500
[5 empty] | 363500209500 | 106 | 363500 | 209500
[5 empty] | 364500209500 | 106 | 364500 | 209500
[5 empty] | 365500209500 | 106 | 365500 | 209500
[5 empty] | 366500209500 | 106 | 366500 | 209500
[5 empty] | 367500209500 | 106 | 367500 | 209500
[5 empty] | 368500209500 | 106 | 368500 | 209500
[5 empty] | 369500209500 | 106 | 369500 | 209500
[5 empty] | 370500209500 | 106 | 370500 | 209500
[5 empty] | 371500209500 | 106 | 371500 | 209500
[5 empty] | 353500208500 | 106 | 353500 | 208500
[5 empty] | 354500208500 | 106 | 354500 | 208500
[5 empty] | 355500208500 | 106 | 355500 | 208500
[5 empty] | 356500208500 | 106 | 356500 | 208500
[5 empty] | 357500208500 | 106 | 357500 | 208500
[5 empty] | 358500208500 | 106 | 358500 | 208500
[5 empty] | 359500208500 | 106 | 359500 | 208500
[5 empty] | 360500208500 | 106 | 360500 | 208500
[5 empty] | 361500208500 | 106 | 361500 | 208500
[5 empty] | 362500208500 | 106 | 362500 | 208500
[5 empty] | 363500208500 | 106 | 363500 | 208500
[5 empty] | 364500208500 | 106 | 364500 | 208500
[5 empty] | 365500208500 | 106 | 365500 | 208500
[5 empty] | 366500208500 | 106 | 366500 | 208500
[5 empty] | 367500208500 | 106 | 367500 | 208500
[5 empty] | 368500208500 | 106 | 368500 | 208500
[5 empty] | 369500208500 | 106 | 369500 | 208500
[5 empty] | 370500208500 | 106 | 370500 | 208500
[5 empty] | 371500208500 | 106 | 371500 | 208500
[5 empty] | 372500208500 | 106 | 372500 | 208500
[5 empty] | 353500207500 | 106 | 353500 | 207500
[5 empty] | 354500207500 | 106 | 354500 | 207500
[5 empty] | 355500207500 | 106 | 355500 | 207500
[5 empty] | 356500207500 | 106 | 356500 | 207500
[5 empty] | 357500207500 | 106 | 357500 | 207500
[5 empty] | 358500207500 | 106 | 358500 | 207500
[5 empty] | 359500207500 | 106 | 359500 | 207500
[5 empty] | 360500207500 | 106 | 360500 | 207500
[5 empty] | 361500207500 | 106 | 361500 | 207500
[5 empty] | 362500207500 | 106 | 362500 | 207500
[5 empty] | 363500207500 | 106 | 363500 | 207500
[5 empty] | 364500207500 | 106 | 364500 | 207500
[5 empty] | 365500207500 | 106 | 365500 | 207500
[5 empty] | 366500207500 | 106 | 366500 | 207500
[5 empty] | 367500207500 | 106 | 367500 | 207500
[5 empty] | 368500207500 | 106 | 368500 | 207500
[5 empty] | 369500207500 | 106 | 369500 | 207500
[5 empty] | 370500207500 | 106 | 370500 | 207500
[5 empty] | 371500207500 | 106 | 371500 | 207500
[5 empty] | 372500207500 | 106 | 372500 | 207500
[5 empty] | 354500206500 | 106 | 354500 | 206500
[5 empty] | 355500206500 | 106 | 355500 | 206500
[5 empty] | 356500206500 | 106 | 356500 | 206500
[5 empty] | 357500206500 | 106 | 357500 | 206500
[5 empty] | 358500206500 | 106 | 358500 | 206500
[5 empty] | 359500206500 | 106 | 359500 | 206500
[5 empty] | 360500206500 | 106 | 360500 | 206500
[5 empty] | 361500206500 | 106 | 361500 | 206500
[5 empty] | 362500206500 | 106 | 362500 | 206500
[5 empty] | 363500206500 | 106 | 363500 | 206500
[5 empty] | 364500206500 | 106 | 364500 | 206500
[5 empty] | 365500206500 | 106 | 365500 | 206500
[5 empty] | 366500206500 | 106 | 366500 | 206500
[5 empty] | 367500206500 | 106 | 367500 | 206500
[5 empty] | 368500206500 | 106 | 368500 | 206500
[5 empty] | 369500206500 | 106 | 369500 | 206500
[5 empty] | 370500206500 | 106 | 370500 | 206500
[5 empty] | 372500206500 | 106 | 372500 | 206500
[5 empty] | 354500205500 | 106 | 354500 | 205500
[5 empty] | 355500205500 | 106 | 355500 | 205500
[5 empty] | 356500205500 | 106 | 356500 | 205500
[5 empty] | 357500205500 | 106 | 357500 | 205500
[5 empty] | 358500205500 | 106 | 358500 | 205500
[5 empty] | 359500205500 | 106 | 359500 | 205500
[5 empty] | 360500205500 | 106 | 360500 | 205500
[5 empty] | 361500205500 | 106 | 361500 | 205500
[5 empty] | 362500205500 | 106 | 362500 | 205500
[5 empty] | 363500205500 | 106 | 363500 | 205500
[5 empty] | 364500205500 | 106 | 364500 | 205500
[5 empty] | 365500205500 | 106 | 365500 | 205500
[5 empty] | 366500205500 | 106 | 366500 | 205500
[5 empty] | 367500205500 | 106 | 367500 | 205500
[5 empty] | 368500205500 | 106 | 368500 | 205500
[5 empty] | 354500204500 | 106 | 354500 | 204500
[5 empty] | 355500204500 | 106 | 355500 | 204500
[5 empty] | 356500204500 | 106 | 356500 | 204500
[5 empty] | 357500204500 | 106 | 357500 | 204500
[5 empty] | 358500204500 | 106 | 358500 | 204500
[5 empty] | 359500204500 | 106 | 359500 | 204500
[5 empty] | 360500204500 | 106 | 360500 | 204500
[5 empty] | 361500204500 | 106 | 361500 | 204500
[5 empty] | 362500204500 | 106 | 362500 | 204500
[5 empty] | 363500204500 | 106 | 363500 | 204500
[5 empty] | 364500204500 | 106 | 364500 | 204500
[5 empty] | 365500204500 | 106 | 365500 | 204500
[5 empty] | 366500204500 | 106 | 366500 | 204500
[5 empty] | 353500203500 | 106 | 353500 | 203500
[5 empty] | 354500203500 | 106 | 354500 | 203500
[5 empty] | 355500203500 | 106 | 355500 | 203500
[5 empty] | 356500203500 | 106 | 356500 | 203500
[5 empty] | 357500203500 | 106 | 357500 | 203500
[5 empty] | 358500203500 | 106 | 358500 | 203500
[5 empty] | 359500203500 | 106 | 359500 | 203500
[5 empty] | 360500203500 | 106 | 360500 | 203500
[5 empty] | 361500203500 | 106 | 361500 | 203500
[5 empty] | 362500203500 | 106 | 362500 | 203500
[5 empty] | 363500203500 | 106 | 363500 | 203500
[5 empty] | 364500203500 | 106 | 364500 | 203500
[5 empty] | 365500203500 | 106 | 365500 | 203500
[5 empty] | 366500203500 | 106 | 366500 | 203500
[5 empty] | 353500202500 | 106 | 353500 | 202500
[5 empty] | 354500202500 | 106 | 354500 | 202500
[5 empty] | 355500202500 | 106 | 355500 | 202500
[5 empty] | 356500202500 | 106 | 356500 | 202500
[5 empty] | 357500202500 | 106 | 357500 | 202500
[5 empty] | 358500202500 | 106 | 358500 | 202500
[5 empty] | 359500202500 | 106 | 359500 | 202500
[5 empty] | 360500202500 | 106 | 360500 | 202500
[5 empty] | 361500202500 | 106 | 361500 | 202500
[5 empty] | 362500202500 | 106 | 362500 | 202500
[5 empty] | 363500202500 | 106 | 363500 | 202500
[5 empty] | 364500202500 | 106 | 364500 | 202500
[5 empty] | 365500202500 | 106 | 365500 | 202500
[5 empty] | 354500201500 | 106 | 354500 | 201500
[5 empty] | 355500201500 | 106 | 355500 | 201500
[5 empty] | 356500201500 | 106 | 356500 | 201500
[5 empty] | 357500201500 | 106 | 357500 | 201500
[5 empty] | 358500201500 | 106 | 358500 | 201500
[5 empty] | 359500201500 | 106 | 359500 | 201500
[5 empty] | 360500201500 | 106 | 360500 | 201500
[5 empty] | 361500201500 | 106 | 361500 | 201500
[5 empty] | 362500201500 | 106 | 362500 | 201500
[5 empty] | 363500201500 | 106 | 363500 | 201500
[5 empty] | 364500201500 | 106 | 364500 | 201500
[5 empty] | 365500201500 | 106 | 365500 | 201500
[5 empty] | 354500200500 | 106 | 354500 | 200500
[5 empty] | 355500200500 | 106 | 355500 | 200500
[5 empty] | 356500200500 | 106 | 356500 | 200500
[5 empty] | 357500200500 | 106 | 357500 | 200500
[5 empty] | 358500200500 | 106 | 358500 | 200500
[5 empty] | 359500200500 | 106 | 359500 | 200500
[5 empty] | 360500200500 | 106 | 360500 | 200500
[5 empty] | 361500200500 | 106 | 361500 | 200500
[5 empty] | 362500200500 | 106 | 362500 | 200500
[5 empty] | 363500200500 | 106 | 363500 | 200500
[5 empty] | 364500200500 | 106 | 364500 | 200500
[5 empty] | 354500199500 | 106 | 354500 | 199500
[5 empty] | 355500199500 | 106 | 355500 | 199500
[5 empty] | 356500199500 | 106 | 356500 | 199500
[5 empty] | 357500199500 | 106 | 357500 | 199500
[5 empty] | 358500199500 | 106 | 358500 | 199500
[5 empty] | 359500199500 | 106 | 359500 | 199500
[5 empty] | 360500199500 | 106 | 360500 | 199500
[5 empty] | 361500199500 | 106 | 361500 | 199500
[5 empty] | 362500199500 | 106 | 362500 | 199500
[5 empty] | 354500198500 | 106 | 354500 | 198500
[5 empty] | 355500198500 | 106 | 355500 | 198500
[5 empty] | 356500198500 | 106 | 356500 | 198500
[5 empty] | 357500198500 | 106 | 357500 | 198500
[5 empty] | 358500198500 | 106 | 358500 | 198500
[5 empty] | 359500198500 | 106 | 359500 | 198500
[5 empty] | 360500198500 | 106 | 360500 | 198500
[5 empty] | 354500197500 | 106 | 354500 | 197500
[5 empty] | 355500197500 | 106 | 355500 | 197500
[5 empty] | 356500197500 | 106 | 356500 | 197500
[5 empty] | 357500197500 | 106 | 357500 | 197500
[5 empty] | 358500197500 | 106 | 358500 | 197500
[5 empty] | 359500197500 | 106 | 359500 | 197500
[5 empty] | 353500196500 | 106 | 353500 | 196500
[5 empty] | 354500196500 | 106 | 354500 | 196500
[5 empty] | 355500196500 | 106 | 355500 | 196500
[5 empty] | 356500196500 | 106 | 356500 | 196500
[5 empty] | 357500196500 | 106 | 357500 | 196500
[5 empty] | 358500196500 | 106 | 358500 | 196500
[5 empty] | 354500195500 | 106 | 354500 | 195500
[5 empty] | 355500195500 | 106 | 355500 | 195500
[5 empty] | 356500195500 | 106 | 356500 | 195500
[5 empty] | 357500195500 | 106 | 357500 | 195500
[5 empty] | 353500194500 | 106 | 353500 | 194500
[5 empty] | 354500194500 | 106 | 354500 | 194500
[5 empty] | 355500194500 | 106 | 355500 | 194500
[5 empty] | 356500194500 | 106 | 356500 | 194500
[5 empty] | 354500193500 | 106 | 354500 | 193500
[5 empty] | 355500193500 | 106 | 355500 | 193500
[5 empty] | 354500192500 | 106 | 354500 | 192500
[5 empty] | 355500192500 | 106 | 355500 | 192500
[5 empty] | 354500190500 | 106 | 354500 | 190500
[5 empty] | 355500190500 | 106 | 355500 | 190500
[5 empty] | 336500440500 | 107 | 336500 | 440500
[5 empty] | 339500440500 | 107 | 339500 | 440500
[5 empty] | 340500440500 | 107 | 340500 | 440500
[5 empty] | 341500440500 | 107 | 341500 | 440500
[5 empty] | 336500439500 | 107 | 336500 | 439500
[5 empty] | 337500439500 | 107 | 337500 | 439500
[5 empty] | 338500439500 | 107 | 338500 | 439500
[5 empty] | 339500439500 | 107 | 339500 | 439500
[5 empty] | 340500439500 | 107 | 340500 | 439500
[5 empty] | 341500439500 | 107 | 341500 | 439500
[5 empty] | 336500438500 | 107 | 336500 | 438500
[5 empty] | 337500438500 | 107 | 337500 | 438500
[5 empty] | 338500438500 | 107 | 338500 | 438500
[5 empty] | 339500438500 | 107 | 339500 | 438500
[5 empty] | 340500438500 | 107 | 340500 | 438500
[5 empty] | 341500438500 | 107 | 341500 | 438500
[5 empty] | 342500438500 | 107 | 342500 | 438500
[5 empty] | 343500438500 | 107 | 343500 | 438500
[5 empty] | 336500437500 | 107 | 336500 | 437500
[5 empty] | 337500437500 | 107 | 337500 | 437500
[5 empty] | 338500437500 | 107 | 338500 | 437500
[5 empty] | 339500437500 | 107 | 339500 | 437500
[5 empty] | 340500437500 | 107 | 340500 | 437500
[5 empty] | 341500437500 | 107 | 341500 | 437500
[5 empty] | 342500437500 | 107 | 342500 | 437500
[5 empty] | 344500437500 | 107 | 344500 | 437500
[5 empty] | 334500436500 | 107 | 334500 | 436500
[5 empty] | 335500436500 | 107 | 335500 | 436500
[5 empty] | 336500436500 | 107 | 336500 | 436500
[5 empty] | 337500436500 | 107 | 337500 | 436500
[5 empty] | 338500436500 | 107 | 338500 | 436500
[5 empty] | 339500436500 | 107 | 339500 | 436500
[5 empty] | 340500436500 | 107 | 340500 | 436500
[5 empty] | 341500436500 | 107 | 341500 | 436500
[5 empty] | 342500436500 | 107 | 342500 | 436500
[5 empty] | 343500436500 | 107 | 343500 | 436500
[5 empty] | 344500436500 | 107 | 344500 | 436500
[5 empty] | 345500436500 | 107 | 345500 | 436500
[5 empty] | 335500435500 | 107 | 335500 | 435500
[5 empty] | 336500435500 | 107 | 336500 | 435500
[5 empty] | 337500435500 | 107 | 337500 | 435500
[5 empty] | 338500435500 | 107 | 338500 | 435500
[5 empty] | 339500435500 | 107 | 339500 | 435500
[5 empty] | 340500435500 | 107 | 340500 | 435500
[5 empty] | 341500435500 | 107 | 341500 | 435500
[5 empty] | 342500435500 | 107 | 342500 | 435500
[5 empty] | 343500435500 | 107 | 343500 | 435500
[5 empty] | 344500435500 | 107 | 344500 | 435500
[5 empty] | 345500435500 | 107 | 345500 | 435500
[5 empty] | 335500434500 | 107 | 335500 | 434500
[5 empty] | 336500434500 | 107 | 336500 | 434500
[5 empty] | 337500434500 | 107 | 337500 | 434500
[5 empty] | 338500434500 | 107 | 338500 | 434500
[5 empty] | 339500434500 | 107 | 339500 | 434500
[5 empty] | 340500434500 | 107 | 340500 | 434500
[5 empty] | 341500434500 | 107 | 341500 | 434500
[5 empty] | 342500434500 | 107 | 342500 | 434500
[5 empty] | 343500434500 | 107 | 343500 | 434500
[5 empty] | 344500434500 | 107 | 344500 | 434500
[5 empty] | 345500434500 | 107 | 345500 | 434500
[5 empty] | 346500434500 | 107 | 346500 | 434500
[5 empty] | 335500433500 | 107 | 335500 | 433500
[5 empty] | 336500433500 | 107 | 336500 | 433500
[5 empty] | 337500433500 | 107 | 337500 | 433500
[5 empty] | 338500433500 | 107 | 338500 | 433500
[5 empty] | 339500433500 | 107 | 339500 | 433500
[5 empty] | 340500433500 | 107 | 340500 | 433500
[5 empty] | 341500433500 | 107 | 341500 | 433500
[5 empty] | 342500433500 | 107 | 342500 | 433500
[5 empty] | 343500433500 | 107 | 343500 | 433500
[5 empty] | 344500433500 | 107 | 344500 | 433500
[5 empty] | 345500433500 | 107 | 345500 | 433500
[5 empty] | 346500433500 | 107 | 346500 | 433500
[5 empty] | 347500433500 | 107 | 347500 | 433500
[5 empty] | 334500432500 | 107 | 334500 | 432500
[5 empty] | 335500432500 | 107 | 335500 | 432500
[5 empty] | 336500432500 | 107 | 336500 | 432500
[5 empty] | 337500432500 | 107 | 337500 | 432500
[5 empty] | 338500432500 | 107 | 338500 | 432500
[5 empty] | 339500432500 | 107 | 339500 | 432500
[5 empty] | 340500432500 | 107 | 340500 | 432500
[5 empty] | 341500432500 | 107 | 341500 | 432500
[5 empty] | 342500432500 | 107 | 342500 | 432500
[5 empty] | 343500432500 | 107 | 343500 | 432500
[5 empty] | 344500432500 | 107 | 344500 | 432500
[5 empty] | 345500432500 | 107 | 345500 | 432500
[5 empty] | 346500432500 | 107 | 346500 | 432500
[5 empty] | 347500432500 | 107 | 347500 | 432500
[5 empty] | 330500431500 | 107 | 330500 | 431500
[5 empty] | 331500431500 | 107 | 331500 | 431500
[5 empty] | 334500431500 | 107 | 334500 | 431500
[5 empty] | 335500431500 | 107 | 335500 | 431500
[5 empty] | 336500431500 | 107 | 336500 | 431500
[5 empty] | 337500431500 | 107 | 337500 | 431500
[5 empty] | 338500431500 | 107 | 338500 | 431500
[5 empty] | 339500431500 | 107 | 339500 | 431500
[5 empty] | 340500431500 | 107 | 340500 | 431500
[5 empty] | 341500431500 | 107 | 341500 | 431500
[5 empty] | 342500431500 | 107 | 342500 | 431500
[5 empty] | 343500431500 | 107 | 343500 | 431500
[5 empty] | 344500431500 | 107 | 344500 | 431500
[5 empty] | 345500431500 | 107 | 345500 | 431500
[5 empty] | 346500431500 | 107 | 346500 | 431500
[5 empty] | 347500431500 | 107 | 347500 | 431500
[5 empty] | 330500430500 | 107 | 330500 | 430500
[5 empty] | 331500430500 | 107 | 331500 | 430500
[5 empty] | 332500430500 | 107 | 332500 | 430500
[5 empty] | 333500430500 | 107 | 333500 | 430500
[5 empty] | 334500430500 | 107 | 334500 | 430500
[5 empty] | 335500430500 | 107 | 335500 | 430500
[5 empty] | 336500430500 | 107 | 336500 | 430500
[5 empty] | 337500430500 | 107 | 337500 | 430500
[5 empty] | 338500430500 | 107 | 338500 | 430500
[5 empty] | 339500430500 | 107 | 339500 | 430500
[5 empty] | 340500430500 | 107 | 340500 | 430500
[5 empty] | 341500430500 | 107 | 341500 | 430500
[5 empty] | 342500430500 | 107 | 342500 | 430500
[5 empty] | 343500430500 | 107 | 343500 | 430500
[5 empty] | 344500430500 | 107 | 344500 | 430500
[5 empty] | 345500430500 | 107 | 345500 | 430500
[5 empty] | 346500430500 | 107 | 346500 | 430500
[5 empty] | 330500429500 | 107 | 330500 | 429500
[5 empty] | 331500429500 | 107 | 331500 | 429500
[5 empty] | 332500429500 | 107 | 332500 | 429500
[5 empty] | 333500429500 | 107 | 333500 | 429500
[5 empty] | 334500429500 | 107 | 334500 | 429500
[5 empty] | 335500429500 | 107 | 335500 | 429500
[5 empty] | 336500429500 | 107 | 336500 | 429500
[5 empty] | 337500429500 | 107 | 337500 | 429500
[5 empty] | 338500429500 | 107 | 338500 | 429500
[5 empty] | 339500429500 | 107 | 339500 | 429500
[5 empty] | 340500429500 | 107 | 340500 | 429500
[5 empty] | 341500429500 | 107 | 341500 | 429500
[5 empty] | 342500429500 | 107 | 342500 | 429500
[5 empty] | 343500429500 | 107 | 343500 | 429500
[5 empty] | 344500429500 | 107 | 344500 | 429500
[5 empty] | 345500429500 | 107 | 345500 | 429500
[5 empty] | 346500429500 | 107 | 346500 | 429500
[5 empty] | 347500429500 | 107 | 347500 | 429500
[5 empty] | 331500428500 | 107 | 331500 | 428500
[5 empty] | 332500428500 | 107 | 332500 | 428500
[5 empty] | 333500428500 | 107 | 333500 | 428500
[5 empty] | 334500428500 | 107 | 334500 | 428500
[5 empty] | 335500428500 | 107 | 335500 | 428500
[5 empty] | 336500428500 | 107 | 336500 | 428500
[5 empty] | 337500428500 | 107 | 337500 | 428500
[5 empty] | 338500428500 | 107 | 338500 | 428500
[5 empty] | 339500428500 | 107 | 339500 | 428500
[5 empty] | 340500428500 | 107 | 340500 | 428500
[5 empty] | 341500428500 | 107 | 341500 | 428500
[5 empty] | 342500428500 | 107 | 342500 | 428500
[5 empty] | 343500428500 | 107 | 343500 | 428500
[5 empty] | 344500428500 | 107 | 344500 | 428500
[5 empty] | 345500428500 | 107 | 345500 | 428500
[5 empty] | 346500428500 | 107 | 346500 | 428500
[5 empty] | 332500427500 | 107 | 332500 | 427500
[5 empty] | 333500427500 | 107 | 333500 | 427500
[5 empty] | 334500427500 | 107 | 334500 | 427500
[5 empty] | 335500427500 | 107 | 335500 | 427500
[5 empty] | 336500427500 | 107 | 336500 | 427500
[5 empty] | 337500427500 | 107 | 337500 | 427500
[5 empty] | 338500427500 | 107 | 338500 | 427500
[5 empty] | 339500427500 | 107 | 339500 | 427500
[5 empty] | 340500427500 | 107 | 340500 | 427500
[5 empty] | 341500427500 | 107 | 341500 | 427500
[5 empty] | 342500427500 | 107 | 342500 | 427500
[5 empty] | 343500427500 | 107 | 343500 | 427500
[5 empty] | 344500427500 | 107 | 344500 | 427500
[5 empty] | 335500426500 | 107 | 335500 | 426500
[5 empty] | 336500426500 | 107 | 336500 | 426500
[5 empty] | 337500426500 | 107 | 337500 | 426500
[5 empty] | 338500426500 | 107 | 338500 | 426500
[5 empty] | 339500426500 | 107 | 339500 | 426500
[5 empty] | 340500426500 | 107 | 340500 | 426500
[5 empty] | 412500564500 | 108 | 412500 | 564500
[5 empty] | 413500564500 | 108 | 413500 | 564500
[5 empty] | 414500564500 | 108 | 414500 | 564500
[5 empty] | 415500564500 | 108 | 415500 | 564500
[5 empty] | 416500564500 | 108 | 416500 | 564500
[5 empty] | 412500563500 | 108 | 412500 | 563500
[5 empty] | 413500563500 | 108 | 413500 | 563500
[5 empty] | 414500563500 | 108 | 414500 | 563500
[5 empty] | 415500563500 | 108 | 415500 | 563500
[5 empty] | 416500563500 | 108 | 416500 | 563500
[5 empty] | 417500563500 | 108 | 417500 | 563500
[5 empty] | 418500563500 | 108 | 418500 | 563500
[5 empty] | 419500563500 | 108 | 419500 | 563500
[5 empty] | 425500563500 | 108 | 425500 | 563500
[5 empty] | 426500563500 | 108 | 426500 | 563500
[5 empty] | 411500562500 | 108 | 411500 | 562500
[5 empty] | 412500562500 | 108 | 412500 | 562500
[5 empty] | 413500562500 | 108 | 413500 | 562500
[5 empty] | 414500562500 | 108 | 414500 | 562500
[5 empty] | 415500562500 | 108 | 415500 | 562500
[5 empty] | 416500562500 | 108 | 416500 | 562500
[5 empty] | 417500562500 | 108 | 417500 | 562500
[5 empty] | 418500562500 | 108 | 418500 | 562500
[5 empty] | 419500562500 | 108 | 419500 | 562500
[5 empty] | 420500562500 | 108 | 420500 | 562500
[5 empty] | 421500562500 | 108 | 421500 | 562500
[5 empty] | 422500562500 | 108 | 422500 | 562500
[5 empty] | 423500562500 | 108 | 423500 | 562500
[5 empty] | 424500562500 | 108 | 424500 | 562500
[5 empty] | 425500562500 | 108 | 425500 | 562500
[5 empty] | 426500562500 | 108 | 426500 | 562500
[5 empty] | 427500562500 | 108 | 427500 | 562500
[5 empty] | 428500562500 | 108 | 428500 | 562500
[5 empty] | 429500562500 | 108 | 429500 | 562500
[5 empty] | 430500562500 | 108 | 430500 | 562500
[5 empty] | 411500561500 | 108 | 411500 | 561500
[5 empty] | 412500561500 | 108 | 412500 | 561500
[5 empty] | 413500561500 | 108 | 413500 | 561500
[5 empty] | 414500561500 | 108 | 414500 | 561500
[5 empty] | 415500561500 | 108 | 415500 | 561500
[5 empty] | 416500561500 | 108 | 416500 | 561500
[5 empty] | 417500561500 | 108 | 417500 | 561500
[5 empty] | 418500561500 | 108 | 418500 | 561500
[5 empty] | 419500561500 | 108 | 419500 | 561500
[5 empty] | 420500561500 | 108 | 420500 | 561500
[5 empty] | 421500561500 | 108 | 421500 | 561500
[5 empty] | 422500561500 | 108 | 422500 | 561500
[5 empty] | 423500561500 | 108 | 423500 | 561500
[5 empty] | 424500561500 | 108 | 424500 | 561500
[5 empty] | 425500561500 | 108 | 425500 | 561500
[5 empty] | 426500561500 | 108 | 426500 | 561500
[5 empty] | 427500561500 | 108 | 427500 | 561500
[5 empty] | 428500561500 | 108 | 428500 | 561500
[5 empty] | 429500561500 | 108 | 429500 | 561500
[5 empty] | 430500561500 | 108 | 430500 | 561500
[5 empty] | 411500560500 | 108 | 411500 | 560500
[5 empty] | 412500560500 | 108 | 412500 | 560500
[5 empty] | 413500560500 | 108 | 413500 | 560500
[5 empty] | 414500560500 | 108 | 414500 | 560500
[5 empty] | 415500560500 | 108 | 415500 | 560500
[5 empty] | 416500560500 | 108 | 416500 | 560500
[5 empty] | 417500560500 | 108 | 417500 | 560500
[5 empty] | 418500560500 | 108 | 418500 | 560500
[5 empty] | 419500560500 | 108 | 419500 | 560500
[5 empty] | 420500560500 | 108 | 420500 | 560500
[5 empty] | 421500560500 | 108 | 421500 | 560500
[5 empty] | 422500560500 | 108 | 422500 | 560500
[5 empty] | 423500560500 | 108 | 423500 | 560500
[5 empty] | 424500560500 | 108 | 424500 | 560500
[5 empty] | 425500560500 | 108 | 425500 | 560500
[5 empty] | 426500560500 | 108 | 426500 | 560500
[5 empty] | 427500560500 | 108 | 427500 | 560500
[5 empty] | 428500560500 | 108 | 428500 | 560500
[5 empty] | 429500560500 | 108 | 429500 | 560500
[5 empty] | 430500560500 | 108 | 430500 | 560500
[5 empty] | 411500559500 | 108 | 411500 | 559500
[5 empty] | 412500559500 | 108 | 412500 | 559500
[5 empty] | 413500559500 | 108 | 413500 | 559500
[5 empty] | 414500559500 | 108 | 414500 | 559500
[5 empty] | 415500559500 | 108 | 415500 | 559500
[5 empty] | 416500559500 | 108 | 416500 | 559500
[5 empty] | 417500559500 | 108 | 417500 | 559500
[5 empty] | 418500559500 | 108 | 418500 | 559500
[5 empty] | 419500559500 | 108 | 419500 | 559500
[5 empty] | 420500559500 | 108 | 420500 | 559500
[5 empty] | 421500559500 | 108 | 421500 | 559500
[5 empty] | 422500559500 | 108 | 422500 | 559500
[5 empty] | 423500559500 | 108 | 423500 | 559500
[5 empty] | 424500559500 | 108 | 424500 | 559500
[5 empty] | 425500559500 | 108 | 425500 | 559500
[5 empty] | 426500559500 | 108 | 426500 | 559500
[5 empty] | 427500559500 | 108 | 427500 | 559500
[5 empty] | 428500559500 | 108 | 428500 | 559500
[5 empty] | 410500558500 | 108 | 410500 | 558500
[5 empty] | 411500558500 | 108 | 411500 | 558500
[5 empty] | 412500558500 | 108 | 412500 | 558500
[5 empty] | 413500558500 | 108 | 413500 | 558500
[5 empty] | 414500558500 | 108 | 414500 | 558500
[5 empty] | 415500558500 | 108 | 415500 | 558500
[5 empty] | 416500558500 | 108 | 416500 | 558500
[5 empty] | 417500558500 | 108 | 417500 | 558500
[5 empty] | 418500558500 | 108 | 418500 | 558500
[5 empty] | 419500558500 | 108 | 419500 | 558500
[5 empty] | 420500558500 | 108 | 420500 | 558500
[5 empty] | 421500558500 | 108 | 421500 | 558500
[5 empty] | 422500558500 | 108 | 422500 | 558500
[5 empty] | 423500558500 | 108 | 423500 | 558500
[5 empty] | 424500558500 | 108 | 424500 | 558500
[5 empty] | 425500558500 | 108 | 425500 | 558500
[5 empty] | 426500558500 | 108 | 426500 | 558500
[5 empty] | 427500558500 | 108 | 427500 | 558500
[5 empty] | 411500557500 | 108 | 411500 | 557500
[5 empty] | 412500557500 | 108 | 412500 | 557500
[5 empty] | 413500557500 | 108 | 413500 | 557500
[5 empty] | 414500557500 | 108 | 414500 | 557500
[5 empty] | 415500557500 | 108 | 415500 | 557500
[5 empty] | 418500557500 | 108 | 418500 | 557500
[5 empty] | 419500557500 | 108 | 419500 | 557500
[5 empty] | 420500557500 | 108 | 420500 | 557500
[5 empty] | 421500557500 | 108 | 421500 | 557500
[5 empty] | 422500557500 | 108 | 422500 | 557500
[5 empty] | 423500557500 | 108 | 423500 | 557500
[5 empty] | 424500557500 | 108 | 424500 | 557500
[5 empty] | 425500557500 | 108 | 425500 | 557500
[5 empty] | 426500557500 | 108 | 426500 | 557500
[5 empty] | 427500557500 | 108 | 427500 | 557500
[5 empty] | 421500556500 | 108 | 421500 | 556500
[5 empty] | 422500556500 | 108 | 422500 | 556500
[5 empty] | 423500556500 | 108 | 423500 | 556500
[5 empty] | 424500556500 | 108 | 424500 | 556500
[5 empty] | 425500556500 | 108 | 425500 | 556500
[5 empty] | 426500556500 | 108 | 426500 | 556500
[5 empty] | 427500556500 | 108 | 427500 | 556500
[5 empty] | 422500555500 | 108 | 422500 | 555500
[5 empty] | 423500555500 | 108 | 423500 | 555500
[5 empty] | 424500555500 | 108 | 424500 | 555500
[5 empty] | 427500555500 | 108 | 427500 | 555500
[5 empty] | 423500554500 | 108 | 423500 | 554500
[5 empty] | 427500554500 | 108 | 427500 | 554500
[5 empty] | 454500355500 | 109 | 454500 | 355500
[5 empty] | 455500355500 | 109 | 455500 | 355500
[5 empty] | 456500355500 | 109 | 456500 | 355500
[5 empty] | 457500355500 | 109 | 457500 | 355500
[5 empty] | 453500354500 | 109 | 453500 | 354500
[5 empty] | 454500354500 | 109 | 454500 | 354500
[5 empty] | 455500354500 | 109 | 455500 | 354500
[5 empty] | 456500354500 | 109 | 456500 | 354500
[5 empty] | 457500354500 | 109 | 457500 | 354500
[5 empty] | 458500354500 | 109 | 458500 | 354500
[5 empty] | 452500353500 | 109 | 452500 | 353500
[5 empty] | 453500353500 | 109 | 453500 | 353500
[5 empty] | 454500353500 | 109 | 454500 | 353500
[5 empty] | 455500353500 | 109 | 455500 | 353500
[5 empty] | 456500353500 | 109 | 456500 | 353500
[5 empty] | 457500353500 | 109 | 457500 | 353500
[5 empty] | 458500353500 | 109 | 458500 | 353500
[5 empty] | 459500353500 | 109 | 459500 | 353500
[5 empty] | 460500353500 | 109 | 460500 | 353500
[5 empty] | 452500352500 | 109 | 452500 | 352500
[5 empty] | 453500352500 | 109 | 453500 | 352500
[5 empty] | 454500352500 | 109 | 454500 | 352500
[5 empty] | 455500352500 | 109 | 455500 | 352500
[5 empty] | 456500352500 | 109 | 456500 | 352500
[5 empty] | 457500352500 | 109 | 457500 | 352500
[5 empty] | 458500352500 | 109 | 458500 | 352500
[5 empty] | 459500352500 | 109 | 459500 | 352500
[5 empty] | 460500352500 | 109 | 460500 | 352500
[5 empty] | 452500351500 | 109 | 452500 | 351500
[5 empty] | 453500351500 | 109 | 453500 | 351500
[5 empty] | 454500351500 | 109 | 454500 | 351500
[5 empty] | 455500351500 | 109 | 455500 | 351500
[5 empty] | 456500351500 | 109 | 456500 | 351500
[5 empty] | 457500351500 | 109 | 457500 | 351500
[5 empty] | 458500351500 | 109 | 458500 | 351500
[5 empty] | 459500351500 | 109 | 459500 | 351500
[5 empty] | 460500351500 | 109 | 460500 | 351500
[5 empty] | 454500350500 | 109 | 454500 | 350500
[5 empty] | 455500350500 | 109 | 455500 | 350500
[5 empty] | 456500350500 | 109 | 456500 | 350500
[5 empty] | 457500350500 | 109 | 457500 | 350500
[5 empty] | 458500350500 | 109 | 458500 | 350500
[5 empty] | 459500350500 | 109 | 459500 | 350500
[5 empty] | 460500350500 | 109 | 460500 | 350500
[5 empty] | 461500350500 | 109 | 461500 | 350500
[5 empty] | 455500349500 | 109 | 455500 | 349500
[5 empty] | 456500349500 | 109 | 456500 | 349500
[5 empty] | 457500349500 | 109 | 457500 | 349500
[5 empty] | 458500349500 | 109 | 458500 | 349500
[5 empty] | 459500349500 | 109 | 459500 | 349500
[5 empty] | 460500349500 | 109 | 460500 | 349500
[5 empty] | 461500349500 | 109 | 461500 | 349500
[5 empty] | 462500349500 | 109 | 462500 | 349500
[5 empty] | 455500348500 | 109 | 455500 | 348500
[5 empty] | 456500348500 | 109 | 456500 | 348500
[5 empty] | 457500348500 | 109 | 457500 | 348500
[5 empty] | 458500348500 | 109 | 458500 | 348500
[5 empty] | 459500348500 | 109 | 459500 | 348500
[5 empty] | 460500348500 | 109 | 460500 | 348500
[5 empty] | 461500348500 | 109 | 461500 | 348500
[5 empty] | 462500348500 | 109 | 462500 | 348500
[5 empty] | 463500348500 | 109 | 463500 | 348500
[5 empty] | 455500347500 | 109 | 455500 | 347500
[5 empty] | 456500347500 | 109 | 456500 | 347500
[5 empty] | 457500347500 | 109 | 457500 | 347500
[5 empty] | 458500347500 | 109 | 458500 | 347500
[5 empty] | 459500347500 | 109 | 459500 | 347500
[5 empty] | 460500347500 | 109 | 460500 | 347500
[5 empty] | 461500347500 | 109 | 461500 | 347500
[5 empty] | 462500347500 | 109 | 462500 | 347500
[5 empty] | 463500347500 | 109 | 463500 | 347500
[5 empty] | 464500347500 | 109 | 464500 | 347500
[5 empty] | 456500346500 | 109 | 456500 | 346500
[5 empty] | 457500346500 | 109 | 457500 | 346500
[5 empty] | 458500346500 | 109 | 458500 | 346500
[5 empty] | 459500346500 | 109 | 459500 | 346500
[5 empty] | 460500346500 | 109 | 460500 | 346500
[5 empty] | 461500346500 | 109 | 461500 | 346500
[5 empty] | 462500346500 | 109 | 462500 | 346500
[5 empty] | 463500346500 | 109 | 463500 | 346500
[5 empty] | 457500345500 | 109 | 457500 | 345500
[5 empty] | 458500345500 | 109 | 458500 | 345500
[5 empty] | 459500345500 | 109 | 459500 | 345500
[5 empty] | 460500345500 | 109 | 460500 | 345500
[5 empty] | 461500345500 | 109 | 461500 | 345500
[5 empty] | 462500345500 | 109 | 462500 | 345500
[5 empty] | 463500345500 | 109 | 463500 | 345500
[5 empty] | 464500345500 | 109 | 464500 | 345500
[5 empty] | 458500344500 | 109 | 458500 | 344500
[5 empty] | 459500344500 | 109 | 459500 | 344500
[5 empty] | 460500344500 | 109 | 460500 | 344500
[5 empty] | 461500344500 | 109 | 461500 | 344500
[5 empty] | 462500344500 | 109 | 462500 | 344500
[5 empty] | 463500344500 | 109 | 463500 | 344500
[5 empty] | 464500344500 | 109 | 464500 | 344500
[5 empty] | 458500343500 | 109 | 458500 | 343500
[5 empty] | 459500343500 | 109 | 459500 | 343500
[5 empty] | 460500343500 | 109 | 460500 | 343500
[5 empty] | 461500343500 | 109 | 461500 | 343500
[5 empty] | 462500343500 | 109 | 462500 | 343500
[5 empty] | 463500343500 | 109 | 463500 | 343500
[5 empty] | 464500343500 | 109 | 464500 | 343500
[5 empty] | 465500343500 | 109 | 465500 | 343500
[5 empty] | 466500343500 | 109 | 466500 | 343500
[5 empty] | 459500342500 | 109 | 459500 | 342500
[5 empty] | 460500342500 | 109 | 460500 | 342500
[5 empty] | 461500342500 | 109 | 461500 | 342500
[5 empty] | 462500342500 | 109 | 462500 | 342500
[5 empty] | 463500342500 | 109 | 463500 | 342500
[5 empty] | 464500342500 | 109 | 464500 | 342500
[5 empty] | 459500341500 | 109 | 459500 | 341500
[5 empty] | 460500341500 | 109 | 460500 | 341500
[5 empty] | 461500341500 | 109 | 461500 | 341500
[5 empty] | 462500341500 | 109 | 462500 | 341500
[5 empty] | 463500341500 | 109 | 463500 | 341500
[5 empty] | 464500341500 | 109 | 464500 | 341500
[5 empty] | 461500340500 | 109 | 461500 | 340500
[5 empty] | 462500340500 | 109 | 462500 | 340500
[5 empty] | 463500340500 | 109 | 463500 | 340500
[5 empty] | 464500340500 | 109 | 464500 | 340500
[5 empty] | 385500220500 | 111 | 385500 | 220500
[5 empty] | 382500219500 | 111 | 382500 | 219500
[5 empty] | 383500219500 | 111 | 383500 | 219500
[5 empty] | 384500219500 | 111 | 384500 | 219500
[5 empty] | 385500219500 | 111 | 385500 | 219500
[5 empty] | 381500218500 | 111 | 381500 | 218500
[5 empty] | 382500218500 | 111 | 382500 | 218500
[5 empty] | 383500218500 | 111 | 383500 | 218500
[5 empty] | 384500218500 | 111 | 384500 | 218500
[5 empty] | 385500218500 | 111 | 385500 | 218500
[5 empty] | 386500218500 | 111 | 386500 | 218500
[5 empty] | 380500217500 | 111 | 380500 | 217500
[5 empty] | 381500217500 | 111 | 381500 | 217500
[5 empty] | 382500217500 | 111 | 382500 | 217500
[5 empty] | 383500217500 | 111 | 383500 | 217500
[5 empty] | 384500217500 | 111 | 384500 | 217500
[5 empty] | 385500217500 | 111 | 385500 | 217500
[5 empty] | 386500217500 | 111 | 386500 | 217500
[5 empty] | 387500217500 | 111 | 387500 | 217500
[5 empty] | 381500216500 | 111 | 381500 | 216500
[5 empty] | 382500216500 | 111 | 382500 | 216500
[5 empty] | 383500216500 | 111 | 383500 | 216500
[5 empty] | 384500216500 | 111 | 384500 | 216500
[5 empty] | 385500216500 | 111 | 385500 | 216500
[5 empty] | 386500216500 | 111 | 386500 | 216500
[5 empty] | 380500215500 | 111 | 380500 | 215500
[5 empty] | 381500215500 | 111 | 381500 | 215500
[5 empty] | 382500215500 | 111 | 382500 | 215500
[5 empty] | 383500215500 | 111 | 383500 | 215500
[5 empty] | 384500215500 | 111 | 384500 | 215500
[5 empty] | 385500215500 | 111 | 385500 | 215500
[5 empty] | 379500214500 | 111 | 379500 | 214500
[5 empty] | 380500214500 | 111 | 380500 | 214500
[5 empty] | 381500214500 | 111 | 381500 | 214500
[5 empty] | 382500214500 | 111 | 382500 | 214500
[5 empty] | 383500214500 | 111 | 383500 | 214500
[5 empty] | 384500214500 | 111 | 384500 | 214500
[5 empty] | 385500214500 | 111 | 385500 | 214500
[5 empty] | 380500213500 | 111 | 380500 | 213500
[5 empty] | 381500213500 | 111 | 381500 | 213500
[5 empty] | 381500212500 | 111 | 381500 | 212500
[5 empty] | 458500104500 | 112 | 458500 | 104500
[5 empty] | 459500104500 | 112 | 459500 | 104500
[5 empty] | 458500103500 | 112 | 458500 | 103500
[5 empty] | 459500103500 | 112 | 459500 | 103500
[5 empty] | 458500102500 | 112 | 458500 | 102500
[5 empty] | 459500102500 | 112 | 459500 | 102500
[5 empty] | 460500102500 | 112 | 460500 | 102500
[5 empty] | 456500101500 | 112 | 456500 | 101500
[5 empty] | 457500101500 | 112 | 457500 | 101500
[5 empty] | 458500101500 | 112 | 458500 | 101500
[5 empty] | 459500101500 | 112 | 459500 | 101500
[5 empty] | 460500101500 | 112 | 460500 | 101500
[5 empty] | 461500101500 | 112 | 461500 | 101500
[5 empty] | 455500100500 | 112 | 455500 | 100500
[5 empty] | 456500100500 | 112 | 456500 | 100500
[5 empty] | 457500100500 | 112 | 457500 | 100500
[5 empty] | 458500100500 | 112 | 458500 | 100500
[5 empty] | 459500100500 | 112 | 459500 | 100500
[5 empty] | 460500100500 | 112 | 460500 | 100500
[5 empty] | 461500100500 | 112 | 461500 | 100500
[5 empty] | 45650099500 | 112 | 456500 | 99500
[5 empty] | 45750099500 | 112 | 457500 | 99500
[5 empty] | 45850099500 | 112 | 458500 | 99500
[5 empty] | 45950099500 | 112 | 459500 | 99500
[5 empty] | 46050099500 | 112 | 460500 | 99500
[5 empty] | 46150099500 | 112 | 461500 | 99500
[5 empty] | 46250099500 | 112 | 462500 | 99500
[5 empty] | 45750098500 | 112 | 457500 | 98500
[5 empty] | 45850098500 | 112 | 458500 | 98500
[5 empty] | 45950098500 | 112 | 459500 | 98500
[5 empty] | 46050098500 | 112 | 460500 | 98500
[5 empty] | 46150098500 | 112 | 461500 | 98500
[5 empty] | 45950097500 | 112 | 459500 | 97500
[5 empty] | 46050097500 | 112 | 460500 | 97500
[5 empty] | 46150097500 | 112 | 461500 | 97500
[5 empty] | 561500176500 | 113 | 561500 | 176500
[5 empty] | 561500175500 | 113 | 561500 | 175500
[5 empty] | 569500175500 | 113 | 569500 | 175500
[5 empty] | 570500175500 | 113 | 570500 | 175500
[5 empty] | 571500175500 | 113 | 571500 | 175500
[5 empty] | 561500174500 | 113 | 561500 | 174500
[5 empty] | 562500174500 | 113 | 562500 | 174500
[5 empty] | 563500174500 | 113 | 563500 | 174500
[5 empty] | 564500174500 | 113 | 564500 | 174500
[5 empty] | 565500174500 | 113 | 565500 | 174500
[5 empty] | 566500174500 | 113 | 566500 | 174500
[5 empty] | 567500174500 | 113 | 567500 | 174500
[5 empty] | 568500174500 | 113 | 568500 | 174500
[5 empty] | 569500174500 | 113 | 569500 | 174500
[5 empty] | 570500174500 | 113 | 570500 | 174500
[5 empty] | 571500174500 | 113 | 571500 | 174500
[5 empty] | 572500174500 | 113 | 572500 | 174500
[5 empty] | 562500173500 | 113 | 562500 | 173500
[5 empty] | 563500173500 | 113 | 563500 | 173500
[5 empty] | 564500173500 | 113 | 564500 | 173500
[5 empty] | 565500173500 | 113 | 565500 | 173500
[5 empty] | 566500173500 | 113 | 566500 | 173500
[5 empty] | 567500173500 | 113 | 567500 | 173500
[5 empty] | 568500173500 | 113 | 568500 | 173500
[5 empty] | 569500173500 | 113 | 569500 | 173500
[5 empty] | 570500173500 | 113 | 570500 | 173500
[5 empty] | 571500173500 | 113 | 571500 | 173500
[5 empty] | 572500173500 | 113 | 572500 | 173500
[5 empty] | 562500172500 | 113 | 562500 | 172500
[5 empty] | 563500172500 | 113 | 563500 | 172500
[5 empty] | 564500172500 | 113 | 564500 | 172500
[5 empty] | 565500172500 | 113 | 565500 | 172500
[5 empty] | 566500172500 | 113 | 566500 | 172500
[5 empty] | 567500172500 | 113 | 567500 | 172500
[5 empty] | 568500172500 | 113 | 568500 | 172500
[5 empty] | 569500172500 | 113 | 569500 | 172500
[5 empty] | 570500172500 | 113 | 570500 | 172500
[5 empty] | 571500172500 | 113 | 571500 | 172500
[5 empty] | 572500172500 | 113 | 572500 | 172500
[5 empty] | 562500171500 | 113 | 562500 | 171500
[5 empty] | 563500171500 | 113 | 563500 | 171500
[5 empty] | 564500171500 | 113 | 564500 | 171500
[5 empty] | 565500171500 | 113 | 565500 | 171500
[5 empty] | 566500171500 | 113 | 566500 | 171500
[5 empty] | 567500171500 | 113 | 567500 | 171500
[5 empty] | 568500171500 | 113 | 568500 | 171500
[5 empty] | 569500171500 | 113 | 569500 | 171500
[5 empty] | 570500171500 | 113 | 570500 | 171500
[5 empty] | 571500171500 | 113 | 571500 | 171500
[5 empty] | 572500171500 | 113 | 572500 | 171500
[5 empty] | 562500170500 | 113 | 562500 | 170500
[5 empty] | 563500170500 | 113 | 563500 | 170500
[5 empty] | 564500170500 | 113 | 564500 | 170500
[5 empty] | 565500170500 | 113 | 565500 | 170500
[5 empty] | 566500170500 | 113 | 566500 | 170500
[5 empty] | 567500170500 | 113 | 567500 | 170500
[5 empty] | 568500170500 | 113 | 568500 | 170500
[5 empty] | 569500170500 | 113 | 569500 | 170500
[5 empty] | 570500170500 | 113 | 570500 | 170500
[5 empty] | 571500170500 | 113 | 571500 | 170500
[5 empty] | 563500169500 | 113 | 563500 | 169500
[5 empty] | 564500169500 | 113 | 564500 | 169500
[5 empty] | 565500169500 | 113 | 565500 | 169500
[5 empty] | 566500169500 | 113 | 566500 | 169500
[5 empty] | 567500169500 | 113 | 567500 | 169500
[5 empty] | 568500169500 | 113 | 568500 | 169500
[5 empty] | 569500169500 | 113 | 569500 | 169500
[5 empty] | 570500169500 | 113 | 570500 | 169500
[5 empty] | 563500168500 | 113 | 563500 | 168500
[5 empty] | 564500168500 | 113 | 564500 | 168500
[5 empty] | 565500168500 | 113 | 565500 | 168500
[5 empty] | 566500168500 | 113 | 566500 | 168500
[5 empty] | 567500168500 | 113 | 567500 | 168500
[5 empty] | 568500168500 | 113 | 568500 | 168500
[5 empty] | 569500168500 | 113 | 569500 | 168500
[5 empty] | 563500167500 | 113 | 563500 | 167500
[5 empty] | 564500167500 | 113 | 564500 | 167500
[5 empty] | 565500167500 | 113 | 565500 | 167500
[5 empty] | 566500167500 | 113 | 566500 | 167500
[5 empty] | 567500167500 | 113 | 567500 | 167500
[5 empty] | 568500167500 | 113 | 568500 | 167500
[5 empty] | 562500166500 | 113 | 562500 | 166500
[5 empty] | 563500166500 | 113 | 563500 | 166500
[5 empty] | 564500166500 | 113 | 564500 | 166500
[5 empty] | 565500166500 | 113 | 565500 | 166500
[5 empty] | 566500166500 | 113 | 566500 | 166500
[5 empty] | 567500166500 | 113 | 567500 | 166500
[5 empty] | 563500165500 | 113 | 563500 | 165500
[5 empty] | 564500165500 | 113 | 564500 | 165500
[5 empty] | 565500165500 | 113 | 565500 | 165500
[5 empty] | 566500165500 | 113 | 566500 | 165500
[5 empty] | 567500165500 | 113 | 567500 | 165500
[5 empty] | 563500164500 | 113 | 563500 | 164500
[5 empty] | 564500164500 | 113 | 564500 | 164500
[5 empty] | 565500164500 | 113 | 565500 | 164500
[5 empty] | 566500164500 | 113 | 566500 | 164500
[5 empty] | 563500163500 | 113 | 563500 | 163500
[5 empty] | 564500163500 | 113 | 564500 | 163500
[5 empty] | 565500163500 | 113 | 565500 | 163500
[5 empty] | 566500163500 | 113 | 566500 | 163500
[5 empty] | 563500162500 | 113 | 563500 | 162500
[5 empty] | 564500162500 | 113 | 564500 | 162500
[5 empty] | 565500162500 | 113 | 565500 | 162500
[5 empty] | 563500161500 | 113 | 563500 | 161500
[5 empty] | 564500161500 | 113 | 564500 | 161500
[5 empty] | 648500322500 | 114 | 648500 | 322500
[5 empty] | 646500321500 | 114 | 646500 | 321500
[5 empty] | 647500321500 | 114 | 647500 | 321500
[5 empty] | 648500321500 | 114 | 648500 | 321500
[5 empty] | 649500321500 | 114 | 649500 | 321500
[5 empty] | 645500320500 | 114 | 645500 | 320500
[5 empty] | 646500320500 | 114 | 646500 | 320500
[5 empty] | 647500320500 | 114 | 647500 | 320500
[5 empty] | 648500320500 | 114 | 648500 | 320500
[5 empty] | 649500320500 | 114 | 649500 | 320500
[5 empty] | 644500319500 | 114 | 644500 | 319500
[5 empty] | 645500319500 | 114 | 645500 | 319500
[5 empty] | 646500319500 | 114 | 646500 | 319500
[5 empty] | 647500319500 | 114 | 647500 | 319500
[5 empty] | 648500319500 | 114 | 648500 | 319500
[5 empty] | 649500319500 | 114 | 649500 | 319500
[5 empty] | 650500319500 | 114 | 650500 | 319500
[5 empty] | 642500318500 | 114 | 642500 | 318500
[5 empty] | 643500318500 | 114 | 643500 | 318500
[5 empty] | 644500318500 | 114 | 644500 | 318500
[5 empty] | 645500318500 | 114 | 645500 | 318500
[5 empty] | 646500318500 | 114 | 646500 | 318500
[5 empty] | 647500318500 | 114 | 647500 | 318500
[5 empty] | 648500318500 | 114 | 648500 | 318500
[5 empty] | 649500318500 | 114 | 649500 | 318500
[5 empty] | 650500318500 | 114 | 650500 | 318500
[5 empty] | 641500317500 | 114 | 641500 | 317500
[5 empty] | 642500317500 | 114 | 642500 | 317500
[5 empty] | 643500317500 | 114 | 643500 | 317500
[5 empty] | 644500317500 | 114 | 644500 | 317500
[5 empty] | 645500317500 | 114 | 645500 | 317500
[5 empty] | 646500317500 | 114 | 646500 | 317500
[5 empty] | 647500317500 | 114 | 647500 | 317500
[5 empty] | 648500317500 | 114 | 648500 | 317500
[5 empty] | 649500317500 | 114 | 649500 | 317500
[5 empty] | 650500317500 | 114 | 650500 | 317500
[5 empty] | 640500316500 | 114 | 640500 | 316500
[5 empty] | 641500316500 | 114 | 641500 | 316500
[5 empty] | 642500316500 | 114 | 642500 | 316500
[5 empty] | 643500316500 | 114 | 643500 | 316500
[5 empty] | 644500316500 | 114 | 644500 | 316500
[5 empty] | 645500316500 | 114 | 645500 | 316500
[5 empty] | 646500316500 | 114 | 646500 | 316500
[5 empty] | 647500316500 | 114 | 647500 | 316500
[5 empty] | 648500316500 | 114 | 648500 | 316500
[5 empty] | 649500316500 | 114 | 649500 | 316500
[5 empty] | 650500316500 | 114 | 650500 | 316500
[5 empty] | 651500316500 | 114 | 651500 | 316500
[5 empty] | 640500315500 | 114 | 640500 | 315500
[5 empty] | 641500315500 | 114 | 641500 | 315500
[5 empty] | 642500315500 | 114 | 642500 | 315500
[5 empty] | 643500315500 | 114 | 643500 | 315500
[5 empty] | 644500315500 | 114 | 644500 | 315500
[5 empty] | 645500315500 | 114 | 645500 | 315500
[5 empty] | 646500315500 | 114 | 646500 | 315500
[5 empty] | 647500315500 | 114 | 647500 | 315500
[5 empty] | 648500315500 | 114 | 648500 | 315500
[5 empty] | 649500315500 | 114 | 649500 | 315500
[5 empty] | 650500315500 | 114 | 650500 | 315500
[5 empty] | 651500315500 | 114 | 651500 | 315500
[5 empty] | 640500314500 | 114 | 640500 | 314500
[5 empty] | 641500314500 | 114 | 641500 | 314500
[5 empty] | 642500314500 | 114 | 642500 | 314500
[5 empty] | 643500314500 | 114 | 643500 | 314500
[5 empty] | 644500314500 | 114 | 644500 | 314500
[5 empty] | 645500314500 | 114 | 645500 | 314500
[5 empty] | 646500314500 | 114 | 646500 | 314500
[5 empty] | 647500314500 | 114 | 647500 | 314500
[5 empty] | 648500314500 | 114 | 648500 | 314500
[5 empty] | 649500314500 | 114 | 649500 | 314500
[5 empty] | 650500314500 | 114 | 650500 | 314500
[5 empty] | 651500314500 | 114 | 651500 | 314500
[5 empty] | 652500314500 | 114 | 652500 | 314500
[5 empty] | 641500313500 | 114 | 641500 | 313500
[5 empty] | 642500313500 | 114 | 642500 | 313500
[5 empty] | 643500313500 | 114 | 643500 | 313500
[5 empty] | 644500313500 | 114 | 644500 | 313500
[5 empty] | 645500313500 | 114 | 645500 | 313500
[5 empty] | 646500313500 | 114 | 646500 | 313500
[5 empty] | 647500313500 | 114 | 647500 | 313500
[5 empty] | 648500313500 | 114 | 648500 | 313500
[5 empty] | 649500313500 | 114 | 649500 | 313500
[5 empty] | 650500313500 | 114 | 650500 | 313500
[5 empty] | 651500313500 | 114 | 651500 | 313500
[5 empty] | 652500313500 | 114 | 652500 | 313500
[5 empty] | 641500312500 | 114 | 641500 | 312500
[5 empty] | 642500312500 | 114 | 642500 | 312500
[5 empty] | 643500312500 | 114 | 643500 | 312500
[5 empty] | 644500312500 | 114 | 644500 | 312500
[5 empty] | 645500312500 | 114 | 645500 | 312500
[5 empty] | 646500312500 | 114 | 646500 | 312500
[5 empty] | 647500312500 | 114 | 647500 | 312500
[5 empty] | 648500312500 | 114 | 648500 | 312500
[5 empty] | 649500312500 | 114 | 649500 | 312500
[5 empty] | 650500312500 | 114 | 650500 | 312500
[5 empty] | 651500312500 | 114 | 651500 | 312500
[5 empty] | 652500312500 | 114 | 652500 | 312500
[5 empty] | 641500311500 | 114 | 641500 | 311500
[5 empty] | 642500311500 | 114 | 642500 | 311500
[5 empty] | 643500311500 | 114 | 643500 | 311500
[5 empty] | 644500311500 | 114 | 644500 | 311500
[5 empty] | 645500311500 | 114 | 645500 | 311500
[5 empty] | 646500311500 | 114 | 646500 | 311500
[5 empty] | 647500311500 | 114 | 647500 | 311500
[5 empty] | 648500311500 | 114 | 648500 | 311500
[5 empty] | 649500311500 | 114 | 649500 | 311500
[5 empty] | 650500311500 | 114 | 650500 | 311500
[5 empty] | 651500311500 | 114 | 651500 | 311500
[5 empty] | 652500311500 | 114 | 652500 | 311500
[5 empty] | 653500311500 | 114 | 653500 | 311500
[5 empty] | 642500310500 | 114 | 642500 | 310500
[5 empty] | 643500310500 | 114 | 643500 | 310500
[5 empty] | 644500310500 | 114 | 644500 | 310500
[5 empty] | 645500310500 | 114 | 645500 | 310500
[5 empty] | 646500310500 | 114 | 646500 | 310500
[5 empty] | 647500310500 | 114 | 647500 | 310500
[5 empty] | 648500310500 | 114 | 648500 | 310500
[5 empty] | 649500310500 | 114 | 649500 | 310500
[5 empty] | 650500310500 | 114 | 650500 | 310500
[5 empty] | 651500310500 | 114 | 651500 | 310500
[5 empty] | 652500310500 | 114 | 652500 | 310500
[5 empty] | 653500310500 | 114 | 653500 | 310500
[5 empty] | 643500309500 | 114 | 643500 | 309500
[5 empty] | 644500309500 | 114 | 644500 | 309500
[5 empty] | 645500309500 | 114 | 645500 | 309500
[5 empty] | 647500309500 | 114 | 647500 | 309500
[5 empty] | 648500309500 | 114 | 648500 | 309500
[5 empty] | 649500309500 | 114 | 649500 | 309500
[5 empty] | 650500309500 | 114 | 650500 | 309500
[5 empty] | 651500309500 | 114 | 651500 | 309500
[5 empty] | 652500309500 | 114 | 652500 | 309500
[5 empty] | 653500309500 | 114 | 653500 | 309500
[5 empty] | 649500308500 | 114 | 649500 | 308500
[5 empty] | 650500308500 | 114 | 650500 | 308500
[5 empty] | 651500308500 | 114 | 651500 | 308500
[5 empty] | 652500308500 | 114 | 652500 | 308500
[5 empty] | 653500308500 | 114 | 653500 | 308500
[5 empty] | 648500307500 | 114 | 648500 | 307500
[5 empty] | 649500307500 | 114 | 649500 | 307500
[5 empty] | 650500307500 | 114 | 650500 | 307500
[5 empty] | 651500307500 | 114 | 651500 | 307500
[5 empty] | 652500307500 | 114 | 652500 | 307500
[5 empty] | 653500307500 | 114 | 653500 | 307500
[5 empty] | 647500306500 | 114 | 647500 | 306500
[5 empty] | 648500306500 | 114 | 648500 | 306500
[5 empty] | 649500306500 | 114 | 649500 | 306500
[5 empty] | 650500306500 | 114 | 650500 | 306500
[5 empty] | 651500306500 | 114 | 651500 | 306500
[5 empty] | 652500306500 | 114 | 652500 | 306500
[5 empty] | 653500306500 | 114 | 653500 | 306500
[5 empty] | 647500305500 | 114 | 647500 | 305500
[5 empty] | 648500305500 | 114 | 648500 | 305500
[5 empty] | 649500305500 | 114 | 649500 | 305500
[5 empty] | 650500305500 | 114 | 650500 | 305500
[5 empty] | 651500305500 | 114 | 651500 | 305500
[5 empty] | 652500305500 | 114 | 652500 | 305500
[5 empty] | 653500305500 | 114 | 653500 | 305500
[5 empty] | 647500304500 | 114 | 647500 | 304500
[5 empty] | 648500304500 | 114 | 648500 | 304500
[5 empty] | 649500304500 | 114 | 649500 | 304500
[5 empty] | 650500304500 | 114 | 650500 | 304500
[5 empty] | 651500304500 | 114 | 651500 | 304500
[5 empty] | 652500304500 | 114 | 652500 | 304500
[5 empty] | 653500304500 | 114 | 653500 | 304500
[5 empty] | 647500303500 | 114 | 647500 | 303500
[5 empty] | 648500303500 | 114 | 648500 | 303500
[5 empty] | 649500303500 | 114 | 649500 | 303500
[5 empty] | 650500303500 | 114 | 650500 | 303500
[5 empty] | 651500303500 | 114 | 651500 | 303500
[5 empty] | 652500303500 | 114 | 652500 | 303500
[5 empty] | 653500303500 | 114 | 653500 | 303500
[5 empty] | 646500302500 | 114 | 646500 | 302500
[5 empty] | 647500302500 | 114 | 647500 | 302500
[5 empty] | 648500302500 | 114 | 648500 | 302500
[5 empty] | 649500302500 | 114 | 649500 | 302500
[5 empty] | 650500302500 | 114 | 650500 | 302500
[5 empty] | 651500302500 | 114 | 651500 | 302500
[5 empty] | 652500302500 | 114 | 652500 | 302500
[5 empty] | 653500302500 | 114 | 653500 | 302500
[5 empty] | 646500301500 | 114 | 646500 | 301500
[5 empty] | 647500301500 | 114 | 647500 | 301500
[5 empty] | 648500301500 | 114 | 648500 | 301500
[5 empty] | 649500301500 | 114 | 649500 | 301500
[5 empty] | 650500301500 | 114 | 650500 | 301500
[5 empty] | 651500301500 | 114 | 651500 | 301500
[5 empty] | 652500301500 | 114 | 652500 | 301500
[5 empty] | 653500301500 | 114 | 653500 | 301500
[5 empty] | 645500300500 | 114 | 645500 | 300500
[5 empty] | 646500300500 | 114 | 646500 | 300500
[5 empty] | 647500300500 | 114 | 647500 | 300500
[5 empty] | 651500300500 | 114 | 651500 | 300500
[5 empty] | 652500300500 | 114 | 652500 | 300500
[5 empty] | 653500300500 | 114 | 653500 | 300500
[5 empty] | 645500299500 | 114 | 645500 | 299500
[5 empty] | 646500299500 | 114 | 646500 | 299500
[5 empty] | 652500299500 | 114 | 652500 | 299500
[5 empty] | 653500299500 | 114 | 653500 | 299500
[5 empty] | 506500159500 | 115 | 506500 | 159500
[5 empty] | 507500159500 | 115 | 507500 | 159500
[5 empty] | 506500158500 | 115 | 506500 | 158500
[5 empty] | 507500158500 | 115 | 507500 | 158500
[5 empty] | 491500157500 | 115 | 491500 | 157500
[5 empty] | 492500157500 | 115 | 492500 | 157500
[5 empty] | 493500157500 | 115 | 493500 | 157500
[5 empty] | 504500157500 | 115 | 504500 | 157500
[5 empty] | 505500157500 | 115 | 505500 | 157500
[5 empty] | 506500157500 | 115 | 506500 | 157500
[5 empty] | 507500157500 | 115 | 507500 | 157500
[5 empty] | 508500157500 | 115 | 508500 | 157500
[5 empty] | 491500156500 | 115 | 491500 | 156500
[5 empty] | 492500156500 | 115 | 492500 | 156500
[5 empty] | 493500156500 | 115 | 493500 | 156500
[5 empty] | 494500156500 | 115 | 494500 | 156500
[5 empty] | 502500156500 | 115 | 502500 | 156500
[5 empty] | 503500156500 | 115 | 503500 | 156500
[5 empty] | 504500156500 | 115 | 504500 | 156500
[5 empty] | 505500156500 | 115 | 505500 | 156500
[5 empty] | 506500156500 | 115 | 506500 | 156500
[5 empty] | 507500156500 | 115 | 507500 | 156500
[5 empty] | 508500156500 | 115 | 508500 | 156500
[5 empty] | 509500156500 | 115 | 509500 | 156500
[5 empty] | 510500156500 | 115 | 510500 | 156500
[5 empty] | 511500156500 | 115 | 511500 | 156500
[5 empty] | 491500155500 | 115 | 491500 | 155500
[5 empty] | 492500155500 | 115 | 492500 | 155500
[5 empty] | 493500155500 | 115 | 493500 | 155500
[5 empty] | 494500155500 | 115 | 494500 | 155500
[5 empty] | 495500155500 | 115 | 495500 | 155500
[5 empty] | 502500155500 | 115 | 502500 | 155500
[5 empty] | 503500155500 | 115 | 503500 | 155500
[5 empty] | 504500155500 | 115 | 504500 | 155500
[5 empty] | 505500155500 | 115 | 505500 | 155500
[5 empty] | 506500155500 | 115 | 506500 | 155500
[5 empty] | 507500155500 | 115 | 507500 | 155500
[5 empty] | 508500155500 | 115 | 508500 | 155500
[5 empty] | 509500155500 | 115 | 509500 | 155500
[5 empty] | 510500155500 | 115 | 510500 | 155500
[5 empty] | 511500155500 | 115 | 511500 | 155500
[5 empty] | 490500154500 | 115 | 490500 | 154500
[5 empty] | 491500154500 | 115 | 491500 | 154500
[5 empty] | 492500154500 | 115 | 492500 | 154500
[5 empty] | 493500154500 | 115 | 493500 | 154500
[5 empty] | 494500154500 | 115 | 494500 | 154500
[5 empty] | 495500154500 | 115 | 495500 | 154500
[5 empty] | 496500154500 | 115 | 496500 | 154500
[5 empty] | 497500154500 | 115 | 497500 | 154500
[5 empty] | 502500154500 | 115 | 502500 | 154500
[5 empty] | 503500154500 | 115 | 503500 | 154500
[5 empty] | 504500154500 | 115 | 504500 | 154500
[5 empty] | 505500154500 | 115 | 505500 | 154500
[5 empty] | 506500154500 | 115 | 506500 | 154500
[5 empty] | 507500154500 | 115 | 507500 | 154500
[5 empty] | 508500154500 | 115 | 508500 | 154500
[5 empty] | 509500154500 | 115 | 509500 | 154500
[5 empty] | 510500154500 | 115 | 510500 | 154500
[5 empty] | 511500154500 | 115 | 511500 | 154500
[5 empty] | 489500153500 | 115 | 489500 | 153500
[5 empty] | 490500153500 | 115 | 490500 | 153500
[5 empty] | 491500153500 | 115 | 491500 | 153500
[5 empty] | 492500153500 | 115 | 492500 | 153500
[5 empty] | 493500153500 | 115 | 493500 | 153500
[5 empty] | 494500153500 | 115 | 494500 | 153500
[5 empty] | 495500153500 | 115 | 495500 | 153500
[5 empty] | 496500153500 | 115 | 496500 | 153500
[5 empty] | 497500153500 | 115 | 497500 | 153500
[5 empty] | 498500153500 | 115 | 498500 | 153500
[5 empty] | 499500153500 | 115 | 499500 | 153500
[5 empty] | 502500153500 | 115 | 502500 | 153500
[5 empty] | 503500153500 | 115 | 503500 | 153500
[5 empty] | 504500153500 | 115 | 504500 | 153500
[5 empty] | 505500153500 | 115 | 505500 | 153500
[5 empty] | 506500153500 | 115 | 506500 | 153500
[5 empty] | 507500153500 | 115 | 507500 | 153500
[5 empty] | 508500153500 | 115 | 508500 | 153500
[5 empty] | 509500153500 | 115 | 509500 | 153500
[5 empty] | 510500153500 | 115 | 510500 | 153500
[5 empty] | 511500153500 | 115 | 511500 | 153500
[5 empty] | 489500152500 | 115 | 489500 | 152500
[5 empty] | 490500152500 | 115 | 490500 | 152500
[5 empty] | 491500152500 | 115 | 491500 | 152500
[5 empty] | 492500152500 | 115 | 492500 | 152500
[5 empty] | 493500152500 | 115 | 493500 | 152500
[5 empty] | 494500152500 | 115 | 494500 | 152500
[5 empty] | 495500152500 | 115 | 495500 | 152500
[5 empty] | 496500152500 | 115 | 496500 | 152500
[5 empty] | 497500152500 | 115 | 497500 | 152500
[5 empty] | 498500152500 | 115 | 498500 | 152500
[5 empty] | 499500152500 | 115 | 499500 | 152500
[5 empty] | 500500152500 | 115 | 500500 | 152500
[5 empty] | 501500152500 | 115 | 501500 | 152500
[5 empty] | 502500152500 | 115 | 502500 | 152500
[5 empty] | 503500152500 | 115 | 503500 | 152500
[5 empty] | 504500152500 | 115 | 504500 | 152500
[5 empty] | 505500152500 | 115 | 505500 | 152500
[5 empty] | 506500152500 | 115 | 506500 | 152500
[5 empty] | 507500152500 | 115 | 507500 | 152500
[5 empty] | 508500152500 | 115 | 508500 | 152500
[5 empty] | 509500152500 | 115 | 509500 | 152500
[5 empty] | 510500152500 | 115 | 510500 | 152500
[5 empty] | 511500152500 | 115 | 511500 | 152500
[5 empty] | 489500151500 | 115 | 489500 | 151500
[5 empty] | 490500151500 | 115 | 490500 | 151500
[5 empty] | 491500151500 | 115 | 491500 | 151500
[5 empty] | 492500151500 | 115 | 492500 | 151500
[5 empty] | 493500151500 | 115 | 493500 | 151500
[5 empty] | 494500151500 | 115 | 494500 | 151500
[5 empty] | 495500151500 | 115 | 495500 | 151500
[5 empty] | 496500151500 | 115 | 496500 | 151500
[5 empty] | 497500151500 | 115 | 497500 | 151500
[5 empty] | 498500151500 | 115 | 498500 | 151500
[5 empty] | 499500151500 | 115 | 499500 | 151500
[5 empty] | 500500151500 | 115 | 500500 | 151500
[5 empty] | 501500151500 | 115 | 501500 | 151500
[5 empty] | 502500151500 | 115 | 502500 | 151500
[5 empty] | 503500151500 | 115 | 503500 | 151500
[5 empty] | 504500151500 | 115 | 504500 | 151500
[5 empty] | 505500151500 | 115 | 505500 | 151500
[5 empty] | 506500151500 | 115 | 506500 | 151500
[5 empty] | 507500151500 | 115 | 507500 | 151500
[5 empty] | 508500151500 | 115 | 508500 | 151500
[5 empty] | 509500151500 | 115 | 509500 | 151500
[5 empty] | 510500151500 | 115 | 510500 | 151500
[5 empty] | 511500151500 | 115 | 511500 | 151500
[5 empty] | 488500150500 | 115 | 488500 | 150500
[5 empty] | 489500150500 | 115 | 489500 | 150500
[5 empty] | 490500150500 | 115 | 490500 | 150500
[5 empty] | 491500150500 | 115 | 491500 | 150500
[5 empty] | 492500150500 | 115 | 492500 | 150500
[5 empty] | 493500150500 | 115 | 493500 | 150500
[5 empty] | 494500150500 | 115 | 494500 | 150500
[5 empty] | 495500150500 | 115 | 495500 | 150500
[5 empty] | 496500150500 | 115 | 496500 | 150500
[5 empty] | 497500150500 | 115 | 497500 | 150500
[5 empty] | 498500150500 | 115 | 498500 | 150500
[5 empty] | 499500150500 | 115 | 499500 | 150500
[5 empty] | 500500150500 | 115 | 500500 | 150500
[5 empty] | 501500150500 | 115 | 501500 | 150500
[5 empty] | 502500150500 | 115 | 502500 | 150500
[5 empty] | 503500150500 | 115 | 503500 | 150500
[5 empty] | 504500150500 | 115 | 504500 | 150500
[5 empty] | 505500150500 | 115 | 505500 | 150500
[5 empty] | 506500150500 | 115 | 506500 | 150500
[5 empty] | 507500150500 | 115 | 507500 | 150500
[5 empty] | 508500150500 | 115 | 508500 | 150500
[5 empty] | 509500150500 | 115 | 509500 | 150500
[5 empty] | 510500150500 | 115 | 510500 | 150500
[5 empty] | 511500150500 | 115 | 511500 | 150500
[5 empty] | 488500149500 | 115 | 488500 | 149500
[5 empty] | 489500149500 | 115 | 489500 | 149500
[5 empty] | 490500149500 | 115 | 490500 | 149500
[5 empty] | 491500149500 | 115 | 491500 | 149500
[5 empty] | 492500149500 | 115 | 492500 | 149500
[5 empty] | 493500149500 | 115 | 493500 | 149500
[5 empty] | 494500149500 | 115 | 494500 | 149500
[5 empty] | 495500149500 | 115 | 495500 | 149500
[5 empty] | 496500149500 | 115 | 496500 | 149500
[5 empty] | 497500149500 | 115 | 497500 | 149500
[5 empty] | 498500149500 | 115 | 498500 | 149500
[5 empty] | 499500149500 | 115 | 499500 | 149500
[5 empty] | 500500149500 | 115 | 500500 | 149500
[5 empty] | 501500149500 | 115 | 501500 | 149500
[5 empty] | 502500149500 | 115 | 502500 | 149500
[5 empty] | 503500149500 | 115 | 503500 | 149500
[5 empty] | 504500149500 | 115 | 504500 | 149500
[5 empty] | 505500149500 | 115 | 505500 | 149500
[5 empty] | 506500149500 | 115 | 506500 | 149500
[5 empty] | 507500149500 | 115 | 507500 | 149500
[5 empty] | 508500149500 | 115 | 508500 | 149500
[5 empty] | 509500149500 | 115 | 509500 | 149500
[5 empty] | 488500148500 | 115 | 488500 | 148500
[5 empty] | 489500148500 | 115 | 489500 | 148500
[5 empty] | 490500148500 | 115 | 490500 | 148500
[5 empty] | 491500148500 | 115 | 491500 | 148500
[5 empty] | 492500148500 | 115 | 492500 | 148500
[5 empty] | 493500148500 | 115 | 493500 | 148500
[5 empty] | 494500148500 | 115 | 494500 | 148500
[5 empty] | 495500148500 | 115 | 495500 | 148500
[5 empty] | 496500148500 | 115 | 496500 | 148500
[5 empty] | 497500148500 | 115 | 497500 | 148500
[5 empty] | 498500148500 | 115 | 498500 | 148500
[5 empty] | 499500148500 | 115 | 499500 | 148500
[5 empty] | 500500148500 | 115 | 500500 | 148500
[5 empty] | 501500148500 | 115 | 501500 | 148500
[5 empty] | 502500148500 | 115 | 502500 | 148500
[5 empty] | 503500148500 | 115 | 503500 | 148500
[5 empty] | 504500148500 | 115 | 504500 | 148500
[5 empty] | 505500148500 | 115 | 505500 | 148500
[5 empty] | 506500148500 | 115 | 506500 | 148500
[5 empty] | 507500148500 | 115 | 507500 | 148500
[5 empty] | 508500148500 | 115 | 508500 | 148500
[5 empty] | 509500148500 | 115 | 509500 | 148500
[5 empty] | 488500147500 | 115 | 488500 | 147500
[5 empty] | 489500147500 | 115 | 489500 | 147500
[5 empty] | 490500147500 | 115 | 490500 | 147500
[5 empty] | 491500147500 | 115 | 491500 | 147500
[5 empty] | 492500147500 | 115 | 492500 | 147500
[5 empty] | 493500147500 | 115 | 493500 | 147500
[5 empty] | 494500147500 | 115 | 494500 | 147500
[5 empty] | 495500147500 | 115 | 495500 | 147500
[5 empty] | 496500147500 | 115 | 496500 | 147500
[5 empty] | 497500147500 | 115 | 497500 | 147500
[5 empty] | 498500147500 | 115 | 498500 | 147500
[5 empty] | 499500147500 | 115 | 499500 | 147500
[5 empty] | 500500147500 | 115 | 500500 | 147500
[5 empty] | 501500147500 | 115 | 501500 | 147500
[5 empty] | 502500147500 | 115 | 502500 | 147500
[5 empty] | 503500147500 | 115 | 503500 | 147500
[5 empty] | 504500147500 | 115 | 504500 | 147500
[5 empty] | 505500147500 | 115 | 505500 | 147500
[5 empty] | 506500147500 | 115 | 506500 | 147500
[5 empty] | 507500147500 | 115 | 507500 | 147500
[5 empty] | 508500147500 | 115 | 508500 | 147500
[5 empty] | 488500146500 | 115 | 488500 | 146500
[5 empty] | 489500146500 | 115 | 489500 | 146500
[5 empty] | 490500146500 | 115 | 490500 | 146500
[5 empty] | 491500146500 | 115 | 491500 | 146500
[5 empty] | 492500146500 | 115 | 492500 | 146500
[5 empty] | 493500146500 | 115 | 493500 | 146500
[5 empty] | 494500146500 | 115 | 494500 | 146500
[5 empty] | 495500146500 | 115 | 495500 | 146500
[5 empty] | 496500146500 | 115 | 496500 | 146500
[5 empty] | 497500146500 | 115 | 497500 | 146500
[5 empty] | 498500146500 | 115 | 498500 | 146500
[5 empty] | 499500146500 | 115 | 499500 | 146500
[5 empty] | 500500146500 | 115 | 500500 | 146500
[5 empty] | 501500146500 | 115 | 501500 | 146500
[5 empty] | 503500146500 | 115 | 503500 | 146500
[5 empty] | 504500146500 | 115 | 504500 | 146500
[5 empty] | 505500146500 | 115 | 505500 | 146500
[5 empty] | 506500146500 | 115 | 506500 | 146500
[5 empty] | 507500146500 | 115 | 507500 | 146500
[5 empty] | 508500146500 | 115 | 508500 | 146500
[5 empty] | 509500146500 | 115 | 509500 | 146500
[5 empty] | 488500145500 | 115 | 488500 | 145500
[5 empty] | 489500145500 | 115 | 489500 | 145500
[5 empty] | 490500145500 | 115 | 490500 | 145500
[5 empty] | 491500145500 | 115 | 491500 | 145500
[5 empty] | 492500145500 | 115 | 492500 | 145500
[5 empty] | 493500145500 | 115 | 493500 | 145500
[5 empty] | 494500145500 | 115 | 494500 | 145500
[5 empty] | 495500145500 | 115 | 495500 | 145500
[5 empty] | 499500145500 | 115 | 499500 | 145500
[5 empty] | 505500145500 | 115 | 505500 | 145500
[5 empty] | 506500145500 | 115 | 506500 | 145500
[5 empty] | 507500145500 | 115 | 507500 | 145500
[5 empty] | 508500145500 | 115 | 508500 | 145500
[5 empty] | 509500145500 | 115 | 509500 | 145500
[5 empty] | 510500145500 | 115 | 510500 | 145500
[5 empty] | 491500144500 | 115 | 491500 | 144500
[5 empty] | 494500144500 | 115 | 494500 | 144500
[5 empty] | 495500144500 | 115 | 495500 | 144500
[5 empty] | 505500144500 | 115 | 505500 | 144500
[5 empty] | 506500144500 | 115 | 506500 | 144500
[5 empty] | 507500144500 | 115 | 507500 | 144500
[5 empty] | 508500144500 | 115 | 508500 | 144500
[5 empty] | 509500144500 | 115 | 509500 | 144500
[5 empty] | 510500144500 | 115 | 510500 | 144500
[5 empty] | 494500143500 | 115 | 494500 | 143500
[5 empty] | 495500143500 | 115 | 495500 | 143500
[5 empty] | 506500143500 | 115 | 506500 | 143500
[5 empty] | 507500143500 | 115 | 507500 | 143500
[5 empty] | 508500143500 | 115 | 508500 | 143500
[5 empty] | 509500143500 | 115 | 509500 | 143500
[5 empty] | 510500143500 | 115 | 510500 | 143500
[5 empty] | 351500389500 | 116 | 351500 | 389500
[5 empty] | 350500388500 | 116 | 350500 | 388500
[5 empty] | 351500388500 | 116 | 351500 | 388500
[5 empty] | 352500388500 | 116 | 352500 | 388500
[5 empty] | 349500387500 | 116 | 349500 | 387500
[5 empty] | 350500387500 | 116 | 350500 | 387500
[5 empty] | 351500387500 | 116 | 351500 | 387500
[5 empty] | 352500387500 | 116 | 352500 | 387500
[5 empty] | 353500387500 | 116 | 353500 | 387500
[5 empty] | 348500386500 | 116 | 348500 | 386500
[5 empty] | 349500386500 | 116 | 349500 | 386500
[5 empty] | 350500386500 | 116 | 350500 | 386500
[5 empty] | 351500386500 | 116 | 351500 | 386500
[5 empty] | 352500386500 | 116 | 352500 | 386500
[5 empty] | 353500386500 | 116 | 353500 | 386500
[5 empty] | 348500385500 | 116 | 348500 | 385500
[5 empty] | 349500385500 | 116 | 349500 | 385500
[5 empty] | 350500385500 | 116 | 350500 | 385500
[5 empty] | 351500385500 | 116 | 351500 | 385500
[5 empty] | 352500385500 | 116 | 352500 | 385500
[5 empty] | 353500385500 | 116 | 353500 | 385500
[5 empty] | 346500384500 | 116 | 346500 | 384500
[5 empty] | 347500384500 | 116 | 347500 | 384500
[5 empty] | 348500384500 | 116 | 348500 | 384500
[5 empty] | 349500384500 | 116 | 349500 | 384500
[5 empty] | 350500384500 | 116 | 350500 | 384500
[5 empty] | 351500384500 | 116 | 351500 | 384500
[5 empty] | 352500384500 | 116 | 352500 | 384500
[5 empty] | 353500384500 | 116 | 353500 | 384500
[5 empty] | 354500384500 | 116 | 354500 | 384500
[5 empty] | 356500384500 | 116 | 356500 | 384500
[5 empty] | 357500384500 | 116 | 357500 | 384500
[5 empty] | 346500383500 | 116 | 346500 | 383500
[5 empty] | 347500383500 | 116 | 347500 | 383500
[5 empty] | 348500383500 | 116 | 348500 | 383500
[5 empty] | 349500383500 | 116 | 349500 | 383500
[5 empty] | 350500383500 | 116 | 350500 | 383500
[5 empty] | 351500383500 | 116 | 351500 | 383500
[5 empty] | 352500383500 | 116 | 352500 | 383500
[5 empty] | 353500383500 | 116 | 353500 | 383500
[5 empty] | 354500383500 | 116 | 354500 | 383500
[5 empty] | 355500383500 | 116 | 355500 | 383500
[5 empty] | 356500383500 | 116 | 356500 | 383500
[5 empty] | 357500383500 | 116 | 357500 | 383500
[5 empty] | 358500383500 | 116 | 358500 | 383500
[5 empty] | 345500382500 | 116 | 345500 | 382500
[5 empty] | 346500382500 | 116 | 346500 | 382500
[5 empty] | 347500382500 | 116 | 347500 | 382500
[5 empty] | 348500382500 | 116 | 348500 | 382500
[5 empty] | 349500382500 | 116 | 349500 | 382500
[5 empty] | 350500382500 | 116 | 350500 | 382500
[5 empty] | 351500382500 | 116 | 351500 | 382500
[5 empty] | 352500382500 | 116 | 352500 | 382500
[5 empty] | 353500382500 | 116 | 353500 | 382500
[5 empty] | 354500382500 | 116 | 354500 | 382500
[5 empty] | 355500382500 | 116 | 355500 | 382500
[5 empty] | 356500382500 | 116 | 356500 | 382500
[5 empty] | 357500382500 | 116 | 357500 | 382500
[5 empty] | 358500382500 | 116 | 358500 | 382500
[5 empty] | 345500381500 | 116 | 345500 | 381500
[5 empty] | 346500381500 | 116 | 346500 | 381500
[5 empty] | 347500381500 | 116 | 347500 | 381500
[5 empty] | 348500381500 | 116 | 348500 | 381500
[5 empty] | 349500381500 | 116 | 349500 | 381500
[5 empty] | 350500381500 | 116 | 350500 | 381500
[5 empty] | 351500381500 | 116 | 351500 | 381500
[5 empty] | 352500381500 | 116 | 352500 | 381500
[5 empty] | 353500381500 | 116 | 353500 | 381500
[5 empty] | 354500381500 | 116 | 354500 | 381500
[5 empty] | 355500381500 | 116 | 355500 | 381500
[5 empty] | 356500381500 | 116 | 356500 | 381500
[5 empty] | 357500381500 | 116 | 357500 | 381500
[5 empty] | 358500381500 | 116 | 358500 | 381500
[5 empty] | 346500380500 | 116 | 346500 | 380500
[5 empty] | 347500380500 | 116 | 347500 | 380500
[5 empty] | 349500380500 | 116 | 349500 | 380500
[5 empty] | 350500380500 | 116 | 350500 | 380500
[5 empty] | 351500380500 | 116 | 351500 | 380500
[5 empty] | 352500380500 | 116 | 352500 | 380500
[5 empty] | 353500380500 | 116 | 353500 | 380500
[5 empty] | 354500380500 | 116 | 354500 | 380500
[5 empty] | 355500380500 | 116 | 355500 | 380500
[5 empty] | 356500380500 | 116 | 356500 | 380500
[5 empty] | 357500380500 | 116 | 357500 | 380500
[5 empty] | 358500380500 | 116 | 358500 | 380500
[5 empty] | 359500380500 | 116 | 359500 | 380500
[5 empty] | 353500379500 | 116 | 353500 | 379500
[5 empty] | 356500379500 | 116 | 356500 | 379500
[5 empty] | 357500379500 | 116 | 357500 | 379500
[5 empty] | 449500512500 | 517 | 449500 | 512500
[5 empty] | 450500512500 | 517 | 450500 | 512500
[5 empty] | 451500512500 | 517 | 451500 | 512500
[5 empty] | 452500512500 | 517 | 452500 | 512500
[5 empty] | 458500512500 | 517 | 458500 | 512500
[5 empty] | 434500511500 | 517 | 434500 | 511500
[5 empty] | 435500511500 | 517 | 435500 | 511500
[5 empty] | 448500511500 | 517 | 448500 | 511500
[5 empty] | 449500511500 | 517 | 449500 | 511500
[5 empty] | 450500511500 | 517 | 450500 | 511500
[5 empty] | 451500511500 | 517 | 451500 | 511500
[5 empty] | 452500511500 | 517 | 452500 | 511500
[5 empty] | 453500511500 | 517 | 453500 | 511500
[5 empty] | 454500511500 | 517 | 454500 | 511500
[5 empty] | 455500511500 | 517 | 455500 | 511500
[5 empty] | 456500511500 | 517 | 456500 | 511500
[5 empty] | 457500511500 | 517 | 457500 | 511500
[5 empty] | 458500511500 | 517 | 458500 | 511500
[5 empty] | 459500511500 | 517 | 459500 | 511500
[5 empty] | 460500511500 | 517 | 460500 | 511500
[5 empty] | 461500511500 | 517 | 461500 | 511500
[5 empty] | 435500510500 | 517 | 435500 | 510500
[5 empty] | 436500510500 | 517 | 436500 | 510500
[5 empty] | 438500510500 | 517 | 438500 | 510500
[5 empty] | 440500510500 | 517 | 440500 | 510500
[5 empty] | 446500510500 | 517 | 446500 | 510500
[5 empty] | 447500510500 | 517 | 447500 | 510500
[5 empty] | 448500510500 | 517 | 448500 | 510500
[5 empty] | 449500510500 | 517 | 449500 | 510500
[5 empty] | 450500510500 | 517 | 450500 | 510500
[5 empty] | 451500510500 | 517 | 451500 | 510500
[5 empty] | 452500510500 | 517 | 452500 | 510500
[5 empty] | 453500510500 | 517 | 453500 | 510500
[5 empty] | 454500510500 | 517 | 454500 | 510500
[5 empty] | 455500510500 | 517 | 455500 | 510500
[5 empty] | 456500510500 | 517 | 456500 | 510500
[5 empty] | 457500510500 | 517 | 457500 | 510500
[5 empty] | 458500510500 | 517 | 458500 | 510500
[5 empty] | 459500510500 | 517 | 459500 | 510500
[5 empty] | 460500510500 | 517 | 460500 | 510500
[5 empty] | 461500510500 | 517 | 461500 | 510500
[5 empty] | 462500510500 | 517 | 462500 | 510500
[5 empty] | 435500509500 | 517 | 435500 | 509500
[5 empty] | 436500509500 | 517 | 436500 | 509500
[5 empty] | 438500509500 | 517 | 438500 | 509500
[5 empty] | 439500509500 | 517 | 439500 | 509500
[5 empty] | 440500509500 | 517 | 440500 | 509500
[5 empty] | 446500509500 | 517 | 446500 | 509500
[5 empty] | 447500509500 | 517 | 447500 | 509500
[5 empty] | 448500509500 | 517 | 448500 | 509500
[5 empty] | 449500509500 | 517 | 449500 | 509500
[5 empty] | 450500509500 | 517 | 450500 | 509500
[5 empty] | 451500509500 | 517 | 451500 | 509500
[5 empty] | 452500509500 | 517 | 452500 | 509500
[5 empty] | 453500509500 | 517 | 453500 | 509500
[5 empty] | 454500509500 | 517 | 454500 | 509500
[5 empty] | 455500509500 | 517 | 455500 | 509500
[5 empty] | 456500509500 | 517 | 456500 | 509500
[5 empty] | 457500509500 | 517 | 457500 | 509500
[5 empty] | 458500509500 | 517 | 458500 | 509500
[5 empty] | 459500509500 | 517 | 459500 | 509500
[5 empty] | 460500509500 | 517 | 460500 | 509500
[5 empty] | 461500509500 | 517 | 461500 | 509500
[5 empty] | 462500509500 | 517 | 462500 | 509500
[5 empty] | 463500509500 | 517 | 463500 | 509500
[5 empty] | 465500509500 | 517 | 465500 | 509500
[5 empty] | 435500508500 | 517 | 435500 | 508500
[5 empty] | 436500508500 | 517 | 436500 | 508500
[5 empty] | 437500508500 | 517 | 437500 | 508500
[5 empty] | 438500508500 | 517 | 438500 | 508500
[5 empty] | 439500508500 | 517 | 439500 | 508500
[5 empty] | 440500508500 | 517 | 440500 | 508500
[5 empty] | 444500508500 | 517 | 444500 | 508500
[5 empty] | 445500508500 | 517 | 445500 | 508500
[5 empty] | 446500508500 | 517 | 446500 | 508500
[5 empty] | 447500508500 | 517 | 447500 | 508500
[5 empty] | 448500508500 | 517 | 448500 | 508500
[5 empty] | 449500508500 | 517 | 449500 | 508500
[5 empty] | 450500508500 | 517 | 450500 | 508500
[5 empty] | 451500508500 | 517 | 451500 | 508500
[5 empty] | 452500508500 | 517 | 452500 | 508500
[5 empty] | 453500508500 | 517 | 453500 | 508500
[5 empty] | 454500508500 | 517 | 454500 | 508500
[5 empty] | 455500508500 | 517 | 455500 | 508500
[5 empty] | 456500508500 | 517 | 456500 | 508500
[5 empty] | 457500508500 | 517 | 457500 | 508500
[5 empty] | 458500508500 | 517 | 458500 | 508500
[5 empty] | 459500508500 | 517 | 459500 | 508500
[5 empty] | 460500508500 | 517 | 460500 | 508500
[5 empty] | 461500508500 | 517 | 461500 | 508500
[5 empty] | 462500508500 | 517 | 462500 | 508500
[5 empty] | 463500508500 | 517 | 463500 | 508500
[5 empty] | 464500508500 | 517 | 464500 | 508500
[5 empty] | 465500508500 | 517 | 465500 | 508500
[5 empty] | 435500507500 | 517 | 435500 | 507500
[5 empty] | 436500507500 | 517 | 436500 | 507500
[5 empty] | 437500507500 | 517 | 437500 | 507500
[5 empty] | 438500507500 | 517 | 438500 | 507500
[5 empty] | 439500507500 | 517 | 439500 | 507500
[5 empty] | 440500507500 | 517 | 440500 | 507500
[5 empty] | 441500507500 | 517 | 441500 | 507500
[5 empty] | 442500507500 | 517 | 442500 | 507500
[5 empty] | 443500507500 | 517 | 443500 | 507500
[5 empty] | 444500507500 | 517 | 444500 | 507500
[5 empty] | 445500507500 | 517 | 445500 | 507500
[5 empty] | 446500507500 | 517 | 446500 | 507500
[5 empty] | 447500507500 | 517 | 447500 | 507500
[5 empty] | 448500507500 | 517 | 448500 | 507500
[5 empty] | 449500507500 | 517 | 449500 | 507500
[5 empty] | 450500507500 | 517 | 450500 | 507500
[5 empty] | 451500507500 | 517 | 451500 | 507500
[5 empty] | 452500507500 | 517 | 452500 | 507500
[5 empty] | 453500507500 | 517 | 453500 | 507500
[5 empty] | 454500507500 | 517 | 454500 | 507500
[5 empty] | 455500507500 | 517 | 455500 | 507500
[5 empty] | 456500507500 | 517 | 456500 | 507500
[5 empty] | 457500507500 | 517 | 457500 | 507500
[5 empty] | 458500507500 | 517 | 458500 | 507500
[5 empty] | 459500507500 | 517 | 459500 | 507500
[5 empty] | 460500507500 | 517 | 460500 | 507500
[5 empty] | 461500507500 | 517 | 461500 | 507500
[5 empty] | 462500507500 | 517 | 462500 | 507500
[5 empty] | 464500507500 | 517 | 464500 | 507500
[5 empty] | 465500507500 | 517 | 465500 | 507500
[5 empty] | 434500506500 | 517 | 434500 | 506500
[5 empty] | 435500506500 | 517 | 435500 | 506500
[5 empty] | 436500506500 | 517 | 436500 | 506500
[5 empty] | 437500506500 | 517 | 437500 | 506500
[5 empty] | 438500506500 | 517 | 438500 | 506500
[5 empty] | 439500506500 | 517 | 439500 | 506500
[5 empty] | 440500506500 | 517 | 440500 | 506500
[5 empty] | 441500506500 | 517 | 441500 | 506500
[5 empty] | 442500506500 | 517 | 442500 | 506500
[5 empty] | 443500506500 | 517 | 443500 | 506500
[5 empty] | 444500506500 | 517 | 444500 | 506500
[5 empty] | 445500506500 | 517 | 445500 | 506500
[5 empty] | 446500506500 | 517 | 446500 | 506500
[5 empty] | 447500506500 | 517 | 447500 | 506500
[5 empty] | 448500506500 | 517 | 448500 | 506500
[5 empty] | 449500506500 | 517 | 449500 | 506500
[5 empty] | 450500506500 | 517 | 450500 | 506500
[5 empty] | 451500506500 | 517 | 451500 | 506500
[5 empty] | 452500506500 | 517 | 452500 | 506500
[5 empty] | 453500506500 | 517 | 453500 | 506500
[5 empty] | 454500506500 | 517 | 454500 | 506500
[5 empty] | 455500506500 | 517 | 455500 | 506500
[5 empty] | 456500506500 | 517 | 456500 | 506500
[5 empty] | 457500506500 | 517 | 457500 | 506500
[5 empty] | 458500506500 | 517 | 458500 | 506500
[5 empty] | 459500506500 | 517 | 459500 | 506500
[5 empty] | 460500506500 | 517 | 460500 | 506500
[5 empty] | 461500506500 | 517 | 461500 | 506500
[5 empty] | 430500505500 | 517 | 430500 | 505500
[5 empty] | 431500505500 | 517 | 431500 | 505500
[5 empty] | 432500505500 | 517 | 432500 | 505500
[5 empty] | 433500505500 | 517 | 433500 | 505500
[5 empty] | 434500505500 | 517 | 434500 | 505500
[5 empty] | 435500505500 | 517 | 435500 | 505500
[5 empty] | 436500505500 | 517 | 436500 | 505500
[5 empty] | 437500505500 | 517 | 437500 | 505500
[5 empty] | 438500505500 | 517 | 438500 | 505500
[5 empty] | 439500505500 | 517 | 439500 | 505500
[5 empty] | 440500505500 | 517 | 440500 | 505500
[5 empty] | 441500505500 | 517 | 441500 | 505500
[5 empty] | 442500505500 | 517 | 442500 | 505500
[5 empty] | 443500505500 | 517 | 443500 | 505500
[5 empty] | 444500505500 | 517 | 444500 | 505500
[5 empty] | 445500505500 | 517 | 445500 | 505500
[5 empty] | 446500505500 | 517 | 446500 | 505500
[5 empty] | 447500505500 | 517 | 447500 | 505500
[5 empty] | 448500505500 | 517 | 448500 | 505500
[5 empty] | 449500505500 | 517 | 449500 | 505500
[5 empty] | 450500505500 | 517 | 450500 | 505500
[5 empty] | 451500505500 | 517 | 451500 | 505500
[5 empty] | 452500505500 | 517 | 452500 | 505500
[5 empty] | 453500505500 | 517 | 453500 | 505500
[5 empty] | 454500505500 | 517 | 454500 | 505500
[5 empty] | 455500505500 | 517 | 455500 | 505500
[5 empty] | 456500505500 | 517 | 456500 | 505500
[5 empty] | 457500505500 | 517 | 457500 | 505500
[5 empty] | 458500505500 | 517 | 458500 | 505500
[5 empty] | 459500505500 | 517 | 459500 | 505500
[5 empty] | 460500505500 | 517 | 460500 | 505500
[5 empty] | 429500504500 | 517 | 429500 | 504500
[5 empty] | 430500504500 | 517 | 430500 | 504500
[5 empty] | 431500504500 | 517 | 431500 | 504500
[5 empty] | 432500504500 | 517 | 432500 | 504500
[5 empty] | 433500504500 | 517 | 433500 | 504500
[5 empty] | 434500504500 | 517 | 434500 | 504500
[5 empty] | 435500504500 | 517 | 435500 | 504500
[5 empty] | 436500504500 | 517 | 436500 | 504500
[5 empty] | 437500504500 | 517 | 437500 | 504500
[5 empty] | 438500504500 | 517 | 438500 | 504500
[5 empty] | 439500504500 | 517 | 439500 | 504500
[5 empty] | 440500504500 | 517 | 440500 | 504500
[5 empty] | 441500504500 | 517 | 441500 | 504500
[5 empty] | 442500504500 | 517 | 442500 | 504500
[5 empty] | 443500504500 | 517 | 443500 | 504500
[5 empty] | 444500504500 | 517 | 444500 | 504500
[5 empty] | 445500504500 | 517 | 445500 | 504500
[5 empty] | 446500504500 | 517 | 446500 | 504500
[5 empty] | 447500504500 | 517 | 447500 | 504500
[5 empty] | 448500504500 | 517 | 448500 | 504500
[5 empty] | 449500504500 | 517 | 449500 | 504500
[5 empty] | 450500504500 | 517 | 450500 | 504500
[5 empty] | 451500504500 | 517 | 451500 | 504500
[5 empty] | 452500504500 | 517 | 452500 | 504500
[5 empty] | 453500504500 | 517 | 453500 | 504500
[5 empty] | 454500504500 | 517 | 454500 | 504500
[5 empty] | 455500504500 | 517 | 455500 | 504500
[5 empty] | 456500504500 | 517 | 456500 | 504500
[5 empty] | 457500504500 | 517 | 457500 | 504500
[5 empty] | 458500504500 | 517 | 458500 | 504500
[5 empty] | 459500504500 | 517 | 459500 | 504500
[5 empty] | 460500504500 | 517 | 460500 | 504500
[5 empty] | 429500503500 | 517 | 429500 | 503500
[5 empty] | 430500503500 | 517 | 430500 | 503500
[5 empty] | 431500503500 | 517 | 431500 | 503500
[5 empty] | 432500503500 | 517 | 432500 | 503500
[5 empty] | 433500503500 | 517 | 433500 | 503500
[5 empty] | 434500503500 | 517 | 434500 | 503500
[5 empty] | 435500503500 | 517 | 435500 | 503500
[5 empty] | 436500503500 | 517 | 436500 | 503500
[5 empty] | 437500503500 | 517 | 437500 | 503500
[5 empty] | 438500503500 | 517 | 438500 | 503500
[5 empty] | 439500503500 | 517 | 439500 | 503500
[5 empty] | 440500503500 | 517 | 440500 | 503500
[5 empty] | 441500503500 | 517 | 441500 | 503500
[5 empty] | 442500503500 | 517 | 442500 | 503500
[5 empty] | 443500503500 | 517 | 443500 | 503500
[5 empty] | 444500503500 | 517 | 444500 | 503500
[5 empty] | 445500503500 | 517 | 445500 | 503500
[5 empty] | 446500503500 | 517 | 446500 | 503500
[5 empty] | 447500503500 | 517 | 447500 | 503500
[5 empty] | 448500503500 | 517 | 448500 | 503500
[5 empty] | 449500503500 | 517 | 449500 | 503500
[5 empty] | 450500503500 | 517 | 450500 | 503500
[5 empty] | 451500503500 | 517 | 451500 | 503500
[5 empty] | 452500503500 | 517 | 452500 | 503500
[5 empty] | 453500503500 | 517 | 453500 | 503500
[5 empty] | 454500503500 | 517 | 454500 | 503500
[5 empty] | 455500503500 | 517 | 455500 | 503500
[5 empty] | 456500503500 | 517 | 456500 | 503500
[5 empty] | 457500503500 | 517 | 457500 | 503500
[5 empty] | 458500503500 | 517 | 458500 | 503500
[5 empty] | 459500503500 | 517 | 459500 | 503500
[5 empty] | 460500503500 | 517 | 460500 | 503500
[5 empty] | 428500502500 | 517 | 428500 | 502500
[5 empty] | 429500502500 | 517 | 429500 | 502500
[5 empty] | 430500502500 | 517 | 430500 | 502500
[5 empty] | 431500502500 | 517 | 431500 | 502500
[5 empty] | 432500502500 | 517 | 432500 | 502500
[5 empty] | 433500502500 | 517 | 433500 | 502500
[5 empty] | 434500502500 | 517 | 434500 | 502500
[5 empty] | 435500502500 | 517 | 435500 | 502500
[5 empty] | 436500502500 | 517 | 436500 | 502500
[5 empty] | 437500502500 | 517 | 437500 | 502500
[5 empty] | 438500502500 | 517 | 438500 | 502500
[5 empty] | 439500502500 | 517 | 439500 | 502500
[5 empty] | 440500502500 | 517 | 440500 | 502500
[5 empty] | 441500502500 | 517 | 441500 | 502500
[5 empty] | 442500502500 | 517 | 442500 | 502500
[5 empty] | 443500502500 | 517 | 443500 | 502500
[5 empty] | 444500502500 | 517 | 444500 | 502500
[5 empty] | 445500502500 | 517 | 445500 | 502500
[5 empty] | 446500502500 | 517 | 446500 | 502500
[5 empty] | 447500502500 | 517 | 447500 | 502500
[5 empty] | 448500502500 | 517 | 448500 | 502500
[5 empty] | 449500502500 | 517 | 449500 | 502500
[5 empty] | 450500502500 | 517 | 450500 | 502500
[5 empty] | 451500502500 | 517 | 451500 | 502500
[5 empty] | 452500502500 | 517 | 452500 | 502500
[5 empty] | 453500502500 | 517 | 453500 | 502500
[5 empty] | 454500502500 | 517 | 454500 | 502500
[5 empty] | 455500502500 | 517 | 455500 | 502500
[5 empty] | 456500502500 | 517 | 456500 | 502500
[5 empty] | 457500502500 | 517 | 457500 | 502500
[5 empty] | 458500502500 | 517 | 458500 | 502500
[5 empty] | 459500502500 | 517 | 459500 | 502500
[5 empty] | 460500502500 | 517 | 460500 | 502500
[5 empty] | 428500501500 | 517 | 428500 | 501500
[5 empty] | 429500501500 | 517 | 429500 | 501500
[5 empty] | 430500501500 | 517 | 430500 | 501500
[5 empty] | 431500501500 | 517 | 431500 | 501500
[5 empty] | 432500501500 | 517 | 432500 | 501500
[5 empty] | 433500501500 | 517 | 433500 | 501500
[5 empty] | 434500501500 | 517 | 434500 | 501500
[5 empty] | 435500501500 | 517 | 435500 | 501500
[5 empty] | 436500501500 | 517 | 436500 | 501500
[5 empty] | 437500501500 | 517 | 437500 | 501500
[5 empty] | 438500501500 | 517 | 438500 | 501500
[5 empty] | 439500501500 | 517 | 439500 | 501500
[5 empty] | 440500501500 | 517 | 440500 | 501500
[5 empty] | 441500501500 | 517 | 441500 | 501500
[5 empty] | 442500501500 | 517 | 442500 | 501500
[5 empty] | 443500501500 | 517 | 443500 | 501500
[5 empty] | 444500501500 | 517 | 444500 | 501500
[5 empty] | 445500501500 | 517 | 445500 | 501500
[5 empty] | 446500501500 | 517 | 446500 | 501500
[5 empty] | 447500501500 | 517 | 447500 | 501500
[5 empty] | 448500501500 | 517 | 448500 | 501500
[5 empty] | 449500501500 | 517 | 449500 | 501500
[5 empty] | 450500501500 | 517 | 450500 | 501500
[5 empty] | 451500501500 | 517 | 451500 | 501500
[5 empty] | 452500501500 | 517 | 452500 | 501500
[5 empty] | 453500501500 | 517 | 453500 | 501500
[5 empty] | 454500501500 | 517 | 454500 | 501500
[5 empty] | 455500501500 | 517 | 455500 | 501500
[5 empty] | 456500501500 | 517 | 456500 | 501500
[5 empty] | 457500501500 | 517 | 457500 | 501500
[5 empty] | 458500501500 | 517 | 458500 | 501500
[5 empty] | 459500501500 | 517 | 459500 | 501500
[5 empty] | 428500500500 | 517 | 428500 | 500500
[5 empty] | 429500500500 | 517 | 429500 | 500500
[5 empty] | 430500500500 | 517 | 430500 | 500500
[5 empty] | 431500500500 | 517 | 431500 | 500500
[5 empty] | 432500500500 | 517 | 432500 | 500500
[5 empty] | 433500500500 | 517 | 433500 | 500500
[5 empty] | 434500500500 | 517 | 434500 | 500500
[5 empty] | 435500500500 | 517 | 435500 | 500500
[5 empty] | 436500500500 | 517 | 436500 | 500500
[5 empty] | 437500500500 | 517 | 437500 | 500500
[5 empty] | 438500500500 | 517 | 438500 | 500500
[5 empty] | 439500500500 | 517 | 439500 | 500500
[5 empty] | 440500500500 | 517 | 440500 | 500500
[5 empty] | 441500500500 | 517 | 441500 | 500500
[5 empty] | 442500500500 | 517 | 442500 | 500500
[5 empty] | 443500500500 | 517 | 443500 | 500500
[5 empty] | 444500500500 | 517 | 444500 | 500500
[5 empty] | 445500500500 | 517 | 445500 | 500500
[5 empty] | 446500500500 | 517 | 446500 | 500500
[5 empty] | 447500500500 | 517 | 447500 | 500500
[5 empty] | 448500500500 | 517 | 448500 | 500500
[5 empty] | 449500500500 | 517 | 449500 | 500500
[5 empty] | 450500500500 | 517 | 450500 | 500500
[5 empty] | 451500500500 | 517 | 451500 | 500500
[5 empty] | 452500500500 | 517 | 452500 | 500500
[5 empty] | 453500500500 | 517 | 453500 | 500500
[5 empty] | 454500500500 | 517 | 454500 | 500500
[5 empty] | 455500500500 | 517 | 455500 | 500500
[5 empty] | 456500500500 | 517 | 456500 | 500500
[5 empty] | 457500500500 | 517 | 457500 | 500500
[5 empty] | 458500500500 | 517 | 458500 | 500500
[5 empty] | 459500500500 | 517 | 459500 | 500500
[5 empty] | 428500499500 | 517 | 428500 | 499500
[5 empty] | 429500499500 | 517 | 429500 | 499500
[5 empty] | 430500499500 | 517 | 430500 | 499500
[5 empty] | 431500499500 | 517 | 431500 | 499500
[5 empty] | 432500499500 | 517 | 432500 | 499500
[5 empty] | 433500499500 | 517 | 433500 | 499500
[5 empty] | 434500499500 | 517 | 434500 | 499500
[5 empty] | 435500499500 | 517 | 435500 | 499500
[5 empty] | 436500499500 | 517 | 436500 | 499500
[5 empty] | 437500499500 | 517 | 437500 | 499500
[5 empty] | 438500499500 | 517 | 438500 | 499500
[5 empty] | 439500499500 | 517 | 439500 | 499500
[5 empty] | 440500499500 | 517 | 440500 | 499500
[5 empty] | 441500499500 | 517 | 441500 | 499500
[5 empty] | 442500499500 | 517 | 442500 | 499500
[5 empty] | 443500499500 | 517 | 443500 | 499500
[5 empty] | 444500499500 | 517 | 444500 | 499500
[5 empty] | 445500499500 | 517 | 445500 | 499500
[5 empty] | 446500499500 | 517 | 446500 | 499500
[5 empty] | 447500499500 | 517 | 447500 | 499500
[5 empty] | 448500499500 | 517 | 448500 | 499500
[5 empty] | 449500499500 | 517 | 449500 | 499500
[5 empty] | 450500499500 | 517 | 450500 | 499500
[5 empty] | 451500499500 | 517 | 451500 | 499500
[5 empty] | 452500499500 | 517 | 452500 | 499500
[5 empty] | 453500499500 | 517 | 453500 | 499500
[5 empty] | 454500499500 | 517 | 454500 | 499500
[5 empty] | 455500499500 | 517 | 455500 | 499500
[5 empty] | 456500499500 | 517 | 456500 | 499500
[5 empty] | 457500499500 | 517 | 457500 | 499500
[5 empty] | 458500499500 | 517 | 458500 | 499500
[5 empty] | 459500499500 | 517 | 459500 | 499500
[5 empty] | 428500498500 | 517 | 428500 | 498500
[5 empty] | 429500498500 | 517 | 429500 | 498500
[5 empty] | 430500498500 | 517 | 430500 | 498500
[5 empty] | 431500498500 | 517 | 431500 | 498500
[5 empty] | 432500498500 | 517 | 432500 | 498500
[5 empty] | 433500498500 | 517 | 433500 | 498500
[5 empty] | 434500498500 | 517 | 434500 | 498500
[5 empty] | 435500498500 | 517 | 435500 | 498500
[5 empty] | 436500498500 | 517 | 436500 | 498500
[5 empty] | 437500498500 | 517 | 437500 | 498500
[5 empty] | 438500498500 | 517 | 438500 | 498500
[5 empty] | 439500498500 | 517 | 439500 | 498500
[5 empty] | 440500498500 | 517 | 440500 | 498500
[5 empty] | 441500498500 | 517 | 441500 | 498500
[5 empty] | 442500498500 | 517 | 442500 | 498500
[5 empty] | 443500498500 | 517 | 443500 | 498500
[5 empty] | 444500498500 | 517 | 444500 | 498500
[5 empty] | 445500498500 | 517 | 445500 | 498500
[5 empty] | 446500498500 | 517 | 446500 | 498500
[5 empty] | 447500498500 | 517 | 447500 | 498500
[5 empty] | 448500498500 | 517 | 448500 | 498500
[5 empty] | 449500498500 | 517 | 449500 | 498500
[5 empty] | 450500498500 | 517 | 450500 | 498500
[5 empty] | 451500498500 | 517 | 451500 | 498500
[5 empty] | 452500498500 | 517 | 452500 | 498500
[5 empty] | 453500498500 | 517 | 453500 | 498500
[5 empty] | 454500498500 | 517 | 454500 | 498500
[5 empty] | 455500498500 | 517 | 455500 | 498500
[5 empty] | 456500498500 | 517 | 456500 | 498500
[5 empty] | 457500498500 | 517 | 457500 | 498500
[5 empty] | 458500498500 | 517 | 458500 | 498500
[5 empty] | 459500498500 | 517 | 459500 | 498500
[5 empty] | 460500498500 | 517 | 460500 | 498500
[5 empty] | 427500497500 | 517 | 427500 | 497500
[5 empty] | 428500497500 | 517 | 428500 | 497500
[5 empty] | 429500497500 | 517 | 429500 | 497500
[5 empty] | 430500497500 | 517 | 430500 | 497500
[5 empty] | 431500497500 | 517 | 431500 | 497500
[5 empty] | 432500497500 | 517 | 432500 | 497500
[5 empty] | 433500497500 | 517 | 433500 | 497500
[5 empty] | 434500497500 | 517 | 434500 | 497500
[5 empty] | 435500497500 | 517 | 435500 | 497500
[5 empty] | 436500497500 | 517 | 436500 | 497500
[5 empty] | 437500497500 | 517 | 437500 | 497500
[5 empty] | 438500497500 | 517 | 438500 | 497500
[5 empty] | 439500497500 | 517 | 439500 | 497500
[5 empty] | 440500497500 | 517 | 440500 | 497500
[5 empty] | 441500497500 | 517 | 441500 | 497500
[5 empty] | 442500497500 | 517 | 442500 | 497500
[5 empty] | 443500497500 | 517 | 443500 | 497500
[5 empty] | 444500497500 | 517 | 444500 | 497500
[5 empty] | 445500497500 | 517 | 445500 | 497500
[5 empty] | 446500497500 | 517 | 446500 | 497500
[5 empty] | 447500497500 | 517 | 447500 | 497500
[5 empty] | 448500497500 | 517 | 448500 | 497500
[5 empty] | 455500497500 | 517 | 455500 | 497500
[5 empty] | 456500497500 | 517 | 456500 | 497500
[5 empty] | 457500497500 | 517 | 457500 | 497500
[5 empty] | 458500497500 | 517 | 458500 | 497500
[5 empty] | 459500497500 | 517 | 459500 | 497500
[5 empty] | 460500497500 | 517 | 460500 | 497500
[5 empty] | 427500496500 | 517 | 427500 | 496500
[5 empty] | 428500496500 | 517 | 428500 | 496500
[5 empty] | 429500496500 | 517 | 429500 | 496500
[5 empty] | 430500496500 | 517 | 430500 | 496500
[5 empty] | 431500496500 | 517 | 431500 | 496500
[5 empty] | 432500496500 | 517 | 432500 | 496500
[5 empty] | 433500496500 | 517 | 433500 | 496500
[5 empty] | 434500496500 | 517 | 434500 | 496500
[5 empty] | 435500496500 | 517 | 435500 | 496500
[5 empty] | 436500496500 | 517 | 436500 | 496500
[5 empty] | 437500496500 | 517 | 437500 | 496500
[5 empty] | 438500496500 | 517 | 438500 | 496500
[5 empty] | 439500496500 | 517 | 439500 | 496500
[5 empty] | 440500496500 | 517 | 440500 | 496500
[5 empty] | 441500496500 | 517 | 441500 | 496500
[5 empty] | 442500496500 | 517 | 442500 | 496500
[5 empty] | 443500496500 | 517 | 443500 | 496500
[5 empty] | 444500496500 | 517 | 444500 | 496500
[5 empty] | 445500496500 | 517 | 445500 | 496500
[5 empty] | 446500496500 | 517 | 446500 | 496500
[5 empty] | 447500496500 | 517 | 447500 | 496500
[5 empty] | 448500496500 | 517 | 448500 | 496500
[5 empty] | 455500496500 | 517 | 455500 | 496500
[5 empty] | 456500496500 | 517 | 456500 | 496500
[5 empty] | 457500496500 | 517 | 457500 | 496500
[5 empty] | 458500496500 | 517 | 458500 | 496500
[5 empty] | 459500496500 | 517 | 459500 | 496500
[5 empty] | 425500495500 | 517 | 425500 | 495500
[5 empty] | 426500495500 | 517 | 426500 | 495500
[5 empty] | 427500495500 | 517 | 427500 | 495500
[5 empty] | 428500495500 | 517 | 428500 | 495500
[5 empty] | 429500495500 | 517 | 429500 | 495500
[5 empty] | 430500495500 | 517 | 430500 | 495500
[5 empty] | 431500495500 | 517 | 431500 | 495500
[5 empty] | 432500495500 | 517 | 432500 | 495500
[5 empty] | 433500495500 | 517 | 433500 | 495500
[5 empty] | 434500495500 | 517 | 434500 | 495500
[5 empty] | 435500495500 | 517 | 435500 | 495500
[5 empty] | 436500495500 | 517 | 436500 | 495500
[5 empty] | 437500495500 | 517 | 437500 | 495500
[5 empty] | 438500495500 | 517 | 438500 | 495500
[5 empty] | 439500495500 | 517 | 439500 | 495500
[5 empty] | 440500495500 | 517 | 440500 | 495500
[5 empty] | 441500495500 | 517 | 441500 | 495500
[5 empty] | 442500495500 | 517 | 442500 | 495500
[5 empty] | 443500495500 | 517 | 443500 | 495500
[5 empty] | 444500495500 | 517 | 444500 | 495500
[5 empty] | 445500495500 | 517 | 445500 | 495500
[5 empty] | 446500495500 | 517 | 446500 | 495500
[5 empty] | 447500495500 | 517 | 447500 | 495500
[5 empty] | 455500495500 | 517 | 455500 | 495500
[5 empty] | 456500495500 | 517 | 456500 | 495500
[5 empty] | 457500495500 | 517 | 457500 | 495500
[5 empty] | 458500495500 | 517 | 458500 | 495500
[5 empty] | 459500495500 | 517 | 459500 | 495500
[5 empty] | 424500494500 | 517 | 424500 | 494500
[5 empty] | 425500494500 | 517 | 425500 | 494500
[5 empty] | 426500494500 | 517 | 426500 | 494500
[5 empty] | 427500494500 | 517 | 427500 | 494500
[5 empty] | 428500494500 | 517 | 428500 | 494500
[5 empty] | 429500494500 | 517 | 429500 | 494500
[5 empty] | 430500494500 | 517 | 430500 | 494500
[5 empty] | 431500494500 | 517 | 431500 | 494500
[5 empty] | 432500494500 | 517 | 432500 | 494500
[5 empty] | 433500494500 | 517 | 433500 | 494500
[5 empty] | 434500494500 | 517 | 434500 | 494500
[5 empty] | 435500494500 | 517 | 435500 | 494500
[5 empty] | 436500494500 | 517 | 436500 | 494500
[5 empty] | 437500494500 | 517 | 437500 | 494500
[5 empty] | 438500494500 | 517 | 438500 | 494500
[5 empty] | 439500494500 | 517 | 439500 | 494500
[5 empty] | 440500494500 | 517 | 440500 | 494500
[5 empty] | 441500494500 | 517 | 441500 | 494500
[5 empty] | 442500494500 | 517 | 442500 | 494500
[5 empty] | 443500494500 | 517 | 443500 | 494500
[5 empty] | 444500494500 | 517 | 444500 | 494500
[5 empty] | 445500494500 | 517 | 445500 | 494500
[5 empty] | 446500494500 | 517 | 446500 | 494500
[5 empty] | 447500494500 | 517 | 447500 | 494500
[5 empty] | 457500494500 | 517 | 457500 | 494500
[5 empty] | 458500494500 | 517 | 458500 | 494500
[5 empty] | 424500493500 | 517 | 424500 | 493500
[5 empty] | 425500493500 | 517 | 425500 | 493500
[5 empty] | 426500493500 | 517 | 426500 | 493500
[5 empty] | 427500493500 | 517 | 427500 | 493500
[5 empty] | 428500493500 | 517 | 428500 | 493500
[5 empty] | 429500493500 | 517 | 429500 | 493500
[5 empty] | 430500493500 | 517 | 430500 | 493500
[5 empty] | 431500493500 | 517 | 431500 | 493500
[5 empty] | 432500493500 | 517 | 432500 | 493500
[5 empty] | 433500493500 | 517 | 433500 | 493500
[5 empty] | 434500493500 | 517 | 434500 | 493500
[5 empty] | 435500493500 | 517 | 435500 | 493500
[5 empty] | 436500493500 | 517 | 436500 | 493500
[5 empty] | 437500493500 | 517 | 437500 | 493500
[5 empty] | 438500493500 | 517 | 438500 | 493500
[5 empty] | 439500493500 | 517 | 439500 | 493500
[5 empty] | 440500493500 | 517 | 440500 | 493500
[5 empty] | 441500493500 | 517 | 441500 | 493500
[5 empty] | 442500493500 | 517 | 442500 | 493500
[5 empty] | 443500493500 | 517 | 443500 | 493500
[5 empty] | 444500493500 | 517 | 444500 | 493500
[5 empty] | 445500493500 | 517 | 445500 | 493500
[5 empty] | 446500493500 | 517 | 446500 | 493500
[5 empty] | 447500493500 | 517 | 447500 | 493500
[5 empty] | 448500493500 | 517 | 448500 | 493500
[5 empty] | 457500493500 | 517 | 457500 | 493500
[5 empty] | 458500493500 | 517 | 458500 | 493500
[5 empty] | 424500492500 | 517 | 424500 | 492500
[5 empty] | 425500492500 | 517 | 425500 | 492500
[5 empty] | 426500492500 | 517 | 426500 | 492500
[5 empty] | 427500492500 | 517 | 427500 | 492500
[5 empty] | 428500492500 | 517 | 428500 | 492500
[5 empty] | 429500492500 | 517 | 429500 | 492500
[5 empty] | 430500492500 | 517 | 430500 | 492500
[5 empty] | 431500492500 | 517 | 431500 | 492500
[5 empty] | 432500492500 | 517 | 432500 | 492500
[5 empty] | 433500492500 | 517 | 433500 | 492500
[5 empty] | 434500492500 | 517 | 434500 | 492500
[5 empty] | 435500492500 | 517 | 435500 | 492500
[5 empty] | 436500492500 | 517 | 436500 | 492500
[5 empty] | 437500492500 | 517 | 437500 | 492500
[5 empty] | 438500492500 | 517 | 438500 | 492500
[5 empty] | 439500492500 | 517 | 439500 | 492500
[5 empty] | 440500492500 | 517 | 440500 | 492500
[5 empty] | 441500492500 | 517 | 441500 | 492500
[5 empty] | 442500492500 | 517 | 442500 | 492500
[5 empty] | 443500492500 | 517 | 443500 | 492500
[5 empty] | 444500492500 | 517 | 444500 | 492500
[5 empty] | 445500492500 | 517 | 445500 | 492500
[5 empty] | 446500492500 | 517 | 446500 | 492500
[5 empty] | 447500492500 | 517 | 447500 | 492500
[5 empty] | 448500492500 | 517 | 448500 | 492500
[5 empty] | 423500491500 | 517 | 423500 | 491500
[5 empty] | 424500491500 | 517 | 424500 | 491500
[5 empty] | 425500491500 | 517 | 425500 | 491500
[5 empty] | 426500491500 | 517 | 426500 | 491500
[5 empty] | 427500491500 | 517 | 427500 | 491500
[5 empty] | 428500491500 | 517 | 428500 | 491500
[5 empty] | 429500491500 | 517 | 429500 | 491500
[5 empty] | 430500491500 | 517 | 430500 | 491500
[5 empty] | 431500491500 | 517 | 431500 | 491500
[5 empty] | 432500491500 | 517 | 432500 | 491500
[5 empty] | 433500491500 | 517 | 433500 | 491500
[5 empty] | 434500491500 | 517 | 434500 | 491500
[5 empty] | 435500491500 | 517 | 435500 | 491500
[5 empty] | 436500491500 | 517 | 436500 | 491500
[5 empty] | 437500491500 | 517 | 437500 | 491500
[5 empty] | 438500491500 | 517 | 438500 | 491500
[5 empty] | 439500491500 | 517 | 439500 | 491500
[5 empty] | 440500491500 | 517 | 440500 | 491500
[5 empty] | 441500491500 | 517 | 441500 | 491500
[5 empty] | 442500491500 | 517 | 442500 | 491500
[5 empty] | 443500491500 | 517 | 443500 | 491500
[5 empty] | 444500491500 | 517 | 444500 | 491500
[5 empty] | 445500491500 | 517 | 445500 | 491500
[5 empty] | 446500491500 | 517 | 446500 | 491500
[5 empty] | 447500491500 | 517 | 447500 | 491500
[5 empty] | 448500491500 | 517 | 448500 | 491500
[5 empty] | 423500490500 | 517 | 423500 | 490500
[5 empty] | 424500490500 | 517 | 424500 | 490500
[5 empty] | 425500490500 | 517 | 425500 | 490500
[5 empty] | 426500490500 | 517 | 426500 | 490500
[5 empty] | 427500490500 | 517 | 427500 | 490500
[5 empty] | 428500490500 | 517 | 428500 | 490500
[5 empty] | 429500490500 | 517 | 429500 | 490500
[5 empty] | 430500490500 | 517 | 430500 | 490500
[5 empty] | 431500490500 | 517 | 431500 | 490500
[5 empty] | 432500490500 | 517 | 432500 | 490500
[5 empty] | 433500490500 | 517 | 433500 | 490500
[5 empty] | 434500490500 | 517 | 434500 | 490500
[5 empty] | 435500490500 | 517 | 435500 | 490500
[5 empty] | 436500490500 | 517 | 436500 | 490500
[5 empty] | 437500490500 | 517 | 437500 | 490500
[5 empty] | 438500490500 | 517 | 438500 | 490500
[5 empty] | 439500490500 | 517 | 439500 | 490500
[5 empty] | 440500490500 | 517 | 440500 | 490500
[5 empty] | 441500490500 | 517 | 441500 | 490500
[5 empty] | 442500490500 | 517 | 442500 | 490500
[5 empty] | 443500490500 | 517 | 443500 | 490500
[5 empty] | 444500490500 | 517 | 444500 | 490500
[5 empty] | 445500490500 | 517 | 445500 | 490500
[5 empty] | 446500490500 | 517 | 446500 | 490500
[5 empty] | 447500490500 | 517 | 447500 | 490500
[5 empty] | 448500490500 | 517 | 448500 | 490500
[5 empty] | 423500489500 | 517 | 423500 | 489500
[5 empty] | 424500489500 | 517 | 424500 | 489500
[5 empty] | 425500489500 | 517 | 425500 | 489500
[5 empty] | 426500489500 | 517 | 426500 | 489500
[5 empty] | 427500489500 | 517 | 427500 | 489500
[5 empty] | 428500489500 | 517 | 428500 | 489500
[5 empty] | 429500489500 | 517 | 429500 | 489500
[5 empty] | 430500489500 | 517 | 430500 | 489500
[5 empty] | 431500489500 | 517 | 431500 | 489500
[5 empty] | 432500489500 | 517 | 432500 | 489500
[5 empty] | 433500489500 | 517 | 433500 | 489500
[5 empty] | 434500489500 | 517 | 434500 | 489500
[5 empty] | 435500489500 | 517 | 435500 | 489500
[5 empty] | 436500489500 | 517 | 436500 | 489500
[5 empty] | 437500489500 | 517 | 437500 | 489500
[5 empty] | 438500489500 | 517 | 438500 | 489500
[5 empty] | 439500489500 | 517 | 439500 | 489500
[5 empty] | 440500489500 | 517 | 440500 | 489500
[5 empty] | 441500489500 | 517 | 441500 | 489500
[5 empty] | 442500489500 | 517 | 442500 | 489500
[5 empty] | 443500489500 | 517 | 443500 | 489500
[5 empty] | 444500489500 | 517 | 444500 | 489500
[5 empty] | 445500489500 | 517 | 445500 | 489500
[5 empty] | 446500489500 | 517 | 446500 | 489500
[5 empty] | 447500489500 | 517 | 447500 | 489500
[5 empty] | 448500489500 | 517 | 448500 | 489500
[5 empty] | 449500489500 | 517 | 449500 | 489500
[5 empty] | 422500488500 | 517 | 422500 | 488500
[5 empty] | 423500488500 | 517 | 423500 | 488500
[5 empty] | 424500488500 | 517 | 424500 | 488500
[5 empty] | 425500488500 | 517 | 425500 | 488500
[5 empty] | 426500488500 | 517 | 426500 | 488500
[5 empty] | 427500488500 | 517 | 427500 | 488500
[5 empty] | 428500488500 | 517 | 428500 | 488500
[5 empty] | 429500488500 | 517 | 429500 | 488500
[5 empty] | 430500488500 | 517 | 430500 | 488500
[5 empty] | 431500488500 | 517 | 431500 | 488500
[5 empty] | 432500488500 | 517 | 432500 | 488500
[5 empty] | 433500488500 | 517 | 433500 | 488500
[5 empty] | 434500488500 | 517 | 434500 | 488500
[5 empty] | 435500488500 | 517 | 435500 | 488500
[5 empty] | 436500488500 | 517 | 436500 | 488500
[5 empty] | 437500488500 | 517 | 437500 | 488500
[5 empty] | 438500488500 | 517 | 438500 | 488500
[5 empty] | 439500488500 | 517 | 439500 | 488500
[5 empty] | 440500488500 | 517 | 440500 | 488500
[5 empty] | 441500488500 | 517 | 441500 | 488500
[5 empty] | 442500488500 | 517 | 442500 | 488500
[5 empty] | 443500488500 | 517 | 443500 | 488500
[5 empty] | 444500488500 | 517 | 444500 | 488500
[5 empty] | 445500488500 | 517 | 445500 | 488500
[5 empty] | 446500488500 | 517 | 446500 | 488500
[5 empty] | 447500488500 | 517 | 447500 | 488500
[5 empty] | 448500488500 | 517 | 448500 | 488500
[5 empty] | 449500488500 | 517 | 449500 | 488500
[5 empty] | 450500488500 | 517 | 450500 | 488500
[5 empty] | 419500487500 | 517 | 419500 | 487500
[5 empty] | 420500487500 | 517 | 420500 | 487500
[5 empty] | 421500487500 | 517 | 421500 | 487500
[5 empty] | 422500487500 | 517 | 422500 | 487500
[5 empty] | 423500487500 | 517 | 423500 | 487500
[5 empty] | 424500487500 | 517 | 424500 | 487500
[5 empty] | 425500487500 | 517 | 425500 | 487500
[5 empty] | 426500487500 | 517 | 426500 | 487500
[5 empty] | 427500487500 | 517 | 427500 | 487500
[5 empty] | 428500487500 | 517 | 428500 | 487500
[5 empty] | 429500487500 | 517 | 429500 | 487500
[5 empty] | 430500487500 | 517 | 430500 | 487500
[5 empty] | 431500487500 | 517 | 431500 | 487500
[5 empty] | 432500487500 | 517 | 432500 | 487500
[5 empty] | 433500487500 | 517 | 433500 | 487500
[5 empty] | 434500487500 | 517 | 434500 | 487500
[5 empty] | 435500487500 | 517 | 435500 | 487500
[5 empty] | 436500487500 | 517 | 436500 | 487500
[5 empty] | 437500487500 | 517 | 437500 | 487500
[5 empty] | 438500487500 | 517 | 438500 | 487500
[5 empty] | 439500487500 | 517 | 439500 | 487500
[5 empty] | 440500487500 | 517 | 440500 | 487500
[5 empty] | 441500487500 | 517 | 441500 | 487500
[5 empty] | 442500487500 | 517 | 442500 | 487500
[5 empty] | 443500487500 | 517 | 443500 | 487500
[5 empty] | 444500487500 | 517 | 444500 | 487500
[5 empty] | 445500487500 | 517 | 445500 | 487500
[5 empty] | 446500487500 | 517 | 446500 | 487500
[5 empty] | 447500487500 | 517 | 447500 | 487500
[5 empty] | 448500487500 | 517 | 448500 | 487500
[5 empty] | 449500487500 | 517 | 449500 | 487500
[5 empty] | 450500487500 | 517 | 450500 | 487500
[5 empty] | 420500486500 | 517 | 420500 | 486500
[5 empty] | 421500486500 | 517 | 421500 | 486500
[5 empty] | 422500486500 | 517 | 422500 | 486500
[5 empty] | 423500486500 | 517 | 423500 | 486500
[5 empty] | 424500486500 | 517 | 424500 | 486500
[5 empty] | 425500486500 | 517 | 425500 | 486500
[5 empty] | 426500486500 | 517 | 426500 | 486500
[5 empty] | 427500486500 | 517 | 427500 | 486500
[5 empty] | 428500486500 | 517 | 428500 | 486500
[5 empty] | 429500486500 | 517 | 429500 | 486500
[5 empty] | 430500486500 | 517 | 430500 | 486500
[5 empty] | 431500486500 | 517 | 431500 | 486500
[5 empty] | 432500486500 | 517 | 432500 | 486500
[5 empty] | 433500486500 | 517 | 433500 | 486500
[5 empty] | 434500486500 | 517 | 434500 | 486500
[5 empty] | 435500486500 | 517 | 435500 | 486500
[5 empty] | 436500486500 | 517 | 436500 | 486500
[5 empty] | 437500486500 | 517 | 437500 | 486500
[5 empty] | 438500486500 | 517 | 438500 | 486500
[5 empty] | 439500486500 | 517 | 439500 | 486500
[5 empty] | 440500486500 | 517 | 440500 | 486500
[5 empty] | 441500486500 | 517 | 441500 | 486500
[5 empty] | 442500486500 | 517 | 442500 | 486500
[5 empty] | 443500486500 | 517 | 443500 | 486500
[5 empty] | 444500486500 | 517 | 444500 | 486500
[5 empty] | 445500486500 | 517 | 445500 | 486500
[5 empty] | 446500486500 | 517 | 446500 | 486500
[5 empty] | 447500486500 | 517 | 447500 | 486500
[5 empty] | 448500486500 | 517 | 448500 | 486500
[5 empty] | 449500486500 | 517 | 449500 | 486500
[5 empty] | 450500486500 | 517 | 450500 | 486500
[5 empty] | 420500485500 | 517 | 420500 | 485500
[5 empty] | 421500485500 | 517 | 421500 | 485500
[5 empty] | 422500485500 | 517 | 422500 | 485500
[5 empty] | 423500485500 | 517 | 423500 | 485500
[5 empty] | 424500485500 | 517 | 424500 | 485500
[5 empty] | 425500485500 | 517 | 425500 | 485500
[5 empty] | 426500485500 | 517 | 426500 | 485500
[5 empty] | 427500485500 | 517 | 427500 | 485500
[5 empty] | 428500485500 | 517 | 428500 | 485500
[5 empty] | 429500485500 | 517 | 429500 | 485500
[5 empty] | 430500485500 | 517 | 430500 | 485500
[5 empty] | 431500485500 | 517 | 431500 | 485500
[5 empty] | 432500485500 | 517 | 432500 | 485500
[5 empty] | 433500485500 | 517 | 433500 | 485500
[5 empty] | 434500485500 | 517 | 434500 | 485500
[5 empty] | 435500485500 | 517 | 435500 | 485500
[5 empty] | 436500485500 | 517 | 436500 | 485500
[5 empty] | 437500485500 | 517 | 437500 | 485500
[5 empty] | 438500485500 | 517 | 438500 | 485500
[5 empty] | 439500485500 | 517 | 439500 | 485500
[5 empty] | 440500485500 | 517 | 440500 | 485500
[5 empty] | 441500485500 | 517 | 441500 | 485500
[5 empty] | 442500485500 | 517 | 442500 | 485500
[5 empty] | 443500485500 | 517 | 443500 | 485500
[5 empty] | 444500485500 | 517 | 444500 | 485500
[5 empty] | 445500485500 | 517 | 445500 | 485500
[5 empty] | 446500485500 | 517 | 446500 | 485500
[5 empty] | 447500485500 | 517 | 447500 | 485500
[5 empty] | 448500485500 | 517 | 448500 | 485500
[5 empty] | 449500485500 | 517 | 449500 | 485500
[5 empty] | 450500485500 | 517 | 450500 | 485500
[5 empty] | 451500485500 | 517 | 451500 | 485500
[5 empty] | 421500484500 | 517 | 421500 | 484500
[5 empty] | 422500484500 | 517 | 422500 | 484500
[5 empty] | 423500484500 | 517 | 423500 | 484500
[5 empty] | 424500484500 | 517 | 424500 | 484500
[5 empty] | 425500484500 | 517 | 425500 | 484500
[5 empty] | 426500484500 | 517 | 426500 | 484500
[5 empty] | 427500484500 | 517 | 427500 | 484500
[5 empty] | 428500484500 | 517 | 428500 | 484500
[5 empty] | 429500484500 | 517 | 429500 | 484500
[5 empty] | 430500484500 | 517 | 430500 | 484500
[5 empty] | 431500484500 | 517 | 431500 | 484500
[5 empty] | 432500484500 | 517 | 432500 | 484500
[5 empty] | 433500484500 | 517 | 433500 | 484500
[5 empty] | 434500484500 | 517 | 434500 | 484500
[5 empty] | 435500484500 | 517 | 435500 | 484500
[5 empty] | 436500484500 | 517 | 436500 | 484500
[5 empty] | 437500484500 | 517 | 437500 | 484500
[5 empty] | 438500484500 | 517 | 438500 | 484500
[5 empty] | 439500484500 | 517 | 439500 | 484500
[5 empty] | 440500484500 | 517 | 440500 | 484500
[5 empty] | 441500484500 | 517 | 441500 | 484500
[5 empty] | 442500484500 | 517 | 442500 | 484500
[5 empty] | 443500484500 | 517 | 443500 | 484500
[5 empty] | 444500484500 | 517 | 444500 | 484500
[5 empty] | 445500484500 | 517 | 445500 | 484500
[5 empty] | 446500484500 | 517 | 446500 | 484500
[5 empty] | 447500484500 | 517 | 447500 | 484500
[5 empty] | 448500484500 | 517 | 448500 | 484500
[5 empty] | 449500484500 | 517 | 449500 | 484500
[5 empty] | 450500484500 | 517 | 450500 | 484500
[5 empty] | 451500484500 | 517 | 451500 | 484500
[5 empty] | 423500483500 | 517 | 423500 | 483500
[5 empty] | 424500483500 | 517 | 424500 | 483500
[5 empty] | 425500483500 | 517 | 425500 | 483500
[5 empty] | 426500483500 | 517 | 426500 | 483500
[5 empty] | 427500483500 | 517 | 427500 | 483500
[5 empty] | 428500483500 | 517 | 428500 | 483500
[5 empty] | 429500483500 | 517 | 429500 | 483500
[5 empty] | 430500483500 | 517 | 430500 | 483500
[5 empty] | 431500483500 | 517 | 431500 | 483500
[5 empty] | 432500483500 | 517 | 432500 | 483500
[5 empty] | 433500483500 | 517 | 433500 | 483500
[5 empty] | 434500483500 | 517 | 434500 | 483500
[5 empty] | 435500483500 | 517 | 435500 | 483500
[5 empty] | 436500483500 | 517 | 436500 | 483500
[5 empty] | 437500483500 | 517 | 437500 | 483500
[5 empty] | 438500483500 | 517 | 438500 | 483500
[5 empty] | 439500483500 | 517 | 439500 | 483500
[5 empty] | 440500483500 | 517 | 440500 | 483500
[5 empty] | 441500483500 | 517 | 441500 | 483500
[5 empty] | 442500483500 | 517 | 442500 | 483500
[5 empty] | 443500483500 | 517 | 443500 | 483500
[5 empty] | 444500483500 | 517 | 444500 | 483500
[5 empty] | 445500483500 | 517 | 445500 | 483500
[5 empty] | 446500483500 | 517 | 446500 | 483500
[5 empty] | 447500483500 | 517 | 447500 | 483500
[5 empty] | 448500483500 | 517 | 448500 | 483500
[5 empty] | 449500483500 | 517 | 449500 | 483500
[5 empty] | 450500483500 | 517 | 450500 | 483500
[5 empty] | 423500482500 | 517 | 423500 | 482500
[5 empty] | 424500482500 | 517 | 424500 | 482500
[5 empty] | 425500482500 | 517 | 425500 | 482500
[5 empty] | 426500482500 | 517 | 426500 | 482500
[5 empty] | 427500482500 | 517 | 427500 | 482500
[5 empty] | 428500482500 | 517 | 428500 | 482500
[5 empty] | 429500482500 | 517 | 429500 | 482500
[5 empty] | 430500482500 | 517 | 430500 | 482500
[5 empty] | 431500482500 | 517 | 431500 | 482500
[5 empty] | 432500482500 | 517 | 432500 | 482500
[5 empty] | 433500482500 | 517 | 433500 | 482500
[5 empty] | 434500482500 | 517 | 434500 | 482500
[5 empty] | 435500482500 | 517 | 435500 | 482500
[5 empty] | 436500482500 | 517 | 436500 | 482500
[5 empty] | 437500482500 | 517 | 437500 | 482500
[5 empty] | 438500482500 | 517 | 438500 | 482500
[5 empty] | 439500482500 | 517 | 439500 | 482500
[5 empty] | 440500482500 | 517 | 440500 | 482500
[5 empty] | 441500482500 | 517 | 441500 | 482500
[5 empty] | 442500482500 | 517 | 442500 | 482500
[5 empty] | 443500482500 | 517 | 443500 | 482500
[5 empty] | 444500482500 | 517 | 444500 | 482500
[5 empty] | 445500482500 | 517 | 445500 | 482500
[5 empty] | 446500482500 | 517 | 446500 | 482500
[5 empty] | 447500482500 | 517 | 447500 | 482500
[5 empty] | 448500482500 | 517 | 448500 | 482500
[5 empty] | 449500482500 | 517 | 449500 | 482500
[5 empty] | 450500482500 | 517 | 450500 | 482500
[5 empty] | 451500482500 | 517 | 451500 | 482500
[5 empty] | 424500481500 | 517 | 424500 | 481500
[5 empty] | 425500481500 | 517 | 425500 | 481500
[5 empty] | 426500481500 | 517 | 426500 | 481500
[5 empty] | 427500481500 | 517 | 427500 | 481500
[5 empty] | 428500481500 | 517 | 428500 | 481500
[5 empty] | 429500481500 | 517 | 429500 | 481500
[5 empty] | 430500481500 | 517 | 430500 | 481500
[5 empty] | 431500481500 | 517 | 431500 | 481500
[5 empty] | 432500481500 | 517 | 432500 | 481500
[5 empty] | 433500481500 | 517 | 433500 | 481500
[5 empty] | 434500481500 | 517 | 434500 | 481500
[5 empty] | 435500481500 | 517 | 435500 | 481500
[5 empty] | 436500481500 | 517 | 436500 | 481500
[5 empty] | 437500481500 | 517 | 437500 | 481500
[5 empty] | 438500481500 | 517 | 438500 | 481500
[5 empty] | 439500481500 | 517 | 439500 | 481500
[5 empty] | 440500481500 | 517 | 440500 | 481500
[5 empty] | 441500481500 | 517 | 441500 | 481500
[5 empty] | 442500481500 | 517 | 442500 | 481500
[5 empty] | 443500481500 | 517 | 443500 | 481500
[5 empty] | 444500481500 | 517 | 444500 | 481500
[5 empty] | 445500481500 | 517 | 445500 | 481500
[5 empty] | 446500481500 | 517 | 446500 | 481500
[5 empty] | 447500481500 | 517 | 447500 | 481500
[5 empty] | 448500481500 | 517 | 448500 | 481500
[5 empty] | 449500481500 | 517 | 449500 | 481500
[5 empty] | 450500481500 | 517 | 450500 | 481500
[5 empty] | 451500481500 | 517 | 451500 | 481500
[5 empty] | 452500481500 | 517 | 452500 | 481500
[5 empty] | 425500480500 | 517 | 425500 | 480500
[5 empty] | 426500480500 | 517 | 426500 | 480500
[5 empty] | 427500480500 | 517 | 427500 | 480500
[5 empty] | 428500480500 | 517 | 428500 | 480500
[5 empty] | 429500480500 | 517 | 429500 | 480500
[5 empty] | 430500480500 | 517 | 430500 | 480500
[5 empty] | 431500480500 | 517 | 431500 | 480500
[5 empty] | 432500480500 | 517 | 432500 | 480500
[5 empty] | 433500480500 | 517 | 433500 | 480500
[5 empty] | 434500480500 | 517 | 434500 | 480500
[5 empty] | 435500480500 | 517 | 435500 | 480500
[5 empty] | 436500480500 | 517 | 436500 | 480500
[5 empty] | 437500480500 | 517 | 437500 | 480500
[5 empty] | 438500480500 | 517 | 438500 | 480500
[5 empty] | 439500480500 | 517 | 439500 | 480500
[5 empty] | 440500480500 | 517 | 440500 | 480500
[5 empty] | 441500480500 | 517 | 441500 | 480500
[5 empty] | 442500480500 | 517 | 442500 | 480500
[5 empty] | 443500480500 | 517 | 443500 | 480500
[5 empty] | 444500480500 | 517 | 444500 | 480500
[5 empty] | 445500480500 | 517 | 445500 | 480500
[5 empty] | 446500480500 | 517 | 446500 | 480500
[5 empty] | 447500480500 | 517 | 447500 | 480500
[5 empty] | 448500480500 | 517 | 448500 | 480500
[5 empty] | 449500480500 | 517 | 449500 | 480500
[5 empty] | 450500480500 | 517 | 450500 | 480500
[5 empty] | 451500480500 | 517 | 451500 | 480500
[5 empty] | 452500480500 | 517 | 452500 | 480500
[5 empty] | 425500479500 | 517 | 425500 | 479500
[5 empty] | 426500479500 | 517 | 426500 | 479500
[5 empty] | 427500479500 | 517 | 427500 | 479500
[5 empty] | 428500479500 | 517 | 428500 | 479500
[5 empty] | 429500479500 | 517 | 429500 | 479500
[5 empty] | 430500479500 | 517 | 430500 | 479500
[5 empty] | 431500479500 | 517 | 431500 | 479500
[5 empty] | 432500479500 | 517 | 432500 | 479500
[5 empty] | 434500479500 | 517 | 434500 | 479500
[5 empty] | 437500479500 | 517 | 437500 | 479500
[5 empty] | 438500479500 | 517 | 438500 | 479500
[5 empty] | 439500479500 | 517 | 439500 | 479500
[5 empty] | 440500479500 | 517 | 440500 | 479500
[5 empty] | 441500479500 | 517 | 441500 | 479500
[5 empty] | 442500479500 | 517 | 442500 | 479500
[5 empty] | 443500479500 | 517 | 443500 | 479500
[5 empty] | 444500479500 | 517 | 444500 | 479500
[5 empty] | 445500479500 | 517 | 445500 | 479500
[5 empty] | 446500479500 | 517 | 446500 | 479500
[5 empty] | 447500479500 | 517 | 447500 | 479500
[5 empty] | 448500479500 | 517 | 448500 | 479500
[5 empty] | 449500479500 | 517 | 449500 | 479500
[5 empty] | 450500479500 | 517 | 450500 | 479500
[5 empty] | 451500479500 | 517 | 451500 | 479500
[5 empty] | 452500479500 | 517 | 452500 | 479500
[5 empty] | 424500478500 | 517 | 424500 | 478500
[5 empty] | 425500478500 | 517 | 425500 | 478500
[5 empty] | 426500478500 | 517 | 426500 | 478500
[5 empty] | 428500478500 | 517 | 428500 | 478500
[5 empty] | 429500478500 | 517 | 429500 | 478500
[5 empty] | 430500478500 | 517 | 430500 | 478500
[5 empty] | 431500478500 | 517 | 431500 | 478500
[5 empty] | 437500478500 | 517 | 437500 | 478500
[5 empty] | 438500478500 | 517 | 438500 | 478500
[5 empty] | 439500478500 | 517 | 439500 | 478500
[5 empty] | 440500478500 | 517 | 440500 | 478500
[5 empty] | 441500478500 | 517 | 441500 | 478500
[5 empty] | 442500478500 | 517 | 442500 | 478500
[5 empty] | 443500478500 | 517 | 443500 | 478500
[5 empty] | 444500478500 | 517 | 444500 | 478500
[5 empty] | 445500478500 | 517 | 445500 | 478500
[5 empty] | 446500478500 | 517 | 446500 | 478500
[5 empty] | 447500478500 | 517 | 447500 | 478500
[5 empty] | 448500478500 | 517 | 448500 | 478500
[5 empty] | 449500478500 | 517 | 449500 | 478500
[5 empty] | 450500478500 | 517 | 450500 | 478500
[5 empty] | 451500478500 | 517 | 451500 | 478500
[5 empty] | 452500478500 | 517 | 452500 | 478500
[5 empty] | 453500478500 | 517 | 453500 | 478500
[5 empty] | 454500478500 | 517 | 454500 | 478500
[5 empty] | 424500477500 | 517 | 424500 | 477500
[5 empty] | 425500477500 | 517 | 425500 | 477500
[5 empty] | 426500477500 | 517 | 426500 | 477500
[5 empty] | 429500477500 | 517 | 429500 | 477500
[5 empty] | 437500477500 | 517 | 437500 | 477500
[5 empty] | 438500477500 | 517 | 438500 | 477500
[5 empty] | 439500477500 | 517 | 439500 | 477500
[5 empty] | 440500477500 | 517 | 440500 | 477500
[5 empty] | 441500477500 | 517 | 441500 | 477500
[5 empty] | 442500477500 | 517 | 442500 | 477500
[5 empty] | 443500477500 | 517 | 443500 | 477500
[5 empty] | 444500477500 | 517 | 444500 | 477500
[5 empty] | 445500477500 | 517 | 445500 | 477500
[5 empty] | 446500477500 | 517 | 446500 | 477500
[5 empty] | 447500477500 | 517 | 447500 | 477500
[5 empty] | 448500477500 | 517 | 448500 | 477500
[5 empty] | 449500477500 | 517 | 449500 | 477500
[5 empty] | 450500477500 | 517 | 450500 | 477500
[5 empty] | 451500477500 | 517 | 451500 | 477500
[5 empty] | 452500477500 | 517 | 452500 | 477500
[5 empty] | 453500477500 | 517 | 453500 | 477500
[5 empty] | 454500477500 | 517 | 454500 | 477500
[5 empty] | 455500477500 | 517 | 455500 | 477500
[5 empty] | 438500476500 | 517 | 438500 | 476500
[5 empty] | 439500476500 | 517 | 439500 | 476500
[5 empty] | 440500476500 | 517 | 440500 | 476500
[5 empty] | 441500476500 | 517 | 441500 | 476500
[5 empty] | 442500476500 | 517 | 442500 | 476500
[5 empty] | 443500476500 | 517 | 443500 | 476500
[5 empty] | 444500476500 | 517 | 444500 | 476500
[5 empty] | 445500476500 | 517 | 445500 | 476500
[5 empty] | 446500476500 | 517 | 446500 | 476500
[5 empty] | 447500476500 | 517 | 447500 | 476500
[5 empty] | 448500476500 | 517 | 448500 | 476500
[5 empty] | 449500476500 | 517 | 449500 | 476500
[5 empty] | 450500476500 | 517 | 450500 | 476500
[5 empty] | 451500476500 | 517 | 451500 | 476500
[5 empty] | 452500476500 | 517 | 452500 | 476500
[5 empty] | 453500476500 | 517 | 453500 | 476500
[5 empty] | 454500476500 | 517 | 454500 | 476500
[5 empty] | 455500476500 | 517 | 455500 | 476500
[5 empty] | 456500476500 | 517 | 456500 | 476500
[5 empty] | 457500476500 | 517 | 457500 | 476500
[5 empty] | 458500476500 | 517 | 458500 | 476500
[5 empty] | 440500475500 | 517 | 440500 | 475500
[5 empty] | 441500475500 | 517 | 441500 | 475500
[5 empty] | 442500475500 | 517 | 442500 | 475500
[5 empty] | 443500475500 | 517 | 443500 | 475500
[5 empty] | 444500475500 | 517 | 444500 | 475500
[5 empty] | 445500475500 | 517 | 445500 | 475500
[5 empty] | 446500475500 | 517 | 446500 | 475500
[5 empty] | 447500475500 | 517 | 447500 | 475500
[5 empty] | 448500475500 | 517 | 448500 | 475500
[5 empty] | 449500475500 | 517 | 449500 | 475500
[5 empty] | 450500475500 | 517 | 450500 | 475500
[5 empty] | 451500475500 | 517 | 451500 | 475500
[5 empty] | 452500475500 | 517 | 452500 | 475500
[5 empty] | 453500475500 | 517 | 453500 | 475500
[5 empty] | 454500475500 | 517 | 454500 | 475500
[5 empty] | 455500475500 | 517 | 455500 | 475500
[5 empty] | 456500475500 | 517 | 456500 | 475500
[5 empty] | 457500475500 | 517 | 457500 | 475500
[5 empty] | 458500475500 | 517 | 458500 | 475500
[5 empty] | 459500475500 | 517 | 459500 | 475500
[5 empty] | 442500474500 | 517 | 442500 | 474500
[5 empty] | 443500474500 | 517 | 443500 | 474500
[5 empty] | 444500474500 | 517 | 444500 | 474500
[5 empty] | 445500474500 | 517 | 445500 | 474500
[5 empty] | 446500474500 | 517 | 446500 | 474500
[5 empty] | 447500474500 | 517 | 447500 | 474500
[5 empty] | 448500474500 | 517 | 448500 | 474500
[5 empty] | 449500474500 | 517 | 449500 | 474500
[5 empty] | 450500474500 | 517 | 450500 | 474500
[5 empty] | 451500474500 | 517 | 451500 | 474500
[5 empty] | 452500474500 | 517 | 452500 | 474500
[5 empty] | 453500474500 | 517 | 453500 | 474500
[5 empty] | 454500474500 | 517 | 454500 | 474500
[5 empty] | 455500474500 | 517 | 455500 | 474500
[5 empty] | 456500474500 | 517 | 456500 | 474500
[5 empty] | 457500474500 | 517 | 457500 | 474500
[5 empty] | 458500474500 | 517 | 458500 | 474500
[5 empty] | 459500474500 | 517 | 459500 | 474500
[5 empty] | 443500473500 | 517 | 443500 | 473500
[5 empty] | 444500473500 | 517 | 444500 | 473500
[5 empty] | 445500473500 | 517 | 445500 | 473500
[5 empty] | 446500473500 | 517 | 446500 | 473500
[5 empty] | 447500473500 | 517 | 447500 | 473500
[5 empty] | 448500473500 | 517 | 448500 | 473500
[5 empty] | 449500473500 | 517 | 449500 | 473500
[5 empty] | 450500473500 | 517 | 450500 | 473500
[5 empty] | 451500473500 | 517 | 451500 | 473500
[5 empty] | 452500473500 | 517 | 452500 | 473500
[5 empty] | 453500473500 | 517 | 453500 | 473500
[5 empty] | 454500473500 | 517 | 454500 | 473500
[5 empty] | 455500473500 | 517 | 455500 | 473500
[5 empty] | 456500473500 | 517 | 456500 | 473500
[5 empty] | 457500473500 | 517 | 457500 | 473500
[5 empty] | 458500473500 | 517 | 458500 | 473500
[5 empty] | 459500473500 | 517 | 459500 | 473500
[5 empty] | 460500473500 | 517 | 460500 | 473500
[5 empty] | 444500472500 | 517 | 444500 | 472500
[5 empty] | 445500472500 | 517 | 445500 | 472500
[5 empty] | 446500472500 | 517 | 446500 | 472500
[5 empty] | 447500472500 | 517 | 447500 | 472500
[5 empty] | 448500472500 | 517 | 448500 | 472500
[5 empty] | 449500472500 | 517 | 449500 | 472500
[5 empty] | 450500472500 | 517 | 450500 | 472500
[5 empty] | 451500472500 | 517 | 451500 | 472500
[5 empty] | 452500472500 | 517 | 452500 | 472500
[5 empty] | 453500472500 | 517 | 453500 | 472500
[5 empty] | 454500472500 | 517 | 454500 | 472500
[5 empty] | 455500472500 | 517 | 455500 | 472500
[5 empty] | 456500472500 | 517 | 456500 | 472500
[5 empty] | 457500472500 | 517 | 457500 | 472500
[5 empty] | 458500472500 | 517 | 458500 | 472500
[5 empty] | 459500472500 | 517 | 459500 | 472500
[5 empty] | 460500472500 | 517 | 460500 | 472500
[5 empty] | 461500472500 | 517 | 461500 | 472500
[5 empty] | 462500472500 | 517 | 462500 | 472500
[5 empty] | 443500471500 | 517 | 443500 | 471500
[5 empty] | 444500471500 | 517 | 444500 | 471500
[5 empty] | 445500471500 | 517 | 445500 | 471500
[5 empty] | 446500471500 | 517 | 446500 | 471500
[5 empty] | 447500471500 | 517 | 447500 | 471500
[5 empty] | 448500471500 | 517 | 448500 | 471500
[5 empty] | 449500471500 | 517 | 449500 | 471500
[5 empty] | 450500471500 | 517 | 450500 | 471500
[5 empty] | 451500471500 | 517 | 451500 | 471500
[5 empty] | 452500471500 | 517 | 452500 | 471500
[5 empty] | 453500471500 | 517 | 453500 | 471500
[5 empty] | 454500471500 | 517 | 454500 | 471500
[5 empty] | 455500471500 | 517 | 455500 | 471500
[5 empty] | 456500471500 | 517 | 456500 | 471500
[5 empty] | 457500471500 | 517 | 457500 | 471500
[5 empty] | 458500471500 | 517 | 458500 | 471500
[5 empty] | 459500471500 | 517 | 459500 | 471500
[5 empty] | 460500471500 | 517 | 460500 | 471500
[5 empty] | 461500471500 | 517 | 461500 | 471500
[5 empty] | 462500471500 | 517 | 462500 | 471500
[5 empty] | 463500471500 | 517 | 463500 | 471500
[5 empty] | 443500470500 | 517 | 443500 | 470500
[5 empty] | 444500470500 | 517 | 444500 | 470500
[5 empty] | 445500470500 | 517 | 445500 | 470500
[5 empty] | 446500470500 | 517 | 446500 | 470500
[5 empty] | 447500470500 | 517 | 447500 | 470500
[5 empty] | 448500470500 | 517 | 448500 | 470500
[5 empty] | 449500470500 | 517 | 449500 | 470500
[5 empty] | 450500470500 | 517 | 450500 | 470500
[5 empty] | 451500470500 | 517 | 451500 | 470500
[5 empty] | 452500470500 | 517 | 452500 | 470500
[5 empty] | 453500470500 | 517 | 453500 | 470500
[5 empty] | 454500470500 | 517 | 454500 | 470500
[5 empty] | 455500470500 | 517 | 455500 | 470500
[5 empty] | 456500470500 | 517 | 456500 | 470500
[5 empty] | 457500470500 | 517 | 457500 | 470500
[5 empty] | 458500470500 | 517 | 458500 | 470500
[5 empty] | 459500470500 | 517 | 459500 | 470500
[5 empty] | 460500470500 | 517 | 460500 | 470500
[5 empty] | 461500470500 | 517 | 461500 | 470500
[5 empty] | 462500470500 | 517 | 462500 | 470500
[5 empty] | 463500470500 | 517 | 463500 | 470500
[5 empty] | 464500470500 | 517 | 464500 | 470500
[5 empty] | 444500469500 | 517 | 444500 | 469500
[5 empty] | 445500469500 | 517 | 445500 | 469500
[5 empty] | 446500469500 | 517 | 446500 | 469500
[5 empty] | 447500469500 | 517 | 447500 | 469500
[5 empty] | 448500469500 | 517 | 448500 | 469500
[5 empty] | 449500469500 | 517 | 449500 | 469500
[5 empty] | 450500469500 | 517 | 450500 | 469500
[5 empty] | 451500469500 | 517 | 451500 | 469500
[5 empty] | 452500469500 | 517 | 452500 | 469500
[5 empty] | 453500469500 | 517 | 453500 | 469500
[5 empty] | 454500469500 | 517 | 454500 | 469500
[5 empty] | 455500469500 | 517 | 455500 | 469500
[5 empty] | 456500469500 | 517 | 456500 | 469500
[5 empty] | 457500469500 | 517 | 457500 | 469500
[5 empty] | 458500469500 | 517 | 458500 | 469500
[5 empty] | 459500469500 | 517 | 459500 | 469500
[5 empty] | 460500469500 | 517 | 460500 | 469500
[5 empty] | 461500469500 | 517 | 461500 | 469500
[5 empty] | 462500469500 | 517 | 462500 | 469500
[5 empty] | 463500469500 | 517 | 463500 | 469500
[5 empty] | 464500469500 | 517 | 464500 | 469500
[5 empty] | 443500468500 | 517 | 443500 | 468500
[5 empty] | 444500468500 | 517 | 444500 | 468500
[5 empty] | 445500468500 | 517 | 445500 | 468500
[5 empty] | 446500468500 | 517 | 446500 | 468500
[5 empty] | 447500468500 | 517 | 447500 | 468500
[5 empty] | 448500468500 | 517 | 448500 | 468500
[5 empty] | 449500468500 | 517 | 449500 | 468500
[5 empty] | 450500468500 | 517 | 450500 | 468500
[5 empty] | 451500468500 | 517 | 451500 | 468500
[5 empty] | 452500468500 | 517 | 452500 | 468500
[5 empty] | 453500468500 | 517 | 453500 | 468500
[5 empty] | 454500468500 | 517 | 454500 | 468500
[5 empty] | 455500468500 | 517 | 455500 | 468500
[5 empty] | 456500468500 | 517 | 456500 | 468500
[5 empty] | 457500468500 | 517 | 457500 | 468500
[5 empty] | 458500468500 | 517 | 458500 | 468500
[5 empty] | 459500468500 | 517 | 459500 | 468500
[5 empty] | 460500468500 | 517 | 460500 | 468500
[5 empty] | 461500468500 | 517 | 461500 | 468500
[5 empty] | 462500468500 | 517 | 462500 | 468500
[5 empty] | 463500468500 | 517 | 463500 | 468500
[5 empty] | 444500467500 | 517 | 444500 | 467500
[5 empty] | 445500467500 | 517 | 445500 | 467500
[5 empty] | 446500467500 | 517 | 446500 | 467500
[5 empty] | 447500467500 | 517 | 447500 | 467500
[5 empty] | 448500467500 | 517 | 448500 | 467500
[5 empty] | 449500467500 | 517 | 449500 | 467500
[5 empty] | 450500467500 | 517 | 450500 | 467500
[5 empty] | 451500467500 | 517 | 451500 | 467500
[5 empty] | 452500467500 | 517 | 452500 | 467500
[5 empty] | 453500467500 | 517 | 453500 | 467500
[5 empty] | 454500467500 | 517 | 454500 | 467500
[5 empty] | 455500467500 | 517 | 455500 | 467500
[5 empty] | 456500467500 | 517 | 456500 | 467500
[5 empty] | 457500467500 | 517 | 457500 | 467500
[5 empty] | 458500467500 | 517 | 458500 | 467500
[5 empty] | 459500467500 | 517 | 459500 | 467500
[5 empty] | 460500467500 | 517 | 460500 | 467500
[5 empty] | 461500467500 | 517 | 461500 | 467500
[5 empty] | 462500467500 | 517 | 462500 | 467500
[5 empty] | 443500466500 | 517 | 443500 | 466500
[5 empty] | 444500466500 | 517 | 444500 | 466500
[5 empty] | 445500466500 | 517 | 445500 | 466500
[5 empty] | 446500466500 | 517 | 446500 | 466500
[5 empty] | 447500466500 | 517 | 447500 | 466500
[5 empty] | 448500466500 | 517 | 448500 | 466500
[5 empty] | 449500466500 | 517 | 449500 | 466500
[5 empty] | 450500466500 | 517 | 450500 | 466500
[5 empty] | 451500466500 | 517 | 451500 | 466500
[5 empty] | 452500466500 | 517 | 452500 | 466500
[5 empty] | 453500466500 | 517 | 453500 | 466500
[5 empty] | 454500466500 | 517 | 454500 | 466500
[5 empty] | 455500466500 | 517 | 455500 | 466500
[5 empty] | 456500466500 | 517 | 456500 | 466500
[5 empty] | 457500466500 | 517 | 457500 | 466500
[5 empty] | 458500466500 | 517 | 458500 | 466500
[5 empty] | 459500466500 | 517 | 459500 | 466500
[5 empty] | 460500466500 | 517 | 460500 | 466500
[5 empty] | 461500466500 | 517 | 461500 | 466500
[5 empty] | 443500465500 | 517 | 443500 | 465500
[5 empty] | 444500465500 | 517 | 444500 | 465500
[5 empty] | 445500465500 | 517 | 445500 | 465500
[5 empty] | 446500465500 | 517 | 446500 | 465500
[5 empty] | 447500465500 | 517 | 447500 | 465500
[5 empty] | 448500465500 | 517 | 448500 | 465500
[5 empty] | 449500465500 | 517 | 449500 | 465500
[5 empty] | 450500465500 | 517 | 450500 | 465500
[5 empty] | 451500465500 | 517 | 451500 | 465500
[5 empty] | 452500465500 | 517 | 452500 | 465500
[5 empty] | 453500465500 | 517 | 453500 | 465500
[5 empty] | 454500465500 | 517 | 454500 | 465500
[5 empty] | 455500465500 | 517 | 455500 | 465500
[5 empty] | 456500465500 | 517 | 456500 | 465500
[5 empty] | 457500465500 | 517 | 457500 | 465500
[5 empty] | 458500465500 | 517 | 458500 | 465500
[5 empty] | 459500465500 | 517 | 459500 | 465500
[5 empty] | 460500465500 | 517 | 460500 | 465500
[5 empty] | 461500465500 | 517 | 461500 | 465500
[5 empty] | 445500464500 | 517 | 445500 | 464500
[5 empty] | 446500464500 | 517 | 446500 | 464500
[5 empty] | 447500464500 | 517 | 447500 | 464500
[5 empty] | 448500464500 | 517 | 448500 | 464500
[5 empty] | 449500464500 | 517 | 449500 | 464500
[5 empty] | 450500464500 | 517 | 450500 | 464500
[5 empty] | 451500464500 | 517 | 451500 | 464500
[5 empty] | 452500464500 | 517 | 452500 | 464500
[5 empty] | 453500464500 | 517 | 453500 | 464500
[5 empty] | 454500464500 | 517 | 454500 | 464500
[5 empty] | 455500464500 | 517 | 455500 | 464500
[5 empty] | 456500464500 | 517 | 456500 | 464500
[5 empty] | 457500464500 | 517 | 457500 | 464500
[5 empty] | 458500464500 | 517 | 458500 | 464500
[5 empty] | 459500464500 | 517 | 459500 | 464500
[5 empty] | 460500464500 | 517 | 460500 | 464500
[5 empty] | 461500464500 | 517 | 461500 | 464500
[5 empty] | 462500464500 | 517 | 462500 | 464500
[5 empty] | 446500463500 | 517 | 446500 | 463500
[5 empty] | 447500463500 | 517 | 447500 | 463500
[5 empty] | 448500463500 | 517 | 448500 | 463500
[5 empty] | 449500463500 | 517 | 449500 | 463500
[5 empty] | 450500463500 | 517 | 450500 | 463500
[5 empty] | 451500463500 | 517 | 451500 | 463500
[5 empty] | 452500463500 | 517 | 452500 | 463500
[5 empty] | 453500463500 | 517 | 453500 | 463500
[5 empty] | 454500463500 | 517 | 454500 | 463500
[5 empty] | 455500463500 | 517 | 455500 | 463500
[5 empty] | 456500463500 | 517 | 456500 | 463500
[5 empty] | 457500463500 | 517 | 457500 | 463500
[5 empty] | 458500463500 | 517 | 458500 | 463500
[5 empty] | 459500463500 | 517 | 459500 | 463500
[5 empty] | 460500463500 | 517 | 460500 | 463500
[5 empty] | 461500463500 | 517 | 461500 | 463500
[5 empty] | 447500462500 | 517 | 447500 | 462500
[5 empty] | 448500462500 | 517 | 448500 | 462500
[5 empty] | 449500462500 | 517 | 449500 | 462500
[5 empty] | 450500462500 | 517 | 450500 | 462500
[5 empty] | 451500462500 | 517 | 451500 | 462500
[5 empty] | 452500462500 | 517 | 452500 | 462500
[5 empty] | 453500462500 | 517 | 453500 | 462500
[5 empty] | 454500462500 | 517 | 454500 | 462500
[5 empty] | 455500462500 | 517 | 455500 | 462500
[5 empty] | 456500462500 | 517 | 456500 | 462500
[5 empty] | 457500462500 | 517 | 457500 | 462500
[5 empty] | 458500462500 | 517 | 458500 | 462500
[5 empty] | 459500462500 | 517 | 459500 | 462500
[5 empty] | 460500462500 | 517 | 460500 | 462500
[5 empty] | 461500462500 | 517 | 461500 | 462500
[5 empty] | 447500461500 | 517 | 447500 | 461500
[5 empty] | 448500461500 | 517 | 448500 | 461500
[5 empty] | 449500461500 | 517 | 449500 | 461500
[5 empty] | 450500461500 | 517 | 450500 | 461500
[5 empty] | 451500461500 | 517 | 451500 | 461500
[5 empty] | 452500461500 | 517 | 452500 | 461500
[5 empty] | 453500461500 | 517 | 453500 | 461500
[5 empty] | 454500461500 | 517 | 454500 | 461500
[5 empty] | 455500461500 | 517 | 455500 | 461500
[5 empty] | 456500461500 | 517 | 456500 | 461500
[5 empty] | 457500461500 | 517 | 457500 | 461500
[5 empty] | 458500461500 | 517 | 458500 | 461500
[5 empty] | 459500461500 | 517 | 459500 | 461500
[5 empty] | 447500460500 | 517 | 447500 | 460500
[5 empty] | 448500460500 | 517 | 448500 | 460500
[5 empty] | 449500460500 | 517 | 449500 | 460500
[5 empty] | 450500460500 | 517 | 450500 | 460500
[5 empty] | 451500460500 | 517 | 451500 | 460500
[5 empty] | 452500460500 | 517 | 452500 | 460500
[5 empty] | 453500460500 | 517 | 453500 | 460500
[5 empty] | 454500460500 | 517 | 454500 | 460500
[5 empty] | 455500460500 | 517 | 455500 | 460500
[5 empty] | 456500460500 | 517 | 456500 | 460500
[5 empty] | 457500460500 | 517 | 457500 | 460500
[5 empty] | 458500460500 | 517 | 458500 | 460500
[5 empty] | 451500459500 | 517 | 451500 | 459500
[5 empty] | 452500459500 | 517 | 452500 | 459500
[5 empty] | 453500459500 | 517 | 453500 | 459500
[5 empty] | 454500459500 | 517 | 454500 | 459500
[5 empty] | 455500459500 | 517 | 455500 | 459500
[5 empty] | 451500458500 | 517 | 451500 | 458500
[5 empty] | 452500458500 | 517 | 452500 | 458500
[5 empty] | 453500458500 | 517 | 453500 | 458500
[5 empty] | 454500458500 | 517 | 454500 | 458500
[5 empty] | 455500458500 | 517 | 455500 | 458500
[5 empty] | 453500457500 | 517 | 453500 | 457500
[5 empty] | 454500457500 | 517 | 454500 | 457500
[5 empty] | 455500457500 | 517 | 455500 | 457500
[5 empty] | 454500456500 | 517 | 454500 | 456500
[5 empty] | 455500456500 | 517 | 455500 | 456500
[5 empty] | 455500455500 | 517 | 455500 | 455500
[5 empty] | 469500309500 | 118 | 469500 | 309500
[5 empty] | 476500309500 | 118 | 476500 | 309500
[5 empty] | 468500308500 | 118 | 468500 | 308500
[5 empty] | 469500308500 | 118 | 469500 | 308500
[5 empty] | 470500308500 | 118 | 470500 | 308500
[5 empty] | 471500308500 | 118 | 471500 | 308500
[5 empty] | 472500308500 | 118 | 472500 | 308500
[5 empty] | 473500308500 | 118 | 473500 | 308500
[5 empty] | 474500308500 | 118 | 474500 | 308500
[5 empty] | 475500308500 | 118 | 475500 | 308500
[5 empty] | 476500308500 | 118 | 476500 | 308500
[5 empty] | 477500308500 | 118 | 477500 | 308500
[5 empty] | 478500308500 | 118 | 478500 | 308500
[5 empty] | 467500307500 | 118 | 467500 | 307500
[5 empty] | 468500307500 | 118 | 468500 | 307500
[5 empty] | 469500307500 | 118 | 469500 | 307500
[5 empty] | 470500307500 | 118 | 470500 | 307500
[5 empty] | 471500307500 | 118 | 471500 | 307500
[5 empty] | 472500307500 | 118 | 472500 | 307500
[5 empty] | 473500307500 | 118 | 473500 | 307500
[5 empty] | 474500307500 | 118 | 474500 | 307500
[5 empty] | 475500307500 | 118 | 475500 | 307500
[5 empty] | 476500307500 | 118 | 476500 | 307500
[5 empty] | 477500307500 | 118 | 477500 | 307500
[5 empty] | 478500307500 | 118 | 478500 | 307500
[5 empty] | 479500307500 | 118 | 479500 | 307500
[5 empty] | 465500306500 | 118 | 465500 | 306500
[5 empty] | 466500306500 | 118 | 466500 | 306500
[5 empty] | 467500306500 | 118 | 467500 | 306500
[5 empty] | 468500306500 | 118 | 468500 | 306500
[5 empty] | 469500306500 | 118 | 469500 | 306500
[5 empty] | 470500306500 | 118 | 470500 | 306500
[5 empty] | 471500306500 | 118 | 471500 | 306500
[5 empty] | 472500306500 | 118 | 472500 | 306500
[5 empty] | 473500306500 | 118 | 473500 | 306500
[5 empty] | 474500306500 | 118 | 474500 | 306500
[5 empty] | 475500306500 | 118 | 475500 | 306500
[5 empty] | 476500306500 | 118 | 476500 | 306500
[5 empty] | 477500306500 | 118 | 477500 | 306500
[5 empty] | 478500306500 | 118 | 478500 | 306500
[5 empty] | 479500306500 | 118 | 479500 | 306500
[5 empty] | 464500305500 | 118 | 464500 | 305500
[5 empty] | 465500305500 | 118 | 465500 | 305500
[5 empty] | 466500305500 | 118 | 466500 | 305500
[5 empty] | 467500305500 | 118 | 467500 | 305500
[5 empty] | 468500305500 | 118 | 468500 | 305500
[5 empty] | 469500305500 | 118 | 469500 | 305500
[5 empty] | 470500305500 | 118 | 470500 | 305500
[5 empty] | 471500305500 | 118 | 471500 | 305500
[5 empty] | 472500305500 | 118 | 472500 | 305500
[5 empty] | 473500305500 | 118 | 473500 | 305500
[5 empty] | 474500305500 | 118 | 474500 | 305500
[5 empty] | 475500305500 | 118 | 475500 | 305500
[5 empty] | 476500305500 | 118 | 476500 | 305500
[5 empty] | 477500305500 | 118 | 477500 | 305500
[5 empty] | 478500305500 | 118 | 478500 | 305500
[5 empty] | 479500305500 | 118 | 479500 | 305500
[5 empty] | 480500305500 | 118 | 480500 | 305500
[5 empty] | 464500304500 | 118 | 464500 | 304500
[5 empty] | 465500304500 | 118 | 465500 | 304500
[5 empty] | 466500304500 | 118 | 466500 | 304500
[5 empty] | 467500304500 | 118 | 467500 | 304500
[5 empty] | 468500304500 | 118 | 468500 | 304500
[5 empty] | 469500304500 | 118 | 469500 | 304500
[5 empty] | 470500304500 | 118 | 470500 | 304500
[5 empty] | 471500304500 | 118 | 471500 | 304500
[5 empty] | 472500304500 | 118 | 472500 | 304500
[5 empty] | 473500304500 | 118 | 473500 | 304500
[5 empty] | 474500304500 | 118 | 474500 | 304500
[5 empty] | 475500304500 | 118 | 475500 | 304500
[5 empty] | 476500304500 | 118 | 476500 | 304500
[5 empty] | 477500304500 | 118 | 477500 | 304500
[5 empty] | 478500304500 | 118 | 478500 | 304500
[5 empty] | 479500304500 | 118 | 479500 | 304500
[5 empty] | 480500304500 | 118 | 480500 | 304500
[5 empty] | 464500303500 | 118 | 464500 | 303500
[5 empty] | 465500303500 | 118 | 465500 | 303500
[5 empty] | 466500303500 | 118 | 466500 | 303500
[5 empty] | 467500303500 | 118 | 467500 | 303500
[5 empty] | 468500303500 | 118 | 468500 | 303500
[5 empty] | 469500303500 | 118 | 469500 | 303500
[5 empty] | 470500303500 | 118 | 470500 | 303500
[5 empty] | 471500303500 | 118 | 471500 | 303500
[5 empty] | 472500303500 | 118 | 472500 | 303500
[5 empty] | 473500303500 | 118 | 473500 | 303500
[5 empty] | 474500303500 | 118 | 474500 | 303500
[5 empty] | 475500303500 | 118 | 475500 | 303500
[5 empty] | 476500303500 | 118 | 476500 | 303500
[5 empty] | 477500303500 | 118 | 477500 | 303500
[5 empty] | 478500303500 | 118 | 478500 | 303500
[5 empty] | 479500303500 | 118 | 479500 | 303500
[5 empty] | 480500303500 | 118 | 480500 | 303500
[5 empty] | 463500302500 | 118 | 463500 | 302500
[5 empty] | 464500302500 | 118 | 464500 | 302500
[5 empty] | 465500302500 | 118 | 465500 | 302500
[5 empty] | 466500302500 | 118 | 466500 | 302500
[5 empty] | 467500302500 | 118 | 467500 | 302500
[5 empty] | 468500302500 | 118 | 468500 | 302500
[5 empty] | 469500302500 | 118 | 469500 | 302500
[5 empty] | 470500302500 | 118 | 470500 | 302500
[5 empty] | 471500302500 | 118 | 471500 | 302500
[5 empty] | 472500302500 | 118 | 472500 | 302500
[5 empty] | 473500302500 | 118 | 473500 | 302500
[5 empty] | 474500302500 | 118 | 474500 | 302500
[5 empty] | 475500302500 | 118 | 475500 | 302500
[5 empty] | 476500302500 | 118 | 476500 | 302500
[5 empty] | 477500302500 | 118 | 477500 | 302500
[5 empty] | 478500302500 | 118 | 478500 | 302500
[5 empty] | 479500302500 | 118 | 479500 | 302500
[5 empty] | 464500301500 | 118 | 464500 | 301500
[5 empty] | 465500301500 | 118 | 465500 | 301500
[5 empty] | 466500301500 | 118 | 466500 | 301500
[5 empty] | 467500301500 | 118 | 467500 | 301500
[5 empty] | 468500301500 | 118 | 468500 | 301500
[5 empty] | 469500301500 | 118 | 469500 | 301500
[5 empty] | 470500301500 | 118 | 470500 | 301500
[5 empty] | 471500301500 | 118 | 471500 | 301500
[5 empty] | 472500301500 | 118 | 472500 | 301500
[5 empty] | 473500301500 | 118 | 473500 | 301500
[5 empty] | 474500301500 | 118 | 474500 | 301500
[5 empty] | 475500301500 | 118 | 475500 | 301500
[5 empty] | 476500301500 | 118 | 476500 | 301500
[5 empty] | 477500301500 | 118 | 477500 | 301500
[5 empty] | 478500301500 | 118 | 478500 | 301500
[5 empty] | 479500301500 | 118 | 479500 | 301500
[5 empty] | 465500300500 | 118 | 465500 | 300500
[5 empty] | 466500300500 | 118 | 466500 | 300500
[5 empty] | 467500300500 | 118 | 467500 | 300500
[5 empty] | 468500300500 | 118 | 468500 | 300500
[5 empty] | 469500300500 | 118 | 469500 | 300500
[5 empty] | 470500300500 | 118 | 470500 | 300500
[5 empty] | 471500300500 | 118 | 471500 | 300500
[5 empty] | 472500300500 | 118 | 472500 | 300500
[5 empty] | 473500300500 | 118 | 473500 | 300500
[5 empty] | 474500300500 | 118 | 474500 | 300500
[5 empty] | 475500300500 | 118 | 475500 | 300500
[5 empty] | 476500300500 | 118 | 476500 | 300500
[5 empty] | 477500300500 | 118 | 477500 | 300500
[5 empty] | 478500300500 | 118 | 478500 | 300500
[5 empty] | 479500300500 | 118 | 479500 | 300500
[5 empty] | 481500300500 | 118 | 481500 | 300500
[5 empty] | 464500299500 | 118 | 464500 | 299500
[5 empty] | 465500299500 | 118 | 465500 | 299500
[5 empty] | 466500299500 | 118 | 466500 | 299500
[5 empty] | 467500299500 | 118 | 467500 | 299500
[5 empty] | 468500299500 | 118 | 468500 | 299500
[5 empty] | 469500299500 | 118 | 469500 | 299500
[5 empty] | 470500299500 | 118 | 470500 | 299500
[5 empty] | 471500299500 | 118 | 471500 | 299500
[5 empty] | 472500299500 | 118 | 472500 | 299500
[5 empty] | 473500299500 | 118 | 473500 | 299500
[5 empty] | 474500299500 | 118 | 474500 | 299500
[5 empty] | 475500299500 | 118 | 475500 | 299500
[5 empty] | 476500299500 | 118 | 476500 | 299500
[5 empty] | 477500299500 | 118 | 477500 | 299500
[5 empty] | 478500299500 | 118 | 478500 | 299500
[5 empty] | 479500299500 | 118 | 479500 | 299500
[5 empty] | 480500299500 | 118 | 480500 | 299500
[5 empty] | 481500299500 | 118 | 481500 | 299500
[5 empty] | 482500299500 | 118 | 482500 | 299500
[5 empty] | 463500298500 | 118 | 463500 | 298500
[5 empty] | 464500298500 | 118 | 464500 | 298500
[5 empty] | 465500298500 | 118 | 465500 | 298500
[5 empty] | 466500298500 | 118 | 466500 | 298500
[5 empty] | 467500298500 | 118 | 467500 | 298500
[5 empty] | 468500298500 | 118 | 468500 | 298500
[5 empty] | 469500298500 | 118 | 469500 | 298500
[5 empty] | 470500298500 | 118 | 470500 | 298500
[5 empty] | 471500298500 | 118 | 471500 | 298500
[5 empty] | 472500298500 | 118 | 472500 | 298500
[5 empty] | 473500298500 | 118 | 473500 | 298500
[5 empty] | 474500298500 | 118 | 474500 | 298500
[5 empty] | 475500298500 | 118 | 475500 | 298500
[5 empty] | 476500298500 | 118 | 476500 | 298500
[5 empty] | 477500298500 | 118 | 477500 | 298500
[5 empty] | 478500298500 | 118 | 478500 | 298500
[5 empty] | 479500298500 | 118 | 479500 | 298500
[5 empty] | 480500298500 | 118 | 480500 | 298500
[5 empty] | 481500298500 | 118 | 481500 | 298500
[5 empty] | 482500298500 | 118 | 482500 | 298500
[5 empty] | 483500298500 | 118 | 483500 | 298500
[5 empty] | 463500297500 | 118 | 463500 | 297500
[5 empty] | 464500297500 | 118 | 464500 | 297500
[5 empty] | 465500297500 | 118 | 465500 | 297500
[5 empty] | 466500297500 | 118 | 466500 | 297500
[5 empty] | 467500297500 | 118 | 467500 | 297500
[5 empty] | 468500297500 | 118 | 468500 | 297500
[5 empty] | 469500297500 | 118 | 469500 | 297500
[5 empty] | 470500297500 | 118 | 470500 | 297500
[5 empty] | 471500297500 | 118 | 471500 | 297500
[5 empty] | 472500297500 | 118 | 472500 | 297500
[5 empty] | 473500297500 | 118 | 473500 | 297500
[5 empty] | 474500297500 | 118 | 474500 | 297500
[5 empty] | 475500297500 | 118 | 475500 | 297500
[5 empty] | 476500297500 | 118 | 476500 | 297500
[5 empty] | 477500297500 | 118 | 477500 | 297500
[5 empty] | 478500297500 | 118 | 478500 | 297500
[5 empty] | 479500297500 | 118 | 479500 | 297500
[5 empty] | 480500297500 | 118 | 480500 | 297500
[5 empty] | 481500297500 | 118 | 481500 | 297500
[5 empty] | 482500297500 | 118 | 482500 | 297500
[5 empty] | 483500297500 | 118 | 483500 | 297500
[5 empty] | 463500296500 | 118 | 463500 | 296500
[5 empty] | 464500296500 | 118 | 464500 | 296500
[5 empty] | 465500296500 | 118 | 465500 | 296500
[5 empty] | 466500296500 | 118 | 466500 | 296500
[5 empty] | 467500296500 | 118 | 467500 | 296500
[5 empty] | 468500296500 | 118 | 468500 | 296500
[5 empty] | 469500296500 | 118 | 469500 | 296500
[5 empty] | 470500296500 | 118 | 470500 | 296500
[5 empty] | 471500296500 | 118 | 471500 | 296500
[5 empty] | 472500296500 | 118 | 472500 | 296500
[5 empty] | 473500296500 | 118 | 473500 | 296500
[5 empty] | 474500296500 | 118 | 474500 | 296500
[5 empty] | 475500296500 | 118 | 475500 | 296500
[5 empty] | 476500296500 | 118 | 476500 | 296500
[5 empty] | 477500296500 | 118 | 477500 | 296500
[5 empty] | 478500296500 | 118 | 478500 | 296500
[5 empty] | 479500296500 | 118 | 479500 | 296500
[5 empty] | 480500296500 | 118 | 480500 | 296500
[5 empty] | 481500296500 | 118 | 481500 | 296500
[5 empty] | 482500296500 | 118 | 482500 | 296500
[5 empty] | 483500296500 | 118 | 483500 | 296500
[5 empty] | 484500296500 | 118 | 484500 | 296500
[5 empty] | 464500295500 | 118 | 464500 | 295500
[5 empty] | 465500295500 | 118 | 465500 | 295500
[5 empty] | 466500295500 | 118 | 466500 | 295500
[5 empty] | 467500295500 | 118 | 467500 | 295500
[5 empty] | 468500295500 | 118 | 468500 | 295500
[5 empty] | 469500295500 | 118 | 469500 | 295500
[5 empty] | 470500295500 | 118 | 470500 | 295500
[5 empty] | 471500295500 | 118 | 471500 | 295500
[5 empty] | 472500295500 | 118 | 472500 | 295500
[5 empty] | 473500295500 | 118 | 473500 | 295500
[5 empty] | 474500295500 | 118 | 474500 | 295500
[5 empty] | 475500295500 | 118 | 475500 | 295500
[5 empty] | 476500295500 | 118 | 476500 | 295500
[5 empty] | 477500295500 | 118 | 477500 | 295500
[5 empty] | 478500295500 | 118 | 478500 | 295500
[5 empty] | 479500295500 | 118 | 479500 | 295500
[5 empty] | 480500295500 | 118 | 480500 | 295500
[5 empty] | 481500295500 | 118 | 481500 | 295500
[5 empty] | 482500295500 | 118 | 482500 | 295500
[5 empty] | 483500295500 | 118 | 483500 | 295500
[5 empty] | 484500295500 | 118 | 484500 | 295500
[5 empty] | 451500294500 | 118 | 451500 | 294500
[5 empty] | 452500294500 | 118 | 452500 | 294500
[5 empty] | 463500294500 | 118 | 463500 | 294500
[5 empty] | 464500294500 | 118 | 464500 | 294500
[5 empty] | 465500294500 | 118 | 465500 | 294500
[5 empty] | 466500294500 | 118 | 466500 | 294500
[5 empty] | 467500294500 | 118 | 467500 | 294500
[5 empty] | 468500294500 | 118 | 468500 | 294500
[5 empty] | 469500294500 | 118 | 469500 | 294500
[5 empty] | 470500294500 | 118 | 470500 | 294500
[5 empty] | 471500294500 | 118 | 471500 | 294500
[5 empty] | 472500294500 | 118 | 472500 | 294500
[5 empty] | 473500294500 | 118 | 473500 | 294500
[5 empty] | 474500294500 | 118 | 474500 | 294500
[5 empty] | 475500294500 | 118 | 475500 | 294500
[5 empty] | 476500294500 | 118 | 476500 | 294500
[5 empty] | 477500294500 | 118 | 477500 | 294500
[5 empty] | 478500294500 | 118 | 478500 | 294500
[5 empty] | 479500294500 | 118 | 479500 | 294500
[5 empty] | 480500294500 | 118 | 480500 | 294500
[5 empty] | 481500294500 | 118 | 481500 | 294500
[5 empty] | 482500294500 | 118 | 482500 | 294500
[5 empty] | 483500294500 | 118 | 483500 | 294500
[5 empty] | 484500294500 | 118 | 484500 | 294500
[5 empty] | 451500293500 | 118 | 451500 | 293500
[5 empty] | 452500293500 | 118 | 452500 | 293500
[5 empty] | 453500293500 | 118 | 453500 | 293500
[5 empty] | 458500293500 | 118 | 458500 | 293500
[5 empty] | 459500293500 | 118 | 459500 | 293500
[5 empty] | 460500293500 | 118 | 460500 | 293500
[5 empty] | 461500293500 | 118 | 461500 | 293500
[5 empty] | 462500293500 | 118 | 462500 | 293500
[5 empty] | 463500293500 | 118 | 463500 | 293500
[5 empty] | 464500293500 | 118 | 464500 | 293500
[5 empty] | 465500293500 | 118 | 465500 | 293500
[5 empty] | 466500293500 | 118 | 466500 | 293500
[5 empty] | 467500293500 | 118 | 467500 | 293500
[5 empty] | 468500293500 | 118 | 468500 | 293500
[5 empty] | 469500293500 | 118 | 469500 | 293500
[5 empty] | 470500293500 | 118 | 470500 | 293500
[5 empty] | 471500293500 | 118 | 471500 | 293500
[5 empty] | 472500293500 | 118 | 472500 | 293500
[5 empty] | 473500293500 | 118 | 473500 | 293500
[5 empty] | 474500293500 | 118 | 474500 | 293500
[5 empty] | 475500293500 | 118 | 475500 | 293500
[5 empty] | 476500293500 | 118 | 476500 | 293500
[5 empty] | 477500293500 | 118 | 477500 | 293500
[5 empty] | 478500293500 | 118 | 478500 | 293500
[5 empty] | 479500293500 | 118 | 479500 | 293500
[5 empty] | 480500293500 | 118 | 480500 | 293500
[5 empty] | 481500293500 | 118 | 481500 | 293500
[5 empty] | 482500293500 | 118 | 482500 | 293500
[5 empty] | 483500293500 | 118 | 483500 | 293500
[5 empty] | 484500293500 | 118 | 484500 | 293500
[5 empty] | 485500293500 | 118 | 485500 | 293500
[5 empty] | 450500292500 | 118 | 450500 | 292500
[5 empty] | 451500292500 | 118 | 451500 | 292500
[5 empty] | 452500292500 | 118 | 452500 | 292500
[5 empty] | 453500292500 | 118 | 453500 | 292500
[5 empty] | 454500292500 | 118 | 454500 | 292500
[5 empty] | 455500292500 | 118 | 455500 | 292500
[5 empty] | 456500292500 | 118 | 456500 | 292500
[5 empty] | 457500292500 | 118 | 457500 | 292500
[5 empty] | 458500292500 | 118 | 458500 | 292500
[5 empty] | 459500292500 | 118 | 459500 | 292500
[5 empty] | 460500292500 | 118 | 460500 | 292500
[5 empty] | 461500292500 | 118 | 461500 | 292500
[5 empty] | 462500292500 | 118 | 462500 | 292500
[5 empty] | 463500292500 | 118 | 463500 | 292500
[5 empty] | 464500292500 | 118 | 464500 | 292500
[5 empty] | 465500292500 | 118 | 465500 | 292500
[5 empty] | 466500292500 | 118 | 466500 | 292500
[5 empty] | 467500292500 | 118 | 467500 | 292500
[5 empty] | 468500292500 | 118 | 468500 | 292500
[5 empty] | 469500292500 | 118 | 469500 | 292500
[5 empty] | 470500292500 | 118 | 470500 | 292500
[5 empty] | 471500292500 | 118 | 471500 | 292500
[5 empty] | 472500292500 | 118 | 472500 | 292500
[5 empty] | 473500292500 | 118 | 473500 | 292500
[5 empty] | 474500292500 | 118 | 474500 | 292500
[5 empty] | 475500292500 | 118 | 475500 | 292500
[5 empty] | 476500292500 | 118 | 476500 | 292500
[5 empty] | 478500292500 | 118 | 478500 | 292500
[5 empty] | 479500292500 | 118 | 479500 | 292500
[5 empty] | 480500292500 | 118 | 480500 | 292500
[5 empty] | 481500292500 | 118 | 481500 | 292500
[5 empty] | 482500292500 | 118 | 482500 | 292500
[5 empty] | 483500292500 | 118 | 483500 | 292500
[5 empty] | 484500292500 | 118 | 484500 | 292500
[5 empty] | 485500292500 | 118 | 485500 | 292500
[5 empty] | 486500292500 | 118 | 486500 | 292500
[5 empty] | 449500291500 | 118 | 449500 | 291500
[5 empty] | 450500291500 | 118 | 450500 | 291500
[5 empty] | 451500291500 | 118 | 451500 | 291500
[5 empty] | 452500291500 | 118 | 452500 | 291500
[5 empty] | 453500291500 | 118 | 453500 | 291500
[5 empty] | 454500291500 | 118 | 454500 | 291500
[5 empty] | 455500291500 | 118 | 455500 | 291500
[5 empty] | 456500291500 | 118 | 456500 | 291500
[5 empty] | 457500291500 | 118 | 457500 | 291500
[5 empty] | 458500291500 | 118 | 458500 | 291500
[5 empty] | 459500291500 | 118 | 459500 | 291500
[5 empty] | 460500291500 | 118 | 460500 | 291500
[5 empty] | 461500291500 | 118 | 461500 | 291500
[5 empty] | 462500291500 | 118 | 462500 | 291500
[5 empty] | 463500291500 | 118 | 463500 | 291500
[5 empty] | 464500291500 | 118 | 464500 | 291500
[5 empty] | 465500291500 | 118 | 465500 | 291500
[5 empty] | 466500291500 | 118 | 466500 | 291500
[5 empty] | 467500291500 | 118 | 467500 | 291500
[5 empty] | 468500291500 | 118 | 468500 | 291500
[5 empty] | 469500291500 | 118 | 469500 | 291500
[5 empty] | 470500291500 | 118 | 470500 | 291500
[5 empty] | 471500291500 | 118 | 471500 | 291500
[5 empty] | 472500291500 | 118 | 472500 | 291500
[5 empty] | 473500291500 | 118 | 473500 | 291500
[5 empty] | 474500291500 | 118 | 474500 | 291500
[5 empty] | 475500291500 | 118 | 475500 | 291500
[5 empty] | 484500291500 | 118 | 484500 | 291500
[5 empty] | 449500290500 | 118 | 449500 | 290500
[5 empty] | 450500290500 | 118 | 450500 | 290500
[5 empty] | 451500290500 | 118 | 451500 | 290500
[5 empty] | 452500290500 | 118 | 452500 | 290500
[5 empty] | 453500290500 | 118 | 453500 | 290500
[5 empty] | 454500290500 | 118 | 454500 | 290500
[5 empty] | 455500290500 | 118 | 455500 | 290500
[5 empty] | 456500290500 | 118 | 456500 | 290500
[5 empty] | 457500290500 | 118 | 457500 | 290500
[5 empty] | 458500290500 | 118 | 458500 | 290500
[5 empty] | 459500290500 | 118 | 459500 | 290500
[5 empty] | 460500290500 | 118 | 460500 | 290500
[5 empty] | 461500290500 | 118 | 461500 | 290500
[5 empty] | 462500290500 | 118 | 462500 | 290500
[5 empty] | 463500290500 | 118 | 463500 | 290500
[5 empty] | 464500290500 | 118 | 464500 | 290500
[5 empty] | 465500290500 | 118 | 465500 | 290500
[5 empty] | 466500290500 | 118 | 466500 | 290500
[5 empty] | 467500290500 | 118 | 467500 | 290500
[5 empty] | 468500290500 | 118 | 468500 | 290500
[5 empty] | 469500290500 | 118 | 469500 | 290500
[5 empty] | 470500290500 | 118 | 470500 | 290500
[5 empty] | 471500290500 | 118 | 471500 | 290500
[5 empty] | 472500290500 | 118 | 472500 | 290500
[5 empty] | 473500290500 | 118 | 473500 | 290500
[5 empty] | 474500290500 | 118 | 474500 | 290500
[5 empty] | 475500290500 | 118 | 475500 | 290500
[5 empty] | 448500289500 | 118 | 448500 | 289500
[5 empty] | 449500289500 | 118 | 449500 | 289500
[5 empty] | 450500289500 | 118 | 450500 | 289500
[5 empty] | 451500289500 | 118 | 451500 | 289500
[5 empty] | 452500289500 | 118 | 452500 | 289500
[5 empty] | 453500289500 | 118 | 453500 | 289500
[5 empty] | 454500289500 | 118 | 454500 | 289500
[5 empty] | 455500289500 | 118 | 455500 | 289500
[5 empty] | 456500289500 | 118 | 456500 | 289500
[5 empty] | 457500289500 | 118 | 457500 | 289500
[5 empty] | 458500289500 | 118 | 458500 | 289500
[5 empty] | 459500289500 | 118 | 459500 | 289500
[5 empty] | 460500289500 | 118 | 460500 | 289500
[5 empty] | 461500289500 | 118 | 461500 | 289500
[5 empty] | 462500289500 | 118 | 462500 | 289500
[5 empty] | 463500289500 | 118 | 463500 | 289500
[5 empty] | 464500289500 | 118 | 464500 | 289500
[5 empty] | 465500289500 | 118 | 465500 | 289500
[5 empty] | 466500289500 | 118 | 466500 | 289500
[5 empty] | 467500289500 | 118 | 467500 | 289500
[5 empty] | 468500289500 | 118 | 468500 | 289500
[5 empty] | 469500289500 | 118 | 469500 | 289500
[5 empty] | 470500289500 | 118 | 470500 | 289500
[5 empty] | 471500289500 | 118 | 471500 | 289500
[5 empty] | 472500289500 | 118 | 472500 | 289500
[5 empty] | 473500289500 | 118 | 473500 | 289500
[5 empty] | 474500289500 | 118 | 474500 | 289500
[5 empty] | 475500289500 | 118 | 475500 | 289500
[5 empty] | 447500288500 | 118 | 447500 | 288500
[5 empty] | 448500288500 | 118 | 448500 | 288500
[5 empty] | 449500288500 | 118 | 449500 | 288500
[5 empty] | 450500288500 | 118 | 450500 | 288500
[5 empty] | 451500288500 | 118 | 451500 | 288500
[5 empty] | 452500288500 | 118 | 452500 | 288500
[5 empty] | 453500288500 | 118 | 453500 | 288500
[5 empty] | 454500288500 | 118 | 454500 | 288500
[5 empty] | 455500288500 | 118 | 455500 | 288500
[5 empty] | 456500288500 | 118 | 456500 | 288500
[5 empty] | 457500288500 | 118 | 457500 | 288500
[5 empty] | 458500288500 | 118 | 458500 | 288500
[5 empty] | 459500288500 | 118 | 459500 | 288500
[5 empty] | 460500288500 | 118 | 460500 | 288500
[5 empty] | 461500288500 | 118 | 461500 | 288500
[5 empty] | 462500288500 | 118 | 462500 | 288500
[5 empty] | 463500288500 | 118 | 463500 | 288500
[5 empty] | 464500288500 | 118 | 464500 | 288500
[5 empty] | 465500288500 | 118 | 465500 | 288500
[5 empty] | 466500288500 | 118 | 466500 | 288500
[5 empty] | 467500288500 | 118 | 467500 | 288500
[5 empty] | 468500288500 | 118 | 468500 | 288500
[5 empty] | 469500288500 | 118 | 469500 | 288500
[5 empty] | 470500288500 | 118 | 470500 | 288500
[5 empty] | 471500288500 | 118 | 471500 | 288500
[5 empty] | 472500288500 | 118 | 472500 | 288500
[5 empty] | 473500288500 | 118 | 473500 | 288500
[5 empty] | 474500288500 | 118 | 474500 | 288500
[5 empty] | 448500287500 | 118 | 448500 | 287500
[5 empty] | 449500287500 | 118 | 449500 | 287500
[5 empty] | 450500287500 | 118 | 450500 | 287500
[5 empty] | 451500287500 | 118 | 451500 | 287500
[5 empty] | 452500287500 | 118 | 452500 | 287500
[5 empty] | 453500287500 | 118 | 453500 | 287500
[5 empty] | 454500287500 | 118 | 454500 | 287500
[5 empty] | 455500287500 | 118 | 455500 | 287500
[5 empty] | 456500287500 | 118 | 456500 | 287500
[5 empty] | 457500287500 | 118 | 457500 | 287500
[5 empty] | 458500287500 | 118 | 458500 | 287500
[5 empty] | 459500287500 | 118 | 459500 | 287500
[5 empty] | 460500287500 | 118 | 460500 | 287500
[5 empty] | 461500287500 | 118 | 461500 | 287500
[5 empty] | 462500287500 | 118 | 462500 | 287500
[5 empty] | 463500287500 | 118 | 463500 | 287500
[5 empty] | 464500287500 | 118 | 464500 | 287500
[5 empty] | 465500287500 | 118 | 465500 | 287500
[5 empty] | 466500287500 | 118 | 466500 | 287500
[5 empty] | 467500287500 | 118 | 467500 | 287500
[5 empty] | 468500287500 | 118 | 468500 | 287500
[5 empty] | 469500287500 | 118 | 469500 | 287500
[5 empty] | 470500287500 | 118 | 470500 | 287500
[5 empty] | 471500287500 | 118 | 471500 | 287500
[5 empty] | 472500287500 | 118 | 472500 | 287500
[5 empty] | 473500287500 | 118 | 473500 | 287500
[5 empty] | 474500287500 | 118 | 474500 | 287500
[5 empty] | 475500287500 | 118 | 475500 | 287500
[5 empty] | 449500286500 | 118 | 449500 | 286500
[5 empty] | 450500286500 | 118 | 450500 | 286500
[5 empty] | 451500286500 | 118 | 451500 | 286500
[5 empty] | 452500286500 | 118 | 452500 | 286500
[5 empty] | 453500286500 | 118 | 453500 | 286500
[5 empty] | 454500286500 | 118 | 454500 | 286500
[5 empty] | 455500286500 | 118 | 455500 | 286500
[5 empty] | 456500286500 | 118 | 456500 | 286500
[5 empty] | 457500286500 | 118 | 457500 | 286500
[5 empty] | 458500286500 | 118 | 458500 | 286500
[5 empty] | 459500286500 | 118 | 459500 | 286500
[5 empty] | 460500286500 | 118 | 460500 | 286500
[5 empty] | 461500286500 | 118 | 461500 | 286500
[5 empty] | 462500286500 | 118 | 462500 | 286500
[5 empty] | 463500286500 | 118 | 463500 | 286500
[5 empty] | 464500286500 | 118 | 464500 | 286500
[5 empty] | 465500286500 | 118 | 465500 | 286500
[5 empty] | 466500286500 | 118 | 466500 | 286500
[5 empty] | 467500286500 | 118 | 467500 | 286500
[5 empty] | 468500286500 | 118 | 468500 | 286500
[5 empty] | 469500286500 | 118 | 469500 | 286500
[5 empty] | 472500286500 | 118 | 472500 | 286500
[5 empty] | 473500286500 | 118 | 473500 | 286500
[5 empty] | 474500286500 | 118 | 474500 | 286500
[5 empty] | 475500286500 | 118 | 475500 | 286500
[5 empty] | 450500285500 | 118 | 450500 | 285500
[5 empty] | 451500285500 | 118 | 451500 | 285500
[5 empty] | 452500285500 | 118 | 452500 | 285500
[5 empty] | 453500285500 | 118 | 453500 | 285500
[5 empty] | 454500285500 | 118 | 454500 | 285500
[5 empty] | 455500285500 | 118 | 455500 | 285500
[5 empty] | 456500285500 | 118 | 456500 | 285500
[5 empty] | 457500285500 | 118 | 457500 | 285500
[5 empty] | 458500285500 | 118 | 458500 | 285500
[5 empty] | 459500285500 | 118 | 459500 | 285500
[5 empty] | 460500285500 | 118 | 460500 | 285500
[5 empty] | 461500285500 | 118 | 461500 | 285500
[5 empty] | 462500285500 | 118 | 462500 | 285500
[5 empty] | 463500285500 | 118 | 463500 | 285500
[5 empty] | 464500285500 | 118 | 464500 | 285500
[5 empty] | 465500285500 | 118 | 465500 | 285500
[5 empty] | 466500285500 | 118 | 466500 | 285500
[5 empty] | 474500285500 | 118 | 474500 | 285500
[5 empty] | 450500284500 | 118 | 450500 | 284500
[5 empty] | 451500284500 | 118 | 451500 | 284500
[5 empty] | 452500284500 | 118 | 452500 | 284500
[5 empty] | 453500284500 | 118 | 453500 | 284500
[5 empty] | 454500284500 | 118 | 454500 | 284500
[5 empty] | 455500284500 | 118 | 455500 | 284500
[5 empty] | 456500284500 | 118 | 456500 | 284500
[5 empty] | 457500284500 | 118 | 457500 | 284500
[5 empty] | 458500284500 | 118 | 458500 | 284500
[5 empty] | 459500284500 | 118 | 459500 | 284500
[5 empty] | 460500284500 | 118 | 460500 | 284500
[5 empty] | 461500284500 | 118 | 461500 | 284500
[5 empty] | 462500284500 | 118 | 462500 | 284500
[5 empty] | 463500284500 | 118 | 463500 | 284500
[5 empty] | 464500284500 | 118 | 464500 | 284500
[5 empty] | 465500284500 | 118 | 465500 | 284500
[5 empty] | 451500283500 | 118 | 451500 | 283500
[5 empty] | 452500283500 | 118 | 452500 | 283500
[5 empty] | 453500283500 | 118 | 453500 | 283500
[5 empty] | 454500283500 | 118 | 454500 | 283500
[5 empty] | 455500283500 | 118 | 455500 | 283500
[5 empty] | 456500283500 | 118 | 456500 | 283500
[5 empty] | 457500283500 | 118 | 457500 | 283500
[5 empty] | 458500283500 | 118 | 458500 | 283500
[5 empty] | 459500283500 | 118 | 459500 | 283500
[5 empty] | 460500283500 | 118 | 460500 | 283500
[5 empty] | 461500283500 | 118 | 461500 | 283500
[5 empty] | 462500283500 | 118 | 462500 | 283500
[5 empty] | 463500283500 | 118 | 463500 | 283500
[5 empty] | 464500283500 | 118 | 464500 | 283500
[5 empty] | 452500282500 | 118 | 452500 | 282500
[5 empty] | 453500282500 | 118 | 453500 | 282500
[5 empty] | 454500282500 | 118 | 454500 | 282500
[5 empty] | 455500282500 | 118 | 455500 | 282500
[5 empty] | 456500282500 | 118 | 456500 | 282500
[5 empty] | 457500282500 | 118 | 457500 | 282500
[5 empty] | 458500282500 | 118 | 458500 | 282500
[5 empty] | 459500282500 | 118 | 459500 | 282500
[5 empty] | 460500282500 | 118 | 460500 | 282500
[5 empty] | 461500282500 | 118 | 461500 | 282500
[5 empty] | 462500282500 | 118 | 462500 | 282500
[5 empty] | 463500282500 | 118 | 463500 | 282500
[5 empty] | 464500282500 | 118 | 464500 | 282500
[5 empty] | 465500282500 | 118 | 465500 | 282500
[5 empty] | 452500281500 | 118 | 452500 | 281500
[5 empty] | 453500281500 | 118 | 453500 | 281500
[5 empty] | 454500281500 | 118 | 454500 | 281500
[5 empty] | 455500281500 | 118 | 455500 | 281500
[5 empty] | 456500281500 | 118 | 456500 | 281500
[5 empty] | 457500281500 | 118 | 457500 | 281500
[5 empty] | 458500281500 | 118 | 458500 | 281500
[5 empty] | 459500281500 | 118 | 459500 | 281500
[5 empty] | 460500281500 | 118 | 460500 | 281500
[5 empty] | 461500281500 | 118 | 461500 | 281500
[5 empty] | 464500281500 | 118 | 464500 | 281500
[5 empty] | 453500280500 | 118 | 453500 | 280500
[5 empty] | 454500280500 | 118 | 454500 | 280500
[5 empty] | 455500280500 | 118 | 455500 | 280500
[5 empty] | 456500280500 | 118 | 456500 | 280500
[5 empty] | 457500280500 | 118 | 457500 | 280500
[5 empty] | 458500280500 | 118 | 458500 | 280500
[5 empty] | 459500280500 | 118 | 459500 | 280500
[5 empty] | 454500279500 | 118 | 454500 | 279500
[5 empty] | 455500279500 | 118 | 455500 | 279500
[5 empty] | 456500279500 | 118 | 456500 | 279500
[5 empty] | 457500279500 | 118 | 457500 | 279500
[5 empty] | 458500279500 | 118 | 458500 | 279500
[5 empty] | 454500278500 | 118 | 454500 | 278500
[5 empty] | 455500278500 | 118 | 455500 | 278500
[5 empty] | 456500278500 | 118 | 456500 | 278500
[5 empty] | 457500278500 | 118 | 457500 | 278500
[5 empty] | 546500212500 | 119 | 546500 | 212500
[5 empty] | 547500212500 | 119 | 547500 | 212500
[5 empty] | 544500211500 | 119 | 544500 | 211500
[5 empty] | 545500211500 | 119 | 545500 | 211500
[5 empty] | 546500211500 | 119 | 546500 | 211500
[5 empty] | 547500211500 | 119 | 547500 | 211500
[5 empty] | 548500211500 | 119 | 548500 | 211500
[5 empty] | 542500210500 | 119 | 542500 | 210500
[5 empty] | 543500210500 | 119 | 543500 | 210500
[5 empty] | 544500210500 | 119 | 544500 | 210500
[5 empty] | 545500210500 | 119 | 545500 | 210500
[5 empty] | 546500210500 | 119 | 546500 | 210500
[5 empty] | 547500210500 | 119 | 547500 | 210500
[5 empty] | 548500210500 | 119 | 548500 | 210500
[5 empty] | 542500209500 | 119 | 542500 | 209500
[5 empty] | 543500209500 | 119 | 543500 | 209500
[5 empty] | 544500209500 | 119 | 544500 | 209500
[5 empty] | 545500209500 | 119 | 545500 | 209500
[5 empty] | 546500209500 | 119 | 546500 | 209500
[5 empty] | 547500209500 | 119 | 547500 | 209500
[5 empty] | 548500209500 | 119 | 548500 | 209500
[5 empty] | 543500208500 | 119 | 543500 | 208500
[5 empty] | 544500208500 | 119 | 544500 | 208500
[5 empty] | 545500208500 | 119 | 545500 | 208500
[5 empty] | 546500208500 | 119 | 546500 | 208500
[5 empty] | 547500208500 | 119 | 547500 | 208500
[5 empty] | 543500207500 | 119 | 543500 | 207500
[5 empty] | 544500207500 | 119 | 544500 | 207500
[5 empty] | 545500207500 | 119 | 545500 | 207500
[5 empty] | 544500206500 | 119 | 544500 | 206500
[5 empty] | 418500484500 | 517 | 418500 | 484500
[5 empty] | 419500484500 | 517 | 419500 | 484500
[5 empty] | 420500484500 | 517 | 420500 | 484500
[5 empty] | 417500483500 | 517 | 417500 | 483500
[5 empty] | 418500483500 | 517 | 418500 | 483500
[5 empty] | 419500483500 | 517 | 419500 | 483500
[5 empty] | 420500483500 | 517 | 420500 | 483500
[5 empty] | 421500483500 | 517 | 421500 | 483500
[5 empty] | 422500483500 | 517 | 422500 | 483500
[5 empty] | 412500482500 | 517 | 412500 | 482500
[5 empty] | 413500482500 | 517 | 413500 | 482500
[5 empty] | 414500482500 | 517 | 414500 | 482500
[5 empty] | 415500482500 | 517 | 415500 | 482500
[5 empty] | 416500482500 | 517 | 416500 | 482500
[5 empty] | 417500482500 | 517 | 417500 | 482500
[5 empty] | 418500482500 | 517 | 418500 | 482500
[5 empty] | 419500482500 | 517 | 419500 | 482500
[5 empty] | 420500482500 | 517 | 420500 | 482500
[5 empty] | 421500482500 | 517 | 421500 | 482500
[5 empty] | 422500482500 | 517 | 422500 | 482500
[5 empty] | 410500481500 | 517 | 410500 | 481500
[5 empty] | 411500481500 | 517 | 411500 | 481500
[5 empty] | 412500481500 | 517 | 412500 | 481500
[5 empty] | 413500481500 | 517 | 413500 | 481500
[5 empty] | 414500481500 | 517 | 414500 | 481500
[5 empty] | 415500481500 | 517 | 415500 | 481500
[5 empty] | 416500481500 | 517 | 416500 | 481500
[5 empty] | 417500481500 | 517 | 417500 | 481500
[5 empty] | 418500481500 | 517 | 418500 | 481500
[5 empty] | 419500481500 | 517 | 419500 | 481500
[5 empty] | 420500481500 | 517 | 420500 | 481500
[5 empty] | 421500481500 | 517 | 421500 | 481500
[5 empty] | 422500481500 | 517 | 422500 | 481500
[5 empty] | 423500481500 | 517 | 423500 | 481500
[5 empty] | 408500480500 | 517 | 408500 | 480500
[5 empty] | 409500480500 | 517 | 409500 | 480500
[5 empty] | 410500480500 | 517 | 410500 | 480500
[5 empty] | 411500480500 | 517 | 411500 | 480500
[5 empty] | 412500480500 | 517 | 412500 | 480500
[5 empty] | 413500480500 | 517 | 413500 | 480500
[5 empty] | 414500480500 | 517 | 414500 | 480500
[5 empty] | 415500480500 | 517 | 415500 | 480500
[5 empty] | 416500480500 | 517 | 416500 | 480500
[5 empty] | 417500480500 | 517 | 417500 | 480500
[5 empty] | 418500480500 | 517 | 418500 | 480500
[5 empty] | 419500480500 | 517 | 419500 | 480500
[5 empty] | 420500480500 | 517 | 420500 | 480500
[5 empty] | 421500480500 | 517 | 421500 | 480500
[5 empty] | 422500480500 | 517 | 422500 | 480500
[5 empty] | 423500480500 | 517 | 423500 | 480500
[5 empty] | 424500480500 | 517 | 424500 | 480500
[5 empty] | 407500479500 | 517 | 407500 | 479500
[5 empty] | 408500479500 | 517 | 408500 | 479500
[5 empty] | 409500479500 | 517 | 409500 | 479500
[5 empty] | 410500479500 | 517 | 410500 | 479500
[5 empty] | 411500479500 | 517 | 411500 | 479500
[5 empty] | 412500479500 | 517 | 412500 | 479500
[5 empty] | 413500479500 | 517 | 413500 | 479500
[5 empty] | 414500479500 | 517 | 414500 | 479500
[5 empty] | 415500479500 | 517 | 415500 | 479500
[5 empty] | 416500479500 | 517 | 416500 | 479500
[5 empty] | 417500479500 | 517 | 417500 | 479500
[5 empty] | 418500479500 | 517 | 418500 | 479500
[5 empty] | 419500479500 | 517 | 419500 | 479500
[5 empty] | 420500479500 | 517 | 420500 | 479500
[5 empty] | 421500479500 | 517 | 421500 | 479500
[5 empty] | 422500479500 | 517 | 422500 | 479500
[5 empty] | 423500479500 | 517 | 423500 | 479500
[5 empty] | 424500479500 | 517 | 424500 | 479500
[5 empty] | 433500479500 | 517 | 433500 | 479500
[5 empty] | 435500479500 | 517 | 435500 | 479500
[5 empty] | 436500479500 | 517 | 436500 | 479500
[5 empty] | 405500478500 | 517 | 405500 | 478500
[5 empty] | 406500478500 | 517 | 406500 | 478500
[5 empty] | 407500478500 | 517 | 407500 | 478500
[5 empty] | 408500478500 | 517 | 408500 | 478500
[5 empty] | 409500478500 | 517 | 409500 | 478500
[5 empty] | 410500478500 | 517 | 410500 | 478500
[5 empty] | 411500478500 | 517 | 411500 | 478500
[5 empty] | 412500478500 | 517 | 412500 | 478500
[5 empty] | 413500478500 | 517 | 413500 | 478500
[5 empty] | 414500478500 | 517 | 414500 | 478500
[5 empty] | 415500478500 | 517 | 415500 | 478500
[5 empty] | 416500478500 | 517 | 416500 | 478500
[5 empty] | 417500478500 | 517 | 417500 | 478500
[5 empty] | 418500478500 | 517 | 418500 | 478500
[5 empty] | 419500478500 | 517 | 419500 | 478500
[5 empty] | 420500478500 | 517 | 420500 | 478500
[5 empty] | 421500478500 | 517 | 421500 | 478500
[5 empty] | 422500478500 | 517 | 422500 | 478500
[5 empty] | 423500478500 | 517 | 423500 | 478500
[5 empty] | 427500478500 | 517 | 427500 | 478500
[5 empty] | 432500478500 | 517 | 432500 | 478500
[5 empty] | 433500478500 | 517 | 433500 | 478500
[5 empty] | 434500478500 | 517 | 434500 | 478500
[5 empty] | 435500478500 | 517 | 435500 | 478500
[5 empty] | 436500478500 | 517 | 436500 | 478500
[5 empty] | 402500477500 | 517 | 402500 | 477500
[5 empty] | 403500477500 | 517 | 403500 | 477500
[5 empty] | 404500477500 | 517 | 404500 | 477500
[5 empty] | 405500477500 | 517 | 405500 | 477500
[5 empty] | 406500477500 | 517 | 406500 | 477500
[5 empty] | 407500477500 | 517 | 407500 | 477500
[5 empty] | 408500477500 | 517 | 408500 | 477500
[5 empty] | 409500477500 | 517 | 409500 | 477500
[5 empty] | 410500477500 | 517 | 410500 | 477500
[5 empty] | 411500477500 | 517 | 411500 | 477500
[5 empty] | 412500477500 | 517 | 412500 | 477500
[5 empty] | 413500477500 | 517 | 413500 | 477500
[5 empty] | 414500477500 | 517 | 414500 | 477500
[5 empty] | 415500477500 | 517 | 415500 | 477500
[5 empty] | 416500477500 | 517 | 416500 | 477500
[5 empty] | 417500477500 | 517 | 417500 | 477500
[5 empty] | 418500477500 | 517 | 418500 | 477500
[5 empty] | 419500477500 | 517 | 419500 | 477500
[5 empty] | 420500477500 | 517 | 420500 | 477500
[5 empty] | 421500477500 | 517 | 421500 | 477500
[5 empty] | 422500477500 | 517 | 422500 | 477500
[5 empty] | 423500477500 | 517 | 423500 | 477500
[5 empty] | 427500477500 | 517 | 427500 | 477500
[5 empty] | 428500477500 | 517 | 428500 | 477500
[5 empty] | 430500477500 | 517 | 430500 | 477500
[5 empty] | 431500477500 | 517 | 431500 | 477500
[5 empty] | 432500477500 | 517 | 432500 | 477500
[5 empty] | 433500477500 | 517 | 433500 | 477500
[5 empty] | 434500477500 | 517 | 434500 | 477500
[5 empty] | 435500477500 | 517 | 435500 | 477500
[5 empty] | 436500477500 | 517 | 436500 | 477500
[5 empty] | 401500476500 | 517 | 401500 | 476500
[5 empty] | 402500476500 | 517 | 402500 | 476500
[5 empty] | 403500476500 | 517 | 403500 | 476500
[5 empty] | 404500476500 | 517 | 404500 | 476500
[5 empty] | 405500476500 | 517 | 405500 | 476500
[5 empty] | 406500476500 | 517 | 406500 | 476500
[5 empty] | 407500476500 | 517 | 407500 | 476500
[5 empty] | 408500476500 | 517 | 408500 | 476500
[5 empty] | 409500476500 | 517 | 409500 | 476500
[5 empty] | 410500476500 | 517 | 410500 | 476500
[5 empty] | 411500476500 | 517 | 411500 | 476500
[5 empty] | 412500476500 | 517 | 412500 | 476500
[5 empty] | 413500476500 | 517 | 413500 | 476500
[5 empty] | 414500476500 | 517 | 414500 | 476500
[5 empty] | 415500476500 | 517 | 415500 | 476500
[5 empty] | 416500476500 | 517 | 416500 | 476500
[5 empty] | 417500476500 | 517 | 417500 | 476500
[5 empty] | 418500476500 | 517 | 418500 | 476500
[5 empty] | 419500476500 | 517 | 419500 | 476500
[5 empty] | 420500476500 | 517 | 420500 | 476500
[5 empty] | 421500476500 | 517 | 421500 | 476500
[5 empty] | 422500476500 | 517 | 422500 | 476500
[5 empty] | 423500476500 | 517 | 423500 | 476500
[5 empty] | 424500476500 | 517 | 424500 | 476500
[5 empty] | 425500476500 | 517 | 425500 | 476500
[5 empty] | 426500476500 | 517 | 426500 | 476500
[5 empty] | 427500476500 | 517 | 427500 | 476500
[5 empty] | 428500476500 | 517 | 428500 | 476500
[5 empty] | 429500476500 | 517 | 429500 | 476500
[5 empty] | 430500476500 | 517 | 430500 | 476500
[5 empty] | 431500476500 | 517 | 431500 | 476500
[5 empty] | 432500476500 | 517 | 432500 | 476500
[5 empty] | 433500476500 | 517 | 433500 | 476500
[5 empty] | 434500476500 | 517 | 434500 | 476500
[5 empty] | 435500476500 | 517 | 435500 | 476500
[5 empty] | 436500476500 | 517 | 436500 | 476500
[5 empty] | 437500476500 | 517 | 437500 | 476500
[5 empty] | 400500475500 | 517 | 400500 | 475500
[5 empty] | 401500475500 | 517 | 401500 | 475500
[5 empty] | 402500475500 | 517 | 402500 | 475500
[5 empty] | 403500475500 | 517 | 403500 | 475500
[5 empty] | 404500475500 | 517 | 404500 | 475500
[5 empty] | 405500475500 | 517 | 405500 | 475500
[5 empty] | 406500475500 | 517 | 406500 | 475500
[5 empty] | 407500475500 | 517 | 407500 | 475500
[5 empty] | 408500475500 | 517 | 408500 | 475500
[5 empty] | 409500475500 | 517 | 409500 | 475500
[5 empty] | 410500475500 | 517 | 410500 | 475500
[5 empty] | 411500475500 | 517 | 411500 | 475500
[5 empty] | 412500475500 | 517 | 412500 | 475500
[5 empty] | 413500475500 | 517 | 413500 | 475500
[5 empty] | 414500475500 | 517 | 414500 | 475500
[5 empty] | 415500475500 | 517 | 415500 | 475500
[5 empty] | 416500475500 | 517 | 416500 | 475500
[5 empty] | 417500475500 | 517 | 417500 | 475500
[5 empty] | 418500475500 | 517 | 418500 | 475500
[5 empty] | 419500475500 | 517 | 419500 | 475500
[5 empty] | 420500475500 | 517 | 420500 | 475500
[5 empty] | 421500475500 | 517 | 421500 | 475500
[5 empty] | 422500475500 | 517 | 422500 | 475500
[5 empty] | 423500475500 | 517 | 423500 | 475500
[5 empty] | 424500475500 | 517 | 424500 | 475500
[5 empty] | 425500475500 | 517 | 425500 | 475500
[5 empty] | 426500475500 | 517 | 426500 | 475500
[5 empty] | 427500475500 | 517 | 427500 | 475500
[5 empty] | 428500475500 | 517 | 428500 | 475500
[5 empty] | 429500475500 | 517 | 429500 | 475500
[5 empty] | 430500475500 | 517 | 430500 | 475500
[5 empty] | 431500475500 | 517 | 431500 | 475500
[5 empty] | 432500475500 | 517 | 432500 | 475500
[5 empty] | 433500475500 | 517 | 433500 | 475500
[5 empty] | 434500475500 | 517 | 434500 | 475500
[5 empty] | 435500475500 | 517 | 435500 | 475500
[5 empty] | 436500475500 | 517 | 436500 | 475500
[5 empty] | 437500475500 | 517 | 437500 | 475500
[5 empty] | 438500475500 | 517 | 438500 | 475500
[5 empty] | 439500475500 | 517 | 439500 | 475500
[5 empty] | 400500474500 | 517 | 400500 | 474500
[5 empty] | 401500474500 | 517 | 401500 | 474500
[5 empty] | 402500474500 | 517 | 402500 | 474500
[5 empty] | 403500474500 | 517 | 403500 | 474500
[5 empty] | 404500474500 | 517 | 404500 | 474500
[5 empty] | 405500474500 | 517 | 405500 | 474500
[5 empty] | 406500474500 | 517 | 406500 | 474500
[5 empty] | 407500474500 | 517 | 407500 | 474500
[5 empty] | 408500474500 | 517 | 408500 | 474500
[5 empty] | 409500474500 | 517 | 409500 | 474500
[5 empty] | 410500474500 | 517 | 410500 | 474500
[5 empty] | 411500474500 | 517 | 411500 | 474500
[5 empty] | 412500474500 | 517 | 412500 | 474500
[5 empty] | 413500474500 | 517 | 413500 | 474500
[5 empty] | 414500474500 | 517 | 414500 | 474500
[5 empty] | 415500474500 | 517 | 415500 | 474500
[5 empty] | 416500474500 | 517 | 416500 | 474500
[5 empty] | 417500474500 | 517 | 417500 | 474500
[5 empty] | 418500474500 | 517 | 418500 | 474500
[5 empty] | 419500474500 | 517 | 419500 | 474500
[5 empty] | 420500474500 | 517 | 420500 | 474500
[5 empty] | 421500474500 | 517 | 421500 | 474500
[5 empty] | 422500474500 | 517 | 422500 | 474500
[5 empty] | 423500474500 | 517 | 423500 | 474500
[5 empty] | 424500474500 | 517 | 424500 | 474500
[5 empty] | 425500474500 | 517 | 425500 | 474500
[5 empty] | 426500474500 | 517 | 426500 | 474500
[5 empty] | 427500474500 | 517 | 427500 | 474500
[5 empty] | 428500474500 | 517 | 428500 | 474500
[5 empty] | 429500474500 | 517 | 429500 | 474500
[5 empty] | 430500474500 | 517 | 430500 | 474500
[5 empty] | 431500474500 | 517 | 431500 | 474500
[5 empty] | 432500474500 | 517 | 432500 | 474500
[5 empty] | 433500474500 | 517 | 433500 | 474500
[5 empty] | 434500474500 | 517 | 434500 | 474500
[5 empty] | 435500474500 | 517 | 435500 | 474500
[5 empty] | 436500474500 | 517 | 436500 | 474500
[5 empty] | 437500474500 | 517 | 437500 | 474500
[5 empty] | 438500474500 | 517 | 438500 | 474500
[5 empty] | 439500474500 | 517 | 439500 | 474500
[5 empty] | 440500474500 | 517 | 440500 | 474500
[5 empty] | 441500474500 | 517 | 441500 | 474500
[5 empty] | 402500473500 | 517 | 402500 | 473500
[5 empty] | 403500473500 | 517 | 403500 | 473500
[5 empty] | 404500473500 | 517 | 404500 | 473500
[5 empty] | 405500473500 | 517 | 405500 | 473500
[5 empty] | 406500473500 | 517 | 406500 | 473500
[5 empty] | 407500473500 | 517 | 407500 | 473500
[5 empty] | 408500473500 | 517 | 408500 | 473500
[5 empty] | 409500473500 | 517 | 409500 | 473500
[5 empty] | 410500473500 | 517 | 410500 | 473500
[5 empty] | 411500473500 | 517 | 411500 | 473500
[5 empty] | 412500473500 | 517 | 412500 | 473500
[5 empty] | 413500473500 | 517 | 413500 | 473500
[5 empty] | 414500473500 | 517 | 414500 | 473500
[5 empty] | 415500473500 | 517 | 415500 | 473500
[5 empty] | 416500473500 | 517 | 416500 | 473500
[5 empty] | 417500473500 | 517 | 417500 | 473500
[5 empty] | 418500473500 | 517 | 418500 | 473500
[5 empty] | 419500473500 | 517 | 419500 | 473500
[5 empty] | 420500473500 | 517 | 420500 | 473500
[5 empty] | 421500473500 | 517 | 421500 | 473500
[5 empty] | 422500473500 | 517 | 422500 | 473500
[5 empty] | 423500473500 | 517 | 423500 | 473500
[5 empty] | 424500473500 | 517 | 424500 | 473500
[5 empty] | 425500473500 | 517 | 425500 | 473500
[5 empty] | 426500473500 | 517 | 426500 | 473500
[5 empty] | 427500473500 | 517 | 427500 | 473500
[5 empty] | 428500473500 | 517 | 428500 | 473500
[5 empty] | 429500473500 | 517 | 429500 | 473500
[5 empty] | 430500473500 | 517 | 430500 | 473500
[5 empty] | 431500473500 | 517 | 431500 | 473500
[5 empty] | 432500473500 | 517 | 432500 | 473500
[5 empty] | 433500473500 | 517 | 433500 | 473500
[5 empty] | 434500473500 | 517 | 434500 | 473500
[5 empty] | 435500473500 | 517 | 435500 | 473500
[5 empty] | 436500473500 | 517 | 436500 | 473500
[5 empty] | 437500473500 | 517 | 437500 | 473500
[5 empty] | 438500473500 | 517 | 438500 | 473500
[5 empty] | 439500473500 | 517 | 439500 | 473500
[5 empty] | 440500473500 | 517 | 440500 | 473500
[5 empty] | 441500473500 | 517 | 441500 | 473500
[5 empty] | 442500473500 | 517 | 442500 | 473500
[5 empty] | 403500472500 | 517 | 403500 | 472500
[5 empty] | 404500472500 | 517 | 404500 | 472500
[5 empty] | 405500472500 | 517 | 405500 | 472500
[5 empty] | 406500472500 | 517 | 406500 | 472500
[5 empty] | 407500472500 | 517 | 407500 | 472500
[5 empty] | 408500472500 | 517 | 408500 | 472500
[5 empty] | 409500472500 | 517 | 409500 | 472500
[5 empty] | 410500472500 | 517 | 410500 | 472500
[5 empty] | 411500472500 | 517 | 411500 | 472500
[5 empty] | 412500472500 | 517 | 412500 | 472500
[5 empty] | 413500472500 | 517 | 413500 | 472500
[5 empty] | 414500472500 | 517 | 414500 | 472500
[5 empty] | 415500472500 | 517 | 415500 | 472500
[5 empty] | 416500472500 | 517 | 416500 | 472500
[5 empty] | 417500472500 | 517 | 417500 | 472500
[5 empty] | 418500472500 | 517 | 418500 | 472500
[5 empty] | 419500472500 | 517 | 419500 | 472500
[5 empty] | 420500472500 | 517 | 420500 | 472500
[5 empty] | 421500472500 | 517 | 421500 | 472500
[5 empty] | 422500472500 | 517 | 422500 | 472500
[5 empty] | 423500472500 | 517 | 423500 | 472500
[5 empty] | 424500472500 | 517 | 424500 | 472500
[5 empty] | 425500472500 | 517 | 425500 | 472500
[5 empty] | 426500472500 | 517 | 426500 | 472500
[5 empty] | 427500472500 | 517 | 427500 | 472500
[5 empty] | 428500472500 | 517 | 428500 | 472500
[5 empty] | 429500472500 | 517 | 429500 | 472500
[5 empty] | 430500472500 | 517 | 430500 | 472500
[5 empty] | 431500472500 | 517 | 431500 | 472500
[5 empty] | 432500472500 | 517 | 432500 | 472500
[5 empty] | 433500472500 | 517 | 433500 | 472500
[5 empty] | 434500472500 | 517 | 434500 | 472500
[5 empty] | 435500472500 | 517 | 435500 | 472500
[5 empty] | 436500472500 | 517 | 436500 | 472500
[5 empty] | 437500472500 | 517 | 437500 | 472500
[5 empty] | 438500472500 | 517 | 438500 | 472500
[5 empty] | 439500472500 | 517 | 439500 | 472500
[5 empty] | 440500472500 | 517 | 440500 | 472500
[5 empty] | 441500472500 | 517 | 441500 | 472500
[5 empty] | 442500472500 | 517 | 442500 | 472500
[5 empty] | 443500472500 | 517 | 443500 | 472500
[5 empty] | 403500471500 | 517 | 403500 | 471500
[5 empty] | 404500471500 | 517 | 404500 | 471500
[5 empty] | 405500471500 | 517 | 405500 | 471500
[5 empty] | 406500471500 | 517 | 406500 | 471500
[5 empty] | 407500471500 | 517 | 407500 | 471500
[5 empty] | 408500471500 | 517 | 408500 | 471500
[5 empty] | 409500471500 | 517 | 409500 | 471500
[5 empty] | 410500471500 | 517 | 410500 | 471500
[5 empty] | 411500471500 | 517 | 411500 | 471500
[5 empty] | 412500471500 | 517 | 412500 | 471500
[5 empty] | 413500471500 | 517 | 413500 | 471500
[5 empty] | 414500471500 | 517 | 414500 | 471500
[5 empty] | 415500471500 | 517 | 415500 | 471500
[5 empty] | 416500471500 | 517 | 416500 | 471500
[5 empty] | 417500471500 | 517 | 417500 | 471500
[5 empty] | 418500471500 | 517 | 418500 | 471500
[5 empty] | 419500471500 | 517 | 419500 | 471500
[5 empty] | 420500471500 | 517 | 420500 | 471500
[5 empty] | 421500471500 | 517 | 421500 | 471500
[5 empty] | 422500471500 | 517 | 422500 | 471500
[5 empty] | 423500471500 | 517 | 423500 | 471500
[5 empty] | 424500471500 | 517 | 424500 | 471500
[5 empty] | 425500471500 | 517 | 425500 | 471500
[5 empty] | 426500471500 | 517 | 426500 | 471500
[5 empty] | 427500471500 | 517 | 427500 | 471500
[5 empty] | 428500471500 | 517 | 428500 | 471500
[5 empty] | 429500471500 | 517 | 429500 | 471500
[5 empty] | 430500471500 | 517 | 430500 | 471500
[5 empty] | 431500471500 | 517 | 431500 | 471500
[5 empty] | 432500471500 | 517 | 432500 | 471500
[5 empty] | 433500471500 | 517 | 433500 | 471500
[5 empty] | 434500471500 | 517 | 434500 | 471500
[5 empty] | 435500471500 | 517 | 435500 | 471500
[5 empty] | 436500471500 | 517 | 436500 | 471500
[5 empty] | 437500471500 | 517 | 437500 | 471500
[5 empty] | 438500471500 | 517 | 438500 | 471500
[5 empty] | 439500471500 | 517 | 439500 | 471500
[5 empty] | 440500471500 | 517 | 440500 | 471500
[5 empty] | 441500471500 | 517 | 441500 | 471500
[5 empty] | 442500471500 | 517 | 442500 | 471500
[5 empty] | 403500470500 | 517 | 403500 | 470500
[5 empty] | 404500470500 | 517 | 404500 | 470500
[5 empty] | 405500470500 | 517 | 405500 | 470500
[5 empty] | 406500470500 | 517 | 406500 | 470500
[5 empty] | 407500470500 | 517 | 407500 | 470500
[5 empty] | 408500470500 | 517 | 408500 | 470500
[5 empty] | 409500470500 | 517 | 409500 | 470500
[5 empty] | 410500470500 | 517 | 410500 | 470500
[5 empty] | 411500470500 | 517 | 411500 | 470500
[5 empty] | 412500470500 | 517 | 412500 | 470500
[5 empty] | 413500470500 | 517 | 413500 | 470500
[5 empty] | 414500470500 | 517 | 414500 | 470500
[5 empty] | 415500470500 | 517 | 415500 | 470500
[5 empty] | 416500470500 | 517 | 416500 | 470500
[5 empty] | 417500470500 | 517 | 417500 | 470500
[5 empty] | 418500470500 | 517 | 418500 | 470500
[5 empty] | 419500470500 | 517 | 419500 | 470500
[5 empty] | 420500470500 | 517 | 420500 | 470500
[5 empty] | 421500470500 | 517 | 421500 | 470500
[5 empty] | 422500470500 | 517 | 422500 | 470500
[5 empty] | 423500470500 | 517 | 423500 | 470500
[5 empty] | 424500470500 | 517 | 424500 | 470500
[5 empty] | 425500470500 | 517 | 425500 | 470500
[5 empty] | 426500470500 | 517 | 426500 | 470500
[5 empty] | 427500470500 | 517 | 427500 | 470500
[5 empty] | 428500470500 | 517 | 428500 | 470500
[5 empty] | 429500470500 | 517 | 429500 | 470500
[5 empty] | 430500470500 | 517 | 430500 | 470500
[5 empty] | 431500470500 | 517 | 431500 | 470500
[5 empty] | 432500470500 | 517 | 432500 | 470500
[5 empty] | 433500470500 | 517 | 433500 | 470500
[5 empty] | 434500470500 | 517 | 434500 | 470500
[5 empty] | 435500470500 | 517 | 435500 | 470500
[5 empty] | 436500470500 | 517 | 436500 | 470500
[5 empty] | 437500470500 | 517 | 437500 | 470500
[5 empty] | 438500470500 | 517 | 438500 | 470500
[5 empty] | 439500470500 | 517 | 439500 | 470500
[5 empty] | 440500470500 | 517 | 440500 | 470500
[5 empty] | 441500470500 | 517 | 441500 | 470500
[5 empty] | 442500470500 | 517 | 442500 | 470500
[5 empty] | 405500469500 | 517 | 405500 | 469500
[5 empty] | 406500469500 | 517 | 406500 | 469500
[5 empty] | 407500469500 | 517 | 407500 | 469500
[5 empty] | 408500469500 | 517 | 408500 | 469500
[5 empty] | 409500469500 | 517 | 409500 | 469500
[5 empty] | 410500469500 | 517 | 410500 | 469500
[5 empty] | 411500469500 | 517 | 411500 | 469500
[5 empty] | 412500469500 | 517 | 412500 | 469500
[5 empty] | 413500469500 | 517 | 413500 | 469500
[5 empty] | 414500469500 | 517 | 414500 | 469500
[5 empty] | 415500469500 | 517 | 415500 | 469500
[5 empty] | 416500469500 | 517 | 416500 | 469500
[5 empty] | 417500469500 | 517 | 417500 | 469500
[5 empty] | 418500469500 | 517 | 418500 | 469500
[5 empty] | 419500469500 | 517 | 419500 | 469500
[5 empty] | 420500469500 | 517 | 420500 | 469500
[5 empty] | 421500469500 | 517 | 421500 | 469500
[5 empty] | 422500469500 | 517 | 422500 | 469500
[5 empty] | 423500469500 | 517 | 423500 | 469500
[5 empty] | 424500469500 | 517 | 424500 | 469500
[5 empty] | 425500469500 | 517 | 425500 | 469500
[5 empty] | 426500469500 | 517 | 426500 | 469500
[5 empty] | 427500469500 | 517 | 427500 | 469500
[5 empty] | 428500469500 | 517 | 428500 | 469500
[5 empty] | 429500469500 | 517 | 429500 | 469500
[5 empty] | 430500469500 | 517 | 430500 | 469500
[5 empty] | 431500469500 | 517 | 431500 | 469500
[5 empty] | 432500469500 | 517 | 432500 | 469500
[5 empty] | 433500469500 | 517 | 433500 | 469500
[5 empty] | 434500469500 | 517 | 434500 | 469500
[5 empty] | 435500469500 | 517 | 435500 | 469500
[5 empty] | 436500469500 | 517 | 436500 | 469500
[5 empty] | 437500469500 | 517 | 437500 | 469500
[5 empty] | 438500469500 | 517 | 438500 | 469500
[5 empty] | 439500469500 | 517 | 439500 | 469500
[5 empty] | 440500469500 | 517 | 440500 | 469500
[5 empty] | 441500469500 | 517 | 441500 | 469500
[5 empty] | 442500469500 | 517 | 442500 | 469500
[5 empty] | 443500469500 | 517 | 443500 | 469500
[5 empty] | 407500468500 | 517 | 407500 | 468500
[5 empty] | 408500468500 | 517 | 408500 | 468500
[5 empty] | 409500468500 | 517 | 409500 | 468500
[5 empty] | 410500468500 | 517 | 410500 | 468500
[5 empty] | 411500468500 | 517 | 411500 | 468500
[5 empty] | 412500468500 | 517 | 412500 | 468500
[5 empty] | 413500468500 | 517 | 413500 | 468500
[5 empty] | 414500468500 | 517 | 414500 | 468500
[5 empty] | 415500468500 | 517 | 415500 | 468500
[5 empty] | 416500468500 | 517 | 416500 | 468500
[5 empty] | 417500468500 | 517 | 417500 | 468500
[5 empty] | 418500468500 | 517 | 418500 | 468500
[5 empty] | 419500468500 | 517 | 419500 | 468500
[5 empty] | 420500468500 | 517 | 420500 | 468500
[5 empty] | 421500468500 | 517 | 421500 | 468500
[5 empty] | 422500468500 | 517 | 422500 | 468500
[5 empty] | 423500468500 | 517 | 423500 | 468500
[5 empty] | 424500468500 | 517 | 424500 | 468500
[5 empty] | 425500468500 | 517 | 425500 | 468500
[5 empty] | 426500468500 | 517 | 426500 | 468500
[5 empty] | 427500468500 | 517 | 427500 | 468500
[5 empty] | 428500468500 | 517 | 428500 | 468500
[5 empty] | 429500468500 | 517 | 429500 | 468500
[5 empty] | 430500468500 | 517 | 430500 | 468500
[5 empty] | 431500468500 | 517 | 431500 | 468500
[5 empty] | 432500468500 | 517 | 432500 | 468500
[5 empty] | 433500468500 | 517 | 433500 | 468500
[5 empty] | 434500468500 | 517 | 434500 | 468500
[5 empty] | 435500468500 | 517 | 435500 | 468500
[5 empty] | 436500468500 | 517 | 436500 | 468500
[5 empty] | 437500468500 | 517 | 437500 | 468500
[5 empty] | 438500468500 | 517 | 438500 | 468500
[5 empty] | 439500468500 | 517 | 439500 | 468500
[5 empty] | 440500468500 | 517 | 440500 | 468500
[5 empty] | 441500468500 | 517 | 441500 | 468500
[5 empty] | 442500468500 | 517 | 442500 | 468500
[5 empty] | 408500467500 | 517 | 408500 | 467500
[5 empty] | 409500467500 | 517 | 409500 | 467500
[5 empty] | 410500467500 | 517 | 410500 | 467500
[5 empty] | 411500467500 | 517 | 411500 | 467500
[5 empty] | 412500467500 | 517 | 412500 | 467500
[5 empty] | 413500467500 | 517 | 413500 | 467500
[5 empty] | 414500467500 | 517 | 414500 | 467500
[5 empty] | 415500467500 | 517 | 415500 | 467500
[5 empty] | 416500467500 | 517 | 416500 | 467500
[5 empty] | 417500467500 | 517 | 417500 | 467500
[5 empty] | 418500467500 | 517 | 418500 | 467500
[5 empty] | 419500467500 | 517 | 419500 | 467500
[5 empty] | 420500467500 | 517 | 420500 | 467500
[5 empty] | 421500467500 | 517 | 421500 | 467500
[5 empty] | 422500467500 | 517 | 422500 | 467500
[5 empty] | 423500467500 | 517 | 423500 | 467500
[5 empty] | 424500467500 | 517 | 424500 | 467500
[5 empty] | 425500467500 | 517 | 425500 | 467500
[5 empty] | 426500467500 | 517 | 426500 | 467500
[5 empty] | 427500467500 | 517 | 427500 | 467500
[5 empty] | 428500467500 | 517 | 428500 | 467500
[5 empty] | 429500467500 | 517 | 429500 | 467500
[5 empty] | 430500467500 | 517 | 430500 | 467500
[5 empty] | 431500467500 | 517 | 431500 | 467500
[5 empty] | 432500467500 | 517 | 432500 | 467500
[5 empty] | 433500467500 | 517 | 433500 | 467500
[5 empty] | 434500467500 | 517 | 434500 | 467500
[5 empty] | 435500467500 | 517 | 435500 | 467500
[5 empty] | 436500467500 | 517 | 436500 | 467500
[5 empty] | 437500467500 | 517 | 437500 | 467500
[5 empty] | 438500467500 | 517 | 438500 | 467500
[5 empty] | 439500467500 | 517 | 439500 | 467500
[5 empty] | 440500467500 | 517 | 440500 | 467500
[5 empty] | 441500467500 | 517 | 441500 | 467500
[5 empty] | 442500467500 | 517 | 442500 | 467500
[5 empty] | 443500467500 | 517 | 443500 | 467500
[5 empty] | 409500466500 | 517 | 409500 | 466500
[5 empty] | 410500466500 | 517 | 410500 | 466500
[5 empty] | 411500466500 | 517 | 411500 | 466500
[5 empty] | 412500466500 | 517 | 412500 | 466500
[5 empty] | 413500466500 | 517 | 413500 | 466500
[5 empty] | 414500466500 | 517 | 414500 | 466500
[5 empty] | 415500466500 | 517 | 415500 | 466500
[5 empty] | 416500466500 | 517 | 416500 | 466500
[5 empty] | 417500466500 | 517 | 417500 | 466500
[5 empty] | 418500466500 | 517 | 418500 | 466500
[5 empty] | 419500466500 | 517 | 419500 | 466500
[5 empty] | 420500466500 | 517 | 420500 | 466500
[5 empty] | 421500466500 | 517 | 421500 | 466500
[5 empty] | 422500466500 | 517 | 422500 | 466500
[5 empty] | 423500466500 | 517 | 423500 | 466500
[5 empty] | 424500466500 | 517 | 424500 | 466500
[5 empty] | 425500466500 | 517 | 425500 | 466500
[5 empty] | 426500466500 | 517 | 426500 | 466500
[5 empty] | 427500466500 | 517 | 427500 | 466500
[5 empty] | 428500466500 | 517 | 428500 | 466500
[5 empty] | 429500466500 | 517 | 429500 | 466500
[5 empty] | 430500466500 | 517 | 430500 | 466500
[5 empty] | 431500466500 | 517 | 431500 | 466500
[5 empty] | 432500466500 | 517 | 432500 | 466500
[5 empty] | 433500466500 | 517 | 433500 | 466500
[5 empty] | 434500466500 | 517 | 434500 | 466500
[5 empty] | 435500466500 | 517 | 435500 | 466500
[5 empty] | 436500466500 | 517 | 436500 | 466500
[5 empty] | 437500466500 | 517 | 437500 | 466500
[5 empty] | 438500466500 | 517 | 438500 | 466500
[5 empty] | 439500466500 | 517 | 439500 | 466500
[5 empty] | 440500466500 | 517 | 440500 | 466500
[5 empty] | 441500466500 | 517 | 441500 | 466500
[5 empty] | 442500466500 | 517 | 442500 | 466500
[5 empty] | 409500465500 | 517 | 409500 | 465500
[5 empty] | 410500465500 | 517 | 410500 | 465500
[5 empty] | 411500465500 | 517 | 411500 | 465500
[5 empty] | 412500465500 | 517 | 412500 | 465500
[5 empty] | 413500465500 | 517 | 413500 | 465500
[5 empty] | 414500465500 | 517 | 414500 | 465500
[5 empty] | 415500465500 | 517 | 415500 | 465500
[5 empty] | 416500465500 | 517 | 416500 | 465500
[5 empty] | 417500465500 | 517 | 417500 | 465500
[5 empty] | 418500465500 | 517 | 418500 | 465500
[5 empty] | 419500465500 | 517 | 419500 | 465500
[5 empty] | 420500465500 | 517 | 420500 | 465500
[5 empty] | 421500465500 | 517 | 421500 | 465500
[5 empty] | 422500465500 | 517 | 422500 | 465500
[5 empty] | 423500465500 | 517 | 423500 | 465500
[5 empty] | 424500465500 | 517 | 424500 | 465500
[5 empty] | 425500465500 | 517 | 425500 | 465500
[5 empty] | 426500465500 | 517 | 426500 | 465500
[5 empty] | 427500465500 | 517 | 427500 | 465500
[5 empty] | 428500465500 | 517 | 428500 | 465500
[5 empty] | 429500465500 | 517 | 429500 | 465500
[5 empty] | 430500465500 | 517 | 430500 | 465500
[5 empty] | 431500465500 | 517 | 431500 | 465500
[5 empty] | 432500465500 | 517 | 432500 | 465500
[5 empty] | 433500465500 | 517 | 433500 | 465500
[5 empty] | 434500465500 | 517 | 434500 | 465500
[5 empty] | 435500465500 | 517 | 435500 | 465500
[5 empty] | 436500465500 | 517 | 436500 | 465500
[5 empty] | 437500465500 | 517 | 437500 | 465500
[5 empty] | 438500465500 | 517 | 438500 | 465500
[5 empty] | 439500465500 | 517 | 439500 | 465500
[5 empty] | 440500465500 | 517 | 440500 | 465500
[5 empty] | 441500465500 | 517 | 441500 | 465500
[5 empty] | 442500465500 | 517 | 442500 | 465500
[5 empty] | 410500464500 | 517 | 410500 | 464500
[5 empty] | 411500464500 | 517 | 411500 | 464500
[5 empty] | 412500464500 | 517 | 412500 | 464500
[5 empty] | 413500464500 | 517 | 413500 | 464500
[5 empty] | 414500464500 | 517 | 414500 | 464500
[5 empty] | 415500464500 | 517 | 415500 | 464500
[5 empty] | 416500464500 | 517 | 416500 | 464500
[5 empty] | 417500464500 | 517 | 417500 | 464500
[5 empty] | 418500464500 | 517 | 418500 | 464500
[5 empty] | 419500464500 | 517 | 419500 | 464500
[5 empty] | 420500464500 | 517 | 420500 | 464500
[5 empty] | 421500464500 | 517 | 421500 | 464500
[5 empty] | 422500464500 | 517 | 422500 | 464500
[5 empty] | 423500464500 | 517 | 423500 | 464500
[5 empty] | 424500464500 | 517 | 424500 | 464500
[5 empty] | 425500464500 | 517 | 425500 | 464500
[5 empty] | 426500464500 | 517 | 426500 | 464500
[5 empty] | 427500464500 | 517 | 427500 | 464500
[5 empty] | 428500464500 | 517 | 428500 | 464500
[5 empty] | 429500464500 | 517 | 429500 | 464500
[5 empty] | 430500464500 | 517 | 430500 | 464500
[5 empty] | 431500464500 | 517 | 431500 | 464500
[5 empty] | 432500464500 | 517 | 432500 | 464500
[5 empty] | 433500464500 | 517 | 433500 | 464500
[5 empty] | 434500464500 | 517 | 434500 | 464500
[5 empty] | 435500464500 | 517 | 435500 | 464500
[5 empty] | 436500464500 | 517 | 436500 | 464500
[5 empty] | 437500464500 | 517 | 437500 | 464500
[5 empty] | 438500464500 | 517 | 438500 | 464500
[5 empty] | 439500464500 | 517 | 439500 | 464500
[5 empty] | 440500464500 | 517 | 440500 | 464500
[5 empty] | 441500464500 | 517 | 441500 | 464500
[5 empty] | 442500464500 | 517 | 442500 | 464500
[5 empty] | 443500464500 | 517 | 443500 | 464500
[5 empty] | 444500464500 | 517 | 444500 | 464500
[5 empty] | 410500463500 | 517 | 410500 | 463500
[5 empty] | 411500463500 | 517 | 411500 | 463500
[5 empty] | 412500463500 | 517 | 412500 | 463500
[5 empty] | 413500463500 | 517 | 413500 | 463500
[5 empty] | 414500463500 | 517 | 414500 | 463500
[5 empty] | 415500463500 | 517 | 415500 | 463500
[5 empty] | 416500463500 | 517 | 416500 | 463500
[5 empty] | 417500463500 | 517 | 417500 | 463500
[5 empty] | 418500463500 | 517 | 418500 | 463500
[5 empty] | 419500463500 | 517 | 419500 | 463500
[5 empty] | 420500463500 | 517 | 420500 | 463500
[5 empty] | 421500463500 | 517 | 421500 | 463500
[5 empty] | 422500463500 | 517 | 422500 | 463500
[5 empty] | 423500463500 | 517 | 423500 | 463500
[5 empty] | 424500463500 | 517 | 424500 | 463500
[5 empty] | 425500463500 | 517 | 425500 | 463500
[5 empty] | 426500463500 | 517 | 426500 | 463500
[5 empty] | 427500463500 | 517 | 427500 | 463500
[5 empty] | 428500463500 | 517 | 428500 | 463500
[5 empty] | 429500463500 | 517 | 429500 | 463500
[5 empty] | 430500463500 | 517 | 430500 | 463500
[5 empty] | 431500463500 | 517 | 431500 | 463500
[5 empty] | 432500463500 | 517 | 432500 | 463500
[5 empty] | 433500463500 | 517 | 433500 | 463500
[5 empty] | 434500463500 | 517 | 434500 | 463500
[5 empty] | 435500463500 | 517 | 435500 | 463500
[5 empty] | 436500463500 | 517 | 436500 | 463500
[5 empty] | 437500463500 | 517 | 437500 | 463500
[5 empty] | 438500463500 | 517 | 438500 | 463500
[5 empty] | 439500463500 | 517 | 439500 | 463500
[5 empty] | 440500463500 | 517 | 440500 | 463500
[5 empty] | 441500463500 | 517 | 441500 | 463500
[5 empty] | 442500463500 | 517 | 442500 | 463500
[5 empty] | 443500463500 | 517 | 443500 | 463500
[5 empty] | 444500463500 | 517 | 444500 | 463500
[5 empty] | 445500463500 | 517 | 445500 | 463500
[5 empty] | 410500462500 | 517 | 410500 | 462500
[5 empty] | 411500462500 | 517 | 411500 | 462500
[5 empty] | 412500462500 | 517 | 412500 | 462500
[5 empty] | 413500462500 | 517 | 413500 | 462500
[5 empty] | 414500462500 | 517 | 414500 | 462500
[5 empty] | 415500462500 | 517 | 415500 | 462500
[5 empty] | 416500462500 | 517 | 416500 | 462500
[5 empty] | 417500462500 | 517 | 417500 | 462500
[5 empty] | 418500462500 | 517 | 418500 | 462500
[5 empty] | 419500462500 | 517 | 419500 | 462500
[5 empty] | 420500462500 | 517 | 420500 | 462500
[5 empty] | 421500462500 | 517 | 421500 | 462500
[5 empty] | 422500462500 | 517 | 422500 | 462500
[5 empty] | 423500462500 | 517 | 423500 | 462500
[5 empty] | 424500462500 | 517 | 424500 | 462500
[5 empty] | 425500462500 | 517 | 425500 | 462500
[5 empty] | 426500462500 | 517 | 426500 | 462500
[5 empty] | 427500462500 | 517 | 427500 | 462500
[5 empty] | 428500462500 | 517 | 428500 | 462500
[5 empty] | 429500462500 | 517 | 429500 | 462500
[5 empty] | 430500462500 | 517 | 430500 | 462500
[5 empty] | 431500462500 | 517 | 431500 | 462500
[5 empty] | 432500462500 | 517 | 432500 | 462500
[5 empty] | 433500462500 | 517 | 433500 | 462500
[5 empty] | 434500462500 | 517 | 434500 | 462500
[5 empty] | 435500462500 | 517 | 435500 | 462500
[5 empty] | 436500462500 | 517 | 436500 | 462500
[5 empty] | 437500462500 | 517 | 437500 | 462500
[5 empty] | 438500462500 | 517 | 438500 | 462500
[5 empty] | 439500462500 | 517 | 439500 | 462500
[5 empty] | 440500462500 | 517 | 440500 | 462500
[5 empty] | 441500462500 | 517 | 441500 | 462500
[5 empty] | 442500462500 | 517 | 442500 | 462500
[5 empty] | 443500462500 | 517 | 443500 | 462500
[5 empty] | 444500462500 | 517 | 444500 | 462500
[5 empty] | 445500462500 | 517 | 445500 | 462500
[5 empty] | 446500462500 | 517 | 446500 | 462500
[5 empty] | 409500461500 | 517 | 409500 | 461500
[5 empty] | 410500461500 | 517 | 410500 | 461500
[5 empty] | 411500461500 | 517 | 411500 | 461500
[5 empty] | 412500461500 | 517 | 412500 | 461500
[5 empty] | 413500461500 | 517 | 413500 | 461500
[5 empty] | 414500461500 | 517 | 414500 | 461500
[5 empty] | 415500461500 | 517 | 415500 | 461500
[5 empty] | 416500461500 | 517 | 416500 | 461500
[5 empty] | 417500461500 | 517 | 417500 | 461500
[5 empty] | 418500461500 | 517 | 418500 | 461500
[5 empty] | 419500461500 | 517 | 419500 | 461500
[5 empty] | 420500461500 | 517 | 420500 | 461500
[5 empty] | 421500461500 | 517 | 421500 | 461500
[5 empty] | 422500461500 | 517 | 422500 | 461500
[5 empty] | 423500461500 | 517 | 423500 | 461500
[5 empty] | 424500461500 | 517 | 424500 | 461500
[5 empty] | 425500461500 | 517 | 425500 | 461500
[5 empty] | 426500461500 | 517 | 426500 | 461500
[5 empty] | 427500461500 | 517 | 427500 | 461500
[5 empty] | 428500461500 | 517 | 428500 | 461500
[5 empty] | 429500461500 | 517 | 429500 | 461500
[5 empty] | 430500461500 | 517 | 430500 | 461500
[5 empty] | 431500461500 | 517 | 431500 | 461500
[5 empty] | 432500461500 | 517 | 432500 | 461500
[5 empty] | 433500461500 | 517 | 433500 | 461500
[5 empty] | 434500461500 | 517 | 434500 | 461500
[5 empty] | 435500461500 | 517 | 435500 | 461500
[5 empty] | 436500461500 | 517 | 436500 | 461500
[5 empty] | 437500461500 | 517 | 437500 | 461500
[5 empty] | 438500461500 | 517 | 438500 | 461500
[5 empty] | 439500461500 | 517 | 439500 | 461500
[5 empty] | 440500461500 | 517 | 440500 | 461500
[5 empty] | 441500461500 | 517 | 441500 | 461500
[5 empty] | 442500461500 | 517 | 442500 | 461500
[5 empty] | 443500461500 | 517 | 443500 | 461500
[5 empty] | 444500461500 | 517 | 444500 | 461500
[5 empty] | 445500461500 | 517 | 445500 | 461500
[5 empty] | 446500461500 | 517 | 446500 | 461500
[5 empty] | 409500460500 | 517 | 409500 | 460500
[5 empty] | 410500460500 | 517 | 410500 | 460500
[5 empty] | 411500460500 | 517 | 411500 | 460500
[5 empty] | 412500460500 | 517 | 412500 | 460500
[5 empty] | 413500460500 | 517 | 413500 | 460500
[5 empty] | 414500460500 | 517 | 414500 | 460500
[5 empty] | 415500460500 | 517 | 415500 | 460500
[5 empty] | 416500460500 | 517 | 416500 | 460500
[5 empty] | 417500460500 | 517 | 417500 | 460500
[5 empty] | 418500460500 | 517 | 418500 | 460500
[5 empty] | 419500460500 | 517 | 419500 | 460500
[5 empty] | 420500460500 | 517 | 420500 | 460500
[5 empty] | 421500460500 | 517 | 421500 | 460500
[5 empty] | 422500460500 | 517 | 422500 | 460500
[5 empty] | 423500460500 | 517 | 423500 | 460500
[5 empty] | 424500460500 | 517 | 424500 | 460500
[5 empty] | 425500460500 | 517 | 425500 | 460500
[5 empty] | 426500460500 | 517 | 426500 | 460500
[5 empty] | 427500460500 | 517 | 427500 | 460500
[5 empty] | 428500460500 | 517 | 428500 | 460500
[5 empty] | 429500460500 | 517 | 429500 | 460500
[5 empty] | 430500460500 | 517 | 430500 | 460500
[5 empty] | 431500460500 | 517 | 431500 | 460500
[5 empty] | 432500460500 | 517 | 432500 | 460500
[5 empty] | 433500460500 | 517 | 433500 | 460500
[5 empty] | 434500460500 | 517 | 434500 | 460500
[5 empty] | 435500460500 | 517 | 435500 | 460500
[5 empty] | 436500460500 | 517 | 436500 | 460500
[5 empty] | 437500460500 | 517 | 437500 | 460500
[5 empty] | 438500460500 | 517 | 438500 | 460500
[5 empty] | 439500460500 | 517 | 439500 | 460500
[5 empty] | 440500460500 | 517 | 440500 | 460500
[5 empty] | 441500460500 | 517 | 441500 | 460500
[5 empty] | 442500460500 | 517 | 442500 | 460500
[5 empty] | 443500460500 | 517 | 443500 | 460500
[5 empty] | 444500460500 | 517 | 444500 | 460500
[5 empty] | 445500460500 | 517 | 445500 | 460500
[5 empty] | 446500460500 | 517 | 446500 | 460500
[5 empty] | 409500459500 | 517 | 409500 | 459500
[5 empty] | 410500459500 | 517 | 410500 | 459500
[5 empty] | 411500459500 | 517 | 411500 | 459500
[5 empty] | 412500459500 | 517 | 412500 | 459500
[5 empty] | 413500459500 | 517 | 413500 | 459500
[5 empty] | 414500459500 | 517 | 414500 | 459500
[5 empty] | 415500459500 | 517 | 415500 | 459500
[5 empty] | 416500459500 | 517 | 416500 | 459500
[5 empty] | 417500459500 | 517 | 417500 | 459500
[5 empty] | 418500459500 | 517 | 418500 | 459500
[5 empty] | 419500459500 | 517 | 419500 | 459500
[5 empty] | 420500459500 | 517 | 420500 | 459500
[5 empty] | 421500459500 | 517 | 421500 | 459500
[5 empty] | 422500459500 | 517 | 422500 | 459500
[5 empty] | 423500459500 | 517 | 423500 | 459500
[5 empty] | 424500459500 | 517 | 424500 | 459500
[5 empty] | 425500459500 | 517 | 425500 | 459500
[5 empty] | 426500459500 | 517 | 426500 | 459500
[5 empty] | 427500459500 | 517 | 427500 | 459500
[5 empty] | 428500459500 | 517 | 428500 | 459500
[5 empty] | 429500459500 | 517 | 429500 | 459500
[5 empty] | 430500459500 | 517 | 430500 | 459500
[5 empty] | 431500459500 | 517 | 431500 | 459500
[5 empty] | 432500459500 | 517 | 432500 | 459500
[5 empty] | 433500459500 | 517 | 433500 | 459500
[5 empty] | 434500459500 | 517 | 434500 | 459500
[5 empty] | 435500459500 | 517 | 435500 | 459500
[5 empty] | 436500459500 | 517 | 436500 | 459500
[5 empty] | 437500459500 | 517 | 437500 | 459500
[5 empty] | 438500459500 | 517 | 438500 | 459500
[5 empty] | 439500459500 | 517 | 439500 | 459500
[5 empty] | 440500459500 | 517 | 440500 | 459500
[5 empty] | 441500459500 | 517 | 441500 | 459500
[5 empty] | 442500459500 | 517 | 442500 | 459500
[5 empty] | 443500459500 | 517 | 443500 | 459500
[5 empty] | 444500459500 | 517 | 444500 | 459500
[5 empty] | 445500459500 | 517 | 445500 | 459500
[5 empty] | 446500459500 | 517 | 446500 | 459500
[5 empty] | 447500459500 | 517 | 447500 | 459500
[5 empty] | 448500459500 | 517 | 448500 | 459500
[5 empty] | 449500459500 | 517 | 449500 | 459500
[5 empty] | 450500459500 | 517 | 450500 | 459500
[5 empty] | 410500458500 | 517 | 410500 | 458500
[5 empty] | 411500458500 | 517 | 411500 | 458500
[5 empty] | 412500458500 | 517 | 412500 | 458500
[5 empty] | 413500458500 | 517 | 413500 | 458500
[5 empty] | 414500458500 | 517 | 414500 | 458500
[5 empty] | 415500458500 | 517 | 415500 | 458500
[5 empty] | 416500458500 | 517 | 416500 | 458500
[5 empty] | 417500458500 | 517 | 417500 | 458500
[5 empty] | 418500458500 | 517 | 418500 | 458500
[5 empty] | 419500458500 | 517 | 419500 | 458500
[5 empty] | 420500458500 | 517 | 420500 | 458500
[5 empty] | 421500458500 | 517 | 421500 | 458500
[5 empty] | 422500458500 | 517 | 422500 | 458500
[5 empty] | 423500458500 | 517 | 423500 | 458500
[5 empty] | 424500458500 | 517 | 424500 | 458500
[5 empty] | 425500458500 | 517 | 425500 | 458500
[5 empty] | 426500458500 | 517 | 426500 | 458500
[5 empty] | 427500458500 | 517 | 427500 | 458500
[5 empty] | 428500458500 | 517 | 428500 | 458500
[5 empty] | 429500458500 | 517 | 429500 | 458500
[5 empty] | 430500458500 | 517 | 430500 | 458500
[5 empty] | 431500458500 | 517 | 431500 | 458500
[5 empty] | 432500458500 | 517 | 432500 | 458500
[5 empty] | 433500458500 | 517 | 433500 | 458500
[5 empty] | 434500458500 | 517 | 434500 | 458500
[5 empty] | 435500458500 | 517 | 435500 | 458500
[5 empty] | 436500458500 | 517 | 436500 | 458500
[5 empty] | 437500458500 | 517 | 437500 | 458500
[5 empty] | 438500458500 | 517 | 438500 | 458500
[5 empty] | 439500458500 | 517 | 439500 | 458500
[5 empty] | 440500458500 | 517 | 440500 | 458500
[5 empty] | 441500458500 | 517 | 441500 | 458500
[5 empty] | 442500458500 | 517 | 442500 | 458500
[5 empty] | 443500458500 | 517 | 443500 | 458500
[5 empty] | 444500458500 | 517 | 444500 | 458500
[5 empty] | 445500458500 | 517 | 445500 | 458500
[5 empty] | 446500458500 | 517 | 446500 | 458500
[5 empty] | 447500458500 | 517 | 447500 | 458500
[5 empty] | 448500458500 | 517 | 448500 | 458500
[5 empty] | 449500458500 | 517 | 449500 | 458500
[5 empty] | 450500458500 | 517 | 450500 | 458500
[5 empty] | 411500457500 | 517 | 411500 | 457500
[5 empty] | 412500457500 | 517 | 412500 | 457500
[5 empty] | 413500457500 | 517 | 413500 | 457500
[5 empty] | 414500457500 | 517 | 414500 | 457500
[5 empty] | 415500457500 | 517 | 415500 | 457500
[5 empty] | 416500457500 | 517 | 416500 | 457500
[5 empty] | 417500457500 | 517 | 417500 | 457500
[5 empty] | 418500457500 | 517 | 418500 | 457500
[5 empty] | 419500457500 | 517 | 419500 | 457500
[5 empty] | 420500457500 | 517 | 420500 | 457500
[5 empty] | 421500457500 | 517 | 421500 | 457500
[5 empty] | 422500457500 | 517 | 422500 | 457500
[5 empty] | 423500457500 | 517 | 423500 | 457500
[5 empty] | 424500457500 | 517 | 424500 | 457500
[5 empty] | 425500457500 | 517 | 425500 | 457500
[5 empty] | 426500457500 | 517 | 426500 | 457500
[5 empty] | 427500457500 | 517 | 427500 | 457500
[5 empty] | 428500457500 | 517 | 428500 | 457500
[5 empty] | 429500457500 | 517 | 429500 | 457500
[5 empty] | 430500457500 | 517 | 430500 | 457500
[5 empty] | 431500457500 | 517 | 431500 | 457500
[5 empty] | 432500457500 | 517 | 432500 | 457500
[5 empty] | 433500457500 | 517 | 433500 | 457500
[5 empty] | 434500457500 | 517 | 434500 | 457500
[5 empty] | 435500457500 | 517 | 435500 | 457500
[5 empty] | 436500457500 | 517 | 436500 | 457500
[5 empty] | 437500457500 | 517 | 437500 | 457500
[5 empty] | 438500457500 | 517 | 438500 | 457500
[5 empty] | 439500457500 | 517 | 439500 | 457500
[5 empty] | 440500457500 | 517 | 440500 | 457500
[5 empty] | 441500457500 | 517 | 441500 | 457500
[5 empty] | 442500457500 | 517 | 442500 | 457500
[5 empty] | 443500457500 | 517 | 443500 | 457500
[5 empty] | 444500457500 | 517 | 444500 | 457500
[5 empty] | 445500457500 | 517 | 445500 | 457500
[5 empty] | 446500457500 | 517 | 446500 | 457500
[5 empty] | 447500457500 | 517 | 447500 | 457500
[5 empty] | 448500457500 | 517 | 448500 | 457500
[5 empty] | 449500457500 | 517 | 449500 | 457500
[5 empty] | 450500457500 | 517 | 450500 | 457500
[5 empty] | 451500457500 | 517 | 451500 | 457500
[5 empty] | 452500457500 | 517 | 452500 | 457500
[5 empty] | 411500456500 | 517 | 411500 | 456500
[5 empty] | 412500456500 | 517 | 412500 | 456500
[5 empty] | 413500456500 | 517 | 413500 | 456500
[5 empty] | 414500456500 | 517 | 414500 | 456500
[5 empty] | 415500456500 | 517 | 415500 | 456500
[5 empty] | 416500456500 | 517 | 416500 | 456500
[5 empty] | 417500456500 | 517 | 417500 | 456500
[5 empty] | 418500456500 | 517 | 418500 | 456500
[5 empty] | 419500456500 | 517 | 419500 | 456500
[5 empty] | 420500456500 | 517 | 420500 | 456500
[5 empty] | 421500456500 | 517 | 421500 | 456500
[5 empty] | 422500456500 | 517 | 422500 | 456500
[5 empty] | 423500456500 | 517 | 423500 | 456500
[5 empty] | 424500456500 | 517 | 424500 | 456500
[5 empty] | 425500456500 | 517 | 425500 | 456500
[5 empty] | 426500456500 | 517 | 426500 | 456500
[5 empty] | 427500456500 | 517 | 427500 | 456500
[5 empty] | 428500456500 | 517 | 428500 | 456500
[5 empty] | 429500456500 | 517 | 429500 | 456500
[5 empty] | 430500456500 | 517 | 430500 | 456500
[5 empty] | 431500456500 | 517 | 431500 | 456500
[5 empty] | 432500456500 | 517 | 432500 | 456500
[5 empty] | 433500456500 | 517 | 433500 | 456500
[5 empty] | 434500456500 | 517 | 434500 | 456500
[5 empty] | 435500456500 | 517 | 435500 | 456500
[5 empty] | 436500456500 | 517 | 436500 | 456500
[5 empty] | 437500456500 | 517 | 437500 | 456500
[5 empty] | 438500456500 | 517 | 438500 | 456500
[5 empty] | 439500456500 | 517 | 439500 | 456500
[5 empty] | 440500456500 | 517 | 440500 | 456500
[5 empty] | 441500456500 | 517 | 441500 | 456500
[5 empty] | 442500456500 | 517 | 442500 | 456500
[5 empty] | 443500456500 | 517 | 443500 | 456500
[5 empty] | 444500456500 | 517 | 444500 | 456500
[5 empty] | 445500456500 | 517 | 445500 | 456500
[5 empty] | 446500456500 | 517 | 446500 | 456500
[5 empty] | 447500456500 | 517 | 447500 | 456500
[5 empty] | 448500456500 | 517 | 448500 | 456500
[5 empty] | 449500456500 | 517 | 449500 | 456500
[5 empty] | 450500456500 | 517 | 450500 | 456500
[5 empty] | 451500456500 | 517 | 451500 | 456500
[5 empty] | 452500456500 | 517 | 452500 | 456500
[5 empty] | 453500456500 | 517 | 453500 | 456500
[5 empty] | 412500455500 | 517 | 412500 | 455500
[5 empty] | 413500455500 | 517 | 413500 | 455500
[5 empty] | 414500455500 | 517 | 414500 | 455500
[5 empty] | 415500455500 | 517 | 415500 | 455500
[5 empty] | 416500455500 | 517 | 416500 | 455500
[5 empty] | 417500455500 | 517 | 417500 | 455500
[5 empty] | 418500455500 | 517 | 418500 | 455500
[5 empty] | 419500455500 | 517 | 419500 | 455500
[5 empty] | 420500455500 | 517 | 420500 | 455500
[5 empty] | 421500455500 | 517 | 421500 | 455500
[5 empty] | 422500455500 | 517 | 422500 | 455500
[5 empty] | 423500455500 | 517 | 423500 | 455500
[5 empty] | 424500455500 | 517 | 424500 | 455500
[5 empty] | 425500455500 | 517 | 425500 | 455500
[5 empty] | 426500455500 | 517 | 426500 | 455500
[5 empty] | 427500455500 | 517 | 427500 | 455500
[5 empty] | 428500455500 | 517 | 428500 | 455500
[5 empty] | 429500455500 | 517 | 429500 | 455500
[5 empty] | 430500455500 | 517 | 430500 | 455500
[5 empty] | 431500455500 | 517 | 431500 | 455500
[5 empty] | 432500455500 | 517 | 432500 | 455500
[5 empty] | 433500455500 | 517 | 433500 | 455500
[5 empty] | 434500455500 | 517 | 434500 | 455500
[5 empty] | 435500455500 | 517 | 435500 | 455500
[5 empty] | 436500455500 | 517 | 436500 | 455500
[5 empty] | 437500455500 | 517 | 437500 | 455500
[5 empty] | 438500455500 | 517 | 438500 | 455500
[5 empty] | 439500455500 | 517 | 439500 | 455500
[5 empty] | 440500455500 | 517 | 440500 | 455500
[5 empty] | 441500455500 | 517 | 441500 | 455500
[5 empty] | 442500455500 | 517 | 442500 | 455500
[5 empty] | 443500455500 | 517 | 443500 | 455500
[5 empty] | 444500455500 | 517 | 444500 | 455500
[5 empty] | 445500455500 | 517 | 445500 | 455500
[5 empty] | 446500455500 | 517 | 446500 | 455500
[5 empty] | 447500455500 | 517 | 447500 | 455500
[5 empty] | 448500455500 | 517 | 448500 | 455500
[5 empty] | 449500455500 | 517 | 449500 | 455500
[5 empty] | 450500455500 | 517 | 450500 | 455500
[5 empty] | 451500455500 | 517 | 451500 | 455500
[5 empty] | 452500455500 | 517 | 452500 | 455500
[5 empty] | 453500455500 | 517 | 453500 | 455500
[5 empty] | 412500454500 | 517 | 412500 | 454500
[5 empty] | 413500454500 | 517 | 413500 | 454500
[5 empty] | 414500454500 | 517 | 414500 | 454500
[5 empty] | 415500454500 | 517 | 415500 | 454500
[5 empty] | 416500454500 | 517 | 416500 | 454500
[5 empty] | 417500454500 | 517 | 417500 | 454500
[5 empty] | 418500454500 | 517 | 418500 | 454500
[5 empty] | 419500454500 | 517 | 419500 | 454500
[5 empty] | 420500454500 | 517 | 420500 | 454500
[5 empty] | 421500454500 | 517 | 421500 | 454500
[5 empty] | 422500454500 | 517 | 422500 | 454500
[5 empty] | 423500454500 | 517 | 423500 | 454500
[5 empty] | 424500454500 | 517 | 424500 | 454500
[5 empty] | 425500454500 | 517 | 425500 | 454500
[5 empty] | 426500454500 | 517 | 426500 | 454500
[5 empty] | 427500454500 | 517 | 427500 | 454500
[5 empty] | 428500454500 | 517 | 428500 | 454500
[5 empty] | 429500454500 | 517 | 429500 | 454500
[5 empty] | 430500454500 | 517 | 430500 | 454500
[5 empty] | 431500454500 | 517 | 431500 | 454500
[5 empty] | 432500454500 | 517 | 432500 | 454500
[5 empty] | 433500454500 | 517 | 433500 | 454500
[5 empty] | 434500454500 | 517 | 434500 | 454500
[5 empty] | 435500454500 | 517 | 435500 | 454500
[5 empty] | 436500454500 | 517 | 436500 | 454500
[5 empty] | 437500454500 | 517 | 437500 | 454500
[5 empty] | 438500454500 | 517 | 438500 | 454500
[5 empty] | 439500454500 | 517 | 439500 | 454500
[5 empty] | 440500454500 | 517 | 440500 | 454500
[5 empty] | 441500454500 | 517 | 441500 | 454500
[5 empty] | 442500454500 | 517 | 442500 | 454500
[5 empty] | 443500454500 | 517 | 443500 | 454500
[5 empty] | 444500454500 | 517 | 444500 | 454500
[5 empty] | 445500454500 | 517 | 445500 | 454500
[5 empty] | 446500454500 | 517 | 446500 | 454500
[5 empty] | 447500454500 | 517 | 447500 | 454500
[5 empty] | 448500454500 | 517 | 448500 | 454500
[5 empty] | 449500454500 | 517 | 449500 | 454500
[5 empty] | 450500454500 | 517 | 450500 | 454500
[5 empty] | 451500454500 | 517 | 451500 | 454500
[5 empty] | 412500453500 | 517 | 412500 | 453500
[5 empty] | 413500453500 | 517 | 413500 | 453500
[5 empty] | 414500453500 | 517 | 414500 | 453500
[5 empty] | 415500453500 | 517 | 415500 | 453500
[5 empty] | 416500453500 | 517 | 416500 | 453500
[5 empty] | 417500453500 | 517 | 417500 | 453500
[5 empty] | 418500453500 | 517 | 418500 | 453500
[5 empty] | 419500453500 | 517 | 419500 | 453500
[5 empty] | 420500453500 | 517 | 420500 | 453500
[5 empty] | 421500453500 | 517 | 421500 | 453500
[5 empty] | 422500453500 | 517 | 422500 | 453500
[5 empty] | 423500453500 | 517 | 423500 | 453500
[5 empty] | 424500453500 | 517 | 424500 | 453500
[5 empty] | 425500453500 | 517 | 425500 | 453500
[5 empty] | 426500453500 | 517 | 426500 | 453500
[5 empty] | 427500453500 | 517 | 427500 | 453500
[5 empty] | 428500453500 | 517 | 428500 | 453500
[5 empty] | 429500453500 | 517 | 429500 | 453500
[5 empty] | 430500453500 | 517 | 430500 | 453500
[5 empty] | 431500453500 | 517 | 431500 | 453500
[5 empty] | 432500453500 | 517 | 432500 | 453500
[5 empty] | 433500453500 | 517 | 433500 | 453500
[5 empty] | 434500453500 | 517 | 434500 | 453500
[5 empty] | 435500453500 | 517 | 435500 | 453500
[5 empty] | 436500453500 | 517 | 436500 | 453500
[5 empty] | 437500453500 | 517 | 437500 | 453500
[5 empty] | 438500453500 | 517 | 438500 | 453500
[5 empty] | 439500453500 | 517 | 439500 | 453500
[5 empty] | 440500453500 | 517 | 440500 | 453500
[5 empty] | 441500453500 | 517 | 441500 | 453500
[5 empty] | 442500453500 | 517 | 442500 | 453500
[5 empty] | 443500453500 | 517 | 443500 | 453500
[5 empty] | 444500453500 | 517 | 444500 | 453500
[5 empty] | 445500453500 | 517 | 445500 | 453500
[5 empty] | 446500453500 | 517 | 446500 | 453500
[5 empty] | 447500453500 | 517 | 447500 | 453500
[5 empty] | 448500453500 | 517 | 448500 | 453500
[5 empty] | 449500453500 | 517 | 449500 | 453500
[5 empty] | 450500453500 | 517 | 450500 | 453500
[5 empty] | 410500452500 | 517 | 410500 | 452500
[5 empty] | 411500452500 | 517 | 411500 | 452500
[5 empty] | 412500452500 | 517 | 412500 | 452500
[5 empty] | 413500452500 | 517 | 413500 | 452500
[5 empty] | 414500452500 | 517 | 414500 | 452500
[5 empty] | 415500452500 | 517 | 415500 | 452500
[5 empty] | 416500452500 | 517 | 416500 | 452500
[5 empty] | 417500452500 | 517 | 417500 | 452500
[5 empty] | 418500452500 | 517 | 418500 | 452500
[5 empty] | 419500452500 | 517 | 419500 | 452500
[5 empty] | 420500452500 | 517 | 420500 | 452500
[5 empty] | 421500452500 | 517 | 421500 | 452500
[5 empty] | 422500452500 | 517 | 422500 | 452500
[5 empty] | 423500452500 | 517 | 423500 | 452500
[5 empty] | 424500452500 | 517 | 424500 | 452500
[5 empty] | 425500452500 | 517 | 425500 | 452500
[5 empty] | 426500452500 | 517 | 426500 | 452500
[5 empty] | 427500452500 | 517 | 427500 | 452500
[5 empty] | 428500452500 | 517 | 428500 | 452500
[5 empty] | 429500452500 | 517 | 429500 | 452500
[5 empty] | 430500452500 | 517 | 430500 | 452500
[5 empty] | 431500452500 | 517 | 431500 | 452500
[5 empty] | 432500452500 | 517 | 432500 | 452500
[5 empty] | 433500452500 | 517 | 433500 | 452500
[5 empty] | 434500452500 | 517 | 434500 | 452500
[5 empty] | 435500452500 | 517 | 435500 | 452500
[5 empty] | 436500452500 | 517 | 436500 | 452500
[5 empty] | 437500452500 | 517 | 437500 | 452500
[5 empty] | 438500452500 | 517 | 438500 | 452500
[5 empty] | 439500452500 | 517 | 439500 | 452500
[5 empty] | 440500452500 | 517 | 440500 | 452500
[5 empty] | 441500452500 | 517 | 441500 | 452500
[5 empty] | 442500452500 | 517 | 442500 | 452500
[5 empty] | 443500452500 | 517 | 443500 | 452500
[5 empty] | 444500452500 | 517 | 444500 | 452500
[5 empty] | 445500452500 | 517 | 445500 | 452500
[5 empty] | 446500452500 | 517 | 446500 | 452500
[5 empty] | 447500452500 | 517 | 447500 | 452500
[5 empty] | 448500452500 | 517 | 448500 | 452500
[5 empty] | 449500452500 | 517 | 449500 | 452500
[5 empty] | 450500452500 | 517 | 450500 | 452500
[5 empty] | 409500451500 | 517 | 409500 | 451500
[5 empty] | 410500451500 | 517 | 410500 | 451500
[5 empty] | 411500451500 | 517 | 411500 | 451500
[5 empty] | 412500451500 | 517 | 412500 | 451500
[5 empty] | 413500451500 | 517 | 413500 | 451500
[5 empty] | 414500451500 | 517 | 414500 | 451500
[5 empty] | 415500451500 | 517 | 415500 | 451500
[5 empty] | 416500451500 | 517 | 416500 | 451500
[5 empty] | 417500451500 | 517 | 417500 | 451500
[5 empty] | 418500451500 | 517 | 418500 | 451500
[5 empty] | 419500451500 | 517 | 419500 | 451500
[5 empty] | 420500451500 | 517 | 420500 | 451500
[5 empty] | 421500451500 | 517 | 421500 | 451500
[5 empty] | 422500451500 | 517 | 422500 | 451500
[5 empty] | 423500451500 | 517 | 423500 | 451500
[5 empty] | 424500451500 | 517 | 424500 | 451500
[5 empty] | 425500451500 | 517 | 425500 | 451500
[5 empty] | 426500451500 | 517 | 426500 | 451500
[5 empty] | 427500451500 | 517 | 427500 | 451500
[5 empty] | 428500451500 | 517 | 428500 | 451500
[5 empty] | 429500451500 | 517 | 429500 | 451500
[5 empty] | 430500451500 | 517 | 430500 | 451500
[5 empty] | 431500451500 | 517 | 431500 | 451500
[5 empty] | 432500451500 | 517 | 432500 | 451500
[5 empty] | 433500451500 | 517 | 433500 | 451500
[5 empty] | 434500451500 | 517 | 434500 | 451500
[5 empty] | 435500451500 | 517 | 435500 | 451500
[5 empty] | 436500451500 | 517 | 436500 | 451500
[5 empty] | 437500451500 | 517 | 437500 | 451500
[5 empty] | 438500451500 | 517 | 438500 | 451500
[5 empty] | 439500451500 | 517 | 439500 | 451500
[5 empty] | 440500451500 | 517 | 440500 | 451500
[5 empty] | 441500451500 | 517 | 441500 | 451500
[5 empty] | 442500451500 | 517 | 442500 | 451500
[5 empty] | 443500451500 | 517 | 443500 | 451500
[5 empty] | 444500451500 | 517 | 444500 | 451500
[5 empty] | 445500451500 | 517 | 445500 | 451500
[5 empty] | 446500451500 | 517 | 446500 | 451500
[5 empty] | 447500451500 | 517 | 447500 | 451500
[5 empty] | 448500451500 | 517 | 448500 | 451500
[5 empty] | 449500451500 | 517 | 449500 | 451500
[5 empty] | 450500451500 | 517 | 450500 | 451500
[5 empty] | 451500451500 | 517 | 451500 | 451500
[5 empty] | 408500450500 | 517 | 408500 | 450500
[5 empty] | 409500450500 | 517 | 409500 | 450500
[5 empty] | 410500450500 | 517 | 410500 | 450500
[5 empty] | 411500450500 | 517 | 411500 | 450500
[5 empty] | 412500450500 | 517 | 412500 | 450500
[5 empty] | 413500450500 | 517 | 413500 | 450500
[5 empty] | 414500450500 | 517 | 414500 | 450500
[5 empty] | 415500450500 | 517 | 415500 | 450500
[5 empty] | 416500450500 | 517 | 416500 | 450500
[5 empty] | 417500450500 | 517 | 417500 | 450500
[5 empty] | 418500450500 | 517 | 418500 | 450500
[5 empty] | 419500450500 | 517 | 419500 | 450500
[5 empty] | 420500450500 | 517 | 420500 | 450500
[5 empty] | 421500450500 | 517 | 421500 | 450500
[5 empty] | 422500450500 | 517 | 422500 | 450500
[5 empty] | 423500450500 | 517 | 423500 | 450500
[5 empty] | 424500450500 | 517 | 424500 | 450500
[5 empty] | 425500450500 | 517 | 425500 | 450500
[5 empty] | 426500450500 | 517 | 426500 | 450500
[5 empty] | 427500450500 | 517 | 427500 | 450500
[5 empty] | 428500450500 | 517 | 428500 | 450500
[5 empty] | 429500450500 | 517 | 429500 | 450500
[5 empty] | 430500450500 | 517 | 430500 | 450500
[5 empty] | 431500450500 | 517 | 431500 | 450500
[5 empty] | 432500450500 | 517 | 432500 | 450500
[5 empty] | 433500450500 | 517 | 433500 | 450500
[5 empty] | 434500450500 | 517 | 434500 | 450500
[5 empty] | 435500450500 | 517 | 435500 | 450500
[5 empty] | 436500450500 | 517 | 436500 | 450500
[5 empty] | 437500450500 | 517 | 437500 | 450500
[5 empty] | 438500450500 | 517 | 438500 | 450500
[5 empty] | 439500450500 | 517 | 439500 | 450500
[5 empty] | 440500450500 | 517 | 440500 | 450500
[5 empty] | 441500450500 | 517 | 441500 | 450500
[5 empty] | 442500450500 | 517 | 442500 | 450500
[5 empty] | 443500450500 | 517 | 443500 | 450500
[5 empty] | 444500450500 | 517 | 444500 | 450500
[5 empty] | 445500450500 | 517 | 445500 | 450500
[5 empty] | 446500450500 | 517 | 446500 | 450500
[5 empty] | 447500450500 | 517 | 447500 | 450500
[5 empty] | 448500450500 | 517 | 448500 | 450500
[5 empty] | 449500450500 | 517 | 449500 | 450500
[5 empty] | 450500450500 | 517 | 450500 | 450500
[5 empty] | 451500450500 | 517 | 451500 | 450500
[5 empty] | 409500449500 | 517 | 409500 | 449500
[5 empty] | 410500449500 | 517 | 410500 | 449500
[5 empty] | 411500449500 | 517 | 411500 | 449500
[5 empty] | 412500449500 | 517 | 412500 | 449500
[5 empty] | 413500449500 | 517 | 413500 | 449500
[5 empty] | 414500449500 | 517 | 414500 | 449500
[5 empty] | 415500449500 | 517 | 415500 | 449500
[5 empty] | 416500449500 | 517 | 416500 | 449500
[5 empty] | 417500449500 | 517 | 417500 | 449500
[5 empty] | 418500449500 | 517 | 418500 | 449500
[5 empty] | 419500449500 | 517 | 419500 | 449500
[5 empty] | 420500449500 | 517 | 420500 | 449500
[5 empty] | 421500449500 | 517 | 421500 | 449500
[5 empty] | 422500449500 | 517 | 422500 | 449500
[5 empty] | 423500449500 | 517 | 423500 | 449500
[5 empty] | 424500449500 | 517 | 424500 | 449500
[5 empty] | 425500449500 | 517 | 425500 | 449500
[5 empty] | 426500449500 | 517 | 426500 | 449500
[5 empty] | 427500449500 | 517 | 427500 | 449500
[5 empty] | 428500449500 | 517 | 428500 | 449500
[5 empty] | 429500449500 | 517 | 429500 | 449500
[5 empty] | 430500449500 | 517 | 430500 | 449500
[5 empty] | 431500449500 | 517 | 431500 | 449500
[5 empty] | 432500449500 | 517 | 432500 | 449500
[5 empty] | 433500449500 | 517 | 433500 | 449500
[5 empty] | 434500449500 | 517 | 434500 | 449500
[5 empty] | 435500449500 | 517 | 435500 | 449500
[5 empty] | 436500449500 | 517 | 436500 | 449500
[5 empty] | 437500449500 | 517 | 437500 | 449500
[5 empty] | 438500449500 | 517 | 438500 | 449500
[5 empty] | 439500449500 | 517 | 439500 | 449500
[5 empty] | 444500449500 | 517 | 444500 | 449500
[5 empty] | 445500449500 | 517 | 445500 | 449500
[5 empty] | 446500449500 | 517 | 446500 | 449500
[5 empty] | 447500449500 | 517 | 447500 | 449500
[5 empty] | 448500449500 | 517 | 448500 | 449500
[5 empty] | 449500449500 | 517 | 449500 | 449500
[5 empty] | 450500449500 | 517 | 450500 | 449500
[5 empty] | 451500449500 | 517 | 451500 | 449500
[5 empty] | 413500448500 | 517 | 413500 | 448500
[5 empty] | 414500448500 | 517 | 414500 | 448500
[5 empty] | 415500448500 | 517 | 415500 | 448500
[5 empty] | 416500448500 | 517 | 416500 | 448500
[5 empty] | 417500448500 | 517 | 417500 | 448500
[5 empty] | 418500448500 | 517 | 418500 | 448500
[5 empty] | 419500448500 | 517 | 419500 | 448500
[5 empty] | 420500448500 | 517 | 420500 | 448500
[5 empty] | 421500448500 | 517 | 421500 | 448500
[5 empty] | 422500448500 | 517 | 422500 | 448500
[5 empty] | 423500448500 | 517 | 423500 | 448500
[5 empty] | 424500448500 | 517 | 424500 | 448500
[5 empty] | 425500448500 | 517 | 425500 | 448500
[5 empty] | 426500448500 | 517 | 426500 | 448500
[5 empty] | 427500448500 | 517 | 427500 | 448500
[5 empty] | 428500448500 | 517 | 428500 | 448500
[5 empty] | 429500448500 | 517 | 429500 | 448500
[5 empty] | 430500448500 | 517 | 430500 | 448500
[5 empty] | 431500448500 | 517 | 431500 | 448500
[5 empty] | 432500448500 | 517 | 432500 | 448500
[5 empty] | 433500448500 | 517 | 433500 | 448500
[5 empty] | 434500448500 | 517 | 434500 | 448500
[5 empty] | 435500448500 | 517 | 435500 | 448500
[5 empty] | 436500448500 | 517 | 436500 | 448500
[5 empty] | 437500448500 | 517 | 437500 | 448500
[5 empty] | 438500448500 | 517 | 438500 | 448500
[5 empty] | 446500448500 | 517 | 446500 | 448500
[5 empty] | 447500448500 | 517 | 447500 | 448500
[5 empty] | 451500448500 | 517 | 451500 | 448500
[5 empty] | 452500448500 | 517 | 452500 | 448500
[5 empty] | 415500447500 | 517 | 415500 | 447500
[5 empty] | 416500447500 | 517 | 416500 | 447500
[5 empty] | 417500447500 | 517 | 417500 | 447500
[5 empty] | 418500447500 | 517 | 418500 | 447500
[5 empty] | 419500447500 | 517 | 419500 | 447500
[5 empty] | 420500447500 | 517 | 420500 | 447500
[5 empty] | 421500447500 | 517 | 421500 | 447500
[5 empty] | 422500447500 | 517 | 422500 | 447500
[5 empty] | 423500447500 | 517 | 423500 | 447500
[5 empty] | 424500447500 | 517 | 424500 | 447500
[5 empty] | 425500447500 | 517 | 425500 | 447500
[5 empty] | 426500447500 | 517 | 426500 | 447500
[5 empty] | 427500447500 | 517 | 427500 | 447500
[5 empty] | 428500447500 | 517 | 428500 | 447500
[5 empty] | 429500447500 | 517 | 429500 | 447500
[5 empty] | 430500447500 | 517 | 430500 | 447500
[5 empty] | 431500447500 | 517 | 431500 | 447500
[5 empty] | 432500447500 | 517 | 432500 | 447500
[5 empty] | 433500447500 | 517 | 433500 | 447500
[5 empty] | 434500447500 | 517 | 434500 | 447500
[5 empty] | 435500447500 | 517 | 435500 | 447500
[5 empty] | 436500447500 | 517 | 436500 | 447500
[5 empty] | 446500447500 | 517 | 446500 | 447500
[5 empty] | 447500447500 | 517 | 447500 | 447500
[5 empty] | 417500446500 | 517 | 417500 | 446500
[5 empty] | 418500446500 | 517 | 418500 | 446500
[5 empty] | 421500446500 | 517 | 421500 | 446500
[5 empty] | 422500446500 | 517 | 422500 | 446500
[5 empty] | 423500446500 | 517 | 423500 | 446500
[5 empty] | 424500446500 | 517 | 424500 | 446500
[5 empty] | 425500446500 | 517 | 425500 | 446500
[5 empty] | 426500446500 | 517 | 426500 | 446500
[5 empty] | 427500446500 | 517 | 427500 | 446500
[5 empty] | 428500446500 | 517 | 428500 | 446500
[5 empty] | 429500446500 | 517 | 429500 | 446500
[5 empty] | 430500446500 | 517 | 430500 | 446500
[5 empty] | 431500446500 | 517 | 431500 | 446500
[5 empty] | 432500446500 | 517 | 432500 | 446500
[5 empty] | 433500446500 | 517 | 433500 | 446500
[5 empty] | 434500446500 | 517 | 434500 | 446500
[5 empty] | 435500446500 | 517 | 435500 | 446500
[5 empty] | 436500446500 | 517 | 436500 | 446500
[5 empty] | 446500446500 | 517 | 446500 | 446500
[5 empty] | 447500446500 | 517 | 447500 | 446500
[5 empty] | 424500445500 | 517 | 424500 | 445500
[5 empty] | 446500445500 | 517 | 446500 | 445500
[5 empty] | 447500445500 | 517 | 447500 | 445500
[5 empty] | 447500444500 | 517 | 447500 | 444500
[5 empty] | 471500162500 | 121 | 471500 | 162500
[5 empty] | 472500162500 | 121 | 472500 | 162500
[5 empty] | 473500162500 | 121 | 473500 | 162500
[5 empty] | 474500162500 | 121 | 474500 | 162500
[5 empty] | 475500162500 | 121 | 475500 | 162500
[5 empty] | 476500162500 | 121 | 476500 | 162500
[5 empty] | 470500161500 | 121 | 470500 | 161500
[5 empty] | 471500161500 | 121 | 471500 | 161500
[5 empty] | 472500161500 | 121 | 472500 | 161500
[5 empty] | 473500161500 | 121 | 473500 | 161500
[5 empty] | 474500161500 | 121 | 474500 | 161500
[5 empty] | 475500161500 | 121 | 475500 | 161500
[5 empty] | 476500161500 | 121 | 476500 | 161500
[5 empty] | 477500161500 | 121 | 477500 | 161500
[5 empty] | 478500161500 | 121 | 478500 | 161500
[5 empty] | 479500161500 | 121 | 479500 | 161500
[5 empty] | 480500161500 | 121 | 480500 | 161500
[5 empty] | 481500161500 | 121 | 481500 | 161500
[5 empty] | 471500160500 | 121 | 471500 | 160500
[5 empty] | 472500160500 | 121 | 472500 | 160500
[5 empty] | 473500160500 | 121 | 473500 | 160500
[5 empty] | 474500160500 | 121 | 474500 | 160500
[5 empty] | 475500160500 | 121 | 475500 | 160500
[5 empty] | 476500160500 | 121 | 476500 | 160500
[5 empty] | 477500160500 | 121 | 477500 | 160500
[5 empty] | 478500160500 | 121 | 478500 | 160500
[5 empty] | 479500160500 | 121 | 479500 | 160500
[5 empty] | 480500160500 | 121 | 480500 | 160500
[5 empty] | 481500160500 | 121 | 481500 | 160500
[5 empty] | 482500160500 | 121 | 482500 | 160500
[5 empty] | 483500160500 | 121 | 483500 | 160500
[5 empty] | 484500160500 | 121 | 484500 | 160500
[5 empty] | 471500159500 | 121 | 471500 | 159500
[5 empty] | 472500159500 | 121 | 472500 | 159500
[5 empty] | 473500159500 | 121 | 473500 | 159500
[5 empty] | 474500159500 | 121 | 474500 | 159500
[5 empty] | 475500159500 | 121 | 475500 | 159500
[5 empty] | 476500159500 | 121 | 476500 | 159500
[5 empty] | 477500159500 | 121 | 477500 | 159500
[5 empty] | 478500159500 | 121 | 478500 | 159500
[5 empty] | 479500159500 | 121 | 479500 | 159500
[5 empty] | 480500159500 | 121 | 480500 | 159500
[5 empty] | 481500159500 | 121 | 481500 | 159500
[5 empty] | 482500159500 | 121 | 482500 | 159500
[5 empty] | 483500159500 | 121 | 483500 | 159500
[5 empty] | 484500159500 | 121 | 484500 | 159500
[5 empty] | 485500159500 | 121 | 485500 | 159500
[5 empty] | 471500158500 | 121 | 471500 | 158500
[5 empty] | 472500158500 | 121 | 472500 | 158500
[5 empty] | 473500158500 | 121 | 473500 | 158500
[5 empty] | 474500158500 | 121 | 474500 | 158500
[5 empty] | 475500158500 | 121 | 475500 | 158500
[5 empty] | 476500158500 | 121 | 476500 | 158500
[5 empty] | 477500158500 | 121 | 477500 | 158500
[5 empty] | 478500158500 | 121 | 478500 | 158500
[5 empty] | 479500158500 | 121 | 479500 | 158500
[5 empty] | 480500158500 | 121 | 480500 | 158500
[5 empty] | 481500158500 | 121 | 481500 | 158500
[5 empty] | 482500158500 | 121 | 482500 | 158500
[5 empty] | 483500158500 | 121 | 483500 | 158500
[5 empty] | 484500158500 | 121 | 484500 | 158500
[5 empty] | 485500158500 | 121 | 485500 | 158500
[5 empty] | 471500157500 | 121 | 471500 | 157500
[5 empty] | 472500157500 | 121 | 472500 | 157500
[5 empty] | 473500157500 | 121 | 473500 | 157500
[5 empty] | 474500157500 | 121 | 474500 | 157500
[5 empty] | 475500157500 | 121 | 475500 | 157500
[5 empty] | 476500157500 | 121 | 476500 | 157500
[5 empty] | 477500157500 | 121 | 477500 | 157500
[5 empty] | 478500157500 | 121 | 478500 | 157500
[5 empty] | 479500157500 | 121 | 479500 | 157500
[5 empty] | 480500157500 | 121 | 480500 | 157500
[5 empty] | 481500157500 | 121 | 481500 | 157500
[5 empty] | 482500157500 | 121 | 482500 | 157500
[5 empty] | 483500157500 | 121 | 483500 | 157500
[5 empty] | 484500157500 | 121 | 484500 | 157500
[5 empty] | 470500156500 | 121 | 470500 | 156500
[5 empty] | 471500156500 | 121 | 471500 | 156500
[5 empty] | 472500156500 | 121 | 472500 | 156500
[5 empty] | 473500156500 | 121 | 473500 | 156500
[5 empty] | 474500156500 | 121 | 474500 | 156500
[5 empty] | 475500156500 | 121 | 475500 | 156500
[5 empty] | 476500156500 | 121 | 476500 | 156500
[5 empty] | 477500156500 | 121 | 477500 | 156500
[5 empty] | 478500156500 | 121 | 478500 | 156500
[5 empty] | 479500156500 | 121 | 479500 | 156500
[5 empty] | 480500156500 | 121 | 480500 | 156500
[5 empty] | 481500156500 | 121 | 481500 | 156500
[5 empty] | 482500156500 | 121 | 482500 | 156500
[5 empty] | 483500156500 | 121 | 483500 | 156500
[5 empty] | 470500155500 | 121 | 470500 | 155500
[5 empty] | 471500155500 | 121 | 471500 | 155500
[5 empty] | 472500155500 | 121 | 472500 | 155500
[5 empty] | 473500155500 | 121 | 473500 | 155500
[5 empty] | 474500155500 | 121 | 474500 | 155500
[5 empty] | 475500155500 | 121 | 475500 | 155500
[5 empty] | 476500155500 | 121 | 476500 | 155500
[5 empty] | 477500155500 | 121 | 477500 | 155500
[5 empty] | 478500155500 | 121 | 478500 | 155500
[5 empty] | 479500155500 | 121 | 479500 | 155500
[5 empty] | 480500155500 | 121 | 480500 | 155500
[5 empty] | 481500155500 | 121 | 481500 | 155500
[5 empty] | 482500155500 | 121 | 482500 | 155500
[5 empty] | 483500155500 | 121 | 483500 | 155500
[5 empty] | 471500154500 | 121 | 471500 | 154500
[5 empty] | 472500154500 | 121 | 472500 | 154500
[5 empty] | 473500154500 | 121 | 473500 | 154500
[5 empty] | 474500154500 | 121 | 474500 | 154500
[5 empty] | 475500154500 | 121 | 475500 | 154500
[5 empty] | 476500154500 | 121 | 476500 | 154500
[5 empty] | 477500154500 | 121 | 477500 | 154500
[5 empty] | 478500154500 | 121 | 478500 | 154500
[5 empty] | 479500154500 | 121 | 479500 | 154500
[5 empty] | 480500154500 | 121 | 480500 | 154500
[5 empty] | 481500154500 | 121 | 481500 | 154500
[5 empty] | 482500154500 | 121 | 482500 | 154500
[5 empty] | 483500154500 | 121 | 483500 | 154500
[5 empty] | 471500153500 | 121 | 471500 | 153500
[5 empty] | 472500153500 | 121 | 472500 | 153500
[5 empty] | 473500153500 | 121 | 473500 | 153500
[5 empty] | 474500153500 | 121 | 474500 | 153500
[5 empty] | 475500153500 | 121 | 475500 | 153500
[5 empty] | 476500153500 | 121 | 476500 | 153500
[5 empty] | 477500153500 | 121 | 477500 | 153500
[5 empty] | 478500153500 | 121 | 478500 | 153500
[5 empty] | 479500153500 | 121 | 479500 | 153500
[5 empty] | 480500153500 | 121 | 480500 | 153500
[5 empty] | 481500153500 | 121 | 481500 | 153500
[5 empty] | 482500153500 | 121 | 482500 | 153500
[5 empty] | 483500153500 | 121 | 483500 | 153500
[5 empty] | 471500152500 | 121 | 471500 | 152500
[5 empty] | 472500152500 | 121 | 472500 | 152500
[5 empty] | 473500152500 | 121 | 473500 | 152500
[5 empty] | 474500152500 | 121 | 474500 | 152500
[5 empty] | 475500152500 | 121 | 475500 | 152500
[5 empty] | 476500152500 | 121 | 476500 | 152500
[5 empty] | 477500152500 | 121 | 477500 | 152500
[5 empty] | 478500152500 | 121 | 478500 | 152500
[5 empty] | 479500152500 | 121 | 479500 | 152500
[5 empty] | 480500152500 | 121 | 480500 | 152500
[5 empty] | 481500152500 | 121 | 481500 | 152500
[5 empty] | 482500152500 | 121 | 482500 | 152500
[5 empty] | 471500151500 | 121 | 471500 | 151500
[5 empty] | 472500151500 | 121 | 472500 | 151500
[5 empty] | 473500151500 | 121 | 473500 | 151500
[5 empty] | 474500151500 | 121 | 474500 | 151500
[5 empty] | 475500151500 | 121 | 475500 | 151500
[5 empty] | 476500151500 | 121 | 476500 | 151500
[5 empty] | 477500151500 | 121 | 477500 | 151500
[5 empty] | 478500151500 | 121 | 478500 | 151500
[5 empty] | 479500151500 | 121 | 479500 | 151500
[5 empty] | 480500151500 | 121 | 480500 | 151500
[5 empty] | 481500151500 | 121 | 481500 | 151500
[5 empty] | 482500151500 | 121 | 482500 | 151500
[5 empty] | 471500150500 | 121 | 471500 | 150500
[5 empty] | 472500150500 | 121 | 472500 | 150500
[5 empty] | 473500150500 | 121 | 473500 | 150500
[5 empty] | 474500150500 | 121 | 474500 | 150500
[5 empty] | 475500150500 | 121 | 475500 | 150500
[5 empty] | 476500150500 | 121 | 476500 | 150500
[5 empty] | 477500150500 | 121 | 477500 | 150500
[5 empty] | 478500150500 | 121 | 478500 | 150500
[5 empty] | 479500150500 | 121 | 479500 | 150500
[5 empty] | 480500150500 | 121 | 480500 | 150500
[5 empty] | 481500150500 | 121 | 481500 | 150500
[5 empty] | 482500150500 | 121 | 482500 | 150500
[5 empty] | 471500149500 | 121 | 471500 | 149500
[5 empty] | 472500149500 | 121 | 472500 | 149500
[5 empty] | 473500149500 | 121 | 473500 | 149500
[5 empty] | 474500149500 | 121 | 474500 | 149500
[5 empty] | 475500149500 | 121 | 475500 | 149500
[5 empty] | 476500149500 | 121 | 476500 | 149500
[5 empty] | 477500149500 | 121 | 477500 | 149500
[5 empty] | 478500149500 | 121 | 478500 | 149500
[5 empty] | 479500149500 | 121 | 479500 | 149500
[5 empty] | 480500149500 | 121 | 480500 | 149500
[5 empty] | 481500149500 | 121 | 481500 | 149500
[5 empty] | 482500149500 | 121 | 482500 | 149500
[5 empty] | 471500148500 | 121 | 471500 | 148500
[5 empty] | 472500148500 | 121 | 472500 | 148500
[5 empty] | 473500148500 | 121 | 473500 | 148500
[5 empty] | 474500148500 | 121 | 474500 | 148500
[5 empty] | 475500148500 | 121 | 475500 | 148500
[5 empty] | 476500148500 | 121 | 476500 | 148500
[5 empty] | 477500148500 | 121 | 477500 | 148500
[5 empty] | 478500148500 | 121 | 478500 | 148500
[5 empty] | 479500148500 | 121 | 479500 | 148500
[5 empty] | 480500148500 | 121 | 480500 | 148500
[5 empty] | 481500148500 | 121 | 481500 | 148500
[5 empty] | 471500147500 | 121 | 471500 | 147500
[5 empty] | 472500147500 | 121 | 472500 | 147500
[5 empty] | 473500147500 | 121 | 473500 | 147500
[5 empty] | 474500147500 | 121 | 474500 | 147500
[5 empty] | 475500147500 | 121 | 475500 | 147500
[5 empty] | 476500147500 | 121 | 476500 | 147500
[5 empty] | 477500147500 | 121 | 477500 | 147500
[5 empty] | 478500147500 | 121 | 478500 | 147500
[5 empty] | 479500147500 | 121 | 479500 | 147500
[5 empty] | 480500147500 | 121 | 480500 | 147500
[5 empty] | 471500146500 | 121 | 471500 | 146500
[5 empty] | 472500146500 | 121 | 472500 | 146500
[5 empty] | 473500146500 | 121 | 473500 | 146500
[5 empty] | 474500146500 | 121 | 474500 | 146500
[5 empty] | 475500146500 | 121 | 475500 | 146500
[5 empty] | 476500146500 | 121 | 476500 | 146500
[5 empty] | 477500146500 | 121 | 477500 | 146500
[5 empty] | 478500146500 | 121 | 478500 | 146500
[5 empty] | 480500146500 | 121 | 480500 | 146500
[5 empty] | 471500145500 | 121 | 471500 | 145500
[5 empty] | 472500145500 | 121 | 472500 | 145500
[5 empty] | 473500145500 | 121 | 473500 | 145500
[5 empty] | 474500145500 | 121 | 474500 | 145500
[5 empty] | 471500144500 | 121 | 471500 | 144500
[5 empty] | 472500144500 | 121 | 472500 | 144500
[5 empty] | 446500536500 | 122 | 446500 | 536500
[5 empty] | 447500536500 | 122 | 447500 | 536500
[5 empty] | 448500536500 | 122 | 448500 | 536500
[5 empty] | 449500536500 | 122 | 449500 | 536500
[5 empty] | 445500535500 | 122 | 445500 | 535500
[5 empty] | 446500535500 | 122 | 446500 | 535500
[5 empty] | 447500535500 | 122 | 447500 | 535500
[5 empty] | 448500535500 | 122 | 448500 | 535500
[5 empty] | 449500535500 | 122 | 449500 | 535500
[5 empty] | 450500535500 | 122 | 450500 | 535500
[5 empty] | 451500535500 | 122 | 451500 | 535500
[5 empty] | 445500534500 | 122 | 445500 | 534500
[5 empty] | 446500534500 | 122 | 446500 | 534500
[5 empty] | 447500534500 | 122 | 447500 | 534500
[5 empty] | 448500534500 | 122 | 448500 | 534500
[5 empty] | 449500534500 | 122 | 449500 | 534500
[5 empty] | 450500534500 | 122 | 450500 | 534500
[5 empty] | 451500534500 | 122 | 451500 | 534500
[5 empty] | 452500534500 | 122 | 452500 | 534500
[5 empty] | 453500534500 | 122 | 453500 | 534500
[5 empty] | 444500533500 | 122 | 444500 | 533500
[5 empty] | 445500533500 | 122 | 445500 | 533500
[5 empty] | 446500533500 | 122 | 446500 | 533500
[5 empty] | 447500533500 | 122 | 447500 | 533500
[5 empty] | 448500533500 | 122 | 448500 | 533500
[5 empty] | 449500533500 | 122 | 449500 | 533500
[5 empty] | 450500533500 | 122 | 450500 | 533500
[5 empty] | 451500533500 | 122 | 451500 | 533500
[5 empty] | 452500533500 | 122 | 452500 | 533500
[5 empty] | 453500533500 | 122 | 453500 | 533500
[5 empty] | 443500532500 | 122 | 443500 | 532500
[5 empty] | 444500532500 | 122 | 444500 | 532500
[5 empty] | 445500532500 | 122 | 445500 | 532500
[5 empty] | 446500532500 | 122 | 446500 | 532500
[5 empty] | 447500532500 | 122 | 447500 | 532500
[5 empty] | 448500532500 | 122 | 448500 | 532500
[5 empty] | 449500532500 | 122 | 449500 | 532500
[5 empty] | 450500532500 | 122 | 450500 | 532500
[5 empty] | 451500532500 | 122 | 451500 | 532500
[5 empty] | 452500532500 | 122 | 452500 | 532500
[5 empty] | 443500531500 | 122 | 443500 | 531500
[5 empty] | 444500531500 | 122 | 444500 | 531500
[5 empty] | 445500531500 | 122 | 445500 | 531500
[5 empty] | 446500531500 | 122 | 446500 | 531500
[5 empty] | 447500531500 | 122 | 447500 | 531500
[5 empty] | 448500531500 | 122 | 448500 | 531500
[5 empty] | 449500531500 | 122 | 449500 | 531500
[5 empty] | 450500531500 | 122 | 450500 | 531500
[5 empty] | 451500531500 | 122 | 451500 | 531500
[5 empty] | 452500531500 | 122 | 452500 | 531500
[5 empty] | 443500530500 | 122 | 443500 | 530500
[5 empty] | 444500530500 | 122 | 444500 | 530500
[5 empty] | 445500530500 | 122 | 445500 | 530500
[5 empty] | 446500530500 | 122 | 446500 | 530500
[5 empty] | 447500530500 | 122 | 447500 | 530500
[5 empty] | 448500530500 | 122 | 448500 | 530500
[5 empty] | 449500530500 | 122 | 449500 | 530500
[5 empty] | 450500530500 | 122 | 450500 | 530500
[5 empty] | 451500530500 | 122 | 451500 | 530500
[5 empty] | 452500530500 | 122 | 452500 | 530500
[5 empty] | 442500529500 | 122 | 442500 | 529500
[5 empty] | 443500529500 | 122 | 443500 | 529500
[5 empty] | 444500529500 | 122 | 444500 | 529500
[5 empty] | 445500529500 | 122 | 445500 | 529500
[5 empty] | 446500529500 | 122 | 446500 | 529500
[5 empty] | 447500529500 | 122 | 447500 | 529500
[5 empty] | 448500529500 | 122 | 448500 | 529500
[5 empty] | 449500529500 | 122 | 449500 | 529500
[5 empty] | 450500529500 | 122 | 450500 | 529500
[5 empty] | 451500529500 | 122 | 451500 | 529500
[5 empty] | 452500529500 | 122 | 452500 | 529500
[5 empty] | 453500529500 | 122 | 453500 | 529500
[5 empty] | 442500528500 | 122 | 442500 | 528500
[5 empty] | 443500528500 | 122 | 443500 | 528500
[5 empty] | 444500528500 | 122 | 444500 | 528500
[5 empty] | 445500528500 | 122 | 445500 | 528500
[5 empty] | 446500528500 | 122 | 446500 | 528500
[5 empty] | 447500528500 | 122 | 447500 | 528500
[5 empty] | 448500528500 | 122 | 448500 | 528500
[5 empty] | 449500528500 | 122 | 449500 | 528500
[5 empty] | 450500528500 | 122 | 450500 | 528500
[5 empty] | 451500528500 | 122 | 451500 | 528500
[5 empty] | 452500528500 | 122 | 452500 | 528500
[5 empty] | 453500528500 | 122 | 453500 | 528500
[5 empty] | 454500528500 | 122 | 454500 | 528500
[5 empty] | 441500527500 | 122 | 441500 | 527500
[5 empty] | 442500527500 | 122 | 442500 | 527500
[5 empty] | 445500527500 | 122 | 445500 | 527500
[5 empty] | 446500527500 | 122 | 446500 | 527500
[5 empty] | 447500527500 | 122 | 447500 | 527500
[5 empty] | 448500527500 | 122 | 448500 | 527500
[5 empty] | 449500527500 | 122 | 449500 | 527500
[5 empty] | 450500527500 | 122 | 450500 | 527500
[5 empty] | 451500527500 | 122 | 451500 | 527500
[5 empty] | 452500527500 | 122 | 452500 | 527500
[5 empty] | 453500527500 | 122 | 453500 | 527500
[5 empty] | 454500527500 | 122 | 454500 | 527500
[5 empty] | 445500526500 | 122 | 445500 | 526500
[5 empty] | 446500526500 | 122 | 446500 | 526500
[5 empty] | 447500526500 | 122 | 447500 | 526500
[5 empty] | 448500526500 | 122 | 448500 | 526500
[5 empty] | 449500526500 | 122 | 449500 | 526500
[5 empty] | 450500526500 | 122 | 450500 | 526500
[5 empty] | 451500526500 | 122 | 451500 | 526500
[5 empty] | 452500526500 | 122 | 452500 | 526500
[5 empty] | 578500112500 | 123 | 578500 | 112500
[5 empty] | 579500112500 | 123 | 579500 | 112500
[5 empty] | 580500112500 | 123 | 580500 | 112500
[5 empty] | 581500112500 | 123 | 581500 | 112500
[5 empty] | 582500112500 | 123 | 582500 | 112500
[5 empty] | 584500112500 | 123 | 584500 | 112500
[5 empty] | 577500111500 | 123 | 577500 | 111500
[5 empty] | 578500111500 | 123 | 578500 | 111500
[5 empty] | 579500111500 | 123 | 579500 | 111500
[5 empty] | 580500111500 | 123 | 580500 | 111500
[5 empty] | 581500111500 | 123 | 581500 | 111500
[5 empty] | 582500111500 | 123 | 582500 | 111500
[5 empty] | 583500111500 | 123 | 583500 | 111500
[5 empty] | 584500111500 | 123 | 584500 | 111500
[5 empty] | 585500111500 | 123 | 585500 | 111500
[5 empty] | 577500110500 | 123 | 577500 | 110500
[5 empty] | 578500110500 | 123 | 578500 | 110500
[5 empty] | 579500110500 | 123 | 579500 | 110500
[5 empty] | 580500110500 | 123 | 580500 | 110500
[5 empty] | 581500110500 | 123 | 581500 | 110500
[5 empty] | 582500110500 | 123 | 582500 | 110500
[5 empty] | 583500110500 | 123 | 583500 | 110500
[5 empty] | 584500110500 | 123 | 584500 | 110500
[5 empty] | 585500110500 | 123 | 585500 | 110500
[5 empty] | 586500110500 | 123 | 586500 | 110500
[5 empty] | 577500109500 | 123 | 577500 | 109500
[5 empty] | 578500109500 | 123 | 578500 | 109500
[5 empty] | 579500109500 | 123 | 579500 | 109500
[5 empty] | 580500109500 | 123 | 580500 | 109500
[5 empty] | 581500109500 | 123 | 581500 | 109500
[5 empty] | 582500109500 | 123 | 582500 | 109500
[5 empty] | 583500109500 | 123 | 583500 | 109500
[5 empty] | 584500109500 | 123 | 584500 | 109500
[5 empty] | 577500108500 | 123 | 577500 | 108500
[5 empty] | 578500108500 | 123 | 578500 | 108500
[5 empty] | 579500108500 | 123 | 579500 | 108500
[5 empty] | 580500108500 | 123 | 580500 | 108500
[5 empty] | 581500108500 | 123 | 581500 | 108500
[5 empty] | 576500107500 | 123 | 576500 | 107500
[5 empty] | 577500107500 | 123 | 577500 | 107500
[5 empty] | 468500111500 | 124 | 468500 | 111500
[5 empty] | 469500111500 | 124 | 469500 | 111500
[5 empty] | 467500110500 | 124 | 467500 | 110500
[5 empty] | 468500110500 | 124 | 468500 | 110500
[5 empty] | 469500110500 | 124 | 469500 | 110500
[5 empty] | 470500110500 | 124 | 470500 | 110500
[5 empty] | 468500109500 | 124 | 468500 | 109500
[5 empty] | 469500109500 | 124 | 469500 | 109500
[5 empty] | 470500109500 | 124 | 470500 | 109500
[5 empty] | 471500109500 | 124 | 471500 | 109500
[5 empty] | 467500108500 | 124 | 467500 | 108500
[5 empty] | 468500108500 | 124 | 468500 | 108500
[5 empty] | 469500108500 | 124 | 469500 | 108500
[5 empty] | 470500108500 | 124 | 470500 | 108500
[5 empty] | 471500108500 | 124 | 471500 | 108500
[5 empty] | 472500108500 | 124 | 472500 | 108500
[5 empty] | 474500108500 | 124 | 474500 | 108500
[5 empty] | 467500107500 | 124 | 467500 | 107500
[5 empty] | 468500107500 | 124 | 468500 | 107500
[5 empty] | 469500107500 | 124 | 469500 | 107500
[5 empty] | 470500107500 | 124 | 470500 | 107500
[5 empty] | 471500107500 | 124 | 471500 | 107500
[5 empty] | 472500107500 | 124 | 472500 | 107500
[5 empty] | 473500107500 | 124 | 473500 | 107500
[5 empty] | 474500107500 | 124 | 474500 | 107500
[5 empty] | 475500107500 | 124 | 475500 | 107500
[5 empty] | 467500106500 | 124 | 467500 | 106500
[5 empty] | 468500106500 | 124 | 468500 | 106500
[5 empty] | 469500106500 | 124 | 469500 | 106500
[5 empty] | 470500106500 | 124 | 470500 | 106500
[5 empty] | 471500106500 | 124 | 471500 | 106500
[5 empty] | 472500106500 | 124 | 472500 | 106500
[5 empty] | 473500106500 | 124 | 473500 | 106500
[5 empty] | 474500106500 | 124 | 474500 | 106500
[5 empty] | 469500105500 | 124 | 469500 | 105500
[5 empty] | 470500105500 | 124 | 470500 | 105500
[5 empty] | 471500105500 | 124 | 471500 | 105500
[5 empty] | 472500105500 | 124 | 472500 | 105500
[5 empty] | 473500105500 | 124 | 473500 | 105500
[5 empty] | 474500105500 | 124 | 474500 | 105500
[5 empty] | 469500104500 | 124 | 469500 | 104500
[5 empty] | 470500104500 | 124 | 470500 | 104500
[5 empty] | 471500104500 | 124 | 471500 | 104500
[5 empty] | 472500104500 | 124 | 472500 | 104500
[5 empty] | 473500104500 | 124 | 473500 | 104500
[5 empty] | 474500104500 | 124 | 474500 | 104500
[5 empty] | 469500103500 | 124 | 469500 | 103500
[5 empty] | 470500103500 | 124 | 470500 | 103500
[5 empty] | 471500103500 | 124 | 471500 | 103500
[5 empty] | 472500103500 | 124 | 472500 | 103500
[5 empty] | 473500103500 | 124 | 473500 | 103500
[5 empty] | 469500102500 | 124 | 469500 | 102500
[5 empty] | 470500102500 | 124 | 470500 | 102500
[5 empty] | 471500102500 | 124 | 471500 | 102500
[5 empty] | 472500102500 | 124 | 472500 | 102500
[5 empty] | 473500102500 | 124 | 473500 | 102500
[5 empty] | 471500101500 | 124 | 471500 | 101500
[5 empty] | 472500101500 | 124 | 472500 | 101500
[5 empty] | 473500101500 | 124 | 473500 | 101500
[5 empty] | 469500100500 | 124 | 469500 | 100500
[5 empty] | 470500100500 | 124 | 470500 | 100500
[5 empty] | 471500100500 | 124 | 471500 | 100500
[5 empty] | 472500100500 | 124 | 472500 | 100500
[5 empty] | 473500100500 | 124 | 473500 | 100500
[5 empty] | 46950099500 | 124 | 469500 | 99500
[5 empty] | 47050099500 | 124 | 470500 | 99500
[5 empty] | 47150099500 | 124 | 471500 | 99500
[5 empty] | 47250099500 | 124 | 472500 | 99500
[5 empty] | 47350099500 | 124 | 473500 | 99500
[5 empty] | 47450099500 | 124 | 474500 | 99500
[5 empty] | 46950098500 | 124 | 469500 | 98500
[5 empty] | 47050098500 | 124 | 470500 | 98500
[5 empty] | 47150098500 | 124 | 471500 | 98500
[5 empty] | 47250098500 | 124 | 472500 | 98500
[5 empty] | 47350098500 | 124 | 473500 | 98500
[5 empty] | 47450098500 | 124 | 474500 | 98500
[5 empty] | 47450097500 | 124 | 474500 | 97500
[5 empty] | 342500277500 | 126 | 342500 | 277500
[5 empty] | 338500276500 | 126 | 338500 | 276500
[5 empty] | 340500276500 | 126 | 340500 | 276500
[5 empty] | 341500276500 | 126 | 341500 | 276500
[5 empty] | 342500276500 | 126 | 342500 | 276500
[5 empty] | 343500276500 | 126 | 343500 | 276500
[5 empty] | 344500276500 | 126 | 344500 | 276500
[5 empty] | 338500275500 | 126 | 338500 | 275500
[5 empty] | 339500275500 | 126 | 339500 | 275500
[5 empty] | 340500275500 | 126 | 340500 | 275500
[5 empty] | 341500275500 | 126 | 341500 | 275500
[5 empty] | 342500275500 | 126 | 342500 | 275500
[5 empty] | 343500275500 | 126 | 343500 | 275500
[5 empty] | 344500275500 | 126 | 344500 | 275500
[5 empty] | 337500274500 | 126 | 337500 | 274500
[5 empty] | 338500274500 | 126 | 338500 | 274500
[5 empty] | 339500274500 | 126 | 339500 | 274500
[5 empty] | 340500274500 | 126 | 340500 | 274500
[5 empty] | 341500274500 | 126 | 341500 | 274500
[5 empty] | 342500274500 | 126 | 342500 | 274500
[5 empty] | 343500274500 | 126 | 343500 | 274500
[5 empty] | 344500274500 | 126 | 344500 | 274500
[5 empty] | 345500274500 | 126 | 345500 | 274500
[5 empty] | 336500273500 | 126 | 336500 | 273500
[5 empty] | 337500273500 | 126 | 337500 | 273500
[5 empty] | 338500273500 | 126 | 338500 | 273500
[5 empty] | 339500273500 | 126 | 339500 | 273500
[5 empty] | 340500273500 | 126 | 340500 | 273500
[5 empty] | 341500273500 | 126 | 341500 | 273500
[5 empty] | 342500273500 | 126 | 342500 | 273500
[5 empty] | 343500273500 | 126 | 343500 | 273500
[5 empty] | 344500273500 | 126 | 344500 | 273500
[5 empty] | 345500273500 | 126 | 345500 | 273500
[5 empty] | 346500273500 | 126 | 346500 | 273500
[5 empty] | 347500273500 | 126 | 347500 | 273500
[5 empty] | 348500273500 | 126 | 348500 | 273500
[5 empty] | 349500273500 | 126 | 349500 | 273500
[5 empty] | 335500272500 | 126 | 335500 | 272500
[5 empty] | 336500272500 | 126 | 336500 | 272500
[5 empty] | 337500272500 | 126 | 337500 | 272500
[5 empty] | 338500272500 | 126 | 338500 | 272500
[5 empty] | 339500272500 | 126 | 339500 | 272500
[5 empty] | 340500272500 | 126 | 340500 | 272500
[5 empty] | 341500272500 | 126 | 341500 | 272500
[5 empty] | 342500272500 | 126 | 342500 | 272500
[5 empty] | 343500272500 | 126 | 343500 | 272500
[5 empty] | 344500272500 | 126 | 344500 | 272500
[5 empty] | 345500272500 | 126 | 345500 | 272500
[5 empty] | 346500272500 | 126 | 346500 | 272500
[5 empty] | 347500272500 | 126 | 347500 | 272500
[5 empty] | 348500272500 | 126 | 348500 | 272500
[5 empty] | 349500272500 | 126 | 349500 | 272500
[5 empty] | 335500271500 | 126 | 335500 | 271500
[5 empty] | 336500271500 | 126 | 336500 | 271500
[5 empty] | 337500271500 | 126 | 337500 | 271500
[5 empty] | 338500271500 | 126 | 338500 | 271500
[5 empty] | 339500271500 | 126 | 339500 | 271500
[5 empty] | 340500271500 | 126 | 340500 | 271500
[5 empty] | 341500271500 | 126 | 341500 | 271500
[5 empty] | 342500271500 | 126 | 342500 | 271500
[5 empty] | 343500271500 | 126 | 343500 | 271500
[5 empty] | 344500271500 | 126 | 344500 | 271500
[5 empty] | 345500271500 | 126 | 345500 | 271500
[5 empty] | 346500271500 | 126 | 346500 | 271500
[5 empty] | 347500271500 | 126 | 347500 | 271500
[5 empty] | 348500271500 | 126 | 348500 | 271500
[5 empty] | 354500271500 | 126 | 354500 | 271500
[5 empty] | 334500270500 | 126 | 334500 | 270500
[5 empty] | 335500270500 | 126 | 335500 | 270500
[5 empty] | 336500270500 | 126 | 336500 | 270500
[5 empty] | 337500270500 | 126 | 337500 | 270500
[5 empty] | 338500270500 | 126 | 338500 | 270500
[5 empty] | 339500270500 | 126 | 339500 | 270500
[5 empty] | 340500270500 | 126 | 340500 | 270500
[5 empty] | 341500270500 | 126 | 341500 | 270500
[5 empty] | 342500270500 | 126 | 342500 | 270500
[5 empty] | 343500270500 | 126 | 343500 | 270500
[5 empty] | 344500270500 | 126 | 344500 | 270500
[5 empty] | 345500270500 | 126 | 345500 | 270500
[5 empty] | 346500270500 | 126 | 346500 | 270500
[5 empty] | 347500270500 | 126 | 347500 | 270500
[5 empty] | 354500270500 | 126 | 354500 | 270500
[5 empty] | 355500270500 | 126 | 355500 | 270500
[5 empty] | 332500269500 | 126 | 332500 | 269500
[5 empty] | 333500269500 | 126 | 333500 | 269500
[5 empty] | 334500269500 | 126 | 334500 | 269500
[5 empty] | 335500269500 | 126 | 335500 | 269500
[5 empty] | 336500269500 | 126 | 336500 | 269500
[5 empty] | 337500269500 | 126 | 337500 | 269500
[5 empty] | 338500269500 | 126 | 338500 | 269500
[5 empty] | 339500269500 | 126 | 339500 | 269500
[5 empty] | 340500269500 | 126 | 340500 | 269500
[5 empty] | 341500269500 | 126 | 341500 | 269500
[5 empty] | 342500269500 | 126 | 342500 | 269500
[5 empty] | 343500269500 | 126 | 343500 | 269500
[5 empty] | 344500269500 | 126 | 344500 | 269500
[5 empty] | 345500269500 | 126 | 345500 | 269500
[5 empty] | 346500269500 | 126 | 346500 | 269500
[5 empty] | 347500269500 | 126 | 347500 | 269500
[5 empty] | 348500269500 | 126 | 348500 | 269500
[5 empty] | 349500269500 | 126 | 349500 | 269500
[5 empty] | 353500269500 | 126 | 353500 | 269500
[5 empty] | 354500269500 | 126 | 354500 | 269500
[5 empty] | 355500269500 | 126 | 355500 | 269500
[5 empty] | 356500269500 | 126 | 356500 | 269500
[5 empty] | 332500268500 | 126 | 332500 | 268500
[5 empty] | 333500268500 | 126 | 333500 | 268500
[5 empty] | 334500268500 | 126 | 334500 | 268500
[5 empty] | 335500268500 | 126 | 335500 | 268500
[5 empty] | 336500268500 | 126 | 336500 | 268500
[5 empty] | 337500268500 | 126 | 337500 | 268500
[5 empty] | 338500268500 | 126 | 338500 | 268500
[5 empty] | 339500268500 | 126 | 339500 | 268500
[5 empty] | 340500268500 | 126 | 340500 | 268500
[5 empty] | 341500268500 | 126 | 341500 | 268500
[5 empty] | 342500268500 | 126 | 342500 | 268500
[5 empty] | 343500268500 | 126 | 343500 | 268500
[5 empty] | 344500268500 | 126 | 344500 | 268500
[5 empty] | 345500268500 | 126 | 345500 | 268500
[5 empty] | 346500268500 | 126 | 346500 | 268500
[5 empty] | 347500268500 | 126 | 347500 | 268500
[5 empty] | 348500268500 | 126 | 348500 | 268500
[5 empty] | 349500268500 | 126 | 349500 | 268500
[5 empty] | 350500268500 | 126 | 350500 | 268500
[5 empty] | 353500268500 | 126 | 353500 | 268500
[5 empty] | 354500268500 | 126 | 354500 | 268500
[5 empty] | 355500268500 | 126 | 355500 | 268500
[5 empty] | 356500268500 | 126 | 356500 | 268500
[5 empty] | 332500267500 | 126 | 332500 | 267500
[5 empty] | 333500267500 | 126 | 333500 | 267500
[5 empty] | 334500267500 | 126 | 334500 | 267500
[5 empty] | 335500267500 | 126 | 335500 | 267500
[5 empty] | 336500267500 | 126 | 336500 | 267500
[5 empty] | 337500267500 | 126 | 337500 | 267500
[5 empty] | 338500267500 | 126 | 338500 | 267500
[5 empty] | 339500267500 | 126 | 339500 | 267500
[5 empty] | 340500267500 | 126 | 340500 | 267500
[5 empty] | 341500267500 | 126 | 341500 | 267500
[5 empty] | 342500267500 | 126 | 342500 | 267500
[5 empty] | 343500267500 | 126 | 343500 | 267500
[5 empty] | 344500267500 | 126 | 344500 | 267500
[5 empty] | 345500267500 | 126 | 345500 | 267500
[5 empty] | 346500267500 | 126 | 346500 | 267500
[5 empty] | 347500267500 | 126 | 347500 | 267500
[5 empty] | 348500267500 | 126 | 348500 | 267500
[5 empty] | 349500267500 | 126 | 349500 | 267500
[5 empty] | 350500267500 | 126 | 350500 | 267500
[5 empty] | 351500267500 | 126 | 351500 | 267500
[5 empty] | 352500267500 | 126 | 352500 | 267500
[5 empty] | 353500267500 | 126 | 353500 | 267500
[5 empty] | 354500267500 | 126 | 354500 | 267500
[5 empty] | 331500266500 | 126 | 331500 | 266500
[5 empty] | 332500266500 | 126 | 332500 | 266500
[5 empty] | 333500266500 | 126 | 333500 | 266500
[5 empty] | 334500266500 | 126 | 334500 | 266500
[5 empty] | 335500266500 | 126 | 335500 | 266500
[5 empty] | 336500266500 | 126 | 336500 | 266500
[5 empty] | 337500266500 | 126 | 337500 | 266500
[5 empty] | 338500266500 | 126 | 338500 | 266500
[5 empty] | 339500266500 | 126 | 339500 | 266500
[5 empty] | 340500266500 | 126 | 340500 | 266500
[5 empty] | 341500266500 | 126 | 341500 | 266500
[5 empty] | 342500266500 | 126 | 342500 | 266500
[5 empty] | 343500266500 | 126 | 343500 | 266500
[5 empty] | 344500266500 | 126 | 344500 | 266500
[5 empty] | 345500266500 | 126 | 345500 | 266500
[5 empty] | 346500266500 | 126 | 346500 | 266500
[5 empty] | 347500266500 | 126 | 347500 | 266500
[5 empty] | 348500266500 | 126 | 348500 | 266500
[5 empty] | 349500266500 | 126 | 349500 | 266500
[5 empty] | 350500266500 | 126 | 350500 | 266500
[5 empty] | 351500266500 | 126 | 351500 | 266500
[5 empty] | 352500266500 | 126 | 352500 | 266500
[5 empty] | 353500266500 | 126 | 353500 | 266500
[5 empty] | 354500266500 | 126 | 354500 | 266500
[5 empty] | 355500266500 | 126 | 355500 | 266500
[5 empty] | 331500265500 | 126 | 331500 | 265500
[5 empty] | 332500265500 | 126 | 332500 | 265500
[5 empty] | 333500265500 | 126 | 333500 | 265500
[5 empty] | 334500265500 | 126 | 334500 | 265500
[5 empty] | 335500265500 | 126 | 335500 | 265500
[5 empty] | 336500265500 | 126 | 336500 | 265500
[5 empty] | 337500265500 | 126 | 337500 | 265500
[5 empty] | 338500265500 | 126 | 338500 | 265500
[5 empty] | 339500265500 | 126 | 339500 | 265500
[5 empty] | 340500265500 | 126 | 340500 | 265500
[5 empty] | 341500265500 | 126 | 341500 | 265500
[5 empty] | 342500265500 | 126 | 342500 | 265500
[5 empty] | 343500265500 | 126 | 343500 | 265500
[5 empty] | 344500265500 | 126 | 344500 | 265500
[5 empty] | 345500265500 | 126 | 345500 | 265500
[5 empty] | 346500265500 | 126 | 346500 | 265500
[5 empty] | 347500265500 | 126 | 347500 | 265500
[5 empty] | 348500265500 | 126 | 348500 | 265500
[5 empty] | 349500265500 | 126 | 349500 | 265500
[5 empty] | 350500265500 | 126 | 350500 | 265500
[5 empty] | 351500265500 | 126 | 351500 | 265500
[5 empty] | 352500265500 | 126 | 352500 | 265500
[5 empty] | 353500265500 | 126 | 353500 | 265500
[5 empty] | 354500265500 | 126 | 354500 | 265500
[5 empty] | 355500265500 | 126 | 355500 | 265500
[5 empty] | 356500265500 | 126 | 356500 | 265500
[5 empty] | 358500265500 | 126 | 358500 | 265500
[5 empty] | 332500264500 | 126 | 332500 | 264500
[5 empty] | 333500264500 | 126 | 333500 | 264500
[5 empty] | 334500264500 | 126 | 334500 | 264500
[5 empty] | 335500264500 | 126 | 335500 | 264500
[5 empty] | 336500264500 | 126 | 336500 | 264500
[5 empty] | 337500264500 | 126 | 337500 | 264500
[5 empty] | 338500264500 | 126 | 338500 | 264500
[5 empty] | 339500264500 | 126 | 339500 | 264500
[5 empty] | 340500264500 | 126 | 340500 | 264500
[5 empty] | 341500264500 | 126 | 341500 | 264500
[5 empty] | 342500264500 | 126 | 342500 | 264500
[5 empty] | 343500264500 | 126 | 343500 | 264500
[5 empty] | 344500264500 | 126 | 344500 | 264500
[5 empty] | 345500264500 | 126 | 345500 | 264500
[5 empty] | 346500264500 | 126 | 346500 | 264500
[5 empty] | 347500264500 | 126 | 347500 | 264500
[5 empty] | 348500264500 | 126 | 348500 | 264500
[5 empty] | 349500264500 | 126 | 349500 | 264500
[5 empty] | 350500264500 | 126 | 350500 | 264500
[5 empty] | 351500264500 | 126 | 351500 | 264500
[5 empty] | 352500264500 | 126 | 352500 | 264500
[5 empty] | 353500264500 | 126 | 353500 | 264500
[5 empty] | 354500264500 | 126 | 354500 | 264500
[5 empty] | 355500264500 | 126 | 355500 | 264500
[5 empty] | 356500264500 | 126 | 356500 | 264500
[5 empty] | 357500264500 | 126 | 357500 | 264500
[5 empty] | 358500264500 | 126 | 358500 | 264500
[5 empty] | 366500264500 | 126 | 366500 | 264500
[5 empty] | 367500264500 | 126 | 367500 | 264500
[5 empty] | 368500264500 | 126 | 368500 | 264500
[5 empty] | 369500264500 | 126 | 369500 | 264500
[5 empty] | 334500263500 | 126 | 334500 | 263500
[5 empty] | 335500263500 | 126 | 335500 | 263500
[5 empty] | 336500263500 | 126 | 336500 | 263500
[5 empty] | 337500263500 | 126 | 337500 | 263500
[5 empty] | 338500263500 | 126 | 338500 | 263500
[5 empty] | 339500263500 | 126 | 339500 | 263500
[5 empty] | 340500263500 | 126 | 340500 | 263500
[5 empty] | 341500263500 | 126 | 341500 | 263500
[5 empty] | 342500263500 | 126 | 342500 | 263500
[5 empty] | 343500263500 | 126 | 343500 | 263500
[5 empty] | 344500263500 | 126 | 344500 | 263500
[5 empty] | 345500263500 | 126 | 345500 | 263500
[5 empty] | 346500263500 | 126 | 346500 | 263500
[5 empty] | 347500263500 | 126 | 347500 | 263500
[5 empty] | 348500263500 | 126 | 348500 | 263500
[5 empty] | 349500263500 | 126 | 349500 | 263500
[5 empty] | 350500263500 | 126 | 350500 | 263500
[5 empty] | 351500263500 | 126 | 351500 | 263500
[5 empty] | 352500263500 | 126 | 352500 | 263500
[5 empty] | 353500263500 | 126 | 353500 | 263500
[5 empty] | 354500263500 | 126 | 354500 | 263500
[5 empty] | 355500263500 | 126 | 355500 | 263500
[5 empty] | 356500263500 | 126 | 356500 | 263500
[5 empty] | 357500263500 | 126 | 357500 | 263500
[5 empty] | 366500263500 | 126 | 366500 | 263500
[5 empty] | 367500263500 | 126 | 367500 | 263500
[5 empty] | 368500263500 | 126 | 368500 | 263500
[5 empty] | 369500263500 | 126 | 369500 | 263500
[5 empty] | 329500262500 | 126 | 329500 | 262500
[5 empty] | 330500262500 | 126 | 330500 | 262500
[5 empty] | 331500262500 | 126 | 331500 | 262500
[5 empty] | 332500262500 | 126 | 332500 | 262500
[5 empty] | 333500262500 | 126 | 333500 | 262500
[5 empty] | 334500262500 | 126 | 334500 | 262500
[5 empty] | 335500262500 | 126 | 335500 | 262500
[5 empty] | 336500262500 | 126 | 336500 | 262500
[5 empty] | 337500262500 | 126 | 337500 | 262500
[5 empty] | 338500262500 | 126 | 338500 | 262500
[5 empty] | 339500262500 | 126 | 339500 | 262500
[5 empty] | 340500262500 | 126 | 340500 | 262500
[5 empty] | 341500262500 | 126 | 341500 | 262500
[5 empty] | 342500262500 | 126 | 342500 | 262500
[5 empty] | 343500262500 | 126 | 343500 | 262500
[5 empty] | 344500262500 | 126 | 344500 | 262500
[5 empty] | 345500262500 | 126 | 345500 | 262500
[5 empty] | 346500262500 | 126 | 346500 | 262500
[5 empty] | 347500262500 | 126 | 347500 | 262500
[5 empty] | 348500262500 | 126 | 348500 | 262500
[5 empty] | 349500262500 | 126 | 349500 | 262500
[5 empty] | 350500262500 | 126 | 350500 | 262500
[5 empty] | 351500262500 | 126 | 351500 | 262500
[5 empty] | 352500262500 | 126 | 352500 | 262500
[5 empty] | 353500262500 | 126 | 353500 | 262500
[5 empty] | 354500262500 | 126 | 354500 | 262500
[5 empty] | 355500262500 | 126 | 355500 | 262500
[5 empty] | 356500262500 | 126 | 356500 | 262500
[5 empty] | 366500262500 | 126 | 366500 | 262500
[5 empty] | 367500262500 | 126 | 367500 | 262500
[5 empty] | 368500262500 | 126 | 368500 | 262500
[5 empty] | 329500261500 | 126 | 329500 | 261500
[5 empty] | 330500261500 | 126 | 330500 | 261500
[5 empty] | 331500261500 | 126 | 331500 | 261500
[5 empty] | 332500261500 | 126 | 332500 | 261500
[5 empty] | 333500261500 | 126 | 333500 | 261500
[5 empty] | 334500261500 | 126 | 334500 | 261500
[5 empty] | 335500261500 | 126 | 335500 | 261500
[5 empty] | 336500261500 | 126 | 336500 | 261500
[5 empty] | 337500261500 | 126 | 337500 | 261500
[5 empty] | 338500261500 | 126 | 338500 | 261500
[5 empty] | 339500261500 | 126 | 339500 | 261500
[5 empty] | 340500261500 | 126 | 340500 | 261500
[5 empty] | 341500261500 | 126 | 341500 | 261500
[5 empty] | 342500261500 | 126 | 342500 | 261500
[5 empty] | 343500261500 | 126 | 343500 | 261500
[5 empty] | 344500261500 | 126 | 344500 | 261500
[5 empty] | 345500261500 | 126 | 345500 | 261500
[5 empty] | 346500261500 | 126 | 346500 | 261500
[5 empty] | 347500261500 | 126 | 347500 | 261500
[5 empty] | 348500261500 | 126 | 348500 | 261500
[5 empty] | 349500261500 | 126 | 349500 | 261500
[5 empty] | 350500261500 | 126 | 350500 | 261500
[5 empty] | 351500261500 | 126 | 351500 | 261500
[5 empty] | 352500261500 | 126 | 352500 | 261500
[5 empty] | 353500261500 | 126 | 353500 | 261500
[5 empty] | 354500261500 | 126 | 354500 | 261500
[5 empty] | 355500261500 | 126 | 355500 | 261500
[5 empty] | 356500261500 | 126 | 356500 | 261500
[5 empty] | 361500261500 | 126 | 361500 | 261500
[5 empty] | 362500261500 | 126 | 362500 | 261500
[5 empty] | 363500261500 | 126 | 363500 | 261500
[5 empty] | 364500261500 | 126 | 364500 | 261500
[5 empty] | 365500261500 | 126 | 365500 | 261500
[5 empty] | 366500261500 | 126 | 366500 | 261500
[5 empty] | 367500261500 | 126 | 367500 | 261500
[5 empty] | 328500260500 | 126 | 328500 | 260500
[5 empty] | 329500260500 | 126 | 329500 | 260500
[5 empty] | 330500260500 | 126 | 330500 | 260500
[5 empty] | 331500260500 | 126 | 331500 | 260500
[5 empty] | 332500260500 | 126 | 332500 | 260500
[5 empty] | 333500260500 | 126 | 333500 | 260500
[5 empty] | 334500260500 | 126 | 334500 | 260500
[5 empty] | 335500260500 | 126 | 335500 | 260500
[5 empty] | 336500260500 | 126 | 336500 | 260500
[5 empty] | 337500260500 | 126 | 337500 | 260500
[5 empty] | 338500260500 | 126 | 338500 | 260500
[5 empty] | 339500260500 | 126 | 339500 | 260500
[5 empty] | 340500260500 | 126 | 340500 | 260500
[5 empty] | 341500260500 | 126 | 341500 | 260500
[5 empty] | 342500260500 | 126 | 342500 | 260500
[5 empty] | 343500260500 | 126 | 343500 | 260500
[5 empty] | 344500260500 | 126 | 344500 | 260500
[5 empty] | 345500260500 | 126 | 345500 | 260500
[5 empty] | 346500260500 | 126 | 346500 | 260500
[5 empty] | 347500260500 | 126 | 347500 | 260500
[5 empty] | 348500260500 | 126 | 348500 | 260500
[5 empty] | 349500260500 | 126 | 349500 | 260500
[5 empty] | 350500260500 | 126 | 350500 | 260500
[5 empty] | 351500260500 | 126 | 351500 | 260500
[5 empty] | 352500260500 | 126 | 352500 | 260500
[5 empty] | 353500260500 | 126 | 353500 | 260500
[5 empty] | 354500260500 | 126 | 354500 | 260500
[5 empty] | 355500260500 | 126 | 355500 | 260500
[5 empty] | 356500260500 | 126 | 356500 | 260500
[5 empty] | 357500260500 | 126 | 357500 | 260500
[5 empty] | 358500260500 | 126 | 358500 | 260500
[5 empty] | 359500260500 | 126 | 359500 | 260500
[5 empty] | 360500260500 | 126 | 360500 | 260500
[5 empty] | 361500260500 | 126 | 361500 | 260500
[5 empty] | 362500260500 | 126 | 362500 | 260500
[5 empty] | 363500260500 | 126 | 363500 | 260500
[5 empty] | 364500260500 | 126 | 364500 | 260500
[5 empty] | 365500260500 | 126 | 365500 | 260500
[5 empty] | 366500260500 | 126 | 366500 | 260500
[5 empty] | 367500260500 | 126 | 367500 | 260500
[5 empty] | 327500259500 | 126 | 327500 | 259500
[5 empty] | 328500259500 | 126 | 328500 | 259500
[5 empty] | 329500259500 | 126 | 329500 | 259500
[5 empty] | 330500259500 | 126 | 330500 | 259500
[5 empty] | 331500259500 | 126 | 331500 | 259500
[5 empty] | 332500259500 | 126 | 332500 | 259500
[5 empty] | 333500259500 | 126 | 333500 | 259500
[5 empty] | 334500259500 | 126 | 334500 | 259500
[5 empty] | 335500259500 | 126 | 335500 | 259500
[5 empty] | 336500259500 | 126 | 336500 | 259500
[5 empty] | 337500259500 | 126 | 337500 | 259500
[5 empty] | 338500259500 | 126 | 338500 | 259500
[5 empty] | 339500259500 | 126 | 339500 | 259500
[5 empty] | 340500259500 | 126 | 340500 | 259500
[5 empty] | 341500259500 | 126 | 341500 | 259500
[5 empty] | 342500259500 | 126 | 342500 | 259500
[5 empty] | 343500259500 | 126 | 343500 | 259500
[5 empty] | 344500259500 | 126 | 344500 | 259500
[5 empty] | 345500259500 | 126 | 345500 | 259500
[5 empty] | 346500259500 | 126 | 346500 | 259500
[5 empty] | 347500259500 | 126 | 347500 | 259500
[5 empty] | 348500259500 | 126 | 348500 | 259500
[5 empty] | 349500259500 | 126 | 349500 | 259500
[5 empty] | 350500259500 | 126 | 350500 | 259500
[5 empty] | 351500259500 | 126 | 351500 | 259500
[5 empty] | 352500259500 | 126 | 352500 | 259500
[5 empty] | 353500259500 | 126 | 353500 | 259500
[5 empty] | 354500259500 | 126 | 354500 | 259500
[5 empty] | 355500259500 | 126 | 355500 | 259500
[5 empty] | 356500259500 | 126 | 356500 | 259500
[5 empty] | 357500259500 | 126 | 357500 | 259500
[5 empty] | 358500259500 | 126 | 358500 | 259500
[5 empty] | 359500259500 | 126 | 359500 | 259500
[5 empty] | 360500259500 | 126 | 360500 | 259500
[5 empty] | 361500259500 | 126 | 361500 | 259500
[5 empty] | 362500259500 | 126 | 362500 | 259500
[5 empty] | 363500259500 | 126 | 363500 | 259500
[5 empty] | 364500259500 | 126 | 364500 | 259500
[5 empty] | 365500259500 | 126 | 365500 | 259500
[5 empty] | 366500259500 | 126 | 366500 | 259500
[5 empty] | 367500259500 | 126 | 367500 | 259500
[5 empty] | 368500259500 | 126 | 368500 | 259500
[5 empty] | 369500259500 | 126 | 369500 | 259500
[5 empty] | 370500259500 | 126 | 370500 | 259500
[5 empty] | 371500259500 | 126 | 371500 | 259500
[5 empty] | 327500258500 | 126 | 327500 | 258500
[5 empty] | 328500258500 | 126 | 328500 | 258500
[5 empty] | 329500258500 | 126 | 329500 | 258500
[5 empty] | 330500258500 | 126 | 330500 | 258500
[5 empty] | 331500258500 | 126 | 331500 | 258500
[5 empty] | 332500258500 | 126 | 332500 | 258500
[5 empty] | 333500258500 | 126 | 333500 | 258500
[5 empty] | 334500258500 | 126 | 334500 | 258500
[5 empty] | 335500258500 | 126 | 335500 | 258500
[5 empty] | 336500258500 | 126 | 336500 | 258500
[5 empty] | 337500258500 | 126 | 337500 | 258500
[5 empty] | 338500258500 | 126 | 338500 | 258500
[5 empty] | 339500258500 | 126 | 339500 | 258500
[5 empty] | 340500258500 | 126 | 340500 | 258500
[5 empty] | 341500258500 | 126 | 341500 | 258500
[5 empty] | 342500258500 | 126 | 342500 | 258500
[5 empty] | 343500258500 | 126 | 343500 | 258500
[5 empty] | 344500258500 | 126 | 344500 | 258500
[5 empty] | 345500258500 | 126 | 345500 | 258500
[5 empty] | 346500258500 | 126 | 346500 | 258500
[5 empty] | 347500258500 | 126 | 347500 | 258500
[5 empty] | 348500258500 | 126 | 348500 | 258500
[5 empty] | 349500258500 | 126 | 349500 | 258500
[5 empty] | 350500258500 | 126 | 350500 | 258500
[5 empty] | 351500258500 | 126 | 351500 | 258500
[5 empty] | 352500258500 | 126 | 352500 | 258500
[5 empty] | 353500258500 | 126 | 353500 | 258500
[5 empty] | 354500258500 | 126 | 354500 | 258500
[5 empty] | 355500258500 | 126 | 355500 | 258500
[5 empty] | 356500258500 | 126 | 356500 | 258500
[5 empty] | 357500258500 | 126 | 357500 | 258500
[5 empty] | 358500258500 | 126 | 358500 | 258500
[5 empty] | 359500258500 | 126 | 359500 | 258500
[5 empty] | 360500258500 | 126 | 360500 | 258500
[5 empty] | 361500258500 | 126 | 361500 | 258500
[5 empty] | 362500258500 | 126 | 362500 | 258500
[5 empty] | 363500258500 | 126 | 363500 | 258500
[5 empty] | 364500258500 | 126 | 364500 | 258500
[5 empty] | 365500258500 | 126 | 365500 | 258500
[5 empty] | 366500258500 | 126 | 366500 | 258500
[5 empty] | 367500258500 | 126 | 367500 | 258500
[5 empty] | 368500258500 | 126 | 368500 | 258500
[5 empty] | 369500258500 | 126 | 369500 | 258500
[5 empty] | 370500258500 | 126 | 370500 | 258500
[5 empty] | 371500258500 | 126 | 371500 | 258500
[5 empty] | 372500258500 | 126 | 372500 | 258500
[5 empty] | 326500257500 | 126 | 326500 | 257500
[5 empty] | 327500257500 | 126 | 327500 | 257500
[5 empty] | 328500257500 | 126 | 328500 | 257500
[5 empty] | 329500257500 | 126 | 329500 | 257500
[5 empty] | 330500257500 | 126 | 330500 | 257500
[5 empty] | 331500257500 | 126 | 331500 | 257500
[5 empty] | 332500257500 | 126 | 332500 | 257500
[5 empty] | 333500257500 | 126 | 333500 | 257500
[5 empty] | 334500257500 | 126 | 334500 | 257500
[5 empty] | 335500257500 | 126 | 335500 | 257500
[5 empty] | 336500257500 | 126 | 336500 | 257500
[5 empty] | 337500257500 | 126 | 337500 | 257500
[5 empty] | 338500257500 | 126 | 338500 | 257500
[5 empty] | 339500257500 | 126 | 339500 | 257500
[5 empty] | 340500257500 | 126 | 340500 | 257500
[5 empty] | 341500257500 | 126 | 341500 | 257500
[5 empty] | 342500257500 | 126 | 342500 | 257500
[5 empty] | 343500257500 | 126 | 343500 | 257500
[5 empty] | 344500257500 | 126 | 344500 | 257500
[5 empty] | 345500257500 | 126 | 345500 | 257500
[5 empty] | 346500257500 | 126 | 346500 | 257500
[5 empty] | 347500257500 | 126 | 347500 | 257500
[5 empty] | 348500257500 | 126 | 348500 | 257500
[5 empty] | 349500257500 | 126 | 349500 | 257500
[5 empty] | 350500257500 | 126 | 350500 | 257500
[5 empty] | 351500257500 | 126 | 351500 | 257500
[5 empty] | 352500257500 | 126 | 352500 | 257500
[5 empty] | 353500257500 | 126 | 353500 | 257500
[5 empty] | 354500257500 | 126 | 354500 | 257500
[5 empty] | 355500257500 | 126 | 355500 | 257500
[5 empty] | 356500257500 | 126 | 356500 | 257500
[5 empty] | 357500257500 | 126 | 357500 | 257500
[5 empty] | 358500257500 | 126 | 358500 | 257500
[5 empty] | 359500257500 | 126 | 359500 | 257500
[5 empty] | 360500257500 | 126 | 360500 | 257500
[5 empty] | 361500257500 | 126 | 361500 | 257500
[5 empty] | 362500257500 | 126 | 362500 | 257500
[5 empty] | 363500257500 | 126 | 363500 | 257500
[5 empty] | 364500257500 | 126 | 364500 | 257500
[5 empty] | 365500257500 | 126 | 365500 | 257500
[5 empty] | 366500257500 | 126 | 366500 | 257500
[5 empty] | 367500257500 | 126 | 367500 | 257500
[5 empty] | 368500257500 | 126 | 368500 | 257500
[5 empty] | 369500257500 | 126 | 369500 | 257500
[5 empty] | 370500257500 | 126 | 370500 | 257500
[5 empty] | 371500257500 | 126 | 371500 | 257500
[5 empty] | 372500257500 | 126 | 372500 | 257500
[5 empty] | 325500256500 | 126 | 325500 | 256500
[5 empty] | 326500256500 | 126 | 326500 | 256500
[5 empty] | 327500256500 | 126 | 327500 | 256500
[5 empty] | 328500256500 | 126 | 328500 | 256500
[5 empty] | 329500256500 | 126 | 329500 | 256500
[5 empty] | 330500256500 | 126 | 330500 | 256500
[5 empty] | 331500256500 | 126 | 331500 | 256500
[5 empty] | 332500256500 | 126 | 332500 | 256500
[5 empty] | 333500256500 | 126 | 333500 | 256500
[5 empty] | 334500256500 | 126 | 334500 | 256500
[5 empty] | 335500256500 | 126 | 335500 | 256500
[5 empty] | 336500256500 | 126 | 336500 | 256500
[5 empty] | 337500256500 | 126 | 337500 | 256500
[5 empty] | 338500256500 | 126 | 338500 | 256500
[5 empty] | 339500256500 | 126 | 339500 | 256500
[5 empty] | 340500256500 | 126 | 340500 | 256500
[5 empty] | 341500256500 | 126 | 341500 | 256500
[5 empty] | 342500256500 | 126 | 342500 | 256500
[5 empty] | 343500256500 | 126 | 343500 | 256500
[5 empty] | 344500256500 | 126 | 344500 | 256500
[5 empty] | 345500256500 | 126 | 345500 | 256500
[5 empty] | 346500256500 | 126 | 346500 | 256500
[5 empty] | 347500256500 | 126 | 347500 | 256500
[5 empty] | 348500256500 | 126 | 348500 | 256500
[5 empty] | 349500256500 | 126 | 349500 | 256500
[5 empty] | 350500256500 | 126 | 350500 | 256500
[5 empty] | 351500256500 | 126 | 351500 | 256500
[5 empty] | 352500256500 | 126 | 352500 | 256500
[5 empty] | 353500256500 | 126 | 353500 | 256500
[5 empty] | 354500256500 | 126 | 354500 | 256500
[5 empty] | 355500256500 | 126 | 355500 | 256500
[5 empty] | 356500256500 | 126 | 356500 | 256500
[5 empty] | 357500256500 | 126 | 357500 | 256500
[5 empty] | 358500256500 | 126 | 358500 | 256500
[5 empty] | 359500256500 | 126 | 359500 | 256500
[5 empty] | 360500256500 | 126 | 360500 | 256500
[5 empty] | 361500256500 | 126 | 361500 | 256500
[5 empty] | 362500256500 | 126 | 362500 | 256500
[5 empty] | 363500256500 | 126 | 363500 | 256500
[5 empty] | 364500256500 | 126 | 364500 | 256500
[5 empty] | 365500256500 | 126 | 365500 | 256500
[5 empty] | 366500256500 | 126 | 366500 | 256500
[5 empty] | 367500256500 | 126 | 367500 | 256500
[5 empty] | 368500256500 | 126 | 368500 | 256500
[5 empty] | 369500256500 | 126 | 369500 | 256500
[5 empty] | 370500256500 | 126 | 370500 | 256500
[5 empty] | 371500256500 | 126 | 371500 | 256500
[5 empty] | 372500256500 | 126 | 372500 | 256500
[5 empty] | 325500255500 | 126 | 325500 | 255500
[5 empty] | 326500255500 | 126 | 326500 | 255500
[5 empty] | 327500255500 | 126 | 327500 | 255500
[5 empty] | 328500255500 | 126 | 328500 | 255500
[5 empty] | 329500255500 | 126 | 329500 | 255500
[5 empty] | 330500255500 | 126 | 330500 | 255500
[5 empty] | 331500255500 | 126 | 331500 | 255500
[5 empty] | 332500255500 | 126 | 332500 | 255500
[5 empty] | 333500255500 | 126 | 333500 | 255500
[5 empty] | 334500255500 | 126 | 334500 | 255500
[5 empty] | 335500255500 | 126 | 335500 | 255500
[5 empty] | 336500255500 | 126 | 336500 | 255500
[5 empty] | 337500255500 | 126 | 337500 | 255500
[5 empty] | 338500255500 | 126 | 338500 | 255500
[5 empty] | 339500255500 | 126 | 339500 | 255500
[5 empty] | 340500255500 | 126 | 340500 | 255500
[5 empty] | 341500255500 | 126 | 341500 | 255500
[5 empty] | 342500255500 | 126 | 342500 | 255500
[5 empty] | 343500255500 | 126 | 343500 | 255500
[5 empty] | 344500255500 | 126 | 344500 | 255500
[5 empty] | 345500255500 | 126 | 345500 | 255500
[5 empty] | 346500255500 | 126 | 346500 | 255500
[5 empty] | 347500255500 | 126 | 347500 | 255500
[5 empty] | 348500255500 | 126 | 348500 | 255500
[5 empty] | 349500255500 | 126 | 349500 | 255500
[5 empty] | 350500255500 | 126 | 350500 | 255500
[5 empty] | 351500255500 | 126 | 351500 | 255500
[5 empty] | 352500255500 | 126 | 352500 | 255500
[5 empty] | 353500255500 | 126 | 353500 | 255500
[5 empty] | 354500255500 | 126 | 354500 | 255500
[5 empty] | 355500255500 | 126 | 355500 | 255500
[5 empty] | 356500255500 | 126 | 356500 | 255500
[5 empty] | 357500255500 | 126 | 357500 | 255500
[5 empty] | 358500255500 | 126 | 358500 | 255500
[5 empty] | 359500255500 | 126 | 359500 | 255500
[5 empty] | 360500255500 | 126 | 360500 | 255500
[5 empty] | 361500255500 | 126 | 361500 | 255500
[5 empty] | 362500255500 | 126 | 362500 | 255500
[5 empty] | 363500255500 | 126 | 363500 | 255500
[5 empty] | 364500255500 | 126 | 364500 | 255500
[5 empty] | 365500255500 | 126 | 365500 | 255500
[5 empty] | 366500255500 | 126 | 366500 | 255500
[5 empty] | 367500255500 | 126 | 367500 | 255500
[5 empty] | 368500255500 | 126 | 368500 | 255500
[5 empty] | 369500255500 | 126 | 369500 | 255500
[5 empty] | 370500255500 | 126 | 370500 | 255500
[5 empty] | 371500255500 | 126 | 371500 | 255500
[5 empty] | 325500254500 | 126 | 325500 | 254500
[5 empty] | 326500254500 | 126 | 326500 | 254500
[5 empty] | 327500254500 | 126 | 327500 | 254500
[5 empty] | 328500254500 | 126 | 328500 | 254500
[5 empty] | 329500254500 | 126 | 329500 | 254500
[5 empty] | 330500254500 | 126 | 330500 | 254500
[5 empty] | 331500254500 | 126 | 331500 | 254500
[5 empty] | 332500254500 | 126 | 332500 | 254500
[5 empty] | 333500254500 | 126 | 333500 | 254500
[5 empty] | 334500254500 | 126 | 334500 | 254500
[5 empty] | 335500254500 | 126 | 335500 | 254500
[5 empty] | 336500254500 | 126 | 336500 | 254500
[5 empty] | 337500254500 | 126 | 337500 | 254500
[5 empty] | 338500254500 | 126 | 338500 | 254500
[5 empty] | 339500254500 | 126 | 339500 | 254500
[5 empty] | 340500254500 | 126 | 340500 | 254500
[5 empty] | 341500254500 | 126 | 341500 | 254500
[5 empty] | 342500254500 | 126 | 342500 | 254500
[5 empty] | 343500254500 | 126 | 343500 | 254500
[5 empty] | 344500254500 | 126 | 344500 | 254500
[5 empty] | 345500254500 | 126 | 345500 | 254500
[5 empty] | 346500254500 | 126 | 346500 | 254500
[5 empty] | 347500254500 | 126 | 347500 | 254500
[5 empty] | 348500254500 | 126 | 348500 | 254500
[5 empty] | 349500254500 | 126 | 349500 | 254500
[5 empty] | 350500254500 | 126 | 350500 | 254500
[5 empty] | 351500254500 | 126 | 351500 | 254500
[5 empty] | 352500254500 | 126 | 352500 | 254500
[5 empty] | 353500254500 | 126 | 353500 | 254500
[5 empty] | 354500254500 | 126 | 354500 | 254500
[5 empty] | 355500254500 | 126 | 355500 | 254500
[5 empty] | 356500254500 | 126 | 356500 | 254500
[5 empty] | 357500254500 | 126 | 357500 | 254500
[5 empty] | 358500254500 | 126 | 358500 | 254500
[5 empty] | 359500254500 | 126 | 359500 | 254500
[5 empty] | 360500254500 | 126 | 360500 | 254500
[5 empty] | 361500254500 | 126 | 361500 | 254500
[5 empty] | 362500254500 | 126 | 362500 | 254500
[5 empty] | 363500254500 | 126 | 363500 | 254500
[5 empty] | 364500254500 | 126 | 364500 | 254500
[5 empty] | 365500254500 | 126 | 365500 | 254500
[5 empty] | 366500254500 | 126 | 366500 | 254500
[5 empty] | 367500254500 | 126 | 367500 | 254500
[5 empty] | 368500254500 | 126 | 368500 | 254500
[5 empty] | 369500254500 | 126 | 369500 | 254500
[5 empty] | 370500254500 | 126 | 370500 | 254500
[5 empty] | 371500254500 | 126 | 371500 | 254500
[5 empty] | 324500253500 | 126 | 324500 | 253500
[5 empty] | 325500253500 | 126 | 325500 | 253500
[5 empty] | 326500253500 | 126 | 326500 | 253500
[5 empty] | 327500253500 | 126 | 327500 | 253500
[5 empty] | 328500253500 | 126 | 328500 | 253500
[5 empty] | 329500253500 | 126 | 329500 | 253500
[5 empty] | 330500253500 | 126 | 330500 | 253500
[5 empty] | 331500253500 | 126 | 331500 | 253500
[5 empty] | 332500253500 | 126 | 332500 | 253500
[5 empty] | 333500253500 | 126 | 333500 | 253500
[5 empty] | 334500253500 | 126 | 334500 | 253500
[5 empty] | 335500253500 | 126 | 335500 | 253500
[5 empty] | 336500253500 | 126 | 336500 | 253500
[5 empty] | 337500253500 | 126 | 337500 | 253500
[5 empty] | 338500253500 | 126 | 338500 | 253500
[5 empty] | 339500253500 | 126 | 339500 | 253500
[5 empty] | 340500253500 | 126 | 340500 | 253500
[5 empty] | 341500253500 | 126 | 341500 | 253500
[5 empty] | 342500253500 | 126 | 342500 | 253500
[5 empty] | 343500253500 | 126 | 343500 | 253500
[5 empty] | 344500253500 | 126 | 344500 | 253500
[5 empty] | 345500253500 | 126 | 345500 | 253500
[5 empty] | 346500253500 | 126 | 346500 | 253500
[5 empty] | 347500253500 | 126 | 347500 | 253500
[5 empty] | 348500253500 | 126 | 348500 | 253500
[5 empty] | 349500253500 | 126 | 349500 | 253500
[5 empty] | 350500253500 | 126 | 350500 | 253500
[5 empty] | 351500253500 | 126 | 351500 | 253500
[5 empty] | 352500253500 | 126 | 352500 | 253500
[5 empty] | 353500253500 | 126 | 353500 | 253500
[5 empty] | 354500253500 | 126 | 354500 | 253500
[5 empty] | 355500253500 | 126 | 355500 | 253500
[5 empty] | 356500253500 | 126 | 356500 | 253500
[5 empty] | 357500253500 | 126 | 357500 | 253500
[5 empty] | 358500253500 | 126 | 358500 | 253500
[5 empty] | 359500253500 | 126 | 359500 | 253500
[5 empty] | 360500253500 | 126 | 360500 | 253500
[5 empty] | 361500253500 | 126 | 361500 | 253500
[5 empty] | 362500253500 | 126 | 362500 | 253500
[5 empty] | 363500253500 | 126 | 363500 | 253500
[5 empty] | 364500253500 | 126 | 364500 | 253500
[5 empty] | 365500253500 | 126 | 365500 | 253500
[5 empty] | 366500253500 | 126 | 366500 | 253500
[5 empty] | 367500253500 | 126 | 367500 | 253500
[5 empty] | 368500253500 | 126 | 368500 | 253500
[5 empty] | 369500253500 | 126 | 369500 | 253500
[5 empty] | 370500253500 | 126 | 370500 | 253500
[5 empty] | 324500252500 | 126 | 324500 | 252500
[5 empty] | 325500252500 | 126 | 325500 | 252500
[5 empty] | 326500252500 | 126 | 326500 | 252500
[5 empty] | 327500252500 | 126 | 327500 | 252500
[5 empty] | 328500252500 | 126 | 328500 | 252500
[5 empty] | 329500252500 | 126 | 329500 | 252500
[5 empty] | 330500252500 | 126 | 330500 | 252500
[5 empty] | 331500252500 | 126 | 331500 | 252500
[5 empty] | 332500252500 | 126 | 332500 | 252500
[5 empty] | 333500252500 | 126 | 333500 | 252500
[5 empty] | 334500252500 | 126 | 334500 | 252500
[5 empty] | 335500252500 | 126 | 335500 | 252500
[5 empty] | 336500252500 | 126 | 336500 | 252500
[5 empty] | 337500252500 | 126 | 337500 | 252500
[5 empty] | 338500252500 | 126 | 338500 | 252500
[5 empty] | 339500252500 | 126 | 339500 | 252500
[5 empty] | 340500252500 | 126 | 340500 | 252500
[5 empty] | 341500252500 | 126 | 341500 | 252500
[5 empty] | 342500252500 | 126 | 342500 | 252500
[5 empty] | 343500252500 | 126 | 343500 | 252500
[5 empty] | 344500252500 | 126 | 344500 | 252500
[5 empty] | 345500252500 | 126 | 345500 | 252500
[5 empty] | 346500252500 | 126 | 346500 | 252500
[5 empty] | 347500252500 | 126 | 347500 | 252500
[5 empty] | 348500252500 | 126 | 348500 | 252500
[5 empty] | 349500252500 | 126 | 349500 | 252500
[5 empty] | 350500252500 | 126 | 350500 | 252500
[5 empty] | 351500252500 | 126 | 351500 | 252500
[5 empty] | 352500252500 | 126 | 352500 | 252500
[5 empty] | 353500252500 | 126 | 353500 | 252500
[5 empty] | 354500252500 | 126 | 354500 | 252500
[5 empty] | 355500252500 | 126 | 355500 | 252500
[5 empty] | 356500252500 | 126 | 356500 | 252500
[5 empty] | 357500252500 | 126 | 357500 | 252500
[5 empty] | 358500252500 | 126 | 358500 | 252500
[5 empty] | 359500252500 | 126 | 359500 | 252500
[5 empty] | 360500252500 | 126 | 360500 | 252500
[5 empty] | 361500252500 | 126 | 361500 | 252500
[5 empty] | 362500252500 | 126 | 362500 | 252500
[5 empty] | 363500252500 | 126 | 363500 | 252500
[5 empty] | 364500252500 | 126 | 364500 | 252500
[5 empty] | 365500252500 | 126 | 365500 | 252500
[5 empty] | 366500252500 | 126 | 366500 | 252500
[5 empty] | 367500252500 | 126 | 367500 | 252500
[5 empty] | 368500252500 | 126 | 368500 | 252500
[5 empty] | 369500252500 | 126 | 369500 | 252500
[5 empty] | 370500252500 | 126 | 370500 | 252500
[5 empty] | 327500251500 | 126 | 327500 | 251500
[5 empty] | 328500251500 | 126 | 328500 | 251500
[5 empty] | 329500251500 | 126 | 329500 | 251500
[5 empty] | 330500251500 | 126 | 330500 | 251500
[5 empty] | 331500251500 | 126 | 331500 | 251500
[5 empty] | 332500251500 | 126 | 332500 | 251500
[5 empty] | 333500251500 | 126 | 333500 | 251500
[5 empty] | 334500251500 | 126 | 334500 | 251500
[5 empty] | 335500251500 | 126 | 335500 | 251500
[5 empty] | 336500251500 | 126 | 336500 | 251500
[5 empty] | 337500251500 | 126 | 337500 | 251500
[5 empty] | 338500251500 | 126 | 338500 | 251500
[5 empty] | 339500251500 | 126 | 339500 | 251500
[5 empty] | 340500251500 | 126 | 340500 | 251500
[5 empty] | 341500251500 | 126 | 341500 | 251500
[5 empty] | 342500251500 | 126 | 342500 | 251500
[5 empty] | 343500251500 | 126 | 343500 | 251500
[5 empty] | 344500251500 | 126 | 344500 | 251500
[5 empty] | 345500251500 | 126 | 345500 | 251500
[5 empty] | 346500251500 | 126 | 346500 | 251500
[5 empty] | 347500251500 | 126 | 347500 | 251500
[5 empty] | 348500251500 | 126 | 348500 | 251500
[5 empty] | 349500251500 | 126 | 349500 | 251500
[5 empty] | 350500251500 | 126 | 350500 | 251500
[5 empty] | 351500251500 | 126 | 351500 | 251500
[5 empty] | 352500251500 | 126 | 352500 | 251500
[5 empty] | 353500251500 | 126 | 353500 | 251500
[5 empty] | 354500251500 | 126 | 354500 | 251500
[5 empty] | 355500251500 | 126 | 355500 | 251500
[5 empty] | 356500251500 | 126 | 356500 | 251500
[5 empty] | 357500251500 | 126 | 357500 | 251500
[5 empty] | 358500251500 | 126 | 358500 | 251500
[5 empty] | 359500251500 | 126 | 359500 | 251500
[5 empty] | 360500251500 | 126 | 360500 | 251500
[5 empty] | 361500251500 | 126 | 361500 | 251500
[5 empty] | 362500251500 | 126 | 362500 | 251500
[5 empty] | 363500251500 | 126 | 363500 | 251500
[5 empty] | 364500251500 | 126 | 364500 | 251500
[5 empty] | 365500251500 | 126 | 365500 | 251500
[5 empty] | 366500251500 | 126 | 366500 | 251500
[5 empty] | 367500251500 | 126 | 367500 | 251500
[5 empty] | 368500251500 | 126 | 368500 | 251500
[5 empty] | 369500251500 | 126 | 369500 | 251500
[5 empty] | 370500251500 | 126 | 370500 | 251500
[5 empty] | 326500250500 | 126 | 326500 | 250500
[5 empty] | 327500250500 | 126 | 327500 | 250500
[5 empty] | 328500250500 | 126 | 328500 | 250500
[5 empty] | 329500250500 | 126 | 329500 | 250500
[5 empty] | 330500250500 | 126 | 330500 | 250500
[5 empty] | 331500250500 | 126 | 331500 | 250500
[5 empty] | 332500250500 | 126 | 332500 | 250500
[5 empty] | 333500250500 | 126 | 333500 | 250500
[5 empty] | 334500250500 | 126 | 334500 | 250500
[5 empty] | 335500250500 | 126 | 335500 | 250500
[5 empty] | 336500250500 | 126 | 336500 | 250500
[5 empty] | 337500250500 | 126 | 337500 | 250500
[5 empty] | 338500250500 | 126 | 338500 | 250500
[5 empty] | 339500250500 | 126 | 339500 | 250500
[5 empty] | 340500250500 | 126 | 340500 | 250500
[5 empty] | 341500250500 | 126 | 341500 | 250500
[5 empty] | 342500250500 | 126 | 342500 | 250500
[5 empty] | 343500250500 | 126 | 343500 | 250500
[5 empty] | 344500250500 | 126 | 344500 | 250500
[5 empty] | 345500250500 | 126 | 345500 | 250500
[5 empty] | 346500250500 | 126 | 346500 | 250500
[5 empty] | 347500250500 | 126 | 347500 | 250500
[5 empty] | 348500250500 | 126 | 348500 | 250500
[5 empty] | 349500250500 | 126 | 349500 | 250500
[5 empty] | 350500250500 | 126 | 350500 | 250500
[5 empty] | 351500250500 | 126 | 351500 | 250500
[5 empty] | 352500250500 | 126 | 352500 | 250500
[5 empty] | 353500250500 | 126 | 353500 | 250500
[5 empty] | 354500250500 | 126 | 354500 | 250500
[5 empty] | 355500250500 | 126 | 355500 | 250500
[5 empty] | 356500250500 | 126 | 356500 | 250500
[5 empty] | 357500250500 | 126 | 357500 | 250500
[5 empty] | 358500250500 | 126 | 358500 | 250500
[5 empty] | 359500250500 | 126 | 359500 | 250500
[5 empty] | 360500250500 | 126 | 360500 | 250500
[5 empty] | 361500250500 | 126 | 361500 | 250500
[5 empty] | 362500250500 | 126 | 362500 | 250500
[5 empty] | 363500250500 | 126 | 363500 | 250500
[5 empty] | 364500250500 | 126 | 364500 | 250500
[5 empty] | 365500250500 | 126 | 365500 | 250500
[5 empty] | 366500250500 | 126 | 366500 | 250500
[5 empty] | 367500250500 | 126 | 367500 | 250500
[5 empty] | 368500250500 | 126 | 368500 | 250500
[5 empty] | 369500250500 | 126 | 369500 | 250500
[5 empty] | 370500250500 | 126 | 370500 | 250500
[5 empty] | 374500250500 | 126 | 374500 | 250500
[5 empty] | 323500249500 | 126 | 323500 | 249500
[5 empty] | 324500249500 | 126 | 324500 | 249500
[5 empty] | 325500249500 | 126 | 325500 | 249500
[5 empty] | 326500249500 | 126 | 326500 | 249500
[5 empty] | 327500249500 | 126 | 327500 | 249500
[5 empty] | 328500249500 | 126 | 328500 | 249500
[5 empty] | 329500249500 | 126 | 329500 | 249500
[5 empty] | 330500249500 | 126 | 330500 | 249500
[5 empty] | 331500249500 | 126 | 331500 | 249500
[5 empty] | 332500249500 | 126 | 332500 | 249500
[5 empty] | 333500249500 | 126 | 333500 | 249500
[5 empty] | 334500249500 | 126 | 334500 | 249500
[5 empty] | 335500249500 | 126 | 335500 | 249500
[5 empty] | 336500249500 | 126 | 336500 | 249500
[5 empty] | 337500249500 | 126 | 337500 | 249500
[5 empty] | 338500249500 | 126 | 338500 | 249500
[5 empty] | 339500249500 | 126 | 339500 | 249500
[5 empty] | 340500249500 | 126 | 340500 | 249500
[5 empty] | 341500249500 | 126 | 341500 | 249500
[5 empty] | 342500249500 | 126 | 342500 | 249500
[5 empty] | 343500249500 | 126 | 343500 | 249500
[5 empty] | 344500249500 | 126 | 344500 | 249500
[5 empty] | 345500249500 | 126 | 345500 | 249500
[5 empty] | 346500249500 | 126 | 346500 | 249500
[5 empty] | 347500249500 | 126 | 347500 | 249500
[5 empty] | 348500249500 | 126 | 348500 | 249500
[5 empty] | 349500249500 | 126 | 349500 | 249500
[5 empty] | 350500249500 | 126 | 350500 | 249500
[5 empty] | 351500249500 | 126 | 351500 | 249500
[5 empty] | 352500249500 | 126 | 352500 | 249500
[5 empty] | 353500249500 | 126 | 353500 | 249500
[5 empty] | 354500249500 | 126 | 354500 | 249500
[5 empty] | 355500249500 | 126 | 355500 | 249500
[5 empty] | 356500249500 | 126 | 356500 | 249500
[5 empty] | 357500249500 | 126 | 357500 | 249500
[5 empty] | 358500249500 | 126 | 358500 | 249500
[5 empty] | 359500249500 | 126 | 359500 | 249500
[5 empty] | 360500249500 | 126 | 360500 | 249500
[5 empty] | 361500249500 | 126 | 361500 | 249500
[5 empty] | 362500249500 | 126 | 362500 | 249500
[5 empty] | 363500249500 | 126 | 363500 | 249500
[5 empty] | 364500249500 | 126 | 364500 | 249500
[5 empty] | 365500249500 | 126 | 365500 | 249500
[5 empty] | 366500249500 | 126 | 366500 | 249500
[5 empty] | 367500249500 | 126 | 367500 | 249500
[5 empty] | 368500249500 | 126 | 368500 | 249500
[5 empty] | 369500249500 | 126 | 369500 | 249500
[5 empty] | 370500249500 | 126 | 370500 | 249500
[5 empty] | 371500249500 | 126 | 371500 | 249500
[5 empty] | 372500249500 | 126 | 372500 | 249500
[5 empty] | 373500249500 | 126 | 373500 | 249500
[5 empty] | 374500249500 | 126 | 374500 | 249500
[5 empty] | 375500249500 | 126 | 375500 | 249500
[5 empty] | 322500248500 | 126 | 322500 | 248500
[5 empty] | 323500248500 | 126 | 323500 | 248500
[5 empty] | 324500248500 | 126 | 324500 | 248500
[5 empty] | 325500248500 | 126 | 325500 | 248500
[5 empty] | 326500248500 | 126 | 326500 | 248500
[5 empty] | 327500248500 | 126 | 327500 | 248500
[5 empty] | 328500248500 | 126 | 328500 | 248500
[5 empty] | 329500248500 | 126 | 329500 | 248500
[5 empty] | 330500248500 | 126 | 330500 | 248500
[5 empty] | 331500248500 | 126 | 331500 | 248500
[5 empty] | 332500248500 | 126 | 332500 | 248500
[5 empty] | 333500248500 | 126 | 333500 | 248500
[5 empty] | 334500248500 | 126 | 334500 | 248500
[5 empty] | 335500248500 | 126 | 335500 | 248500
[5 empty] | 336500248500 | 126 | 336500 | 248500
[5 empty] | 337500248500 | 126 | 337500 | 248500
[5 empty] | 338500248500 | 126 | 338500 | 248500
[5 empty] | 339500248500 | 126 | 339500 | 248500
[5 empty] | 340500248500 | 126 | 340500 | 248500
[5 empty] | 341500248500 | 126 | 341500 | 248500
[5 empty] | 342500248500 | 126 | 342500 | 248500
[5 empty] | 343500248500 | 126 | 343500 | 248500
[5 empty] | 344500248500 | 126 | 344500 | 248500
[5 empty] | 345500248500 | 126 | 345500 | 248500
[5 empty] | 346500248500 | 126 | 346500 | 248500
[5 empty] | 347500248500 | 126 | 347500 | 248500
[5 empty] | 348500248500 | 126 | 348500 | 248500
[5 empty] | 349500248500 | 126 | 349500 | 248500
[5 empty] | 350500248500 | 126 | 350500 | 248500
[5 empty] | 351500248500 | 126 | 351500 | 248500
[5 empty] | 352500248500 | 126 | 352500 | 248500
[5 empty] | 353500248500 | 126 | 353500 | 248500
[5 empty] | 354500248500 | 126 | 354500 | 248500
[5 empty] | 355500248500 | 126 | 355500 | 248500
[5 empty] | 356500248500 | 126 | 356500 | 248500
[5 empty] | 357500248500 | 126 | 357500 | 248500
[5 empty] | 358500248500 | 126 | 358500 | 248500
[5 empty] | 359500248500 | 126 | 359500 | 248500
[5 empty] | 360500248500 | 126 | 360500 | 248500
[5 empty] | 361500248500 | 126 | 361500 | 248500
[5 empty] | 362500248500 | 126 | 362500 | 248500
[5 empty] | 363500248500 | 126 | 363500 | 248500
[5 empty] | 364500248500 | 126 | 364500 | 248500
[5 empty] | 365500248500 | 126 | 365500 | 248500
[5 empty] | 366500248500 | 126 | 366500 | 248500
[5 empty] | 367500248500 | 126 | 367500 | 248500
[5 empty] | 368500248500 | 126 | 368500 | 248500
[5 empty] | 369500248500 | 126 | 369500 | 248500
[5 empty] | 370500248500 | 126 | 370500 | 248500
[5 empty] | 371500248500 | 126 | 371500 | 248500
[5 empty] | 372500248500 | 126 | 372500 | 248500
[5 empty] | 373500248500 | 126 | 373500 | 248500
[5 empty] | 374500248500 | 126 | 374500 | 248500
[5 empty] | 375500248500 | 126 | 375500 | 248500
[5 empty] | 324500247500 | 126 | 324500 | 247500
[5 empty] | 325500247500 | 126 | 325500 | 247500
[5 empty] | 326500247500 | 126 | 326500 | 247500
[5 empty] | 327500247500 | 126 | 327500 | 247500
[5 empty] | 328500247500 | 126 | 328500 | 247500
[5 empty] | 329500247500 | 126 | 329500 | 247500
[5 empty] | 330500247500 | 126 | 330500 | 247500
[5 empty] | 331500247500 | 126 | 331500 | 247500
[5 empty] | 332500247500 | 126 | 332500 | 247500
[5 empty] | 333500247500 | 126 | 333500 | 247500
[5 empty] | 334500247500 | 126 | 334500 | 247500
[5 empty] | 335500247500 | 126 | 335500 | 247500
[5 empty] | 336500247500 | 126 | 336500 | 247500
[5 empty] | 337500247500 | 126 | 337500 | 247500
[5 empty] | 338500247500 | 126 | 338500 | 247500
[5 empty] | 339500247500 | 126 | 339500 | 247500
[5 empty] | 340500247500 | 126 | 340500 | 247500
[5 empty] | 341500247500 | 126 | 341500 | 247500
[5 empty] | 342500247500 | 126 | 342500 | 247500
[5 empty] | 343500247500 | 126 | 343500 | 247500
[5 empty] | 344500247500 | 126 | 344500 | 247500
[5 empty] | 345500247500 | 126 | 345500 | 247500
[5 empty] | 346500247500 | 126 | 346500 | 247500
[5 empty] | 347500247500 | 126 | 347500 | 247500
[5 empty] | 348500247500 | 126 | 348500 | 247500
[5 empty] | 349500247500 | 126 | 349500 | 247500
[5 empty] | 350500247500 | 126 | 350500 | 247500
[5 empty] | 351500247500 | 126 | 351500 | 247500
[5 empty] | 352500247500 | 126 | 352500 | 247500
[5 empty] | 353500247500 | 126 | 353500 | 247500
[5 empty] | 354500247500 | 126 | 354500 | 247500
[5 empty] | 355500247500 | 126 | 355500 | 247500
[5 empty] | 356500247500 | 126 | 356500 | 247500
[5 empty] | 357500247500 | 126 | 357500 | 247500
[5 empty] | 358500247500 | 126 | 358500 | 247500
[5 empty] | 359500247500 | 126 | 359500 | 247500
[5 empty] | 360500247500 | 126 | 360500 | 247500
[5 empty] | 361500247500 | 126 | 361500 | 247500
[5 empty] | 362500247500 | 126 | 362500 | 247500
[5 empty] | 363500247500 | 126 | 363500 | 247500
[5 empty] | 364500247500 | 126 | 364500 | 247500
[5 empty] | 365500247500 | 126 | 365500 | 247500
[5 empty] | 366500247500 | 126 | 366500 | 247500
[5 empty] | 367500247500 | 126 | 367500 | 247500
[5 empty] | 368500247500 | 126 | 368500 | 247500
[5 empty] | 369500247500 | 126 | 369500 | 247500
[5 empty] | 370500247500 | 126 | 370500 | 247500
[5 empty] | 371500247500 | 126 | 371500 | 247500
[5 empty] | 372500247500 | 126 | 372500 | 247500
[5 empty] | 373500247500 | 126 | 373500 | 247500
[5 empty] | 374500247500 | 126 | 374500 | 247500
[5 empty] | 375500247500 | 126 | 375500 | 247500
[5 empty] | 324500246500 | 126 | 324500 | 246500
[5 empty] | 325500246500 | 126 | 325500 | 246500
[5 empty] | 326500246500 | 126 | 326500 | 246500
[5 empty] | 327500246500 | 126 | 327500 | 246500
[5 empty] | 328500246500 | 126 | 328500 | 246500
[5 empty] | 329500246500 | 126 | 329500 | 246500
[5 empty] | 330500246500 | 126 | 330500 | 246500
[5 empty] | 331500246500 | 126 | 331500 | 246500
[5 empty] | 332500246500 | 126 | 332500 | 246500
[5 empty] | 333500246500 | 126 | 333500 | 246500
[5 empty] | 334500246500 | 126 | 334500 | 246500
[5 empty] | 335500246500 | 126 | 335500 | 246500
[5 empty] | 336500246500 | 126 | 336500 | 246500
[5 empty] | 337500246500 | 126 | 337500 | 246500
[5 empty] | 338500246500 | 126 | 338500 | 246500
[5 empty] | 339500246500 | 126 | 339500 | 246500
[5 empty] | 340500246500 | 126 | 340500 | 246500
[5 empty] | 341500246500 | 126 | 341500 | 246500
[5 empty] | 342500246500 | 126 | 342500 | 246500
[5 empty] | 343500246500 | 126 | 343500 | 246500
[5 empty] | 344500246500 | 126 | 344500 | 246500
[5 empty] | 345500246500 | 126 | 345500 | 246500
[5 empty] | 346500246500 | 126 | 346500 | 246500
[5 empty] | 347500246500 | 126 | 347500 | 246500
[5 empty] | 348500246500 | 126 | 348500 | 246500
[5 empty] | 349500246500 | 126 | 349500 | 246500
[5 empty] | 350500246500 | 126 | 350500 | 246500
[5 empty] | 351500246500 | 126 | 351500 | 246500
[5 empty] | 352500246500 | 126 | 352500 | 246500
[5 empty] | 353500246500 | 126 | 353500 | 246500
[5 empty] | 354500246500 | 126 | 354500 | 246500
[5 empty] | 355500246500 | 126 | 355500 | 246500
[5 empty] | 356500246500 | 126 | 356500 | 246500
[5 empty] | 357500246500 | 126 | 357500 | 246500
[5 empty] | 358500246500 | 126 | 358500 | 246500
[5 empty] | 359500246500 | 126 | 359500 | 246500
[5 empty] | 360500246500 | 126 | 360500 | 246500
[5 empty] | 361500246500 | 126 | 361500 | 246500
[5 empty] | 362500246500 | 126 | 362500 | 246500
[5 empty] | 363500246500 | 126 | 363500 | 246500
[5 empty] | 364500246500 | 126 | 364500 | 246500
[5 empty] | 365500246500 | 126 | 365500 | 246500
[5 empty] | 366500246500 | 126 | 366500 | 246500
[5 empty] | 367500246500 | 126 | 367500 | 246500
[5 empty] | 368500246500 | 126 | 368500 | 246500
[5 empty] | 369500246500 | 126 | 369500 | 246500
[5 empty] | 370500246500 | 126 | 370500 | 246500
[5 empty] | 371500246500 | 126 | 371500 | 246500
[5 empty] | 372500246500 | 126 | 372500 | 246500
[5 empty] | 373500246500 | 126 | 373500 | 246500
[5 empty] | 374500246500 | 126 | 374500 | 246500
[5 empty] | 375500246500 | 126 | 375500 | 246500
[5 empty] | 323500245500 | 126 | 323500 | 245500
[5 empty] | 324500245500 | 126 | 324500 | 245500
[5 empty] | 325500245500 | 126 | 325500 | 245500
[5 empty] | 326500245500 | 126 | 326500 | 245500
[5 empty] | 327500245500 | 126 | 327500 | 245500
[5 empty] | 328500245500 | 126 | 328500 | 245500
[5 empty] | 329500245500 | 126 | 329500 | 245500
[5 empty] | 330500245500 | 126 | 330500 | 245500
[5 empty] | 331500245500 | 126 | 331500 | 245500
[5 empty] | 332500245500 | 126 | 332500 | 245500
[5 empty] | 333500245500 | 126 | 333500 | 245500
[5 empty] | 334500245500 | 126 | 334500 | 245500
[5 empty] | 335500245500 | 126 | 335500 | 245500
[5 empty] | 336500245500 | 126 | 336500 | 245500
[5 empty] | 337500245500 | 126 | 337500 | 245500
[5 empty] | 338500245500 | 126 | 338500 | 245500
[5 empty] | 339500245500 | 126 | 339500 | 245500
[5 empty] | 340500245500 | 126 | 340500 | 245500
[5 empty] | 341500245500 | 126 | 341500 | 245500
[5 empty] | 342500245500 | 126 | 342500 | 245500
[5 empty] | 343500245500 | 126 | 343500 | 245500
[5 empty] | 344500245500 | 126 | 344500 | 245500
[5 empty] | 345500245500 | 126 | 345500 | 245500
[5 empty] | 346500245500 | 126 | 346500 | 245500
[5 empty] | 347500245500 | 126 | 347500 | 245500
[5 empty] | 348500245500 | 126 | 348500 | 245500
[5 empty] | 349500245500 | 126 | 349500 | 245500
[5 empty] | 350500245500 | 126 | 350500 | 245500
[5 empty] | 351500245500 | 126 | 351500 | 245500
[5 empty] | 352500245500 | 126 | 352500 | 245500
[5 empty] | 353500245500 | 126 | 353500 | 245500
[5 empty] | 354500245500 | 126 | 354500 | 245500
[5 empty] | 355500245500 | 126 | 355500 | 245500
[5 empty] | 356500245500 | 126 | 356500 | 245500
[5 empty] | 357500245500 | 126 | 357500 | 245500
[5 empty] | 358500245500 | 126 | 358500 | 245500
[5 empty] | 359500245500 | 126 | 359500 | 245500
[5 empty] | 360500245500 | 126 | 360500 | 245500
[5 empty] | 361500245500 | 126 | 361500 | 245500
[5 empty] | 362500245500 | 126 | 362500 | 245500
[5 empty] | 363500245500 | 126 | 363500 | 245500
[5 empty] | 364500245500 | 126 | 364500 | 245500
[5 empty] | 365500245500 | 126 | 365500 | 245500
[5 empty] | 366500245500 | 126 | 366500 | 245500
[5 empty] | 367500245500 | 126 | 367500 | 245500
[5 empty] | 368500245500 | 126 | 368500 | 245500
[5 empty] | 369500245500 | 126 | 369500 | 245500
[5 empty] | 370500245500 | 126 | 370500 | 245500
[5 empty] | 371500245500 | 126 | 371500 | 245500
[5 empty] | 372500245500 | 126 | 372500 | 245500
[5 empty] | 373500245500 | 126 | 373500 | 245500
[5 empty] | 374500245500 | 126 | 374500 | 245500
[5 empty] | 375500245500 | 126 | 375500 | 245500
[5 empty] | 323500244500 | 126 | 323500 | 244500
[5 empty] | 324500244500 | 126 | 324500 | 244500
[5 empty] | 325500244500 | 126 | 325500 | 244500
[5 empty] | 326500244500 | 126 | 326500 | 244500
[5 empty] | 327500244500 | 126 | 327500 | 244500
[5 empty] | 328500244500 | 126 | 328500 | 244500
[5 empty] | 329500244500 | 126 | 329500 | 244500
[5 empty] | 330500244500 | 126 | 330500 | 244500
[5 empty] | 331500244500 | 126 | 331500 | 244500
[5 empty] | 332500244500 | 126 | 332500 | 244500
[5 empty] | 333500244500 | 126 | 333500 | 244500
[5 empty] | 334500244500 | 126 | 334500 | 244500
[5 empty] | 335500244500 | 126 | 335500 | 244500
[5 empty] | 336500244500 | 126 | 336500 | 244500
[5 empty] | 337500244500 | 126 | 337500 | 244500
[5 empty] | 338500244500 | 126 | 338500 | 244500
[5 empty] | 339500244500 | 126 | 339500 | 244500
[5 empty] | 340500244500 | 126 | 340500 | 244500
[5 empty] | 341500244500 | 126 | 341500 | 244500
[5 empty] | 342500244500 | 126 | 342500 | 244500
[5 empty] | 343500244500 | 126 | 343500 | 244500
[5 empty] | 344500244500 | 126 | 344500 | 244500
[5 empty] | 345500244500 | 126 | 345500 | 244500
[5 empty] | 346500244500 | 126 | 346500 | 244500
[5 empty] | 347500244500 | 126 | 347500 | 244500
[5 empty] | 348500244500 | 126 | 348500 | 244500
[5 empty] | 349500244500 | 126 | 349500 | 244500
[5 empty] | 350500244500 | 126 | 350500 | 244500
[5 empty] | 351500244500 | 126 | 351500 | 244500
[5 empty] | 352500244500 | 126 | 352500 | 244500
[5 empty] | 353500244500 | 126 | 353500 | 244500
[5 empty] | 354500244500 | 126 | 354500 | 244500
[5 empty] | 355500244500 | 126 | 355500 | 244500
[5 empty] | 356500244500 | 126 | 356500 | 244500
[5 empty] | 357500244500 | 126 | 357500 | 244500
[5 empty] | 358500244500 | 126 | 358500 | 244500
[5 empty] | 359500244500 | 126 | 359500 | 244500
[5 empty] | 360500244500 | 126 | 360500 | 244500
[5 empty] | 361500244500 | 126 | 361500 | 244500
[5 empty] | 362500244500 | 126 | 362500 | 244500
[5 empty] | 363500244500 | 126 | 363500 | 244500
[5 empty] | 364500244500 | 126 | 364500 | 244500
[5 empty] | 365500244500 | 126 | 365500 | 244500
[5 empty] | 366500244500 | 126 | 366500 | 244500
[5 empty] | 367500244500 | 126 | 367500 | 244500
[5 empty] | 368500244500 | 126 | 368500 | 244500
[5 empty] | 369500244500 | 126 | 369500 | 244500
[5 empty] | 370500244500 | 126 | 370500 | 244500
[5 empty] | 371500244500 | 126 | 371500 | 244500
[5 empty] | 372500244500 | 126 | 372500 | 244500
[5 empty] | 373500244500 | 126 | 373500 | 244500
[5 empty] | 374500244500 | 126 | 374500 | 244500
[5 empty] | 375500244500 | 126 | 375500 | 244500
[5 empty] | 323500243500 | 126 | 323500 | 243500
[5 empty] | 324500243500 | 126 | 324500 | 243500
[5 empty] | 325500243500 | 126 | 325500 | 243500
[5 empty] | 326500243500 | 126 | 326500 | 243500
[5 empty] | 327500243500 | 126 | 327500 | 243500
[5 empty] | 328500243500 | 126 | 328500 | 243500
[5 empty] | 329500243500 | 126 | 329500 | 243500
[5 empty] | 330500243500 | 126 | 330500 | 243500
[5 empty] | 331500243500 | 126 | 331500 | 243500
[5 empty] | 332500243500 | 126 | 332500 | 243500
[5 empty] | 333500243500 | 126 | 333500 | 243500
[5 empty] | 334500243500 | 126 | 334500 | 243500
[5 empty] | 335500243500 | 126 | 335500 | 243500
[5 empty] | 336500243500 | 126 | 336500 | 243500
[5 empty] | 337500243500 | 126 | 337500 | 243500
[5 empty] | 338500243500 | 126 | 338500 | 243500
[5 empty] | 339500243500 | 126 | 339500 | 243500
[5 empty] | 340500243500 | 126 | 340500 | 243500
[5 empty] | 341500243500 | 126 | 341500 | 243500
[5 empty] | 342500243500 | 126 | 342500 | 243500
[5 empty] | 343500243500 | 126 | 343500 | 243500
[5 empty] | 344500243500 | 126 | 344500 | 243500
[5 empty] | 345500243500 | 126 | 345500 | 243500
[5 empty] | 346500243500 | 126 | 346500 | 243500
[5 empty] | 347500243500 | 126 | 347500 | 243500
[5 empty] | 348500243500 | 126 | 348500 | 243500
[5 empty] | 349500243500 | 126 | 349500 | 243500
[5 empty] | 350500243500 | 126 | 350500 | 243500
[5 empty] | 351500243500 | 126 | 351500 | 243500
[5 empty] | 352500243500 | 126 | 352500 | 243500
[5 empty] | 353500243500 | 126 | 353500 | 243500
[5 empty] | 354500243500 | 126 | 354500 | 243500
[5 empty] | 355500243500 | 126 | 355500 | 243500
[5 empty] | 356500243500 | 126 | 356500 | 243500
[5 empty] | 357500243500 | 126 | 357500 | 243500
[5 empty] | 358500243500 | 126 | 358500 | 243500
[5 empty] | 359500243500 | 126 | 359500 | 243500
[5 empty] | 360500243500 | 126 | 360500 | 243500
[5 empty] | 361500243500 | 126 | 361500 | 243500
[5 empty] | 362500243500 | 126 | 362500 | 243500
[5 empty] | 363500243500 | 126 | 363500 | 243500
[5 empty] | 364500243500 | 126 | 364500 | 243500
[5 empty] | 365500243500 | 126 | 365500 | 243500
[5 empty] | 366500243500 | 126 | 366500 | 243500
[5 empty] | 367500243500 | 126 | 367500 | 243500
[5 empty] | 368500243500 | 126 | 368500 | 243500
[5 empty] | 369500243500 | 126 | 369500 | 243500
[5 empty] | 370500243500 | 126 | 370500 | 243500
[5 empty] | 371500243500 | 126 | 371500 | 243500
[5 empty] | 372500243500 | 126 | 372500 | 243500
[5 empty] | 373500243500 | 126 | 373500 | 243500
[5 empty] | 374500243500 | 126 | 374500 | 243500
[5 empty] | 375500243500 | 126 | 375500 | 243500
[5 empty] | 376500243500 | 126 | 376500 | 243500
[5 empty] | 323500242500 | 126 | 323500 | 242500
[5 empty] | 324500242500 | 126 | 324500 | 242500
[5 empty] | 325500242500 | 126 | 325500 | 242500
[5 empty] | 326500242500 | 126 | 326500 | 242500
[5 empty] | 327500242500 | 126 | 327500 | 242500
[5 empty] | 328500242500 | 126 | 328500 | 242500
[5 empty] | 329500242500 | 126 | 329500 | 242500
[5 empty] | 330500242500 | 126 | 330500 | 242500
[5 empty] | 331500242500 | 126 | 331500 | 242500
[5 empty] | 332500242500 | 126 | 332500 | 242500
[5 empty] | 333500242500 | 126 | 333500 | 242500
[5 empty] | 334500242500 | 126 | 334500 | 242500
[5 empty] | 335500242500 | 126 | 335500 | 242500
[5 empty] | 336500242500 | 126 | 336500 | 242500
[5 empty] | 337500242500 | 126 | 337500 | 242500
[5 empty] | 338500242500 | 126 | 338500 | 242500
[5 empty] | 339500242500 | 126 | 339500 | 242500
[5 empty] | 340500242500 | 126 | 340500 | 242500
[5 empty] | 341500242500 | 126 | 341500 | 242500
[5 empty] | 342500242500 | 126 | 342500 | 242500
[5 empty] | 343500242500 | 126 | 343500 | 242500
[5 empty] | 344500242500 | 126 | 344500 | 242500
[5 empty] | 345500242500 | 126 | 345500 | 242500
[5 empty] | 346500242500 | 126 | 346500 | 242500
[5 empty] | 347500242500 | 126 | 347500 | 242500
[5 empty] | 348500242500 | 126 | 348500 | 242500
[5 empty] | 349500242500 | 126 | 349500 | 242500
[5 empty] | 350500242500 | 126 | 350500 | 242500
[5 empty] | 351500242500 | 126 | 351500 | 242500
[5 empty] | 352500242500 | 126 | 352500 | 242500
[5 empty] | 353500242500 | 126 | 353500 | 242500
[5 empty] | 354500242500 | 126 | 354500 | 242500
[5 empty] | 355500242500 | 126 | 355500 | 242500
[5 empty] | 356500242500 | 126 | 356500 | 242500
[5 empty] | 357500242500 | 126 | 357500 | 242500
[5 empty] | 358500242500 | 126 | 358500 | 242500
[5 empty] | 359500242500 | 126 | 359500 | 242500
[5 empty] | 360500242500 | 126 | 360500 | 242500
[5 empty] | 361500242500 | 126 | 361500 | 242500
[5 empty] | 362500242500 | 126 | 362500 | 242500
[5 empty] | 363500242500 | 126 | 363500 | 242500
[5 empty] | 364500242500 | 126 | 364500 | 242500
[5 empty] | 365500242500 | 126 | 365500 | 242500
[5 empty] | 366500242500 | 126 | 366500 | 242500
[5 empty] | 367500242500 | 126 | 367500 | 242500
[5 empty] | 368500242500 | 126 | 368500 | 242500
[5 empty] | 369500242500 | 126 | 369500 | 242500
[5 empty] | 370500242500 | 126 | 370500 | 242500
[5 empty] | 371500242500 | 126 | 371500 | 242500
[5 empty] | 372500242500 | 126 | 372500 | 242500
[5 empty] | 373500242500 | 126 | 373500 | 242500
[5 empty] | 374500242500 | 126 | 374500 | 242500
[5 empty] | 375500242500 | 126 | 375500 | 242500
[5 empty] | 376500242500 | 126 | 376500 | 242500
[5 empty] | 324500241500 | 126 | 324500 | 241500
[5 empty] | 325500241500 | 126 | 325500 | 241500
[5 empty] | 326500241500 | 126 | 326500 | 241500
[5 empty] | 327500241500 | 126 | 327500 | 241500
[5 empty] | 328500241500 | 126 | 328500 | 241500
[5 empty] | 329500241500 | 126 | 329500 | 241500
[5 empty] | 330500241500 | 126 | 330500 | 241500
[5 empty] | 331500241500 | 126 | 331500 | 241500
[5 empty] | 332500241500 | 126 | 332500 | 241500
[5 empty] | 333500241500 | 126 | 333500 | 241500
[5 empty] | 334500241500 | 126 | 334500 | 241500
[5 empty] | 335500241500 | 126 | 335500 | 241500
[5 empty] | 336500241500 | 126 | 336500 | 241500
[5 empty] | 337500241500 | 126 | 337500 | 241500
[5 empty] | 338500241500 | 126 | 338500 | 241500
[5 empty] | 339500241500 | 126 | 339500 | 241500
[5 empty] | 340500241500 | 126 | 340500 | 241500
[5 empty] | 341500241500 | 126 | 341500 | 241500
[5 empty] | 342500241500 | 126 | 342500 | 241500
[5 empty] | 343500241500 | 126 | 343500 | 241500
[5 empty] | 344500241500 | 126 | 344500 | 241500
[5 empty] | 345500241500 | 126 | 345500 | 241500
[5 empty] | 346500241500 | 126 | 346500 | 241500
[5 empty] | 347500241500 | 126 | 347500 | 241500
[5 empty] | 348500241500 | 126 | 348500 | 241500
[5 empty] | 349500241500 | 126 | 349500 | 241500
[5 empty] | 350500241500 | 126 | 350500 | 241500
[5 empty] | 351500241500 | 126 | 351500 | 241500
[5 empty] | 352500241500 | 126 | 352500 | 241500
[5 empty] | 353500241500 | 126 | 353500 | 241500
[5 empty] | 354500241500 | 126 | 354500 | 241500
[5 empty] | 355500241500 | 126 | 355500 | 241500
[5 empty] | 356500241500 | 126 | 356500 | 241500
[5 empty] | 357500241500 | 126 | 357500 | 241500
[5 empty] | 358500241500 | 126 | 358500 | 241500
[5 empty] | 359500241500 | 126 | 359500 | 241500
[5 empty] | 360500241500 | 126 | 360500 | 241500
[5 empty] | 361500241500 | 126 | 361500 | 241500
[5 empty] | 362500241500 | 126 | 362500 | 241500
[5 empty] | 363500241500 | 126 | 363500 | 241500
[5 empty] | 364500241500 | 126 | 364500 | 241500
[5 empty] | 365500241500 | 126 | 365500 | 241500
[5 empty] | 366500241500 | 126 | 366500 | 241500
[5 empty] | 367500241500 | 126 | 367500 | 241500
[5 empty] | 368500241500 | 126 | 368500 | 241500
[5 empty] | 369500241500 | 126 | 369500 | 241500
[5 empty] | 370500241500 | 126 | 370500 | 241500
[5 empty] | 371500241500 | 126 | 371500 | 241500
[5 empty] | 372500241500 | 126 | 372500 | 241500
[5 empty] | 373500241500 | 126 | 373500 | 241500
[5 empty] | 374500241500 | 126 | 374500 | 241500
[5 empty] | 375500241500 | 126 | 375500 | 241500
[5 empty] | 376500241500 | 126 | 376500 | 241500
[5 empty] | 325500240500 | 126 | 325500 | 240500
[5 empty] | 326500240500 | 126 | 326500 | 240500
[5 empty] | 327500240500 | 126 | 327500 | 240500
[5 empty] | 328500240500 | 126 | 328500 | 240500
[5 empty] | 329500240500 | 126 | 329500 | 240500
[5 empty] | 330500240500 | 126 | 330500 | 240500
[5 empty] | 331500240500 | 126 | 331500 | 240500
[5 empty] | 332500240500 | 126 | 332500 | 240500
[5 empty] | 333500240500 | 126 | 333500 | 240500
[5 empty] | 334500240500 | 126 | 334500 | 240500
[5 empty] | 335500240500 | 126 | 335500 | 240500
[5 empty] | 336500240500 | 126 | 336500 | 240500
[5 empty] | 337500240500 | 126 | 337500 | 240500
[5 empty] | 338500240500 | 126 | 338500 | 240500
[5 empty] | 339500240500 | 126 | 339500 | 240500
[5 empty] | 340500240500 | 126 | 340500 | 240500
[5 empty] | 341500240500 | 126 | 341500 | 240500
[5 empty] | 342500240500 | 126 | 342500 | 240500
[5 empty] | 343500240500 | 126 | 343500 | 240500
[5 empty] | 344500240500 | 126 | 344500 | 240500
[5 empty] | 345500240500 | 126 | 345500 | 240500
[5 empty] | 346500240500 | 126 | 346500 | 240500
[5 empty] | 347500240500 | 126 | 347500 | 240500
[5 empty] | 348500240500 | 126 | 348500 | 240500
[5 empty] | 349500240500 | 126 | 349500 | 240500
[5 empty] | 350500240500 | 126 | 350500 | 240500
[5 empty] | 351500240500 | 126 | 351500 | 240500
[5 empty] | 352500240500 | 126 | 352500 | 240500
[5 empty] | 353500240500 | 126 | 353500 | 240500
[5 empty] | 354500240500 | 126 | 354500 | 240500
[5 empty] | 355500240500 | 126 | 355500 | 240500
[5 empty] | 356500240500 | 126 | 356500 | 240500
[5 empty] | 357500240500 | 126 | 357500 | 240500
[5 empty] | 358500240500 | 126 | 358500 | 240500
[5 empty] | 359500240500 | 126 | 359500 | 240500
[5 empty] | 360500240500 | 126 | 360500 | 240500
[5 empty] | 361500240500 | 126 | 361500 | 240500
[5 empty] | 362500240500 | 126 | 362500 | 240500
[5 empty] | 363500240500 | 126 | 363500 | 240500
[5 empty] | 364500240500 | 126 | 364500 | 240500
[5 empty] | 365500240500 | 126 | 365500 | 240500
[5 empty] | 366500240500 | 126 | 366500 | 240500
[5 empty] | 367500240500 | 126 | 367500 | 240500
[5 empty] | 368500240500 | 126 | 368500 | 240500
[5 empty] | 369500240500 | 126 | 369500 | 240500
[5 empty] | 370500240500 | 126 | 370500 | 240500
[5 empty] | 371500240500 | 126 | 371500 | 240500
[5 empty] | 372500240500 | 126 | 372500 | 240500
[5 empty] | 373500240500 | 126 | 373500 | 240500
[5 empty] | 374500240500 | 126 | 374500 | 240500
[5 empty] | 375500240500 | 126 | 375500 | 240500
[5 empty] | 325500239500 | 126 | 325500 | 239500
[5 empty] | 326500239500 | 126 | 326500 | 239500
[5 empty] | 327500239500 | 126 | 327500 | 239500
[5 empty] | 328500239500 | 126 | 328500 | 239500
[5 empty] | 329500239500 | 126 | 329500 | 239500
[5 empty] | 330500239500 | 126 | 330500 | 239500
[5 empty] | 331500239500 | 126 | 331500 | 239500
[5 empty] | 332500239500 | 126 | 332500 | 239500
[5 empty] | 333500239500 | 126 | 333500 | 239500
[5 empty] | 334500239500 | 126 | 334500 | 239500
[5 empty] | 335500239500 | 126 | 335500 | 239500
[5 empty] | 336500239500 | 126 | 336500 | 239500
[5 empty] | 337500239500 | 126 | 337500 | 239500
[5 empty] | 338500239500 | 126 | 338500 | 239500
[5 empty] | 339500239500 | 126 | 339500 | 239500
[5 empty] | 340500239500 | 126 | 340500 | 239500
[5 empty] | 341500239500 | 126 | 341500 | 239500
[5 empty] | 342500239500 | 126 | 342500 | 239500
[5 empty] | 343500239500 | 126 | 343500 | 239500
[5 empty] | 344500239500 | 126 | 344500 | 239500
[5 empty] | 345500239500 | 126 | 345500 | 239500
[5 empty] | 346500239500 | 126 | 346500 | 239500
[5 empty] | 347500239500 | 126 | 347500 | 239500
[5 empty] | 348500239500 | 126 | 348500 | 239500
[5 empty] | 349500239500 | 126 | 349500 | 239500
[5 empty] | 350500239500 | 126 | 350500 | 239500
[5 empty] | 351500239500 | 126 | 351500 | 239500
[5 empty] | 352500239500 | 126 | 352500 | 239500
[5 empty] | 353500239500 | 126 | 353500 | 239500
[5 empty] | 354500239500 | 126 | 354500 | 239500
[5 empty] | 355500239500 | 126 | 355500 | 239500
[5 empty] | 356500239500 | 126 | 356500 | 239500
[5 empty] | 357500239500 | 126 | 357500 | 239500
[5 empty] | 358500239500 | 126 | 358500 | 239500
[5 empty] | 359500239500 | 126 | 359500 | 239500
[5 empty] | 360500239500 | 126 | 360500 | 239500
[5 empty] | 361500239500 | 126 | 361500 | 239500
[5 empty] | 362500239500 | 126 | 362500 | 239500
[5 empty] | 363500239500 | 126 | 363500 | 239500
[5 empty] | 364500239500 | 126 | 364500 | 239500
[5 empty] | 365500239500 | 126 | 365500 | 239500
[5 empty] | 366500239500 | 126 | 366500 | 239500
[5 empty] | 367500239500 | 126 | 367500 | 239500
[5 empty] | 368500239500 | 126 | 368500 | 239500
[5 empty] | 369500239500 | 126 | 369500 | 239500
[5 empty] | 370500239500 | 126 | 370500 | 239500
[5 empty] | 371500239500 | 126 | 371500 | 239500
[5 empty] | 372500239500 | 126 | 372500 | 239500
[5 empty] | 373500239500 | 126 | 373500 | 239500
[5 empty] | 374500239500 | 126 | 374500 | 239500
[5 empty] | 375500239500 | 126 | 375500 | 239500
[5 empty] | 325500238500 | 126 | 325500 | 238500
[5 empty] | 326500238500 | 126 | 326500 | 238500
[5 empty] | 327500238500 | 126 | 327500 | 238500
[5 empty] | 328500238500 | 126 | 328500 | 238500
[5 empty] | 329500238500 | 126 | 329500 | 238500
[5 empty] | 330500238500 | 126 | 330500 | 238500
[5 empty] | 331500238500 | 126 | 331500 | 238500
[5 empty] | 332500238500 | 126 | 332500 | 238500
[5 empty] | 333500238500 | 126 | 333500 | 238500
[5 empty] | 334500238500 | 126 | 334500 | 238500
[5 empty] | 335500238500 | 126 | 335500 | 238500
[5 empty] | 336500238500 | 126 | 336500 | 238500
[5 empty] | 337500238500 | 126 | 337500 | 238500
[5 empty] | 338500238500 | 126 | 338500 | 238500
[5 empty] | 339500238500 | 126 | 339500 | 238500
[5 empty] | 340500238500 | 126 | 340500 | 238500
[5 empty] | 341500238500 | 126 | 341500 | 238500
[5 empty] | 342500238500 | 126 | 342500 | 238500
[5 empty] | 343500238500 | 126 | 343500 | 238500
[5 empty] | 344500238500 | 126 | 344500 | 238500
[5 empty] | 345500238500 | 126 | 345500 | 238500
[5 empty] | 346500238500 | 126 | 346500 | 238500
[5 empty] | 347500238500 | 126 | 347500 | 238500
[5 empty] | 348500238500 | 126 | 348500 | 238500
[5 empty] | 349500238500 | 126 | 349500 | 238500
[5 empty] | 350500238500 | 126 | 350500 | 238500
[5 empty] | 351500238500 | 126 | 351500 | 238500
[5 empty] | 352500238500 | 126 | 352500 | 238500
[5 empty] | 353500238500 | 126 | 353500 | 238500
[5 empty] | 354500238500 | 126 | 354500 | 238500
[5 empty] | 355500238500 | 126 | 355500 | 238500
[5 empty] | 356500238500 | 126 | 356500 | 238500
[5 empty] | 357500238500 | 126 | 357500 | 238500
[5 empty] | 358500238500 | 126 | 358500 | 238500
[5 empty] | 359500238500 | 126 | 359500 | 238500
[5 empty] | 360500238500 | 126 | 360500 | 238500
[5 empty] | 361500238500 | 126 | 361500 | 238500
[5 empty] | 362500238500 | 126 | 362500 | 238500
[5 empty] | 363500238500 | 126 | 363500 | 238500
[5 empty] | 364500238500 | 126 | 364500 | 238500
[5 empty] | 365500238500 | 126 | 365500 | 238500
[5 empty] | 366500238500 | 126 | 366500 | 238500
[5 empty] | 367500238500 | 126 | 367500 | 238500
[5 empty] | 368500238500 | 126 | 368500 | 238500
[5 empty] | 369500238500 | 126 | 369500 | 238500
[5 empty] | 370500238500 | 126 | 370500 | 238500
[5 empty] | 371500238500 | 126 | 371500 | 238500
[5 empty] | 372500238500 | 126 | 372500 | 238500
[5 empty] | 373500238500 | 126 | 373500 | 238500
[5 empty] | 374500238500 | 126 | 374500 | 238500
[5 empty] | 375500238500 | 126 | 375500 | 238500
[5 empty] | 325500237500 | 126 | 325500 | 237500
[5 empty] | 326500237500 | 126 | 326500 | 237500
[5 empty] | 327500237500 | 126 | 327500 | 237500
[5 empty] | 328500237500 | 126 | 328500 | 237500
[5 empty] | 329500237500 | 126 | 329500 | 237500
[5 empty] | 330500237500 | 126 | 330500 | 237500
[5 empty] | 331500237500 | 126 | 331500 | 237500
[5 empty] | 332500237500 | 126 | 332500 | 237500
[5 empty] | 333500237500 | 126 | 333500 | 237500
[5 empty] | 334500237500 | 126 | 334500 | 237500
[5 empty] | 335500237500 | 126 | 335500 | 237500
[5 empty] | 336500237500 | 126 | 336500 | 237500
[5 empty] | 337500237500 | 126 | 337500 | 237500
[5 empty] | 338500237500 | 126 | 338500 | 237500
[5 empty] | 339500237500 | 126 | 339500 | 237500
[5 empty] | 340500237500 | 126 | 340500 | 237500
[5 empty] | 341500237500 | 126 | 341500 | 237500
[5 empty] | 342500237500 | 126 | 342500 | 237500
[5 empty] | 343500237500 | 126 | 343500 | 237500
[5 empty] | 344500237500 | 126 | 344500 | 237500
[5 empty] | 345500237500 | 126 | 345500 | 237500
[5 empty] | 346500237500 | 126 | 346500 | 237500
[5 empty] | 347500237500 | 126 | 347500 | 237500
[5 empty] | 348500237500 | 126 | 348500 | 237500
[5 empty] | 349500237500 | 126 | 349500 | 237500
[5 empty] | 350500237500 | 126 | 350500 | 237500
[5 empty] | 351500237500 | 126 | 351500 | 237500
[5 empty] | 352500237500 | 126 | 352500 | 237500
[5 empty] | 353500237500 | 126 | 353500 | 237500
[5 empty] | 354500237500 | 126 | 354500 | 237500
[5 empty] | 355500237500 | 126 | 355500 | 237500
[5 empty] | 356500237500 | 126 | 356500 | 237500
[5 empty] | 357500237500 | 126 | 357500 | 237500
[5 empty] | 358500237500 | 126 | 358500 | 237500
[5 empty] | 359500237500 | 126 | 359500 | 237500
[5 empty] | 360500237500 | 126 | 360500 | 237500
[5 empty] | 361500237500 | 126 | 361500 | 237500
[5 empty] | 362500237500 | 126 | 362500 | 237500
[5 empty] | 363500237500 | 126 | 363500 | 237500
[5 empty] | 364500237500 | 126 | 364500 | 237500
[5 empty] | 365500237500 | 126 | 365500 | 237500
[5 empty] | 366500237500 | 126 | 366500 | 237500
[5 empty] | 367500237500 | 126 | 367500 | 237500
[5 empty] | 368500237500 | 126 | 368500 | 237500
[5 empty] | 369500237500 | 126 | 369500 | 237500
[5 empty] | 370500237500 | 126 | 370500 | 237500
[5 empty] | 371500237500 | 126 | 371500 | 237500
[5 empty] | 372500237500 | 126 | 372500 | 237500
[5 empty] | 373500237500 | 126 | 373500 | 237500
[5 empty] | 374500237500 | 126 | 374500 | 237500
[5 empty] | 375500237500 | 126 | 375500 | 237500
[5 empty] | 325500236500 | 126 | 325500 | 236500
[5 empty] | 326500236500 | 126 | 326500 | 236500
[5 empty] | 327500236500 | 126 | 327500 | 236500
[5 empty] | 328500236500 | 126 | 328500 | 236500
[5 empty] | 329500236500 | 126 | 329500 | 236500
[5 empty] | 330500236500 | 126 | 330500 | 236500
[5 empty] | 331500236500 | 126 | 331500 | 236500
[5 empty] | 332500236500 | 126 | 332500 | 236500
[5 empty] | 333500236500 | 126 | 333500 | 236500
[5 empty] | 334500236500 | 126 | 334500 | 236500
[5 empty] | 335500236500 | 126 | 335500 | 236500
[5 empty] | 336500236500 | 126 | 336500 | 236500
[5 empty] | 337500236500 | 126 | 337500 | 236500
[5 empty] | 338500236500 | 126 | 338500 | 236500
[5 empty] | 339500236500 | 126 | 339500 | 236500
[5 empty] | 340500236500 | 126 | 340500 | 236500
[5 empty] | 341500236500 | 126 | 341500 | 236500
[5 empty] | 342500236500 | 126 | 342500 | 236500
[5 empty] | 343500236500 | 126 | 343500 | 236500
[5 empty] | 344500236500 | 126 | 344500 | 236500
[5 empty] | 345500236500 | 126 | 345500 | 236500
[5 empty] | 346500236500 | 126 | 346500 | 236500
[5 empty] | 347500236500 | 126 | 347500 | 236500
[5 empty] | 348500236500 | 126 | 348500 | 236500
[5 empty] | 349500236500 | 126 | 349500 | 236500
[5 empty] | 350500236500 | 126 | 350500 | 236500
[5 empty] | 351500236500 | 126 | 351500 | 236500
[5 empty] | 352500236500 | 126 | 352500 | 236500
[5 empty] | 353500236500 | 126 | 353500 | 236500
[5 empty] | 354500236500 | 126 | 354500 | 236500
[5 empty] | 355500236500 | 126 | 355500 | 236500
[5 empty] | 356500236500 | 126 | 356500 | 236500
[5 empty] | 357500236500 | 126 | 357500 | 236500
[5 empty] | 358500236500 | 126 | 358500 | 236500
[5 empty] | 359500236500 | 126 | 359500 | 236500
[5 empty] | 360500236500 | 126 | 360500 | 236500
[5 empty] | 361500236500 | 126 | 361500 | 236500
[5 empty] | 362500236500 | 126 | 362500 | 236500
[5 empty] | 363500236500 | 126 | 363500 | 236500
[5 empty] | 364500236500 | 126 | 364500 | 236500
[5 empty] | 365500236500 | 126 | 365500 | 236500
[5 empty] | 366500236500 | 126 | 366500 | 236500
[5 empty] | 367500236500 | 126 | 367500 | 236500
[5 empty] | 368500236500 | 126 | 368500 | 236500
[5 empty] | 369500236500 | 126 | 369500 | 236500
[5 empty] | 370500236500 | 126 | 370500 | 236500
[5 empty] | 371500236500 | 126 | 371500 | 236500
[5 empty] | 372500236500 | 126 | 372500 | 236500
[5 empty] | 373500236500 | 126 | 373500 | 236500
[5 empty] | 374500236500 | 126 | 374500 | 236500
[5 empty] | 375500236500 | 126 | 375500 | 236500
[5 empty] | 325500235500 | 126 | 325500 | 235500
[5 empty] | 326500235500 | 126 | 326500 | 235500
[5 empty] | 327500235500 | 126 | 327500 | 235500
[5 empty] | 328500235500 | 126 | 328500 | 235500
[5 empty] | 329500235500 | 126 | 329500 | 235500
[5 empty] | 330500235500 | 126 | 330500 | 235500
[5 empty] | 331500235500 | 126 | 331500 | 235500
[5 empty] | 332500235500 | 126 | 332500 | 235500
[5 empty] | 333500235500 | 126 | 333500 | 235500
[5 empty] | 334500235500 | 126 | 334500 | 235500
[5 empty] | 335500235500 | 126 | 335500 | 235500
[5 empty] | 336500235500 | 126 | 336500 | 235500
[5 empty] | 337500235500 | 126 | 337500 | 235500
[5 empty] | 338500235500 | 126 | 338500 | 235500
[5 empty] | 339500235500 | 126 | 339500 | 235500
[5 empty] | 340500235500 | 126 | 340500 | 235500
[5 empty] | 341500235500 | 126 | 341500 | 235500
[5 empty] | 342500235500 | 126 | 342500 | 235500
[5 empty] | 343500235500 | 126 | 343500 | 235500
[5 empty] | 344500235500 | 126 | 344500 | 235500
[5 empty] | 345500235500 | 126 | 345500 | 235500
[5 empty] | 346500235500 | 126 | 346500 | 235500
[5 empty] | 347500235500 | 126 | 347500 | 235500
[5 empty] | 348500235500 | 126 | 348500 | 235500
[5 empty] | 349500235500 | 126 | 349500 | 235500
[5 empty] | 350500235500 | 126 | 350500 | 235500
[5 empty] | 351500235500 | 126 | 351500 | 235500
[5 empty] | 352500235500 | 126 | 352500 | 235500
[5 empty] | 353500235500 | 126 | 353500 | 235500
[5 empty] | 354500235500 | 126 | 354500 | 235500
[5 empty] | 355500235500 | 126 | 355500 | 235500
[5 empty] | 356500235500 | 126 | 356500 | 235500
[5 empty] | 357500235500 | 126 | 357500 | 235500
[5 empty] | 358500235500 | 126 | 358500 | 235500
[5 empty] | 359500235500 | 126 | 359500 | 235500
[5 empty] | 360500235500 | 126 | 360500 | 235500
[5 empty] | 361500235500 | 126 | 361500 | 235500
[5 empty] | 362500235500 | 126 | 362500 | 235500
[5 empty] | 363500235500 | 126 | 363500 | 235500
[5 empty] | 364500235500 | 126 | 364500 | 235500
[5 empty] | 365500235500 | 126 | 365500 | 235500
[5 empty] | 366500235500 | 126 | 366500 | 235500
[5 empty] | 369500235500 | 126 | 369500 | 235500
[5 empty] | 370500235500 | 126 | 370500 | 235500
[5 empty] | 371500235500 | 126 | 371500 | 235500
[5 empty] | 372500235500 | 126 | 372500 | 235500
[5 empty] | 373500235500 | 126 | 373500 | 235500
[5 empty] | 374500235500 | 126 | 374500 | 235500
[5 empty] | 326500234500 | 126 | 326500 | 234500
[5 empty] | 327500234500 | 126 | 327500 | 234500
[5 empty] | 328500234500 | 126 | 328500 | 234500
[5 empty] | 329500234500 | 126 | 329500 | 234500
[5 empty] | 330500234500 | 126 | 330500 | 234500
[5 empty] | 331500234500 | 126 | 331500 | 234500
[5 empty] | 332500234500 | 126 | 332500 | 234500
[5 empty] | 333500234500 | 126 | 333500 | 234500
[5 empty] | 334500234500 | 126 | 334500 | 234500
[5 empty] | 335500234500 | 126 | 335500 | 234500
[5 empty] | 336500234500 | 126 | 336500 | 234500
[5 empty] | 337500234500 | 126 | 337500 | 234500
[5 empty] | 338500234500 | 126 | 338500 | 234500
[5 empty] | 339500234500 | 126 | 339500 | 234500
[5 empty] | 340500234500 | 126 | 340500 | 234500
[5 empty] | 341500234500 | 126 | 341500 | 234500
[5 empty] | 342500234500 | 126 | 342500 | 234500
[5 empty] | 343500234500 | 126 | 343500 | 234500
[5 empty] | 344500234500 | 126 | 344500 | 234500
[5 empty] | 345500234500 | 126 | 345500 | 234500
[5 empty] | 346500234500 | 126 | 346500 | 234500
[5 empty] | 347500234500 | 126 | 347500 | 234500
[5 empty] | 348500234500 | 126 | 348500 | 234500
[5 empty] | 349500234500 | 126 | 349500 | 234500
[5 empty] | 350500234500 | 126 | 350500 | 234500
[5 empty] | 351500234500 | 126 | 351500 | 234500
[5 empty] | 352500234500 | 126 | 352500 | 234500
[5 empty] | 353500234500 | 126 | 353500 | 234500
[5 empty] | 354500234500 | 126 | 354500 | 234500
[5 empty] | 355500234500 | 126 | 355500 | 234500
[5 empty] | 356500234500 | 126 | 356500 | 234500
[5 empty] | 357500234500 | 126 | 357500 | 234500
[5 empty] | 358500234500 | 126 | 358500 | 234500
[5 empty] | 359500234500 | 126 | 359500 | 234500
[5 empty] | 360500234500 | 126 | 360500 | 234500
[5 empty] | 361500234500 | 126 | 361500 | 234500
[5 empty] | 362500234500 | 126 | 362500 | 234500
[5 empty] | 363500234500 | 126 | 363500 | 234500
[5 empty] | 364500234500 | 126 | 364500 | 234500
[5 empty] | 365500234500 | 126 | 365500 | 234500
[5 empty] | 370500234500 | 126 | 370500 | 234500
[5 empty] | 371500234500 | 126 | 371500 | 234500
[5 empty] | 372500234500 | 126 | 372500 | 234500
[5 empty] | 326500233500 | 126 | 326500 | 233500
[5 empty] | 327500233500 | 126 | 327500 | 233500
[5 empty] | 328500233500 | 126 | 328500 | 233500
[5 empty] | 329500233500 | 126 | 329500 | 233500
[5 empty] | 330500233500 | 126 | 330500 | 233500
[5 empty] | 331500233500 | 126 | 331500 | 233500
[5 empty] | 332500233500 | 126 | 332500 | 233500
[5 empty] | 333500233500 | 126 | 333500 | 233500
[5 empty] | 334500233500 | 126 | 334500 | 233500
[5 empty] | 335500233500 | 126 | 335500 | 233500
[5 empty] | 336500233500 | 126 | 336500 | 233500
[5 empty] | 337500233500 | 126 | 337500 | 233500
[5 empty] | 338500233500 | 126 | 338500 | 233500
[5 empty] | 339500233500 | 126 | 339500 | 233500
[5 empty] | 340500233500 | 126 | 340500 | 233500
[5 empty] | 341500233500 | 126 | 341500 | 233500
[5 empty] | 342500233500 | 126 | 342500 | 233500
[5 empty] | 343500233500 | 126 | 343500 | 233500
[5 empty] | 344500233500 | 126 | 344500 | 233500
[5 empty] | 345500233500 | 126 | 345500 | 233500
[5 empty] | 346500233500 | 126 | 346500 | 233500
[5 empty] | 347500233500 | 126 | 347500 | 233500
[5 empty] | 348500233500 | 126 | 348500 | 233500
[5 empty] | 349500233500 | 126 | 349500 | 233500
[5 empty] | 350500233500 | 126 | 350500 | 233500
[5 empty] | 351500233500 | 126 | 351500 | 233500
[5 empty] | 352500233500 | 126 | 352500 | 233500
[5 empty] | 353500233500 | 126 | 353500 | 233500
[5 empty] | 354500233500 | 126 | 354500 | 233500
[5 empty] | 355500233500 | 126 | 355500 | 233500
[5 empty] | 356500233500 | 126 | 356500 | 233500
[5 empty] | 357500233500 | 126 | 357500 | 233500
[5 empty] | 358500233500 | 126 | 358500 | 233500
[5 empty] | 359500233500 | 126 | 359500 | 233500
[5 empty] | 360500233500 | 126 | 360500 | 233500
[5 empty] | 361500233500 | 126 | 361500 | 233500
[5 empty] | 362500233500 | 126 | 362500 | 233500
[5 empty] | 363500233500 | 126 | 363500 | 233500
[5 empty] | 364500233500 | 126 | 364500 | 233500
[5 empty] | 365500233500 | 126 | 365500 | 233500
[5 empty] | 366500233500 | 126 | 366500 | 233500
[5 empty] | 370500233500 | 126 | 370500 | 233500
[5 empty] | 371500233500 | 126 | 371500 | 233500
[5 empty] | 372500233500 | 126 | 372500 | 233500
[5 empty] | 327500232500 | 126 | 327500 | 232500
[5 empty] | 328500232500 | 126 | 328500 | 232500
[5 empty] | 329500232500 | 126 | 329500 | 232500
[5 empty] | 330500232500 | 126 | 330500 | 232500
[5 empty] | 331500232500 | 126 | 331500 | 232500
[5 empty] | 332500232500 | 126 | 332500 | 232500
[5 empty] | 333500232500 | 126 | 333500 | 232500
[5 empty] | 334500232500 | 126 | 334500 | 232500
[5 empty] | 335500232500 | 126 | 335500 | 232500
[5 empty] | 336500232500 | 126 | 336500 | 232500
[5 empty] | 337500232500 | 126 | 337500 | 232500
[5 empty] | 338500232500 | 126 | 338500 | 232500
[5 empty] | 339500232500 | 126 | 339500 | 232500
[5 empty] | 340500232500 | 126 | 340500 | 232500
[5 empty] | 341500232500 | 126 | 341500 | 232500
[5 empty] | 342500232500 | 126 | 342500 | 232500
[5 empty] | 343500232500 | 126 | 343500 | 232500
[5 empty] | 344500232500 | 126 | 344500 | 232500
[5 empty] | 345500232500 | 126 | 345500 | 232500
[5 empty] | 346500232500 | 126 | 346500 | 232500
[5 empty] | 347500232500 | 126 | 347500 | 232500
[5 empty] | 348500232500 | 126 | 348500 | 232500
[5 empty] | 349500232500 | 126 | 349500 | 232500
[5 empty] | 350500232500 | 126 | 350500 | 232500
[5 empty] | 351500232500 | 126 | 351500 | 232500
[5 empty] | 352500232500 | 126 | 352500 | 232500
[5 empty] | 353500232500 | 126 | 353500 | 232500
[5 empty] | 354500232500 | 126 | 354500 | 232500
[5 empty] | 355500232500 | 126 | 355500 | 232500
[5 empty] | 356500232500 | 126 | 356500 | 232500
[5 empty] | 357500232500 | 126 | 357500 | 232500
[5 empty] | 358500232500 | 126 | 358500 | 232500
[5 empty] | 359500232500 | 126 | 359500 | 232500
[5 empty] | 360500232500 | 126 | 360500 | 232500
[5 empty] | 361500232500 | 126 | 361500 | 232500
[5 empty] | 362500232500 | 126 | 362500 | 232500
[5 empty] | 363500232500 | 126 | 363500 | 232500
[5 empty] | 364500232500 | 126 | 364500 | 232500
[5 empty] | 365500232500 | 126 | 365500 | 232500
[5 empty] | 366500232500 | 126 | 366500 | 232500
[5 empty] | 327500231500 | 126 | 327500 | 231500
[5 empty] | 328500231500 | 126 | 328500 | 231500
[5 empty] | 329500231500 | 126 | 329500 | 231500
[5 empty] | 330500231500 | 126 | 330500 | 231500
[5 empty] | 331500231500 | 126 | 331500 | 231500
[5 empty] | 332500231500 | 126 | 332500 | 231500
[5 empty] | 333500231500 | 126 | 333500 | 231500
[5 empty] | 334500231500 | 126 | 334500 | 231500
[5 empty] | 335500231500 | 126 | 335500 | 231500
[5 empty] | 336500231500 | 126 | 336500 | 231500
[5 empty] | 337500231500 | 126 | 337500 | 231500
[5 empty] | 338500231500 | 126 | 338500 | 231500
[5 empty] | 339500231500 | 126 | 339500 | 231500
[5 empty] | 340500231500 | 126 | 340500 | 231500
[5 empty] | 341500231500 | 126 | 341500 | 231500
[5 empty] | 342500231500 | 126 | 342500 | 231500
[5 empty] | 343500231500 | 126 | 343500 | 231500
[5 empty] | 344500231500 | 126 | 344500 | 231500
[5 empty] | 345500231500 | 126 | 345500 | 231500
[5 empty] | 346500231500 | 126 | 346500 | 231500
[5 empty] | 347500231500 | 126 | 347500 | 231500
[5 empty] | 348500231500 | 126 | 348500 | 231500
[5 empty] | 349500231500 | 126 | 349500 | 231500
[5 empty] | 350500231500 | 126 | 350500 | 231500
[5 empty] | 351500231500 | 126 | 351500 | 231500
[5 empty] | 352500231500 | 126 | 352500 | 231500
[5 empty] | 353500231500 | 126 | 353500 | 231500
[5 empty] | 354500231500 | 126 | 354500 | 231500
[5 empty] | 355500231500 | 126 | 355500 | 231500
[5 empty] | 356500231500 | 126 | 356500 | 231500
[5 empty] | 357500231500 | 126 | 357500 | 231500
[5 empty] | 358500231500 | 126 | 358500 | 231500
[5 empty] | 359500231500 | 126 | 359500 | 231500
[5 empty] | 360500231500 | 126 | 360500 | 231500
[5 empty] | 361500231500 | 126 | 361500 | 231500
[5 empty] | 362500231500 | 126 | 362500 | 231500
[5 empty] | 363500231500 | 126 | 363500 | 231500
[5 empty] | 364500231500 | 126 | 364500 | 231500
[5 empty] | 365500231500 | 126 | 365500 | 231500
[5 empty] | 328500230500 | 126 | 328500 | 230500
[5 empty] | 329500230500 | 126 | 329500 | 230500
[5 empty] | 330500230500 | 126 | 330500 | 230500
[5 empty] | 331500230500 | 126 | 331500 | 230500
[5 empty] | 332500230500 | 126 | 332500 | 230500
[5 empty] | 333500230500 | 126 | 333500 | 230500
[5 empty] | 334500230500 | 126 | 334500 | 230500
[5 empty] | 335500230500 | 126 | 335500 | 230500
[5 empty] | 336500230500 | 126 | 336500 | 230500
[5 empty] | 337500230500 | 126 | 337500 | 230500
[5 empty] | 338500230500 | 126 | 338500 | 230500
[5 empty] | 339500230500 | 126 | 339500 | 230500
[5 empty] | 340500230500 | 126 | 340500 | 230500
[5 empty] | 341500230500 | 126 | 341500 | 230500
[5 empty] | 342500230500 | 126 | 342500 | 230500
[5 empty] | 343500230500 | 126 | 343500 | 230500
[5 empty] | 344500230500 | 126 | 344500 | 230500
[5 empty] | 345500230500 | 126 | 345500 | 230500
[5 empty] | 346500230500 | 126 | 346500 | 230500
[5 empty] | 347500230500 | 126 | 347500 | 230500
[5 empty] | 348500230500 | 126 | 348500 | 230500
[5 empty] | 349500230500 | 126 | 349500 | 230500
[5 empty] | 350500230500 | 126 | 350500 | 230500
[5 empty] | 351500230500 | 126 | 351500 | 230500
[5 empty] | 352500230500 | 126 | 352500 | 230500
[5 empty] | 353500230500 | 126 | 353500 | 230500
[5 empty] | 354500230500 | 126 | 354500 | 230500
[5 empty] | 355500230500 | 126 | 355500 | 230500
[5 empty] | 356500230500 | 126 | 356500 | 230500
[5 empty] | 357500230500 | 126 | 357500 | 230500
[5 empty] | 358500230500 | 126 | 358500 | 230500
[5 empty] | 359500230500 | 126 | 359500 | 230500
[5 empty] | 360500230500 | 126 | 360500 | 230500
[5 empty] | 361500230500 | 126 | 361500 | 230500
[5 empty] | 362500230500 | 126 | 362500 | 230500
[5 empty] | 363500230500 | 126 | 363500 | 230500
[5 empty] | 364500230500 | 126 | 364500 | 230500
[5 empty] | 365500230500 | 126 | 365500 | 230500
[5 empty] | 329500229500 | 126 | 329500 | 229500
[5 empty] | 330500229500 | 126 | 330500 | 229500
[5 empty] | 331500229500 | 126 | 331500 | 229500
[5 empty] | 332500229500 | 126 | 332500 | 229500
[5 empty] | 333500229500 | 126 | 333500 | 229500
[5 empty] | 334500229500 | 126 | 334500 | 229500
[5 empty] | 335500229500 | 126 | 335500 | 229500
[5 empty] | 336500229500 | 126 | 336500 | 229500
[5 empty] | 337500229500 | 126 | 337500 | 229500
[5 empty] | 338500229500 | 126 | 338500 | 229500
[5 empty] | 339500229500 | 126 | 339500 | 229500
[5 empty] | 340500229500 | 126 | 340500 | 229500
[5 empty] | 341500229500 | 126 | 341500 | 229500
[5 empty] | 342500229500 | 126 | 342500 | 229500
[5 empty] | 343500229500 | 126 | 343500 | 229500
[5 empty] | 344500229500 | 126 | 344500 | 229500
[5 empty] | 345500229500 | 126 | 345500 | 229500
[5 empty] | 346500229500 | 126 | 346500 | 229500
[5 empty] | 347500229500 | 126 | 347500 | 229500
[5 empty] | 348500229500 | 126 | 348500 | 229500
[5 empty] | 349500229500 | 126 | 349500 | 229500
[5 empty] | 350500229500 | 126 | 350500 | 229500
[5 empty] | 351500229500 | 126 | 351500 | 229500
[5 empty] | 352500229500 | 126 | 352500 | 229500
[5 empty] | 353500229500 | 126 | 353500 | 229500
[5 empty] | 354500229500 | 126 | 354500 | 229500
[5 empty] | 355500229500 | 126 | 355500 | 229500
[5 empty] | 356500229500 | 126 | 356500 | 229500
[5 empty] | 357500229500 | 126 | 357500 | 229500
[5 empty] | 358500229500 | 126 | 358500 | 229500
[5 empty] | 359500229500 | 126 | 359500 | 229500
[5 empty] | 360500229500 | 126 | 360500 | 229500
[5 empty] | 361500229500 | 126 | 361500 | 229500
[5 empty] | 362500229500 | 126 | 362500 | 229500
[5 empty] | 363500229500 | 126 | 363500 | 229500
[5 empty] | 364500229500 | 126 | 364500 | 229500
[5 empty] | 365500229500 | 126 | 365500 | 229500
[5 empty] | 330500228500 | 126 | 330500 | 228500
[5 empty] | 331500228500 | 126 | 331500 | 228500
[5 empty] | 332500228500 | 126 | 332500 | 228500
[5 empty] | 333500228500 | 126 | 333500 | 228500
[5 empty] | 334500228500 | 126 | 334500 | 228500
[5 empty] | 335500228500 | 126 | 335500 | 228500
[5 empty] | 336500228500 | 126 | 336500 | 228500
[5 empty] | 337500228500 | 126 | 337500 | 228500
[5 empty] | 338500228500 | 126 | 338500 | 228500
[5 empty] | 339500228500 | 126 | 339500 | 228500
[5 empty] | 340500228500 | 126 | 340500 | 228500
[5 empty] | 341500228500 | 126 | 341500 | 228500
[5 empty] | 342500228500 | 126 | 342500 | 228500
[5 empty] | 343500228500 | 126 | 343500 | 228500
[5 empty] | 344500228500 | 126 | 344500 | 228500
[5 empty] | 345500228500 | 126 | 345500 | 228500
[5 empty] | 346500228500 | 126 | 346500 | 228500
[5 empty] | 347500228500 | 126 | 347500 | 228500
[5 empty] | 348500228500 | 126 | 348500 | 228500
[5 empty] | 349500228500 | 126 | 349500 | 228500
[5 empty] | 350500228500 | 126 | 350500 | 228500
[5 empty] | 351500228500 | 126 | 351500 | 228500
[5 empty] | 352500228500 | 126 | 352500 | 228500
[5 empty] | 353500228500 | 126 | 353500 | 228500
[5 empty] | 354500228500 | 126 | 354500 | 228500
[5 empty] | 355500228500 | 126 | 355500 | 228500
[5 empty] | 356500228500 | 126 | 356500 | 228500
[5 empty] | 357500228500 | 126 | 357500 | 228500
[5 empty] | 358500228500 | 126 | 358500 | 228500
[5 empty] | 359500228500 | 126 | 359500 | 228500
[5 empty] | 360500228500 | 126 | 360500 | 228500
[5 empty] | 361500228500 | 126 | 361500 | 228500
[5 empty] | 362500228500 | 126 | 362500 | 228500
[5 empty] | 363500228500 | 126 | 363500 | 228500
[5 empty] | 364500228500 | 126 | 364500 | 228500
[5 empty] | 365500228500 | 126 | 365500 | 228500
[5 empty] | 366500228500 | 126 | 366500 | 228500
[5 empty] | 367500228500 | 126 | 367500 | 228500
[5 empty] | 331500227500 | 126 | 331500 | 227500
[5 empty] | 332500227500 | 126 | 332500 | 227500
[5 empty] | 333500227500 | 126 | 333500 | 227500
[5 empty] | 334500227500 | 126 | 334500 | 227500
[5 empty] | 335500227500 | 126 | 335500 | 227500
[5 empty] | 336500227500 | 126 | 336500 | 227500
[5 empty] | 337500227500 | 126 | 337500 | 227500
[5 empty] | 338500227500 | 126 | 338500 | 227500
[5 empty] | 339500227500 | 126 | 339500 | 227500
[5 empty] | 340500227500 | 126 | 340500 | 227500
[5 empty] | 341500227500 | 126 | 341500 | 227500
[5 empty] | 342500227500 | 126 | 342500 | 227500
[5 empty] | 343500227500 | 126 | 343500 | 227500
[5 empty] | 344500227500 | 126 | 344500 | 227500
[5 empty] | 345500227500 | 126 | 345500 | 227500
[5 empty] | 346500227500 | 126 | 346500 | 227500
[5 empty] | 347500227500 | 126 | 347500 | 227500
[5 empty] | 348500227500 | 126 | 348500 | 227500
[5 empty] | 349500227500 | 126 | 349500 | 227500
[5 empty] | 350500227500 | 126 | 350500 | 227500
[5 empty] | 351500227500 | 126 | 351500 | 227500
[5 empty] | 352500227500 | 126 | 352500 | 227500
[5 empty] | 353500227500 | 126 | 353500 | 227500
[5 empty] | 354500227500 | 126 | 354500 | 227500
[5 empty] | 355500227500 | 126 | 355500 | 227500
[5 empty] | 356500227500 | 126 | 356500 | 227500
[5 empty] | 357500227500 | 126 | 357500 | 227500
[5 empty] | 358500227500 | 126 | 358500 | 227500
[5 empty] | 359500227500 | 126 | 359500 | 227500
[5 empty] | 360500227500 | 126 | 360500 | 227500
[5 empty] | 361500227500 | 126 | 361500 | 227500
[5 empty] | 362500227500 | 126 | 362500 | 227500
[5 empty] | 363500227500 | 126 | 363500 | 227500
[5 empty] | 364500227500 | 126 | 364500 | 227500
[5 empty] | 365500227500 | 126 | 365500 | 227500
[5 empty] | 366500227500 | 126 | 366500 | 227500
[5 empty] | 367500227500 | 126 | 367500 | 227500
[5 empty] | 331500226500 | 126 | 331500 | 226500
[5 empty] | 332500226500 | 126 | 332500 | 226500
[5 empty] | 333500226500 | 126 | 333500 | 226500
[5 empty] | 334500226500 | 126 | 334500 | 226500
[5 empty] | 335500226500 | 126 | 335500 | 226500
[5 empty] | 336500226500 | 126 | 336500 | 226500
[5 empty] | 337500226500 | 126 | 337500 | 226500
[5 empty] | 338500226500 | 126 | 338500 | 226500
[5 empty] | 340500226500 | 126 | 340500 | 226500
[5 empty] | 341500226500 | 126 | 341500 | 226500
[5 empty] | 342500226500 | 126 | 342500 | 226500
[5 empty] | 343500226500 | 126 | 343500 | 226500
[5 empty] | 344500226500 | 126 | 344500 | 226500
[5 empty] | 345500226500 | 126 | 345500 | 226500
[5 empty] | 346500226500 | 126 | 346500 | 226500
[5 empty] | 347500226500 | 126 | 347500 | 226500
[5 empty] | 348500226500 | 126 | 348500 | 226500
[5 empty] | 349500226500 | 126 | 349500 | 226500
[5 empty] | 350500226500 | 126 | 350500 | 226500
[5 empty] | 351500226500 | 126 | 351500 | 226500
[5 empty] | 352500226500 | 126 | 352500 | 226500
[5 empty] | 353500226500 | 126 | 353500 | 226500
[5 empty] | 354500226500 | 126 | 354500 | 226500
[5 empty] | 355500226500 | 126 | 355500 | 226500
[5 empty] | 356500226500 | 126 | 356500 | 226500
[5 empty] | 357500226500 | 126 | 357500 | 226500
[5 empty] | 358500226500 | 126 | 358500 | 226500
[5 empty] | 359500226500 | 126 | 359500 | 226500
[5 empty] | 360500226500 | 126 | 360500 | 226500
[5 empty] | 361500226500 | 126 | 361500 | 226500
[5 empty] | 362500226500 | 126 | 362500 | 226500
[5 empty] | 363500226500 | 126 | 363500 | 226500
[5 empty] | 364500226500 | 126 | 364500 | 226500
[5 empty] | 365500226500 | 126 | 365500 | 226500
[5 empty] | 366500226500 | 126 | 366500 | 226500
[5 empty] | 367500226500 | 126 | 367500 | 226500
[5 empty] | 333500225500 | 126 | 333500 | 225500
[5 empty] | 334500225500 | 126 | 334500 | 225500
[5 empty] | 335500225500 | 126 | 335500 | 225500
[5 empty] | 336500225500 | 126 | 336500 | 225500
[5 empty] | 337500225500 | 126 | 337500 | 225500
[5 empty] | 341500225500 | 126 | 341500 | 225500
[5 empty] | 342500225500 | 126 | 342500 | 225500
[5 empty] | 343500225500 | 126 | 343500 | 225500
[5 empty] | 344500225500 | 126 | 344500 | 225500
[5 empty] | 345500225500 | 126 | 345500 | 225500
[5 empty] | 346500225500 | 126 | 346500 | 225500
[5 empty] | 347500225500 | 126 | 347500 | 225500
[5 empty] | 348500225500 | 126 | 348500 | 225500
[5 empty] | 349500225500 | 126 | 349500 | 225500
[5 empty] | 350500225500 | 126 | 350500 | 225500
[5 empty] | 351500225500 | 126 | 351500 | 225500
[5 empty] | 352500225500 | 126 | 352500 | 225500
[5 empty] | 353500225500 | 126 | 353500 | 225500
[5 empty] | 354500225500 | 126 | 354500 | 225500
[5 empty] | 355500225500 | 126 | 355500 | 225500
[5 empty] | 356500225500 | 126 | 356500 | 225500
[5 empty] | 357500225500 | 126 | 357500 | 225500
[5 empty] | 358500225500 | 126 | 358500 | 225500
[5 empty] | 359500225500 | 126 | 359500 | 225500
[5 empty] | 360500225500 | 126 | 360500 | 225500
[5 empty] | 361500225500 | 126 | 361500 | 225500
[5 empty] | 362500225500 | 126 | 362500 | 225500
[5 empty] | 363500225500 | 126 | 363500 | 225500
[5 empty] | 364500225500 | 126 | 364500 | 225500
[5 empty] | 365500225500 | 126 | 365500 | 225500
[5 empty] | 366500225500 | 126 | 366500 | 225500
[5 empty] | 367500225500 | 126 | 367500 | 225500
[5 empty] | 333500224500 | 126 | 333500 | 224500
[5 empty] | 334500224500 | 126 | 334500 | 224500
[5 empty] | 335500224500 | 126 | 335500 | 224500
[5 empty] | 342500224500 | 126 | 342500 | 224500
[5 empty] | 343500224500 | 126 | 343500 | 224500
[5 empty] | 344500224500 | 126 | 344500 | 224500
[5 empty] | 345500224500 | 126 | 345500 | 224500
[5 empty] | 346500224500 | 126 | 346500 | 224500
[5 empty] | 347500224500 | 126 | 347500 | 224500
[5 empty] | 348500224500 | 126 | 348500 | 224500
[5 empty] | 349500224500 | 126 | 349500 | 224500
[5 empty] | 350500224500 | 126 | 350500 | 224500
[5 empty] | 351500224500 | 126 | 351500 | 224500
[5 empty] | 352500224500 | 126 | 352500 | 224500
[5 empty] | 353500224500 | 126 | 353500 | 224500
[5 empty] | 354500224500 | 126 | 354500 | 224500
[5 empty] | 355500224500 | 126 | 355500 | 224500
[5 empty] | 356500224500 | 126 | 356500 | 224500
[5 empty] | 357500224500 | 126 | 357500 | 224500
[5 empty] | 358500224500 | 126 | 358500 | 224500
[5 empty] | 359500224500 | 126 | 359500 | 224500
[5 empty] | 360500224500 | 126 | 360500 | 224500
[5 empty] | 361500224500 | 126 | 361500 | 224500
[5 empty] | 362500224500 | 126 | 362500 | 224500
[5 empty] | 363500224500 | 126 | 363500 | 224500
[5 empty] | 364500224500 | 126 | 364500 | 224500
[5 empty] | 365500224500 | 126 | 365500 | 224500
[5 empty] | 366500224500 | 126 | 366500 | 224500
[5 empty] | 367500224500 | 126 | 367500 | 224500
[5 empty] | 368500224500 | 126 | 368500 | 224500
[5 empty] | 333500223500 | 126 | 333500 | 223500
[5 empty] | 343500223500 | 126 | 343500 | 223500
[5 empty] | 344500223500 | 126 | 344500 | 223500
[5 empty] | 345500223500 | 126 | 345500 | 223500
[5 empty] | 346500223500 | 126 | 346500 | 223500
[5 empty] | 347500223500 | 126 | 347500 | 223500
[5 empty] | 348500223500 | 126 | 348500 | 223500
[5 empty] | 349500223500 | 126 | 349500 | 223500
[5 empty] | 350500223500 | 126 | 350500 | 223500
[5 empty] | 351500223500 | 126 | 351500 | 223500
[5 empty] | 352500223500 | 126 | 352500 | 223500
[5 empty] | 353500223500 | 126 | 353500 | 223500
[5 empty] | 354500223500 | 126 | 354500 | 223500
[5 empty] | 355500223500 | 126 | 355500 | 223500
[5 empty] | 356500223500 | 126 | 356500 | 223500
[5 empty] | 357500223500 | 126 | 357500 | 223500
[5 empty] | 358500223500 | 126 | 358500 | 223500
[5 empty] | 359500223500 | 126 | 359500 | 223500
[5 empty] | 360500223500 | 126 | 360500 | 223500
[5 empty] | 361500223500 | 126 | 361500 | 223500
[5 empty] | 362500223500 | 126 | 362500 | 223500
[5 empty] | 363500223500 | 126 | 363500 | 223500
[5 empty] | 364500223500 | 126 | 364500 | 223500
[5 empty] | 365500223500 | 126 | 365500 | 223500
[5 empty] | 366500223500 | 126 | 366500 | 223500
[5 empty] | 367500223500 | 126 | 367500 | 223500
[5 empty] | 368500223500 | 126 | 368500 | 223500
[5 empty] | 369500223500 | 126 | 369500 | 223500
[5 empty] | 344500222500 | 126 | 344500 | 222500
[5 empty] | 345500222500 | 126 | 345500 | 222500
[5 empty] | 346500222500 | 126 | 346500 | 222500
[5 empty] | 347500222500 | 126 | 347500 | 222500
[5 empty] | 348500222500 | 126 | 348500 | 222500
[5 empty] | 349500222500 | 126 | 349500 | 222500
[5 empty] | 350500222500 | 126 | 350500 | 222500
[5 empty] | 351500222500 | 126 | 351500 | 222500
[5 empty] | 352500222500 | 126 | 352500 | 222500
[5 empty] | 353500222500 | 126 | 353500 | 222500
[5 empty] | 354500222500 | 126 | 354500 | 222500
[5 empty] | 355500222500 | 126 | 355500 | 222500
[5 empty] | 356500222500 | 126 | 356500 | 222500
[5 empty] | 357500222500 | 126 | 357500 | 222500
[5 empty] | 358500222500 | 126 | 358500 | 222500
[5 empty] | 359500222500 | 126 | 359500 | 222500
[5 empty] | 360500222500 | 126 | 360500 | 222500
[5 empty] | 361500222500 | 126 | 361500 | 222500
[5 empty] | 362500222500 | 126 | 362500 | 222500
[5 empty] | 363500222500 | 126 | 363500 | 222500
[5 empty] | 364500222500 | 126 | 364500 | 222500
[5 empty] | 365500222500 | 126 | 365500 | 222500
[5 empty] | 366500222500 | 126 | 366500 | 222500
[5 empty] | 367500222500 | 126 | 367500 | 222500
[5 empty] | 368500222500 | 126 | 368500 | 222500
[5 empty] | 369500222500 | 126 | 369500 | 222500
[5 empty] | 345500221500 | 126 | 345500 | 221500
[5 empty] | 346500221500 | 126 | 346500 | 221500
[5 empty] | 347500221500 | 126 | 347500 | 221500
[5 empty] | 348500221500 | 126 | 348500 | 221500
[5 empty] | 349500221500 | 126 | 349500 | 221500
[5 empty] | 350500221500 | 126 | 350500 | 221500
[5 empty] | 351500221500 | 126 | 351500 | 221500
[5 empty] | 352500221500 | 126 | 352500 | 221500
[5 empty] | 353500221500 | 126 | 353500 | 221500
[5 empty] | 354500221500 | 126 | 354500 | 221500
[5 empty] | 355500221500 | 126 | 355500 | 221500
[5 empty] | 356500221500 | 126 | 356500 | 221500
[5 empty] | 357500221500 | 126 | 357500 | 221500
[5 empty] | 358500221500 | 126 | 358500 | 221500
[5 empty] | 359500221500 | 126 | 359500 | 221500
[5 empty] | 360500221500 | 126 | 360500 | 221500
[5 empty] | 361500221500 | 126 | 361500 | 221500
[5 empty] | 362500221500 | 126 | 362500 | 221500
[5 empty] | 363500221500 | 126 | 363500 | 221500
[5 empty] | 364500221500 | 126 | 364500 | 221500
[5 empty] | 365500221500 | 126 | 365500 | 221500
[5 empty] | 366500221500 | 126 | 366500 | 221500
[5 empty] | 367500221500 | 126 | 367500 | 221500
[5 empty] | 347500220500 | 126 | 347500 | 220500
[5 empty] | 348500220500 | 126 | 348500 | 220500
[5 empty] | 349500220500 | 126 | 349500 | 220500
[5 empty] | 350500220500 | 126 | 350500 | 220500
[5 empty] | 351500220500 | 126 | 351500 | 220500
[5 empty] | 352500220500 | 126 | 352500 | 220500
[5 empty] | 353500220500 | 126 | 353500 | 220500
[5 empty] | 354500220500 | 126 | 354500 | 220500
[5 empty] | 355500220500 | 126 | 355500 | 220500
[5 empty] | 356500220500 | 126 | 356500 | 220500
[5 empty] | 357500220500 | 126 | 357500 | 220500
[5 empty] | 358500220500 | 126 | 358500 | 220500
[5 empty] | 359500220500 | 126 | 359500 | 220500
[5 empty] | 360500220500 | 126 | 360500 | 220500
[5 empty] | 361500220500 | 126 | 361500 | 220500
[5 empty] | 362500220500 | 126 | 362500 | 220500
[5 empty] | 363500220500 | 126 | 363500 | 220500
[5 empty] | 364500220500 | 126 | 364500 | 220500
[5 empty] | 347500219500 | 126 | 347500 | 219500
[5 empty] | 348500219500 | 126 | 348500 | 219500
[5 empty] | 349500219500 | 126 | 349500 | 219500
[5 empty] | 350500219500 | 126 | 350500 | 219500
[5 empty] | 351500219500 | 126 | 351500 | 219500
[5 empty] | 352500219500 | 126 | 352500 | 219500
[5 empty] | 353500219500 | 126 | 353500 | 219500
[5 empty] | 354500219500 | 126 | 354500 | 219500
[5 empty] | 355500219500 | 126 | 355500 | 219500
[5 empty] | 356500219500 | 126 | 356500 | 219500
[5 empty] | 357500219500 | 126 | 357500 | 219500
[5 empty] | 358500219500 | 126 | 358500 | 219500
[5 empty] | 359500219500 | 126 | 359500 | 219500
[5 empty] | 360500219500 | 126 | 360500 | 219500
[5 empty] | 361500219500 | 126 | 361500 | 219500
[5 empty] | 362500219500 | 126 | 362500 | 219500
[5 empty] | 363500219500 | 126 | 363500 | 219500
[5 empty] | 347500218500 | 126 | 347500 | 218500
[5 empty] | 348500218500 | 126 | 348500 | 218500
[5 empty] | 349500218500 | 126 | 349500 | 218500
[5 empty] | 350500218500 | 126 | 350500 | 218500
[5 empty] | 351500218500 | 126 | 351500 | 218500
[5 empty] | 352500218500 | 126 | 352500 | 218500
[5 empty] | 353500218500 | 126 | 353500 | 218500
[5 empty] | 354500218500 | 126 | 354500 | 218500
[5 empty] | 355500218500 | 126 | 355500 | 218500
[5 empty] | 356500218500 | 126 | 356500 | 218500
[5 empty] | 357500218500 | 126 | 357500 | 218500
[5 empty] | 358500218500 | 126 | 358500 | 218500
[5 empty] | 359500218500 | 126 | 359500 | 218500
[5 empty] | 360500218500 | 126 | 360500 | 218500
[5 empty] | 361500218500 | 126 | 361500 | 218500
[5 empty] | 362500218500 | 126 | 362500 | 218500
[5 empty] | 363500218500 | 126 | 363500 | 218500
[5 empty] | 348500217500 | 126 | 348500 | 217500
[5 empty] | 349500217500 | 126 | 349500 | 217500
[5 empty] | 350500217500 | 126 | 350500 | 217500
[5 empty] | 351500217500 | 126 | 351500 | 217500
[5 empty] | 352500217500 | 126 | 352500 | 217500
[5 empty] | 353500217500 | 126 | 353500 | 217500
[5 empty] | 354500217500 | 126 | 354500 | 217500
[5 empty] | 355500217500 | 126 | 355500 | 217500
[5 empty] | 356500217500 | 126 | 356500 | 217500
[5 empty] | 357500217500 | 126 | 357500 | 217500
[5 empty] | 358500217500 | 126 | 358500 | 217500
[5 empty] | 359500217500 | 126 | 359500 | 217500
[5 empty] | 348500216500 | 126 | 348500 | 216500
[5 empty] | 349500216500 | 126 | 349500 | 216500
[5 empty] | 350500216500 | 126 | 350500 | 216500
[5 empty] | 351500216500 | 126 | 351500 | 216500
[5 empty] | 352500216500 | 126 | 352500 | 216500
[5 empty] | 353500216500 | 126 | 353500 | 216500
[5 empty] | 354500216500 | 126 | 354500 | 216500
[5 empty] | 355500216500 | 126 | 355500 | 216500
[5 empty] | 356500216500 | 126 | 356500 | 216500
[5 empty] | 357500216500 | 126 | 357500 | 216500
[5 empty] | 354500215500 | 126 | 354500 | 215500
[5 empty] | 355500215500 | 126 | 355500 | 215500
[5 empty] | 519500205500 | 127 | 519500 | 205500
[5 empty] | 518500204500 | 127 | 518500 | 204500
[5 empty] | 519500204500 | 127 | 519500 | 204500
[5 empty] | 520500204500 | 127 | 520500 | 204500
[5 empty] | 519500203500 | 127 | 519500 | 203500
[5 empty] | 520500203500 | 127 | 520500 | 203500
[5 empty] | 518500202500 | 127 | 518500 | 202500
[5 empty] | 519500202500 | 127 | 519500 | 202500
[5 empty] | 520500202500 | 127 | 520500 | 202500
[5 empty] | 521500202500 | 127 | 521500 | 202500
[5 empty] | 522500202500 | 127 | 522500 | 202500
[5 empty] | 523500202500 | 127 | 523500 | 202500
[5 empty] | 524500202500 | 127 | 524500 | 202500
[5 empty] | 517500201500 | 127 | 517500 | 201500
[5 empty] | 518500201500 | 127 | 518500 | 201500
[5 empty] | 519500201500 | 127 | 519500 | 201500
[5 empty] | 520500201500 | 127 | 520500 | 201500
[5 empty] | 521500201500 | 127 | 521500 | 201500
[5 empty] | 522500201500 | 127 | 522500 | 201500
[5 empty] | 523500201500 | 127 | 523500 | 201500
[5 empty] | 524500201500 | 127 | 524500 | 201500
[5 empty] | 525500201500 | 127 | 525500 | 201500
[5 empty] | 526500201500 | 127 | 526500 | 201500
[5 empty] | 514500200500 | 127 | 514500 | 200500
[5 empty] | 515500200500 | 127 | 515500 | 200500
[5 empty] | 516500200500 | 127 | 516500 | 200500
[5 empty] | 517500200500 | 127 | 517500 | 200500
[5 empty] | 518500200500 | 127 | 518500 | 200500
[5 empty] | 519500200500 | 127 | 519500 | 200500
[5 empty] | 520500200500 | 127 | 520500 | 200500
[5 empty] | 521500200500 | 127 | 521500 | 200500
[5 empty] | 522500200500 | 127 | 522500 | 200500
[5 empty] | 523500200500 | 127 | 523500 | 200500
[5 empty] | 524500200500 | 127 | 524500 | 200500
[5 empty] | 525500200500 | 127 | 525500 | 200500
[5 empty] | 526500200500 | 127 | 526500 | 200500
[5 empty] | 513500199500 | 127 | 513500 | 199500
[5 empty] | 514500199500 | 127 | 514500 | 199500
[5 empty] | 515500199500 | 127 | 515500 | 199500
[5 empty] | 516500199500 | 127 | 516500 | 199500
[5 empty] | 517500199500 | 127 | 517500 | 199500
[5 empty] | 518500199500 | 127 | 518500 | 199500
[5 empty] | 519500199500 | 127 | 519500 | 199500
[5 empty] | 520500199500 | 127 | 520500 | 199500
[5 empty] | 521500199500 | 127 | 521500 | 199500
[5 empty] | 522500199500 | 127 | 522500 | 199500
[5 empty] | 523500199500 | 127 | 523500 | 199500
[5 empty] | 524500199500 | 127 | 524500 | 199500
[5 empty] | 525500199500 | 127 | 525500 | 199500
[5 empty] | 526500199500 | 127 | 526500 | 199500
[5 empty] | 512500198500 | 127 | 512500 | 198500
[5 empty] | 513500198500 | 127 | 513500 | 198500
[5 empty] | 514500198500 | 127 | 514500 | 198500
[5 empty] | 515500198500 | 127 | 515500 | 198500
[5 empty] | 516500198500 | 127 | 516500 | 198500
[5 empty] | 517500198500 | 127 | 517500 | 198500
[5 empty] | 518500198500 | 127 | 518500 | 198500
[5 empty] | 519500198500 | 127 | 519500 | 198500
[5 empty] | 520500198500 | 127 | 520500 | 198500
[5 empty] | 521500198500 | 127 | 521500 | 198500
[5 empty] | 522500198500 | 127 | 522500 | 198500
[5 empty] | 523500198500 | 127 | 523500 | 198500
[5 empty] | 524500198500 | 127 | 524500 | 198500
[5 empty] | 525500198500 | 127 | 525500 | 198500
[5 empty] | 512500197500 | 127 | 512500 | 197500
[5 empty] | 513500197500 | 127 | 513500 | 197500
[5 empty] | 514500197500 | 127 | 514500 | 197500
[5 empty] | 515500197500 | 127 | 515500 | 197500
[5 empty] | 516500197500 | 127 | 516500 | 197500
[5 empty] | 517500197500 | 127 | 517500 | 197500
[5 empty] | 518500197500 | 127 | 518500 | 197500
[5 empty] | 519500197500 | 127 | 519500 | 197500
[5 empty] | 520500197500 | 127 | 520500 | 197500
[5 empty] | 521500197500 | 127 | 521500 | 197500
[5 empty] | 522500197500 | 127 | 522500 | 197500
[5 empty] | 523500197500 | 127 | 523500 | 197500
[5 empty] | 512500196500 | 127 | 512500 | 196500
[5 empty] | 513500196500 | 127 | 513500 | 196500
[5 empty] | 514500196500 | 127 | 514500 | 196500
[5 empty] | 515500196500 | 127 | 515500 | 196500
[5 empty] | 516500196500 | 127 | 516500 | 196500
[5 empty] | 517500196500 | 127 | 517500 | 196500
[5 empty] | 518500196500 | 127 | 518500 | 196500
[5 empty] | 519500196500 | 127 | 519500 | 196500
[5 empty] | 520500196500 | 127 | 520500 | 196500
[5 empty] | 512500195500 | 127 | 512500 | 195500
[5 empty] | 513500195500 | 127 | 513500 | 195500
[5 empty] | 514500195500 | 127 | 514500 | 195500
[5 empty] | 515500195500 | 127 | 515500 | 195500
[5 empty] | 516500195500 | 127 | 516500 | 195500
[5 empty] | 517500195500 | 127 | 517500 | 195500
[5 empty] | 518500195500 | 127 | 518500 | 195500
[5 empty] | 519500195500 | 127 | 519500 | 195500
[5 empty] | 520500195500 | 127 | 520500 | 195500
[5 empty] | 512500194500 | 127 | 512500 | 194500
[5 empty] | 513500194500 | 127 | 513500 | 194500
[5 empty] | 514500194500 | 127 | 514500 | 194500
[5 empty] | 515500194500 | 127 | 515500 | 194500
[5 empty] | 517500194500 | 127 | 517500 | 194500
[5 empty] | 518500194500 | 127 | 518500 | 194500
[5 empty] | 513500193500 | 127 | 513500 | 193500
[5 empty] | 514500193500 | 127 | 514500 | 193500
[5 empty] | 406500404500 | 128 | 406500 | 404500
[5 empty] | 408500404500 | 128 | 408500 | 404500
[5 empty] | 405500403500 | 128 | 405500 | 403500
[5 empty] | 406500403500 | 128 | 406500 | 403500
[5 empty] | 407500403500 | 128 | 407500 | 403500
[5 empty] | 408500403500 | 128 | 408500 | 403500
[5 empty] | 409500403500 | 128 | 409500 | 403500
[5 empty] | 405500402500 | 128 | 405500 | 402500
[5 empty] | 406500402500 | 128 | 406500 | 402500
[5 empty] | 407500402500 | 128 | 407500 | 402500
[5 empty] | 408500402500 | 128 | 408500 | 402500
[5 empty] | 409500402500 | 128 | 409500 | 402500
[5 empty] | 410500402500 | 128 | 410500 | 402500
[5 empty] | 411500402500 | 128 | 411500 | 402500
[5 empty] | 405500401500 | 128 | 405500 | 401500
[5 empty] | 406500401500 | 128 | 406500 | 401500
[5 empty] | 407500401500 | 128 | 407500 | 401500
[5 empty] | 408500401500 | 128 | 408500 | 401500
[5 empty] | 409500401500 | 128 | 409500 | 401500
[5 empty] | 410500401500 | 128 | 410500 | 401500
[5 empty] | 411500401500 | 128 | 411500 | 401500
[5 empty] | 412500401500 | 128 | 412500 | 401500
[5 empty] | 402500400500 | 128 | 402500 | 400500
[5 empty] | 403500400500 | 128 | 403500 | 400500
[5 empty] | 404500400500 | 128 | 404500 | 400500
[5 empty] | 405500400500 | 128 | 405500 | 400500
[5 empty] | 406500400500 | 128 | 406500 | 400500
[5 empty] | 407500400500 | 128 | 407500 | 400500
[5 empty] | 408500400500 | 128 | 408500 | 400500
[5 empty] | 409500400500 | 128 | 409500 | 400500
[5 empty] | 410500400500 | 128 | 410500 | 400500
[5 empty] | 411500400500 | 128 | 411500 | 400500
[5 empty] | 412500400500 | 128 | 412500 | 400500
[5 empty] | 413500400500 | 128 | 413500 | 400500
[5 empty] | 402500399500 | 128 | 402500 | 399500
[5 empty] | 403500399500 | 128 | 403500 | 399500
[5 empty] | 404500399500 | 128 | 404500 | 399500
[5 empty] | 405500399500 | 128 | 405500 | 399500
[5 empty] | 406500399500 | 128 | 406500 | 399500
[5 empty] | 407500399500 | 128 | 407500 | 399500
[5 empty] | 408500399500 | 128 | 408500 | 399500
[5 empty] | 409500399500 | 128 | 409500 | 399500
[5 empty] | 410500399500 | 128 | 410500 | 399500
[5 empty] | 411500399500 | 128 | 411500 | 399500
[5 empty] | 412500399500 | 128 | 412500 | 399500
[5 empty] | 401500398500 | 128 | 401500 | 398500
[5 empty] | 402500398500 | 128 | 402500 | 398500
[5 empty] | 403500398500 | 128 | 403500 | 398500
[5 empty] | 404500398500 | 128 | 404500 | 398500
[5 empty] | 405500398500 | 128 | 405500 | 398500
[5 empty] | 406500398500 | 128 | 406500 | 398500
[5 empty] | 407500398500 | 128 | 407500 | 398500
[5 empty] | 408500398500 | 128 | 408500 | 398500
[5 empty] | 409500398500 | 128 | 409500 | 398500
[5 empty] | 410500398500 | 128 | 410500 | 398500
[5 empty] | 411500398500 | 128 | 411500 | 398500
[5 empty] | 412500398500 | 128 | 412500 | 398500
[5 empty] | 401500397500 | 128 | 401500 | 397500
[5 empty] | 402500397500 | 128 | 402500 | 397500
[5 empty] | 403500397500 | 128 | 403500 | 397500
[5 empty] | 404500397500 | 128 | 404500 | 397500
[5 empty] | 405500397500 | 128 | 405500 | 397500
[5 empty] | 406500397500 | 128 | 406500 | 397500
[5 empty] | 407500397500 | 128 | 407500 | 397500
[5 empty] | 408500397500 | 128 | 408500 | 397500
[5 empty] | 409500397500 | 128 | 409500 | 397500
[5 empty] | 410500397500 | 128 | 410500 | 397500
[5 empty] | 411500397500 | 128 | 411500 | 397500
[5 empty] | 412500397500 | 128 | 412500 | 397500
[5 empty] | 413500397500 | 128 | 413500 | 397500
[5 empty] | 414500397500 | 128 | 414500 | 397500
[5 empty] | 401500396500 | 128 | 401500 | 396500
[5 empty] | 402500396500 | 128 | 402500 | 396500
[5 empty] | 403500396500 | 128 | 403500 | 396500
[5 empty] | 404500396500 | 128 | 404500 | 396500
[5 empty] | 405500396500 | 128 | 405500 | 396500
[5 empty] | 406500396500 | 128 | 406500 | 396500
[5 empty] | 407500396500 | 128 | 407500 | 396500
[5 empty] | 408500396500 | 128 | 408500 | 396500
[5 empty] | 409500396500 | 128 | 409500 | 396500
[5 empty] | 410500396500 | 128 | 410500 | 396500
[5 empty] | 411500396500 | 128 | 411500 | 396500
[5 empty] | 412500396500 | 128 | 412500 | 396500
[5 empty] | 413500396500 | 128 | 413500 | 396500
[5 empty] | 414500396500 | 128 | 414500 | 396500
[5 empty] | 415500396500 | 128 | 415500 | 396500
[5 empty] | 401500395500 | 128 | 401500 | 395500
[5 empty] | 402500395500 | 128 | 402500 | 395500
[5 empty] | 403500395500 | 128 | 403500 | 395500
[5 empty] | 404500395500 | 128 | 404500 | 395500
[5 empty] | 405500395500 | 128 | 405500 | 395500
[5 empty] | 406500395500 | 128 | 406500 | 395500
[5 empty] | 407500395500 | 128 | 407500 | 395500
[5 empty] | 408500395500 | 128 | 408500 | 395500
[5 empty] | 409500395500 | 128 | 409500 | 395500
[5 empty] | 410500395500 | 128 | 410500 | 395500
[5 empty] | 411500395500 | 128 | 411500 | 395500
[5 empty] | 412500395500 | 128 | 412500 | 395500
[5 empty] | 413500395500 | 128 | 413500 | 395500
[5 empty] | 414500395500 | 128 | 414500 | 395500
[5 empty] | 415500395500 | 128 | 415500 | 395500
[5 empty] | 416500395500 | 128 | 416500 | 395500
[5 empty] | 400500394500 | 128 | 400500 | 394500
[5 empty] | 401500394500 | 128 | 401500 | 394500
[5 empty] | 402500394500 | 128 | 402500 | 394500
[5 empty] | 403500394500 | 128 | 403500 | 394500
[5 empty] | 404500394500 | 128 | 404500 | 394500
[5 empty] | 405500394500 | 128 | 405500 | 394500
[5 empty] | 406500394500 | 128 | 406500 | 394500
[5 empty] | 407500394500 | 128 | 407500 | 394500
[5 empty] | 408500394500 | 128 | 408500 | 394500
[5 empty] | 409500394500 | 128 | 409500 | 394500
[5 empty] | 410500394500 | 128 | 410500 | 394500
[5 empty] | 411500394500 | 128 | 411500 | 394500
[5 empty] | 412500394500 | 128 | 412500 | 394500
[5 empty] | 413500394500 | 128 | 413500 | 394500
[5 empty] | 414500394500 | 128 | 414500 | 394500
[5 empty] | 415500394500 | 128 | 415500 | 394500
[5 empty] | 416500394500 | 128 | 416500 | 394500
[5 empty] | 399500393500 | 128 | 399500 | 393500
[5 empty] | 400500393500 | 128 | 400500 | 393500
[5 empty] | 401500393500 | 128 | 401500 | 393500
[5 empty] | 402500393500 | 128 | 402500 | 393500
[5 empty] | 403500393500 | 128 | 403500 | 393500
[5 empty] | 404500393500 | 128 | 404500 | 393500
[5 empty] | 405500393500 | 128 | 405500 | 393500
[5 empty] | 406500393500 | 128 | 406500 | 393500
[5 empty] | 407500393500 | 128 | 407500 | 393500
[5 empty] | 408500393500 | 128 | 408500 | 393500
[5 empty] | 409500393500 | 128 | 409500 | 393500
[5 empty] | 410500393500 | 128 | 410500 | 393500
[5 empty] | 411500393500 | 128 | 411500 | 393500
[5 empty] | 412500393500 | 128 | 412500 | 393500
[5 empty] | 413500393500 | 128 | 413500 | 393500
[5 empty] | 414500393500 | 128 | 414500 | 393500
[5 empty] | 415500393500 | 128 | 415500 | 393500
[5 empty] | 416500393500 | 128 | 416500 | 393500
[5 empty] | 398500392500 | 128 | 398500 | 392500
[5 empty] | 399500392500 | 128 | 399500 | 392500
[5 empty] | 400500392500 | 128 | 400500 | 392500
[5 empty] | 401500392500 | 128 | 401500 | 392500
[5 empty] | 402500392500 | 128 | 402500 | 392500
[5 empty] | 403500392500 | 128 | 403500 | 392500
[5 empty] | 404500392500 | 128 | 404500 | 392500
[5 empty] | 405500392500 | 128 | 405500 | 392500
[5 empty] | 406500392500 | 128 | 406500 | 392500
[5 empty] | 407500392500 | 128 | 407500 | 392500
[5 empty] | 408500392500 | 128 | 408500 | 392500
[5 empty] | 409500392500 | 128 | 409500 | 392500
[5 empty] | 410500392500 | 128 | 410500 | 392500
[5 empty] | 411500392500 | 128 | 411500 | 392500
[5 empty] | 412500392500 | 128 | 412500 | 392500
[5 empty] | 413500392500 | 128 | 413500 | 392500
[5 empty] | 414500392500 | 128 | 414500 | 392500
[5 empty] | 415500392500 | 128 | 415500 | 392500
[5 empty] | 416500392500 | 128 | 416500 | 392500
[5 empty] | 399500391500 | 128 | 399500 | 391500
[5 empty] | 400500391500 | 128 | 400500 | 391500
[5 empty] | 401500391500 | 128 | 401500 | 391500
[5 empty] | 402500391500 | 128 | 402500 | 391500
[5 empty] | 403500391500 | 128 | 403500 | 391500
[5 empty] | 404500391500 | 128 | 404500 | 391500
[5 empty] | 405500391500 | 128 | 405500 | 391500
[5 empty] | 406500391500 | 128 | 406500 | 391500
[5 empty] | 407500391500 | 128 | 407500 | 391500
[5 empty] | 408500391500 | 128 | 408500 | 391500
[5 empty] | 409500391500 | 128 | 409500 | 391500
[5 empty] | 410500391500 | 128 | 410500 | 391500
[5 empty] | 411500391500 | 128 | 411500 | 391500
[5 empty] | 412500391500 | 128 | 412500 | 391500
[5 empty] | 413500391500 | 128 | 413500 | 391500
[5 empty] | 414500391500 | 128 | 414500 | 391500
[5 empty] | 415500391500 | 128 | 415500 | 391500
[5 empty] | 416500391500 | 128 | 416500 | 391500
[5 empty] | 417500391500 | 128 | 417500 | 391500
[5 empty] | 400500390500 | 128 | 400500 | 390500
[5 empty] | 401500390500 | 128 | 401500 | 390500
[5 empty] | 402500390500 | 128 | 402500 | 390500
[5 empty] | 403500390500 | 128 | 403500 | 390500
[5 empty] | 404500390500 | 128 | 404500 | 390500
[5 empty] | 405500390500 | 128 | 405500 | 390500
[5 empty] | 406500390500 | 128 | 406500 | 390500
[5 empty] | 407500390500 | 128 | 407500 | 390500
[5 empty] | 408500390500 | 128 | 408500 | 390500
[5 empty] | 409500390500 | 128 | 409500 | 390500
[5 empty] | 410500390500 | 128 | 410500 | 390500
[5 empty] | 411500390500 | 128 | 411500 | 390500
[5 empty] | 412500390500 | 128 | 412500 | 390500
[5 empty] | 413500390500 | 128 | 413500 | 390500
[5 empty] | 414500390500 | 128 | 414500 | 390500
[5 empty] | 415500390500 | 128 | 415500 | 390500
[5 empty] | 416500390500 | 128 | 416500 | 390500
[5 empty] | 417500390500 | 128 | 417500 | 390500
[5 empty] | 418500390500 | 128 | 418500 | 390500
[5 empty] | 419500390500 | 128 | 419500 | 390500
[5 empty] | 400500389500 | 128 | 400500 | 389500
[5 empty] | 401500389500 | 128 | 401500 | 389500
[5 empty] | 402500389500 | 128 | 402500 | 389500
[5 empty] | 403500389500 | 128 | 403500 | 389500
[5 empty] | 404500389500 | 128 | 404500 | 389500
[5 empty] | 405500389500 | 128 | 405500 | 389500
[5 empty] | 406500389500 | 128 | 406500 | 389500
[5 empty] | 407500389500 | 128 | 407500 | 389500
[5 empty] | 408500389500 | 128 | 408500 | 389500
[5 empty] | 409500389500 | 128 | 409500 | 389500
[5 empty] | 410500389500 | 128 | 410500 | 389500
[5 empty] | 411500389500 | 128 | 411500 | 389500
[5 empty] | 412500389500 | 128 | 412500 | 389500
[5 empty] | 413500389500 | 128 | 413500 | 389500
[5 empty] | 414500389500 | 128 | 414500 | 389500
[5 empty] | 415500389500 | 128 | 415500 | 389500
[5 empty] | 416500389500 | 128 | 416500 | 389500
[5 empty] | 417500389500 | 128 | 417500 | 389500
[5 empty] | 418500389500 | 128 | 418500 | 389500
[5 empty] | 419500389500 | 128 | 419500 | 389500
[5 empty] | 400500388500 | 128 | 400500 | 388500
[5 empty] | 401500388500 | 128 | 401500 | 388500
[5 empty] | 402500388500 | 128 | 402500 | 388500
[5 empty] | 403500388500 | 128 | 403500 | 388500
[5 empty] | 404500388500 | 128 | 404500 | 388500
[5 empty] | 405500388500 | 128 | 405500 | 388500
[5 empty] | 406500388500 | 128 | 406500 | 388500
[5 empty] | 407500388500 | 128 | 407500 | 388500
[5 empty] | 408500388500 | 128 | 408500 | 388500
[5 empty] | 409500388500 | 128 | 409500 | 388500
[5 empty] | 410500388500 | 128 | 410500 | 388500
[5 empty] | 411500388500 | 128 | 411500 | 388500
[5 empty] | 412500388500 | 128 | 412500 | 388500
[5 empty] | 413500388500 | 128 | 413500 | 388500
[5 empty] | 414500388500 | 128 | 414500 | 388500
[5 empty] | 415500388500 | 128 | 415500 | 388500
[5 empty] | 416500388500 | 128 | 416500 | 388500
[5 empty] | 417500388500 | 128 | 417500 | 388500
[5 empty] | 418500388500 | 128 | 418500 | 388500
[5 empty] | 419500388500 | 128 | 419500 | 388500
[5 empty] | 420500388500 | 128 | 420500 | 388500
[5 empty] | 421500388500 | 128 | 421500 | 388500
[5 empty] | 399500387500 | 128 | 399500 | 387500
[5 empty] | 400500387500 | 128 | 400500 | 387500
[5 empty] | 401500387500 | 128 | 401500 | 387500
[5 empty] | 402500387500 | 128 | 402500 | 387500
[5 empty] | 403500387500 | 128 | 403500 | 387500
[5 empty] | 404500387500 | 128 | 404500 | 387500
[5 empty] | 405500387500 | 128 | 405500 | 387500
[5 empty] | 406500387500 | 128 | 406500 | 387500
[5 empty] | 407500387500 | 128 | 407500 | 387500
[5 empty] | 408500387500 | 128 | 408500 | 387500
[5 empty] | 409500387500 | 128 | 409500 | 387500
[5 empty] | 410500387500 | 128 | 410500 | 387500
[5 empty] | 411500387500 | 128 | 411500 | 387500
[5 empty] | 412500387500 | 128 | 412500 | 387500
[5 empty] | 413500387500 | 128 | 413500 | 387500
[5 empty] | 414500387500 | 128 | 414500 | 387500
[5 empty] | 415500387500 | 128 | 415500 | 387500
[5 empty] | 416500387500 | 128 | 416500 | 387500
[5 empty] | 417500387500 | 128 | 417500 | 387500
[5 empty] | 418500387500 | 128 | 418500 | 387500
[5 empty] | 419500387500 | 128 | 419500 | 387500
[5 empty] | 420500387500 | 128 | 420500 | 387500
[5 empty] | 421500387500 | 128 | 421500 | 387500
[5 empty] | 422500387500 | 128 | 422500 | 387500
[5 empty] | 399500386500 | 128 | 399500 | 386500
[5 empty] | 400500386500 | 128 | 400500 | 386500
[5 empty] | 401500386500 | 128 | 401500 | 386500
[5 empty] | 402500386500 | 128 | 402500 | 386500
[5 empty] | 403500386500 | 128 | 403500 | 386500
[5 empty] | 404500386500 | 128 | 404500 | 386500
[5 empty] | 405500386500 | 128 | 405500 | 386500
[5 empty] | 406500386500 | 128 | 406500 | 386500
[5 empty] | 407500386500 | 128 | 407500 | 386500
[5 empty] | 408500386500 | 128 | 408500 | 386500
[5 empty] | 409500386500 | 128 | 409500 | 386500
[5 empty] | 410500386500 | 128 | 410500 | 386500
[5 empty] | 411500386500 | 128 | 411500 | 386500
[5 empty] | 412500386500 | 128 | 412500 | 386500
[5 empty] | 413500386500 | 128 | 413500 | 386500
[5 empty] | 414500386500 | 128 | 414500 | 386500
[5 empty] | 415500386500 | 128 | 415500 | 386500
[5 empty] | 416500386500 | 128 | 416500 | 386500
[5 empty] | 417500386500 | 128 | 417500 | 386500
[5 empty] | 418500386500 | 128 | 418500 | 386500
[5 empty] | 419500386500 | 128 | 419500 | 386500
[5 empty] | 420500386500 | 128 | 420500 | 386500
[5 empty] | 421500386500 | 128 | 421500 | 386500
[5 empty] | 398500385500 | 128 | 398500 | 385500
[5 empty] | 399500385500 | 128 | 399500 | 385500
[5 empty] | 400500385500 | 128 | 400500 | 385500
[5 empty] | 401500385500 | 128 | 401500 | 385500
[5 empty] | 402500385500 | 128 | 402500 | 385500
[5 empty] | 403500385500 | 128 | 403500 | 385500
[5 empty] | 404500385500 | 128 | 404500 | 385500
[5 empty] | 405500385500 | 128 | 405500 | 385500
[5 empty] | 406500385500 | 128 | 406500 | 385500
[5 empty] | 407500385500 | 128 | 407500 | 385500
[5 empty] | 408500385500 | 128 | 408500 | 385500
[5 empty] | 409500385500 | 128 | 409500 | 385500
[5 empty] | 410500385500 | 128 | 410500 | 385500
[5 empty] | 411500385500 | 128 | 411500 | 385500
[5 empty] | 412500385500 | 128 | 412500 | 385500
[5 empty] | 413500385500 | 128 | 413500 | 385500
[5 empty] | 414500385500 | 128 | 414500 | 385500
[5 empty] | 415500385500 | 128 | 415500 | 385500
[5 empty] | 416500385500 | 128 | 416500 | 385500
[5 empty] | 417500385500 | 128 | 417500 | 385500
[5 empty] | 418500385500 | 128 | 418500 | 385500
[5 empty] | 419500385500 | 128 | 419500 | 385500
[5 empty] | 420500385500 | 128 | 420500 | 385500
[5 empty] | 421500385500 | 128 | 421500 | 385500
[5 empty] | 399500384500 | 128 | 399500 | 384500
[5 empty] | 400500384500 | 128 | 400500 | 384500
[5 empty] | 401500384500 | 128 | 401500 | 384500
[5 empty] | 402500384500 | 128 | 402500 | 384500
[5 empty] | 403500384500 | 128 | 403500 | 384500
[5 empty] | 404500384500 | 128 | 404500 | 384500
[5 empty] | 405500384500 | 128 | 405500 | 384500
[5 empty] | 406500384500 | 128 | 406500 | 384500
[5 empty] | 407500384500 | 128 | 407500 | 384500
[5 empty] | 408500384500 | 128 | 408500 | 384500
[5 empty] | 409500384500 | 128 | 409500 | 384500
[5 empty] | 410500384500 | 128 | 410500 | 384500
[5 empty] | 411500384500 | 128 | 411500 | 384500
[5 empty] | 412500384500 | 128 | 412500 | 384500
[5 empty] | 413500384500 | 128 | 413500 | 384500
[5 empty] | 414500384500 | 128 | 414500 | 384500
[5 empty] | 415500384500 | 128 | 415500 | 384500
[5 empty] | 416500384500 | 128 | 416500 | 384500
[5 empty] | 417500384500 | 128 | 417500 | 384500
[5 empty] | 418500384500 | 128 | 418500 | 384500
[5 empty] | 419500384500 | 128 | 419500 | 384500
[5 empty] | 420500384500 | 128 | 420500 | 384500
[5 empty] | 421500384500 | 128 | 421500 | 384500
[5 empty] | 400500383500 | 128 | 400500 | 383500
[5 empty] | 401500383500 | 128 | 401500 | 383500
[5 empty] | 402500383500 | 128 | 402500 | 383500
[5 empty] | 403500383500 | 128 | 403500 | 383500
[5 empty] | 404500383500 | 128 | 404500 | 383500
[5 empty] | 405500383500 | 128 | 405500 | 383500
[5 empty] | 406500383500 | 128 | 406500 | 383500
[5 empty] | 407500383500 | 128 | 407500 | 383500
[5 empty] | 408500383500 | 128 | 408500 | 383500
[5 empty] | 409500383500 | 128 | 409500 | 383500
[5 empty] | 410500383500 | 128 | 410500 | 383500
[5 empty] | 411500383500 | 128 | 411500 | 383500
[5 empty] | 412500383500 | 128 | 412500 | 383500
[5 empty] | 413500383500 | 128 | 413500 | 383500
[5 empty] | 414500383500 | 128 | 414500 | 383500
[5 empty] | 415500383500 | 128 | 415500 | 383500
[5 empty] | 416500383500 | 128 | 416500 | 383500
[5 empty] | 417500383500 | 128 | 417500 | 383500
[5 empty] | 418500383500 | 128 | 418500 | 383500
[5 empty] | 419500383500 | 128 | 419500 | 383500
[5 empty] | 420500383500 | 128 | 420500 | 383500
[5 empty] | 421500383500 | 128 | 421500 | 383500
[5 empty] | 399500382500 | 128 | 399500 | 382500
[5 empty] | 400500382500 | 128 | 400500 | 382500
[5 empty] | 401500382500 | 128 | 401500 | 382500
[5 empty] | 402500382500 | 128 | 402500 | 382500
[5 empty] | 403500382500 | 128 | 403500 | 382500
[5 empty] | 404500382500 | 128 | 404500 | 382500
[5 empty] | 405500382500 | 128 | 405500 | 382500
[5 empty] | 406500382500 | 128 | 406500 | 382500
[5 empty] | 407500382500 | 128 | 407500 | 382500
[5 empty] | 408500382500 | 128 | 408500 | 382500
[5 empty] | 409500382500 | 128 | 409500 | 382500
[5 empty] | 410500382500 | 128 | 410500 | 382500
[5 empty] | 411500382500 | 128 | 411500 | 382500
[5 empty] | 412500382500 | 128 | 412500 | 382500
[5 empty] | 413500382500 | 128 | 413500 | 382500
[5 empty] | 414500382500 | 128 | 414500 | 382500
[5 empty] | 415500382500 | 128 | 415500 | 382500
[5 empty] | 416500382500 | 128 | 416500 | 382500
[5 empty] | 417500382500 | 128 | 417500 | 382500
[5 empty] | 418500382500 | 128 | 418500 | 382500
[5 empty] | 419500382500 | 128 | 419500 | 382500
[5 empty] | 420500382500 | 128 | 420500 | 382500
[5 empty] | 399500381500 | 128 | 399500 | 381500
[5 empty] | 400500381500 | 128 | 400500 | 381500
[5 empty] | 401500381500 | 128 | 401500 | 381500
[5 empty] | 402500381500 | 128 | 402500 | 381500
[5 empty] | 403500381500 | 128 | 403500 | 381500
[5 empty] | 404500381500 | 128 | 404500 | 381500
[5 empty] | 405500381500 | 128 | 405500 | 381500
[5 empty] | 406500381500 | 128 | 406500 | 381500
[5 empty] | 407500381500 | 128 | 407500 | 381500
[5 empty] | 408500381500 | 128 | 408500 | 381500
[5 empty] | 409500381500 | 128 | 409500 | 381500
[5 empty] | 410500381500 | 128 | 410500 | 381500
[5 empty] | 411500381500 | 128 | 411500 | 381500
[5 empty] | 412500381500 | 128 | 412500 | 381500
[5 empty] | 413500381500 | 128 | 413500 | 381500
[5 empty] | 414500381500 | 128 | 414500 | 381500
[5 empty] | 418500381500 | 128 | 418500 | 381500
[5 empty] | 419500381500 | 128 | 419500 | 381500
[5 empty] | 400500380500 | 128 | 400500 | 380500
[5 empty] | 401500380500 | 128 | 401500 | 380500
[5 empty] | 402500380500 | 128 | 402500 | 380500
[5 empty] | 403500380500 | 128 | 403500 | 380500
[5 empty] | 404500380500 | 128 | 404500 | 380500
[5 empty] | 405500380500 | 128 | 405500 | 380500
[5 empty] | 406500380500 | 128 | 406500 | 380500
[5 empty] | 407500380500 | 128 | 407500 | 380500
[5 empty] | 408500380500 | 128 | 408500 | 380500
[5 empty] | 409500380500 | 128 | 409500 | 380500
[5 empty] | 410500380500 | 128 | 410500 | 380500
[5 empty] | 411500380500 | 128 | 411500 | 380500
[5 empty] | 412500380500 | 128 | 412500 | 380500
[5 empty] | 413500380500 | 128 | 413500 | 380500
[5 empty] | 418500380500 | 128 | 418500 | 380500
[5 empty] | 400500379500 | 128 | 400500 | 379500
[5 empty] | 401500379500 | 128 | 401500 | 379500
[5 empty] | 402500379500 | 128 | 402500 | 379500
[5 empty] | 403500379500 | 128 | 403500 | 379500
[5 empty] | 404500379500 | 128 | 404500 | 379500
[5 empty] | 405500379500 | 128 | 405500 | 379500
[5 empty] | 406500379500 | 128 | 406500 | 379500
[5 empty] | 407500379500 | 128 | 407500 | 379500
[5 empty] | 408500379500 | 128 | 408500 | 379500
[5 empty] | 409500379500 | 128 | 409500 | 379500
[5 empty] | 410500379500 | 128 | 410500 | 379500
[5 empty] | 411500379500 | 128 | 411500 | 379500
[5 empty] | 412500379500 | 128 | 412500 | 379500
[5 empty] | 400500378500 | 128 | 400500 | 378500
[5 empty] | 401500378500 | 128 | 401500 | 378500
[5 empty] | 402500378500 | 128 | 402500 | 378500
[5 empty] | 403500378500 | 128 | 403500 | 378500
[5 empty] | 404500378500 | 128 | 404500 | 378500
[5 empty] | 405500378500 | 128 | 405500 | 378500
[5 empty] | 406500378500 | 128 | 406500 | 378500
[5 empty] | 407500378500 | 128 | 407500 | 378500
[5 empty] | 408500378500 | 128 | 408500 | 378500
[5 empty] | 409500378500 | 128 | 409500 | 378500
[5 empty] | 410500378500 | 128 | 410500 | 378500
[5 empty] | 411500378500 | 128 | 411500 | 378500
[5 empty] | 400500377500 | 128 | 400500 | 377500
[5 empty] | 401500377500 | 128 | 401500 | 377500
[5 empty] | 402500377500 | 128 | 402500 | 377500
[5 empty] | 403500377500 | 128 | 403500 | 377500
[5 empty] | 404500377500 | 128 | 404500 | 377500
[5 empty] | 405500377500 | 128 | 405500 | 377500
[5 empty] | 406500377500 | 128 | 406500 | 377500
[5 empty] | 407500377500 | 128 | 407500 | 377500
[5 empty] | 408500377500 | 128 | 408500 | 377500
[5 empty] | 409500377500 | 128 | 409500 | 377500
[5 empty] | 410500377500 | 128 | 410500 | 377500
[5 empty] | 411500377500 | 128 | 411500 | 377500
[5 empty] | 400500376500 | 128 | 400500 | 376500
[5 empty] | 401500376500 | 128 | 401500 | 376500
[5 empty] | 402500376500 | 128 | 402500 | 376500
[5 empty] | 403500376500 | 128 | 403500 | 376500
[5 empty] | 404500376500 | 128 | 404500 | 376500
[5 empty] | 405500376500 | 128 | 405500 | 376500
[5 empty] | 406500376500 | 128 | 406500 | 376500
[5 empty] | 407500376500 | 128 | 407500 | 376500
[5 empty] | 408500376500 | 128 | 408500 | 376500
[5 empty] | 409500376500 | 128 | 409500 | 376500
[5 empty] | 410500376500 | 128 | 410500 | 376500
[5 empty] | 411500376500 | 128 | 411500 | 376500
[5 empty] | 400500375500 | 128 | 400500 | 375500
[5 empty] | 401500375500 | 128 | 401500 | 375500
[5 empty] | 402500375500 | 128 | 402500 | 375500
[5 empty] | 403500375500 | 128 | 403500 | 375500
[5 empty] | 404500375500 | 128 | 404500 | 375500
[5 empty] | 405500375500 | 128 | 405500 | 375500
[5 empty] | 406500375500 | 128 | 406500 | 375500
[5 empty] | 407500375500 | 128 | 407500 | 375500
[5 empty] | 408500375500 | 128 | 408500 | 375500
[5 empty] | 409500375500 | 128 | 409500 | 375500
[5 empty] | 410500375500 | 128 | 410500 | 375500
[5 empty] | 411500375500 | 128 | 411500 | 375500
[5 empty] | 412500375500 | 128 | 412500 | 375500
[5 empty] | 400500374500 | 128 | 400500 | 374500
[5 empty] | 401500374500 | 128 | 401500 | 374500
[5 empty] | 402500374500 | 128 | 402500 | 374500
[5 empty] | 403500374500 | 128 | 403500 | 374500
[5 empty] | 404500374500 | 128 | 404500 | 374500
[5 empty] | 405500374500 | 128 | 405500 | 374500
[5 empty] | 406500374500 | 128 | 406500 | 374500
[5 empty] | 407500374500 | 128 | 407500 | 374500
[5 empty] | 408500374500 | 128 | 408500 | 374500
[5 empty] | 409500374500 | 128 | 409500 | 374500
[5 empty] | 410500374500 | 128 | 410500 | 374500
[5 empty] | 411500374500 | 128 | 411500 | 374500
[5 empty] | 412500374500 | 128 | 412500 | 374500
[5 empty] | 400500373500 | 128 | 400500 | 373500
[5 empty] | 401500373500 | 128 | 401500 | 373500
[5 empty] | 402500373500 | 128 | 402500 | 373500
[5 empty] | 403500373500 | 128 | 403500 | 373500
[5 empty] | 404500373500 | 128 | 404500 | 373500
[5 empty] | 405500373500 | 128 | 405500 | 373500
[5 empty] | 406500373500 | 128 | 406500 | 373500
[5 empty] | 407500373500 | 128 | 407500 | 373500
[5 empty] | 408500373500 | 128 | 408500 | 373500
[5 empty] | 409500373500 | 128 | 409500 | 373500
[5 empty] | 410500373500 | 128 | 410500 | 373500
[5 empty] | 411500373500 | 128 | 411500 | 373500
[5 empty] | 412500373500 | 128 | 412500 | 373500
[5 empty] | 413500373500 | 128 | 413500 | 373500
[5 empty] | 400500372500 | 128 | 400500 | 372500
[5 empty] | 401500372500 | 128 | 401500 | 372500
[5 empty] | 402500372500 | 128 | 402500 | 372500
[5 empty] | 403500372500 | 128 | 403500 | 372500
[5 empty] | 404500372500 | 128 | 404500 | 372500
[5 empty] | 405500372500 | 128 | 405500 | 372500
[5 empty] | 406500372500 | 128 | 406500 | 372500
[5 empty] | 407500372500 | 128 | 407500 | 372500
[5 empty] | 408500372500 | 128 | 408500 | 372500
[5 empty] | 409500372500 | 128 | 409500 | 372500
[5 empty] | 410500372500 | 128 | 410500 | 372500
[5 empty] | 401500371500 | 128 | 401500 | 371500
[5 empty] | 402500371500 | 128 | 402500 | 371500
[5 empty] | 403500371500 | 128 | 403500 | 371500
[5 empty] | 404500371500 | 128 | 404500 | 371500
[5 empty] | 405500371500 | 128 | 405500 | 371500
[5 empty] | 406500371500 | 128 | 406500 | 371500
[5 empty] | 407500371500 | 128 | 407500 | 371500
[5 empty] | 408500371500 | 128 | 408500 | 371500
[5 empty] | 409500371500 | 128 | 409500 | 371500
[5 empty] | 402500370500 | 128 | 402500 | 370500
[5 empty] | 403500370500 | 128 | 403500 | 370500
[5 empty] | 404500370500 | 128 | 404500 | 370500
[5 empty] | 405500370500 | 128 | 405500 | 370500
[5 empty] | 406500370500 | 128 | 406500 | 370500
[5 empty] | 407500370500 | 128 | 407500 | 370500
[5 empty] | 408500370500 | 128 | 408500 | 370500
[5 empty] | 401500369500 | 128 | 401500 | 369500
[5 empty] | 402500369500 | 128 | 402500 | 369500
[5 empty] | 403500369500 | 128 | 403500 | 369500
[5 empty] | 404500369500 | 128 | 404500 | 369500
[5 empty] | 405500369500 | 128 | 405500 | 369500
[5 empty] | 406500369500 | 128 | 406500 | 369500
[5 empty] | 407500369500 | 128 | 407500 | 369500
[5 empty] | 408500369500 | 128 | 408500 | 369500
[5 empty] | 403500368500 | 128 | 403500 | 368500
[5 empty] | 404500368500 | 128 | 404500 | 368500
[5 empty] | 405500368500 | 128 | 405500 | 368500
[5 empty] | 408500368500 | 128 | 408500 | 368500
[5 empty] | 409500368500 | 128 | 409500 | 368500
[5 empty] | 410500368500 | 128 | 410500 | 368500
[5 empty] | 405500367500 | 128 | 405500 | 367500
[5 empty] | 406500367500 | 128 | 406500 | 367500
[5 empty] | 410500367500 | 128 | 410500 | 367500
[5 empty] | 446500311500 | 129 | 446500 | 311500
[5 empty] | 447500311500 | 129 | 447500 | 311500
[5 empty] | 448500311500 | 129 | 448500 | 311500
[5 empty] | 444500310500 | 129 | 444500 | 310500
[5 empty] | 445500310500 | 129 | 445500 | 310500
[5 empty] | 446500310500 | 129 | 446500 | 310500
[5 empty] | 447500310500 | 129 | 447500 | 310500
[5 empty] | 448500310500 | 129 | 448500 | 310500
[5 empty] | 443500309500 | 129 | 443500 | 309500
[5 empty] | 444500309500 | 129 | 444500 | 309500
[5 empty] | 445500309500 | 129 | 445500 | 309500
[5 empty] | 446500309500 | 129 | 446500 | 309500
[5 empty] | 447500309500 | 129 | 447500 | 309500
[5 empty] | 448500309500 | 129 | 448500 | 309500
[5 empty] | 449500309500 | 129 | 449500 | 309500
[5 empty] | 450500309500 | 129 | 450500 | 309500
[5 empty] | 433500308500 | 129 | 433500 | 308500
[5 empty] | 435500308500 | 129 | 435500 | 308500
[5 empty] | 438500308500 | 129 | 438500 | 308500
[5 empty] | 439500308500 | 129 | 439500 | 308500
[5 empty] | 440500308500 | 129 | 440500 | 308500
[5 empty] | 441500308500 | 129 | 441500 | 308500
[5 empty] | 442500308500 | 129 | 442500 | 308500
[5 empty] | 443500308500 | 129 | 443500 | 308500
[5 empty] | 444500308500 | 129 | 444500 | 308500
[5 empty] | 445500308500 | 129 | 445500 | 308500
[5 empty] | 446500308500 | 129 | 446500 | 308500
[5 empty] | 447500308500 | 129 | 447500 | 308500
[5 empty] | 448500308500 | 129 | 448500 | 308500
[5 empty] | 449500308500 | 129 | 449500 | 308500
[5 empty] | 450500308500 | 129 | 450500 | 308500
[5 empty] | 451500308500 | 129 | 451500 | 308500
[5 empty] | 431500307500 | 129 | 431500 | 307500
[5 empty] | 432500307500 | 129 | 432500 | 307500
[5 empty] | 433500307500 | 129 | 433500 | 307500
[5 empty] | 434500307500 | 129 | 434500 | 307500
[5 empty] | 435500307500 | 129 | 435500 | 307500
[5 empty] | 436500307500 | 129 | 436500 | 307500
[5 empty] | 437500307500 | 129 | 437500 | 307500
[5 empty] | 438500307500 | 129 | 438500 | 307500
[5 empty] | 439500307500 | 129 | 439500 | 307500
[5 empty] | 440500307500 | 129 | 440500 | 307500
[5 empty] | 441500307500 | 129 | 441500 | 307500
[5 empty] | 442500307500 | 129 | 442500 | 307500
[5 empty] | 443500307500 | 129 | 443500 | 307500
[5 empty] | 444500307500 | 129 | 444500 | 307500
[5 empty] | 445500307500 | 129 | 445500 | 307500
[5 empty] | 446500307500 | 129 | 446500 | 307500
[5 empty] | 447500307500 | 129 | 447500 | 307500
[5 empty] | 448500307500 | 129 | 448500 | 307500
[5 empty] | 449500307500 | 129 | 449500 | 307500
[5 empty] | 450500307500 | 129 | 450500 | 307500
[5 empty] | 451500307500 | 129 | 451500 | 307500
[5 empty] | 452500307500 | 129 | 452500 | 307500
[5 empty] | 453500307500 | 129 | 453500 | 307500
[5 empty] | 431500306500 | 129 | 431500 | 306500
[5 empty] | 432500306500 | 129 | 432500 | 306500
[5 empty] | 433500306500 | 129 | 433500 | 306500
[5 empty] | 434500306500 | 129 | 434500 | 306500
[5 empty] | 435500306500 | 129 | 435500 | 306500
[5 empty] | 436500306500 | 129 | 436500 | 306500
[5 empty] | 437500306500 | 129 | 437500 | 306500
[5 empty] | 438500306500 | 129 | 438500 | 306500
[5 empty] | 439500306500 | 129 | 439500 | 306500
[5 empty] | 440500306500 | 129 | 440500 | 306500
[5 empty] | 441500306500 | 129 | 441500 | 306500
[5 empty] | 442500306500 | 129 | 442500 | 306500
[5 empty] | 443500306500 | 129 | 443500 | 306500
[5 empty] | 444500306500 | 129 | 444500 | 306500
[5 empty] | 445500306500 | 129 | 445500 | 306500
[5 empty] | 446500306500 | 129 | 446500 | 306500
[5 empty] | 447500306500 | 129 | 447500 | 306500
[5 empty] | 448500306500 | 129 | 448500 | 306500
[5 empty] | 449500306500 | 129 | 449500 | 306500
[5 empty] | 450500306500 | 129 | 450500 | 306500
[5 empty] | 451500306500 | 129 | 451500 | 306500
[5 empty] | 452500306500 | 129 | 452500 | 306500
[5 empty] | 431500305500 | 129 | 431500 | 305500
[5 empty] | 432500305500 | 129 | 432500 | 305500
[5 empty] | 433500305500 | 129 | 433500 | 305500
[5 empty] | 434500305500 | 129 | 434500 | 305500
[5 empty] | 435500305500 | 129 | 435500 | 305500
[5 empty] | 436500305500 | 129 | 436500 | 305500
[5 empty] | 437500305500 | 129 | 437500 | 305500
[5 empty] | 438500305500 | 129 | 438500 | 305500
[5 empty] | 439500305500 | 129 | 439500 | 305500
[5 empty] | 440500305500 | 129 | 440500 | 305500
[5 empty] | 441500305500 | 129 | 441500 | 305500
[5 empty] | 442500305500 | 129 | 442500 | 305500
[5 empty] | 443500305500 | 129 | 443500 | 305500
[5 empty] | 444500305500 | 129 | 444500 | 305500
[5 empty] | 445500305500 | 129 | 445500 | 305500
[5 empty] | 446500305500 | 129 | 446500 | 305500
[5 empty] | 447500305500 | 129 | 447500 | 305500
[5 empty] | 448500305500 | 129 | 448500 | 305500
[5 empty] | 449500305500 | 129 | 449500 | 305500
[5 empty] | 450500305500 | 129 | 450500 | 305500
[5 empty] | 451500305500 | 129 | 451500 | 305500
[5 empty] | 430500304500 | 129 | 430500 | 304500
[5 empty] | 431500304500 | 129 | 431500 | 304500
[5 empty] | 432500304500 | 129 | 432500 | 304500
[5 empty] | 433500304500 | 129 | 433500 | 304500
[5 empty] | 434500304500 | 129 | 434500 | 304500
[5 empty] | 435500304500 | 129 | 435500 | 304500
[5 empty] | 436500304500 | 129 | 436500 | 304500
[5 empty] | 437500304500 | 129 | 437500 | 304500
[5 empty] | 438500304500 | 129 | 438500 | 304500
[5 empty] | 439500304500 | 129 | 439500 | 304500
[5 empty] | 440500304500 | 129 | 440500 | 304500
[5 empty] | 441500304500 | 129 | 441500 | 304500
[5 empty] | 442500304500 | 129 | 442500 | 304500
[5 empty] | 443500304500 | 129 | 443500 | 304500
[5 empty] | 444500304500 | 129 | 444500 | 304500
[5 empty] | 445500304500 | 129 | 445500 | 304500
[5 empty] | 446500304500 | 129 | 446500 | 304500
[5 empty] | 447500304500 | 129 | 447500 | 304500
[5 empty] | 448500304500 | 129 | 448500 | 304500
[5 empty] | 449500304500 | 129 | 449500 | 304500
[5 empty] | 450500304500 | 129 | 450500 | 304500
[5 empty] | 429500303500 | 129 | 429500 | 303500
[5 empty] | 430500303500 | 129 | 430500 | 303500
[5 empty] | 431500303500 | 129 | 431500 | 303500
[5 empty] | 432500303500 | 129 | 432500 | 303500
[5 empty] | 433500303500 | 129 | 433500 | 303500
[5 empty] | 434500303500 | 129 | 434500 | 303500
[5 empty] | 435500303500 | 129 | 435500 | 303500
[5 empty] | 436500303500 | 129 | 436500 | 303500
[5 empty] | 437500303500 | 129 | 437500 | 303500
[5 empty] | 438500303500 | 129 | 438500 | 303500
[5 empty] | 439500303500 | 129 | 439500 | 303500
[5 empty] | 440500303500 | 129 | 440500 | 303500
[5 empty] | 441500303500 | 129 | 441500 | 303500
[5 empty] | 442500303500 | 129 | 442500 | 303500
[5 empty] | 443500303500 | 129 | 443500 | 303500
[5 empty] | 444500303500 | 129 | 444500 | 303500
[5 empty] | 445500303500 | 129 | 445500 | 303500
[5 empty] | 446500303500 | 129 | 446500 | 303500
[5 empty] | 447500303500 | 129 | 447500 | 303500
[5 empty] | 448500303500 | 129 | 448500 | 303500
[5 empty] | 449500303500 | 129 | 449500 | 303500
[5 empty] | 430500302500 | 129 | 430500 | 302500
[5 empty] | 431500302500 | 129 | 431500 | 302500
[5 empty] | 432500302500 | 129 | 432500 | 302500
[5 empty] | 433500302500 | 129 | 433500 | 302500
[5 empty] | 434500302500 | 129 | 434500 | 302500
[5 empty] | 435500302500 | 129 | 435500 | 302500
[5 empty] | 436500302500 | 129 | 436500 | 302500
[5 empty] | 437500302500 | 129 | 437500 | 302500
[5 empty] | 438500302500 | 129 | 438500 | 302500
[5 empty] | 439500302500 | 129 | 439500 | 302500
[5 empty] | 440500302500 | 129 | 440500 | 302500
[5 empty] | 441500302500 | 129 | 441500 | 302500
[5 empty] | 442500302500 | 129 | 442500 | 302500
[5 empty] | 443500302500 | 129 | 443500 | 302500
[5 empty] | 444500302500 | 129 | 444500 | 302500
[5 empty] | 445500302500 | 129 | 445500 | 302500
[5 empty] | 446500302500 | 129 | 446500 | 302500
[5 empty] | 447500302500 | 129 | 447500 | 302500
[5 empty] | 448500302500 | 129 | 448500 | 302500
[5 empty] | 449500302500 | 129 | 449500 | 302500
[5 empty] | 430500301500 | 129 | 430500 | 301500
[5 empty] | 431500301500 | 129 | 431500 | 301500
[5 empty] | 432500301500 | 129 | 432500 | 301500
[5 empty] | 433500301500 | 129 | 433500 | 301500
[5 empty] | 434500301500 | 129 | 434500 | 301500
[5 empty] | 435500301500 | 129 | 435500 | 301500
[5 empty] | 436500301500 | 129 | 436500 | 301500
[5 empty] | 437500301500 | 129 | 437500 | 301500
[5 empty] | 438500301500 | 129 | 438500 | 301500
[5 empty] | 439500301500 | 129 | 439500 | 301500
[5 empty] | 440500301500 | 129 | 440500 | 301500
[5 empty] | 441500301500 | 129 | 441500 | 301500
[5 empty] | 442500301500 | 129 | 442500 | 301500
[5 empty] | 443500301500 | 129 | 443500 | 301500
[5 empty] | 444500301500 | 129 | 444500 | 301500
[5 empty] | 445500301500 | 129 | 445500 | 301500
[5 empty] | 446500301500 | 129 | 446500 | 301500
[5 empty] | 447500301500 | 129 | 447500 | 301500
[5 empty] | 448500301500 | 129 | 448500 | 301500
[5 empty] | 430500300500 | 129 | 430500 | 300500
[5 empty] | 431500300500 | 129 | 431500 | 300500
[5 empty] | 432500300500 | 129 | 432500 | 300500
[5 empty] | 433500300500 | 129 | 433500 | 300500
[5 empty] | 434500300500 | 129 | 434500 | 300500
[5 empty] | 435500300500 | 129 | 435500 | 300500
[5 empty] | 436500300500 | 129 | 436500 | 300500
[5 empty] | 437500300500 | 129 | 437500 | 300500
[5 empty] | 438500300500 | 129 | 438500 | 300500
[5 empty] | 439500300500 | 129 | 439500 | 300500
[5 empty] | 440500300500 | 129 | 440500 | 300500
[5 empty] | 441500300500 | 129 | 441500 | 300500
[5 empty] | 442500300500 | 129 | 442500 | 300500
[5 empty] | 443500300500 | 129 | 443500 | 300500
[5 empty] | 444500300500 | 129 | 444500 | 300500
[5 empty] | 445500300500 | 129 | 445500 | 300500
[5 empty] | 446500300500 | 129 | 446500 | 300500
[5 empty] | 447500300500 | 129 | 447500 | 300500
[5 empty] | 448500300500 | 129 | 448500 | 300500
[5 empty] | 431500299500 | 129 | 431500 | 299500
[5 empty] | 432500299500 | 129 | 432500 | 299500
[5 empty] | 433500299500 | 129 | 433500 | 299500
[5 empty] | 434500299500 | 129 | 434500 | 299500
[5 empty] | 435500299500 | 129 | 435500 | 299500
[5 empty] | 436500299500 | 129 | 436500 | 299500
[5 empty] | 437500299500 | 129 | 437500 | 299500
[5 empty] | 438500299500 | 129 | 438500 | 299500
[5 empty] | 439500299500 | 129 | 439500 | 299500
[5 empty] | 440500299500 | 129 | 440500 | 299500
[5 empty] | 441500299500 | 129 | 441500 | 299500
[5 empty] | 442500299500 | 129 | 442500 | 299500
[5 empty] | 443500299500 | 129 | 443500 | 299500
[5 empty] | 444500299500 | 129 | 444500 | 299500
[5 empty] | 445500299500 | 129 | 445500 | 299500
[5 empty] | 446500299500 | 129 | 446500 | 299500
[5 empty] | 447500299500 | 129 | 447500 | 299500
[5 empty] | 432500298500 | 129 | 432500 | 298500
[5 empty] | 433500298500 | 129 | 433500 | 298500
[5 empty] | 434500298500 | 129 | 434500 | 298500
[5 empty] | 435500298500 | 129 | 435500 | 298500
[5 empty] | 436500298500 | 129 | 436500 | 298500
[5 empty] | 437500298500 | 129 | 437500 | 298500
[5 empty] | 438500298500 | 129 | 438500 | 298500
[5 empty] | 439500298500 | 129 | 439500 | 298500
[5 empty] | 440500298500 | 129 | 440500 | 298500
[5 empty] | 441500298500 | 129 | 441500 | 298500
[5 empty] | 442500298500 | 129 | 442500 | 298500
[5 empty] | 443500298500 | 129 | 443500 | 298500
[5 empty] | 444500298500 | 129 | 444500 | 298500
[5 empty] | 445500298500 | 129 | 445500 | 298500
[5 empty] | 446500298500 | 129 | 446500 | 298500
[5 empty] | 447500298500 | 129 | 447500 | 298500
[5 empty] | 432500297500 | 129 | 432500 | 297500
[5 empty] | 433500297500 | 129 | 433500 | 297500
[5 empty] | 434500297500 | 129 | 434500 | 297500
[5 empty] | 435500297500 | 129 | 435500 | 297500
[5 empty] | 436500297500 | 129 | 436500 | 297500
[5 empty] | 437500297500 | 129 | 437500 | 297500
[5 empty] | 438500297500 | 129 | 438500 | 297500
[5 empty] | 439500297500 | 129 | 439500 | 297500
[5 empty] | 440500297500 | 129 | 440500 | 297500
[5 empty] | 441500297500 | 129 | 441500 | 297500
[5 empty] | 442500297500 | 129 | 442500 | 297500
[5 empty] | 443500297500 | 129 | 443500 | 297500
[5 empty] | 444500297500 | 129 | 444500 | 297500
[5 empty] | 445500297500 | 129 | 445500 | 297500
[5 empty] | 446500297500 | 129 | 446500 | 297500
[5 empty] | 447500297500 | 129 | 447500 | 297500
[5 empty] | 448500297500 | 129 | 448500 | 297500
[5 empty] | 434500296500 | 129 | 434500 | 296500
[5 empty] | 435500296500 | 129 | 435500 | 296500
[5 empty] | 436500296500 | 129 | 436500 | 296500
[5 empty] | 437500296500 | 129 | 437500 | 296500
[5 empty] | 438500296500 | 129 | 438500 | 296500
[5 empty] | 439500296500 | 129 | 439500 | 296500
[5 empty] | 440500296500 | 129 | 440500 | 296500
[5 empty] | 441500296500 | 129 | 441500 | 296500
[5 empty] | 442500296500 | 129 | 442500 | 296500
[5 empty] | 443500296500 | 129 | 443500 | 296500
[5 empty] | 444500296500 | 129 | 444500 | 296500
[5 empty] | 445500296500 | 129 | 445500 | 296500
[5 empty] | 447500296500 | 129 | 447500 | 296500
[5 empty] | 448500296500 | 129 | 448500 | 296500
[5 empty] | 436500295500 | 129 | 436500 | 295500
[5 empty] | 437500295500 | 129 | 437500 | 295500
[5 empty] | 438500295500 | 129 | 438500 | 295500
[5 empty] | 439500295500 | 129 | 439500 | 295500
[5 empty] | 440500295500 | 129 | 440500 | 295500
[5 empty] | 441500295500 | 129 | 441500 | 295500
[5 empty] | 442500295500 | 129 | 442500 | 295500
[5 empty] | 443500295500 | 129 | 443500 | 295500
[5 empty] | 444500295500 | 129 | 444500 | 295500
[5 empty] | 438500294500 | 129 | 438500 | 294500
[5 empty] | 439500294500 | 129 | 439500 | 294500
[5 empty] | 440500294500 | 129 | 440500 | 294500
[5 empty] | 441500294500 | 129 | 441500 | 294500
[5 empty] | 442500294500 | 129 | 442500 | 294500
[5 empty] | 443500294500 | 129 | 443500 | 294500
[5 empty] | 444500294500 | 129 | 444500 | 294500
[5 empty] | 439500293500 | 129 | 439500 | 293500
[5 empty] | 440500293500 | 129 | 440500 | 293500
[5 empty] | 441500293500 | 129 | 441500 | 293500
[5 empty] | 442500293500 | 129 | 442500 | 293500
[5 empty] | 443500293500 | 129 | 443500 | 293500
[5 empty] | 444500293500 | 129 | 444500 | 293500
[5 empty] | 441500292500 | 129 | 441500 | 292500
[5 empty] | 442500292500 | 129 | 442500 | 292500
[5 empty] | 443500292500 | 129 | 443500 | 292500
[5 empty] | 444500292500 | 129 | 444500 | 292500
[5 empty] | 442500291500 | 129 | 442500 | 291500
[5 empty] | 443500291500 | 129 | 443500 | 291500
[5 empty] | 444500291500 | 129 | 444500 | 291500
[5 empty] | 445500291500 | 129 | 445500 | 291500
[5 empty] | 444500290500 | 129 | 444500 | 290500
[5 empty] | 445500290500 | 129 | 445500 | 290500
[5 empty] | 522500139500 | 130 | 522500 | 139500
[5 empty] | 523500139500 | 130 | 523500 | 139500
[5 empty] | 524500139500 | 130 | 524500 | 139500
[5 empty] | 521500138500 | 130 | 521500 | 138500
[5 empty] | 522500138500 | 130 | 522500 | 138500
[5 empty] | 523500138500 | 130 | 523500 | 138500
[5 empty] | 524500138500 | 130 | 524500 | 138500
[5 empty] | 517500137500 | 130 | 517500 | 137500
[5 empty] | 519500137500 | 130 | 519500 | 137500
[5 empty] | 520500137500 | 130 | 520500 | 137500
[5 empty] | 521500137500 | 130 | 521500 | 137500
[5 empty] | 522500137500 | 130 | 522500 | 137500
[5 empty] | 523500137500 | 130 | 523500 | 137500
[5 empty] | 524500137500 | 130 | 524500 | 137500
[5 empty] | 514500136500 | 130 | 514500 | 136500
[5 empty] | 515500136500 | 130 | 515500 | 136500
[5 empty] | 516500136500 | 130 | 516500 | 136500
[5 empty] | 517500136500 | 130 | 517500 | 136500
[5 empty] | 518500136500 | 130 | 518500 | 136500
[5 empty] | 519500136500 | 130 | 519500 | 136500
[5 empty] | 520500136500 | 130 | 520500 | 136500
[5 empty] | 521500136500 | 130 | 521500 | 136500
[5 empty] | 522500136500 | 130 | 522500 | 136500
[5 empty] | 523500136500 | 130 | 523500 | 136500
[5 empty] | 512500135500 | 130 | 512500 | 135500
[5 empty] | 513500135500 | 130 | 513500 | 135500
[5 empty] | 514500135500 | 130 | 514500 | 135500
[5 empty] | 515500135500 | 130 | 515500 | 135500
[5 empty] | 516500135500 | 130 | 516500 | 135500
[5 empty] | 517500135500 | 130 | 517500 | 135500
[5 empty] | 518500135500 | 130 | 518500 | 135500
[5 empty] | 519500135500 | 130 | 519500 | 135500
[5 empty] | 520500135500 | 130 | 520500 | 135500
[5 empty] | 521500135500 | 130 | 521500 | 135500
[5 empty] | 522500135500 | 130 | 522500 | 135500
[5 empty] | 523500135500 | 130 | 523500 | 135500
[5 empty] | 508500134500 | 130 | 508500 | 134500
[5 empty] | 509500134500 | 130 | 509500 | 134500
[5 empty] | 510500134500 | 130 | 510500 | 134500
[5 empty] | 511500134500 | 130 | 511500 | 134500
[5 empty] | 512500134500 | 130 | 512500 | 134500
[5 empty] | 513500134500 | 130 | 513500 | 134500
[5 empty] | 514500134500 | 130 | 514500 | 134500
[5 empty] | 515500134500 | 130 | 515500 | 134500
[5 empty] | 516500134500 | 130 | 516500 | 134500
[5 empty] | 517500134500 | 130 | 517500 | 134500
[5 empty] | 518500134500 | 130 | 518500 | 134500
[5 empty] | 519500134500 | 130 | 519500 | 134500
[5 empty] | 520500134500 | 130 | 520500 | 134500
[5 empty] | 521500134500 | 130 | 521500 | 134500
[5 empty] | 522500134500 | 130 | 522500 | 134500
[5 empty] | 523500134500 | 130 | 523500 | 134500
[5 empty] | 524500134500 | 130 | 524500 | 134500
[5 empty] | 506500133500 | 130 | 506500 | 133500
[5 empty] | 507500133500 | 130 | 507500 | 133500
[5 empty] | 508500133500 | 130 | 508500 | 133500
[5 empty] | 509500133500 | 130 | 509500 | 133500
[5 empty] | 510500133500 | 130 | 510500 | 133500
[5 empty] | 511500133500 | 130 | 511500 | 133500
[5 empty] | 512500133500 | 130 | 512500 | 133500
[5 empty] | 513500133500 | 130 | 513500 | 133500
[5 empty] | 514500133500 | 130 | 514500 | 133500
[5 empty] | 515500133500 | 130 | 515500 | 133500
[5 empty] | 516500133500 | 130 | 516500 | 133500
[5 empty] | 517500133500 | 130 | 517500 | 133500
[5 empty] | 518500133500 | 130 | 518500 | 133500
[5 empty] | 519500133500 | 130 | 519500 | 133500
[5 empty] | 520500133500 | 130 | 520500 | 133500
[5 empty] | 521500133500 | 130 | 521500 | 133500
[5 empty] | 522500133500 | 130 | 522500 | 133500
[5 empty] | 523500133500 | 130 | 523500 | 133500
[5 empty] | 524500133500 | 130 | 524500 | 133500
[5 empty] | 506500132500 | 130 | 506500 | 132500
[5 empty] | 507500132500 | 130 | 507500 | 132500
[5 empty] | 508500132500 | 130 | 508500 | 132500
[5 empty] | 509500132500 | 130 | 509500 | 132500
[5 empty] | 510500132500 | 130 | 510500 | 132500
[5 empty] | 511500132500 | 130 | 511500 | 132500
[5 empty] | 512500132500 | 130 | 512500 | 132500
[5 empty] | 513500132500 | 130 | 513500 | 132500
[5 empty] | 514500132500 | 130 | 514500 | 132500
[5 empty] | 515500132500 | 130 | 515500 | 132500
[5 empty] | 516500132500 | 130 | 516500 | 132500
[5 empty] | 517500132500 | 130 | 517500 | 132500
[5 empty] | 518500132500 | 130 | 518500 | 132500
[5 empty] | 519500132500 | 130 | 519500 | 132500
[5 empty] | 520500132500 | 130 | 520500 | 132500
[5 empty] | 521500132500 | 130 | 521500 | 132500
[5 empty] | 522500132500 | 130 | 522500 | 132500
[5 empty] | 523500132500 | 130 | 523500 | 132500
[5 empty] | 524500132500 | 130 | 524500 | 132500
[5 empty] | 506500131500 | 130 | 506500 | 131500
[5 empty] | 507500131500 | 130 | 507500 | 131500
[5 empty] | 508500131500 | 130 | 508500 | 131500
[5 empty] | 509500131500 | 130 | 509500 | 131500
[5 empty] | 510500131500 | 130 | 510500 | 131500
[5 empty] | 511500131500 | 130 | 511500 | 131500
[5 empty] | 512500131500 | 130 | 512500 | 131500
[5 empty] | 513500131500 | 130 | 513500 | 131500
[5 empty] | 514500131500 | 130 | 514500 | 131500
[5 empty] | 515500131500 | 130 | 515500 | 131500
[5 empty] | 516500131500 | 130 | 516500 | 131500
[5 empty] | 517500131500 | 130 | 517500 | 131500
[5 empty] | 518500131500 | 130 | 518500 | 131500
[5 empty] | 519500131500 | 130 | 519500 | 131500
[5 empty] | 520500131500 | 130 | 520500 | 131500
[5 empty] | 521500131500 | 130 | 521500 | 131500
[5 empty] | 522500131500 | 130 | 522500 | 131500
[5 empty] | 523500131500 | 130 | 523500 | 131500
[5 empty] | 524500131500 | 130 | 524500 | 131500
[5 empty] | 506500130500 | 130 | 506500 | 130500
[5 empty] | 507500130500 | 130 | 507500 | 130500
[5 empty] | 508500130500 | 130 | 508500 | 130500
[5 empty] | 509500130500 | 130 | 509500 | 130500
[5 empty] | 510500130500 | 130 | 510500 | 130500
[5 empty] | 511500130500 | 130 | 511500 | 130500
[5 empty] | 512500130500 | 130 | 512500 | 130500
[5 empty] | 513500130500 | 130 | 513500 | 130500
[5 empty] | 514500130500 | 130 | 514500 | 130500
[5 empty] | 515500130500 | 130 | 515500 | 130500
[5 empty] | 516500130500 | 130 | 516500 | 130500
[5 empty] | 517500130500 | 130 | 517500 | 130500
[5 empty] | 518500130500 | 130 | 518500 | 130500
[5 empty] | 519500130500 | 130 | 519500 | 130500
[5 empty] | 520500130500 | 130 | 520500 | 130500
[5 empty] | 521500130500 | 130 | 521500 | 130500
[5 empty] | 522500130500 | 130 | 522500 | 130500
[5 empty] | 523500130500 | 130 | 523500 | 130500
[5 empty] | 524500130500 | 130 | 524500 | 130500
[5 empty] | 507500129500 | 130 | 507500 | 129500
[5 empty] | 508500129500 | 130 | 508500 | 129500
[5 empty] | 509500129500 | 130 | 509500 | 129500
[5 empty] | 510500129500 | 130 | 510500 | 129500
[5 empty] | 511500129500 | 130 | 511500 | 129500
[5 empty] | 512500129500 | 130 | 512500 | 129500
[5 empty] | 513500129500 | 130 | 513500 | 129500
[5 empty] | 514500129500 | 130 | 514500 | 129500
[5 empty] | 515500129500 | 130 | 515500 | 129500
[5 empty] | 516500129500 | 130 | 516500 | 129500
[5 empty] | 517500129500 | 130 | 517500 | 129500
[5 empty] | 518500129500 | 130 | 518500 | 129500
[5 empty] | 519500129500 | 130 | 519500 | 129500
[5 empty] | 520500129500 | 130 | 520500 | 129500
[5 empty] | 521500129500 | 130 | 521500 | 129500
[5 empty] | 522500129500 | 130 | 522500 | 129500
[5 empty] | 523500129500 | 130 | 523500 | 129500
[5 empty] | 524500129500 | 130 | 524500 | 129500
[5 empty] | 507500128500 | 130 | 507500 | 128500
[5 empty] | 508500128500 | 130 | 508500 | 128500
[5 empty] | 509500128500 | 130 | 509500 | 128500
[5 empty] | 510500128500 | 130 | 510500 | 128500
[5 empty] | 511500128500 | 130 | 511500 | 128500
[5 empty] | 512500128500 | 130 | 512500 | 128500
[5 empty] | 513500128500 | 130 | 513500 | 128500
[5 empty] | 514500128500 | 130 | 514500 | 128500
[5 empty] | 515500128500 | 130 | 515500 | 128500
[5 empty] | 516500128500 | 130 | 516500 | 128500
[5 empty] | 517500128500 | 130 | 517500 | 128500
[5 empty] | 518500128500 | 130 | 518500 | 128500
[5 empty] | 519500128500 | 130 | 519500 | 128500
[5 empty] | 520500128500 | 130 | 520500 | 128500
[5 empty] | 521500128500 | 130 | 521500 | 128500
[5 empty] | 522500128500 | 130 | 522500 | 128500
[5 empty] | 523500128500 | 130 | 523500 | 128500
[5 empty] | 524500128500 | 130 | 524500 | 128500
[5 empty] | 507500127500 | 130 | 507500 | 127500
[5 empty] | 508500127500 | 130 | 508500 | 127500
[5 empty] | 509500127500 | 130 | 509500 | 127500
[5 empty] | 510500127500 | 130 | 510500 | 127500
[5 empty] | 511500127500 | 130 | 511500 | 127500
[5 empty] | 512500127500 | 130 | 512500 | 127500
[5 empty] | 513500127500 | 130 | 513500 | 127500
[5 empty] | 514500127500 | 130 | 514500 | 127500
[5 empty] | 515500127500 | 130 | 515500 | 127500
[5 empty] | 516500127500 | 130 | 516500 | 127500
[5 empty] | 517500127500 | 130 | 517500 | 127500
[5 empty] | 518500127500 | 130 | 518500 | 127500
[5 empty] | 519500127500 | 130 | 519500 | 127500
[5 empty] | 520500127500 | 130 | 520500 | 127500
[5 empty] | 521500127500 | 130 | 521500 | 127500
[5 empty] | 522500127500 | 130 | 522500 | 127500
[5 empty] | 507500126500 | 130 | 507500 | 126500
[5 empty] | 508500126500 | 130 | 508500 | 126500
[5 empty] | 509500126500 | 130 | 509500 | 126500
[5 empty] | 510500126500 | 130 | 510500 | 126500
[5 empty] | 511500126500 | 130 | 511500 | 126500
[5 empty] | 512500126500 | 130 | 512500 | 126500
[5 empty] | 513500126500 | 130 | 513500 | 126500
[5 empty] | 514500126500 | 130 | 514500 | 126500
[5 empty] | 515500126500 | 130 | 515500 | 126500
[5 empty] | 516500126500 | 130 | 516500 | 126500
[5 empty] | 517500126500 | 130 | 517500 | 126500
[5 empty] | 518500126500 | 130 | 518500 | 126500
[5 empty] | 519500126500 | 130 | 519500 | 126500
[5 empty] | 520500126500 | 130 | 520500 | 126500
[5 empty] | 521500126500 | 130 | 521500 | 126500
[5 empty] | 522500126500 | 130 | 522500 | 126500
[5 empty] | 507500125500 | 130 | 507500 | 125500
[5 empty] | 508500125500 | 130 | 508500 | 125500
[5 empty] | 509500125500 | 130 | 509500 | 125500
[5 empty] | 510500125500 | 130 | 510500 | 125500
[5 empty] | 511500125500 | 130 | 511500 | 125500
[5 empty] | 512500125500 | 130 | 512500 | 125500
[5 empty] | 513500125500 | 130 | 513500 | 125500
[5 empty] | 514500125500 | 130 | 514500 | 125500
[5 empty] | 515500125500 | 130 | 515500 | 125500
[5 empty] | 516500125500 | 130 | 516500 | 125500
[5 empty] | 517500125500 | 130 | 517500 | 125500
[5 empty] | 518500125500 | 130 | 518500 | 125500
[5 empty] | 519500125500 | 130 | 519500 | 125500
[5 empty] | 520500125500 | 130 | 520500 | 125500
[5 empty] | 521500125500 | 130 | 521500 | 125500
[5 empty] | 522500125500 | 130 | 522500 | 125500
[5 empty] | 506500124500 | 130 | 506500 | 124500
[5 empty] | 507500124500 | 130 | 507500 | 124500
[5 empty] | 508500124500 | 130 | 508500 | 124500
[5 empty] | 509500124500 | 130 | 509500 | 124500
[5 empty] | 510500124500 | 130 | 510500 | 124500
[5 empty] | 511500124500 | 130 | 511500 | 124500
[5 empty] | 512500124500 | 130 | 512500 | 124500
[5 empty] | 513500124500 | 130 | 513500 | 124500
[5 empty] | 514500124500 | 130 | 514500 | 124500
[5 empty] | 515500124500 | 130 | 515500 | 124500
[5 empty] | 516500124500 | 130 | 516500 | 124500
[5 empty] | 517500124500 | 130 | 517500 | 124500
[5 empty] | 518500124500 | 130 | 518500 | 124500
[5 empty] | 519500124500 | 130 | 519500 | 124500
[5 empty] | 520500124500 | 130 | 520500 | 124500
[5 empty] | 521500124500 | 130 | 521500 | 124500
[5 empty] | 522500124500 | 130 | 522500 | 124500
[5 empty] | 523500124500 | 130 | 523500 | 124500
[5 empty] | 504500123500 | 130 | 504500 | 123500
[5 empty] | 505500123500 | 130 | 505500 | 123500
[5 empty] | 506500123500 | 130 | 506500 | 123500
[5 empty] | 507500123500 | 130 | 507500 | 123500
[5 empty] | 508500123500 | 130 | 508500 | 123500
[5 empty] | 509500123500 | 130 | 509500 | 123500
[5 empty] | 510500123500 | 130 | 510500 | 123500
[5 empty] | 511500123500 | 130 | 511500 | 123500
[5 empty] | 512500123500 | 130 | 512500 | 123500
[5 empty] | 513500123500 | 130 | 513500 | 123500
[5 empty] | 514500123500 | 130 | 514500 | 123500
[5 empty] | 515500123500 | 130 | 515500 | 123500
[5 empty] | 516500123500 | 130 | 516500 | 123500
[5 empty] | 517500123500 | 130 | 517500 | 123500
[5 empty] | 518500123500 | 130 | 518500 | 123500
[5 empty] | 519500123500 | 130 | 519500 | 123500
[5 empty] | 520500123500 | 130 | 520500 | 123500
[5 empty] | 521500123500 | 130 | 521500 | 123500
[5 empty] | 522500123500 | 130 | 522500 | 123500
[5 empty] | 523500123500 | 130 | 523500 | 123500
[5 empty] | 505500122500 | 130 | 505500 | 122500
[5 empty] | 506500122500 | 130 | 506500 | 122500
[5 empty] | 507500122500 | 130 | 507500 | 122500
[5 empty] | 508500122500 | 130 | 508500 | 122500
[5 empty] | 509500122500 | 130 | 509500 | 122500
[5 empty] | 510500122500 | 130 | 510500 | 122500
[5 empty] | 511500122500 | 130 | 511500 | 122500
[5 empty] | 512500122500 | 130 | 512500 | 122500
[5 empty] | 513500122500 | 130 | 513500 | 122500
[5 empty] | 514500122500 | 130 | 514500 | 122500
[5 empty] | 515500122500 | 130 | 515500 | 122500
[5 empty] | 516500122500 | 130 | 516500 | 122500
[5 empty] | 517500122500 | 130 | 517500 | 122500
[5 empty] | 518500122500 | 130 | 518500 | 122500
[5 empty] | 519500122500 | 130 | 519500 | 122500
[5 empty] | 520500122500 | 130 | 520500 | 122500
[5 empty] | 521500122500 | 130 | 521500 | 122500
[5 empty] | 522500122500 | 130 | 522500 | 122500
[5 empty] | 523500122500 | 130 | 523500 | 122500
[5 empty] | 504500121500 | 130 | 504500 | 121500
[5 empty] | 505500121500 | 130 | 505500 | 121500
[5 empty] | 506500121500 | 130 | 506500 | 121500
[5 empty] | 507500121500 | 130 | 507500 | 121500
[5 empty] | 508500121500 | 130 | 508500 | 121500
[5 empty] | 509500121500 | 130 | 509500 | 121500
[5 empty] | 510500121500 | 130 | 510500 | 121500
[5 empty] | 511500121500 | 130 | 511500 | 121500
[5 empty] | 512500121500 | 130 | 512500 | 121500
[5 empty] | 513500121500 | 130 | 513500 | 121500
[5 empty] | 514500121500 | 130 | 514500 | 121500
[5 empty] | 515500121500 | 130 | 515500 | 121500
[5 empty] | 516500121500 | 130 | 516500 | 121500
[5 empty] | 517500121500 | 130 | 517500 | 121500
[5 empty] | 518500121500 | 130 | 518500 | 121500
[5 empty] | 519500121500 | 130 | 519500 | 121500
[5 empty] | 520500121500 | 130 | 520500 | 121500
[5 empty] | 521500121500 | 130 | 521500 | 121500
[5 empty] | 522500121500 | 130 | 522500 | 121500
[5 empty] | 523500121500 | 130 | 523500 | 121500
[5 empty] | 503500120500 | 130 | 503500 | 120500
[5 empty] | 504500120500 | 130 | 504500 | 120500
[5 empty] | 505500120500 | 130 | 505500 | 120500
[5 empty] | 506500120500 | 130 | 506500 | 120500
[5 empty] | 507500120500 | 130 | 507500 | 120500
[5 empty] | 508500120500 | 130 | 508500 | 120500
[5 empty] | 509500120500 | 130 | 509500 | 120500
[5 empty] | 510500120500 | 130 | 510500 | 120500
[5 empty] | 511500120500 | 130 | 511500 | 120500
[5 empty] | 512500120500 | 130 | 512500 | 120500
[5 empty] | 513500120500 | 130 | 513500 | 120500
[5 empty] | 514500120500 | 130 | 514500 | 120500
[5 empty] | 515500120500 | 130 | 515500 | 120500
[5 empty] | 516500120500 | 130 | 516500 | 120500
[5 empty] | 517500120500 | 130 | 517500 | 120500
[5 empty] | 518500120500 | 130 | 518500 | 120500
[5 empty] | 519500120500 | 130 | 519500 | 120500
[5 empty] | 520500120500 | 130 | 520500 | 120500
[5 empty] | 521500120500 | 130 | 521500 | 120500
[5 empty] | 522500120500 | 130 | 522500 | 120500
[5 empty] | 523500120500 | 130 | 523500 | 120500
[5 empty] | 503500119500 | 130 | 503500 | 119500
[5 empty] | 504500119500 | 130 | 504500 | 119500
[5 empty] | 505500119500 | 130 | 505500 | 119500
[5 empty] | 506500119500 | 130 | 506500 | 119500
[5 empty] | 507500119500 | 130 | 507500 | 119500
[5 empty] | 508500119500 | 130 | 508500 | 119500
[5 empty] | 509500119500 | 130 | 509500 | 119500
[5 empty] | 510500119500 | 130 | 510500 | 119500
[5 empty] | 511500119500 | 130 | 511500 | 119500
[5 empty] | 512500119500 | 130 | 512500 | 119500
[5 empty] | 513500119500 | 130 | 513500 | 119500
[5 empty] | 514500119500 | 130 | 514500 | 119500
[5 empty] | 515500119500 | 130 | 515500 | 119500
[5 empty] | 516500119500 | 130 | 516500 | 119500
[5 empty] | 517500119500 | 130 | 517500 | 119500
[5 empty] | 518500119500 | 130 | 518500 | 119500
[5 empty] | 519500119500 | 130 | 519500 | 119500
[5 empty] | 520500119500 | 130 | 520500 | 119500
[5 empty] | 521500119500 | 130 | 521500 | 119500
[5 empty] | 522500119500 | 130 | 522500 | 119500
[5 empty] | 523500119500 | 130 | 523500 | 119500
[5 empty] | 503500118500 | 130 | 503500 | 118500
[5 empty] | 504500118500 | 130 | 504500 | 118500
[5 empty] | 505500118500 | 130 | 505500 | 118500
[5 empty] | 506500118500 | 130 | 506500 | 118500
[5 empty] | 507500118500 | 130 | 507500 | 118500
[5 empty] | 508500118500 | 130 | 508500 | 118500
[5 empty] | 509500118500 | 130 | 509500 | 118500
[5 empty] | 510500118500 | 130 | 510500 | 118500
[5 empty] | 511500118500 | 130 | 511500 | 118500
[5 empty] | 512500118500 | 130 | 512500 | 118500
[5 empty] | 513500118500 | 130 | 513500 | 118500
[5 empty] | 514500118500 | 130 | 514500 | 118500
[5 empty] | 515500118500 | 130 | 515500 | 118500
[5 empty] | 516500118500 | 130 | 516500 | 118500
[5 empty] | 517500118500 | 130 | 517500 | 118500
[5 empty] | 518500118500 | 130 | 518500 | 118500
[5 empty] | 519500118500 | 130 | 519500 | 118500
[5 empty] | 520500118500 | 130 | 520500 | 118500
[5 empty] | 521500118500 | 130 | 521500 | 118500
[5 empty] | 522500118500 | 130 | 522500 | 118500
[5 empty] | 523500118500 | 130 | 523500 | 118500
[5 empty] | 501500117500 | 130 | 501500 | 117500
[5 empty] | 502500117500 | 130 | 502500 | 117500
[5 empty] | 503500117500 | 130 | 503500 | 117500
[5 empty] | 504500117500 | 130 | 504500 | 117500
[5 empty] | 505500117500 | 130 | 505500 | 117500
[5 empty] | 506500117500 | 130 | 506500 | 117500
[5 empty] | 507500117500 | 130 | 507500 | 117500
[5 empty] | 508500117500 | 130 | 508500 | 117500
[5 empty] | 509500117500 | 130 | 509500 | 117500
[5 empty] | 510500117500 | 130 | 510500 | 117500
[5 empty] | 511500117500 | 130 | 511500 | 117500
[5 empty] | 512500117500 | 130 | 512500 | 117500
[5 empty] | 513500117500 | 130 | 513500 | 117500
[5 empty] | 514500117500 | 130 | 514500 | 117500
[5 empty] | 515500117500 | 130 | 515500 | 117500
[5 empty] | 516500117500 | 130 | 516500 | 117500
[5 empty] | 517500117500 | 130 | 517500 | 117500
[5 empty] | 518500117500 | 130 | 518500 | 117500
[5 empty] | 519500117500 | 130 | 519500 | 117500
[5 empty] | 520500117500 | 130 | 520500 | 117500
[5 empty] | 521500117500 | 130 | 521500 | 117500
[5 empty] | 522500117500 | 130 | 522500 | 117500
[5 empty] | 523500117500 | 130 | 523500 | 117500
[5 empty] | 524500117500 | 130 | 524500 | 117500
[5 empty] | 501500116500 | 130 | 501500 | 116500
[5 empty] | 502500116500 | 130 | 502500 | 116500
[5 empty] | 503500116500 | 130 | 503500 | 116500
[5 empty] | 504500116500 | 130 | 504500 | 116500
[5 empty] | 505500116500 | 130 | 505500 | 116500
[5 empty] | 506500116500 | 130 | 506500 | 116500
[5 empty] | 507500116500 | 130 | 507500 | 116500
[5 empty] | 508500116500 | 130 | 508500 | 116500
[5 empty] | 509500116500 | 130 | 509500 | 116500
[5 empty] | 510500116500 | 130 | 510500 | 116500
[5 empty] | 511500116500 | 130 | 511500 | 116500
[5 empty] | 512500116500 | 130 | 512500 | 116500
[5 empty] | 513500116500 | 130 | 513500 | 116500
[5 empty] | 514500116500 | 130 | 514500 | 116500
[5 empty] | 515500116500 | 130 | 515500 | 116500
[5 empty] | 516500116500 | 130 | 516500 | 116500
[5 empty] | 517500116500 | 130 | 517500 | 116500
[5 empty] | 518500116500 | 130 | 518500 | 116500
[5 empty] | 519500116500 | 130 | 519500 | 116500
[5 empty] | 520500116500 | 130 | 520500 | 116500
[5 empty] | 521500116500 | 130 | 521500 | 116500
[5 empty] | 522500116500 | 130 | 522500 | 116500
[5 empty] | 523500116500 | 130 | 523500 | 116500
[5 empty] | 501500115500 | 130 | 501500 | 115500
[5 empty] | 502500115500 | 130 | 502500 | 115500
[5 empty] | 503500115500 | 130 | 503500 | 115500
[5 empty] | 504500115500 | 130 | 504500 | 115500
[5 empty] | 505500115500 | 130 | 505500 | 115500
[5 empty] | 506500115500 | 130 | 506500 | 115500
[5 empty] | 507500115500 | 130 | 507500 | 115500
[5 empty] | 508500115500 | 130 | 508500 | 115500
[5 empty] | 509500115500 | 130 | 509500 | 115500
[5 empty] | 510500115500 | 130 | 510500 | 115500
[5 empty] | 511500115500 | 130 | 511500 | 115500
[5 empty] | 512500115500 | 130 | 512500 | 115500
[5 empty] | 513500115500 | 130 | 513500 | 115500
[5 empty] | 514500115500 | 130 | 514500 | 115500
[5 empty] | 515500115500 | 130 | 515500 | 115500
[5 empty] | 516500115500 | 130 | 516500 | 115500
[5 empty] | 517500115500 | 130 | 517500 | 115500
[5 empty] | 518500115500 | 130 | 518500 | 115500
[5 empty] | 519500115500 | 130 | 519500 | 115500
[5 empty] | 520500115500 | 130 | 520500 | 115500
[5 empty] | 521500115500 | 130 | 521500 | 115500
[5 empty] | 522500115500 | 130 | 522500 | 115500
[5 empty] | 523500115500 | 130 | 523500 | 115500
[5 empty] | 524500115500 | 130 | 524500 | 115500
[5 empty] | 502500114500 | 130 | 502500 | 114500
[5 empty] | 503500114500 | 130 | 503500 | 114500
[5 empty] | 504500114500 | 130 | 504500 | 114500
[5 empty] | 505500114500 | 130 | 505500 | 114500
[5 empty] | 506500114500 | 130 | 506500 | 114500
[5 empty] | 507500114500 | 130 | 507500 | 114500
[5 empty] | 508500114500 | 130 | 508500 | 114500
[5 empty] | 509500114500 | 130 | 509500 | 114500
[5 empty] | 510500114500 | 130 | 510500 | 114500
[5 empty] | 511500114500 | 130 | 511500 | 114500
[5 empty] | 512500114500 | 130 | 512500 | 114500
[5 empty] | 513500114500 | 130 | 513500 | 114500
[5 empty] | 514500114500 | 130 | 514500 | 114500
[5 empty] | 515500114500 | 130 | 515500 | 114500
[5 empty] | 516500114500 | 130 | 516500 | 114500
[5 empty] | 517500114500 | 130 | 517500 | 114500
[5 empty] | 518500114500 | 130 | 518500 | 114500
[5 empty] | 519500114500 | 130 | 519500 | 114500
[5 empty] | 520500114500 | 130 | 520500 | 114500
[5 empty] | 521500114500 | 130 | 521500 | 114500
[5 empty] | 522500114500 | 130 | 522500 | 114500
[5 empty] | 523500114500 | 130 | 523500 | 114500
[5 empty] | 524500114500 | 130 | 524500 | 114500
[5 empty] | 502500113500 | 130 | 502500 | 113500
[5 empty] | 503500113500 | 130 | 503500 | 113500
[5 empty] | 504500113500 | 130 | 504500 | 113500
[5 empty] | 505500113500 | 130 | 505500 | 113500
[5 empty] | 506500113500 | 130 | 506500 | 113500
[5 empty] | 507500113500 | 130 | 507500 | 113500
[5 empty] | 508500113500 | 130 | 508500 | 113500
[5 empty] | 509500113500 | 130 | 509500 | 113500
[5 empty] | 510500113500 | 130 | 510500 | 113500
[5 empty] | 511500113500 | 130 | 511500 | 113500
[5 empty] | 512500113500 | 130 | 512500 | 113500
[5 empty] | 513500113500 | 130 | 513500 | 113500
[5 empty] | 514500113500 | 130 | 514500 | 113500
[5 empty] | 515500113500 | 130 | 515500 | 113500
[5 empty] | 516500113500 | 130 | 516500 | 113500
[5 empty] | 517500113500 | 130 | 517500 | 113500
[5 empty] | 518500113500 | 130 | 518500 | 113500
[5 empty] | 519500113500 | 130 | 519500 | 113500
[5 empty] | 520500113500 | 130 | 520500 | 113500
[5 empty] | 521500113500 | 130 | 521500 | 113500
[5 empty] | 522500113500 | 130 | 522500 | 113500
[5 empty] | 523500113500 | 130 | 523500 | 113500
[5 empty] | 502500112500 | 130 | 502500 | 112500
[5 empty] | 503500112500 | 130 | 503500 | 112500
[5 empty] | 504500112500 | 130 | 504500 | 112500
[5 empty] | 505500112500 | 130 | 505500 | 112500
[5 empty] | 506500112500 | 130 | 506500 | 112500
[5 empty] | 507500112500 | 130 | 507500 | 112500
[5 empty] | 508500112500 | 130 | 508500 | 112500
[5 empty] | 509500112500 | 130 | 509500 | 112500
[5 empty] | 510500112500 | 130 | 510500 | 112500
[5 empty] | 511500112500 | 130 | 511500 | 112500
[5 empty] | 512500112500 | 130 | 512500 | 112500
[5 empty] | 513500112500 | 130 | 513500 | 112500
[5 empty] | 514500112500 | 130 | 514500 | 112500
[5 empty] | 515500112500 | 130 | 515500 | 112500
[5 empty] | 516500112500 | 130 | 516500 | 112500
[5 empty] | 517500112500 | 130 | 517500 | 112500
[5 empty] | 518500112500 | 130 | 518500 | 112500
[5 empty] | 519500112500 | 130 | 519500 | 112500
[5 empty] | 520500112500 | 130 | 520500 | 112500
[5 empty] | 521500112500 | 130 | 521500 | 112500
[5 empty] | 522500112500 | 130 | 522500 | 112500
[5 empty] | 523500112500 | 130 | 523500 | 112500
[5 empty] | 502500111500 | 130 | 502500 | 111500
[5 empty] | 503500111500 | 130 | 503500 | 111500
[5 empty] | 504500111500 | 130 | 504500 | 111500
[5 empty] | 507500111500 | 130 | 507500 | 111500
[5 empty] | 509500111500 | 130 | 509500 | 111500
[5 empty] | 510500111500 | 130 | 510500 | 111500
[5 empty] | 511500111500 | 130 | 511500 | 111500
[5 empty] | 512500111500 | 130 | 512500 | 111500
[5 empty] | 513500111500 | 130 | 513500 | 111500
[5 empty] | 514500111500 | 130 | 514500 | 111500
[5 empty] | 515500111500 | 130 | 515500 | 111500
[5 empty] | 516500111500 | 130 | 516500 | 111500
[5 empty] | 517500111500 | 130 | 517500 | 111500
[5 empty] | 518500111500 | 130 | 518500 | 111500
[5 empty] | 519500111500 | 130 | 519500 | 111500
[5 empty] | 520500111500 | 130 | 520500 | 111500
[5 empty] | 521500111500 | 130 | 521500 | 111500
[5 empty] | 522500111500 | 130 | 522500 | 111500
[5 empty] | 523500111500 | 130 | 523500 | 111500
[5 empty] | 502500110500 | 130 | 502500 | 110500
[5 empty] | 503500110500 | 130 | 503500 | 110500
[5 empty] | 509500110500 | 130 | 509500 | 110500
[5 empty] | 515500110500 | 130 | 515500 | 110500
[5 empty] | 516500110500 | 130 | 516500 | 110500
[5 empty] | 517500110500 | 130 | 517500 | 110500
[5 empty] | 518500110500 | 130 | 518500 | 110500
[5 empty] | 519500110500 | 130 | 519500 | 110500
[5 empty] | 520500110500 | 130 | 520500 | 110500
[5 empty] | 521500110500 | 130 | 521500 | 110500
[5 empty] | 522500110500 | 130 | 522500 | 110500
[5 empty] | 523500110500 | 130 | 523500 | 110500
[5 empty] | 515500109500 | 130 | 515500 | 109500
[5 empty] | 516500109500 | 130 | 516500 | 109500
[5 empty] | 517500109500 | 130 | 517500 | 109500
[5 empty] | 518500109500 | 130 | 518500 | 109500
[5 empty] | 519500109500 | 130 | 519500 | 109500
[5 empty] | 520500109500 | 130 | 520500 | 109500
[5 empty] | 521500109500 | 130 | 521500 | 109500
[5 empty] | 522500109500 | 130 | 522500 | 109500
[5 empty] | 517500108500 | 130 | 517500 | 108500
[5 empty] | 508500299500 | 131 | 508500 | 299500
[5 empty] | 507500298500 | 131 | 507500 | 298500
[5 empty] | 508500298500 | 131 | 508500 | 298500
[5 empty] | 508500297500 | 131 | 508500 | 297500
[5 empty] | 509500297500 | 131 | 509500 | 297500
[5 empty] | 510500297500 | 131 | 510500 | 297500
[5 empty] | 511500297500 | 131 | 511500 | 297500
[5 empty] | 507500296500 | 131 | 507500 | 296500
[5 empty] | 508500296500 | 131 | 508500 | 296500
[5 empty] | 509500296500 | 131 | 509500 | 296500
[5 empty] | 510500296500 | 131 | 510500 | 296500
[5 empty] | 511500296500 | 131 | 511500 | 296500
[5 empty] | 512500296500 | 131 | 512500 | 296500
[5 empty] | 508500295500 | 131 | 508500 | 295500
[5 empty] | 509500295500 | 131 | 509500 | 295500
[5 empty] | 510500295500 | 131 | 510500 | 295500
[5 empty] | 511500295500 | 131 | 511500 | 295500
[5 empty] | 512500295500 | 131 | 512500 | 295500
[5 empty] | 522500295500 | 131 | 522500 | 295500
[5 empty] | 508500294500 | 131 | 508500 | 294500
[5 empty] | 509500294500 | 131 | 509500 | 294500
[5 empty] | 510500294500 | 131 | 510500 | 294500
[5 empty] | 511500294500 | 131 | 511500 | 294500
[5 empty] | 512500294500 | 131 | 512500 | 294500
[5 empty] | 513500294500 | 131 | 513500 | 294500
[5 empty] | 520500294500 | 131 | 520500 | 294500
[5 empty] | 521500294500 | 131 | 521500 | 294500
[5 empty] | 522500294500 | 131 | 522500 | 294500
[5 empty] | 508500293500 | 131 | 508500 | 293500
[5 empty] | 509500293500 | 131 | 509500 | 293500
[5 empty] | 510500293500 | 131 | 510500 | 293500
[5 empty] | 511500293500 | 131 | 511500 | 293500
[5 empty] | 512500293500 | 131 | 512500 | 293500
[5 empty] | 513500293500 | 131 | 513500 | 293500
[5 empty] | 514500293500 | 131 | 514500 | 293500
[5 empty] | 519500293500 | 131 | 519500 | 293500
[5 empty] | 520500293500 | 131 | 520500 | 293500
[5 empty] | 521500293500 | 131 | 521500 | 293500
[5 empty] | 522500293500 | 131 | 522500 | 293500
[5 empty] | 523500293500 | 131 | 523500 | 293500
[5 empty] | 524500293500 | 131 | 524500 | 293500
[5 empty] | 509500292500 | 131 | 509500 | 292500
[5 empty] | 510500292500 | 131 | 510500 | 292500
[5 empty] | 511500292500 | 131 | 511500 | 292500
[5 empty] | 512500292500 | 131 | 512500 | 292500
[5 empty] | 513500292500 | 131 | 513500 | 292500
[5 empty] | 514500292500 | 131 | 514500 | 292500
[5 empty] | 517500292500 | 131 | 517500 | 292500
[5 empty] | 518500292500 | 131 | 518500 | 292500
[5 empty] | 519500292500 | 131 | 519500 | 292500
[5 empty] | 520500292500 | 131 | 520500 | 292500
[5 empty] | 521500292500 | 131 | 521500 | 292500
[5 empty] | 522500292500 | 131 | 522500 | 292500
[5 empty] | 523500292500 | 131 | 523500 | 292500
[5 empty] | 524500292500 | 131 | 524500 | 292500
[5 empty] | 525500292500 | 131 | 525500 | 292500
[5 empty] | 511500291500 | 131 | 511500 | 291500
[5 empty] | 512500291500 | 131 | 512500 | 291500
[5 empty] | 513500291500 | 131 | 513500 | 291500
[5 empty] | 514500291500 | 131 | 514500 | 291500
[5 empty] | 515500291500 | 131 | 515500 | 291500
[5 empty] | 517500291500 | 131 | 517500 | 291500
[5 empty] | 518500291500 | 131 | 518500 | 291500
[5 empty] | 519500291500 | 131 | 519500 | 291500
[5 empty] | 520500291500 | 131 | 520500 | 291500
[5 empty] | 521500291500 | 131 | 521500 | 291500
[5 empty] | 522500291500 | 131 | 522500 | 291500
[5 empty] | 523500291500 | 131 | 523500 | 291500
[5 empty] | 524500291500 | 131 | 524500 | 291500
[5 empty] | 525500291500 | 131 | 525500 | 291500
[5 empty] | 526500291500 | 131 | 526500 | 291500
[5 empty] | 531500291500 | 131 | 531500 | 291500
[5 empty] | 512500290500 | 131 | 512500 | 290500
[5 empty] | 513500290500 | 131 | 513500 | 290500
[5 empty] | 514500290500 | 131 | 514500 | 290500
[5 empty] | 515500290500 | 131 | 515500 | 290500
[5 empty] | 516500290500 | 131 | 516500 | 290500
[5 empty] | 517500290500 | 131 | 517500 | 290500
[5 empty] | 518500290500 | 131 | 518500 | 290500
[5 empty] | 519500290500 | 131 | 519500 | 290500
[5 empty] | 520500290500 | 131 | 520500 | 290500
[5 empty] | 521500290500 | 131 | 521500 | 290500
[5 empty] | 522500290500 | 131 | 522500 | 290500
[5 empty] | 523500290500 | 131 | 523500 | 290500
[5 empty] | 524500290500 | 131 | 524500 | 290500
[5 empty] | 525500290500 | 131 | 525500 | 290500
[5 empty] | 526500290500 | 131 | 526500 | 290500
[5 empty] | 529500290500 | 131 | 529500 | 290500
[5 empty] | 530500290500 | 131 | 530500 | 290500
[5 empty] | 531500290500 | 131 | 531500 | 290500
[5 empty] | 532500290500 | 131 | 532500 | 290500
[5 empty] | 512500289500 | 131 | 512500 | 289500
[5 empty] | 513500289500 | 131 | 513500 | 289500
[5 empty] | 514500289500 | 131 | 514500 | 289500
[5 empty] | 515500289500 | 131 | 515500 | 289500
[5 empty] | 516500289500 | 131 | 516500 | 289500
[5 empty] | 517500289500 | 131 | 517500 | 289500
[5 empty] | 518500289500 | 131 | 518500 | 289500
[5 empty] | 519500289500 | 131 | 519500 | 289500
[5 empty] | 520500289500 | 131 | 520500 | 289500
[5 empty] | 521500289500 | 131 | 521500 | 289500
[5 empty] | 522500289500 | 131 | 522500 | 289500
[5 empty] | 523500289500 | 131 | 523500 | 289500
[5 empty] | 524500289500 | 131 | 524500 | 289500
[5 empty] | 525500289500 | 131 | 525500 | 289500
[5 empty] | 526500289500 | 131 | 526500 | 289500
[5 empty] | 527500289500 | 131 | 527500 | 289500
[5 empty] | 528500289500 | 131 | 528500 | 289500
[5 empty] | 529500289500 | 131 | 529500 | 289500
[5 empty] | 530500289500 | 131 | 530500 | 289500
[5 empty] | 531500289500 | 131 | 531500 | 289500
[5 empty] | 532500289500 | 131 | 532500 | 289500
[5 empty] | 512500288500 | 131 | 512500 | 288500
[5 empty] | 513500288500 | 131 | 513500 | 288500
[5 empty] | 514500288500 | 131 | 514500 | 288500
[5 empty] | 515500288500 | 131 | 515500 | 288500
[5 empty] | 516500288500 | 131 | 516500 | 288500
[5 empty] | 517500288500 | 131 | 517500 | 288500
[5 empty] | 518500288500 | 131 | 518500 | 288500
[5 empty] | 519500288500 | 131 | 519500 | 288500
[5 empty] | 520500288500 | 131 | 520500 | 288500
[5 empty] | 521500288500 | 131 | 521500 | 288500
[5 empty] | 522500288500 | 131 | 522500 | 288500
[5 empty] | 523500288500 | 131 | 523500 | 288500
[5 empty] | 524500288500 | 131 | 524500 | 288500
[5 empty] | 525500288500 | 131 | 525500 | 288500
[5 empty] | 526500288500 | 131 | 526500 | 288500
[5 empty] | 527500288500 | 131 | 527500 | 288500
[5 empty] | 528500288500 | 131 | 528500 | 288500
[5 empty] | 529500288500 | 131 | 529500 | 288500
[5 empty] | 530500288500 | 131 | 530500 | 288500
[5 empty] | 531500288500 | 131 | 531500 | 288500
[5 empty] | 532500288500 | 131 | 532500 | 288500
[5 empty] | 512500287500 | 131 | 512500 | 287500
[5 empty] | 513500287500 | 131 | 513500 | 287500
[5 empty] | 514500287500 | 131 | 514500 | 287500
[5 empty] | 515500287500 | 131 | 515500 | 287500
[5 empty] | 516500287500 | 131 | 516500 | 287500
[5 empty] | 517500287500 | 131 | 517500 | 287500
[5 empty] | 518500287500 | 131 | 518500 | 287500
[5 empty] | 519500287500 | 131 | 519500 | 287500
[5 empty] | 520500287500 | 131 | 520500 | 287500
[5 empty] | 521500287500 | 131 | 521500 | 287500
[5 empty] | 522500287500 | 131 | 522500 | 287500
[5 empty] | 523500287500 | 131 | 523500 | 287500
[5 empty] | 524500287500 | 131 | 524500 | 287500
[5 empty] | 525500287500 | 131 | 525500 | 287500
[5 empty] | 526500287500 | 131 | 526500 | 287500
[5 empty] | 527500287500 | 131 | 527500 | 287500
[5 empty] | 528500287500 | 131 | 528500 | 287500
[5 empty] | 529500287500 | 131 | 529500 | 287500
[5 empty] | 530500287500 | 131 | 530500 | 287500
[5 empty] | 531500287500 | 131 | 531500 | 287500
[5 empty] | 532500287500 | 131 | 532500 | 287500
[5 empty] | 533500287500 | 131 | 533500 | 287500
[5 empty] | 512500286500 | 131 | 512500 | 286500
[5 empty] | 513500286500 | 131 | 513500 | 286500
[5 empty] | 514500286500 | 131 | 514500 | 286500
[5 empty] | 515500286500 | 131 | 515500 | 286500
[5 empty] | 516500286500 | 131 | 516500 | 286500
[5 empty] | 517500286500 | 131 | 517500 | 286500
[5 empty] | 518500286500 | 131 | 518500 | 286500
[5 empty] | 519500286500 | 131 | 519500 | 286500
[5 empty] | 520500286500 | 131 | 520500 | 286500
[5 empty] | 521500286500 | 131 | 521500 | 286500
[5 empty] | 522500286500 | 131 | 522500 | 286500
[5 empty] | 523500286500 | 131 | 523500 | 286500
[5 empty] | 524500286500 | 131 | 524500 | 286500
[5 empty] | 525500286500 | 131 | 525500 | 286500
[5 empty] | 526500286500 | 131 | 526500 | 286500
[5 empty] | 527500286500 | 131 | 527500 | 286500
[5 empty] | 528500286500 | 131 | 528500 | 286500
[5 empty] | 529500286500 | 131 | 529500 | 286500
[5 empty] | 530500286500 | 131 | 530500 | 286500
[5 empty] | 531500286500 | 131 | 531500 | 286500
[5 empty] | 532500286500 | 131 | 532500 | 286500
[5 empty] | 533500286500 | 131 | 533500 | 286500
[5 empty] | 534500286500 | 131 | 534500 | 286500
[5 empty] | 512500285500 | 131 | 512500 | 285500
[5 empty] | 513500285500 | 131 | 513500 | 285500
[5 empty] | 514500285500 | 131 | 514500 | 285500
[5 empty] | 515500285500 | 131 | 515500 | 285500
[5 empty] | 516500285500 | 131 | 516500 | 285500
[5 empty] | 517500285500 | 131 | 517500 | 285500
[5 empty] | 518500285500 | 131 | 518500 | 285500
[5 empty] | 519500285500 | 131 | 519500 | 285500
[5 empty] | 520500285500 | 131 | 520500 | 285500
[5 empty] | 521500285500 | 131 | 521500 | 285500
[5 empty] | 522500285500 | 131 | 522500 | 285500
[5 empty] | 523500285500 | 131 | 523500 | 285500
[5 empty] | 524500285500 | 131 | 524500 | 285500
[5 empty] | 525500285500 | 131 | 525500 | 285500
[5 empty] | 526500285500 | 131 | 526500 | 285500
[5 empty] | 527500285500 | 131 | 527500 | 285500
[5 empty] | 528500285500 | 131 | 528500 | 285500
[5 empty] | 529500285500 | 131 | 529500 | 285500
[5 empty] | 530500285500 | 131 | 530500 | 285500
[5 empty] | 531500285500 | 131 | 531500 | 285500
[5 empty] | 532500285500 | 131 | 532500 | 285500
[5 empty] | 533500285500 | 131 | 533500 | 285500
[5 empty] | 534500285500 | 131 | 534500 | 285500
[5 empty] | 535500285500 | 131 | 535500 | 285500
[5 empty] | 536500285500 | 131 | 536500 | 285500
[5 empty] | 511500284500 | 131 | 511500 | 284500
[5 empty] | 512500284500 | 131 | 512500 | 284500
[5 empty] | 513500284500 | 131 | 513500 | 284500
[5 empty] | 514500284500 | 131 | 514500 | 284500
[5 empty] | 515500284500 | 131 | 515500 | 284500
[5 empty] | 516500284500 | 131 | 516500 | 284500
[5 empty] | 517500284500 | 131 | 517500 | 284500
[5 empty] | 518500284500 | 131 | 518500 | 284500
[5 empty] | 519500284500 | 131 | 519500 | 284500
[5 empty] | 520500284500 | 131 | 520500 | 284500
[5 empty] | 521500284500 | 131 | 521500 | 284500
[5 empty] | 522500284500 | 131 | 522500 | 284500
[5 empty] | 523500284500 | 131 | 523500 | 284500
[5 empty] | 524500284500 | 131 | 524500 | 284500
[5 empty] | 525500284500 | 131 | 525500 | 284500
[5 empty] | 526500284500 | 131 | 526500 | 284500
[5 empty] | 527500284500 | 131 | 527500 | 284500
[5 empty] | 528500284500 | 131 | 528500 | 284500
[5 empty] | 529500284500 | 131 | 529500 | 284500
[5 empty] | 530500284500 | 131 | 530500 | 284500
[5 empty] | 531500284500 | 131 | 531500 | 284500
[5 empty] | 532500284500 | 131 | 532500 | 284500
[5 empty] | 533500284500 | 131 | 533500 | 284500
[5 empty] | 534500284500 | 131 | 534500 | 284500
[5 empty] | 535500284500 | 131 | 535500 | 284500
[5 empty] | 536500284500 | 131 | 536500 | 284500
[5 empty] | 537500284500 | 131 | 537500 | 284500
[5 empty] | 511500283500 | 131 | 511500 | 283500
[5 empty] | 512500283500 | 131 | 512500 | 283500
[5 empty] | 513500283500 | 131 | 513500 | 283500
[5 empty] | 514500283500 | 131 | 514500 | 283500
[5 empty] | 515500283500 | 131 | 515500 | 283500
[5 empty] | 516500283500 | 131 | 516500 | 283500
[5 empty] | 517500283500 | 131 | 517500 | 283500
[5 empty] | 518500283500 | 131 | 518500 | 283500
[5 empty] | 519500283500 | 131 | 519500 | 283500
[5 empty] | 520500283500 | 131 | 520500 | 283500
[5 empty] | 521500283500 | 131 | 521500 | 283500
[5 empty] | 522500283500 | 131 | 522500 | 283500
[5 empty] | 523500283500 | 131 | 523500 | 283500
[5 empty] | 524500283500 | 131 | 524500 | 283500
[5 empty] | 525500283500 | 131 | 525500 | 283500
[5 empty] | 526500283500 | 131 | 526500 | 283500
[5 empty] | 527500283500 | 131 | 527500 | 283500
[5 empty] | 528500283500 | 131 | 528500 | 283500
[5 empty] | 529500283500 | 131 | 529500 | 283500
[5 empty] | 530500283500 | 131 | 530500 | 283500
[5 empty] | 531500283500 | 131 | 531500 | 283500
[5 empty] | 532500283500 | 131 | 532500 | 283500
[5 empty] | 533500283500 | 131 | 533500 | 283500
[5 empty] | 534500283500 | 131 | 534500 | 283500
[5 empty] | 535500283500 | 131 | 535500 | 283500
[5 empty] | 536500283500 | 131 | 536500 | 283500
[5 empty] | 537500283500 | 131 | 537500 | 283500
[5 empty] | 511500282500 | 131 | 511500 | 282500
[5 empty] | 512500282500 | 131 | 512500 | 282500
[5 empty] | 513500282500 | 131 | 513500 | 282500
[5 empty] | 514500282500 | 131 | 514500 | 282500
[5 empty] | 515500282500 | 131 | 515500 | 282500
[5 empty] | 516500282500 | 131 | 516500 | 282500
[5 empty] | 517500282500 | 131 | 517500 | 282500
[5 empty] | 518500282500 | 131 | 518500 | 282500
[5 empty] | 519500282500 | 131 | 519500 | 282500
[5 empty] | 520500282500 | 131 | 520500 | 282500
[5 empty] | 521500282500 | 131 | 521500 | 282500
[5 empty] | 522500282500 | 131 | 522500 | 282500
[5 empty] | 523500282500 | 131 | 523500 | 282500
[5 empty] | 524500282500 | 131 | 524500 | 282500
[5 empty] | 525500282500 | 131 | 525500 | 282500
[5 empty] | 526500282500 | 131 | 526500 | 282500
[5 empty] | 527500282500 | 131 | 527500 | 282500
[5 empty] | 528500282500 | 131 | 528500 | 282500
[5 empty] | 529500282500 | 131 | 529500 | 282500
[5 empty] | 530500282500 | 131 | 530500 | 282500
[5 empty] | 531500282500 | 131 | 531500 | 282500
[5 empty] | 532500282500 | 131 | 532500 | 282500
[5 empty] | 533500282500 | 131 | 533500 | 282500
[5 empty] | 534500282500 | 131 | 534500 | 282500
[5 empty] | 535500282500 | 131 | 535500 | 282500
[5 empty] | 536500282500 | 131 | 536500 | 282500
[5 empty] | 537500282500 | 131 | 537500 | 282500
[5 empty] | 509500281500 | 131 | 509500 | 281500
[5 empty] | 510500281500 | 131 | 510500 | 281500
[5 empty] | 511500281500 | 131 | 511500 | 281500
[5 empty] | 512500281500 | 131 | 512500 | 281500
[5 empty] | 513500281500 | 131 | 513500 | 281500
[5 empty] | 514500281500 | 131 | 514500 | 281500
[5 empty] | 515500281500 | 131 | 515500 | 281500
[5 empty] | 516500281500 | 131 | 516500 | 281500
[5 empty] | 517500281500 | 131 | 517500 | 281500
[5 empty] | 518500281500 | 131 | 518500 | 281500
[5 empty] | 519500281500 | 131 | 519500 | 281500
[5 empty] | 520500281500 | 131 | 520500 | 281500
[5 empty] | 521500281500 | 131 | 521500 | 281500
[5 empty] | 522500281500 | 131 | 522500 | 281500
[5 empty] | 523500281500 | 131 | 523500 | 281500
[5 empty] | 524500281500 | 131 | 524500 | 281500
[5 empty] | 525500281500 | 131 | 525500 | 281500
[5 empty] | 526500281500 | 131 | 526500 | 281500
[5 empty] | 527500281500 | 131 | 527500 | 281500
[5 empty] | 528500281500 | 131 | 528500 | 281500
[5 empty] | 529500281500 | 131 | 529500 | 281500
[5 empty] | 530500281500 | 131 | 530500 | 281500
[5 empty] | 531500281500 | 131 | 531500 | 281500
[5 empty] | 532500281500 | 131 | 532500 | 281500
[5 empty] | 533500281500 | 131 | 533500 | 281500
[5 empty] | 534500281500 | 131 | 534500 | 281500
[5 empty] | 535500281500 | 131 | 535500 | 281500
[5 empty] | 536500281500 | 131 | 536500 | 281500
[5 empty] | 537500281500 | 131 | 537500 | 281500
[5 empty] | 508500280500 | 131 | 508500 | 280500
[5 empty] | 509500280500 | 131 | 509500 | 280500
[5 empty] | 510500280500 | 131 | 510500 | 280500
[5 empty] | 511500280500 | 131 | 511500 | 280500
[5 empty] | 512500280500 | 131 | 512500 | 280500
[5 empty] | 513500280500 | 131 | 513500 | 280500
[5 empty] | 514500280500 | 131 | 514500 | 280500
[5 empty] | 515500280500 | 131 | 515500 | 280500
[5 empty] | 516500280500 | 131 | 516500 | 280500
[5 empty] | 517500280500 | 131 | 517500 | 280500
[5 empty] | 518500280500 | 131 | 518500 | 280500
[5 empty] | 519500280500 | 131 | 519500 | 280500
[5 empty] | 520500280500 | 131 | 520500 | 280500
[5 empty] | 521500280500 | 131 | 521500 | 280500
[5 empty] | 522500280500 | 131 | 522500 | 280500
[5 empty] | 523500280500 | 131 | 523500 | 280500
[5 empty] | 524500280500 | 131 | 524500 | 280500
[5 empty] | 525500280500 | 131 | 525500 | 280500
[5 empty] | 526500280500 | 131 | 526500 | 280500
[5 empty] | 527500280500 | 131 | 527500 | 280500
[5 empty] | 528500280500 | 131 | 528500 | 280500
[5 empty] | 529500280500 | 131 | 529500 | 280500
[5 empty] | 530500280500 | 131 | 530500 | 280500
[5 empty] | 531500280500 | 131 | 531500 | 280500
[5 empty] | 532500280500 | 131 | 532500 | 280500
[5 empty] | 533500280500 | 131 | 533500 | 280500
[5 empty] | 534500280500 | 131 | 534500 | 280500
[5 empty] | 535500280500 | 131 | 535500 | 280500
[5 empty] | 536500280500 | 131 | 536500 | 280500
[5 empty] | 537500280500 | 131 | 537500 | 280500
[5 empty] | 508500279500 | 131 | 508500 | 279500
[5 empty] | 509500279500 | 131 | 509500 | 279500
[5 empty] | 510500279500 | 131 | 510500 | 279500
[5 empty] | 511500279500 | 131 | 511500 | 279500
[5 empty] | 512500279500 | 131 | 512500 | 279500
[5 empty] | 513500279500 | 131 | 513500 | 279500
[5 empty] | 514500279500 | 131 | 514500 | 279500
[5 empty] | 515500279500 | 131 | 515500 | 279500
[5 empty] | 516500279500 | 131 | 516500 | 279500
[5 empty] | 517500279500 | 131 | 517500 | 279500
[5 empty] | 518500279500 | 131 | 518500 | 279500
[5 empty] | 519500279500 | 131 | 519500 | 279500
[5 empty] | 520500279500 | 131 | 520500 | 279500
[5 empty] | 521500279500 | 131 | 521500 | 279500
[5 empty] | 522500279500 | 131 | 522500 | 279500
[5 empty] | 523500279500 | 131 | 523500 | 279500
[5 empty] | 524500279500 | 131 | 524500 | 279500
[5 empty] | 525500279500 | 131 | 525500 | 279500
[5 empty] | 526500279500 | 131 | 526500 | 279500
[5 empty] | 527500279500 | 131 | 527500 | 279500
[5 empty] | 528500279500 | 131 | 528500 | 279500
[5 empty] | 529500279500 | 131 | 529500 | 279500
[5 empty] | 530500279500 | 131 | 530500 | 279500
[5 empty] | 531500279500 | 131 | 531500 | 279500
[5 empty] | 532500279500 | 131 | 532500 | 279500
[5 empty] | 533500279500 | 131 | 533500 | 279500
[5 empty] | 534500279500 | 131 | 534500 | 279500
[5 empty] | 535500279500 | 131 | 535500 | 279500
[5 empty] | 536500279500 | 131 | 536500 | 279500
[5 empty] | 537500279500 | 131 | 537500 | 279500
[5 empty] | 507500278500 | 131 | 507500 | 278500
[5 empty] | 508500278500 | 131 | 508500 | 278500
[5 empty] | 509500278500 | 131 | 509500 | 278500
[5 empty] | 510500278500 | 131 | 510500 | 278500
[5 empty] | 511500278500 | 131 | 511500 | 278500
[5 empty] | 512500278500 | 131 | 512500 | 278500
[5 empty] | 513500278500 | 131 | 513500 | 278500
[5 empty] | 514500278500 | 131 | 514500 | 278500
[5 empty] | 515500278500 | 131 | 515500 | 278500
[5 empty] | 516500278500 | 131 | 516500 | 278500
[5 empty] | 517500278500 | 131 | 517500 | 278500
[5 empty] | 518500278500 | 131 | 518500 | 278500
[5 empty] | 519500278500 | 131 | 519500 | 278500
[5 empty] | 520500278500 | 131 | 520500 | 278500
[5 empty] | 521500278500 | 131 | 521500 | 278500
[5 empty] | 522500278500 | 131 | 522500 | 278500
[5 empty] | 523500278500 | 131 | 523500 | 278500
[5 empty] | 524500278500 | 131 | 524500 | 278500
[5 empty] | 525500278500 | 131 | 525500 | 278500
[5 empty] | 526500278500 | 131 | 526500 | 278500
[5 empty] | 527500278500 | 131 | 527500 | 278500
[5 empty] | 528500278500 | 131 | 528500 | 278500
[5 empty] | 529500278500 | 131 | 529500 | 278500
[5 empty] | 530500278500 | 131 | 530500 | 278500
[5 empty] | 531500278500 | 131 | 531500 | 278500
[5 empty] | 532500278500 | 131 | 532500 | 278500
[5 empty] | 533500278500 | 131 | 533500 | 278500
[5 empty] | 534500278500 | 131 | 534500 | 278500
[5 empty] | 535500278500 | 131 | 535500 | 278500
[5 empty] | 536500278500 | 131 | 536500 | 278500
[5 empty] | 537500278500 | 131 | 537500 | 278500
[5 empty] | 506500277500 | 131 | 506500 | 277500
[5 empty] | 507500277500 | 131 | 507500 | 277500
[5 empty] | 508500277500 | 131 | 508500 | 277500
[5 empty] | 509500277500 | 131 | 509500 | 277500
[5 empty] | 510500277500 | 131 | 510500 | 277500
[5 empty] | 511500277500 | 131 | 511500 | 277500
[5 empty] | 512500277500 | 131 | 512500 | 277500
[5 empty] | 513500277500 | 131 | 513500 | 277500
[5 empty] | 514500277500 | 131 | 514500 | 277500
[5 empty] | 515500277500 | 131 | 515500 | 277500
[5 empty] | 516500277500 | 131 | 516500 | 277500
[5 empty] | 517500277500 | 131 | 517500 | 277500
[5 empty] | 518500277500 | 131 | 518500 | 277500
[5 empty] | 519500277500 | 131 | 519500 | 277500
[5 empty] | 520500277500 | 131 | 520500 | 277500
[5 empty] | 521500277500 | 131 | 521500 | 277500
[5 empty] | 522500277500 | 131 | 522500 | 277500
[5 empty] | 523500277500 | 131 | 523500 | 277500
[5 empty] | 524500277500 | 131 | 524500 | 277500
[5 empty] | 525500277500 | 131 | 525500 | 277500
[5 empty] | 526500277500 | 131 | 526500 | 277500
[5 empty] | 527500277500 | 131 | 527500 | 277500
[5 empty] | 528500277500 | 131 | 528500 | 277500
[5 empty] | 529500277500 | 131 | 529500 | 277500
[5 empty] | 530500277500 | 131 | 530500 | 277500
[5 empty] | 531500277500 | 131 | 531500 | 277500
[5 empty] | 532500277500 | 131 | 532500 | 277500
[5 empty] | 533500277500 | 131 | 533500 | 277500
[5 empty] | 534500277500 | 131 | 534500 | 277500
[5 empty] | 535500277500 | 131 | 535500 | 277500
[5 empty] | 536500277500 | 131 | 536500 | 277500
[5 empty] | 537500277500 | 131 | 537500 | 277500
[5 empty] | 538500277500 | 131 | 538500 | 277500
[5 empty] | 503500276500 | 131 | 503500 | 276500
[5 empty] | 504500276500 | 131 | 504500 | 276500
[5 empty] | 505500276500 | 131 | 505500 | 276500
[5 empty] | 506500276500 | 131 | 506500 | 276500
[5 empty] | 507500276500 | 131 | 507500 | 276500
[5 empty] | 508500276500 | 131 | 508500 | 276500
[5 empty] | 509500276500 | 131 | 509500 | 276500
[5 empty] | 510500276500 | 131 | 510500 | 276500
[5 empty] | 511500276500 | 131 | 511500 | 276500
[5 empty] | 512500276500 | 131 | 512500 | 276500
[5 empty] | 513500276500 | 131 | 513500 | 276500
[5 empty] | 514500276500 | 131 | 514500 | 276500
[5 empty] | 515500276500 | 131 | 515500 | 276500
[5 empty] | 516500276500 | 131 | 516500 | 276500
[5 empty] | 517500276500 | 131 | 517500 | 276500
[5 empty] | 518500276500 | 131 | 518500 | 276500
[5 empty] | 519500276500 | 131 | 519500 | 276500
[5 empty] | 520500276500 | 131 | 520500 | 276500
[5 empty] | 521500276500 | 131 | 521500 | 276500
[5 empty] | 522500276500 | 131 | 522500 | 276500
[5 empty] | 523500276500 | 131 | 523500 | 276500
[5 empty] | 524500276500 | 131 | 524500 | 276500
[5 empty] | 525500276500 | 131 | 525500 | 276500
[5 empty] | 526500276500 | 131 | 526500 | 276500
[5 empty] | 527500276500 | 131 | 527500 | 276500
[5 empty] | 528500276500 | 131 | 528500 | 276500
[5 empty] | 529500276500 | 131 | 529500 | 276500
[5 empty] | 530500276500 | 131 | 530500 | 276500
[5 empty] | 531500276500 | 131 | 531500 | 276500
[5 empty] | 532500276500 | 131 | 532500 | 276500
[5 empty] | 533500276500 | 131 | 533500 | 276500
[5 empty] | 534500276500 | 131 | 534500 | 276500
[5 empty] | 535500276500 | 131 | 535500 | 276500
[5 empty] | 536500276500 | 131 | 536500 | 276500
[5 empty] | 537500276500 | 131 | 537500 | 276500
[5 empty] | 538500276500 | 131 | 538500 | 276500
[5 empty] | 502500275500 | 131 | 502500 | 275500
[5 empty] | 503500275500 | 131 | 503500 | 275500
[5 empty] | 504500275500 | 131 | 504500 | 275500
[5 empty] | 505500275500 | 131 | 505500 | 275500
[5 empty] | 506500275500 | 131 | 506500 | 275500
[5 empty] | 507500275500 | 131 | 507500 | 275500
[5 empty] | 508500275500 | 131 | 508500 | 275500
[5 empty] | 509500275500 | 131 | 509500 | 275500
[5 empty] | 510500275500 | 131 | 510500 | 275500
[5 empty] | 511500275500 | 131 | 511500 | 275500
[5 empty] | 512500275500 | 131 | 512500 | 275500
[5 empty] | 513500275500 | 131 | 513500 | 275500
[5 empty] | 514500275500 | 131 | 514500 | 275500
[5 empty] | 515500275500 | 131 | 515500 | 275500
[5 empty] | 516500275500 | 131 | 516500 | 275500
[5 empty] | 517500275500 | 131 | 517500 | 275500
[5 empty] | 518500275500 | 131 | 518500 | 275500
[5 empty] | 519500275500 | 131 | 519500 | 275500
[5 empty] | 520500275500 | 131 | 520500 | 275500
[5 empty] | 521500275500 | 131 | 521500 | 275500
[5 empty] | 522500275500 | 131 | 522500 | 275500
[5 empty] | 523500275500 | 131 | 523500 | 275500
[5 empty] | 524500275500 | 131 | 524500 | 275500
[5 empty] | 525500275500 | 131 | 525500 | 275500
[5 empty] | 526500275500 | 131 | 526500 | 275500
[5 empty] | 527500275500 | 131 | 527500 | 275500
[5 empty] | 528500275500 | 131 | 528500 | 275500
[5 empty] | 529500275500 | 131 | 529500 | 275500
[5 empty] | 530500275500 | 131 | 530500 | 275500
[5 empty] | 531500275500 | 131 | 531500 | 275500
[5 empty] | 532500275500 | 131 | 532500 | 275500
[5 empty] | 533500275500 | 131 | 533500 | 275500
[5 empty] | 534500275500 | 131 | 534500 | 275500
[5 empty] | 535500275500 | 131 | 535500 | 275500
[5 empty] | 536500275500 | 131 | 536500 | 275500
[5 empty] | 537500275500 | 131 | 537500 | 275500
[5 empty] | 538500275500 | 131 | 538500 | 275500
[5 empty] | 539500275500 | 131 | 539500 | 275500
[5 empty] | 503500274500 | 131 | 503500 | 274500
[5 empty] | 504500274500 | 131 | 504500 | 274500
[5 empty] | 505500274500 | 131 | 505500 | 274500
[5 empty] | 506500274500 | 131 | 506500 | 274500
[5 empty] | 507500274500 | 131 | 507500 | 274500
[5 empty] | 508500274500 | 131 | 508500 | 274500
[5 empty] | 509500274500 | 131 | 509500 | 274500
[5 empty] | 510500274500 | 131 | 510500 | 274500
[5 empty] | 511500274500 | 131 | 511500 | 274500
[5 empty] | 512500274500 | 131 | 512500 | 274500
[5 empty] | 513500274500 | 131 | 513500 | 274500
[5 empty] | 514500274500 | 131 | 514500 | 274500
[5 empty] | 515500274500 | 131 | 515500 | 274500
[5 empty] | 516500274500 | 131 | 516500 | 274500
[5 empty] | 517500274500 | 131 | 517500 | 274500
[5 empty] | 518500274500 | 131 | 518500 | 274500
[5 empty] | 519500274500 | 131 | 519500 | 274500
[5 empty] | 520500274500 | 131 | 520500 | 274500
[5 empty] | 521500274500 | 131 | 521500 | 274500
[5 empty] | 522500274500 | 131 | 522500 | 274500
[5 empty] | 523500274500 | 131 | 523500 | 274500
[5 empty] | 524500274500 | 131 | 524500 | 274500
[5 empty] | 525500274500 | 131 | 525500 | 274500
[5 empty] | 526500274500 | 131 | 526500 | 274500
[5 empty] | 527500274500 | 131 | 527500 | 274500
[5 empty] | 528500274500 | 131 | 528500 | 274500
[5 empty] | 529500274500 | 131 | 529500 | 274500
[5 empty] | 530500274500 | 131 | 530500 | 274500
[5 empty] | 531500274500 | 131 | 531500 | 274500
[5 empty] | 532500274500 | 131 | 532500 | 274500
[5 empty] | 533500274500 | 131 | 533500 | 274500
[5 empty] | 534500274500 | 131 | 534500 | 274500
[5 empty] | 535500274500 | 131 | 535500 | 274500
[5 empty] | 536500274500 | 131 | 536500 | 274500
[5 empty] | 537500274500 | 131 | 537500 | 274500
[5 empty] | 504500273500 | 131 | 504500 | 273500
[5 empty] | 505500273500 | 131 | 505500 | 273500
[5 empty] | 506500273500 | 131 | 506500 | 273500
[5 empty] | 507500273500 | 131 | 507500 | 273500
[5 empty] | 508500273500 | 131 | 508500 | 273500
[5 empty] | 509500273500 | 131 | 509500 | 273500
[5 empty] | 510500273500 | 131 | 510500 | 273500
[5 empty] | 511500273500 | 131 | 511500 | 273500
[5 empty] | 512500273500 | 131 | 512500 | 273500
[5 empty] | 513500273500 | 131 | 513500 | 273500
[5 empty] | 514500273500 | 131 | 514500 | 273500
[5 empty] | 515500273500 | 131 | 515500 | 273500
[5 empty] | 516500273500 | 131 | 516500 | 273500
[5 empty] | 517500273500 | 131 | 517500 | 273500
[5 empty] | 518500273500 | 131 | 518500 | 273500
[5 empty] | 519500273500 | 131 | 519500 | 273500
[5 empty] | 520500273500 | 131 | 520500 | 273500
[5 empty] | 521500273500 | 131 | 521500 | 273500
[5 empty] | 522500273500 | 131 | 522500 | 273500
[5 empty] | 523500273500 | 131 | 523500 | 273500
[5 empty] | 524500273500 | 131 | 524500 | 273500
[5 empty] | 525500273500 | 131 | 525500 | 273500
[5 empty] | 526500273500 | 131 | 526500 | 273500
[5 empty] | 527500273500 | 131 | 527500 | 273500
[5 empty] | 528500273500 | 131 | 528500 | 273500
[5 empty] | 529500273500 | 131 | 529500 | 273500
[5 empty] | 530500273500 | 131 | 530500 | 273500
[5 empty] | 531500273500 | 131 | 531500 | 273500
[5 empty] | 532500273500 | 131 | 532500 | 273500
[5 empty] | 533500273500 | 131 | 533500 | 273500
[5 empty] | 534500273500 | 131 | 534500 | 273500
[5 empty] | 535500273500 | 131 | 535500 | 273500
[5 empty] | 536500273500 | 131 | 536500 | 273500
[5 empty] | 504500272500 | 131 | 504500 | 272500
[5 empty] | 505500272500 | 131 | 505500 | 272500
[5 empty] | 506500272500 | 131 | 506500 | 272500
[5 empty] | 507500272500 | 131 | 507500 | 272500
[5 empty] | 508500272500 | 131 | 508500 | 272500
[5 empty] | 509500272500 | 131 | 509500 | 272500
[5 empty] | 510500272500 | 131 | 510500 | 272500
[5 empty] | 511500272500 | 131 | 511500 | 272500
[5 empty] | 512500272500 | 131 | 512500 | 272500
[5 empty] | 513500272500 | 131 | 513500 | 272500
[5 empty] | 514500272500 | 131 | 514500 | 272500
[5 empty] | 515500272500 | 131 | 515500 | 272500
[5 empty] | 516500272500 | 131 | 516500 | 272500
[5 empty] | 517500272500 | 131 | 517500 | 272500
[5 empty] | 518500272500 | 131 | 518500 | 272500
[5 empty] | 519500272500 | 131 | 519500 | 272500
[5 empty] | 520500272500 | 131 | 520500 | 272500
[5 empty] | 521500272500 | 131 | 521500 | 272500
[5 empty] | 522500272500 | 131 | 522500 | 272500
[5 empty] | 523500272500 | 131 | 523500 | 272500
[5 empty] | 524500272500 | 131 | 524500 | 272500
[5 empty] | 525500272500 | 131 | 525500 | 272500
[5 empty] | 526500272500 | 131 | 526500 | 272500
[5 empty] | 527500272500 | 131 | 527500 | 272500
[5 empty] | 528500272500 | 131 | 528500 | 272500
[5 empty] | 529500272500 | 131 | 529500 | 272500
[5 empty] | 530500272500 | 131 | 530500 | 272500
[5 empty] | 531500272500 | 131 | 531500 | 272500
[5 empty] | 532500272500 | 131 | 532500 | 272500
[5 empty] | 533500272500 | 131 | 533500 | 272500
[5 empty] | 534500272500 | 131 | 534500 | 272500
[5 empty] | 535500272500 | 131 | 535500 | 272500
[5 empty] | 536500272500 | 131 | 536500 | 272500
[5 empty] | 505500271500 | 131 | 505500 | 271500
[5 empty] | 506500271500 | 131 | 506500 | 271500
[5 empty] | 507500271500 | 131 | 507500 | 271500
[5 empty] | 508500271500 | 131 | 508500 | 271500
[5 empty] | 509500271500 | 131 | 509500 | 271500
[5 empty] | 510500271500 | 131 | 510500 | 271500
[5 empty] | 511500271500 | 131 | 511500 | 271500
[5 empty] | 512500271500 | 131 | 512500 | 271500
[5 empty] | 513500271500 | 131 | 513500 | 271500
[5 empty] | 514500271500 | 131 | 514500 | 271500
[5 empty] | 515500271500 | 131 | 515500 | 271500
[5 empty] | 516500271500 | 131 | 516500 | 271500
[5 empty] | 517500271500 | 131 | 517500 | 271500
[5 empty] | 518500271500 | 131 | 518500 | 271500
[5 empty] | 519500271500 | 131 | 519500 | 271500
[5 empty] | 520500271500 | 131 | 520500 | 271500
[5 empty] | 521500271500 | 131 | 521500 | 271500
[5 empty] | 522500271500 | 131 | 522500 | 271500
[5 empty] | 523500271500 | 131 | 523500 | 271500
[5 empty] | 524500271500 | 131 | 524500 | 271500
[5 empty] | 525500271500 | 131 | 525500 | 271500
[5 empty] | 526500271500 | 131 | 526500 | 271500
[5 empty] | 527500271500 | 131 | 527500 | 271500
[5 empty] | 528500271500 | 131 | 528500 | 271500
[5 empty] | 529500271500 | 131 | 529500 | 271500
[5 empty] | 530500271500 | 131 | 530500 | 271500
[5 empty] | 531500271500 | 131 | 531500 | 271500
[5 empty] | 532500271500 | 131 | 532500 | 271500
[5 empty] | 533500271500 | 131 | 533500 | 271500
[5 empty] | 534500271500 | 131 | 534500 | 271500
[5 empty] | 535500271500 | 131 | 535500 | 271500
[5 empty] | 505500270500 | 131 | 505500 | 270500
[5 empty] | 506500270500 | 131 | 506500 | 270500
[5 empty] | 507500270500 | 131 | 507500 | 270500
[5 empty] | 508500270500 | 131 | 508500 | 270500
[5 empty] | 509500270500 | 131 | 509500 | 270500
[5 empty] | 510500270500 | 131 | 510500 | 270500
[5 empty] | 511500270500 | 131 | 511500 | 270500
[5 empty] | 512500270500 | 131 | 512500 | 270500
[5 empty] | 513500270500 | 131 | 513500 | 270500
[5 empty] | 514500270500 | 131 | 514500 | 270500
[5 empty] | 515500270500 | 131 | 515500 | 270500
[5 empty] | 516500270500 | 131 | 516500 | 270500
[5 empty] | 517500270500 | 131 | 517500 | 270500
[5 empty] | 518500270500 | 131 | 518500 | 270500
[5 empty] | 519500270500 | 131 | 519500 | 270500
[5 empty] | 520500270500 | 131 | 520500 | 270500
[5 empty] | 521500270500 | 131 | 521500 | 270500
[5 empty] | 522500270500 | 131 | 522500 | 270500
[5 empty] | 523500270500 | 131 | 523500 | 270500
[5 empty] | 524500270500 | 131 | 524500 | 270500
[5 empty] | 525500270500 | 131 | 525500 | 270500
[5 empty] | 526500270500 | 131 | 526500 | 270500
[5 empty] | 527500270500 | 131 | 527500 | 270500
[5 empty] | 528500270500 | 131 | 528500 | 270500
[5 empty] | 529500270500 | 131 | 529500 | 270500
[5 empty] | 530500270500 | 131 | 530500 | 270500
[5 empty] | 531500270500 | 131 | 531500 | 270500
[5 empty] | 532500270500 | 131 | 532500 | 270500
[5 empty] | 533500270500 | 131 | 533500 | 270500
[5 empty] | 534500270500 | 131 | 534500 | 270500
[5 empty] | 535500270500 | 131 | 535500 | 270500
[5 empty] | 507500269500 | 131 | 507500 | 269500
[5 empty] | 508500269500 | 131 | 508500 | 269500
[5 empty] | 509500269500 | 131 | 509500 | 269500
[5 empty] | 510500269500 | 131 | 510500 | 269500
[5 empty] | 511500269500 | 131 | 511500 | 269500
[5 empty] | 512500269500 | 131 | 512500 | 269500
[5 empty] | 513500269500 | 131 | 513500 | 269500
[5 empty] | 514500269500 | 131 | 514500 | 269500
[5 empty] | 515500269500 | 131 | 515500 | 269500
[5 empty] | 516500269500 | 131 | 516500 | 269500
[5 empty] | 517500269500 | 131 | 517500 | 269500
[5 empty] | 518500269500 | 131 | 518500 | 269500
[5 empty] | 519500269500 | 131 | 519500 | 269500
[5 empty] | 520500269500 | 131 | 520500 | 269500
[5 empty] | 521500269500 | 131 | 521500 | 269500
[5 empty] | 522500269500 | 131 | 522500 | 269500
[5 empty] | 523500269500 | 131 | 523500 | 269500
[5 empty] | 524500269500 | 131 | 524500 | 269500
[5 empty] | 525500269500 | 131 | 525500 | 269500
[5 empty] | 526500269500 | 131 | 526500 | 269500
[5 empty] | 527500269500 | 131 | 527500 | 269500
[5 empty] | 528500269500 | 131 | 528500 | 269500
[5 empty] | 529500269500 | 131 | 529500 | 269500
[5 empty] | 530500269500 | 131 | 530500 | 269500
[5 empty] | 531500269500 | 131 | 531500 | 269500
[5 empty] | 532500269500 | 131 | 532500 | 269500
[5 empty] | 507500268500 | 131 | 507500 | 268500
[5 empty] | 508500268500 | 131 | 508500 | 268500
[5 empty] | 509500268500 | 131 | 509500 | 268500
[5 empty] | 510500268500 | 131 | 510500 | 268500
[5 empty] | 511500268500 | 131 | 511500 | 268500
[5 empty] | 512500268500 | 131 | 512500 | 268500
[5 empty] | 513500268500 | 131 | 513500 | 268500
[5 empty] | 514500268500 | 131 | 514500 | 268500
[5 empty] | 515500268500 | 131 | 515500 | 268500
[5 empty] | 516500268500 | 131 | 516500 | 268500
[5 empty] | 517500268500 | 131 | 517500 | 268500
[5 empty] | 518500268500 | 131 | 518500 | 268500
[5 empty] | 519500268500 | 131 | 519500 | 268500
[5 empty] | 520500268500 | 131 | 520500 | 268500
[5 empty] | 521500268500 | 131 | 521500 | 268500
[5 empty] | 522500268500 | 131 | 522500 | 268500
[5 empty] | 523500268500 | 131 | 523500 | 268500
[5 empty] | 524500268500 | 131 | 524500 | 268500
[5 empty] | 525500268500 | 131 | 525500 | 268500
[5 empty] | 526500268500 | 131 | 526500 | 268500
[5 empty] | 527500268500 | 131 | 527500 | 268500
[5 empty] | 528500268500 | 131 | 528500 | 268500
[5 empty] | 529500268500 | 131 | 529500 | 268500
[5 empty] | 530500268500 | 131 | 530500 | 268500
[5 empty] | 531500268500 | 131 | 531500 | 268500
[5 empty] | 532500268500 | 131 | 532500 | 268500
[5 empty] | 507500267500 | 131 | 507500 | 267500
[5 empty] | 508500267500 | 131 | 508500 | 267500
[5 empty] | 509500267500 | 131 | 509500 | 267500
[5 empty] | 510500267500 | 131 | 510500 | 267500
[5 empty] | 511500267500 | 131 | 511500 | 267500
[5 empty] | 512500267500 | 131 | 512500 | 267500
[5 empty] | 513500267500 | 131 | 513500 | 267500
[5 empty] | 514500267500 | 131 | 514500 | 267500
[5 empty] | 515500267500 | 131 | 515500 | 267500
[5 empty] | 516500267500 | 131 | 516500 | 267500
[5 empty] | 517500267500 | 131 | 517500 | 267500
[5 empty] | 518500267500 | 131 | 518500 | 267500
[5 empty] | 519500267500 | 131 | 519500 | 267500
[5 empty] | 520500267500 | 131 | 520500 | 267500
[5 empty] | 521500267500 | 131 | 521500 | 267500
[5 empty] | 522500267500 | 131 | 522500 | 267500
[5 empty] | 523500267500 | 131 | 523500 | 267500
[5 empty] | 524500267500 | 131 | 524500 | 267500
[5 empty] | 525500267500 | 131 | 525500 | 267500
[5 empty] | 526500267500 | 131 | 526500 | 267500
[5 empty] | 527500267500 | 131 | 527500 | 267500
[5 empty] | 528500267500 | 131 | 528500 | 267500
[5 empty] | 529500267500 | 131 | 529500 | 267500
[5 empty] | 530500267500 | 131 | 530500 | 267500
[5 empty] | 531500267500 | 131 | 531500 | 267500
[5 empty] | 508500266500 | 131 | 508500 | 266500
[5 empty] | 509500266500 | 131 | 509500 | 266500
[5 empty] | 510500266500 | 131 | 510500 | 266500
[5 empty] | 511500266500 | 131 | 511500 | 266500
[5 empty] | 512500266500 | 131 | 512500 | 266500
[5 empty] | 513500266500 | 131 | 513500 | 266500
[5 empty] | 514500266500 | 131 | 514500 | 266500
[5 empty] | 515500266500 | 131 | 515500 | 266500
[5 empty] | 516500266500 | 131 | 516500 | 266500
[5 empty] | 517500266500 | 131 | 517500 | 266500
[5 empty] | 518500266500 | 131 | 518500 | 266500
[5 empty] | 519500266500 | 131 | 519500 | 266500
[5 empty] | 520500266500 | 131 | 520500 | 266500
[5 empty] | 521500266500 | 131 | 521500 | 266500
[5 empty] | 522500266500 | 131 | 522500 | 266500
[5 empty] | 523500266500 | 131 | 523500 | 266500
[5 empty] | 524500266500 | 131 | 524500 | 266500
[5 empty] | 527500266500 | 131 | 527500 | 266500
[5 empty] | 528500266500 | 131 | 528500 | 266500
[5 empty] | 529500266500 | 131 | 529500 | 266500
[5 empty] | 530500266500 | 131 | 530500 | 266500
[5 empty] | 531500266500 | 131 | 531500 | 266500
[5 empty] | 511500265500 | 131 | 511500 | 265500
[5 empty] | 512500265500 | 131 | 512500 | 265500
[5 empty] | 513500265500 | 131 | 513500 | 265500
[5 empty] | 514500265500 | 131 | 514500 | 265500
[5 empty] | 515500265500 | 131 | 515500 | 265500
[5 empty] | 516500265500 | 131 | 516500 | 265500
[5 empty] | 517500265500 | 131 | 517500 | 265500
[5 empty] | 518500265500 | 131 | 518500 | 265500
[5 empty] | 519500265500 | 131 | 519500 | 265500
[5 empty] | 520500265500 | 131 | 520500 | 265500
[5 empty] | 521500265500 | 131 | 521500 | 265500
[5 empty] | 522500265500 | 131 | 522500 | 265500
[5 empty] | 523500265500 | 131 | 523500 | 265500
[5 empty] | 527500265500 | 131 | 527500 | 265500
[5 empty] | 528500265500 | 131 | 528500 | 265500
[5 empty] | 511500264500 | 131 | 511500 | 264500
[5 empty] | 512500264500 | 131 | 512500 | 264500
[5 empty] | 513500264500 | 131 | 513500 | 264500
[5 empty] | 514500264500 | 131 | 514500 | 264500
[5 empty] | 515500264500 | 131 | 515500 | 264500
[5 empty] | 516500264500 | 131 | 516500 | 264500
[5 empty] | 517500264500 | 131 | 517500 | 264500
[5 empty] | 518500264500 | 131 | 518500 | 264500
[5 empty] | 519500264500 | 131 | 519500 | 264500
[5 empty] | 520500264500 | 131 | 520500 | 264500
[5 empty] | 521500264500 | 131 | 521500 | 264500
[5 empty] | 522500264500 | 131 | 522500 | 264500
[5 empty] | 523500264500 | 131 | 523500 | 264500
[5 empty] | 528500264500 | 131 | 528500 | 264500
[5 empty] | 511500263500 | 131 | 511500 | 263500
[5 empty] | 512500263500 | 131 | 512500 | 263500
[5 empty] | 513500263500 | 131 | 513500 | 263500
[5 empty] | 514500263500 | 131 | 514500 | 263500
[5 empty] | 515500263500 | 131 | 515500 | 263500
[5 empty] | 516500263500 | 131 | 516500 | 263500
[5 empty] | 517500263500 | 131 | 517500 | 263500
[5 empty] | 518500263500 | 131 | 518500 | 263500
[5 empty] | 519500263500 | 131 | 519500 | 263500
[5 empty] | 520500263500 | 131 | 520500 | 263500
[5 empty] | 521500263500 | 131 | 521500 | 263500
[5 empty] | 522500263500 | 131 | 522500 | 263500
[5 empty] | 523500263500 | 131 | 523500 | 263500
[5 empty] | 511500262500 | 131 | 511500 | 262500
[5 empty] | 512500262500 | 131 | 512500 | 262500
[5 empty] | 513500262500 | 131 | 513500 | 262500
[5 empty] | 514500262500 | 131 | 514500 | 262500
[5 empty] | 515500262500 | 131 | 515500 | 262500
[5 empty] | 516500262500 | 131 | 516500 | 262500
[5 empty] | 517500262500 | 131 | 517500 | 262500
[5 empty] | 518500262500 | 131 | 518500 | 262500
[5 empty] | 519500262500 | 131 | 519500 | 262500
[5 empty] | 520500262500 | 131 | 520500 | 262500
[5 empty] | 521500262500 | 131 | 521500 | 262500
[5 empty] | 522500262500 | 131 | 522500 | 262500
[5 empty] | 523500262500 | 131 | 523500 | 262500
[5 empty] | 524500262500 | 131 | 524500 | 262500
[5 empty] | 525500262500 | 131 | 525500 | 262500
[5 empty] | 526500262500 | 131 | 526500 | 262500
[5 empty] | 511500261500 | 131 | 511500 | 261500
[5 empty] | 512500261500 | 131 | 512500 | 261500
[5 empty] | 517500261500 | 131 | 517500 | 261500
[5 empty] | 518500261500 | 131 | 518500 | 261500
[5 empty] | 519500261500 | 131 | 519500 | 261500
[5 empty] | 520500261500 | 131 | 520500 | 261500
[5 empty] | 521500261500 | 131 | 521500 | 261500
[5 empty] | 522500261500 | 131 | 522500 | 261500
[5 empty] | 523500261500 | 131 | 523500 | 261500
[5 empty] | 524500261500 | 131 | 524500 | 261500
[5 empty] | 525500261500 | 131 | 525500 | 261500
[5 empty] | 526500261500 | 131 | 526500 | 261500
[5 empty] | 517500260500 | 131 | 517500 | 260500
[5 empty] | 518500260500 | 131 | 518500 | 260500
[5 empty] | 519500260500 | 131 | 519500 | 260500
[5 empty] | 520500260500 | 131 | 520500 | 260500
[5 empty] | 521500260500 | 131 | 521500 | 260500
[5 empty] | 522500260500 | 131 | 522500 | 260500
[5 empty] | 523500260500 | 131 | 523500 | 260500
[5 empty] | 525500260500 | 131 | 525500 | 260500
[5 empty] | 526500260500 | 131 | 526500 | 260500
[5 empty] | 516500259500 | 131 | 516500 | 259500
[5 empty] | 517500259500 | 131 | 517500 | 259500
[5 empty] | 518500259500 | 131 | 518500 | 259500
[5 empty] | 519500259500 | 131 | 519500 | 259500
[5 empty] | 520500259500 | 131 | 520500 | 259500
[5 empty] | 521500259500 | 131 | 521500 | 259500
[5 empty] | 522500259500 | 131 | 522500 | 259500
[5 empty] | 523500259500 | 131 | 523500 | 259500
[5 empty] | 516500258500 | 131 | 516500 | 258500
[5 empty] | 517500258500 | 131 | 517500 | 258500
[5 empty] | 518500258500 | 131 | 518500 | 258500
[5 empty] | 519500258500 | 131 | 519500 | 258500
[5 empty] | 520500258500 | 131 | 520500 | 258500
[5 empty] | 521500258500 | 131 | 521500 | 258500
[5 empty] | 522500258500 | 131 | 522500 | 258500
[5 empty] | 523500258500 | 131 | 523500 | 258500
[5 empty] | 526500258500 | 131 | 526500 | 258500
[5 empty] | 519500257500 | 131 | 519500 | 257500
[5 empty] | 520500257500 | 131 | 520500 | 257500
[5 empty] | 521500257500 | 131 | 521500 | 257500
[5 empty] | 522500257500 | 131 | 522500 | 257500
[5 empty] | 523500257500 | 131 | 523500 | 257500
[5 empty] | 525500257500 | 131 | 525500 | 257500
[5 empty] | 526500257500 | 131 | 526500 | 257500
[5 empty] | 527500257500 | 131 | 527500 | 257500
[5 empty] | 528500257500 | 131 | 528500 | 257500
[5 empty] | 529500257500 | 131 | 529500 | 257500
[5 empty] | 520500256500 | 131 | 520500 | 256500
[5 empty] | 521500256500 | 131 | 521500 | 256500
[5 empty] | 522500256500 | 131 | 522500 | 256500
[5 empty] | 523500256500 | 131 | 523500 | 256500
[5 empty] | 524500256500 | 131 | 524500 | 256500
[5 empty] | 525500256500 | 131 | 525500 | 256500
[5 empty] | 526500256500 | 131 | 526500 | 256500
[5 empty] | 527500256500 | 131 | 527500 | 256500
[5 empty] | 528500256500 | 131 | 528500 | 256500
[5 empty] | 529500256500 | 131 | 529500 | 256500
[5 empty] | 520500255500 | 131 | 520500 | 255500
[5 empty] | 521500255500 | 131 | 521500 | 255500
[5 empty] | 522500255500 | 131 | 522500 | 255500
[5 empty] | 523500255500 | 131 | 523500 | 255500
[5 empty] | 524500255500 | 131 | 524500 | 255500
[5 empty] | 525500255500 | 131 | 525500 | 255500
[5 empty] | 526500255500 | 131 | 526500 | 255500
[5 empty] | 528500255500 | 131 | 528500 | 255500
[5 empty] | 529500255500 | 131 | 529500 | 255500
[5 empty] | 519500254500 | 131 | 519500 | 254500
[5 empty] | 520500254500 | 131 | 520500 | 254500
[5 empty] | 521500254500 | 131 | 521500 | 254500
[5 empty] | 522500254500 | 131 | 522500 | 254500
[5 empty] | 523500254500 | 131 | 523500 | 254500
[5 empty] | 524500254500 | 131 | 524500 | 254500
[5 empty] | 525500254500 | 131 | 525500 | 254500
[5 empty] | 526500254500 | 131 | 526500 | 254500
[5 empty] | 521500253500 | 131 | 521500 | 253500
[5 empty] | 522500253500 | 131 | 522500 | 253500
[5 empty] | 373500434500 | 132 | 373500 | 434500
[5 empty] | 371500433500 | 132 | 371500 | 433500
[5 empty] | 372500433500 | 132 | 372500 | 433500
[5 empty] | 373500433500 | 132 | 373500 | 433500
[5 empty] | 374500433500 | 132 | 374500 | 433500
[5 empty] | 375500433500 | 132 | 375500 | 433500
[5 empty] | 371500432500 | 132 | 371500 | 432500
[5 empty] | 372500432500 | 132 | 372500 | 432500
[5 empty] | 373500432500 | 132 | 373500 | 432500
[5 empty] | 374500432500 | 132 | 374500 | 432500
[5 empty] | 375500432500 | 132 | 375500 | 432500
[5 empty] | 376500432500 | 132 | 376500 | 432500
[5 empty] | 377500432500 | 132 | 377500 | 432500
[5 empty] | 370500431500 | 132 | 370500 | 431500
[5 empty] | 371500431500 | 132 | 371500 | 431500
[5 empty] | 372500431500 | 132 | 372500 | 431500
[5 empty] | 373500431500 | 132 | 373500 | 431500
[5 empty] | 374500431500 | 132 | 374500 | 431500
[5 empty] | 375500431500 | 132 | 375500 | 431500
[5 empty] | 376500431500 | 132 | 376500 | 431500
[5 empty] | 377500431500 | 132 | 377500 | 431500
[5 empty] | 370500430500 | 132 | 370500 | 430500
[5 empty] | 371500430500 | 132 | 371500 | 430500
[5 empty] | 372500430500 | 132 | 372500 | 430500
[5 empty] | 373500430500 | 132 | 373500 | 430500
[5 empty] | 374500430500 | 132 | 374500 | 430500
[5 empty] | 375500430500 | 132 | 375500 | 430500
[5 empty] | 376500430500 | 132 | 376500 | 430500
[5 empty] | 377500430500 | 132 | 377500 | 430500
[5 empty] | 370500429500 | 132 | 370500 | 429500
[5 empty] | 371500429500 | 132 | 371500 | 429500
[5 empty] | 372500429500 | 132 | 372500 | 429500
[5 empty] | 373500429500 | 132 | 373500 | 429500
[5 empty] | 374500429500 | 132 | 374500 | 429500
[5 empty] | 375500429500 | 132 | 375500 | 429500
[5 empty] | 376500429500 | 132 | 376500 | 429500
[5 empty] | 377500429500 | 132 | 377500 | 429500
[5 empty] | 378500429500 | 132 | 378500 | 429500
[5 empty] | 371500428500 | 132 | 371500 | 428500
[5 empty] | 372500428500 | 132 | 372500 | 428500
[5 empty] | 373500428500 | 132 | 373500 | 428500
[5 empty] | 374500428500 | 132 | 374500 | 428500
[5 empty] | 375500428500 | 132 | 375500 | 428500
[5 empty] | 376500428500 | 132 | 376500 | 428500
[5 empty] | 377500428500 | 132 | 377500 | 428500
[5 empty] | 378500428500 | 132 | 378500 | 428500
[5 empty] | 371500427500 | 132 | 371500 | 427500
[5 empty] | 372500427500 | 132 | 372500 | 427500
[5 empty] | 373500427500 | 132 | 373500 | 427500
[5 empty] | 374500427500 | 132 | 374500 | 427500
[5 empty] | 375500427500 | 132 | 375500 | 427500
[5 empty] | 376500427500 | 132 | 376500 | 427500
[5 empty] | 377500427500 | 132 | 377500 | 427500
[5 empty] | 378500427500 | 132 | 378500 | 427500
[5 empty] | 371500426500 | 132 | 371500 | 426500
[5 empty] | 372500426500 | 132 | 372500 | 426500
[5 empty] | 373500426500 | 132 | 373500 | 426500
[5 empty] | 374500426500 | 132 | 374500 | 426500
[5 empty] | 375500426500 | 132 | 375500 | 426500
[5 empty] | 376500426500 | 132 | 376500 | 426500
[5 empty] | 377500426500 | 132 | 377500 | 426500
[5 empty] | 372500425500 | 132 | 372500 | 425500
[5 empty] | 373500425500 | 132 | 373500 | 425500
[5 empty] | 374500425500 | 132 | 374500 | 425500
[5 empty] | 375500425500 | 132 | 375500 | 425500
[5 empty] | 376500425500 | 132 | 376500 | 425500
[5 empty] | 377500425500 | 132 | 377500 | 425500
[5 empty] | 372500424500 | 132 | 372500 | 424500
[5 empty] | 373500424500 | 132 | 373500 | 424500
[5 empty] | 374500424500 | 132 | 374500 | 424500
[5 empty] | 375500424500 | 132 | 375500 | 424500
[5 empty] | 373500423500 | 132 | 373500 | 423500
[5 empty] | 615500248500 | 133 | 615500 | 248500
[5 empty] | 613500247500 | 133 | 613500 | 247500
[5 empty] | 614500247500 | 133 | 614500 | 247500
[5 empty] | 615500247500 | 133 | 615500 | 247500
[5 empty] | 616500247500 | 133 | 616500 | 247500
[5 empty] | 613500246500 | 133 | 613500 | 246500
[5 empty] | 614500246500 | 133 | 614500 | 246500
[5 empty] | 615500246500 | 133 | 615500 | 246500
[5 empty] | 616500246500 | 133 | 616500 | 246500
[5 empty] | 617500246500 | 133 | 617500 | 246500
[5 empty] | 618500246500 | 133 | 618500 | 246500
[5 empty] | 614500245500 | 133 | 614500 | 245500
[5 empty] | 615500245500 | 133 | 615500 | 245500
[5 empty] | 616500245500 | 133 | 616500 | 245500
[5 empty] | 617500245500 | 133 | 617500 | 245500
[5 empty] | 618500245500 | 133 | 618500 | 245500
[5 empty] | 619500245500 | 133 | 619500 | 245500
[5 empty] | 614500244500 | 133 | 614500 | 244500
[5 empty] | 615500244500 | 133 | 615500 | 244500
[5 empty] | 616500244500 | 133 | 616500 | 244500
[5 empty] | 617500244500 | 133 | 617500 | 244500
[5 empty] | 618500244500 | 133 | 618500 | 244500
[5 empty] | 619500244500 | 133 | 619500 | 244500
[5 empty] | 613500243500 | 133 | 613500 | 243500
[5 empty] | 614500243500 | 133 | 614500 | 243500
[5 empty] | 615500243500 | 133 | 615500 | 243500
[5 empty] | 616500243500 | 133 | 616500 | 243500
[5 empty] | 617500243500 | 133 | 617500 | 243500
[5 empty] | 618500243500 | 133 | 618500 | 243500
[5 empty] | 619500243500 | 133 | 619500 | 243500
[5 empty] | 613500242500 | 133 | 613500 | 242500
[5 empty] | 614500242500 | 133 | 614500 | 242500
[5 empty] | 615500242500 | 133 | 615500 | 242500
[5 empty] | 616500242500 | 133 | 616500 | 242500
[5 empty] | 617500242500 | 133 | 617500 | 242500
[5 empty] | 618500242500 | 133 | 618500 | 242500
[5 empty] | 619500242500 | 133 | 619500 | 242500
[5 empty] | 617500241500 | 133 | 617500 | 241500
[5 empty] | 618500241500 | 133 | 618500 | 241500
[5 empty] | 619500241500 | 133 | 619500 | 241500
[5 empty] | 620500241500 | 133 | 620500 | 241500
[5 empty] | 44750096500 | 134 | 447500 | 96500
[5 empty] | 44850096500 | 134 | 448500 | 96500
[5 empty] | 44950096500 | 134 | 449500 | 96500
[5 empty] | 45050096500 | 134 | 450500 | 96500
[5 empty] | 45150096500 | 134 | 451500 | 96500
[5 empty] | 45250096500 | 134 | 452500 | 96500
[5 empty] | 44650095500 | 134 | 446500 | 95500
[5 empty] | 44750095500 | 134 | 447500 | 95500
[5 empty] | 44850095500 | 134 | 448500 | 95500
[5 empty] | 44950095500 | 134 | 449500 | 95500
[5 empty] | 45050095500 | 134 | 450500 | 95500
[5 empty] | 45150095500 | 134 | 451500 | 95500
[5 empty] | 45250095500 | 134 | 452500 | 95500
[5 empty] | 45350095500 | 134 | 453500 | 95500
[5 empty] | 44650094500 | 134 | 446500 | 94500
[5 empty] | 44750094500 | 134 | 447500 | 94500
[5 empty] | 44850094500 | 134 | 448500 | 94500
[5 empty] | 44950094500 | 134 | 449500 | 94500
[5 empty] | 45050094500 | 134 | 450500 | 94500
[5 empty] | 45150094500 | 134 | 451500 | 94500
[5 empty] | 45250094500 | 134 | 452500 | 94500
[5 empty] | 45350094500 | 134 | 453500 | 94500
[5 empty] | 45450094500 | 134 | 454500 | 94500
[5 empty] | 44450093500 | 134 | 444500 | 93500
[5 empty] | 44550093500 | 134 | 445500 | 93500
[5 empty] | 44650093500 | 134 | 446500 | 93500
[5 empty] | 44750093500 | 134 | 447500 | 93500
[5 empty] | 44850093500 | 134 | 448500 | 93500
[5 empty] | 44950093500 | 134 | 449500 | 93500
[5 empty] | 45050093500 | 134 | 450500 | 93500
[5 empty] | 45150093500 | 134 | 451500 | 93500
[5 empty] | 45250093500 | 134 | 452500 | 93500
[5 empty] | 45350093500 | 134 | 453500 | 93500
[5 empty] | 45450093500 | 134 | 454500 | 93500
[5 empty] | 45550093500 | 134 | 455500 | 93500
[5 empty] | 45650093500 | 134 | 456500 | 93500
[5 empty] | 45750093500 | 134 | 457500 | 93500
[5 empty] | 45850093500 | 134 | 458500 | 93500
[5 empty] | 45950093500 | 134 | 459500 | 93500
[5 empty] | 46350093500 | 134 | 463500 | 93500
[5 empty] | 44050092500 | 134 | 440500 | 92500
[5 empty] | 44150092500 | 134 | 441500 | 92500
[5 empty] | 44250092500 | 134 | 442500 | 92500
[5 empty] | 44350092500 | 134 | 443500 | 92500
[5 empty] | 44450092500 | 134 | 444500 | 92500
[5 empty] | 44550092500 | 134 | 445500 | 92500
[5 empty] | 44650092500 | 134 | 446500 | 92500
[5 empty] | 44750092500 | 134 | 447500 | 92500
[5 empty] | 44850092500 | 134 | 448500 | 92500
[5 empty] | 44950092500 | 134 | 449500 | 92500
[5 empty] | 45050092500 | 134 | 450500 | 92500
[5 empty] | 45150092500 | 134 | 451500 | 92500
[5 empty] | 45250092500 | 134 | 452500 | 92500
[5 empty] | 45350092500 | 134 | 453500 | 92500
[5 empty] | 45450092500 | 134 | 454500 | 92500
[5 empty] | 45550092500 | 134 | 455500 | 92500
[5 empty] | 45650092500 | 134 | 456500 | 92500
[5 empty] | 45750092500 | 134 | 457500 | 92500
[5 empty] | 45850092500 | 134 | 458500 | 92500
[5 empty] | 45950092500 | 134 | 459500 | 92500
[5 empty] | 46050092500 | 134 | 460500 | 92500
[5 empty] | 46150092500 | 134 | 461500 | 92500
[5 empty] | 46250092500 | 134 | 462500 | 92500
[5 empty] | 43850091500 | 134 | 438500 | 91500
[5 empty] | 43950091500 | 134 | 439500 | 91500
[5 empty] | 44050091500 | 134 | 440500 | 91500
[5 empty] | 44150091500 | 134 | 441500 | 91500
[5 empty] | 44250091500 | 134 | 442500 | 91500
[5 empty] | 44350091500 | 134 | 443500 | 91500
[5 empty] | 44450091500 | 134 | 444500 | 91500
[5 empty] | 44550091500 | 134 | 445500 | 91500
[5 empty] | 44650091500 | 134 | 446500 | 91500
[5 empty] | 44750091500 | 134 | 447500 | 91500
[5 empty] | 44850091500 | 134 | 448500 | 91500
[5 empty] | 44950091500 | 134 | 449500 | 91500
[5 empty] | 45050091500 | 134 | 450500 | 91500
[5 empty] | 45150091500 | 134 | 451500 | 91500
[5 empty] | 45250091500 | 134 | 452500 | 91500
[5 empty] | 45350091500 | 134 | 453500 | 91500
[5 empty] | 45450091500 | 134 | 454500 | 91500
[5 empty] | 45550091500 | 134 | 455500 | 91500
[5 empty] | 45650091500 | 134 | 456500 | 91500
[5 empty] | 45750091500 | 134 | 457500 | 91500
[5 empty] | 45850091500 | 134 | 458500 | 91500
[5 empty] | 45950091500 | 134 | 459500 | 91500
[5 empty] | 46050091500 | 134 | 460500 | 91500
[5 empty] | 46150091500 | 134 | 461500 | 91500
[5 empty] | 46250091500 | 134 | 462500 | 91500
[5 empty] | 46350091500 | 134 | 463500 | 91500
[5 empty] | 43650090500 | 134 | 436500 | 90500
[5 empty] | 43750090500 | 134 | 437500 | 90500
[5 empty] | 43850090500 | 134 | 438500 | 90500
[5 empty] | 43950090500 | 134 | 439500 | 90500
[5 empty] | 44050090500 | 134 | 440500 | 90500
[5 empty] | 44150090500 | 134 | 441500 | 90500
[5 empty] | 44250090500 | 134 | 442500 | 90500
[5 empty] | 44350090500 | 134 | 443500 | 90500
[5 empty] | 44450090500 | 134 | 444500 | 90500
[5 empty] | 44550090500 | 134 | 445500 | 90500
[5 empty] | 44650090500 | 134 | 446500 | 90500
[5 empty] | 44750090500 | 134 | 447500 | 90500
[5 empty] | 44850090500 | 134 | 448500 | 90500
[5 empty] | 44950090500 | 134 | 449500 | 90500
[5 empty] | 45050090500 | 134 | 450500 | 90500
[5 empty] | 45150090500 | 134 | 451500 | 90500
[5 empty] | 45250090500 | 134 | 452500 | 90500
[5 empty] | 45350090500 | 134 | 453500 | 90500
[5 empty] | 45450090500 | 134 | 454500 | 90500
[5 empty] | 45550090500 | 134 | 455500 | 90500
[5 empty] | 45650090500 | 134 | 456500 | 90500
[5 empty] | 45750090500 | 134 | 457500 | 90500
[5 empty] | 45850090500 | 134 | 458500 | 90500
[5 empty] | 45950090500 | 134 | 459500 | 90500
[5 empty] | 46050090500 | 134 | 460500 | 90500
[5 empty] | 46150090500 | 134 | 461500 | 90500
[5 empty] | 46250090500 | 134 | 462500 | 90500
[5 empty] | 46350090500 | 134 | 463500 | 90500
[5 empty] | 43250089500 | 134 | 432500 | 89500
[5 empty] | 43350089500 | 134 | 433500 | 89500
[5 empty] | 43450089500 | 134 | 434500 | 89500
[5 empty] | 43550089500 | 134 | 435500 | 89500
[5 empty] | 43650089500 | 134 | 436500 | 89500
[5 empty] | 43750089500 | 134 | 437500 | 89500
[5 empty] | 43850089500 | 134 | 438500 | 89500
[5 empty] | 43950089500 | 134 | 439500 | 89500
[5 empty] | 44050089500 | 134 | 440500 | 89500
[5 empty] | 44150089500 | 134 | 441500 | 89500
[5 empty] | 44250089500 | 134 | 442500 | 89500
[5 empty] | 44350089500 | 134 | 443500 | 89500
[5 empty] | 44450089500 | 134 | 444500 | 89500
[5 empty] | 44550089500 | 134 | 445500 | 89500
[5 empty] | 44650089500 | 134 | 446500 | 89500
[5 empty] | 44750089500 | 134 | 447500 | 89500
[5 empty] | 44850089500 | 134 | 448500 | 89500
[5 empty] | 44950089500 | 134 | 449500 | 89500
[5 empty] | 45050089500 | 134 | 450500 | 89500
[5 empty] | 45150089500 | 134 | 451500 | 89500
[5 empty] | 45250089500 | 134 | 452500 | 89500
[5 empty] | 45350089500 | 134 | 453500 | 89500
[5 empty] | 45450089500 | 134 | 454500 | 89500
[5 empty] | 45550089500 | 134 | 455500 | 89500
[5 empty] | 45650089500 | 134 | 456500 | 89500
[5 empty] | 45750089500 | 134 | 457500 | 89500
[5 empty] | 45850089500 | 134 | 458500 | 89500
[5 empty] | 45950089500 | 134 | 459500 | 89500
[5 empty] | 46050089500 | 134 | 460500 | 89500
[5 empty] | 46150089500 | 134 | 461500 | 89500
[5 empty] | 46250089500 | 134 | 462500 | 89500
[5 empty] | 46350089500 | 134 | 463500 | 89500
[5 empty] | 46450089500 | 134 | 464500 | 89500
[5 empty] | 43250088500 | 134 | 432500 | 88500
[5 empty] | 43350088500 | 134 | 433500 | 88500
[5 empty] | 43450088500 | 134 | 434500 | 88500
[5 empty] | 43550088500 | 134 | 435500 | 88500
[5 empty] | 43650088500 | 134 | 436500 | 88500
[5 empty] | 43750088500 | 134 | 437500 | 88500
[5 empty] | 43850088500 | 134 | 438500 | 88500
[5 empty] | 43950088500 | 134 | 439500 | 88500
[5 empty] | 44050088500 | 134 | 440500 | 88500
[5 empty] | 44150088500 | 134 | 441500 | 88500
[5 empty] | 44250088500 | 134 | 442500 | 88500
[5 empty] | 44350088500 | 134 | 443500 | 88500
[5 empty] | 44450088500 | 134 | 444500 | 88500
[5 empty] | 44550088500 | 134 | 445500 | 88500
[5 empty] | 44650088500 | 134 | 446500 | 88500
[5 empty] | 44750088500 | 134 | 447500 | 88500
[5 empty] | 44850088500 | 134 | 448500 | 88500
[5 empty] | 44950088500 | 134 | 449500 | 88500
[5 empty] | 45050088500 | 134 | 450500 | 88500
[5 empty] | 45150088500 | 134 | 451500 | 88500
[5 empty] | 45250088500 | 134 | 452500 | 88500
[5 empty] | 45350088500 | 134 | 453500 | 88500
[5 empty] | 45450088500 | 134 | 454500 | 88500
[5 empty] | 45550088500 | 134 | 455500 | 88500
[5 empty] | 45650088500 | 134 | 456500 | 88500
[5 empty] | 45750088500 | 134 | 457500 | 88500
[5 empty] | 45850088500 | 134 | 458500 | 88500
[5 empty] | 45950088500 | 134 | 459500 | 88500
[5 empty] | 46050088500 | 134 | 460500 | 88500
[5 empty] | 46150088500 | 134 | 461500 | 88500
[5 empty] | 46250088500 | 134 | 462500 | 88500
[5 empty] | 46350088500 | 134 | 463500 | 88500
[5 empty] | 46450088500 | 134 | 464500 | 88500
[5 empty] | 46550088500 | 134 | 465500 | 88500
[5 empty] | 43250087500 | 134 | 432500 | 87500
[5 empty] | 43350087500 | 134 | 433500 | 87500
[5 empty] | 43450087500 | 134 | 434500 | 87500
[5 empty] | 43550087500 | 134 | 435500 | 87500
[5 empty] | 43650087500 | 134 | 436500 | 87500
[5 empty] | 43750087500 | 134 | 437500 | 87500
[5 empty] | 43850087500 | 134 | 438500 | 87500
[5 empty] | 43950087500 | 134 | 439500 | 87500
[5 empty] | 44050087500 | 134 | 440500 | 87500
[5 empty] | 44150087500 | 134 | 441500 | 87500
[5 empty] | 44250087500 | 134 | 442500 | 87500
[5 empty] | 44350087500 | 134 | 443500 | 87500
[5 empty] | 44450087500 | 134 | 444500 | 87500
[5 empty] | 44550087500 | 134 | 445500 | 87500
[5 empty] | 44650087500 | 134 | 446500 | 87500
[5 empty] | 44750087500 | 134 | 447500 | 87500
[5 empty] | 44850087500 | 134 | 448500 | 87500
[5 empty] | 44950087500 | 134 | 449500 | 87500
[5 empty] | 45050087500 | 134 | 450500 | 87500
[5 empty] | 45150087500 | 134 | 451500 | 87500
[5 empty] | 45250087500 | 134 | 452500 | 87500
[5 empty] | 45350087500 | 134 | 453500 | 87500
[5 empty] | 45450087500 | 134 | 454500 | 87500
[5 empty] | 45550087500 | 134 | 455500 | 87500
[5 empty] | 45650087500 | 134 | 456500 | 87500
[5 empty] | 45750087500 | 134 | 457500 | 87500
[5 empty] | 45850087500 | 134 | 458500 | 87500
[5 empty] | 45950087500 | 134 | 459500 | 87500
[5 empty] | 46050087500 | 134 | 460500 | 87500
[5 empty] | 46150087500 | 134 | 461500 | 87500
[5 empty] | 46250087500 | 134 | 462500 | 87500
[5 empty] | 46350087500 | 134 | 463500 | 87500
[5 empty] | 46450087500 | 134 | 464500 | 87500
[5 empty] | 46550087500 | 134 | 465500 | 87500
[5 empty] | 46650087500 | 134 | 466500 | 87500
[5 empty] | 43050086500 | 134 | 430500 | 86500
[5 empty] | 43150086500 | 134 | 431500 | 86500
[5 empty] | 43250086500 | 134 | 432500 | 86500
[5 empty] | 43350086500 | 134 | 433500 | 86500
[5 empty] | 43450086500 | 134 | 434500 | 86500
[5 empty] | 43550086500 | 134 | 435500 | 86500
[5 empty] | 43650086500 | 134 | 436500 | 86500
[5 empty] | 43750086500 | 134 | 437500 | 86500
[5 empty] | 43850086500 | 134 | 438500 | 86500
[5 empty] | 43950086500 | 134 | 439500 | 86500
[5 empty] | 44050086500 | 134 | 440500 | 86500
[5 empty] | 44150086500 | 134 | 441500 | 86500
[5 empty] | 44250086500 | 134 | 442500 | 86500
[5 empty] | 44350086500 | 134 | 443500 | 86500
[5 empty] | 44450086500 | 134 | 444500 | 86500
[5 empty] | 44550086500 | 134 | 445500 | 86500
[5 empty] | 44650086500 | 134 | 446500 | 86500
[5 empty] | 44750086500 | 134 | 447500 | 86500
[5 empty] | 44850086500 | 134 | 448500 | 86500
[5 empty] | 44950086500 | 134 | 449500 | 86500
[5 empty] | 45050086500 | 134 | 450500 | 86500
[5 empty] | 45150086500 | 134 | 451500 | 86500
[5 empty] | 45250086500 | 134 | 452500 | 86500
[5 empty] | 45350086500 | 134 | 453500 | 86500
[5 empty] | 45450086500 | 134 | 454500 | 86500
[5 empty] | 45550086500 | 134 | 455500 | 86500
[5 empty] | 45650086500 | 134 | 456500 | 86500
[5 empty] | 45750086500 | 134 | 457500 | 86500
[5 empty] | 45850086500 | 134 | 458500 | 86500
[5 empty] | 45950086500 | 134 | 459500 | 86500
[5 empty] | 46050086500 | 134 | 460500 | 86500
[5 empty] | 46150086500 | 134 | 461500 | 86500
[5 empty] | 46250086500 | 134 | 462500 | 86500
[5 empty] | 46350086500 | 134 | 463500 | 86500
[5 empty] | 46450086500 | 134 | 464500 | 86500
[5 empty] | 46550086500 | 134 | 465500 | 86500
[5 empty] | 42950085500 | 134 | 429500 | 85500
[5 empty] | 43050085500 | 134 | 430500 | 85500
[5 empty] | 43150085500 | 134 | 431500 | 85500
[5 empty] | 43250085500 | 134 | 432500 | 85500
[5 empty] | 43350085500 | 134 | 433500 | 85500
[5 empty] | 43450085500 | 134 | 434500 | 85500
[5 empty] | 43550085500 | 134 | 435500 | 85500
[5 empty] | 43650085500 | 134 | 436500 | 85500
[5 empty] | 43750085500 | 134 | 437500 | 85500
[5 empty] | 43850085500 | 134 | 438500 | 85500
[5 empty] | 43950085500 | 134 | 439500 | 85500
[5 empty] | 44050085500 | 134 | 440500 | 85500
[5 empty] | 44150085500 | 134 | 441500 | 85500
[5 empty] | 44250085500 | 134 | 442500 | 85500
[5 empty] | 44350085500 | 134 | 443500 | 85500
[5 empty] | 44450085500 | 134 | 444500 | 85500
[5 empty] | 44550085500 | 134 | 445500 | 85500
[5 empty] | 44650085500 | 134 | 446500 | 85500
[5 empty] | 44750085500 | 134 | 447500 | 85500
[5 empty] | 44850085500 | 134 | 448500 | 85500
[5 empty] | 44950085500 | 134 | 449500 | 85500
[5 empty] | 45050085500 | 134 | 450500 | 85500
[5 empty] | 45150085500 | 134 | 451500 | 85500
[5 empty] | 45250085500 | 134 | 452500 | 85500
[5 empty] | 45350085500 | 134 | 453500 | 85500
[5 empty] | 45450085500 | 134 | 454500 | 85500
[5 empty] | 45550085500 | 134 | 455500 | 85500
[5 empty] | 45650085500 | 134 | 456500 | 85500
[5 empty] | 45750085500 | 134 | 457500 | 85500
[5 empty] | 45850085500 | 134 | 458500 | 85500
[5 empty] | 45950085500 | 134 | 459500 | 85500
[5 empty] | 46050085500 | 134 | 460500 | 85500
[5 empty] | 46150085500 | 134 | 461500 | 85500
[5 empty] | 46250085500 | 134 | 462500 | 85500
[5 empty] | 46350085500 | 134 | 463500 | 85500
[5 empty] | 46450085500 | 134 | 464500 | 85500
[5 empty] | 42850084500 | 134 | 428500 | 84500
[5 empty] | 42950084500 | 134 | 429500 | 84500
[5 empty] | 43050084500 | 134 | 430500 | 84500
[5 empty] | 43150084500 | 134 | 431500 | 84500
[5 empty] | 43250084500 | 134 | 432500 | 84500
[5 empty] | 43650084500 | 134 | 436500 | 84500
[5 empty] | 43750084500 | 134 | 437500 | 84500
[5 empty] | 43850084500 | 134 | 438500 | 84500
[5 empty] | 43950084500 | 134 | 439500 | 84500
[5 empty] | 44050084500 | 134 | 440500 | 84500
[5 empty] | 44150084500 | 134 | 441500 | 84500
[5 empty] | 44250084500 | 134 | 442500 | 84500
[5 empty] | 44350084500 | 134 | 443500 | 84500
[5 empty] | 44450084500 | 134 | 444500 | 84500
[5 empty] | 44550084500 | 134 | 445500 | 84500
[5 empty] | 44650084500 | 134 | 446500 | 84500
[5 empty] | 44750084500 | 134 | 447500 | 84500
[5 empty] | 44850084500 | 134 | 448500 | 84500
[5 empty] | 44950084500 | 134 | 449500 | 84500
[5 empty] | 45050084500 | 134 | 450500 | 84500
[5 empty] | 45150084500 | 134 | 451500 | 84500
[5 empty] | 45250084500 | 134 | 452500 | 84500
[5 empty] | 45350084500 | 134 | 453500 | 84500
[5 empty] | 45450084500 | 134 | 454500 | 84500
[5 empty] | 45550084500 | 134 | 455500 | 84500
[5 empty] | 45650084500 | 134 | 456500 | 84500
[5 empty] | 45750084500 | 134 | 457500 | 84500
[5 empty] | 45850084500 | 134 | 458500 | 84500
[5 empty] | 45950084500 | 134 | 459500 | 84500
[5 empty] | 46050084500 | 134 | 460500 | 84500
[5 empty] | 46150084500 | 134 | 461500 | 84500
[5 empty] | 43750083500 | 134 | 437500 | 83500
[5 empty] | 43850083500 | 134 | 438500 | 83500
[5 empty] | 43950083500 | 134 | 439500 | 83500
[5 empty] | 44050083500 | 134 | 440500 | 83500
[5 empty] | 44150083500 | 134 | 441500 | 83500
[5 empty] | 44250083500 | 134 | 442500 | 83500
[5 empty] | 44350083500 | 134 | 443500 | 83500
[5 empty] | 44450083500 | 134 | 444500 | 83500
[5 empty] | 44550083500 | 134 | 445500 | 83500
[5 empty] | 44650083500 | 134 | 446500 | 83500
[5 empty] | 44750083500 | 134 | 447500 | 83500
[5 empty] | 44850083500 | 134 | 448500 | 83500
[5 empty] | 44950083500 | 134 | 449500 | 83500
[5 empty] | 45050083500 | 134 | 450500 | 83500
[5 empty] | 45150083500 | 134 | 451500 | 83500
[5 empty] | 45250083500 | 134 | 452500 | 83500
[5 empty] | 45350083500 | 134 | 453500 | 83500
[5 empty] | 45450083500 | 134 | 454500 | 83500
[5 empty] | 45550083500 | 134 | 455500 | 83500
[5 empty] | 45650083500 | 134 | 456500 | 83500
[5 empty] | 45750083500 | 134 | 457500 | 83500
[5 empty] | 45850083500 | 134 | 458500 | 83500
[5 empty] | 45950083500 | 134 | 459500 | 83500
[5 empty] | 43850082500 | 134 | 438500 | 82500
[5 empty] | 43950082500 | 134 | 439500 | 82500
[5 empty] | 44050082500 | 134 | 440500 | 82500
[5 empty] | 44150082500 | 134 | 441500 | 82500
[5 empty] | 44250082500 | 134 | 442500 | 82500
[5 empty] | 44350082500 | 134 | 443500 | 82500
[5 empty] | 44450082500 | 134 | 444500 | 82500
[5 empty] | 44550082500 | 134 | 445500 | 82500
[5 empty] | 44650082500 | 134 | 446500 | 82500
[5 empty] | 44750082500 | 134 | 447500 | 82500
[5 empty] | 44850082500 | 134 | 448500 | 82500
[5 empty] | 44950082500 | 134 | 449500 | 82500
[5 empty] | 45050082500 | 134 | 450500 | 82500
[5 empty] | 45150082500 | 134 | 451500 | 82500
[5 empty] | 45250082500 | 134 | 452500 | 82500
[5 empty] | 45350082500 | 134 | 453500 | 82500
[5 empty] | 45450082500 | 134 | 454500 | 82500
[5 empty] | 45550082500 | 134 | 455500 | 82500
[5 empty] | 45650082500 | 134 | 456500 | 82500
[5 empty] | 45750082500 | 134 | 457500 | 82500
[5 empty] | 45850082500 | 134 | 458500 | 82500
[5 empty] | 45950082500 | 134 | 459500 | 82500
[5 empty] | 44150081500 | 134 | 441500 | 81500
[5 empty] | 44250081500 | 134 | 442500 | 81500
[5 empty] | 44350081500 | 134 | 443500 | 81500
[5 empty] | 44450081500 | 134 | 444500 | 81500
[5 empty] | 44550081500 | 134 | 445500 | 81500
[5 empty] | 44650081500 | 134 | 446500 | 81500
[5 empty] | 44750081500 | 134 | 447500 | 81500
[5 empty] | 44850081500 | 134 | 448500 | 81500
[5 empty] | 44950081500 | 134 | 449500 | 81500
[5 empty] | 45050081500 | 134 | 450500 | 81500
[5 empty] | 45150081500 | 134 | 451500 | 81500
[5 empty] | 45250081500 | 134 | 452500 | 81500
[5 empty] | 45350081500 | 134 | 453500 | 81500
[5 empty] | 45450081500 | 134 | 454500 | 81500
[5 empty] | 45550081500 | 134 | 455500 | 81500
[5 empty] | 45650081500 | 134 | 456500 | 81500
[5 empty] | 45750081500 | 134 | 457500 | 81500
[5 empty] | 45850081500 | 134 | 458500 | 81500
[5 empty] | 44350080500 | 134 | 443500 | 80500
[5 empty] | 44450080500 | 134 | 444500 | 80500
[5 empty] | 44550080500 | 134 | 445500 | 80500
[5 empty] | 44650080500 | 134 | 446500 | 80500
[5 empty] | 44750080500 | 134 | 447500 | 80500
[5 empty] | 44850080500 | 134 | 448500 | 80500
[5 empty] | 44950080500 | 134 | 449500 | 80500
[5 empty] | 45050080500 | 134 | 450500 | 80500
[5 empty] | 45150080500 | 134 | 451500 | 80500
[5 empty] | 45250080500 | 134 | 452500 | 80500
[5 empty] | 45350080500 | 134 | 453500 | 80500
[5 empty] | 45450080500 | 134 | 454500 | 80500
[5 empty] | 45550080500 | 134 | 455500 | 80500
[5 empty] | 45650080500 | 134 | 456500 | 80500
[5 empty] | 45750080500 | 134 | 457500 | 80500
[5 empty] | 45850080500 | 134 | 458500 | 80500
[5 empty] | 44450079500 | 134 | 444500 | 79500
[5 empty] | 44550079500 | 134 | 445500 | 79500
[5 empty] | 44650079500 | 134 | 446500 | 79500
[5 empty] | 44750079500 | 134 | 447500 | 79500
[5 empty] | 44850079500 | 134 | 448500 | 79500
[5 empty] | 44950079500 | 134 | 449500 | 79500
[5 empty] | 45050079500 | 134 | 450500 | 79500
[5 empty] | 45150079500 | 134 | 451500 | 79500
[5 empty] | 45250079500 | 134 | 452500 | 79500
[5 empty] | 45350079500 | 134 | 453500 | 79500
[5 empty] | 45450079500 | 134 | 454500 | 79500
[5 empty] | 45550079500 | 134 | 455500 | 79500
[5 empty] | 45650079500 | 134 | 456500 | 79500
[5 empty] | 45750079500 | 134 | 457500 | 79500
[5 empty] | 45850079500 | 134 | 458500 | 79500
[5 empty] | 44550078500 | 134 | 445500 | 78500
[5 empty] | 44650078500 | 134 | 446500 | 78500
[5 empty] | 44750078500 | 134 | 447500 | 78500
[5 empty] | 44850078500 | 134 | 448500 | 78500
[5 empty] | 44950078500 | 134 | 449500 | 78500
[5 empty] | 45050078500 | 134 | 450500 | 78500
[5 empty] | 45150078500 | 134 | 451500 | 78500
[5 empty] | 45250078500 | 134 | 452500 | 78500
[5 empty] | 45350078500 | 134 | 453500 | 78500
[5 empty] | 45450078500 | 134 | 454500 | 78500
[5 empty] | 45550078500 | 134 | 455500 | 78500
[5 empty] | 45650078500 | 134 | 456500 | 78500
[5 empty] | 45750078500 | 134 | 457500 | 78500
[5 empty] | 45850078500 | 134 | 458500 | 78500
[5 empty] | 44750077500 | 134 | 447500 | 77500
[5 empty] | 44850077500 | 134 | 448500 | 77500
[5 empty] | 44950077500 | 134 | 449500 | 77500
[5 empty] | 45050077500 | 134 | 450500 | 77500
[5 empty] | 45150077500 | 134 | 451500 | 77500
[5 empty] | 45250077500 | 134 | 452500 | 77500
[5 empty] | 45350077500 | 134 | 453500 | 77500
[5 empty] | 45450077500 | 134 | 454500 | 77500
[5 empty] | 45550077500 | 134 | 455500 | 77500
[5 empty] | 45650077500 | 134 | 456500 | 77500
[5 empty] | 45750077500 | 134 | 457500 | 77500
[5 empty] | 45850077500 | 134 | 458500 | 77500
[5 empty] | 44850076500 | 134 | 448500 | 76500
[5 empty] | 44950076500 | 134 | 449500 | 76500
[5 empty] | 45050076500 | 134 | 450500 | 76500
[5 empty] | 45150076500 | 134 | 451500 | 76500
[5 empty] | 45250076500 | 134 | 452500 | 76500
[5 empty] | 45350076500 | 134 | 453500 | 76500
[5 empty] | 45450076500 | 134 | 454500 | 76500
[5 empty] | 45550076500 | 134 | 455500 | 76500
[5 empty] | 44850075500 | 134 | 448500 | 75500
[5 empty] | 44950075500 | 134 | 449500 | 75500
[5 empty] | 45050075500 | 134 | 450500 | 75500
[5 empty] | 45150075500 | 134 | 451500 | 75500
[5 empty] | 45250075500 | 134 | 452500 | 75500
[5 empty] | 45350075500 | 134 | 453500 | 75500
[5 empty] | 477500292500 | 514 | 477500 | 292500
[5 empty] | 476500291500 | 514 | 476500 | 291500
[5 empty] | 477500291500 | 514 | 477500 | 291500
[5 empty] | 478500291500 | 514 | 478500 | 291500
[5 empty] | 479500291500 | 514 | 479500 | 291500
[5 empty] | 480500291500 | 514 | 480500 | 291500
[5 empty] | 481500291500 | 514 | 481500 | 291500
[5 empty] | 476500290500 | 514 | 476500 | 290500
[5 empty] | 477500290500 | 514 | 477500 | 290500
[5 empty] | 478500290500 | 514 | 478500 | 290500
[5 empty] | 479500290500 | 514 | 479500 | 290500
[5 empty] | 480500290500 | 514 | 480500 | 290500
[5 empty] | 476500289500 | 514 | 476500 | 289500
[5 empty] | 477500289500 | 514 | 477500 | 289500
[5 empty] | 478500289500 | 514 | 478500 | 289500
[5 empty] | 479500289500 | 514 | 479500 | 289500
[5 empty] | 480500289500 | 514 | 480500 | 289500
[5 empty] | 481500289500 | 514 | 481500 | 289500
[5 empty] | 475500288500 | 514 | 475500 | 288500
[5 empty] | 476500288500 | 514 | 476500 | 288500
[5 empty] | 477500288500 | 514 | 477500 | 288500
[5 empty] | 478500288500 | 514 | 478500 | 288500
[5 empty] | 479500288500 | 514 | 479500 | 288500
[5 empty] | 480500288500 | 514 | 480500 | 288500
[5 empty] | 481500288500 | 514 | 481500 | 288500
[5 empty] | 482500288500 | 514 | 482500 | 288500
[5 empty] | 476500287500 | 514 | 476500 | 287500
[5 empty] | 477500287500 | 514 | 477500 | 287500
[5 empty] | 478500287500 | 514 | 478500 | 287500
[5 empty] | 479500287500 | 514 | 479500 | 287500
[5 empty] | 480500287500 | 514 | 480500 | 287500
[5 empty] | 481500287500 | 514 | 481500 | 287500
[5 empty] | 482500287500 | 514 | 482500 | 287500
[5 empty] | 476500286500 | 514 | 476500 | 286500
[5 empty] | 477500286500 | 514 | 477500 | 286500
[5 empty] | 478500286500 | 514 | 478500 | 286500
[5 empty] | 479500286500 | 514 | 479500 | 286500
[5 empty] | 480500286500 | 514 | 480500 | 286500
[5 empty] | 481500286500 | 514 | 481500 | 286500
[5 empty] | 482500286500 | 514 | 482500 | 286500
[5 empty] | 483500286500 | 514 | 483500 | 286500
[5 empty] | 484500286500 | 514 | 484500 | 286500
[5 empty] | 489500286500 | 514 | 489500 | 286500
[5 empty] | 475500285500 | 514 | 475500 | 285500
[5 empty] | 476500285500 | 514 | 476500 | 285500
[5 empty] | 477500285500 | 514 | 477500 | 285500
[5 empty] | 478500285500 | 514 | 478500 | 285500
[5 empty] | 479500285500 | 514 | 479500 | 285500
[5 empty] | 480500285500 | 514 | 480500 | 285500
[5 empty] | 481500285500 | 514 | 481500 | 285500
[5 empty] | 482500285500 | 514 | 482500 | 285500
[5 empty] | 483500285500 | 514 | 483500 | 285500
[5 empty] | 484500285500 | 514 | 484500 | 285500
[5 empty] | 485500285500 | 514 | 485500 | 285500
[5 empty] | 488500285500 | 514 | 488500 | 285500
[5 empty] | 489500285500 | 514 | 489500 | 285500
[5 empty] | 475500284500 | 514 | 475500 | 284500
[5 empty] | 476500284500 | 514 | 476500 | 284500
[5 empty] | 477500284500 | 514 | 477500 | 284500
[5 empty] | 478500284500 | 514 | 478500 | 284500
[5 empty] | 479500284500 | 514 | 479500 | 284500
[5 empty] | 480500284500 | 514 | 480500 | 284500
[5 empty] | 481500284500 | 514 | 481500 | 284500
[5 empty] | 482500284500 | 514 | 482500 | 284500
[5 empty] | 483500284500 | 514 | 483500 | 284500
[5 empty] | 484500284500 | 514 | 484500 | 284500
[5 empty] | 485500284500 | 514 | 485500 | 284500
[5 empty] | 486500284500 | 514 | 486500 | 284500
[5 empty] | 487500284500 | 514 | 487500 | 284500
[5 empty] | 488500284500 | 514 | 488500 | 284500
[5 empty] | 489500284500 | 514 | 489500 | 284500
[5 empty] | 490500284500 | 514 | 490500 | 284500
[5 empty] | 475500283500 | 514 | 475500 | 283500
[5 empty] | 476500283500 | 514 | 476500 | 283500
[5 empty] | 477500283500 | 514 | 477500 | 283500
[5 empty] | 478500283500 | 514 | 478500 | 283500
[5 empty] | 479500283500 | 514 | 479500 | 283500
[5 empty] | 480500283500 | 514 | 480500 | 283500
[5 empty] | 481500283500 | 514 | 481500 | 283500
[5 empty] | 482500283500 | 514 | 482500 | 283500
[5 empty] | 483500283500 | 514 | 483500 | 283500
[5 empty] | 484500283500 | 514 | 484500 | 283500
[5 empty] | 485500283500 | 514 | 485500 | 283500
[5 empty] | 486500283500 | 514 | 486500 | 283500
[5 empty] | 487500283500 | 514 | 487500 | 283500
[5 empty] | 488500283500 | 514 | 488500 | 283500
[5 empty] | 489500283500 | 514 | 489500 | 283500
[5 empty] | 490500283500 | 514 | 490500 | 283500
[5 empty] | 477500282500 | 514 | 477500 | 282500
[5 empty] | 478500282500 | 514 | 478500 | 282500
[5 empty] | 479500282500 | 514 | 479500 | 282500
[5 empty] | 480500282500 | 514 | 480500 | 282500
[5 empty] | 481500282500 | 514 | 481500 | 282500
[5 empty] | 482500282500 | 514 | 482500 | 282500
[5 empty] | 483500282500 | 514 | 483500 | 282500
[5 empty] | 484500282500 | 514 | 484500 | 282500
[5 empty] | 485500282500 | 514 | 485500 | 282500
[5 empty] | 486500282500 | 514 | 486500 | 282500
[5 empty] | 487500282500 | 514 | 487500 | 282500
[5 empty] | 488500282500 | 514 | 488500 | 282500
[5 empty] | 489500282500 | 514 | 489500 | 282500
[5 empty] | 490500282500 | 514 | 490500 | 282500
[5 empty] | 491500282500 | 514 | 491500 | 282500
[5 empty] | 492500282500 | 514 | 492500 | 282500
[5 empty] | 477500281500 | 514 | 477500 | 281500
[5 empty] | 478500281500 | 514 | 478500 | 281500
[5 empty] | 479500281500 | 514 | 479500 | 281500
[5 empty] | 480500281500 | 514 | 480500 | 281500
[5 empty] | 481500281500 | 514 | 481500 | 281500
[5 empty] | 482500281500 | 514 | 482500 | 281500
[5 empty] | 483500281500 | 514 | 483500 | 281500
[5 empty] | 484500281500 | 514 | 484500 | 281500
[5 empty] | 485500281500 | 514 | 485500 | 281500
[5 empty] | 486500281500 | 514 | 486500 | 281500
[5 empty] | 487500281500 | 514 | 487500 | 281500
[5 empty] | 488500281500 | 514 | 488500 | 281500
[5 empty] | 489500281500 | 514 | 489500 | 281500
[5 empty] | 490500281500 | 514 | 490500 | 281500
[5 empty] | 491500281500 | 514 | 491500 | 281500
[5 empty] | 492500281500 | 514 | 492500 | 281500
[5 empty] | 493500281500 | 514 | 493500 | 281500
[5 empty] | 476500280500 | 514 | 476500 | 280500
[5 empty] | 477500280500 | 514 | 477500 | 280500
[5 empty] | 478500280500 | 514 | 478500 | 280500
[5 empty] | 479500280500 | 514 | 479500 | 280500
[5 empty] | 480500280500 | 514 | 480500 | 280500
[5 empty] | 481500280500 | 514 | 481500 | 280500
[5 empty] | 482500280500 | 514 | 482500 | 280500
[5 empty] | 483500280500 | 514 | 483500 | 280500
[5 empty] | 484500280500 | 514 | 484500 | 280500
[5 empty] | 485500280500 | 514 | 485500 | 280500
[5 empty] | 486500280500 | 514 | 486500 | 280500
[5 empty] | 487500280500 | 514 | 487500 | 280500
[5 empty] | 488500280500 | 514 | 488500 | 280500
[5 empty] | 489500280500 | 514 | 489500 | 280500
[5 empty] | 490500280500 | 514 | 490500 | 280500
[5 empty] | 491500280500 | 514 | 491500 | 280500
[5 empty] | 492500280500 | 514 | 492500 | 280500
[5 empty] | 493500280500 | 514 | 493500 | 280500
[5 empty] | 476500279500 | 514 | 476500 | 279500
[5 empty] | 477500279500 | 514 | 477500 | 279500
[5 empty] | 478500279500 | 514 | 478500 | 279500
[5 empty] | 479500279500 | 514 | 479500 | 279500
[5 empty] | 480500279500 | 514 | 480500 | 279500
[5 empty] | 481500279500 | 514 | 481500 | 279500
[5 empty] | 482500279500 | 514 | 482500 | 279500
[5 empty] | 483500279500 | 514 | 483500 | 279500
[5 empty] | 484500279500 | 514 | 484500 | 279500
[5 empty] | 485500279500 | 514 | 485500 | 279500
[5 empty] | 486500279500 | 514 | 486500 | 279500
[5 empty] | 487500279500 | 514 | 487500 | 279500
[5 empty] | 488500279500 | 514 | 488500 | 279500
[5 empty] | 489500279500 | 514 | 489500 | 279500
[5 empty] | 490500279500 | 514 | 490500 | 279500
[5 empty] | 491500279500 | 514 | 491500 | 279500
[5 empty] | 492500279500 | 514 | 492500 | 279500
[5 empty] | 493500279500 | 514 | 493500 | 279500
[5 empty] | 477500278500 | 514 | 477500 | 278500
[5 empty] | 478500278500 | 514 | 478500 | 278500
[5 empty] | 479500278500 | 514 | 479500 | 278500
[5 empty] | 480500278500 | 514 | 480500 | 278500
[5 empty] | 481500278500 | 514 | 481500 | 278500
[5 empty] | 482500278500 | 514 | 482500 | 278500
[5 empty] | 483500278500 | 514 | 483500 | 278500
[5 empty] | 484500278500 | 514 | 484500 | 278500
[5 empty] | 485500278500 | 514 | 485500 | 278500
[5 empty] | 486500278500 | 514 | 486500 | 278500
[5 empty] | 487500278500 | 514 | 487500 | 278500
[5 empty] | 488500278500 | 514 | 488500 | 278500
[5 empty] | 489500278500 | 514 | 489500 | 278500
[5 empty] | 490500278500 | 514 | 490500 | 278500
[5 empty] | 491500278500 | 514 | 491500 | 278500
[5 empty] | 492500278500 | 514 | 492500 | 278500
[5 empty] | 493500278500 | 514 | 493500 | 278500
[5 empty] | 479500277500 | 514 | 479500 | 277500
[5 empty] | 480500277500 | 514 | 480500 | 277500
[5 empty] | 481500277500 | 514 | 481500 | 277500
[5 empty] | 482500277500 | 514 | 482500 | 277500
[5 empty] | 483500277500 | 514 | 483500 | 277500
[5 empty] | 484500277500 | 514 | 484500 | 277500
[5 empty] | 485500277500 | 514 | 485500 | 277500
[5 empty] | 486500277500 | 514 | 486500 | 277500
[5 empty] | 487500277500 | 514 | 487500 | 277500
[5 empty] | 488500277500 | 514 | 488500 | 277500
[5 empty] | 489500277500 | 514 | 489500 | 277500
[5 empty] | 490500277500 | 514 | 490500 | 277500
[5 empty] | 491500277500 | 514 | 491500 | 277500
[5 empty] | 492500277500 | 514 | 492500 | 277500
[5 empty] | 493500277500 | 514 | 493500 | 277500
[5 empty] | 480500276500 | 514 | 480500 | 276500
[5 empty] | 481500276500 | 514 | 481500 | 276500
[5 empty] | 482500276500 | 514 | 482500 | 276500
[5 empty] | 483500276500 | 514 | 483500 | 276500
[5 empty] | 484500276500 | 514 | 484500 | 276500
[5 empty] | 485500276500 | 514 | 485500 | 276500
[5 empty] | 486500276500 | 514 | 486500 | 276500
[5 empty] | 487500276500 | 514 | 487500 | 276500
[5 empty] | 488500276500 | 514 | 488500 | 276500
[5 empty] | 489500276500 | 514 | 489500 | 276500
[5 empty] | 490500276500 | 514 | 490500 | 276500
[5 empty] | 491500276500 | 514 | 491500 | 276500
[5 empty] | 492500276500 | 514 | 492500 | 276500
[5 empty] | 493500276500 | 514 | 493500 | 276500
[5 empty] | 480500275500 | 514 | 480500 | 275500
[5 empty] | 481500275500 | 514 | 481500 | 275500
[5 empty] | 482500275500 | 514 | 482500 | 275500
[5 empty] | 483500275500 | 514 | 483500 | 275500
[5 empty] | 484500275500 | 514 | 484500 | 275500
[5 empty] | 485500275500 | 514 | 485500 | 275500
[5 empty] | 486500275500 | 514 | 486500 | 275500
[5 empty] | 487500275500 | 514 | 487500 | 275500
[5 empty] | 488500275500 | 514 | 488500 | 275500
[5 empty] | 489500275500 | 514 | 489500 | 275500
[5 empty] | 490500275500 | 514 | 490500 | 275500
[5 empty] | 491500275500 | 514 | 491500 | 275500
[5 empty] | 492500275500 | 514 | 492500 | 275500
[5 empty] | 493500275500 | 514 | 493500 | 275500
[5 empty] | 482500274500 | 514 | 482500 | 274500
[5 empty] | 483500274500 | 514 | 483500 | 274500
[5 empty] | 484500274500 | 514 | 484500 | 274500
[5 empty] | 485500274500 | 514 | 485500 | 274500
[5 empty] | 486500274500 | 514 | 486500 | 274500
[5 empty] | 489500274500 | 514 | 489500 | 274500
[5 empty] | 490500274500 | 514 | 490500 | 274500
[5 empty] | 491500274500 | 514 | 491500 | 274500
[5 empty] | 492500274500 | 514 | 492500 | 274500
[5 empty] | 482500273500 | 514 | 482500 | 273500
[5 empty] | 483500273500 | 514 | 483500 | 273500
[5 empty] | 484500273500 | 514 | 484500 | 273500
[5 empty] | 485500273500 | 514 | 485500 | 273500
[5 empty] | 490500273500 | 514 | 490500 | 273500
[5 empty] | 491500273500 | 514 | 491500 | 273500
[5 empty] | 578500346500 | 138 | 578500 | 346500
[5 empty] | 579500346500 | 138 | 579500 | 346500
[5 empty] | 580500346500 | 138 | 580500 | 346500
[5 empty] | 581500346500 | 138 | 581500 | 346500
[5 empty] | 582500346500 | 138 | 582500 | 346500
[5 empty] | 583500346500 | 138 | 583500 | 346500
[5 empty] | 584500346500 | 138 | 584500 | 346500
[5 empty] | 585500346500 | 138 | 585500 | 346500
[5 empty] | 586500346500 | 138 | 586500 | 346500
[5 empty] | 570500345500 | 138 | 570500 | 345500
[5 empty] | 571500345500 | 138 | 571500 | 345500
[5 empty] | 572500345500 | 138 | 572500 | 345500
[5 empty] | 573500345500 | 138 | 573500 | 345500
[5 empty] | 574500345500 | 138 | 574500 | 345500
[5 empty] | 575500345500 | 138 | 575500 | 345500
[5 empty] | 576500345500 | 138 | 576500 | 345500
[5 empty] | 577500345500 | 138 | 577500 | 345500
[5 empty] | 578500345500 | 138 | 578500 | 345500
[5 empty] | 579500345500 | 138 | 579500 | 345500
[5 empty] | 580500345500 | 138 | 580500 | 345500
[5 empty] | 581500345500 | 138 | 581500 | 345500
[5 empty] | 582500345500 | 138 | 582500 | 345500
[5 empty] | 583500345500 | 138 | 583500 | 345500
[5 empty] | 584500345500 | 138 | 584500 | 345500
[5 empty] | 585500345500 | 138 | 585500 | 345500
[5 empty] | 586500345500 | 138 | 586500 | 345500
[5 empty] | 569500344500 | 138 | 569500 | 344500
[5 empty] | 570500344500 | 138 | 570500 | 344500
[5 empty] | 571500344500 | 138 | 571500 | 344500
[5 empty] | 572500344500 | 138 | 572500 | 344500
[5 empty] | 573500344500 | 138 | 573500 | 344500
[5 empty] | 574500344500 | 138 | 574500 | 344500
[5 empty] | 575500344500 | 138 | 575500 | 344500
[5 empty] | 576500344500 | 138 | 576500 | 344500
[5 empty] | 577500344500 | 138 | 577500 | 344500
[5 empty] | 578500344500 | 138 | 578500 | 344500
[5 empty] | 579500344500 | 138 | 579500 | 344500
[5 empty] | 580500344500 | 138 | 580500 | 344500
[5 empty] | 581500344500 | 138 | 581500 | 344500
[5 empty] | 582500344500 | 138 | 582500 | 344500
[5 empty] | 583500344500 | 138 | 583500 | 344500
[5 empty] | 584500344500 | 138 | 584500 | 344500
[5 empty] | 585500344500 | 138 | 585500 | 344500
[5 empty] | 586500344500 | 138 | 586500 | 344500
[5 empty] | 568500343500 | 138 | 568500 | 343500
[5 empty] | 569500343500 | 138 | 569500 | 343500
[5 empty] | 570500343500 | 138 | 570500 | 343500
[5 empty] | 571500343500 | 138 | 571500 | 343500
[5 empty] | 572500343500 | 138 | 572500 | 343500
[5 empty] | 573500343500 | 138 | 573500 | 343500
[5 empty] | 574500343500 | 138 | 574500 | 343500
[5 empty] | 575500343500 | 138 | 575500 | 343500
[5 empty] | 576500343500 | 138 | 576500 | 343500
[5 empty] | 577500343500 | 138 | 577500 | 343500
[5 empty] | 578500343500 | 138 | 578500 | 343500
[5 empty] | 579500343500 | 138 | 579500 | 343500
[5 empty] | 580500343500 | 138 | 580500 | 343500
[5 empty] | 581500343500 | 138 | 581500 | 343500
[5 empty] | 582500343500 | 138 | 582500 | 343500
[5 empty] | 583500343500 | 138 | 583500 | 343500
[5 empty] | 584500343500 | 138 | 584500 | 343500
[5 empty] | 585500343500 | 138 | 585500 | 343500
[5 empty] | 586500343500 | 138 | 586500 | 343500
[5 empty] | 567500342500 | 138 | 567500 | 342500
[5 empty] | 568500342500 | 138 | 568500 | 342500
[5 empty] | 569500342500 | 138 | 569500 | 342500
[5 empty] | 570500342500 | 138 | 570500 | 342500
[5 empty] | 571500342500 | 138 | 571500 | 342500
[5 empty] | 572500342500 | 138 | 572500 | 342500
[5 empty] | 573500342500 | 138 | 573500 | 342500
[5 empty] | 574500342500 | 138 | 574500 | 342500
[5 empty] | 575500342500 | 138 | 575500 | 342500
[5 empty] | 576500342500 | 138 | 576500 | 342500
[5 empty] | 577500342500 | 138 | 577500 | 342500
[5 empty] | 578500342500 | 138 | 578500 | 342500
[5 empty] | 579500342500 | 138 | 579500 | 342500
[5 empty] | 580500342500 | 138 | 580500 | 342500
[5 empty] | 581500342500 | 138 | 581500 | 342500
[5 empty] | 582500342500 | 138 | 582500 | 342500
[5 empty] | 583500342500 | 138 | 583500 | 342500
[5 empty] | 584500342500 | 138 | 584500 | 342500
[5 empty] | 585500342500 | 138 | 585500 | 342500
[5 empty] | 586500342500 | 138 | 586500 | 342500
[5 empty] | 566500341500 | 138 | 566500 | 341500
[5 empty] | 567500341500 | 138 | 567500 | 341500
[5 empty] | 568500341500 | 138 | 568500 | 341500
[5 empty] | 569500341500 | 138 | 569500 | 341500
[5 empty] | 570500341500 | 138 | 570500 | 341500
[5 empty] | 571500341500 | 138 | 571500 | 341500
[5 empty] | 572500341500 | 138 | 572500 | 341500
[5 empty] | 573500341500 | 138 | 573500 | 341500
[5 empty] | 574500341500 | 138 | 574500 | 341500
[5 empty] | 575500341500 | 138 | 575500 | 341500
[5 empty] | 576500341500 | 138 | 576500 | 341500
[5 empty] | 577500341500 | 138 | 577500 | 341500
[5 empty] | 578500341500 | 138 | 578500 | 341500
[5 empty] | 579500341500 | 138 | 579500 | 341500
[5 empty] | 580500341500 | 138 | 580500 | 341500
[5 empty] | 581500341500 | 138 | 581500 | 341500
[5 empty] | 582500341500 | 138 | 582500 | 341500
[5 empty] | 583500341500 | 138 | 583500 | 341500
[5 empty] | 584500341500 | 138 | 584500 | 341500
[5 empty] | 585500341500 | 138 | 585500 | 341500
[5 empty] | 586500341500 | 138 | 586500 | 341500
[5 empty] | 566500340500 | 138 | 566500 | 340500
[5 empty] | 567500340500 | 138 | 567500 | 340500
[5 empty] | 568500340500 | 138 | 568500 | 340500
[5 empty] | 569500340500 | 138 | 569500 | 340500
[5 empty] | 570500340500 | 138 | 570500 | 340500
[5 empty] | 571500340500 | 138 | 571500 | 340500
[5 empty] | 572500340500 | 138 | 572500 | 340500
[5 empty] | 573500340500 | 138 | 573500 | 340500
[5 empty] | 574500340500 | 138 | 574500 | 340500
[5 empty] | 575500340500 | 138 | 575500 | 340500
[5 empty] | 576500340500 | 138 | 576500 | 340500
[5 empty] | 577500340500 | 138 | 577500 | 340500
[5 empty] | 578500340500 | 138 | 578500 | 340500
[5 empty] | 579500340500 | 138 | 579500 | 340500
[5 empty] | 580500340500 | 138 | 580500 | 340500
[5 empty] | 581500340500 | 138 | 581500 | 340500
[5 empty] | 582500340500 | 138 | 582500 | 340500
[5 empty] | 583500340500 | 138 | 583500 | 340500
[5 empty] | 584500340500 | 138 | 584500 | 340500
[5 empty] | 585500340500 | 138 | 585500 | 340500
[5 empty] | 586500340500 | 138 | 586500 | 340500
[5 empty] | 566500339500 | 138 | 566500 | 339500
[5 empty] | 567500339500 | 138 | 567500 | 339500
[5 empty] | 568500339500 | 138 | 568500 | 339500
[5 empty] | 569500339500 | 138 | 569500 | 339500
[5 empty] | 570500339500 | 138 | 570500 | 339500
[5 empty] | 571500339500 | 138 | 571500 | 339500
[5 empty] | 572500339500 | 138 | 572500 | 339500
[5 empty] | 573500339500 | 138 | 573500 | 339500
[5 empty] | 574500339500 | 138 | 574500 | 339500
[5 empty] | 575500339500 | 138 | 575500 | 339500
[5 empty] | 576500339500 | 138 | 576500 | 339500
[5 empty] | 577500339500 | 138 | 577500 | 339500
[5 empty] | 578500339500 | 138 | 578500 | 339500
[5 empty] | 579500339500 | 138 | 579500 | 339500
[5 empty] | 580500339500 | 138 | 580500 | 339500
[5 empty] | 581500339500 | 138 | 581500 | 339500
[5 empty] | 582500339500 | 138 | 582500 | 339500
[5 empty] | 583500339500 | 138 | 583500 | 339500
[5 empty] | 584500339500 | 138 | 584500 | 339500
[5 empty] | 585500339500 | 138 | 585500 | 339500
[5 empty] | 586500339500 | 138 | 586500 | 339500
[5 empty] | 566500338500 | 138 | 566500 | 338500
[5 empty] | 567500338500 | 138 | 567500 | 338500
[5 empty] | 568500338500 | 138 | 568500 | 338500
[5 empty] | 569500338500 | 138 | 569500 | 338500
[5 empty] | 570500338500 | 138 | 570500 | 338500
[5 empty] | 571500338500 | 138 | 571500 | 338500
[5 empty] | 572500338500 | 138 | 572500 | 338500
[5 empty] | 573500338500 | 138 | 573500 | 338500
[5 empty] | 574500338500 | 138 | 574500 | 338500
[5 empty] | 575500338500 | 138 | 575500 | 338500
[5 empty] | 576500338500 | 138 | 576500 | 338500
[5 empty] | 577500338500 | 138 | 577500 | 338500
[5 empty] | 578500338500 | 138 | 578500 | 338500
[5 empty] | 579500338500 | 138 | 579500 | 338500
[5 empty] | 580500338500 | 138 | 580500 | 338500
[5 empty] | 581500338500 | 138 | 581500 | 338500
[5 empty] | 582500338500 | 138 | 582500 | 338500
[5 empty] | 583500338500 | 138 | 583500 | 338500
[5 empty] | 584500338500 | 138 | 584500 | 338500
[5 empty] | 585500338500 | 138 | 585500 | 338500
[5 empty] | 586500338500 | 138 | 586500 | 338500
[5 empty] | 587500338500 | 138 | 587500 | 338500
[5 empty] | 566500337500 | 138 | 566500 | 337500
[5 empty] | 567500337500 | 138 | 567500 | 337500
[5 empty] | 568500337500 | 138 | 568500 | 337500
[5 empty] | 569500337500 | 138 | 569500 | 337500
[5 empty] | 570500337500 | 138 | 570500 | 337500
[5 empty] | 571500337500 | 138 | 571500 | 337500
[5 empty] | 572500337500 | 138 | 572500 | 337500
[5 empty] | 573500337500 | 138 | 573500 | 337500
[5 empty] | 574500337500 | 138 | 574500 | 337500
[5 empty] | 575500337500 | 138 | 575500 | 337500
[5 empty] | 576500337500 | 138 | 576500 | 337500
[5 empty] | 577500337500 | 138 | 577500 | 337500
[5 empty] | 578500337500 | 138 | 578500 | 337500
[5 empty] | 579500337500 | 138 | 579500 | 337500
[5 empty] | 580500337500 | 138 | 580500 | 337500
[5 empty] | 581500337500 | 138 | 581500 | 337500
[5 empty] | 582500337500 | 138 | 582500 | 337500
[5 empty] | 583500337500 | 138 | 583500 | 337500
[5 empty] | 584500337500 | 138 | 584500 | 337500
[5 empty] | 585500337500 | 138 | 585500 | 337500
[5 empty] | 586500337500 | 138 | 586500 | 337500
[5 empty] | 587500337500 | 138 | 587500 | 337500
[5 empty] | 565500336500 | 138 | 565500 | 336500
[5 empty] | 566500336500 | 138 | 566500 | 336500
[5 empty] | 567500336500 | 138 | 567500 | 336500
[5 empty] | 568500336500 | 138 | 568500 | 336500
[5 empty] | 569500336500 | 138 | 569500 | 336500
[5 empty] | 570500336500 | 138 | 570500 | 336500
[5 empty] | 571500336500 | 138 | 571500 | 336500
[5 empty] | 572500336500 | 138 | 572500 | 336500
[5 empty] | 573500336500 | 138 | 573500 | 336500
[5 empty] | 574500336500 | 138 | 574500 | 336500
[5 empty] | 575500336500 | 138 | 575500 | 336500
[5 empty] | 576500336500 | 138 | 576500 | 336500
[5 empty] | 577500336500 | 138 | 577500 | 336500
[5 empty] | 578500336500 | 138 | 578500 | 336500
[5 empty] | 579500336500 | 138 | 579500 | 336500
[5 empty] | 580500336500 | 138 | 580500 | 336500
[5 empty] | 581500336500 | 138 | 581500 | 336500
[5 empty] | 582500336500 | 138 | 582500 | 336500
[5 empty] | 583500336500 | 138 | 583500 | 336500
[5 empty] | 584500336500 | 138 | 584500 | 336500
[5 empty] | 585500336500 | 138 | 585500 | 336500
[5 empty] | 586500336500 | 138 | 586500 | 336500
[5 empty] | 587500336500 | 138 | 587500 | 336500
[5 empty] | 588500336500 | 138 | 588500 | 336500
[5 empty] | 589500336500 | 138 | 589500 | 336500
[5 empty] | 565500335500 | 138 | 565500 | 335500
[5 empty] | 566500335500 | 138 | 566500 | 335500
[5 empty] | 567500335500 | 138 | 567500 | 335500
[5 empty] | 568500335500 | 138 | 568500 | 335500
[5 empty] | 569500335500 | 138 | 569500 | 335500
[5 empty] | 570500335500 | 138 | 570500 | 335500
[5 empty] | 571500335500 | 138 | 571500 | 335500
[5 empty] | 572500335500 | 138 | 572500 | 335500
[5 empty] | 573500335500 | 138 | 573500 | 335500
[5 empty] | 574500335500 | 138 | 574500 | 335500
[5 empty] | 575500335500 | 138 | 575500 | 335500
[5 empty] | 576500335500 | 138 | 576500 | 335500
[5 empty] | 577500335500 | 138 | 577500 | 335500
[5 empty] | 578500335500 | 138 | 578500 | 335500
[5 empty] | 579500335500 | 138 | 579500 | 335500
[5 empty] | 580500335500 | 138 | 580500 | 335500
[5 empty] | 581500335500 | 138 | 581500 | 335500
[5 empty] | 582500335500 | 138 | 582500 | 335500
[5 empty] | 583500335500 | 138 | 583500 | 335500
[5 empty] | 584500335500 | 138 | 584500 | 335500
[5 empty] | 585500335500 | 138 | 585500 | 335500
[5 empty] | 586500335500 | 138 | 586500 | 335500
[5 empty] | 587500335500 | 138 | 587500 | 335500
[5 empty] | 588500335500 | 138 | 588500 | 335500
[5 empty] | 564500334500 | 138 | 564500 | 334500
[5 empty] | 565500334500 | 138 | 565500 | 334500
[5 empty] | 566500334500 | 138 | 566500 | 334500
[5 empty] | 567500334500 | 138 | 567500 | 334500
[5 empty] | 568500334500 | 138 | 568500 | 334500
[5 empty] | 569500334500 | 138 | 569500 | 334500
[5 empty] | 570500334500 | 138 | 570500 | 334500
[5 empty] | 571500334500 | 138 | 571500 | 334500
[5 empty] | 572500334500 | 138 | 572500 | 334500
[5 empty] | 573500334500 | 138 | 573500 | 334500
[5 empty] | 574500334500 | 138 | 574500 | 334500
[5 empty] | 575500334500 | 138 | 575500 | 334500
[5 empty] | 576500334500 | 138 | 576500 | 334500
[5 empty] | 577500334500 | 138 | 577500 | 334500
[5 empty] | 578500334500 | 138 | 578500 | 334500
[5 empty] | 579500334500 | 138 | 579500 | 334500
[5 empty] | 580500334500 | 138 | 580500 | 334500
[5 empty] | 581500334500 | 138 | 581500 | 334500
[5 empty] | 582500334500 | 138 | 582500 | 334500
[5 empty] | 583500334500 | 138 | 583500 | 334500
[5 empty] | 584500334500 | 138 | 584500 | 334500
[5 empty] | 585500334500 | 138 | 585500 | 334500
[5 empty] | 586500334500 | 138 | 586500 | 334500
[5 empty] | 587500334500 | 138 | 587500 | 334500
[5 empty] | 564500333500 | 138 | 564500 | 333500
[5 empty] | 565500333500 | 138 | 565500 | 333500
[5 empty] | 566500333500 | 138 | 566500 | 333500
[5 empty] | 567500333500 | 138 | 567500 | 333500
[5 empty] | 568500333500 | 138 | 568500 | 333500
[5 empty] | 569500333500 | 138 | 569500 | 333500
[5 empty] | 570500333500 | 138 | 570500 | 333500
[5 empty] | 571500333500 | 138 | 571500 | 333500
[5 empty] | 572500333500 | 138 | 572500 | 333500
[5 empty] | 573500333500 | 138 | 573500 | 333500
[5 empty] | 574500333500 | 138 | 574500 | 333500
[5 empty] | 575500333500 | 138 | 575500 | 333500
[5 empty] | 576500333500 | 138 | 576500 | 333500
[5 empty] | 577500333500 | 138 | 577500 | 333500
[5 empty] | 578500333500 | 138 | 578500 | 333500
[5 empty] | 579500333500 | 138 | 579500 | 333500
[5 empty] | 580500333500 | 138 | 580500 | 333500
[5 empty] | 581500333500 | 138 | 581500 | 333500
[5 empty] | 582500333500 | 138 | 582500 | 333500
[5 empty] | 583500333500 | 138 | 583500 | 333500
[5 empty] | 584500333500 | 138 | 584500 | 333500
[5 empty] | 585500333500 | 138 | 585500 | 333500
[5 empty] | 586500333500 | 138 | 586500 | 333500
[5 empty] | 587500333500 | 138 | 587500 | 333500
[5 empty] | 564500332500 | 138 | 564500 | 332500
[5 empty] | 565500332500 | 138 | 565500 | 332500
[5 empty] | 566500332500 | 138 | 566500 | 332500
[5 empty] | 567500332500 | 138 | 567500 | 332500
[5 empty] | 568500332500 | 138 | 568500 | 332500
[5 empty] | 569500332500 | 138 | 569500 | 332500
[5 empty] | 570500332500 | 138 | 570500 | 332500
[5 empty] | 571500332500 | 138 | 571500 | 332500
[5 empty] | 572500332500 | 138 | 572500 | 332500
[5 empty] | 573500332500 | 138 | 573500 | 332500
[5 empty] | 574500332500 | 138 | 574500 | 332500
[5 empty] | 575500332500 | 138 | 575500 | 332500
[5 empty] | 576500332500 | 138 | 576500 | 332500
[5 empty] | 577500332500 | 138 | 577500 | 332500
[5 empty] | 578500332500 | 138 | 578500 | 332500
[5 empty] | 579500332500 | 138 | 579500 | 332500
[5 empty] | 580500332500 | 138 | 580500 | 332500
[5 empty] | 581500332500 | 138 | 581500 | 332500
[5 empty] | 582500332500 | 138 | 582500 | 332500
[5 empty] | 583500332500 | 138 | 583500 | 332500
[5 empty] | 584500332500 | 138 | 584500 | 332500
[5 empty] | 585500332500 | 138 | 585500 | 332500
[5 empty] | 586500332500 | 138 | 586500 | 332500
[5 empty] | 564500331500 | 138 | 564500 | 331500
[5 empty] | 565500331500 | 138 | 565500 | 331500
[5 empty] | 566500331500 | 138 | 566500 | 331500
[5 empty] | 567500331500 | 138 | 567500 | 331500
[5 empty] | 568500331500 | 138 | 568500 | 331500
[5 empty] | 569500331500 | 138 | 569500 | 331500
[5 empty] | 570500331500 | 138 | 570500 | 331500
[5 empty] | 571500331500 | 138 | 571500 | 331500
[5 empty] | 572500331500 | 138 | 572500 | 331500
[5 empty] | 573500331500 | 138 | 573500 | 331500
[5 empty] | 574500331500 | 138 | 574500 | 331500
[5 empty] | 575500331500 | 138 | 575500 | 331500
[5 empty] | 576500331500 | 138 | 576500 | 331500
[5 empty] | 577500331500 | 138 | 577500 | 331500
[5 empty] | 578500331500 | 138 | 578500 | 331500
[5 empty] | 579500331500 | 138 | 579500 | 331500
[5 empty] | 580500331500 | 138 | 580500 | 331500
[5 empty] | 581500331500 | 138 | 581500 | 331500
[5 empty] | 582500331500 | 138 | 582500 | 331500
[5 empty] | 583500331500 | 138 | 583500 | 331500
[5 empty] | 563500330500 | 138 | 563500 | 330500
[5 empty] | 564500330500 | 138 | 564500 | 330500
[5 empty] | 565500330500 | 138 | 565500 | 330500
[5 empty] | 566500330500 | 138 | 566500 | 330500
[5 empty] | 567500330500 | 138 | 567500 | 330500
[5 empty] | 568500330500 | 138 | 568500 | 330500
[5 empty] | 569500330500 | 138 | 569500 | 330500
[5 empty] | 570500330500 | 138 | 570500 | 330500
[5 empty] | 571500330500 | 138 | 571500 | 330500
[5 empty] | 572500330500 | 138 | 572500 | 330500
[5 empty] | 573500330500 | 138 | 573500 | 330500
[5 empty] | 574500330500 | 138 | 574500 | 330500
[5 empty] | 575500330500 | 138 | 575500 | 330500
[5 empty] | 576500330500 | 138 | 576500 | 330500
[5 empty] | 577500330500 | 138 | 577500 | 330500
[5 empty] | 578500330500 | 138 | 578500 | 330500
[5 empty] | 579500330500 | 138 | 579500 | 330500
[5 empty] | 580500330500 | 138 | 580500 | 330500
[5 empty] | 581500330500 | 138 | 581500 | 330500
[5 empty] | 582500330500 | 138 | 582500 | 330500
[5 empty] | 583500330500 | 138 | 583500 | 330500
[5 empty] | 562500329500 | 138 | 562500 | 329500
[5 empty] | 563500329500 | 138 | 563500 | 329500
[5 empty] | 564500329500 | 138 | 564500 | 329500
[5 empty] | 565500329500 | 138 | 565500 | 329500
[5 empty] | 566500329500 | 138 | 566500 | 329500
[5 empty] | 567500329500 | 138 | 567500 | 329500
[5 empty] | 568500329500 | 138 | 568500 | 329500
[5 empty] | 569500329500 | 138 | 569500 | 329500
[5 empty] | 570500329500 | 138 | 570500 | 329500
[5 empty] | 571500329500 | 138 | 571500 | 329500
[5 empty] | 572500329500 | 138 | 572500 | 329500
[5 empty] | 573500329500 | 138 | 573500 | 329500
[5 empty] | 574500329500 | 138 | 574500 | 329500
[5 empty] | 575500329500 | 138 | 575500 | 329500
[5 empty] | 576500329500 | 138 | 576500 | 329500
[5 empty] | 577500329500 | 138 | 577500 | 329500
[5 empty] | 578500329500 | 138 | 578500 | 329500
[5 empty] | 579500329500 | 138 | 579500 | 329500
[5 empty] | 580500329500 | 138 | 580500 | 329500
[5 empty] | 581500329500 | 138 | 581500 | 329500
[5 empty] | 582500329500 | 138 | 582500 | 329500
[5 empty] | 583500329500 | 138 | 583500 | 329500
[5 empty] | 584500329500 | 138 | 584500 | 329500
[5 empty] | 549500328500 | 138 | 549500 | 328500
[5 empty] | 561500328500 | 138 | 561500 | 328500
[5 empty] | 562500328500 | 138 | 562500 | 328500
[5 empty] | 563500328500 | 138 | 563500 | 328500
[5 empty] | 564500328500 | 138 | 564500 | 328500
[5 empty] | 565500328500 | 138 | 565500 | 328500
[5 empty] | 566500328500 | 138 | 566500 | 328500
[5 empty] | 567500328500 | 138 | 567500 | 328500
[5 empty] | 568500328500 | 138 | 568500 | 328500
[5 empty] | 569500328500 | 138 | 569500 | 328500
[5 empty] | 570500328500 | 138 | 570500 | 328500
[5 empty] | 571500328500 | 138 | 571500 | 328500
[5 empty] | 572500328500 | 138 | 572500 | 328500
[5 empty] | 573500328500 | 138 | 573500 | 328500
[5 empty] | 574500328500 | 138 | 574500 | 328500
[5 empty] | 575500328500 | 138 | 575500 | 328500
[5 empty] | 576500328500 | 138 | 576500 | 328500
[5 empty] | 577500328500 | 138 | 577500 | 328500
[5 empty] | 578500328500 | 138 | 578500 | 328500
[5 empty] | 579500328500 | 138 | 579500 | 328500
[5 empty] | 580500328500 | 138 | 580500 | 328500
[5 empty] | 581500328500 | 138 | 581500 | 328500
[5 empty] | 582500328500 | 138 | 582500 | 328500
[5 empty] | 583500328500 | 138 | 583500 | 328500
[5 empty] | 584500328500 | 138 | 584500 | 328500
[5 empty] | 560500327500 | 138 | 560500 | 327500
[5 empty] | 561500327500 | 138 | 561500 | 327500
[5 empty] | 562500327500 | 138 | 562500 | 327500
[5 empty] | 563500327500 | 138 | 563500 | 327500
[5 empty] | 564500327500 | 138 | 564500 | 327500
[5 empty] | 565500327500 | 138 | 565500 | 327500
[5 empty] | 566500327500 | 138 | 566500 | 327500
[5 empty] | 567500327500 | 138 | 567500 | 327500
[5 empty] | 568500327500 | 138 | 568500 | 327500
[5 empty] | 569500327500 | 138 | 569500 | 327500
[5 empty] | 570500327500 | 138 | 570500 | 327500
[5 empty] | 571500327500 | 138 | 571500 | 327500
[5 empty] | 572500327500 | 138 | 572500 | 327500
[5 empty] | 573500327500 | 138 | 573500 | 327500
[5 empty] | 574500327500 | 138 | 574500 | 327500
[5 empty] | 575500327500 | 138 | 575500 | 327500
[5 empty] | 576500327500 | 138 | 576500 | 327500
[5 empty] | 577500327500 | 138 | 577500 | 327500
[5 empty] | 578500327500 | 138 | 578500 | 327500
[5 empty] | 579500327500 | 138 | 579500 | 327500
[5 empty] | 580500327500 | 138 | 580500 | 327500
[5 empty] | 581500327500 | 138 | 581500 | 327500
[5 empty] | 582500327500 | 138 | 582500 | 327500
[5 empty] | 583500327500 | 138 | 583500 | 327500
[5 empty] | 584500327500 | 138 | 584500 | 327500
[5 empty] | 553500326500 | 138 | 553500 | 326500
[5 empty] | 554500326500 | 138 | 554500 | 326500
[5 empty] | 555500326500 | 138 | 555500 | 326500
[5 empty] | 556500326500 | 138 | 556500 | 326500
[5 empty] | 557500326500 | 138 | 557500 | 326500
[5 empty] | 560500326500 | 138 | 560500 | 326500
[5 empty] | 561500326500 | 138 | 561500 | 326500
[5 empty] | 562500326500 | 138 | 562500 | 326500
[5 empty] | 563500326500 | 138 | 563500 | 326500
[5 empty] | 564500326500 | 138 | 564500 | 326500
[5 empty] | 565500326500 | 138 | 565500 | 326500
[5 empty] | 566500326500 | 138 | 566500 | 326500
[5 empty] | 567500326500 | 138 | 567500 | 326500
[5 empty] | 568500326500 | 138 | 568500 | 326500
[5 empty] | 569500326500 | 138 | 569500 | 326500
[5 empty] | 570500326500 | 138 | 570500 | 326500
[5 empty] | 571500326500 | 138 | 571500 | 326500
[5 empty] | 572500326500 | 138 | 572500 | 326500
[5 empty] | 573500326500 | 138 | 573500 | 326500
[5 empty] | 574500326500 | 138 | 574500 | 326500
[5 empty] | 575500326500 | 138 | 575500 | 326500
[5 empty] | 576500326500 | 138 | 576500 | 326500
[5 empty] | 577500326500 | 138 | 577500 | 326500
[5 empty] | 578500326500 | 138 | 578500 | 326500
[5 empty] | 579500326500 | 138 | 579500 | 326500
[5 empty] | 580500326500 | 138 | 580500 | 326500
[5 empty] | 581500326500 | 138 | 581500 | 326500
[5 empty] | 582500326500 | 138 | 582500 | 326500
[5 empty] | 583500326500 | 138 | 583500 | 326500
[5 empty] | 553500325500 | 138 | 553500 | 325500
[5 empty] | 554500325500 | 138 | 554500 | 325500
[5 empty] | 555500325500 | 138 | 555500 | 325500
[5 empty] | 556500325500 | 138 | 556500 | 325500
[5 empty] | 557500325500 | 138 | 557500 | 325500
[5 empty] | 558500325500 | 138 | 558500 | 325500
[5 empty] | 559500325500 | 138 | 559500 | 325500
[5 empty] | 560500325500 | 138 | 560500 | 325500
[5 empty] | 561500325500 | 138 | 561500 | 325500
[5 empty] | 562500325500 | 138 | 562500 | 325500
[5 empty] | 563500325500 | 138 | 563500 | 325500
[5 empty] | 564500325500 | 138 | 564500 | 325500
[5 empty] | 565500325500 | 138 | 565500 | 325500
[5 empty] | 566500325500 | 138 | 566500 | 325500
[5 empty] | 567500325500 | 138 | 567500 | 325500
[5 empty] | 568500325500 | 138 | 568500 | 325500
[5 empty] | 569500325500 | 138 | 569500 | 325500
[5 empty] | 570500325500 | 138 | 570500 | 325500
[5 empty] | 571500325500 | 138 | 571500 | 325500
[5 empty] | 572500325500 | 138 | 572500 | 325500
[5 empty] | 573500325500 | 138 | 573500 | 325500
[5 empty] | 574500325500 | 138 | 574500 | 325500
[5 empty] | 575500325500 | 138 | 575500 | 325500
[5 empty] | 576500325500 | 138 | 576500 | 325500
[5 empty] | 577500325500 | 138 | 577500 | 325500
[5 empty] | 578500325500 | 138 | 578500 | 325500
[5 empty] | 579500325500 | 138 | 579500 | 325500
[5 empty] | 580500325500 | 138 | 580500 | 325500
[5 empty] | 581500325500 | 138 | 581500 | 325500
[5 empty] | 582500325500 | 138 | 582500 | 325500
[5 empty] | 583500325500 | 138 | 583500 | 325500
[5 empty] | 552500324500 | 138 | 552500 | 324500
[5 empty] | 553500324500 | 138 | 553500 | 324500
[5 empty] | 554500324500 | 138 | 554500 | 324500
[5 empty] | 555500324500 | 138 | 555500 | 324500
[5 empty] | 556500324500 | 138 | 556500 | 324500
[5 empty] | 557500324500 | 138 | 557500 | 324500
[5 empty] | 558500324500 | 138 | 558500 | 324500
[5 empty] | 559500324500 | 138 | 559500 | 324500
[5 empty] | 560500324500 | 138 | 560500 | 324500
[5 empty] | 561500324500 | 138 | 561500 | 324500
[5 empty] | 562500324500 | 138 | 562500 | 324500
[5 empty] | 563500324500 | 138 | 563500 | 324500
[5 empty] | 564500324500 | 138 | 564500 | 324500
[5 empty] | 565500324500 | 138 | 565500 | 324500
[5 empty] | 566500324500 | 138 | 566500 | 324500
[5 empty] | 567500324500 | 138 | 567500 | 324500
[5 empty] | 568500324500 | 138 | 568500 | 324500
[5 empty] | 569500324500 | 138 | 569500 | 324500
[5 empty] | 570500324500 | 138 | 570500 | 324500
[5 empty] | 571500324500 | 138 | 571500 | 324500
[5 empty] | 572500324500 | 138 | 572500 | 324500
[5 empty] | 573500324500 | 138 | 573500 | 324500
[5 empty] | 574500324500 | 138 | 574500 | 324500
[5 empty] | 575500324500 | 138 | 575500 | 324500
[5 empty] | 576500324500 | 138 | 576500 | 324500
[5 empty] | 577500324500 | 138 | 577500 | 324500
[5 empty] | 578500324500 | 138 | 578500 | 324500
[5 empty] | 579500324500 | 138 | 579500 | 324500
[5 empty] | 580500324500 | 138 | 580500 | 324500
[5 empty] | 581500324500 | 138 | 581500 | 324500
[5 empty] | 582500324500 | 138 | 582500 | 324500
[5 empty] | 552500323500 | 138 | 552500 | 323500
[5 empty] | 553500323500 | 138 | 553500 | 323500
[5 empty] | 554500323500 | 138 | 554500 | 323500
[5 empty] | 555500323500 | 138 | 555500 | 323500
[5 empty] | 556500323500 | 138 | 556500 | 323500
[5 empty] | 557500323500 | 138 | 557500 | 323500
[5 empty] | 558500323500 | 138 | 558500 | 323500
[5 empty] | 559500323500 | 138 | 559500 | 323500
[5 empty] | 560500323500 | 138 | 560500 | 323500
[5 empty] | 561500323500 | 138 | 561500 | 323500
[5 empty] | 562500323500 | 138 | 562500 | 323500
[5 empty] | 563500323500 | 138 | 563500 | 323500
[5 empty] | 564500323500 | 138 | 564500 | 323500
[5 empty] | 565500323500 | 138 | 565500 | 323500
[5 empty] | 566500323500 | 138 | 566500 | 323500
[5 empty] | 567500323500 | 138 | 567500 | 323500
[5 empty] | 568500323500 | 138 | 568500 | 323500
[5 empty] | 569500323500 | 138 | 569500 | 323500
[5 empty] | 570500323500 | 138 | 570500 | 323500
[5 empty] | 571500323500 | 138 | 571500 | 323500
[5 empty] | 572500323500 | 138 | 572500 | 323500
[5 empty] | 573500323500 | 138 | 573500 | 323500
[5 empty] | 574500323500 | 138 | 574500 | 323500
[5 empty] | 575500323500 | 138 | 575500 | 323500
[5 empty] | 576500323500 | 138 | 576500 | 323500
[5 empty] | 577500323500 | 138 | 577500 | 323500
[5 empty] | 578500323500 | 138 | 578500 | 323500
[5 empty] | 579500323500 | 138 | 579500 | 323500
[5 empty] | 580500323500 | 138 | 580500 | 323500
[5 empty] | 581500323500 | 138 | 581500 | 323500
[5 empty] | 552500322500 | 138 | 552500 | 322500
[5 empty] | 553500322500 | 138 | 553500 | 322500
[5 empty] | 554500322500 | 138 | 554500 | 322500
[5 empty] | 555500322500 | 138 | 555500 | 322500
[5 empty] | 556500322500 | 138 | 556500 | 322500
[5 empty] | 557500322500 | 138 | 557500 | 322500
[5 empty] | 558500322500 | 138 | 558500 | 322500
[5 empty] | 559500322500 | 138 | 559500 | 322500
[5 empty] | 560500322500 | 138 | 560500 | 322500
[5 empty] | 561500322500 | 138 | 561500 | 322500
[5 empty] | 562500322500 | 138 | 562500 | 322500
[5 empty] | 563500322500 | 138 | 563500 | 322500
[5 empty] | 564500322500 | 138 | 564500 | 322500
[5 empty] | 565500322500 | 138 | 565500 | 322500
[5 empty] | 566500322500 | 138 | 566500 | 322500
[5 empty] | 567500322500 | 138 | 567500 | 322500
[5 empty] | 568500322500 | 138 | 568500 | 322500
[5 empty] | 569500322500 | 138 | 569500 | 322500
[5 empty] | 570500322500 | 138 | 570500 | 322500
[5 empty] | 571500322500 | 138 | 571500 | 322500
[5 empty] | 572500322500 | 138 | 572500 | 322500
[5 empty] | 573500322500 | 138 | 573500 | 322500
[5 empty] | 574500322500 | 138 | 574500 | 322500
[5 empty] | 575500322500 | 138 | 575500 | 322500
[5 empty] | 576500322500 | 138 | 576500 | 322500
[5 empty] | 577500322500 | 138 | 577500 | 322500
[5 empty] | 578500322500 | 138 | 578500 | 322500
[5 empty] | 579500322500 | 138 | 579500 | 322500
[5 empty] | 580500322500 | 138 | 580500 | 322500
[5 empty] | 581500322500 | 138 | 581500 | 322500
[5 empty] | 553500321500 | 138 | 553500 | 321500
[5 empty] | 554500321500 | 138 | 554500 | 321500
[5 empty] | 555500321500 | 138 | 555500 | 321500
[5 empty] | 556500321500 | 138 | 556500 | 321500
[5 empty] | 557500321500 | 138 | 557500 | 321500
[5 empty] | 558500321500 | 138 | 558500 | 321500
[5 empty] | 559500321500 | 138 | 559500 | 321500
[5 empty] | 560500321500 | 138 | 560500 | 321500
[5 empty] | 561500321500 | 138 | 561500 | 321500
[5 empty] | 562500321500 | 138 | 562500 | 321500
[5 empty] | 563500321500 | 138 | 563500 | 321500
[5 empty] | 564500321500 | 138 | 564500 | 321500
[5 empty] | 565500321500 | 138 | 565500 | 321500
[5 empty] | 566500321500 | 138 | 566500 | 321500
[5 empty] | 567500321500 | 138 | 567500 | 321500
[5 empty] | 568500321500 | 138 | 568500 | 321500
[5 empty] | 569500321500 | 138 | 569500 | 321500
[5 empty] | 570500321500 | 138 | 570500 | 321500
[5 empty] | 571500321500 | 138 | 571500 | 321500
[5 empty] | 572500321500 | 138 | 572500 | 321500
[5 empty] | 573500321500 | 138 | 573500 | 321500
[5 empty] | 574500321500 | 138 | 574500 | 321500
[5 empty] | 575500321500 | 138 | 575500 | 321500
[5 empty] | 576500321500 | 138 | 576500 | 321500
[5 empty] | 577500321500 | 138 | 577500 | 321500
[5 empty] | 578500321500 | 138 | 578500 | 321500
[5 empty] | 579500321500 | 138 | 579500 | 321500
[5 empty] | 580500321500 | 138 | 580500 | 321500
[5 empty] | 581500321500 | 138 | 581500 | 321500
[5 empty] | 551500320500 | 138 | 551500 | 320500
[5 empty] | 552500320500 | 138 | 552500 | 320500
[5 empty] | 553500320500 | 138 | 553500 | 320500
[5 empty] | 554500320500 | 138 | 554500 | 320500
[5 empty] | 555500320500 | 138 | 555500 | 320500
[5 empty] | 556500320500 | 138 | 556500 | 320500
[5 empty] | 557500320500 | 138 | 557500 | 320500
[5 empty] | 558500320500 | 138 | 558500 | 320500
[5 empty] | 559500320500 | 138 | 559500 | 320500
[5 empty] | 560500320500 | 138 | 560500 | 320500
[5 empty] | 561500320500 | 138 | 561500 | 320500
[5 empty] | 562500320500 | 138 | 562500 | 320500
[5 empty] | 563500320500 | 138 | 563500 | 320500
[5 empty] | 564500320500 | 138 | 564500 | 320500
[5 empty] | 565500320500 | 138 | 565500 | 320500
[5 empty] | 566500320500 | 138 | 566500 | 320500
[5 empty] | 567500320500 | 138 | 567500 | 320500
[5 empty] | 568500320500 | 138 | 568500 | 320500
[5 empty] | 569500320500 | 138 | 569500 | 320500
[5 empty] | 570500320500 | 138 | 570500 | 320500
[5 empty] | 571500320500 | 138 | 571500 | 320500
[5 empty] | 572500320500 | 138 | 572500 | 320500
[5 empty] | 573500320500 | 138 | 573500 | 320500
[5 empty] | 574500320500 | 138 | 574500 | 320500
[5 empty] | 575500320500 | 138 | 575500 | 320500
[5 empty] | 576500320500 | 138 | 576500 | 320500
[5 empty] | 577500320500 | 138 | 577500 | 320500
[5 empty] | 578500320500 | 138 | 578500 | 320500
[5 empty] | 579500320500 | 138 | 579500 | 320500
[5 empty] | 580500320500 | 138 | 580500 | 320500
[5 empty] | 550500319500 | 138 | 550500 | 319500
[5 empty] | 551500319500 | 138 | 551500 | 319500
[5 empty] | 552500319500 | 138 | 552500 | 319500
[5 empty] | 553500319500 | 138 | 553500 | 319500
[5 empty] | 554500319500 | 138 | 554500 | 319500
[5 empty] | 555500319500 | 138 | 555500 | 319500
[5 empty] | 556500319500 | 138 | 556500 | 319500
[5 empty] | 557500319500 | 138 | 557500 | 319500
[5 empty] | 558500319500 | 138 | 558500 | 319500
[5 empty] | 559500319500 | 138 | 559500 | 319500
[5 empty] | 560500319500 | 138 | 560500 | 319500
[5 empty] | 561500319500 | 138 | 561500 | 319500
[5 empty] | 562500319500 | 138 | 562500 | 319500
[5 empty] | 563500319500 | 138 | 563500 | 319500
[5 empty] | 564500319500 | 138 | 564500 | 319500
[5 empty] | 565500319500 | 138 | 565500 | 319500
[5 empty] | 566500319500 | 138 | 566500 | 319500
[5 empty] | 567500319500 | 138 | 567500 | 319500
[5 empty] | 568500319500 | 138 | 568500 | 319500
[5 empty] | 569500319500 | 138 | 569500 | 319500
[5 empty] | 570500319500 | 138 | 570500 | 319500
[5 empty] | 571500319500 | 138 | 571500 | 319500
[5 empty] | 572500319500 | 138 | 572500 | 319500
[5 empty] | 573500319500 | 138 | 573500 | 319500
[5 empty] | 574500319500 | 138 | 574500 | 319500
[5 empty] | 575500319500 | 138 | 575500 | 319500
[5 empty] | 576500319500 | 138 | 576500 | 319500
[5 empty] | 577500319500 | 138 | 577500 | 319500
[5 empty] | 578500319500 | 138 | 578500 | 319500
[5 empty] | 579500319500 | 138 | 579500 | 319500
[5 empty] | 549500318500 | 138 | 549500 | 318500
[5 empty] | 550500318500 | 138 | 550500 | 318500
[5 empty] | 551500318500 | 138 | 551500 | 318500
[5 empty] | 552500318500 | 138 | 552500 | 318500
[5 empty] | 553500318500 | 138 | 553500 | 318500
[5 empty] | 554500318500 | 138 | 554500 | 318500
[5 empty] | 555500318500 | 138 | 555500 | 318500
[5 empty] | 556500318500 | 138 | 556500 | 318500
[5 empty] | 557500318500 | 138 | 557500 | 318500
[5 empty] | 558500318500 | 138 | 558500 | 318500
[5 empty] | 559500318500 | 138 | 559500 | 318500
[5 empty] | 560500318500 | 138 | 560500 | 318500
[5 empty] | 561500318500 | 138 | 561500 | 318500
[5 empty] | 562500318500 | 138 | 562500 | 318500
[5 empty] | 563500318500 | 138 | 563500 | 318500
[5 empty] | 564500318500 | 138 | 564500 | 318500
[5 empty] | 565500318500 | 138 | 565500 | 318500
[5 empty] | 566500318500 | 138 | 566500 | 318500
[5 empty] | 567500318500 | 138 | 567500 | 318500
[5 empty] | 568500318500 | 138 | 568500 | 318500
[5 empty] | 569500318500 | 138 | 569500 | 318500
[5 empty] | 570500318500 | 138 | 570500 | 318500
[5 empty] | 571500318500 | 138 | 571500 | 318500
[5 empty] | 572500318500 | 138 | 572500 | 318500
[5 empty] | 573500318500 | 138 | 573500 | 318500
[5 empty] | 574500318500 | 138 | 574500 | 318500
[5 empty] | 575500318500 | 138 | 575500 | 318500
[5 empty] | 576500318500 | 138 | 576500 | 318500
[5 empty] | 577500318500 | 138 | 577500 | 318500
[5 empty] | 578500318500 | 138 | 578500 | 318500
[5 empty] | 579500318500 | 138 | 579500 | 318500
[5 empty] | 580500318500 | 138 | 580500 | 318500
[5 empty] | 581500318500 | 138 | 581500 | 318500
[5 empty] | 582500318500 | 138 | 582500 | 318500
[5 empty] | 547500317500 | 138 | 547500 | 317500
[5 empty] | 548500317500 | 138 | 548500 | 317500
[5 empty] | 549500317500 | 138 | 549500 | 317500
[5 empty] | 550500317500 | 138 | 550500 | 317500
[5 empty] | 551500317500 | 138 | 551500 | 317500
[5 empty] | 552500317500 | 138 | 552500 | 317500
[5 empty] | 553500317500 | 138 | 553500 | 317500
[5 empty] | 554500317500 | 138 | 554500 | 317500
[5 empty] | 555500317500 | 138 | 555500 | 317500
[5 empty] | 556500317500 | 138 | 556500 | 317500
[5 empty] | 557500317500 | 138 | 557500 | 317500
[5 empty] | 558500317500 | 138 | 558500 | 317500
[5 empty] | 559500317500 | 138 | 559500 | 317500
[5 empty] | 560500317500 | 138 | 560500 | 317500
[5 empty] | 561500317500 | 138 | 561500 | 317500
[5 empty] | 562500317500 | 138 | 562500 | 317500
[5 empty] | 563500317500 | 138 | 563500 | 317500
[5 empty] | 564500317500 | 138 | 564500 | 317500
[5 empty] | 565500317500 | 138 | 565500 | 317500
[5 empty] | 566500317500 | 138 | 566500 | 317500
[5 empty] | 567500317500 | 138 | 567500 | 317500
[5 empty] | 568500317500 | 138 | 568500 | 317500
[5 empty] | 569500317500 | 138 | 569500 | 317500
[5 empty] | 570500317500 | 138 | 570500 | 317500
[5 empty] | 571500317500 | 138 | 571500 | 317500
[5 empty] | 572500317500 | 138 | 572500 | 317500
[5 empty] | 573500317500 | 138 | 573500 | 317500
[5 empty] | 574500317500 | 138 | 574500 | 317500
[5 empty] | 575500317500 | 138 | 575500 | 317500
[5 empty] | 576500317500 | 138 | 576500 | 317500
[5 empty] | 577500317500 | 138 | 577500 | 317500
[5 empty] | 578500317500 | 138 | 578500 | 317500
[5 empty] | 579500317500 | 138 | 579500 | 317500
[5 empty] | 580500317500 | 138 | 580500 | 317500
[5 empty] | 581500317500 | 138 | 581500 | 317500
[5 empty] | 582500317500 | 138 | 582500 | 317500
[5 empty] | 547500316500 | 138 | 547500 | 316500
[5 empty] | 548500316500 | 138 | 548500 | 316500
[5 empty] | 549500316500 | 138 | 549500 | 316500
[5 empty] | 550500316500 | 138 | 550500 | 316500
[5 empty] | 551500316500 | 138 | 551500 | 316500
[5 empty] | 552500316500 | 138 | 552500 | 316500
[5 empty] | 553500316500 | 138 | 553500 | 316500
[5 empty] | 554500316500 | 138 | 554500 | 316500
[5 empty] | 555500316500 | 138 | 555500 | 316500
[5 empty] | 556500316500 | 138 | 556500 | 316500
[5 empty] | 557500316500 | 138 | 557500 | 316500
[5 empty] | 558500316500 | 138 | 558500 | 316500
[5 empty] | 559500316500 | 138 | 559500 | 316500
[5 empty] | 560500316500 | 138 | 560500 | 316500
[5 empty] | 561500316500 | 138 | 561500 | 316500
[5 empty] | 562500316500 | 138 | 562500 | 316500
[5 empty] | 563500316500 | 138 | 563500 | 316500
[5 empty] | 564500316500 | 138 | 564500 | 316500
[5 empty] | 565500316500 | 138 | 565500 | 316500
[5 empty] | 566500316500 | 138 | 566500 | 316500
[5 empty] | 567500316500 | 138 | 567500 | 316500
[5 empty] | 568500316500 | 138 | 568500 | 316500
[5 empty] | 569500316500 | 138 | 569500 | 316500
[5 empty] | 570500316500 | 138 | 570500 | 316500
[5 empty] | 571500316500 | 138 | 571500 | 316500
[5 empty] | 572500316500 | 138 | 572500 | 316500
[5 empty] | 573500316500 | 138 | 573500 | 316500
[5 empty] | 574500316500 | 138 | 574500 | 316500
[5 empty] | 575500316500 | 138 | 575500 | 316500
[5 empty] | 576500316500 | 138 | 576500 | 316500
[5 empty] | 577500316500 | 138 | 577500 | 316500
[5 empty] | 578500316500 | 138 | 578500 | 316500
[5 empty] | 579500316500 | 138 | 579500 | 316500
[5 empty] | 580500316500 | 138 | 580500 | 316500
[5 empty] | 581500316500 | 138 | 581500 | 316500
[5 empty] | 582500316500 | 138 | 582500 | 316500
[5 empty] | 546500315500 | 138 | 546500 | 315500
[5 empty] | 547500315500 | 138 | 547500 | 315500
[5 empty] | 548500315500 | 138 | 548500 | 315500
[5 empty] | 549500315500 | 138 | 549500 | 315500
[5 empty] | 550500315500 | 138 | 550500 | 315500
[5 empty] | 551500315500 | 138 | 551500 | 315500
[5 empty] | 552500315500 | 138 | 552500 | 315500
[5 empty] | 553500315500 | 138 | 553500 | 315500
[5 empty] | 554500315500 | 138 | 554500 | 315500
[5 empty] | 555500315500 | 138 | 555500 | 315500
[5 empty] | 556500315500 | 138 | 556500 | 315500
[5 empty] | 557500315500 | 138 | 557500 | 315500
[5 empty] | 558500315500 | 138 | 558500 | 315500
[5 empty] | 559500315500 | 138 | 559500 | 315500
[5 empty] | 560500315500 | 138 | 560500 | 315500
[5 empty] | 561500315500 | 138 | 561500 | 315500
[5 empty] | 562500315500 | 138 | 562500 | 315500
[5 empty] | 563500315500 | 138 | 563500 | 315500
[5 empty] | 564500315500 | 138 | 564500 | 315500
[5 empty] | 565500315500 | 138 | 565500 | 315500
[5 empty] | 566500315500 | 138 | 566500 | 315500
[5 empty] | 567500315500 | 138 | 567500 | 315500
[5 empty] | 568500315500 | 138 | 568500 | 315500
[5 empty] | 569500315500 | 138 | 569500 | 315500
[5 empty] | 570500315500 | 138 | 570500 | 315500
[5 empty] | 571500315500 | 138 | 571500 | 315500
[5 empty] | 572500315500 | 138 | 572500 | 315500
[5 empty] | 573500315500 | 138 | 573500 | 315500
[5 empty] | 574500315500 | 138 | 574500 | 315500
[5 empty] | 575500315500 | 138 | 575500 | 315500
[5 empty] | 576500315500 | 138 | 576500 | 315500
[5 empty] | 577500315500 | 138 | 577500 | 315500
[5 empty] | 578500315500 | 138 | 578500 | 315500
[5 empty] | 579500315500 | 138 | 579500 | 315500
[5 empty] | 580500315500 | 138 | 580500 | 315500
[5 empty] | 581500315500 | 138 | 581500 | 315500
[5 empty] | 582500315500 | 138 | 582500 | 315500
[5 empty] | 546500314500 | 138 | 546500 | 314500
[5 empty] | 547500314500 | 138 | 547500 | 314500
[5 empty] | 548500314500 | 138 | 548500 | 314500
[5 empty] | 549500314500 | 138 | 549500 | 314500
[5 empty] | 550500314500 | 138 | 550500 | 314500
[5 empty] | 551500314500 | 138 | 551500 | 314500
[5 empty] | 552500314500 | 138 | 552500 | 314500
[5 empty] | 553500314500 | 138 | 553500 | 314500
[5 empty] | 554500314500 | 138 | 554500 | 314500
[5 empty] | 555500314500 | 138 | 555500 | 314500
[5 empty] | 556500314500 | 138 | 556500 | 314500
[5 empty] | 557500314500 | 138 | 557500 | 314500
[5 empty] | 558500314500 | 138 | 558500 | 314500
[5 empty] | 559500314500 | 138 | 559500 | 314500
[5 empty] | 560500314500 | 138 | 560500 | 314500
[5 empty] | 561500314500 | 138 | 561500 | 314500
[5 empty] | 562500314500 | 138 | 562500 | 314500
[5 empty] | 563500314500 | 138 | 563500 | 314500
[5 empty] | 564500314500 | 138 | 564500 | 314500
[5 empty] | 565500314500 | 138 | 565500 | 314500
[5 empty] | 566500314500 | 138 | 566500 | 314500
[5 empty] | 567500314500 | 138 | 567500 | 314500
[5 empty] | 568500314500 | 138 | 568500 | 314500
[5 empty] | 569500314500 | 138 | 569500 | 314500
[5 empty] | 570500314500 | 138 | 570500 | 314500
[5 empty] | 571500314500 | 138 | 571500 | 314500
[5 empty] | 572500314500 | 138 | 572500 | 314500
[5 empty] | 573500314500 | 138 | 573500 | 314500
[5 empty] | 574500314500 | 138 | 574500 | 314500
[5 empty] | 575500314500 | 138 | 575500 | 314500
[5 empty] | 576500314500 | 138 | 576500 | 314500
[5 empty] | 578500314500 | 138 | 578500 | 314500
[5 empty] | 546500313500 | 138 | 546500 | 313500
[5 empty] | 547500313500 | 138 | 547500 | 313500
[5 empty] | 548500313500 | 138 | 548500 | 313500
[5 empty] | 549500313500 | 138 | 549500 | 313500
[5 empty] | 550500313500 | 138 | 550500 | 313500
[5 empty] | 551500313500 | 138 | 551500 | 313500
[5 empty] | 552500313500 | 138 | 552500 | 313500
[5 empty] | 553500313500 | 138 | 553500 | 313500
[5 empty] | 554500313500 | 138 | 554500 | 313500
[5 empty] | 555500313500 | 138 | 555500 | 313500
[5 empty] | 556500313500 | 138 | 556500 | 313500
[5 empty] | 557500313500 | 138 | 557500 | 313500
[5 empty] | 558500313500 | 138 | 558500 | 313500
[5 empty] | 559500313500 | 138 | 559500 | 313500
[5 empty] | 560500313500 | 138 | 560500 | 313500
[5 empty] | 561500313500 | 138 | 561500 | 313500
[5 empty] | 562500313500 | 138 | 562500 | 313500
[5 empty] | 563500313500 | 138 | 563500 | 313500
[5 empty] | 564500313500 | 138 | 564500 | 313500
[5 empty] | 565500313500 | 138 | 565500 | 313500
[5 empty] | 566500313500 | 138 | 566500 | 313500
[5 empty] | 567500313500 | 138 | 567500 | 313500
[5 empty] | 568500313500 | 138 | 568500 | 313500
[5 empty] | 569500313500 | 138 | 569500 | 313500
[5 empty] | 570500313500 | 138 | 570500 | 313500
[5 empty] | 571500313500 | 138 | 571500 | 313500
[5 empty] | 572500313500 | 138 | 572500 | 313500
[5 empty] | 573500313500 | 138 | 573500 | 313500
[5 empty] | 574500313500 | 138 | 574500 | 313500
[5 empty] | 546500312500 | 138 | 546500 | 312500
[5 empty] | 547500312500 | 138 | 547500 | 312500
[5 empty] | 548500312500 | 138 | 548500 | 312500
[5 empty] | 549500312500 | 138 | 549500 | 312500
[5 empty] | 550500312500 | 138 | 550500 | 312500
[5 empty] | 551500312500 | 138 | 551500 | 312500
[5 empty] | 552500312500 | 138 | 552500 | 312500
[5 empty] | 553500312500 | 138 | 553500 | 312500
[5 empty] | 554500312500 | 138 | 554500 | 312500
[5 empty] | 555500312500 | 138 | 555500 | 312500
[5 empty] | 556500312500 | 138 | 556500 | 312500
[5 empty] | 557500312500 | 138 | 557500 | 312500
[5 empty] | 558500312500 | 138 | 558500 | 312500
[5 empty] | 559500312500 | 138 | 559500 | 312500
[5 empty] | 560500312500 | 138 | 560500 | 312500
[5 empty] | 561500312500 | 138 | 561500 | 312500
[5 empty] | 562500312500 | 138 | 562500 | 312500
[5 empty] | 563500312500 | 138 | 563500 | 312500
[5 empty] | 564500312500 | 138 | 564500 | 312500
[5 empty] | 565500312500 | 138 | 565500 | 312500
[5 empty] | 566500312500 | 138 | 566500 | 312500
[5 empty] | 567500312500 | 138 | 567500 | 312500
[5 empty] | 568500312500 | 138 | 568500 | 312500
[5 empty] | 569500312500 | 138 | 569500 | 312500
[5 empty] | 570500312500 | 138 | 570500 | 312500
[5 empty] | 571500312500 | 138 | 571500 | 312500
[5 empty] | 572500312500 | 138 | 572500 | 312500
[5 empty] | 546500311500 | 138 | 546500 | 311500
[5 empty] | 547500311500 | 138 | 547500 | 311500
[5 empty] | 548500311500 | 138 | 548500 | 311500
[5 empty] | 549500311500 | 138 | 549500 | 311500
[5 empty] | 550500311500 | 138 | 550500 | 311500
[5 empty] | 551500311500 | 138 | 551500 | 311500
[5 empty] | 552500311500 | 138 | 552500 | 311500
[5 empty] | 553500311500 | 138 | 553500 | 311500
[5 empty] | 554500311500 | 138 | 554500 | 311500
[5 empty] | 555500311500 | 138 | 555500 | 311500
[5 empty] | 556500311500 | 138 | 556500 | 311500
[5 empty] | 557500311500 | 138 | 557500 | 311500
[5 empty] | 558500311500 | 138 | 558500 | 311500
[5 empty] | 559500311500 | 138 | 559500 | 311500
[5 empty] | 560500311500 | 138 | 560500 | 311500
[5 empty] | 561500311500 | 138 | 561500 | 311500
[5 empty] | 562500311500 | 138 | 562500 | 311500
[5 empty] | 563500311500 | 138 | 563500 | 311500
[5 empty] | 564500311500 | 138 | 564500 | 311500
[5 empty] | 565500311500 | 138 | 565500 | 311500
[5 empty] | 566500311500 | 138 | 566500 | 311500
[5 empty] | 567500311500 | 138 | 567500 | 311500
[5 empty] | 568500311500 | 138 | 568500 | 311500
[5 empty] | 569500311500 | 138 | 569500 | 311500
[5 empty] | 570500311500 | 138 | 570500 | 311500
[5 empty] | 571500311500 | 138 | 571500 | 311500
[5 empty] | 572500311500 | 138 | 572500 | 311500
[5 empty] | 548500310500 | 138 | 548500 | 310500
[5 empty] | 549500310500 | 138 | 549500 | 310500
[5 empty] | 550500310500 | 138 | 550500 | 310500
[5 empty] | 551500310500 | 138 | 551500 | 310500
[5 empty] | 552500310500 | 138 | 552500 | 310500
[5 empty] | 553500310500 | 138 | 553500 | 310500
[5 empty] | 554500310500 | 138 | 554500 | 310500
[5 empty] | 555500310500 | 138 | 555500 | 310500
[5 empty] | 556500310500 | 138 | 556500 | 310500
[5 empty] | 557500310500 | 138 | 557500 | 310500
[5 empty] | 558500310500 | 138 | 558500 | 310500
[5 empty] | 559500310500 | 138 | 559500 | 310500
[5 empty] | 560500310500 | 138 | 560500 | 310500
[5 empty] | 561500310500 | 138 | 561500 | 310500
[5 empty] | 562500310500 | 138 | 562500 | 310500
[5 empty] | 563500310500 | 138 | 563500 | 310500
[5 empty] | 564500310500 | 138 | 564500 | 310500
[5 empty] | 565500310500 | 138 | 565500 | 310500
[5 empty] | 566500310500 | 138 | 566500 | 310500
[5 empty] | 567500310500 | 138 | 567500 | 310500
[5 empty] | 568500310500 | 138 | 568500 | 310500
[5 empty] | 569500310500 | 138 | 569500 | 310500
[5 empty] | 570500310500 | 138 | 570500 | 310500
[5 empty] | 571500310500 | 138 | 571500 | 310500
[5 empty] | 572500310500 | 138 | 572500 | 310500
[5 empty] | 573500310500 | 138 | 573500 | 310500
[5 empty] | 548500309500 | 138 | 548500 | 309500
[5 empty] | 549500309500 | 138 | 549500 | 309500
[5 empty] | 550500309500 | 138 | 550500 | 309500
[5 empty] | 551500309500 | 138 | 551500 | 309500
[5 empty] | 552500309500 | 138 | 552500 | 309500
[5 empty] | 553500309500 | 138 | 553500 | 309500
[5 empty] | 554500309500 | 138 | 554500 | 309500
[5 empty] | 555500309500 | 138 | 555500 | 309500
[5 empty] | 556500309500 | 138 | 556500 | 309500
[5 empty] | 557500309500 | 138 | 557500 | 309500
[5 empty] | 558500309500 | 138 | 558500 | 309500
[5 empty] | 559500309500 | 138 | 559500 | 309500
[5 empty] | 560500309500 | 138 | 560500 | 309500
[5 empty] | 561500309500 | 138 | 561500 | 309500
[5 empty] | 562500309500 | 138 | 562500 | 309500
[5 empty] | 563500309500 | 138 | 563500 | 309500
[5 empty] | 564500309500 | 138 | 564500 | 309500
[5 empty] | 565500309500 | 138 | 565500 | 309500
[5 empty] | 566500309500 | 138 | 566500 | 309500
[5 empty] | 567500309500 | 138 | 567500 | 309500
[5 empty] | 568500309500 | 138 | 568500 | 309500
[5 empty] | 569500309500 | 138 | 569500 | 309500
[5 empty] | 570500309500 | 138 | 570500 | 309500
[5 empty] | 571500309500 | 138 | 571500 | 309500
[5 empty] | 572500309500 | 138 | 572500 | 309500
[5 empty] | 573500309500 | 138 | 573500 | 309500
[5 empty] | 547500308500 | 138 | 547500 | 308500
[5 empty] | 548500308500 | 138 | 548500 | 308500
[5 empty] | 549500308500 | 138 | 549500 | 308500
[5 empty] | 550500308500 | 138 | 550500 | 308500
[5 empty] | 551500308500 | 138 | 551500 | 308500
[5 empty] | 552500308500 | 138 | 552500 | 308500
[5 empty] | 553500308500 | 138 | 553500 | 308500
[5 empty] | 554500308500 | 138 | 554500 | 308500
[5 empty] | 555500308500 | 138 | 555500 | 308500
[5 empty] | 556500308500 | 138 | 556500 | 308500
[5 empty] | 557500308500 | 138 | 557500 | 308500
[5 empty] | 558500308500 | 138 | 558500 | 308500
[5 empty] | 559500308500 | 138 | 559500 | 308500
[5 empty] | 560500308500 | 138 | 560500 | 308500
[5 empty] | 561500308500 | 138 | 561500 | 308500
[5 empty] | 562500308500 | 138 | 562500 | 308500
[5 empty] | 563500308500 | 138 | 563500 | 308500
[5 empty] | 564500308500 | 138 | 564500 | 308500
[5 empty] | 565500308500 | 138 | 565500 | 308500
[5 empty] | 566500308500 | 138 | 566500 | 308500
[5 empty] | 567500308500 | 138 | 567500 | 308500
[5 empty] | 568500308500 | 138 | 568500 | 308500
[5 empty] | 569500308500 | 138 | 569500 | 308500
[5 empty] | 570500308500 | 138 | 570500 | 308500
[5 empty] | 571500308500 | 138 | 571500 | 308500
[5 empty] | 572500308500 | 138 | 572500 | 308500
[5 empty] | 573500308500 | 138 | 573500 | 308500
[5 empty] | 547500307500 | 138 | 547500 | 307500
[5 empty] | 548500307500 | 138 | 548500 | 307500
[5 empty] | 549500307500 | 138 | 549500 | 307500
[5 empty] | 550500307500 | 138 | 550500 | 307500
[5 empty] | 551500307500 | 138 | 551500 | 307500
[5 empty] | 552500307500 | 138 | 552500 | 307500
[5 empty] | 553500307500 | 138 | 553500 | 307500
[5 empty] | 554500307500 | 138 | 554500 | 307500
[5 empty] | 555500307500 | 138 | 555500 | 307500
[5 empty] | 556500307500 | 138 | 556500 | 307500
[5 empty] | 557500307500 | 138 | 557500 | 307500
[5 empty] | 558500307500 | 138 | 558500 | 307500
[5 empty] | 559500307500 | 138 | 559500 | 307500
[5 empty] | 560500307500 | 138 | 560500 | 307500
[5 empty] | 561500307500 | 138 | 561500 | 307500
[5 empty] | 562500307500 | 138 | 562500 | 307500
[5 empty] | 563500307500 | 138 | 563500 | 307500
[5 empty] | 564500307500 | 138 | 564500 | 307500
[5 empty] | 565500307500 | 138 | 565500 | 307500
[5 empty] | 566500307500 | 138 | 566500 | 307500
[5 empty] | 567500307500 | 138 | 567500 | 307500
[5 empty] | 568500307500 | 138 | 568500 | 307500
[5 empty] | 569500307500 | 138 | 569500 | 307500
[5 empty] | 570500307500 | 138 | 570500 | 307500
[5 empty] | 571500307500 | 138 | 571500 | 307500
[5 empty] | 572500307500 | 138 | 572500 | 307500
[5 empty] | 573500307500 | 138 | 573500 | 307500
[5 empty] | 548500306500 | 138 | 548500 | 306500
[5 empty] | 549500306500 | 138 | 549500 | 306500
[5 empty] | 550500306500 | 138 | 550500 | 306500
[5 empty] | 551500306500 | 138 | 551500 | 306500
[5 empty] | 552500306500 | 138 | 552500 | 306500
[5 empty] | 553500306500 | 138 | 553500 | 306500
[5 empty] | 554500306500 | 138 | 554500 | 306500
[5 empty] | 555500306500 | 138 | 555500 | 306500
[5 empty] | 556500306500 | 138 | 556500 | 306500
[5 empty] | 557500306500 | 138 | 557500 | 306500
[5 empty] | 558500306500 | 138 | 558500 | 306500
[5 empty] | 559500306500 | 138 | 559500 | 306500
[5 empty] | 560500306500 | 138 | 560500 | 306500
[5 empty] | 561500306500 | 138 | 561500 | 306500
[5 empty] | 562500306500 | 138 | 562500 | 306500
[5 empty] | 563500306500 | 138 | 563500 | 306500
[5 empty] | 564500306500 | 138 | 564500 | 306500
[5 empty] | 565500306500 | 138 | 565500 | 306500
[5 empty] | 566500306500 | 138 | 566500 | 306500
[5 empty] | 567500306500 | 138 | 567500 | 306500
[5 empty] | 568500306500 | 138 | 568500 | 306500
[5 empty] | 569500306500 | 138 | 569500 | 306500
[5 empty] | 570500306500 | 138 | 570500 | 306500
[5 empty] | 571500306500 | 138 | 571500 | 306500
[5 empty] | 572500306500 | 138 | 572500 | 306500
[5 empty] | 573500306500 | 138 | 573500 | 306500
[5 empty] | 550500305500 | 138 | 550500 | 305500
[5 empty] | 551500305500 | 138 | 551500 | 305500
[5 empty] | 552500305500 | 138 | 552500 | 305500
[5 empty] | 553500305500 | 138 | 553500 | 305500
[5 empty] | 554500305500 | 138 | 554500 | 305500
[5 empty] | 555500305500 | 138 | 555500 | 305500
[5 empty] | 556500305500 | 138 | 556500 | 305500
[5 empty] | 557500305500 | 138 | 557500 | 305500
[5 empty] | 558500305500 | 138 | 558500 | 305500
[5 empty] | 559500305500 | 138 | 559500 | 305500
[5 empty] | 560500305500 | 138 | 560500 | 305500
[5 empty] | 561500305500 | 138 | 561500 | 305500
[5 empty] | 562500305500 | 138 | 562500 | 305500
[5 empty] | 563500305500 | 138 | 563500 | 305500
[5 empty] | 564500305500 | 138 | 564500 | 305500
[5 empty] | 565500305500 | 138 | 565500 | 305500
[5 empty] | 566500305500 | 138 | 566500 | 305500
[5 empty] | 567500305500 | 138 | 567500 | 305500
[5 empty] | 568500305500 | 138 | 568500 | 305500
[5 empty] | 569500305500 | 138 | 569500 | 305500
[5 empty] | 570500305500 | 138 | 570500 | 305500
[5 empty] | 571500305500 | 138 | 571500 | 305500
[5 empty] | 572500305500 | 138 | 572500 | 305500
[5 empty] | 573500305500 | 138 | 573500 | 305500
[5 empty] | 550500304500 | 138 | 550500 | 304500
[5 empty] | 551500304500 | 138 | 551500 | 304500
[5 empty] | 552500304500 | 138 | 552500 | 304500
[5 empty] | 553500304500 | 138 | 553500 | 304500
[5 empty] | 554500304500 | 138 | 554500 | 304500
[5 empty] | 555500304500 | 138 | 555500 | 304500
[5 empty] | 556500304500 | 138 | 556500 | 304500
[5 empty] | 557500304500 | 138 | 557500 | 304500
[5 empty] | 558500304500 | 138 | 558500 | 304500
[5 empty] | 559500304500 | 138 | 559500 | 304500
[5 empty] | 560500304500 | 138 | 560500 | 304500
[5 empty] | 561500304500 | 138 | 561500 | 304500
[5 empty] | 562500304500 | 138 | 562500 | 304500
[5 empty] | 563500304500 | 138 | 563500 | 304500
[5 empty] | 564500304500 | 138 | 564500 | 304500
[5 empty] | 565500304500 | 138 | 565500 | 304500
[5 empty] | 566500304500 | 138 | 566500 | 304500
[5 empty] | 567500304500 | 138 | 567500 | 304500
[5 empty] | 568500304500 | 138 | 568500 | 304500
[5 empty] | 569500304500 | 138 | 569500 | 304500
[5 empty] | 570500304500 | 138 | 570500 | 304500
[5 empty] | 571500304500 | 138 | 571500 | 304500
[5 empty] | 572500304500 | 138 | 572500 | 304500
[5 empty] | 573500304500 | 138 | 573500 | 304500
[5 empty] | 549500303500 | 138 | 549500 | 303500
[5 empty] | 550500303500 | 138 | 550500 | 303500
[5 empty] | 551500303500 | 138 | 551500 | 303500
[5 empty] | 552500303500 | 138 | 552500 | 303500
[5 empty] | 553500303500 | 138 | 553500 | 303500
[5 empty] | 554500303500 | 138 | 554500 | 303500
[5 empty] | 555500303500 | 138 | 555500 | 303500
[5 empty] | 556500303500 | 138 | 556500 | 303500
[5 empty] | 557500303500 | 138 | 557500 | 303500
[5 empty] | 558500303500 | 138 | 558500 | 303500
[5 empty] | 559500303500 | 138 | 559500 | 303500
[5 empty] | 560500303500 | 138 | 560500 | 303500
[5 empty] | 561500303500 | 138 | 561500 | 303500
[5 empty] | 562500303500 | 138 | 562500 | 303500
[5 empty] | 563500303500 | 138 | 563500 | 303500
[5 empty] | 564500303500 | 138 | 564500 | 303500
[5 empty] | 565500303500 | 138 | 565500 | 303500
[5 empty] | 566500303500 | 138 | 566500 | 303500
[5 empty] | 567500303500 | 138 | 567500 | 303500
[5 empty] | 568500303500 | 138 | 568500 | 303500
[5 empty] | 569500303500 | 138 | 569500 | 303500
[5 empty] | 570500303500 | 138 | 570500 | 303500
[5 empty] | 571500303500 | 138 | 571500 | 303500
[5 empty] | 572500303500 | 138 | 572500 | 303500
[5 empty] | 573500303500 | 138 | 573500 | 303500
[5 empty] | 549500302500 | 138 | 549500 | 302500
[5 empty] | 550500302500 | 138 | 550500 | 302500
[5 empty] | 551500302500 | 138 | 551500 | 302500
[5 empty] | 552500302500 | 138 | 552500 | 302500
[5 empty] | 553500302500 | 138 | 553500 | 302500
[5 empty] | 554500302500 | 138 | 554500 | 302500
[5 empty] | 555500302500 | 138 | 555500 | 302500
[5 empty] | 556500302500 | 138 | 556500 | 302500
[5 empty] | 557500302500 | 138 | 557500 | 302500
[5 empty] | 558500302500 | 138 | 558500 | 302500
[5 empty] | 559500302500 | 138 | 559500 | 302500
[5 empty] | 560500302500 | 138 | 560500 | 302500
[5 empty] | 561500302500 | 138 | 561500 | 302500
[5 empty] | 562500302500 | 138 | 562500 | 302500
[5 empty] | 563500302500 | 138 | 563500 | 302500
[5 empty] | 564500302500 | 138 | 564500 | 302500
[5 empty] | 565500302500 | 138 | 565500 | 302500
[5 empty] | 566500302500 | 138 | 566500 | 302500
[5 empty] | 567500302500 | 138 | 567500 | 302500
[5 empty] | 568500302500 | 138 | 568500 | 302500
[5 empty] | 569500302500 | 138 | 569500 | 302500
[5 empty] | 570500302500 | 138 | 570500 | 302500
[5 empty] | 571500302500 | 138 | 571500 | 302500
[5 empty] | 572500302500 | 138 | 572500 | 302500
[5 empty] | 549500301500 | 138 | 549500 | 301500
[5 empty] | 550500301500 | 138 | 550500 | 301500
[5 empty] | 551500301500 | 138 | 551500 | 301500
[5 empty] | 552500301500 | 138 | 552500 | 301500
[5 empty] | 553500301500 | 138 | 553500 | 301500
[5 empty] | 554500301500 | 138 | 554500 | 301500
[5 empty] | 555500301500 | 138 | 555500 | 301500
[5 empty] | 556500301500 | 138 | 556500 | 301500
[5 empty] | 557500301500 | 138 | 557500 | 301500
[5 empty] | 558500301500 | 138 | 558500 | 301500
[5 empty] | 559500301500 | 138 | 559500 | 301500
[5 empty] | 560500301500 | 138 | 560500 | 301500
[5 empty] | 561500301500 | 138 | 561500 | 301500
[5 empty] | 562500301500 | 138 | 562500 | 301500
[5 empty] | 563500301500 | 138 | 563500 | 301500
[5 empty] | 564500301500 | 138 | 564500 | 301500
[5 empty] | 565500301500 | 138 | 565500 | 301500
[5 empty] | 566500301500 | 138 | 566500 | 301500
[5 empty] | 567500301500 | 138 | 567500 | 301500
[5 empty] | 568500301500 | 138 | 568500 | 301500
[5 empty] | 569500301500 | 138 | 569500 | 301500
[5 empty] | 570500301500 | 138 | 570500 | 301500
[5 empty] | 571500301500 | 138 | 571500 | 301500
[5 empty] | 549500300500 | 138 | 549500 | 300500
[5 empty] | 550500300500 | 138 | 550500 | 300500
[5 empty] | 551500300500 | 138 | 551500 | 300500
[5 empty] | 552500300500 | 138 | 552500 | 300500
[5 empty] | 553500300500 | 138 | 553500 | 300500
[5 empty] | 554500300500 | 138 | 554500 | 300500
[5 empty] | 555500300500 | 138 | 555500 | 300500
[5 empty] | 556500300500 | 138 | 556500 | 300500
[5 empty] | 557500300500 | 138 | 557500 | 300500
[5 empty] | 558500300500 | 138 | 558500 | 300500
[5 empty] | 559500300500 | 138 | 559500 | 300500
[5 empty] | 560500300500 | 138 | 560500 | 300500
[5 empty] | 561500300500 | 138 | 561500 | 300500
[5 empty] | 562500300500 | 138 | 562500 | 300500
[5 empty] | 563500300500 | 138 | 563500 | 300500
[5 empty] | 564500300500 | 138 | 564500 | 300500
[5 empty] | 565500300500 | 138 | 565500 | 300500
[5 empty] | 566500300500 | 138 | 566500 | 300500
[5 empty] | 567500300500 | 138 | 567500 | 300500
[5 empty] | 568500300500 | 138 | 568500 | 300500
[5 empty] | 569500300500 | 138 | 569500 | 300500
[5 empty] | 570500300500 | 138 | 570500 | 300500
[5 empty] | 571500300500 | 138 | 571500 | 300500
[5 empty] | 550500299500 | 138 | 550500 | 299500
[5 empty] | 551500299500 | 138 | 551500 | 299500
[5 empty] | 552500299500 | 138 | 552500 | 299500
[5 empty] | 553500299500 | 138 | 553500 | 299500
[5 empty] | 554500299500 | 138 | 554500 | 299500
[5 empty] | 555500299500 | 138 | 555500 | 299500
[5 empty] | 556500299500 | 138 | 556500 | 299500
[5 empty] | 557500299500 | 138 | 557500 | 299500
[5 empty] | 558500299500 | 138 | 558500 | 299500
[5 empty] | 559500299500 | 138 | 559500 | 299500
[5 empty] | 560500299500 | 138 | 560500 | 299500
[5 empty] | 561500299500 | 138 | 561500 | 299500
[5 empty] | 562500299500 | 138 | 562500 | 299500
[5 empty] | 563500299500 | 138 | 563500 | 299500
[5 empty] | 564500299500 | 138 | 564500 | 299500
[5 empty] | 565500299500 | 138 | 565500 | 299500
[5 empty] | 566500299500 | 138 | 566500 | 299500
[5 empty] | 567500299500 | 138 | 567500 | 299500
[5 empty] | 568500299500 | 138 | 568500 | 299500
[5 empty] | 569500299500 | 138 | 569500 | 299500
[5 empty] | 570500299500 | 138 | 570500 | 299500
[5 empty] | 571500299500 | 138 | 571500 | 299500
[5 empty] | 550500298500 | 138 | 550500 | 298500
[5 empty] | 551500298500 | 138 | 551500 | 298500
[5 empty] | 552500298500 | 138 | 552500 | 298500
[5 empty] | 553500298500 | 138 | 553500 | 298500
[5 empty] | 554500298500 | 138 | 554500 | 298500
[5 empty] | 555500298500 | 138 | 555500 | 298500
[5 empty] | 556500298500 | 138 | 556500 | 298500
[5 empty] | 557500298500 | 138 | 557500 | 298500
[5 empty] | 558500298500 | 138 | 558500 | 298500
[5 empty] | 559500298500 | 138 | 559500 | 298500
[5 empty] | 560500298500 | 138 | 560500 | 298500
[5 empty] | 561500298500 | 138 | 561500 | 298500
[5 empty] | 562500298500 | 138 | 562500 | 298500
[5 empty] | 563500298500 | 138 | 563500 | 298500
[5 empty] | 564500298500 | 138 | 564500 | 298500
[5 empty] | 565500298500 | 138 | 565500 | 298500
[5 empty] | 566500298500 | 138 | 566500 | 298500
[5 empty] | 567500298500 | 138 | 567500 | 298500
[5 empty] | 568500298500 | 138 | 568500 | 298500
[5 empty] | 569500298500 | 138 | 569500 | 298500
[5 empty] | 570500298500 | 138 | 570500 | 298500
[5 empty] | 571500298500 | 138 | 571500 | 298500
[5 empty] | 572500298500 | 138 | 572500 | 298500
[5 empty] | 573500298500 | 138 | 573500 | 298500
[5 empty] | 574500298500 | 138 | 574500 | 298500
[5 empty] | 550500297500 | 138 | 550500 | 297500
[5 empty] | 551500297500 | 138 | 551500 | 297500
[5 empty] | 552500297500 | 138 | 552500 | 297500
[5 empty] | 553500297500 | 138 | 553500 | 297500
[5 empty] | 554500297500 | 138 | 554500 | 297500
[5 empty] | 555500297500 | 138 | 555500 | 297500
[5 empty] | 556500297500 | 138 | 556500 | 297500
[5 empty] | 557500297500 | 138 | 557500 | 297500
[5 empty] | 558500297500 | 138 | 558500 | 297500
[5 empty] | 559500297500 | 138 | 559500 | 297500
[5 empty] | 560500297500 | 138 | 560500 | 297500
[5 empty] | 561500297500 | 138 | 561500 | 297500
[5 empty] | 562500297500 | 138 | 562500 | 297500
[5 empty] | 563500297500 | 138 | 563500 | 297500
[5 empty] | 564500297500 | 138 | 564500 | 297500
[5 empty] | 565500297500 | 138 | 565500 | 297500
[5 empty] | 566500297500 | 138 | 566500 | 297500
[5 empty] | 567500297500 | 138 | 567500 | 297500
[5 empty] | 568500297500 | 138 | 568500 | 297500
[5 empty] | 569500297500 | 138 | 569500 | 297500
[5 empty] | 570500297500 | 138 | 570500 | 297500
[5 empty] | 571500297500 | 138 | 571500 | 297500
[5 empty] | 572500297500 | 138 | 572500 | 297500
[5 empty] | 573500297500 | 138 | 573500 | 297500
[5 empty] | 574500297500 | 138 | 574500 | 297500
[5 empty] | 575500297500 | 138 | 575500 | 297500
[5 empty] | 550500296500 | 138 | 550500 | 296500
[5 empty] | 551500296500 | 138 | 551500 | 296500
[5 empty] | 552500296500 | 138 | 552500 | 296500
[5 empty] | 553500296500 | 138 | 553500 | 296500
[5 empty] | 554500296500 | 138 | 554500 | 296500
[5 empty] | 555500296500 | 138 | 555500 | 296500
[5 empty] | 556500296500 | 138 | 556500 | 296500
[5 empty] | 557500296500 | 138 | 557500 | 296500
[5 empty] | 558500296500 | 138 | 558500 | 296500
[5 empty] | 559500296500 | 138 | 559500 | 296500
[5 empty] | 560500296500 | 138 | 560500 | 296500
[5 empty] | 561500296500 | 138 | 561500 | 296500
[5 empty] | 562500296500 | 138 | 562500 | 296500
[5 empty] | 563500296500 | 138 | 563500 | 296500
[5 empty] | 564500296500 | 138 | 564500 | 296500
[5 empty] | 565500296500 | 138 | 565500 | 296500
[5 empty] | 566500296500 | 138 | 566500 | 296500
[5 empty] | 567500296500 | 138 | 567500 | 296500
[5 empty] | 568500296500 | 138 | 568500 | 296500
[5 empty] | 569500296500 | 138 | 569500 | 296500
[5 empty] | 570500296500 | 138 | 570500 | 296500
[5 empty] | 571500296500 | 138 | 571500 | 296500
[5 empty] | 572500296500 | 138 | 572500 | 296500
[5 empty] | 573500296500 | 138 | 573500 | 296500
[5 empty] | 574500296500 | 138 | 574500 | 296500
[5 empty] | 575500296500 | 138 | 575500 | 296500
[5 empty] | 576500296500 | 138 | 576500 | 296500
[5 empty] | 550500295500 | 138 | 550500 | 295500
[5 empty] | 551500295500 | 138 | 551500 | 295500
[5 empty] | 552500295500 | 138 | 552500 | 295500
[5 empty] | 553500295500 | 138 | 553500 | 295500
[5 empty] | 554500295500 | 138 | 554500 | 295500
[5 empty] | 555500295500 | 138 | 555500 | 295500
[5 empty] | 556500295500 | 138 | 556500 | 295500
[5 empty] | 557500295500 | 138 | 557500 | 295500
[5 empty] | 558500295500 | 138 | 558500 | 295500
[5 empty] | 559500295500 | 138 | 559500 | 295500
[5 empty] | 560500295500 | 138 | 560500 | 295500
[5 empty] | 561500295500 | 138 | 561500 | 295500
[5 empty] | 562500295500 | 138 | 562500 | 295500
[5 empty] | 563500295500 | 138 | 563500 | 295500
[5 empty] | 564500295500 | 138 | 564500 | 295500
[5 empty] | 565500295500 | 138 | 565500 | 295500
[5 empty] | 566500295500 | 138 | 566500 | 295500
[5 empty] | 567500295500 | 138 | 567500 | 295500
[5 empty] | 568500295500 | 138 | 568500 | 295500
[5 empty] | 569500295500 | 138 | 569500 | 295500
[5 empty] | 570500295500 | 138 | 570500 | 295500
[5 empty] | 571500295500 | 138 | 571500 | 295500
[5 empty] | 572500295500 | 138 | 572500 | 295500
[5 empty] | 573500295500 | 138 | 573500 | 295500
[5 empty] | 574500295500 | 138 | 574500 | 295500
[5 empty] | 575500295500 | 138 | 575500 | 295500
[5 empty] | 576500295500 | 138 | 576500 | 295500
[5 empty] | 551500294500 | 138 | 551500 | 294500
[5 empty] | 552500294500 | 138 | 552500 | 294500
[5 empty] | 553500294500 | 138 | 553500 | 294500
[5 empty] | 554500294500 | 138 | 554500 | 294500
[5 empty] | 555500294500 | 138 | 555500 | 294500
[5 empty] | 556500294500 | 138 | 556500 | 294500
[5 empty] | 557500294500 | 138 | 557500 | 294500
[5 empty] | 558500294500 | 138 | 558500 | 294500
[5 empty] | 559500294500 | 138 | 559500 | 294500
[5 empty] | 560500294500 | 138 | 560500 | 294500
[5 empty] | 561500294500 | 138 | 561500 | 294500
[5 empty] | 562500294500 | 138 | 562500 | 294500
[5 empty] | 563500294500 | 138 | 563500 | 294500
[5 empty] | 564500294500 | 138 | 564500 | 294500
[5 empty] | 565500294500 | 138 | 565500 | 294500
[5 empty] | 566500294500 | 138 | 566500 | 294500
[5 empty] | 567500294500 | 138 | 567500 | 294500
[5 empty] | 568500294500 | 138 | 568500 | 294500
[5 empty] | 569500294500 | 138 | 569500 | 294500
[5 empty] | 570500294500 | 138 | 570500 | 294500
[5 empty] | 571500294500 | 138 | 571500 | 294500
[5 empty] | 572500294500 | 138 | 572500 | 294500
[5 empty] | 573500294500 | 138 | 573500 | 294500
[5 empty] | 574500294500 | 138 | 574500 | 294500
[5 empty] | 575500294500 | 138 | 575500 | 294500
[5 empty] | 576500294500 | 138 | 576500 | 294500
[5 empty] | 550500293500 | 138 | 550500 | 293500
[5 empty] | 551500293500 | 138 | 551500 | 293500
[5 empty] | 552500293500 | 138 | 552500 | 293500
[5 empty] | 553500293500 | 138 | 553500 | 293500
[5 empty] | 554500293500 | 138 | 554500 | 293500
[5 empty] | 555500293500 | 138 | 555500 | 293500
[5 empty] | 556500293500 | 138 | 556500 | 293500
[5 empty] | 557500293500 | 138 | 557500 | 293500
[5 empty] | 558500293500 | 138 | 558500 | 293500
[5 empty] | 559500293500 | 138 | 559500 | 293500
[5 empty] | 560500293500 | 138 | 560500 | 293500
[5 empty] | 561500293500 | 138 | 561500 | 293500
[5 empty] | 562500293500 | 138 | 562500 | 293500
[5 empty] | 563500293500 | 138 | 563500 | 293500
[5 empty] | 564500293500 | 138 | 564500 | 293500
[5 empty] | 565500293500 | 138 | 565500 | 293500
[5 empty] | 566500293500 | 138 | 566500 | 293500
[5 empty] | 567500293500 | 138 | 567500 | 293500
[5 empty] | 568500293500 | 138 | 568500 | 293500
[5 empty] | 569500293500 | 138 | 569500 | 293500
[5 empty] | 570500293500 | 138 | 570500 | 293500
[5 empty] | 571500293500 | 138 | 571500 | 293500
[5 empty] | 572500293500 | 138 | 572500 | 293500
[5 empty] | 573500293500 | 138 | 573500 | 293500
[5 empty] | 574500293500 | 138 | 574500 | 293500
[5 empty] | 575500293500 | 138 | 575500 | 293500
[5 empty] | 576500293500 | 138 | 576500 | 293500
[5 empty] | 552500292500 | 138 | 552500 | 292500
[5 empty] | 553500292500 | 138 | 553500 | 292500
[5 empty] | 558500292500 | 138 | 558500 | 292500
[5 empty] | 559500292500 | 138 | 559500 | 292500
[5 empty] | 560500292500 | 138 | 560500 | 292500
[5 empty] | 561500292500 | 138 | 561500 | 292500
[5 empty] | 562500292500 | 138 | 562500 | 292500
[5 empty] | 563500292500 | 138 | 563500 | 292500
[5 empty] | 564500292500 | 138 | 564500 | 292500
[5 empty] | 565500292500 | 138 | 565500 | 292500
[5 empty] | 566500292500 | 138 | 566500 | 292500
[5 empty] | 567500292500 | 138 | 567500 | 292500
[5 empty] | 568500292500 | 138 | 568500 | 292500
[5 empty] | 569500292500 | 138 | 569500 | 292500
[5 empty] | 570500292500 | 138 | 570500 | 292500
[5 empty] | 571500292500 | 138 | 571500 | 292500
[5 empty] | 572500292500 | 138 | 572500 | 292500
[5 empty] | 573500292500 | 138 | 573500 | 292500
[5 empty] | 574500292500 | 138 | 574500 | 292500
[5 empty] | 575500292500 | 138 | 575500 | 292500
[5 empty] | 576500292500 | 138 | 576500 | 292500
[5 empty] | 561500291500 | 138 | 561500 | 291500
[5 empty] | 562500291500 | 138 | 562500 | 291500
[5 empty] | 563500291500 | 138 | 563500 | 291500
[5 empty] | 564500291500 | 138 | 564500 | 291500
[5 empty] | 565500291500 | 138 | 565500 | 291500
[5 empty] | 566500291500 | 138 | 566500 | 291500
[5 empty] | 567500291500 | 138 | 567500 | 291500
[5 empty] | 568500291500 | 138 | 568500 | 291500
[5 empty] | 569500291500 | 138 | 569500 | 291500
[5 empty] | 570500291500 | 138 | 570500 | 291500
[5 empty] | 571500291500 | 138 | 571500 | 291500
[5 empty] | 572500291500 | 138 | 572500 | 291500
[5 empty] | 573500291500 | 138 | 573500 | 291500
[5 empty] | 574500291500 | 138 | 574500 | 291500
[5 empty] | 575500291500 | 138 | 575500 | 291500
[5 empty] | 561500290500 | 138 | 561500 | 290500
[5 empty] | 562500290500 | 138 | 562500 | 290500
[5 empty] | 563500290500 | 138 | 563500 | 290500
[5 empty] | 564500290500 | 138 | 564500 | 290500
[5 empty] | 565500290500 | 138 | 565500 | 290500
[5 empty] | 566500290500 | 138 | 566500 | 290500
[5 empty] | 567500290500 | 138 | 567500 | 290500
[5 empty] | 568500290500 | 138 | 568500 | 290500
[5 empty] | 569500290500 | 138 | 569500 | 290500
[5 empty] | 570500290500 | 138 | 570500 | 290500
[5 empty] | 571500290500 | 138 | 571500 | 290500
[5 empty] | 572500290500 | 138 | 572500 | 290500
[5 empty] | 573500290500 | 138 | 573500 | 290500
[5 empty] | 574500290500 | 138 | 574500 | 290500
[5 empty] | 575500290500 | 138 | 575500 | 290500
[5 empty] | 562500289500 | 138 | 562500 | 289500
[5 empty] | 563500289500 | 138 | 563500 | 289500
[5 empty] | 564500289500 | 138 | 564500 | 289500
[5 empty] | 565500289500 | 138 | 565500 | 289500
[5 empty] | 566500289500 | 138 | 566500 | 289500
[5 empty] | 567500289500 | 138 | 567500 | 289500
[5 empty] | 568500289500 | 138 | 568500 | 289500
[5 empty] | 569500289500 | 138 | 569500 | 289500
[5 empty] | 570500289500 | 138 | 570500 | 289500
[5 empty] | 571500289500 | 138 | 571500 | 289500
[5 empty] | 572500289500 | 138 | 572500 | 289500
[5 empty] | 573500289500 | 138 | 573500 | 289500
[5 empty] | 574500289500 | 138 | 574500 | 289500
[5 empty] | 575500289500 | 138 | 575500 | 289500
[5 empty] | 563500288500 | 138 | 563500 | 288500
[5 empty] | 564500288500 | 138 | 564500 | 288500
[5 empty] | 565500288500 | 138 | 565500 | 288500
[5 empty] | 566500288500 | 138 | 566500 | 288500
[5 empty] | 567500288500 | 138 | 567500 | 288500
[5 empty] | 568500288500 | 138 | 568500 | 288500
[5 empty] | 569500288500 | 138 | 569500 | 288500
[5 empty] | 570500288500 | 138 | 570500 | 288500
[5 empty] | 571500288500 | 138 | 571500 | 288500
[5 empty] | 572500288500 | 138 | 572500 | 288500
[5 empty] | 573500288500 | 138 | 573500 | 288500
[5 empty] | 574500288500 | 138 | 574500 | 288500
[5 empty] | 575500288500 | 138 | 575500 | 288500
[5 empty] | 564500287500 | 138 | 564500 | 287500
[5 empty] | 565500287500 | 138 | 565500 | 287500
[5 empty] | 566500287500 | 138 | 566500 | 287500
[5 empty] | 567500287500 | 138 | 567500 | 287500
[5 empty] | 568500287500 | 138 | 568500 | 287500
[5 empty] | 569500287500 | 138 | 569500 | 287500
[5 empty] | 570500287500 | 138 | 570500 | 287500
[5 empty] | 571500287500 | 138 | 571500 | 287500
[5 empty] | 572500287500 | 138 | 572500 | 287500
[5 empty] | 573500287500 | 138 | 573500 | 287500
[5 empty] | 574500287500 | 138 | 574500 | 287500
[5 empty] | 575500287500 | 138 | 575500 | 287500
[5 empty] | 565500286500 | 138 | 565500 | 286500
[5 empty] | 566500286500 | 138 | 566500 | 286500
[5 empty] | 567500286500 | 138 | 567500 | 286500
[5 empty] | 568500286500 | 138 | 568500 | 286500
[5 empty] | 569500286500 | 138 | 569500 | 286500
[5 empty] | 565500285500 | 138 | 565500 | 285500
[5 empty] | 508500435500 | 139 | 508500 | 435500
[5 empty] | 509500435500 | 139 | 509500 | 435500
[5 empty] | 510500435500 | 139 | 510500 | 435500
[5 empty] | 508500434500 | 139 | 508500 | 434500
[5 empty] | 509500434500 | 139 | 509500 | 434500
[5 empty] | 510500434500 | 139 | 510500 | 434500
[5 empty] | 511500434500 | 139 | 511500 | 434500
[5 empty] | 506500433500 | 139 | 506500 | 433500
[5 empty] | 507500433500 | 139 | 507500 | 433500
[5 empty] | 508500433500 | 139 | 508500 | 433500
[5 empty] | 509500433500 | 139 | 509500 | 433500
[5 empty] | 510500433500 | 139 | 510500 | 433500
[5 empty] | 511500433500 | 139 | 511500 | 433500
[5 empty] | 512500433500 | 139 | 512500 | 433500
[5 empty] | 506500432500 | 139 | 506500 | 432500
[5 empty] | 507500432500 | 139 | 507500 | 432500
[5 empty] | 508500432500 | 139 | 508500 | 432500
[5 empty] | 509500432500 | 139 | 509500 | 432500
[5 empty] | 510500432500 | 139 | 510500 | 432500
[5 empty] | 511500432500 | 139 | 511500 | 432500
[5 empty] | 512500432500 | 139 | 512500 | 432500
[5 empty] | 513500432500 | 139 | 513500 | 432500
[5 empty] | 514500432500 | 139 | 514500 | 432500
[5 empty] | 506500431500 | 139 | 506500 | 431500
[5 empty] | 507500431500 | 139 | 507500 | 431500
[5 empty] | 508500431500 | 139 | 508500 | 431500
[5 empty] | 509500431500 | 139 | 509500 | 431500
[5 empty] | 510500431500 | 139 | 510500 | 431500
[5 empty] | 511500431500 | 139 | 511500 | 431500
[5 empty] | 512500431500 | 139 | 512500 | 431500
[5 empty] | 513500431500 | 139 | 513500 | 431500
[5 empty] | 514500431500 | 139 | 514500 | 431500
[5 empty] | 505500430500 | 139 | 505500 | 430500
[5 empty] | 506500430500 | 139 | 506500 | 430500
[5 empty] | 507500430500 | 139 | 507500 | 430500
[5 empty] | 508500430500 | 139 | 508500 | 430500
[5 empty] | 509500430500 | 139 | 509500 | 430500
[5 empty] | 510500430500 | 139 | 510500 | 430500
[5 empty] | 511500430500 | 139 | 511500 | 430500
[5 empty] | 512500430500 | 139 | 512500 | 430500
[5 empty] | 513500430500 | 139 | 513500 | 430500
[5 empty] | 514500430500 | 139 | 514500 | 430500
[5 empty] | 515500430500 | 139 | 515500 | 430500
[5 empty] | 505500429500 | 139 | 505500 | 429500
[5 empty] | 506500429500 | 139 | 506500 | 429500
[5 empty] | 507500429500 | 139 | 507500 | 429500
[5 empty] | 508500429500 | 139 | 508500 | 429500
[5 empty] | 509500429500 | 139 | 509500 | 429500
[5 empty] | 510500429500 | 139 | 510500 | 429500
[5 empty] | 511500429500 | 139 | 511500 | 429500
[5 empty] | 512500429500 | 139 | 512500 | 429500
[5 empty] | 513500429500 | 139 | 513500 | 429500
[5 empty] | 514500429500 | 139 | 514500 | 429500
[5 empty] | 515500429500 | 139 | 515500 | 429500
[5 empty] | 505500428500 | 139 | 505500 | 428500
[5 empty] | 506500428500 | 139 | 506500 | 428500
[5 empty] | 507500428500 | 139 | 507500 | 428500
[5 empty] | 508500428500 | 139 | 508500 | 428500
[5 empty] | 509500428500 | 139 | 509500 | 428500
[5 empty] | 510500428500 | 139 | 510500 | 428500
[5 empty] | 511500428500 | 139 | 511500 | 428500
[5 empty] | 512500428500 | 139 | 512500 | 428500
[5 empty] | 513500428500 | 139 | 513500 | 428500
[5 empty] | 514500428500 | 139 | 514500 | 428500
[5 empty] | 515500428500 | 139 | 515500 | 428500
[5 empty] | 504500427500 | 139 | 504500 | 427500
[5 empty] | 505500427500 | 139 | 505500 | 427500
[5 empty] | 506500427500 | 139 | 506500 | 427500
[5 empty] | 507500427500 | 139 | 507500 | 427500
[5 empty] | 508500427500 | 139 | 508500 | 427500
[5 empty] | 509500427500 | 139 | 509500 | 427500
[5 empty] | 510500427500 | 139 | 510500 | 427500
[5 empty] | 504500426500 | 139 | 504500 | 426500
[5 empty] | 505500426500 | 139 | 505500 | 426500
[5 empty] | 506500426500 | 139 | 506500 | 426500
[5 empty] | 507500426500 | 139 | 507500 | 426500
[5 empty] | 508500426500 | 139 | 508500 | 426500
[5 empty] | 505500425500 | 139 | 505500 | 425500
[5 empty] | 419500429500 | 140 | 419500 | 429500
[5 empty] | 418500428500 | 140 | 418500 | 428500
[5 empty] | 419500428500 | 140 | 419500 | 428500
[5 empty] | 420500428500 | 140 | 420500 | 428500
[5 empty] | 421500428500 | 140 | 421500 | 428500
[5 empty] | 417500427500 | 140 | 417500 | 427500
[5 empty] | 418500427500 | 140 | 418500 | 427500
[5 empty] | 419500427500 | 140 | 419500 | 427500
[5 empty] | 420500427500 | 140 | 420500 | 427500
[5 empty] | 421500427500 | 140 | 421500 | 427500
[5 empty] | 422500427500 | 140 | 422500 | 427500
[5 empty] | 423500427500 | 140 | 423500 | 427500
[5 empty] | 416500426500 | 140 | 416500 | 426500
[5 empty] | 417500426500 | 140 | 417500 | 426500
[5 empty] | 418500426500 | 140 | 418500 | 426500
[5 empty] | 419500426500 | 140 | 419500 | 426500
[5 empty] | 420500426500 | 140 | 420500 | 426500
[5 empty] | 421500426500 | 140 | 421500 | 426500
[5 empty] | 422500426500 | 140 | 422500 | 426500
[5 empty] | 423500426500 | 140 | 423500 | 426500
[5 empty] | 416500425500 | 140 | 416500 | 425500
[5 empty] | 417500425500 | 140 | 417500 | 425500
[5 empty] | 418500425500 | 140 | 418500 | 425500
[5 empty] | 419500425500 | 140 | 419500 | 425500
[5 empty] | 420500425500 | 140 | 420500 | 425500
[5 empty] | 421500425500 | 140 | 421500 | 425500
[5 empty] | 422500425500 | 140 | 422500 | 425500
[5 empty] | 423500425500 | 140 | 423500 | 425500
[5 empty] | 424500425500 | 140 | 424500 | 425500
[5 empty] | 417500424500 | 140 | 417500 | 424500
[5 empty] | 418500424500 | 140 | 418500 | 424500
[5 empty] | 419500424500 | 140 | 419500 | 424500
[5 empty] | 420500424500 | 140 | 420500 | 424500
[5 empty] | 421500424500 | 140 | 421500 | 424500
[5 empty] | 422500424500 | 140 | 422500 | 424500
[5 empty] | 423500424500 | 140 | 423500 | 424500
[5 empty] | 424500424500 | 140 | 424500 | 424500
[5 empty] | 425500424500 | 140 | 425500 | 424500
[5 empty] | 426500424500 | 140 | 426500 | 424500
[5 empty] | 417500423500 | 140 | 417500 | 423500
[5 empty] | 418500423500 | 140 | 418500 | 423500
[5 empty] | 419500423500 | 140 | 419500 | 423500
[5 empty] | 420500423500 | 140 | 420500 | 423500
[5 empty] | 421500423500 | 140 | 421500 | 423500
[5 empty] | 422500423500 | 140 | 422500 | 423500
[5 empty] | 423500423500 | 140 | 423500 | 423500
[5 empty] | 424500423500 | 140 | 424500 | 423500
[5 empty] | 425500423500 | 140 | 425500 | 423500
[5 empty] | 426500423500 | 140 | 426500 | 423500
[5 empty] | 427500423500 | 140 | 427500 | 423500
[5 empty] | 417500422500 | 140 | 417500 | 422500
[5 empty] | 418500422500 | 140 | 418500 | 422500
[5 empty] | 419500422500 | 140 | 419500 | 422500
[5 empty] | 420500422500 | 140 | 420500 | 422500
[5 empty] | 421500422500 | 140 | 421500 | 422500
[5 empty] | 422500422500 | 140 | 422500 | 422500
[5 empty] | 423500422500 | 140 | 423500 | 422500
[5 empty] | 424500422500 | 140 | 424500 | 422500
[5 empty] | 425500422500 | 140 | 425500 | 422500
[5 empty] | 426500422500 | 140 | 426500 | 422500
[5 empty] | 416500421500 | 140 | 416500 | 421500
[5 empty] | 417500421500 | 140 | 417500 | 421500
[5 empty] | 418500421500 | 140 | 418500 | 421500
[5 empty] | 419500421500 | 140 | 419500 | 421500
[5 empty] | 420500421500 | 140 | 420500 | 421500
[5 empty] | 421500421500 | 140 | 421500 | 421500
[5 empty] | 422500421500 | 140 | 422500 | 421500
[5 empty] | 423500421500 | 140 | 423500 | 421500
[5 empty] | 424500421500 | 140 | 424500 | 421500
[5 empty] | 425500421500 | 140 | 425500 | 421500
[5 empty] | 426500421500 | 140 | 426500 | 421500
[5 empty] | 413500420500 | 140 | 413500 | 420500
[5 empty] | 414500420500 | 140 | 414500 | 420500
[5 empty] | 415500420500 | 140 | 415500 | 420500
[5 empty] | 416500420500 | 140 | 416500 | 420500
[5 empty] | 417500420500 | 140 | 417500 | 420500
[5 empty] | 418500420500 | 140 | 418500 | 420500
[5 empty] | 419500420500 | 140 | 419500 | 420500
[5 empty] | 420500420500 | 140 | 420500 | 420500
[5 empty] | 421500420500 | 140 | 421500 | 420500
[5 empty] | 422500420500 | 140 | 422500 | 420500
[5 empty] | 423500420500 | 140 | 423500 | 420500
[5 empty] | 424500420500 | 140 | 424500 | 420500
[5 empty] | 425500420500 | 140 | 425500 | 420500
[5 empty] | 412500419500 | 140 | 412500 | 419500
[5 empty] | 413500419500 | 140 | 413500 | 419500
[5 empty] | 414500419500 | 140 | 414500 | 419500
[5 empty] | 415500419500 | 140 | 415500 | 419500
[5 empty] | 416500419500 | 140 | 416500 | 419500
[5 empty] | 417500419500 | 140 | 417500 | 419500
[5 empty] | 418500419500 | 140 | 418500 | 419500
[5 empty] | 419500419500 | 140 | 419500 | 419500
[5 empty] | 420500419500 | 140 | 420500 | 419500
[5 empty] | 421500419500 | 140 | 421500 | 419500
[5 empty] | 422500419500 | 140 | 422500 | 419500
[5 empty] | 423500419500 | 140 | 423500 | 419500
[5 empty] | 424500419500 | 140 | 424500 | 419500
[5 empty] | 425500419500 | 140 | 425500 | 419500
[5 empty] | 409500418500 | 140 | 409500 | 418500
[5 empty] | 410500418500 | 140 | 410500 | 418500
[5 empty] | 411500418500 | 140 | 411500 | 418500
[5 empty] | 412500418500 | 140 | 412500 | 418500
[5 empty] | 413500418500 | 140 | 413500 | 418500
[5 empty] | 414500418500 | 140 | 414500 | 418500
[5 empty] | 415500418500 | 140 | 415500 | 418500
[5 empty] | 416500418500 | 140 | 416500 | 418500
[5 empty] | 417500418500 | 140 | 417500 | 418500
[5 empty] | 418500418500 | 140 | 418500 | 418500
[5 empty] | 419500418500 | 140 | 419500 | 418500
[5 empty] | 420500418500 | 140 | 420500 | 418500
[5 empty] | 421500418500 | 140 | 421500 | 418500
[5 empty] | 422500418500 | 140 | 422500 | 418500
[5 empty] | 423500418500 | 140 | 423500 | 418500
[5 empty] | 424500418500 | 140 | 424500 | 418500
[5 empty] | 425500418500 | 140 | 425500 | 418500
[5 empty] | 426500418500 | 140 | 426500 | 418500
[5 empty] | 408500417500 | 140 | 408500 | 417500
[5 empty] | 409500417500 | 140 | 409500 | 417500
[5 empty] | 410500417500 | 140 | 410500 | 417500
[5 empty] | 411500417500 | 140 | 411500 | 417500
[5 empty] | 412500417500 | 140 | 412500 | 417500
[5 empty] | 413500417500 | 140 | 413500 | 417500
[5 empty] | 414500417500 | 140 | 414500 | 417500
[5 empty] | 415500417500 | 140 | 415500 | 417500
[5 empty] | 416500417500 | 140 | 416500 | 417500
[5 empty] | 417500417500 | 140 | 417500 | 417500
[5 empty] | 418500417500 | 140 | 418500 | 417500
[5 empty] | 419500417500 | 140 | 419500 | 417500
[5 empty] | 420500417500 | 140 | 420500 | 417500
[5 empty] | 421500417500 | 140 | 421500 | 417500
[5 empty] | 422500417500 | 140 | 422500 | 417500
[5 empty] | 423500417500 | 140 | 423500 | 417500
[5 empty] | 424500417500 | 140 | 424500 | 417500
[5 empty] | 404500416500 | 140 | 404500 | 416500
[5 empty] | 405500416500 | 140 | 405500 | 416500
[5 empty] | 406500416500 | 140 | 406500 | 416500
[5 empty] | 407500416500 | 140 | 407500 | 416500
[5 empty] | 408500416500 | 140 | 408500 | 416500
[5 empty] | 409500416500 | 140 | 409500 | 416500
[5 empty] | 410500416500 | 140 | 410500 | 416500
[5 empty] | 411500416500 | 140 | 411500 | 416500
[5 empty] | 412500416500 | 140 | 412500 | 416500
[5 empty] | 413500416500 | 140 | 413500 | 416500
[5 empty] | 414500416500 | 140 | 414500 | 416500
[5 empty] | 415500416500 | 140 | 415500 | 416500
[5 empty] | 416500416500 | 140 | 416500 | 416500
[5 empty] | 417500416500 | 140 | 417500 | 416500
[5 empty] | 418500416500 | 140 | 418500 | 416500
[5 empty] | 419500416500 | 140 | 419500 | 416500
[5 empty] | 420500416500 | 140 | 420500 | 416500
[5 empty] | 421500416500 | 140 | 421500 | 416500
[5 empty] | 422500416500 | 140 | 422500 | 416500
[5 empty] | 423500416500 | 140 | 423500 | 416500
[5 empty] | 424500416500 | 140 | 424500 | 416500
[5 empty] | 403500415500 | 140 | 403500 | 415500
[5 empty] | 404500415500 | 140 | 404500 | 415500
[5 empty] | 405500415500 | 140 | 405500 | 415500
[5 empty] | 406500415500 | 140 | 406500 | 415500
[5 empty] | 407500415500 | 140 | 407500 | 415500
[5 empty] | 408500415500 | 140 | 408500 | 415500
[5 empty] | 409500415500 | 140 | 409500 | 415500
[5 empty] | 410500415500 | 140 | 410500 | 415500
[5 empty] | 411500415500 | 140 | 411500 | 415500
[5 empty] | 412500415500 | 140 | 412500 | 415500
[5 empty] | 413500415500 | 140 | 413500 | 415500
[5 empty] | 414500415500 | 140 | 414500 | 415500
[5 empty] | 415500415500 | 140 | 415500 | 415500
[5 empty] | 416500415500 | 140 | 416500 | 415500
[5 empty] | 417500415500 | 140 | 417500 | 415500
[5 empty] | 418500415500 | 140 | 418500 | 415500
[5 empty] | 419500415500 | 140 | 419500 | 415500
[5 empty] | 420500415500 | 140 | 420500 | 415500
[5 empty] | 421500415500 | 140 | 421500 | 415500
[5 empty] | 422500415500 | 140 | 422500 | 415500
[5 empty] | 423500415500 | 140 | 423500 | 415500
[5 empty] | 424500415500 | 140 | 424500 | 415500
[5 empty] | 402500414500 | 140 | 402500 | 414500
[5 empty] | 403500414500 | 140 | 403500 | 414500
[5 empty] | 404500414500 | 140 | 404500 | 414500
[5 empty] | 405500414500 | 140 | 405500 | 414500
[5 empty] | 406500414500 | 140 | 406500 | 414500
[5 empty] | 407500414500 | 140 | 407500 | 414500
[5 empty] | 408500414500 | 140 | 408500 | 414500
[5 empty] | 409500414500 | 140 | 409500 | 414500
[5 empty] | 410500414500 | 140 | 410500 | 414500
[5 empty] | 411500414500 | 140 | 411500 | 414500
[5 empty] | 412500414500 | 140 | 412500 | 414500
[5 empty] | 413500414500 | 140 | 413500 | 414500
[5 empty] | 414500414500 | 140 | 414500 | 414500
[5 empty] | 415500414500 | 140 | 415500 | 414500
[5 empty] | 416500414500 | 140 | 416500 | 414500
[5 empty] | 417500414500 | 140 | 417500 | 414500
[5 empty] | 418500414500 | 140 | 418500 | 414500
[5 empty] | 419500414500 | 140 | 419500 | 414500
[5 empty] | 420500414500 | 140 | 420500 | 414500
[5 empty] | 421500414500 | 140 | 421500 | 414500
[5 empty] | 422500414500 | 140 | 422500 | 414500
[5 empty] | 423500414500 | 140 | 423500 | 414500
[5 empty] | 424500414500 | 140 | 424500 | 414500
[5 empty] | 425500414500 | 140 | 425500 | 414500
[5 empty] | 400500413500 | 140 | 400500 | 413500
[5 empty] | 401500413500 | 140 | 401500 | 413500
[5 empty] | 402500413500 | 140 | 402500 | 413500
[5 empty] | 403500413500 | 140 | 403500 | 413500
[5 empty] | 404500413500 | 140 | 404500 | 413500
[5 empty] | 405500413500 | 140 | 405500 | 413500
[5 empty] | 406500413500 | 140 | 406500 | 413500
[5 empty] | 407500413500 | 140 | 407500 | 413500
[5 empty] | 408500413500 | 140 | 408500 | 413500
[5 empty] | 409500413500 | 140 | 409500 | 413500
[5 empty] | 410500413500 | 140 | 410500 | 413500
[5 empty] | 411500413500 | 140 | 411500 | 413500
[5 empty] | 412500413500 | 140 | 412500 | 413500
[5 empty] | 413500413500 | 140 | 413500 | 413500
[5 empty] | 414500413500 | 140 | 414500 | 413500
[5 empty] | 415500413500 | 140 | 415500 | 413500
[5 empty] | 416500413500 | 140 | 416500 | 413500
[5 empty] | 417500413500 | 140 | 417500 | 413500
[5 empty] | 418500413500 | 140 | 418500 | 413500
[5 empty] | 419500413500 | 140 | 419500 | 413500
[5 empty] | 420500413500 | 140 | 420500 | 413500
[5 empty] | 421500413500 | 140 | 421500 | 413500
[5 empty] | 422500413500 | 140 | 422500 | 413500
[5 empty] | 423500413500 | 140 | 423500 | 413500
[5 empty] | 424500413500 | 140 | 424500 | 413500
[5 empty] | 425500413500 | 140 | 425500 | 413500
[5 empty] | 426500413500 | 140 | 426500 | 413500
[5 empty] | 400500412500 | 140 | 400500 | 412500
[5 empty] | 401500412500 | 140 | 401500 | 412500
[5 empty] | 402500412500 | 140 | 402500 | 412500
[5 empty] | 403500412500 | 140 | 403500 | 412500
[5 empty] | 404500412500 | 140 | 404500 | 412500
[5 empty] | 405500412500 | 140 | 405500 | 412500
[5 empty] | 406500412500 | 140 | 406500 | 412500
[5 empty] | 407500412500 | 140 | 407500 | 412500
[5 empty] | 408500412500 | 140 | 408500 | 412500
[5 empty] | 409500412500 | 140 | 409500 | 412500
[5 empty] | 410500412500 | 140 | 410500 | 412500
[5 empty] | 411500412500 | 140 | 411500 | 412500
[5 empty] | 412500412500 | 140 | 412500 | 412500
[5 empty] | 413500412500 | 140 | 413500 | 412500
[5 empty] | 414500412500 | 140 | 414500 | 412500
[5 empty] | 415500412500 | 140 | 415500 | 412500
[5 empty] | 416500412500 | 140 | 416500 | 412500
[5 empty] | 417500412500 | 140 | 417500 | 412500
[5 empty] | 418500412500 | 140 | 418500 | 412500
[5 empty] | 419500412500 | 140 | 419500 | 412500
[5 empty] | 420500412500 | 140 | 420500 | 412500
[5 empty] | 421500412500 | 140 | 421500 | 412500
[5 empty] | 422500412500 | 140 | 422500 | 412500
[5 empty] | 423500412500 | 140 | 423500 | 412500
[5 empty] | 424500412500 | 140 | 424500 | 412500
[5 empty] | 425500412500 | 140 | 425500 | 412500
[5 empty] | 426500412500 | 140 | 426500 | 412500
[5 empty] | 401500411500 | 140 | 401500 | 411500
[5 empty] | 402500411500 | 140 | 402500 | 411500
[5 empty] | 403500411500 | 140 | 403500 | 411500
[5 empty] | 404500411500 | 140 | 404500 | 411500
[5 empty] | 405500411500 | 140 | 405500 | 411500
[5 empty] | 406500411500 | 140 | 406500 | 411500
[5 empty] | 407500411500 | 140 | 407500 | 411500
[5 empty] | 408500411500 | 140 | 408500 | 411500
[5 empty] | 409500411500 | 140 | 409500 | 411500
[5 empty] | 410500411500 | 140 | 410500 | 411500
[5 empty] | 411500411500 | 140 | 411500 | 411500
[5 empty] | 412500411500 | 140 | 412500 | 411500
[5 empty] | 413500411500 | 140 | 413500 | 411500
[5 empty] | 414500411500 | 140 | 414500 | 411500
[5 empty] | 415500411500 | 140 | 415500 | 411500
[5 empty] | 416500411500 | 140 | 416500 | 411500
[5 empty] | 417500411500 | 140 | 417500 | 411500
[5 empty] | 418500411500 | 140 | 418500 | 411500
[5 empty] | 419500411500 | 140 | 419500 | 411500
[5 empty] | 420500411500 | 140 | 420500 | 411500
[5 empty] | 421500411500 | 140 | 421500 | 411500
[5 empty] | 422500411500 | 140 | 422500 | 411500
[5 empty] | 423500411500 | 140 | 423500 | 411500
[5 empty] | 424500411500 | 140 | 424500 | 411500
[5 empty] | 425500411500 | 140 | 425500 | 411500
[5 empty] | 426500411500 | 140 | 426500 | 411500
[5 empty] | 401500410500 | 140 | 401500 | 410500
[5 empty] | 402500410500 | 140 | 402500 | 410500
[5 empty] | 403500410500 | 140 | 403500 | 410500
[5 empty] | 404500410500 | 140 | 404500 | 410500
[5 empty] | 405500410500 | 140 | 405500 | 410500
[5 empty] | 406500410500 | 140 | 406500 | 410500
[5 empty] | 407500410500 | 140 | 407500 | 410500
[5 empty] | 408500410500 | 140 | 408500 | 410500
[5 empty] | 409500410500 | 140 | 409500 | 410500
[5 empty] | 410500410500 | 140 | 410500 | 410500
[5 empty] | 411500410500 | 140 | 411500 | 410500
[5 empty] | 412500410500 | 140 | 412500 | 410500
[5 empty] | 413500410500 | 140 | 413500 | 410500
[5 empty] | 414500410500 | 140 | 414500 | 410500
[5 empty] | 415500410500 | 140 | 415500 | 410500
[5 empty] | 416500410500 | 140 | 416500 | 410500
[5 empty] | 417500410500 | 140 | 417500 | 410500
[5 empty] | 418500410500 | 140 | 418500 | 410500
[5 empty] | 419500410500 | 140 | 419500 | 410500
[5 empty] | 420500410500 | 140 | 420500 | 410500
[5 empty] | 421500410500 | 140 | 421500 | 410500
[5 empty] | 422500410500 | 140 | 422500 | 410500
[5 empty] | 423500410500 | 140 | 423500 | 410500
[5 empty] | 424500410500 | 140 | 424500 | 410500
[5 empty] | 425500410500 | 140 | 425500 | 410500
[5 empty] | 426500410500 | 140 | 426500 | 410500
[5 empty] | 402500409500 | 140 | 402500 | 409500
[5 empty] | 403500409500 | 140 | 403500 | 409500
[5 empty] | 404500409500 | 140 | 404500 | 409500
[5 empty] | 405500409500 | 140 | 405500 | 409500
[5 empty] | 406500409500 | 140 | 406500 | 409500
[5 empty] | 407500409500 | 140 | 407500 | 409500
[5 empty] | 408500409500 | 140 | 408500 | 409500
[5 empty] | 409500409500 | 140 | 409500 | 409500
[5 empty] | 410500409500 | 140 | 410500 | 409500
[5 empty] | 411500409500 | 140 | 411500 | 409500
[5 empty] | 412500409500 | 140 | 412500 | 409500
[5 empty] | 413500409500 | 140 | 413500 | 409500
[5 empty] | 414500409500 | 140 | 414500 | 409500
[5 empty] | 415500409500 | 140 | 415500 | 409500
[5 empty] | 416500409500 | 140 | 416500 | 409500
[5 empty] | 417500409500 | 140 | 417500 | 409500
[5 empty] | 418500409500 | 140 | 418500 | 409500
[5 empty] | 419500409500 | 140 | 419500 | 409500
[5 empty] | 420500409500 | 140 | 420500 | 409500
[5 empty] | 421500409500 | 140 | 421500 | 409500
[5 empty] | 422500409500 | 140 | 422500 | 409500
[5 empty] | 423500409500 | 140 | 423500 | 409500
[5 empty] | 424500409500 | 140 | 424500 | 409500
[5 empty] | 425500409500 | 140 | 425500 | 409500
[5 empty] | 426500409500 | 140 | 426500 | 409500
[5 empty] | 403500408500 | 140 | 403500 | 408500
[5 empty] | 404500408500 | 140 | 404500 | 408500
[5 empty] | 405500408500 | 140 | 405500 | 408500
[5 empty] | 406500408500 | 140 | 406500 | 408500
[5 empty] | 407500408500 | 140 | 407500 | 408500
[5 empty] | 408500408500 | 140 | 408500 | 408500
[5 empty] | 409500408500 | 140 | 409500 | 408500
[5 empty] | 410500408500 | 140 | 410500 | 408500
[5 empty] | 411500408500 | 140 | 411500 | 408500
[5 empty] | 412500408500 | 140 | 412500 | 408500
[5 empty] | 413500408500 | 140 | 413500 | 408500
[5 empty] | 414500408500 | 140 | 414500 | 408500
[5 empty] | 415500408500 | 140 | 415500 | 408500
[5 empty] | 416500408500 | 140 | 416500 | 408500
[5 empty] | 417500408500 | 140 | 417500 | 408500
[5 empty] | 418500408500 | 140 | 418500 | 408500
[5 empty] | 419500408500 | 140 | 419500 | 408500
[5 empty] | 420500408500 | 140 | 420500 | 408500
[5 empty] | 421500408500 | 140 | 421500 | 408500
[5 empty] | 422500408500 | 140 | 422500 | 408500
[5 empty] | 423500408500 | 140 | 423500 | 408500
[5 empty] | 424500408500 | 140 | 424500 | 408500
[5 empty] | 425500408500 | 140 | 425500 | 408500
[5 empty] | 404500407500 | 140 | 404500 | 407500
[5 empty] | 405500407500 | 140 | 405500 | 407500
[5 empty] | 406500407500 | 140 | 406500 | 407500
[5 empty] | 407500407500 | 140 | 407500 | 407500
[5 empty] | 408500407500 | 140 | 408500 | 407500
[5 empty] | 409500407500 | 140 | 409500 | 407500
[5 empty] | 410500407500 | 140 | 410500 | 407500
[5 empty] | 411500407500 | 140 | 411500 | 407500
[5 empty] | 412500407500 | 140 | 412500 | 407500
[5 empty] | 413500407500 | 140 | 413500 | 407500
[5 empty] | 414500407500 | 140 | 414500 | 407500
[5 empty] | 415500407500 | 140 | 415500 | 407500
[5 empty] | 416500407500 | 140 | 416500 | 407500
[5 empty] | 417500407500 | 140 | 417500 | 407500
[5 empty] | 418500407500 | 140 | 418500 | 407500
[5 empty] | 419500407500 | 140 | 419500 | 407500
[5 empty] | 420500407500 | 140 | 420500 | 407500
[5 empty] | 421500407500 | 140 | 421500 | 407500
[5 empty] | 422500407500 | 140 | 422500 | 407500
[5 empty] | 423500407500 | 140 | 423500 | 407500
[5 empty] | 424500407500 | 140 | 424500 | 407500
[5 empty] | 405500406500 | 140 | 405500 | 406500
[5 empty] | 406500406500 | 140 | 406500 | 406500
[5 empty] | 407500406500 | 140 | 407500 | 406500
[5 empty] | 408500406500 | 140 | 408500 | 406500
[5 empty] | 409500406500 | 140 | 409500 | 406500
[5 empty] | 410500406500 | 140 | 410500 | 406500
[5 empty] | 411500406500 | 140 | 411500 | 406500
[5 empty] | 412500406500 | 140 | 412500 | 406500
[5 empty] | 413500406500 | 140 | 413500 | 406500
[5 empty] | 414500406500 | 140 | 414500 | 406500
[5 empty] | 415500406500 | 140 | 415500 | 406500
[5 empty] | 416500406500 | 140 | 416500 | 406500
[5 empty] | 417500406500 | 140 | 417500 | 406500
[5 empty] | 420500406500 | 140 | 420500 | 406500
[5 empty] | 421500406500 | 140 | 421500 | 406500
[5 empty] | 406500405500 | 140 | 406500 | 405500
[5 empty] | 407500405500 | 140 | 407500 | 405500
[5 empty] | 408500405500 | 140 | 408500 | 405500
[5 empty] | 409500405500 | 140 | 409500 | 405500
[5 empty] | 410500405500 | 140 | 410500 | 405500
[5 empty] | 411500405500 | 140 | 411500 | 405500
[5 empty] | 412500405500 | 140 | 412500 | 405500
[5 empty] | 413500405500 | 140 | 413500 | 405500
[5 empty] | 414500405500 | 140 | 414500 | 405500
[5 empty] | 415500405500 | 140 | 415500 | 405500
[5 empty] | 416500405500 | 140 | 416500 | 405500
[5 empty] | 417500405500 | 140 | 417500 | 405500
[5 empty] | 407500404500 | 140 | 407500 | 404500
[5 empty] | 409500404500 | 140 | 409500 | 404500
[5 empty] | 410500404500 | 140 | 410500 | 404500
[5 empty] | 411500404500 | 140 | 411500 | 404500
[5 empty] | 412500404500 | 140 | 412500 | 404500
[5 empty] | 413500404500 | 140 | 413500 | 404500
[5 empty] | 414500404500 | 140 | 414500 | 404500
[5 empty] | 415500404500 | 140 | 415500 | 404500
[5 empty] | 410500403500 | 140 | 410500 | 403500
[5 empty] | 411500403500 | 140 | 411500 | 403500
[5 empty] | 341500400500 | 141 | 341500 | 400500
[5 empty] | 340500399500 | 141 | 340500 | 399500
[5 empty] | 341500399500 | 141 | 341500 | 399500
[5 empty] | 342500399500 | 141 | 342500 | 399500
[5 empty] | 343500399500 | 141 | 343500 | 399500
[5 empty] | 339500398500 | 141 | 339500 | 398500
[5 empty] | 340500398500 | 141 | 340500 | 398500
[5 empty] | 341500398500 | 141 | 341500 | 398500
[5 empty] | 342500398500 | 141 | 342500 | 398500
[5 empty] | 343500398500 | 141 | 343500 | 398500
[5 empty] | 344500398500 | 141 | 344500 | 398500
[5 empty] | 345500398500 | 141 | 345500 | 398500
[5 empty] | 339500397500 | 141 | 339500 | 397500
[5 empty] | 340500397500 | 141 | 340500 | 397500
[5 empty] | 341500397500 | 141 | 341500 | 397500
[5 empty] | 342500397500 | 141 | 342500 | 397500
[5 empty] | 343500397500 | 141 | 343500 | 397500
[5 empty] | 344500397500 | 141 | 344500 | 397500
[5 empty] | 345500397500 | 141 | 345500 | 397500
[5 empty] | 341500396500 | 141 | 341500 | 396500
[5 empty] | 342500396500 | 141 | 342500 | 396500
[5 empty] | 343500396500 | 141 | 343500 | 396500
[5 empty] | 344500396500 | 141 | 344500 | 396500
[5 empty] | 345500396500 | 141 | 345500 | 396500
[5 empty] | 346500396500 | 141 | 346500 | 396500
[5 empty] | 342500395500 | 141 | 342500 | 395500
[5 empty] | 343500395500 | 141 | 343500 | 395500
[5 empty] | 344500395500 | 141 | 344500 | 395500
[5 empty] | 345500395500 | 141 | 345500 | 395500
[5 empty] | 346500395500 | 141 | 346500 | 395500
[5 empty] | 342500394500 | 141 | 342500 | 394500
[5 empty] | 343500394500 | 141 | 343500 | 394500
[5 empty] | 344500394500 | 141 | 344500 | 394500
[5 empty] | 345500394500 | 141 | 345500 | 394500
[5 empty] | 346500394500 | 141 | 346500 | 394500
[5 empty] | 342500393500 | 141 | 342500 | 393500
[5 empty] | 343500393500 | 141 | 343500 | 393500
[5 empty] | 344500393500 | 141 | 344500 | 393500
[5 empty] | 345500393500 | 141 | 345500 | 393500
[5 empty] | 346500393500 | 141 | 346500 | 393500
[5 empty] | 342500392500 | 141 | 342500 | 392500
[5 empty] | 343500392500 | 141 | 343500 | 392500
[5 empty] | 344500392500 | 141 | 344500 | 392500
[5 empty] | 345500392500 | 141 | 345500 | 392500
[5 empty] | 346500392500 | 141 | 346500 | 392500
[5 empty] | 347500392500 | 141 | 347500 | 392500
[5 empty] | 342500391500 | 141 | 342500 | 391500
[5 empty] | 343500391500 | 141 | 343500 | 391500
[5 empty] | 344500391500 | 141 | 344500 | 391500
[5 empty] | 345500391500 | 141 | 345500 | 391500
[5 empty] | 346500391500 | 141 | 346500 | 391500
[5 empty] | 347500391500 | 141 | 347500 | 391500
[5 empty] | 341500390500 | 141 | 341500 | 390500
[5 empty] | 342500390500 | 141 | 342500 | 390500
[5 empty] | 343500390500 | 141 | 343500 | 390500
[5 empty] | 344500390500 | 141 | 344500 | 390500
[5 empty] | 345500390500 | 141 | 345500 | 390500
[5 empty] | 346500390500 | 141 | 346500 | 390500
[5 empty] | 347500390500 | 141 | 347500 | 390500
[5 empty] | 342500389500 | 141 | 342500 | 389500
[5 empty] | 343500389500 | 141 | 343500 | 389500
[5 empty] | 344500389500 | 141 | 344500 | 389500
[5 empty] | 345500389500 | 141 | 345500 | 389500
[5 empty] | 346500389500 | 141 | 346500 | 389500
[5 empty] | 347500389500 | 141 | 347500 | 389500
[5 empty] | 348500389500 | 141 | 348500 | 389500
[5 empty] | 349500389500 | 141 | 349500 | 389500
[5 empty] | 350500389500 | 141 | 350500 | 389500
[5 empty] | 345500388500 | 141 | 345500 | 388500
[5 empty] | 346500388500 | 141 | 346500 | 388500
[5 empty] | 347500388500 | 141 | 347500 | 388500
[5 empty] | 348500388500 | 141 | 348500 | 388500
[5 empty] | 349500388500 | 141 | 349500 | 388500
[5 empty] | 345500387500 | 141 | 345500 | 387500
[5 empty] | 346500387500 | 141 | 346500 | 387500
[5 empty] | 347500387500 | 141 | 347500 | 387500
[5 empty] | 348500387500 | 141 | 348500 | 387500
[5 empty] | 343500386500 | 141 | 343500 | 386500
[5 empty] | 344500386500 | 141 | 344500 | 386500
[5 empty] | 345500386500 | 141 | 345500 | 386500
[5 empty] | 346500386500 | 141 | 346500 | 386500
[5 empty] | 347500386500 | 141 | 347500 | 386500
[5 empty] | 343500385500 | 141 | 343500 | 385500
[5 empty] | 344500385500 | 141 | 344500 | 385500
[5 empty] | 345500385500 | 141 | 345500 | 385500
[5 empty] | 346500385500 | 141 | 346500 | 385500
[5 empty] | 347500385500 | 141 | 347500 | 385500
[5 empty] | 344500384500 | 141 | 344500 | 384500
[5 empty] | 345500384500 | 141 | 345500 | 384500
[5 empty] | 369500481500 | 142 | 369500 | 481500
[5 empty] | 367500480500 | 142 | 367500 | 480500
[5 empty] | 368500480500 | 142 | 368500 | 480500
[5 empty] | 369500480500 | 142 | 369500 | 480500
[5 empty] | 365500479500 | 142 | 365500 | 479500
[5 empty] | 366500479500 | 142 | 366500 | 479500
[5 empty] | 367500479500 | 142 | 367500 | 479500
[5 empty] | 368500479500 | 142 | 368500 | 479500
[5 empty] | 364500478500 | 142 | 364500 | 478500
[5 empty] | 365500478500 | 142 | 365500 | 478500
[5 empty] | 366500478500 | 142 | 366500 | 478500
[5 empty] | 367500478500 | 142 | 367500 | 478500
[5 empty] | 368500478500 | 142 | 368500 | 478500
[5 empty] | 347500477500 | 142 | 347500 | 477500
[5 empty] | 348500477500 | 142 | 348500 | 477500
[5 empty] | 358500477500 | 142 | 358500 | 477500
[5 empty] | 359500477500 | 142 | 359500 | 477500
[5 empty] | 360500477500 | 142 | 360500 | 477500
[5 empty] | 361500477500 | 142 | 361500 | 477500
[5 empty] | 362500477500 | 142 | 362500 | 477500
[5 empty] | 363500477500 | 142 | 363500 | 477500
[5 empty] | 364500477500 | 142 | 364500 | 477500
[5 empty] | 365500477500 | 142 | 365500 | 477500
[5 empty] | 366500477500 | 142 | 366500 | 477500
[5 empty] | 367500477500 | 142 | 367500 | 477500
[5 empty] | 347500476500 | 142 | 347500 | 476500
[5 empty] | 348500476500 | 142 | 348500 | 476500
[5 empty] | 349500476500 | 142 | 349500 | 476500
[5 empty] | 350500476500 | 142 | 350500 | 476500
[5 empty] | 351500476500 | 142 | 351500 | 476500
[5 empty] | 357500476500 | 142 | 357500 | 476500
[5 empty] | 358500476500 | 142 | 358500 | 476500
[5 empty] | 359500476500 | 142 | 359500 | 476500
[5 empty] | 360500476500 | 142 | 360500 | 476500
[5 empty] | 361500476500 | 142 | 361500 | 476500
[5 empty] | 362500476500 | 142 | 362500 | 476500
[5 empty] | 363500476500 | 142 | 363500 | 476500
[5 empty] | 364500476500 | 142 | 364500 | 476500
[5 empty] | 365500476500 | 142 | 365500 | 476500
[5 empty] | 366500476500 | 142 | 366500 | 476500
[5 empty] | 343500475500 | 142 | 343500 | 475500
[5 empty] | 344500475500 | 142 | 344500 | 475500
[5 empty] | 345500475500 | 142 | 345500 | 475500
[5 empty] | 346500475500 | 142 | 346500 | 475500
[5 empty] | 347500475500 | 142 | 347500 | 475500
[5 empty] | 348500475500 | 142 | 348500 | 475500
[5 empty] | 349500475500 | 142 | 349500 | 475500
[5 empty] | 350500475500 | 142 | 350500 | 475500
[5 empty] | 351500475500 | 142 | 351500 | 475500
[5 empty] | 356500475500 | 142 | 356500 | 475500
[5 empty] | 357500475500 | 142 | 357500 | 475500
[5 empty] | 358500475500 | 142 | 358500 | 475500
[5 empty] | 359500475500 | 142 | 359500 | 475500
[5 empty] | 360500475500 | 142 | 360500 | 475500
[5 empty] | 361500475500 | 142 | 361500 | 475500
[5 empty] | 362500475500 | 142 | 362500 | 475500
[5 empty] | 363500475500 | 142 | 363500 | 475500
[5 empty] | 364500475500 | 142 | 364500 | 475500
[5 empty] | 365500475500 | 142 | 365500 | 475500
[5 empty] | 343500474500 | 142 | 343500 | 474500
[5 empty] | 344500474500 | 142 | 344500 | 474500
[5 empty] | 345500474500 | 142 | 345500 | 474500
[5 empty] | 346500474500 | 142 | 346500 | 474500
[5 empty] | 347500474500 | 142 | 347500 | 474500
[5 empty] | 348500474500 | 142 | 348500 | 474500
[5 empty] | 349500474500 | 142 | 349500 | 474500
[5 empty] | 350500474500 | 142 | 350500 | 474500
[5 empty] | 351500474500 | 142 | 351500 | 474500
[5 empty] | 352500474500 | 142 | 352500 | 474500
[5 empty] | 353500474500 | 142 | 353500 | 474500
[5 empty] | 356500474500 | 142 | 356500 | 474500
[5 empty] | 357500474500 | 142 | 357500 | 474500
[5 empty] | 358500474500 | 142 | 358500 | 474500
[5 empty] | 359500474500 | 142 | 359500 | 474500
[5 empty] | 360500474500 | 142 | 360500 | 474500
[5 empty] | 361500474500 | 142 | 361500 | 474500
[5 empty] | 362500474500 | 142 | 362500 | 474500
[5 empty] | 363500474500 | 142 | 363500 | 474500
[5 empty] | 364500474500 | 142 | 364500 | 474500
[5 empty] | 343500473500 | 142 | 343500 | 473500
[5 empty] | 344500473500 | 142 | 344500 | 473500
[5 empty] | 345500473500 | 142 | 345500 | 473500
[5 empty] | 346500473500 | 142 | 346500 | 473500
[5 empty] | 347500473500 | 142 | 347500 | 473500
[5 empty] | 348500473500 | 142 | 348500 | 473500
[5 empty] | 349500473500 | 142 | 349500 | 473500
[5 empty] | 350500473500 | 142 | 350500 | 473500
[5 empty] | 351500473500 | 142 | 351500 | 473500
[5 empty] | 352500473500 | 142 | 352500 | 473500
[5 empty] | 353500473500 | 142 | 353500 | 473500
[5 empty] | 354500473500 | 142 | 354500 | 473500
[5 empty] | 355500473500 | 142 | 355500 | 473500
[5 empty] | 356500473500 | 142 | 356500 | 473500
[5 empty] | 357500473500 | 142 | 357500 | 473500
[5 empty] | 358500473500 | 142 | 358500 | 473500
[5 empty] | 359500473500 | 142 | 359500 | 473500
[5 empty] | 360500473500 | 142 | 360500 | 473500
[5 empty] | 361500473500 | 142 | 361500 | 473500
[5 empty] | 362500473500 | 142 | 362500 | 473500
[5 empty] | 363500473500 | 142 | 363500 | 473500
[5 empty] | 364500473500 | 142 | 364500 | 473500
[5 empty] | 345500472500 | 142 | 345500 | 472500
[5 empty] | 346500472500 | 142 | 346500 | 472500
[5 empty] | 347500472500 | 142 | 347500 | 472500
[5 empty] | 348500472500 | 142 | 348500 | 472500
[5 empty] | 349500472500 | 142 | 349500 | 472500
[5 empty] | 350500472500 | 142 | 350500 | 472500
[5 empty] | 351500472500 | 142 | 351500 | 472500
[5 empty] | 352500472500 | 142 | 352500 | 472500
[5 empty] | 353500472500 | 142 | 353500 | 472500
[5 empty] | 354500472500 | 142 | 354500 | 472500
[5 empty] | 355500472500 | 142 | 355500 | 472500
[5 empty] | 356500472500 | 142 | 356500 | 472500
[5 empty] | 357500472500 | 142 | 357500 | 472500
[5 empty] | 358500472500 | 142 | 358500 | 472500
[5 empty] | 359500472500 | 142 | 359500 | 472500
[5 empty] | 360500472500 | 142 | 360500 | 472500
[5 empty] | 361500472500 | 142 | 361500 | 472500
[5 empty] | 362500472500 | 142 | 362500 | 472500
[5 empty] | 363500472500 | 142 | 363500 | 472500
[5 empty] | 345500471500 | 142 | 345500 | 471500
[5 empty] | 346500471500 | 142 | 346500 | 471500
[5 empty] | 347500471500 | 142 | 347500 | 471500
[5 empty] | 348500471500 | 142 | 348500 | 471500
[5 empty] | 349500471500 | 142 | 349500 | 471500
[5 empty] | 350500471500 | 142 | 350500 | 471500
[5 empty] | 351500471500 | 142 | 351500 | 471500
[5 empty] | 352500471500 | 142 | 352500 | 471500
[5 empty] | 353500471500 | 142 | 353500 | 471500
[5 empty] | 354500471500 | 142 | 354500 | 471500
[5 empty] | 355500471500 | 142 | 355500 | 471500
[5 empty] | 356500471500 | 142 | 356500 | 471500
[5 empty] | 357500471500 | 142 | 357500 | 471500
[5 empty] | 358500471500 | 142 | 358500 | 471500
[5 empty] | 359500471500 | 142 | 359500 | 471500
[5 empty] | 360500471500 | 142 | 360500 | 471500
[5 empty] | 361500471500 | 142 | 361500 | 471500
[5 empty] | 362500471500 | 142 | 362500 | 471500
[5 empty] | 345500470500 | 142 | 345500 | 470500
[5 empty] | 346500470500 | 142 | 346500 | 470500
[5 empty] | 347500470500 | 142 | 347500 | 470500
[5 empty] | 348500470500 | 142 | 348500 | 470500
[5 empty] | 349500470500 | 142 | 349500 | 470500
[5 empty] | 350500470500 | 142 | 350500 | 470500
[5 empty] | 351500470500 | 142 | 351500 | 470500
[5 empty] | 352500470500 | 142 | 352500 | 470500
[5 empty] | 353500470500 | 142 | 353500 | 470500
[5 empty] | 354500470500 | 142 | 354500 | 470500
[5 empty] | 355500470500 | 142 | 355500 | 470500
[5 empty] | 356500470500 | 142 | 356500 | 470500
[5 empty] | 357500470500 | 142 | 357500 | 470500
[5 empty] | 358500470500 | 142 | 358500 | 470500
[5 empty] | 359500470500 | 142 | 359500 | 470500
[5 empty] | 360500470500 | 142 | 360500 | 470500
[5 empty] | 361500470500 | 142 | 361500 | 470500
[5 empty] | 362500470500 | 142 | 362500 | 470500
[5 empty] | 346500469500 | 142 | 346500 | 469500
[5 empty] | 347500469500 | 142 | 347500 | 469500
[5 empty] | 348500469500 | 142 | 348500 | 469500
[5 empty] | 349500469500 | 142 | 349500 | 469500
[5 empty] | 350500469500 | 142 | 350500 | 469500
[5 empty] | 351500469500 | 142 | 351500 | 469500
[5 empty] | 352500469500 | 142 | 352500 | 469500
[5 empty] | 353500469500 | 142 | 353500 | 469500
[5 empty] | 354500469500 | 142 | 354500 | 469500
[5 empty] | 355500469500 | 142 | 355500 | 469500
[5 empty] | 356500469500 | 142 | 356500 | 469500
[5 empty] | 357500469500 | 142 | 357500 | 469500
[5 empty] | 358500469500 | 142 | 358500 | 469500
[5 empty] | 359500469500 | 142 | 359500 | 469500
[5 empty] | 360500469500 | 142 | 360500 | 469500
[5 empty] | 361500469500 | 142 | 361500 | 469500
[5 empty] | 362500469500 | 142 | 362500 | 469500
[5 empty] | 363500469500 | 142 | 363500 | 469500
[5 empty] | 346500468500 | 142 | 346500 | 468500
[5 empty] | 347500468500 | 142 | 347500 | 468500
[5 empty] | 348500468500 | 142 | 348500 | 468500
[5 empty] | 349500468500 | 142 | 349500 | 468500
[5 empty] | 350500468500 | 142 | 350500 | 468500
[5 empty] | 351500468500 | 142 | 351500 | 468500
[5 empty] | 352500468500 | 142 | 352500 | 468500
[5 empty] | 353500468500 | 142 | 353500 | 468500
[5 empty] | 354500468500 | 142 | 354500 | 468500
[5 empty] | 355500468500 | 142 | 355500 | 468500
[5 empty] | 356500468500 | 142 | 356500 | 468500
[5 empty] | 357500468500 | 142 | 357500 | 468500
[5 empty] | 358500468500 | 142 | 358500 | 468500
[5 empty] | 359500468500 | 142 | 359500 | 468500
[5 empty] | 360500468500 | 142 | 360500 | 468500
[5 empty] | 361500468500 | 142 | 361500 | 468500
[5 empty] | 362500468500 | 142 | 362500 | 468500
[5 empty] | 363500468500 | 142 | 363500 | 468500
[5 empty] | 364500468500 | 142 | 364500 | 468500
[5 empty] | 345500467500 | 142 | 345500 | 467500
[5 empty] | 346500467500 | 142 | 346500 | 467500
[5 empty] | 347500467500 | 142 | 347500 | 467500
[5 empty] | 348500467500 | 142 | 348500 | 467500
[5 empty] | 349500467500 | 142 | 349500 | 467500
[5 empty] | 350500467500 | 142 | 350500 | 467500
[5 empty] | 351500467500 | 142 | 351500 | 467500
[5 empty] | 352500467500 | 142 | 352500 | 467500
[5 empty] | 353500467500 | 142 | 353500 | 467500
[5 empty] | 354500467500 | 142 | 354500 | 467500
[5 empty] | 355500467500 | 142 | 355500 | 467500
[5 empty] | 356500467500 | 142 | 356500 | 467500
[5 empty] | 357500467500 | 142 | 357500 | 467500
[5 empty] | 358500467500 | 142 | 358500 | 467500
[5 empty] | 359500467500 | 142 | 359500 | 467500
[5 empty] | 360500467500 | 142 | 360500 | 467500
[5 empty] | 361500467500 | 142 | 361500 | 467500
[5 empty] | 362500467500 | 142 | 362500 | 467500
[5 empty] | 363500467500 | 142 | 363500 | 467500
[5 empty] | 364500467500 | 142 | 364500 | 467500
[5 empty] | 345500466500 | 142 | 345500 | 466500
[5 empty] | 346500466500 | 142 | 346500 | 466500
[5 empty] | 347500466500 | 142 | 347500 | 466500
[5 empty] | 348500466500 | 142 | 348500 | 466500
[5 empty] | 349500466500 | 142 | 349500 | 466500
[5 empty] | 350500466500 | 142 | 350500 | 466500
[5 empty] | 351500466500 | 142 | 351500 | 466500
[5 empty] | 352500466500 | 142 | 352500 | 466500
[5 empty] | 353500466500 | 142 | 353500 | 466500
[5 empty] | 354500466500 | 142 | 354500 | 466500
[5 empty] | 355500466500 | 142 | 355500 | 466500
[5 empty] | 356500466500 | 142 | 356500 | 466500
[5 empty] | 357500466500 | 142 | 357500 | 466500
[5 empty] | 358500466500 | 142 | 358500 | 466500
[5 empty] | 359500466500 | 142 | 359500 | 466500
[5 empty] | 360500466500 | 142 | 360500 | 466500
[5 empty] | 361500466500 | 142 | 361500 | 466500
[5 empty] | 362500466500 | 142 | 362500 | 466500
[5 empty] | 363500466500 | 142 | 363500 | 466500
[5 empty] | 364500466500 | 142 | 364500 | 466500
[5 empty] | 365500466500 | 142 | 365500 | 466500
[5 empty] | 366500466500 | 142 | 366500 | 466500
[5 empty] | 343500465500 | 142 | 343500 | 465500
[5 empty] | 344500465500 | 142 | 344500 | 465500
[5 empty] | 345500465500 | 142 | 345500 | 465500
[5 empty] | 346500465500 | 142 | 346500 | 465500
[5 empty] | 347500465500 | 142 | 347500 | 465500
[5 empty] | 348500465500 | 142 | 348500 | 465500
[5 empty] | 349500465500 | 142 | 349500 | 465500
[5 empty] | 350500465500 | 142 | 350500 | 465500
[5 empty] | 351500465500 | 142 | 351500 | 465500
[5 empty] | 352500465500 | 142 | 352500 | 465500
[5 empty] | 353500465500 | 142 | 353500 | 465500
[5 empty] | 354500465500 | 142 | 354500 | 465500
[5 empty] | 355500465500 | 142 | 355500 | 465500
[5 empty] | 356500465500 | 142 | 356500 | 465500
[5 empty] | 357500465500 | 142 | 357500 | 465500
[5 empty] | 358500465500 | 142 | 358500 | 465500
[5 empty] | 359500465500 | 142 | 359500 | 465500
[5 empty] | 360500465500 | 142 | 360500 | 465500
[5 empty] | 361500465500 | 142 | 361500 | 465500
[5 empty] | 362500465500 | 142 | 362500 | 465500
[5 empty] | 363500465500 | 142 | 363500 | 465500
[5 empty] | 364500465500 | 142 | 364500 | 465500
[5 empty] | 365500465500 | 142 | 365500 | 465500
[5 empty] | 366500465500 | 142 | 366500 | 465500
[5 empty] | 367500465500 | 142 | 367500 | 465500
[5 empty] | 368500465500 | 142 | 368500 | 465500
[5 empty] | 342500464500 | 142 | 342500 | 464500
[5 empty] | 343500464500 | 142 | 343500 | 464500
[5 empty] | 344500464500 | 142 | 344500 | 464500
[5 empty] | 345500464500 | 142 | 345500 | 464500
[5 empty] | 346500464500 | 142 | 346500 | 464500
[5 empty] | 347500464500 | 142 | 347500 | 464500
[5 empty] | 348500464500 | 142 | 348500 | 464500
[5 empty] | 349500464500 | 142 | 349500 | 464500
[5 empty] | 350500464500 | 142 | 350500 | 464500
[5 empty] | 351500464500 | 142 | 351500 | 464500
[5 empty] | 352500464500 | 142 | 352500 | 464500
[5 empty] | 353500464500 | 142 | 353500 | 464500
[5 empty] | 354500464500 | 142 | 354500 | 464500
[5 empty] | 355500464500 | 142 | 355500 | 464500
[5 empty] | 356500464500 | 142 | 356500 | 464500
[5 empty] | 357500464500 | 142 | 357500 | 464500
[5 empty] | 358500464500 | 142 | 358500 | 464500
[5 empty] | 359500464500 | 142 | 359500 | 464500
[5 empty] | 360500464500 | 142 | 360500 | 464500
[5 empty] | 361500464500 | 142 | 361500 | 464500
[5 empty] | 362500464500 | 142 | 362500 | 464500
[5 empty] | 363500464500 | 142 | 363500 | 464500
[5 empty] | 364500464500 | 142 | 364500 | 464500
[5 empty] | 365500464500 | 142 | 365500 | 464500
[5 empty] | 366500464500 | 142 | 366500 | 464500
[5 empty] | 367500464500 | 142 | 367500 | 464500
[5 empty] | 368500464500 | 142 | 368500 | 464500
[5 empty] | 341500463500 | 142 | 341500 | 463500
[5 empty] | 342500463500 | 142 | 342500 | 463500
[5 empty] | 343500463500 | 142 | 343500 | 463500
[5 empty] | 344500463500 | 142 | 344500 | 463500
[5 empty] | 345500463500 | 142 | 345500 | 463500
[5 empty] | 346500463500 | 142 | 346500 | 463500
[5 empty] | 347500463500 | 142 | 347500 | 463500
[5 empty] | 348500463500 | 142 | 348500 | 463500
[5 empty] | 349500463500 | 142 | 349500 | 463500
[5 empty] | 350500463500 | 142 | 350500 | 463500
[5 empty] | 351500463500 | 142 | 351500 | 463500
[5 empty] | 352500463500 | 142 | 352500 | 463500
[5 empty] | 353500463500 | 142 | 353500 | 463500
[5 empty] | 354500463500 | 142 | 354500 | 463500
[5 empty] | 355500463500 | 142 | 355500 | 463500
[5 empty] | 356500463500 | 142 | 356500 | 463500
[5 empty] | 357500463500 | 142 | 357500 | 463500
[5 empty] | 358500463500 | 142 | 358500 | 463500
[5 empty] | 359500463500 | 142 | 359500 | 463500
[5 empty] | 360500463500 | 142 | 360500 | 463500
[5 empty] | 361500463500 | 142 | 361500 | 463500
[5 empty] | 362500463500 | 142 | 362500 | 463500
[5 empty] | 363500463500 | 142 | 363500 | 463500
[5 empty] | 364500463500 | 142 | 364500 | 463500
[5 empty] | 365500463500 | 142 | 365500 | 463500
[5 empty] | 366500463500 | 142 | 366500 | 463500
[5 empty] | 367500463500 | 142 | 367500 | 463500
[5 empty] | 368500463500 | 142 | 368500 | 463500
[5 empty] | 369500463500 | 142 | 369500 | 463500
[5 empty] | 341500462500 | 142 | 341500 | 462500
[5 empty] | 342500462500 | 142 | 342500 | 462500
[5 empty] | 343500462500 | 142 | 343500 | 462500
[5 empty] | 344500462500 | 142 | 344500 | 462500
[5 empty] | 345500462500 | 142 | 345500 | 462500
[5 empty] | 346500462500 | 142 | 346500 | 462500
[5 empty] | 347500462500 | 142 | 347500 | 462500
[5 empty] | 348500462500 | 142 | 348500 | 462500
[5 empty] | 349500462500 | 142 | 349500 | 462500
[5 empty] | 350500462500 | 142 | 350500 | 462500
[5 empty] | 351500462500 | 142 | 351500 | 462500
[5 empty] | 352500462500 | 142 | 352500 | 462500
[5 empty] | 353500462500 | 142 | 353500 | 462500
[5 empty] | 354500462500 | 142 | 354500 | 462500
[5 empty] | 355500462500 | 142 | 355500 | 462500
[5 empty] | 356500462500 | 142 | 356500 | 462500
[5 empty] | 357500462500 | 142 | 357500 | 462500
[5 empty] | 358500462500 | 142 | 358500 | 462500
[5 empty] | 359500462500 | 142 | 359500 | 462500
[5 empty] | 360500462500 | 142 | 360500 | 462500
[5 empty] | 361500462500 | 142 | 361500 | 462500
[5 empty] | 362500462500 | 142 | 362500 | 462500
[5 empty] | 363500462500 | 142 | 363500 | 462500
[5 empty] | 364500462500 | 142 | 364500 | 462500
[5 empty] | 365500462500 | 142 | 365500 | 462500
[5 empty] | 366500462500 | 142 | 366500 | 462500
[5 empty] | 367500462500 | 142 | 367500 | 462500
[5 empty] | 368500462500 | 142 | 368500 | 462500
[5 empty] | 369500462500 | 142 | 369500 | 462500
[5 empty] | 340500461500 | 142 | 340500 | 461500
[5 empty] | 341500461500 | 142 | 341500 | 461500
[5 empty] | 342500461500 | 142 | 342500 | 461500
[5 empty] | 343500461500 | 142 | 343500 | 461500
[5 empty] | 344500461500 | 142 | 344500 | 461500
[5 empty] | 345500461500 | 142 | 345500 | 461500
[5 empty] | 346500461500 | 142 | 346500 | 461500
[5 empty] | 347500461500 | 142 | 347500 | 461500
[5 empty] | 348500461500 | 142 | 348500 | 461500
[5 empty] | 349500461500 | 142 | 349500 | 461500
[5 empty] | 350500461500 | 142 | 350500 | 461500
[5 empty] | 351500461500 | 142 | 351500 | 461500
[5 empty] | 352500461500 | 142 | 352500 | 461500
[5 empty] | 353500461500 | 142 | 353500 | 461500
[5 empty] | 354500461500 | 142 | 354500 | 461500
[5 empty] | 355500461500 | 142 | 355500 | 461500
[5 empty] | 356500461500 | 142 | 356500 | 461500
[5 empty] | 357500461500 | 142 | 357500 | 461500
[5 empty] | 358500461500 | 142 | 358500 | 461500
[5 empty] | 359500461500 | 142 | 359500 | 461500
[5 empty] | 360500461500 | 142 | 360500 | 461500
[5 empty] | 361500461500 | 142 | 361500 | 461500
[5 empty] | 362500461500 | 142 | 362500 | 461500
[5 empty] | 363500461500 | 142 | 363500 | 461500
[5 empty] | 364500461500 | 142 | 364500 | 461500
[5 empty] | 365500461500 | 142 | 365500 | 461500
[5 empty] | 366500461500 | 142 | 366500 | 461500
[5 empty] | 367500461500 | 142 | 367500 | 461500
[5 empty] | 368500461500 | 142 | 368500 | 461500
[5 empty] | 339500460500 | 142 | 339500 | 460500
[5 empty] | 340500460500 | 142 | 340500 | 460500
[5 empty] | 341500460500 | 142 | 341500 | 460500
[5 empty] | 342500460500 | 142 | 342500 | 460500
[5 empty] | 343500460500 | 142 | 343500 | 460500
[5 empty] | 344500460500 | 142 | 344500 | 460500
[5 empty] | 345500460500 | 142 | 345500 | 460500
[5 empty] | 346500460500 | 142 | 346500 | 460500
[5 empty] | 347500460500 | 142 | 347500 | 460500
[5 empty] | 348500460500 | 142 | 348500 | 460500
[5 empty] | 349500460500 | 142 | 349500 | 460500
[5 empty] | 350500460500 | 142 | 350500 | 460500
[5 empty] | 351500460500 | 142 | 351500 | 460500
[5 empty] | 352500460500 | 142 | 352500 | 460500
[5 empty] | 353500460500 | 142 | 353500 | 460500
[5 empty] | 354500460500 | 142 | 354500 | 460500
[5 empty] | 355500460500 | 142 | 355500 | 460500
[5 empty] | 356500460500 | 142 | 356500 | 460500
[5 empty] | 357500460500 | 142 | 357500 | 460500
[5 empty] | 358500460500 | 142 | 358500 | 460500
[5 empty] | 359500460500 | 142 | 359500 | 460500
[5 empty] | 360500460500 | 142 | 360500 | 460500
[5 empty] | 361500460500 | 142 | 361500 | 460500
[5 empty] | 362500460500 | 142 | 362500 | 460500
[5 empty] | 363500460500 | 142 | 363500 | 460500
[5 empty] | 364500460500 | 142 | 364500 | 460500
[5 empty] | 365500460500 | 142 | 365500 | 460500
[5 empty] | 366500460500 | 142 | 366500 | 460500
[5 empty] | 367500460500 | 142 | 367500 | 460500
[5 empty] | 339500459500 | 142 | 339500 | 459500
[5 empty] | 340500459500 | 142 | 340500 | 459500
[5 empty] | 341500459500 | 142 | 341500 | 459500
[5 empty] | 342500459500 | 142 | 342500 | 459500
[5 empty] | 343500459500 | 142 | 343500 | 459500
[5 empty] | 344500459500 | 142 | 344500 | 459500
[5 empty] | 345500459500 | 142 | 345500 | 459500
[5 empty] | 346500459500 | 142 | 346500 | 459500
[5 empty] | 347500459500 | 142 | 347500 | 459500
[5 empty] | 348500459500 | 142 | 348500 | 459500
[5 empty] | 349500459500 | 142 | 349500 | 459500
[5 empty] | 350500459500 | 142 | 350500 | 459500
[5 empty] | 351500459500 | 142 | 351500 | 459500
[5 empty] | 352500459500 | 142 | 352500 | 459500
[5 empty] | 353500459500 | 142 | 353500 | 459500
[5 empty] | 354500459500 | 142 | 354500 | 459500
[5 empty] | 355500459500 | 142 | 355500 | 459500
[5 empty] | 356500459500 | 142 | 356500 | 459500
[5 empty] | 357500459500 | 142 | 357500 | 459500
[5 empty] | 358500459500 | 142 | 358500 | 459500
[5 empty] | 359500459500 | 142 | 359500 | 459500
[5 empty] | 360500459500 | 142 | 360500 | 459500
[5 empty] | 361500459500 | 142 | 361500 | 459500
[5 empty] | 362500459500 | 142 | 362500 | 459500
[5 empty] | 363500459500 | 142 | 363500 | 459500
[5 empty] | 364500459500 | 142 | 364500 | 459500
[5 empty] | 365500459500 | 142 | 365500 | 459500
[5 empty] | 366500459500 | 142 | 366500 | 459500
[5 empty] | 367500459500 | 142 | 367500 | 459500
[5 empty] | 340500458500 | 142 | 340500 | 458500
[5 empty] | 341500458500 | 142 | 341500 | 458500
[5 empty] | 342500458500 | 142 | 342500 | 458500
[5 empty] | 343500458500 | 142 | 343500 | 458500
[5 empty] | 344500458500 | 142 | 344500 | 458500
[5 empty] | 345500458500 | 142 | 345500 | 458500
[5 empty] | 346500458500 | 142 | 346500 | 458500
[5 empty] | 347500458500 | 142 | 347500 | 458500
[5 empty] | 348500458500 | 142 | 348500 | 458500
[5 empty] | 349500458500 | 142 | 349500 | 458500
[5 empty] | 350500458500 | 142 | 350500 | 458500
[5 empty] | 351500458500 | 142 | 351500 | 458500
[5 empty] | 352500458500 | 142 | 352500 | 458500
[5 empty] | 353500458500 | 142 | 353500 | 458500
[5 empty] | 354500458500 | 142 | 354500 | 458500
[5 empty] | 355500458500 | 142 | 355500 | 458500
[5 empty] | 356500458500 | 142 | 356500 | 458500
[5 empty] | 357500458500 | 142 | 357500 | 458500
[5 empty] | 358500458500 | 142 | 358500 | 458500
[5 empty] | 359500458500 | 142 | 359500 | 458500
[5 empty] | 360500458500 | 142 | 360500 | 458500
[5 empty] | 361500458500 | 142 | 361500 | 458500
[5 empty] | 362500458500 | 142 | 362500 | 458500
[5 empty] | 363500458500 | 142 | 363500 | 458500
[5 empty] | 364500458500 | 142 | 364500 | 458500
[5 empty] | 340500457500 | 142 | 340500 | 457500
[5 empty] | 341500457500 | 142 | 341500 | 457500
[5 empty] | 342500457500 | 142 | 342500 | 457500
[5 empty] | 343500457500 | 142 | 343500 | 457500
[5 empty] | 344500457500 | 142 | 344500 | 457500
[5 empty] | 345500457500 | 142 | 345500 | 457500
[5 empty] | 346500457500 | 142 | 346500 | 457500
[5 empty] | 347500457500 | 142 | 347500 | 457500
[5 empty] | 348500457500 | 142 | 348500 | 457500
[5 empty] | 349500457500 | 142 | 349500 | 457500
[5 empty] | 350500457500 | 142 | 350500 | 457500
[5 empty] | 351500457500 | 142 | 351500 | 457500
[5 empty] | 352500457500 | 142 | 352500 | 457500
[5 empty] | 353500457500 | 142 | 353500 | 457500
[5 empty] | 354500457500 | 142 | 354500 | 457500
[5 empty] | 355500457500 | 142 | 355500 | 457500
[5 empty] | 356500457500 | 142 | 356500 | 457500
[5 empty] | 357500457500 | 142 | 357500 | 457500
[5 empty] | 358500457500 | 142 | 358500 | 457500
[5 empty] | 359500457500 | 142 | 359500 | 457500
[5 empty] | 360500457500 | 142 | 360500 | 457500
[5 empty] | 361500457500 | 142 | 361500 | 457500
[5 empty] | 340500456500 | 142 | 340500 | 456500
[5 empty] | 341500456500 | 142 | 341500 | 456500
[5 empty] | 342500456500 | 142 | 342500 | 456500
[5 empty] | 343500456500 | 142 | 343500 | 456500
[5 empty] | 344500456500 | 142 | 344500 | 456500
[5 empty] | 345500456500 | 142 | 345500 | 456500
[5 empty] | 346500456500 | 142 | 346500 | 456500
[5 empty] | 347500456500 | 142 | 347500 | 456500
[5 empty] | 348500456500 | 142 | 348500 | 456500
[5 empty] | 349500456500 | 142 | 349500 | 456500
[5 empty] | 350500456500 | 142 | 350500 | 456500
[5 empty] | 351500456500 | 142 | 351500 | 456500
[5 empty] | 352500456500 | 142 | 352500 | 456500
[5 empty] | 353500456500 | 142 | 353500 | 456500
[5 empty] | 354500456500 | 142 | 354500 | 456500
[5 empty] | 355500456500 | 142 | 355500 | 456500
[5 empty] | 356500456500 | 142 | 356500 | 456500
[5 empty] | 357500456500 | 142 | 357500 | 456500
[5 empty] | 358500456500 | 142 | 358500 | 456500
[5 empty] | 359500456500 | 142 | 359500 | 456500
[5 empty] | 360500456500 | 142 | 360500 | 456500
[5 empty] | 361500456500 | 142 | 361500 | 456500
[5 empty] | 340500455500 | 142 | 340500 | 455500
[5 empty] | 341500455500 | 142 | 341500 | 455500
[5 empty] | 342500455500 | 142 | 342500 | 455500
[5 empty] | 343500455500 | 142 | 343500 | 455500
[5 empty] | 344500455500 | 142 | 344500 | 455500
[5 empty] | 345500455500 | 142 | 345500 | 455500
[5 empty] | 346500455500 | 142 | 346500 | 455500
[5 empty] | 347500455500 | 142 | 347500 | 455500
[5 empty] | 348500455500 | 142 | 348500 | 455500
[5 empty] | 349500455500 | 142 | 349500 | 455500
[5 empty] | 350500455500 | 142 | 350500 | 455500
[5 empty] | 351500455500 | 142 | 351500 | 455500
[5 empty] | 352500455500 | 142 | 352500 | 455500
[5 empty] | 353500455500 | 142 | 353500 | 455500
[5 empty] | 354500455500 | 142 | 354500 | 455500
[5 empty] | 355500455500 | 142 | 355500 | 455500
[5 empty] | 356500455500 | 142 | 356500 | 455500
[5 empty] | 357500455500 | 142 | 357500 | 455500
[5 empty] | 358500455500 | 142 | 358500 | 455500
[5 empty] | 359500455500 | 142 | 359500 | 455500
[5 empty] | 360500455500 | 142 | 360500 | 455500
[5 empty] | 361500455500 | 142 | 361500 | 455500
[5 empty] | 342500454500 | 142 | 342500 | 454500
[5 empty] | 343500454500 | 142 | 343500 | 454500
[5 empty] | 344500454500 | 142 | 344500 | 454500
[5 empty] | 345500454500 | 142 | 345500 | 454500
[5 empty] | 346500454500 | 142 | 346500 | 454500
[5 empty] | 347500454500 | 142 | 347500 | 454500
[5 empty] | 348500454500 | 142 | 348500 | 454500
[5 empty] | 349500454500 | 142 | 349500 | 454500
[5 empty] | 350500454500 | 142 | 350500 | 454500
[5 empty] | 351500454500 | 142 | 351500 | 454500
[5 empty] | 352500454500 | 142 | 352500 | 454500
[5 empty] | 353500454500 | 142 | 353500 | 454500
[5 empty] | 354500454500 | 142 | 354500 | 454500
[5 empty] | 355500454500 | 142 | 355500 | 454500
[5 empty] | 356500454500 | 142 | 356500 | 454500
[5 empty] | 357500454500 | 142 | 357500 | 454500
[5 empty] | 358500454500 | 142 | 358500 | 454500
[5 empty] | 359500454500 | 142 | 359500 | 454500
[5 empty] | 360500454500 | 142 | 360500 | 454500
[5 empty] | 361500454500 | 142 | 361500 | 454500
[5 empty] | 362500454500 | 142 | 362500 | 454500
[5 empty] | 342500453500 | 142 | 342500 | 453500
[5 empty] | 343500453500 | 142 | 343500 | 453500
[5 empty] | 344500453500 | 142 | 344500 | 453500
[5 empty] | 345500453500 | 142 | 345500 | 453500
[5 empty] | 346500453500 | 142 | 346500 | 453500
[5 empty] | 347500453500 | 142 | 347500 | 453500
[5 empty] | 348500453500 | 142 | 348500 | 453500
[5 empty] | 349500453500 | 142 | 349500 | 453500
[5 empty] | 350500453500 | 142 | 350500 | 453500
[5 empty] | 351500453500 | 142 | 351500 | 453500
[5 empty] | 353500453500 | 142 | 353500 | 453500
[5 empty] | 354500453500 | 142 | 354500 | 453500
[5 empty] | 355500453500 | 142 | 355500 | 453500
[5 empty] | 356500453500 | 142 | 356500 | 453500
[5 empty] | 357500453500 | 142 | 357500 | 453500
[5 empty] | 358500453500 | 142 | 358500 | 453500
[5 empty] | 359500453500 | 142 | 359500 | 453500
[5 empty] | 360500453500 | 142 | 360500 | 453500
[5 empty] | 361500453500 | 142 | 361500 | 453500
[5 empty] | 362500453500 | 142 | 362500 | 453500
[5 empty] | 342500452500 | 142 | 342500 | 452500
[5 empty] | 343500452500 | 142 | 343500 | 452500
[5 empty] | 344500452500 | 142 | 344500 | 452500
[5 empty] | 345500452500 | 142 | 345500 | 452500
[5 empty] | 346500452500 | 142 | 346500 | 452500
[5 empty] | 349500452500 | 142 | 349500 | 452500
[5 empty] | 350500452500 | 142 | 350500 | 452500
[5 empty] | 351500452500 | 142 | 351500 | 452500
[5 empty] | 353500452500 | 142 | 353500 | 452500
[5 empty] | 354500452500 | 142 | 354500 | 452500
[5 empty] | 355500452500 | 142 | 355500 | 452500
[5 empty] | 356500452500 | 142 | 356500 | 452500
[5 empty] | 357500452500 | 142 | 357500 | 452500
[5 empty] | 358500452500 | 142 | 358500 | 452500
[5 empty] | 359500452500 | 142 | 359500 | 452500
[5 empty] | 360500452500 | 142 | 360500 | 452500
[5 empty] | 361500452500 | 142 | 361500 | 452500
[5 empty] | 342500451500 | 142 | 342500 | 451500
[5 empty] | 343500451500 | 142 | 343500 | 451500
[5 empty] | 344500451500 | 142 | 344500 | 451500
[5 empty] | 345500451500 | 142 | 345500 | 451500
[5 empty] | 346500451500 | 142 | 346500 | 451500
[5 empty] | 354500451500 | 142 | 354500 | 451500
[5 empty] | 355500451500 | 142 | 355500 | 451500
[5 empty] | 356500451500 | 142 | 356500 | 451500
[5 empty] | 357500451500 | 142 | 357500 | 451500
[5 empty] | 358500451500 | 142 | 358500 | 451500
[5 empty] | 359500451500 | 142 | 359500 | 451500
[5 empty] | 360500451500 | 142 | 360500 | 451500
[5 empty] | 342500450500 | 142 | 342500 | 450500
[5 empty] | 343500450500 | 142 | 343500 | 450500
[5 empty] | 344500450500 | 142 | 344500 | 450500
[5 empty] | 345500450500 | 142 | 345500 | 450500
[5 empty] | 346500450500 | 142 | 346500 | 450500
[5 empty] | 354500450500 | 142 | 354500 | 450500
[5 empty] | 356500450500 | 142 | 356500 | 450500
[5 empty] | 342500449500 | 142 | 342500 | 449500
[5 empty] | 343500449500 | 142 | 343500 | 449500
[5 empty] | 344500449500 | 142 | 344500 | 449500
[5 empty] | 345500449500 | 142 | 345500 | 449500
[5 empty] | 346500449500 | 142 | 346500 | 449500
[5 empty] | 343500448500 | 142 | 343500 | 448500
[5 empty] | 344500448500 | 142 | 344500 | 448500
[5 empty] | 343500447500 | 142 | 343500 | 447500
[5 empty] | 440500449500 | 143 | 440500 | 449500
[5 empty] | 441500449500 | 143 | 441500 | 449500
[5 empty] | 442500449500 | 143 | 442500 | 449500
[5 empty] | 443500449500 | 143 | 443500 | 449500
[5 empty] | 439500448500 | 143 | 439500 | 448500
[5 empty] | 440500448500 | 143 | 440500 | 448500
[5 empty] | 441500448500 | 143 | 441500 | 448500
[5 empty] | 442500448500 | 143 | 442500 | 448500
[5 empty] | 443500448500 | 143 | 443500 | 448500
[5 empty] | 444500448500 | 143 | 444500 | 448500
[5 empty] | 445500448500 | 143 | 445500 | 448500
[5 empty] | 437500447500 | 143 | 437500 | 447500
[5 empty] | 438500447500 | 143 | 438500 | 447500
[5 empty] | 439500447500 | 143 | 439500 | 447500
[5 empty] | 440500447500 | 143 | 440500 | 447500
[5 empty] | 441500447500 | 143 | 441500 | 447500
[5 empty] | 442500447500 | 143 | 442500 | 447500
[5 empty] | 443500447500 | 143 | 443500 | 447500
[5 empty] | 444500447500 | 143 | 444500 | 447500
[5 empty] | 445500447500 | 143 | 445500 | 447500
[5 empty] | 419500446500 | 143 | 419500 | 446500
[5 empty] | 420500446500 | 143 | 420500 | 446500
[5 empty] | 437500446500 | 143 | 437500 | 446500
[5 empty] | 438500446500 | 143 | 438500 | 446500
[5 empty] | 439500446500 | 143 | 439500 | 446500
[5 empty] | 440500446500 | 143 | 440500 | 446500
[5 empty] | 441500446500 | 143 | 441500 | 446500
[5 empty] | 442500446500 | 143 | 442500 | 446500
[5 empty] | 443500446500 | 143 | 443500 | 446500
[5 empty] | 444500446500 | 143 | 444500 | 446500
[5 empty] | 445500446500 | 143 | 445500 | 446500
[5 empty] | 418500445500 | 143 | 418500 | 445500
[5 empty] | 419500445500 | 143 | 419500 | 445500
[5 empty] | 420500445500 | 143 | 420500 | 445500
[5 empty] | 421500445500 | 143 | 421500 | 445500
[5 empty] | 422500445500 | 143 | 422500 | 445500
[5 empty] | 423500445500 | 143 | 423500 | 445500
[5 empty] | 425500445500 | 143 | 425500 | 445500
[5 empty] | 426500445500 | 143 | 426500 | 445500
[5 empty] | 427500445500 | 143 | 427500 | 445500
[5 empty] | 428500445500 | 143 | 428500 | 445500
[5 empty] | 429500445500 | 143 | 429500 | 445500
[5 empty] | 430500445500 | 143 | 430500 | 445500
[5 empty] | 431500445500 | 143 | 431500 | 445500
[5 empty] | 432500445500 | 143 | 432500 | 445500
[5 empty] | 433500445500 | 143 | 433500 | 445500
[5 empty] | 434500445500 | 143 | 434500 | 445500
[5 empty] | 435500445500 | 143 | 435500 | 445500
[5 empty] | 436500445500 | 143 | 436500 | 445500
[5 empty] | 437500445500 | 143 | 437500 | 445500
[5 empty] | 438500445500 | 143 | 438500 | 445500
[5 empty] | 439500445500 | 143 | 439500 | 445500
[5 empty] | 440500445500 | 143 | 440500 | 445500
[5 empty] | 441500445500 | 143 | 441500 | 445500
[5 empty] | 442500445500 | 143 | 442500 | 445500
[5 empty] | 443500445500 | 143 | 443500 | 445500
[5 empty] | 444500445500 | 143 | 444500 | 445500
[5 empty] | 418500444500 | 143 | 418500 | 444500
[5 empty] | 419500444500 | 143 | 419500 | 444500
[5 empty] | 420500444500 | 143 | 420500 | 444500
[5 empty] | 421500444500 | 143 | 421500 | 444500
[5 empty] | 422500444500 | 143 | 422500 | 444500
[5 empty] | 423500444500 | 143 | 423500 | 444500
[5 empty] | 424500444500 | 143 | 424500 | 444500
[5 empty] | 425500444500 | 143 | 425500 | 444500
[5 empty] | 426500444500 | 143 | 426500 | 444500
[5 empty] | 427500444500 | 143 | 427500 | 444500
[5 empty] | 428500444500 | 143 | 428500 | 444500
[5 empty] | 429500444500 | 143 | 429500 | 444500
[5 empty] | 430500444500 | 143 | 430500 | 444500
[5 empty] | 431500444500 | 143 | 431500 | 444500
[5 empty] | 432500444500 | 143 | 432500 | 444500
[5 empty] | 433500444500 | 143 | 433500 | 444500
[5 empty] | 434500444500 | 143 | 434500 | 444500
[5 empty] | 435500444500 | 143 | 435500 | 444500
[5 empty] | 436500444500 | 143 | 436500 | 444500
[5 empty] | 437500444500 | 143 | 437500 | 444500
[5 empty] | 438500444500 | 143 | 438500 | 444500
[5 empty] | 439500444500 | 143 | 439500 | 444500
[5 empty] | 440500444500 | 143 | 440500 | 444500
[5 empty] | 441500444500 | 143 | 441500 | 444500
[5 empty] | 442500444500 | 143 | 442500 | 444500
[5 empty] | 443500444500 | 143 | 443500 | 444500
[5 empty] | 444500444500 | 143 | 444500 | 444500
[5 empty] | 413500443500 | 143 | 413500 | 443500
[5 empty] | 414500443500 | 143 | 414500 | 443500
[5 empty] | 415500443500 | 143 | 415500 | 443500
[5 empty] | 418500443500 | 143 | 418500 | 443500
[5 empty] | 419500443500 | 143 | 419500 | 443500
[5 empty] | 420500443500 | 143 | 420500 | 443500
[5 empty] | 421500443500 | 143 | 421500 | 443500
[5 empty] | 422500443500 | 143 | 422500 | 443500
[5 empty] | 423500443500 | 143 | 423500 | 443500
[5 empty] | 424500443500 | 143 | 424500 | 443500
[5 empty] | 425500443500 | 143 | 425500 | 443500
[5 empty] | 426500443500 | 143 | 426500 | 443500
[5 empty] | 427500443500 | 143 | 427500 | 443500
[5 empty] | 428500443500 | 143 | 428500 | 443500
[5 empty] | 429500443500 | 143 | 429500 | 443500
[5 empty] | 430500443500 | 143 | 430500 | 443500
[5 empty] | 431500443500 | 143 | 431500 | 443500
[5 empty] | 432500443500 | 143 | 432500 | 443500
[5 empty] | 433500443500 | 143 | 433500 | 443500
[5 empty] | 434500443500 | 143 | 434500 | 443500
[5 empty] | 435500443500 | 143 | 435500 | 443500
[5 empty] | 436500443500 | 143 | 436500 | 443500
[5 empty] | 437500443500 | 143 | 437500 | 443500
[5 empty] | 438500443500 | 143 | 438500 | 443500
[5 empty] | 439500443500 | 143 | 439500 | 443500
[5 empty] | 440500443500 | 143 | 440500 | 443500
[5 empty] | 441500443500 | 143 | 441500 | 443500
[5 empty] | 442500443500 | 143 | 442500 | 443500
[5 empty] | 443500443500 | 143 | 443500 | 443500
[5 empty] | 444500443500 | 143 | 444500 | 443500
[5 empty] | 414500442500 | 143 | 414500 | 442500
[5 empty] | 415500442500 | 143 | 415500 | 442500
[5 empty] | 416500442500 | 143 | 416500 | 442500
[5 empty] | 417500442500 | 143 | 417500 | 442500
[5 empty] | 418500442500 | 143 | 418500 | 442500
[5 empty] | 419500442500 | 143 | 419500 | 442500
[5 empty] | 420500442500 | 143 | 420500 | 442500
[5 empty] | 421500442500 | 143 | 421500 | 442500
[5 empty] | 422500442500 | 143 | 422500 | 442500
[5 empty] | 423500442500 | 143 | 423500 | 442500
[5 empty] | 424500442500 | 143 | 424500 | 442500
[5 empty] | 425500442500 | 143 | 425500 | 442500
[5 empty] | 426500442500 | 143 | 426500 | 442500
[5 empty] | 427500442500 | 143 | 427500 | 442500
[5 empty] | 428500442500 | 143 | 428500 | 442500
[5 empty] | 429500442500 | 143 | 429500 | 442500
[5 empty] | 430500442500 | 143 | 430500 | 442500
[5 empty] | 431500442500 | 143 | 431500 | 442500
[5 empty] | 432500442500 | 143 | 432500 | 442500
[5 empty] | 433500442500 | 143 | 433500 | 442500
[5 empty] | 434500442500 | 143 | 434500 | 442500
[5 empty] | 435500442500 | 143 | 435500 | 442500
[5 empty] | 436500442500 | 143 | 436500 | 442500
[5 empty] | 437500442500 | 143 | 437500 | 442500
[5 empty] | 438500442500 | 143 | 438500 | 442500
[5 empty] | 439500442500 | 143 | 439500 | 442500
[5 empty] | 440500442500 | 143 | 440500 | 442500
[5 empty] | 441500442500 | 143 | 441500 | 442500
[5 empty] | 442500442500 | 143 | 442500 | 442500
[5 empty] | 443500442500 | 143 | 443500 | 442500
[5 empty] | 444500442500 | 143 | 444500 | 442500
[5 empty] | 415500441500 | 143 | 415500 | 441500
[5 empty] | 416500441500 | 143 | 416500 | 441500
[5 empty] | 417500441500 | 143 | 417500 | 441500
[5 empty] | 418500441500 | 143 | 418500 | 441500
[5 empty] | 419500441500 | 143 | 419500 | 441500
[5 empty] | 420500441500 | 143 | 420500 | 441500
[5 empty] | 421500441500 | 143 | 421500 | 441500
[5 empty] | 422500441500 | 143 | 422500 | 441500
[5 empty] | 423500441500 | 143 | 423500 | 441500
[5 empty] | 424500441500 | 143 | 424500 | 441500
[5 empty] | 425500441500 | 143 | 425500 | 441500
[5 empty] | 426500441500 | 143 | 426500 | 441500
[5 empty] | 427500441500 | 143 | 427500 | 441500
[5 empty] | 428500441500 | 143 | 428500 | 441500
[5 empty] | 429500441500 | 143 | 429500 | 441500
[5 empty] | 430500441500 | 143 | 430500 | 441500
[5 empty] | 431500441500 | 143 | 431500 | 441500
[5 empty] | 432500441500 | 143 | 432500 | 441500
[5 empty] | 433500441500 | 143 | 433500 | 441500
[5 empty] | 434500441500 | 143 | 434500 | 441500
[5 empty] | 435500441500 | 143 | 435500 | 441500
[5 empty] | 436500441500 | 143 | 436500 | 441500
[5 empty] | 437500441500 | 143 | 437500 | 441500
[5 empty] | 438500441500 | 143 | 438500 | 441500
[5 empty] | 439500441500 | 143 | 439500 | 441500
[5 empty] | 440500441500 | 143 | 440500 | 441500
[5 empty] | 441500441500 | 143 | 441500 | 441500
[5 empty] | 442500441500 | 143 | 442500 | 441500
[5 empty] | 443500441500 | 143 | 443500 | 441500
[5 empty] | 444500441500 | 143 | 444500 | 441500
[5 empty] | 420500440500 | 143 | 420500 | 440500
[5 empty] | 421500440500 | 143 | 421500 | 440500
[5 empty] | 422500440500 | 143 | 422500 | 440500
[5 empty] | 423500440500 | 143 | 423500 | 440500
[5 empty] | 424500440500 | 143 | 424500 | 440500
[5 empty] | 425500440500 | 143 | 425500 | 440500
[5 empty] | 426500440500 | 143 | 426500 | 440500
[5 empty] | 427500440500 | 143 | 427500 | 440500
[5 empty] | 428500440500 | 143 | 428500 | 440500
[5 empty] | 429500440500 | 143 | 429500 | 440500
[5 empty] | 430500440500 | 143 | 430500 | 440500
[5 empty] | 431500440500 | 143 | 431500 | 440500
[5 empty] | 432500440500 | 143 | 432500 | 440500
[5 empty] | 433500440500 | 143 | 433500 | 440500
[5 empty] | 434500440500 | 143 | 434500 | 440500
[5 empty] | 435500440500 | 143 | 435500 | 440500
[5 empty] | 436500440500 | 143 | 436500 | 440500
[5 empty] | 437500440500 | 143 | 437500 | 440500
[5 empty] | 438500440500 | 143 | 438500 | 440500
[5 empty] | 439500440500 | 143 | 439500 | 440500
[5 empty] | 440500440500 | 143 | 440500 | 440500
[5 empty] | 441500440500 | 143 | 441500 | 440500
[5 empty] | 442500440500 | 143 | 442500 | 440500
[5 empty] | 420500439500 | 143 | 420500 | 439500
[5 empty] | 421500439500 | 143 | 421500 | 439500
[5 empty] | 422500439500 | 143 | 422500 | 439500
[5 empty] | 423500439500 | 143 | 423500 | 439500
[5 empty] | 424500439500 | 143 | 424500 | 439500
[5 empty] | 425500439500 | 143 | 425500 | 439500
[5 empty] | 426500439500 | 143 | 426500 | 439500
[5 empty] | 427500439500 | 143 | 427500 | 439500
[5 empty] | 428500439500 | 143 | 428500 | 439500
[5 empty] | 429500439500 | 143 | 429500 | 439500
[5 empty] | 430500439500 | 143 | 430500 | 439500
[5 empty] | 431500439500 | 143 | 431500 | 439500
[5 empty] | 432500439500 | 143 | 432500 | 439500
[5 empty] | 433500439500 | 143 | 433500 | 439500
[5 empty] | 434500439500 | 143 | 434500 | 439500
[5 empty] | 435500439500 | 143 | 435500 | 439500
[5 empty] | 436500439500 | 143 | 436500 | 439500
[5 empty] | 437500439500 | 143 | 437500 | 439500
[5 empty] | 438500439500 | 143 | 438500 | 439500
[5 empty] | 439500439500 | 143 | 439500 | 439500
[5 empty] | 440500439500 | 143 | 440500 | 439500
[5 empty] | 441500439500 | 143 | 441500 | 439500
[5 empty] | 442500439500 | 143 | 442500 | 439500
[5 empty] | 420500438500 | 143 | 420500 | 438500
[5 empty] | 421500438500 | 143 | 421500 | 438500
[5 empty] | 422500438500 | 143 | 422500 | 438500
[5 empty] | 423500438500 | 143 | 423500 | 438500
[5 empty] | 424500438500 | 143 | 424500 | 438500
[5 empty] | 425500438500 | 143 | 425500 | 438500
[5 empty] | 426500438500 | 143 | 426500 | 438500
[5 empty] | 427500438500 | 143 | 427500 | 438500
[5 empty] | 428500438500 | 143 | 428500 | 438500
[5 empty] | 429500438500 | 143 | 429500 | 438500
[5 empty] | 430500438500 | 143 | 430500 | 438500
[5 empty] | 431500438500 | 143 | 431500 | 438500
[5 empty] | 432500438500 | 143 | 432500 | 438500
[5 empty] | 433500438500 | 143 | 433500 | 438500
[5 empty] | 434500438500 | 143 | 434500 | 438500
[5 empty] | 435500438500 | 143 | 435500 | 438500
[5 empty] | 436500438500 | 143 | 436500 | 438500
[5 empty] | 437500438500 | 143 | 437500 | 438500
[5 empty] | 438500438500 | 143 | 438500 | 438500
[5 empty] | 439500438500 | 143 | 439500 | 438500
[5 empty] | 440500438500 | 143 | 440500 | 438500
[5 empty] | 441500438500 | 143 | 441500 | 438500
[5 empty] | 442500438500 | 143 | 442500 | 438500
[5 empty] | 443500438500 | 143 | 443500 | 438500
[5 empty] | 420500437500 | 143 | 420500 | 437500
[5 empty] | 421500437500 | 143 | 421500 | 437500
[5 empty] | 422500437500 | 143 | 422500 | 437500
[5 empty] | 423500437500 | 143 | 423500 | 437500
[5 empty] | 424500437500 | 143 | 424500 | 437500
[5 empty] | 425500437500 | 143 | 425500 | 437500
[5 empty] | 426500437500 | 143 | 426500 | 437500
[5 empty] | 427500437500 | 143 | 427500 | 437500
[5 empty] | 428500437500 | 143 | 428500 | 437500
[5 empty] | 429500437500 | 143 | 429500 | 437500
[5 empty] | 430500437500 | 143 | 430500 | 437500
[5 empty] | 431500437500 | 143 | 431500 | 437500
[5 empty] | 432500437500 | 143 | 432500 | 437500
[5 empty] | 433500437500 | 143 | 433500 | 437500
[5 empty] | 434500437500 | 143 | 434500 | 437500
[5 empty] | 435500437500 | 143 | 435500 | 437500
[5 empty] | 436500437500 | 143 | 436500 | 437500
[5 empty] | 437500437500 | 143 | 437500 | 437500
[5 empty] | 438500437500 | 143 | 438500 | 437500
[5 empty] | 439500437500 | 143 | 439500 | 437500
[5 empty] | 440500437500 | 143 | 440500 | 437500
[5 empty] | 441500437500 | 143 | 441500 | 437500
[5 empty] | 442500437500 | 143 | 442500 | 437500
[5 empty] | 443500437500 | 143 | 443500 | 437500
[5 empty] | 419500436500 | 143 | 419500 | 436500
[5 empty] | 420500436500 | 143 | 420500 | 436500
[5 empty] | 421500436500 | 143 | 421500 | 436500
[5 empty] | 422500436500 | 143 | 422500 | 436500
[5 empty] | 423500436500 | 143 | 423500 | 436500
[5 empty] | 424500436500 | 143 | 424500 | 436500
[5 empty] | 425500436500 | 143 | 425500 | 436500
[5 empty] | 426500436500 | 143 | 426500 | 436500
[5 empty] | 427500436500 | 143 | 427500 | 436500
[5 empty] | 428500436500 | 143 | 428500 | 436500
[5 empty] | 429500436500 | 143 | 429500 | 436500
[5 empty] | 430500436500 | 143 | 430500 | 436500
[5 empty] | 431500436500 | 143 | 431500 | 436500
[5 empty] | 432500436500 | 143 | 432500 | 436500
[5 empty] | 433500436500 | 143 | 433500 | 436500
[5 empty] | 434500436500 | 143 | 434500 | 436500
[5 empty] | 435500436500 | 143 | 435500 | 436500
[5 empty] | 436500436500 | 143 | 436500 | 436500
[5 empty] | 437500436500 | 143 | 437500 | 436500
[5 empty] | 438500436500 | 143 | 438500 | 436500
[5 empty] | 439500436500 | 143 | 439500 | 436500
[5 empty] | 440500436500 | 143 | 440500 | 436500
[5 empty] | 441500436500 | 143 | 441500 | 436500
[5 empty] | 442500436500 | 143 | 442500 | 436500
[5 empty] | 443500436500 | 143 | 443500 | 436500
[5 empty] | 444500436500 | 143 | 444500 | 436500
[5 empty] | 419500435500 | 143 | 419500 | 435500
[5 empty] | 420500435500 | 143 | 420500 | 435500
[5 empty] | 421500435500 | 143 | 421500 | 435500
[5 empty] | 422500435500 | 143 | 422500 | 435500
[5 empty] | 423500435500 | 143 | 423500 | 435500
[5 empty] | 424500435500 | 143 | 424500 | 435500
[5 empty] | 425500435500 | 143 | 425500 | 435500
[5 empty] | 426500435500 | 143 | 426500 | 435500
[5 empty] | 427500435500 | 143 | 427500 | 435500
[5 empty] | 428500435500 | 143 | 428500 | 435500
[5 empty] | 429500435500 | 143 | 429500 | 435500
[5 empty] | 430500435500 | 143 | 430500 | 435500
[5 empty] | 431500435500 | 143 | 431500 | 435500
[5 empty] | 432500435500 | 143 | 432500 | 435500
[5 empty] | 433500435500 | 143 | 433500 | 435500
[5 empty] | 434500435500 | 143 | 434500 | 435500
[5 empty] | 435500435500 | 143 | 435500 | 435500
[5 empty] | 436500435500 | 143 | 436500 | 435500
[5 empty] | 437500435500 | 143 | 437500 | 435500
[5 empty] | 438500435500 | 143 | 438500 | 435500
[5 empty] | 439500435500 | 143 | 439500 | 435500
[5 empty] | 440500435500 | 143 | 440500 | 435500
[5 empty] | 441500435500 | 143 | 441500 | 435500
[5 empty] | 442500435500 | 143 | 442500 | 435500
[5 empty] | 443500435500 | 143 | 443500 | 435500
[5 empty] | 444500435500 | 143 | 444500 | 435500
[5 empty] | 445500435500 | 143 | 445500 | 435500
[5 empty] | 419500434500 | 143 | 419500 | 434500
[5 empty] | 420500434500 | 143 | 420500 | 434500
[5 empty] | 421500434500 | 143 | 421500 | 434500
[5 empty] | 422500434500 | 143 | 422500 | 434500
[5 empty] | 423500434500 | 143 | 423500 | 434500
[5 empty] | 424500434500 | 143 | 424500 | 434500
[5 empty] | 425500434500 | 143 | 425500 | 434500
[5 empty] | 426500434500 | 143 | 426500 | 434500
[5 empty] | 427500434500 | 143 | 427500 | 434500
[5 empty] | 428500434500 | 143 | 428500 | 434500
[5 empty] | 429500434500 | 143 | 429500 | 434500
[5 empty] | 430500434500 | 143 | 430500 | 434500
[5 empty] | 431500434500 | 143 | 431500 | 434500
[5 empty] | 432500434500 | 143 | 432500 | 434500
[5 empty] | 433500434500 | 143 | 433500 | 434500
[5 empty] | 434500434500 | 143 | 434500 | 434500
[5 empty] | 435500434500 | 143 | 435500 | 434500
[5 empty] | 436500434500 | 143 | 436500 | 434500
[5 empty] | 437500434500 | 143 | 437500 | 434500
[5 empty] | 438500434500 | 143 | 438500 | 434500
[5 empty] | 439500434500 | 143 | 439500 | 434500
[5 empty] | 440500434500 | 143 | 440500 | 434500
[5 empty] | 441500434500 | 143 | 441500 | 434500
[5 empty] | 442500434500 | 143 | 442500 | 434500
[5 empty] | 443500434500 | 143 | 443500 | 434500
[5 empty] | 444500434500 | 143 | 444500 | 434500
[5 empty] | 419500433500 | 143 | 419500 | 433500
[5 empty] | 420500433500 | 143 | 420500 | 433500
[5 empty] | 421500433500 | 143 | 421500 | 433500
[5 empty] | 422500433500 | 143 | 422500 | 433500
[5 empty] | 423500433500 | 143 | 423500 | 433500
[5 empty] | 424500433500 | 143 | 424500 | 433500
[5 empty] | 425500433500 | 143 | 425500 | 433500
[5 empty] | 426500433500 | 143 | 426500 | 433500
[5 empty] | 427500433500 | 143 | 427500 | 433500
[5 empty] | 428500433500 | 143 | 428500 | 433500
[5 empty] | 429500433500 | 143 | 429500 | 433500
[5 empty] | 430500433500 | 143 | 430500 | 433500
[5 empty] | 431500433500 | 143 | 431500 | 433500
[5 empty] | 432500433500 | 143 | 432500 | 433500
[5 empty] | 433500433500 | 143 | 433500 | 433500
[5 empty] | 434500433500 | 143 | 434500 | 433500
[5 empty] | 435500433500 | 143 | 435500 | 433500
[5 empty] | 436500433500 | 143 | 436500 | 433500
[5 empty] | 437500433500 | 143 | 437500 | 433500
[5 empty] | 438500433500 | 143 | 438500 | 433500
[5 empty] | 439500433500 | 143 | 439500 | 433500
[5 empty] | 440500433500 | 143 | 440500 | 433500
[5 empty] | 441500433500 | 143 | 441500 | 433500
[5 empty] | 442500433500 | 143 | 442500 | 433500
[5 empty] | 443500433500 | 143 | 443500 | 433500
[5 empty] | 444500433500 | 143 | 444500 | 433500
[5 empty] | 419500432500 | 143 | 419500 | 432500
[5 empty] | 420500432500 | 143 | 420500 | 432500
[5 empty] | 421500432500 | 143 | 421500 | 432500
[5 empty] | 422500432500 | 143 | 422500 | 432500
[5 empty] | 423500432500 | 143 | 423500 | 432500
[5 empty] | 424500432500 | 143 | 424500 | 432500
[5 empty] | 425500432500 | 143 | 425500 | 432500
[5 empty] | 426500432500 | 143 | 426500 | 432500
[5 empty] | 427500432500 | 143 | 427500 | 432500
[5 empty] | 428500432500 | 143 | 428500 | 432500
[5 empty] | 429500432500 | 143 | 429500 | 432500
[5 empty] | 430500432500 | 143 | 430500 | 432500
[5 empty] | 431500432500 | 143 | 431500 | 432500
[5 empty] | 432500432500 | 143 | 432500 | 432500
[5 empty] | 433500432500 | 143 | 433500 | 432500
[5 empty] | 434500432500 | 143 | 434500 | 432500
[5 empty] | 435500432500 | 143 | 435500 | 432500
[5 empty] | 436500432500 | 143 | 436500 | 432500
[5 empty] | 437500432500 | 143 | 437500 | 432500
[5 empty] | 438500432500 | 143 | 438500 | 432500
[5 empty] | 439500432500 | 143 | 439500 | 432500
[5 empty] | 440500432500 | 143 | 440500 | 432500
[5 empty] | 441500432500 | 143 | 441500 | 432500
[5 empty] | 442500432500 | 143 | 442500 | 432500
[5 empty] | 443500432500 | 143 | 443500 | 432500
[5 empty] | 444500432500 | 143 | 444500 | 432500
[5 empty] | 423500431500 | 143 | 423500 | 431500
[5 empty] | 424500431500 | 143 | 424500 | 431500
[5 empty] | 425500431500 | 143 | 425500 | 431500
[5 empty] | 426500431500 | 143 | 426500 | 431500
[5 empty] | 427500431500 | 143 | 427500 | 431500
[5 empty] | 428500431500 | 143 | 428500 | 431500
[5 empty] | 429500431500 | 143 | 429500 | 431500
[5 empty] | 430500431500 | 143 | 430500 | 431500
[5 empty] | 431500431500 | 143 | 431500 | 431500
[5 empty] | 432500431500 | 143 | 432500 | 431500
[5 empty] | 433500431500 | 143 | 433500 | 431500
[5 empty] | 434500431500 | 143 | 434500 | 431500
[5 empty] | 435500431500 | 143 | 435500 | 431500
[5 empty] | 436500431500 | 143 | 436500 | 431500
[5 empty] | 437500431500 | 143 | 437500 | 431500
[5 empty] | 438500431500 | 143 | 438500 | 431500
[5 empty] | 439500431500 | 143 | 439500 | 431500
[5 empty] | 440500431500 | 143 | 440500 | 431500
[5 empty] | 441500431500 | 143 | 441500 | 431500
[5 empty] | 442500431500 | 143 | 442500 | 431500
[5 empty] | 443500431500 | 143 | 443500 | 431500
[5 empty] | 444500431500 | 143 | 444500 | 431500
[5 empty] | 445500431500 | 143 | 445500 | 431500
[5 empty] | 423500430500 | 143 | 423500 | 430500
[5 empty] | 424500430500 | 143 | 424500 | 430500
[5 empty] | 425500430500 | 143 | 425500 | 430500
[5 empty] | 426500430500 | 143 | 426500 | 430500
[5 empty] | 427500430500 | 143 | 427500 | 430500
[5 empty] | 428500430500 | 143 | 428500 | 430500
[5 empty] | 429500430500 | 143 | 429500 | 430500
[5 empty] | 430500430500 | 143 | 430500 | 430500
[5 empty] | 431500430500 | 143 | 431500 | 430500
[5 empty] | 432500430500 | 143 | 432500 | 430500
[5 empty] | 433500430500 | 143 | 433500 | 430500
[5 empty] | 434500430500 | 143 | 434500 | 430500
[5 empty] | 435500430500 | 143 | 435500 | 430500
[5 empty] | 436500430500 | 143 | 436500 | 430500
[5 empty] | 437500430500 | 143 | 437500 | 430500
[5 empty] | 438500430500 | 143 | 438500 | 430500
[5 empty] | 439500430500 | 143 | 439500 | 430500
[5 empty] | 440500430500 | 143 | 440500 | 430500
[5 empty] | 441500430500 | 143 | 441500 | 430500
[5 empty] | 442500430500 | 143 | 442500 | 430500
[5 empty] | 443500430500 | 143 | 443500 | 430500
[5 empty] | 444500430500 | 143 | 444500 | 430500
[5 empty] | 445500430500 | 143 | 445500 | 430500
[5 empty] | 446500430500 | 143 | 446500 | 430500
[5 empty] | 422500429500 | 143 | 422500 | 429500
[5 empty] | 423500429500 | 143 | 423500 | 429500
[5 empty] | 424500429500 | 143 | 424500 | 429500
[5 empty] | 425500429500 | 143 | 425500 | 429500
[5 empty] | 426500429500 | 143 | 426500 | 429500
[5 empty] | 427500429500 | 143 | 427500 | 429500
[5 empty] | 428500429500 | 143 | 428500 | 429500
[5 empty] | 429500429500 | 143 | 429500 | 429500
[5 empty] | 430500429500 | 143 | 430500 | 429500
[5 empty] | 431500429500 | 143 | 431500 | 429500
[5 empty] | 432500429500 | 143 | 432500 | 429500
[5 empty] | 433500429500 | 143 | 433500 | 429500
[5 empty] | 434500429500 | 143 | 434500 | 429500
[5 empty] | 435500429500 | 143 | 435500 | 429500
[5 empty] | 436500429500 | 143 | 436500 | 429500
[5 empty] | 437500429500 | 143 | 437500 | 429500
[5 empty] | 438500429500 | 143 | 438500 | 429500
[5 empty] | 439500429500 | 143 | 439500 | 429500
[5 empty] | 440500429500 | 143 | 440500 | 429500
[5 empty] | 441500429500 | 143 | 441500 | 429500
[5 empty] | 442500429500 | 143 | 442500 | 429500
[5 empty] | 443500429500 | 143 | 443500 | 429500
[5 empty] | 444500429500 | 143 | 444500 | 429500
[5 empty] | 445500429500 | 143 | 445500 | 429500
[5 empty] | 446500429500 | 143 | 446500 | 429500
[5 empty] | 422500428500 | 143 | 422500 | 428500
[5 empty] | 423500428500 | 143 | 423500 | 428500
[5 empty] | 424500428500 | 143 | 424500 | 428500
[5 empty] | 425500428500 | 143 | 425500 | 428500
[5 empty] | 426500428500 | 143 | 426500 | 428500
[5 empty] | 427500428500 | 143 | 427500 | 428500
[5 empty] | 428500428500 | 143 | 428500 | 428500
[5 empty] | 429500428500 | 143 | 429500 | 428500
[5 empty] | 430500428500 | 143 | 430500 | 428500
[5 empty] | 431500428500 | 143 | 431500 | 428500
[5 empty] | 432500428500 | 143 | 432500 | 428500
[5 empty] | 433500428500 | 143 | 433500 | 428500
[5 empty] | 434500428500 | 143 | 434500 | 428500
[5 empty] | 435500428500 | 143 | 435500 | 428500
[5 empty] | 436500428500 | 143 | 436500 | 428500
[5 empty] | 437500428500 | 143 | 437500 | 428500
[5 empty] | 438500428500 | 143 | 438500 | 428500
[5 empty] | 439500428500 | 143 | 439500 | 428500
[5 empty] | 440500428500 | 143 | 440500 | 428500
[5 empty] | 441500428500 | 143 | 441500 | 428500
[5 empty] | 442500428500 | 143 | 442500 | 428500
[5 empty] | 443500428500 | 143 | 443500 | 428500
[5 empty] | 444500428500 | 143 | 444500 | 428500
[5 empty] | 424500427500 | 143 | 424500 | 427500
[5 empty] | 425500427500 | 143 | 425500 | 427500
[5 empty] | 426500427500 | 143 | 426500 | 427500
[5 empty] | 427500427500 | 143 | 427500 | 427500
[5 empty] | 428500427500 | 143 | 428500 | 427500
[5 empty] | 429500427500 | 143 | 429500 | 427500
[5 empty] | 430500427500 | 143 | 430500 | 427500
[5 empty] | 431500427500 | 143 | 431500 | 427500
[5 empty] | 432500427500 | 143 | 432500 | 427500
[5 empty] | 433500427500 | 143 | 433500 | 427500
[5 empty] | 434500427500 | 143 | 434500 | 427500
[5 empty] | 435500427500 | 143 | 435500 | 427500
[5 empty] | 436500427500 | 143 | 436500 | 427500
[5 empty] | 437500427500 | 143 | 437500 | 427500
[5 empty] | 438500427500 | 143 | 438500 | 427500
[5 empty] | 439500427500 | 143 | 439500 | 427500
[5 empty] | 440500427500 | 143 | 440500 | 427500
[5 empty] | 441500427500 | 143 | 441500 | 427500
[5 empty] | 442500427500 | 143 | 442500 | 427500
[5 empty] | 443500427500 | 143 | 443500 | 427500
[5 empty] | 444500427500 | 143 | 444500 | 427500
[5 empty] | 445500427500 | 143 | 445500 | 427500
[5 empty] | 424500426500 | 143 | 424500 | 426500
[5 empty] | 425500426500 | 143 | 425500 | 426500
[5 empty] | 426500426500 | 143 | 426500 | 426500
[5 empty] | 427500426500 | 143 | 427500 | 426500
[5 empty] | 428500426500 | 143 | 428500 | 426500
[5 empty] | 429500426500 | 143 | 429500 | 426500
[5 empty] | 430500426500 | 143 | 430500 | 426500
[5 empty] | 431500426500 | 143 | 431500 | 426500
[5 empty] | 432500426500 | 143 | 432500 | 426500
[5 empty] | 433500426500 | 143 | 433500 | 426500
[5 empty] | 434500426500 | 143 | 434500 | 426500
[5 empty] | 435500426500 | 143 | 435500 | 426500
[5 empty] | 436500426500 | 143 | 436500 | 426500
[5 empty] | 437500426500 | 143 | 437500 | 426500
[5 empty] | 438500426500 | 143 | 438500 | 426500
[5 empty] | 439500426500 | 143 | 439500 | 426500
[5 empty] | 440500426500 | 143 | 440500 | 426500
[5 empty] | 441500426500 | 143 | 441500 | 426500
[5 empty] | 442500426500 | 143 | 442500 | 426500
[5 empty] | 425500425500 | 143 | 425500 | 425500
[5 empty] | 426500425500 | 143 | 426500 | 425500
[5 empty] | 427500425500 | 143 | 427500 | 425500
[5 empty] | 428500425500 | 143 | 428500 | 425500
[5 empty] | 429500425500 | 143 | 429500 | 425500
[5 empty] | 430500425500 | 143 | 430500 | 425500
[5 empty] | 431500425500 | 143 | 431500 | 425500
[5 empty] | 433500425500 | 143 | 433500 | 425500
[5 empty] | 437500425500 | 143 | 437500 | 425500
[5 empty] | 438500425500 | 143 | 438500 | 425500
[5 empty] | 439500425500 | 143 | 439500 | 425500
[5 empty] | 427500424500 | 143 | 427500 | 424500
[5 empty] | 428500424500 | 143 | 428500 | 424500
[5 empty] | 429500424500 | 143 | 429500 | 424500
[5 empty] | 430500424500 | 143 | 430500 | 424500
[5 empty] | 428500423500 | 143 | 428500 | 423500
[5 empty] | 429500423500 | 143 | 429500 | 423500
[5 empty] | 457500310500 | 144 | 457500 | 310500
[5 empty] | 456500309500 | 144 | 456500 | 309500
[5 empty] | 457500309500 | 144 | 457500 | 309500
[5 empty] | 456500308500 | 144 | 456500 | 308500
[5 empty] | 457500308500 | 144 | 457500 | 308500
[5 empty] | 458500308500 | 144 | 458500 | 308500
[5 empty] | 460500308500 | 144 | 460500 | 308500
[5 empty] | 455500307500 | 144 | 455500 | 307500
[5 empty] | 456500307500 | 144 | 456500 | 307500
[5 empty] | 457500307500 | 144 | 457500 | 307500
[5 empty] | 458500307500 | 144 | 458500 | 307500
[5 empty] | 459500307500 | 144 | 459500 | 307500
[5 empty] | 460500307500 | 144 | 460500 | 307500
[5 empty] | 461500307500 | 144 | 461500 | 307500
[5 empty] | 462500307500 | 144 | 462500 | 307500
[5 empty] | 463500307500 | 144 | 463500 | 307500
[5 empty] | 455500306500 | 144 | 455500 | 306500
[5 empty] | 456500306500 | 144 | 456500 | 306500
[5 empty] | 457500306500 | 144 | 457500 | 306500
[5 empty] | 458500306500 | 144 | 458500 | 306500
[5 empty] | 459500306500 | 144 | 459500 | 306500
[5 empty] | 460500306500 | 144 | 460500 | 306500
[5 empty] | 461500306500 | 144 | 461500 | 306500
[5 empty] | 462500306500 | 144 | 462500 | 306500
[5 empty] | 463500306500 | 144 | 463500 | 306500
[5 empty] | 464500306500 | 144 | 464500 | 306500
[5 empty] | 455500305500 | 144 | 455500 | 305500
[5 empty] | 456500305500 | 144 | 456500 | 305500
[5 empty] | 457500305500 | 144 | 457500 | 305500
[5 empty] | 458500305500 | 144 | 458500 | 305500
[5 empty] | 459500305500 | 144 | 459500 | 305500
[5 empty] | 460500305500 | 144 | 460500 | 305500
[5 empty] | 461500305500 | 144 | 461500 | 305500
[5 empty] | 462500305500 | 144 | 462500 | 305500
[5 empty] | 463500305500 | 144 | 463500 | 305500
[5 empty] | 453500304500 | 144 | 453500 | 304500
[5 empty] | 454500304500 | 144 | 454500 | 304500
[5 empty] | 455500304500 | 144 | 455500 | 304500
[5 empty] | 456500304500 | 144 | 456500 | 304500
[5 empty] | 457500304500 | 144 | 457500 | 304500
[5 empty] | 458500304500 | 144 | 458500 | 304500
[5 empty] | 459500304500 | 144 | 459500 | 304500
[5 empty] | 460500304500 | 144 | 460500 | 304500
[5 empty] | 461500304500 | 144 | 461500 | 304500
[5 empty] | 462500304500 | 144 | 462500 | 304500
[5 empty] | 463500304500 | 144 | 463500 | 304500
[5 empty] | 454500303500 | 144 | 454500 | 303500
[5 empty] | 455500303500 | 144 | 455500 | 303500
[5 empty] | 456500303500 | 144 | 456500 | 303500
[5 empty] | 457500303500 | 144 | 457500 | 303500
[5 empty] | 458500303500 | 144 | 458500 | 303500
[5 empty] | 459500303500 | 144 | 459500 | 303500
[5 empty] | 460500303500 | 144 | 460500 | 303500
[5 empty] | 461500303500 | 144 | 461500 | 303500
[5 empty] | 462500303500 | 144 | 462500 | 303500
[5 empty] | 463500303500 | 144 | 463500 | 303500
[5 empty] | 456500302500 | 144 | 456500 | 302500
[5 empty] | 457500302500 | 144 | 457500 | 302500
[5 empty] | 458500302500 | 144 | 458500 | 302500
[5 empty] | 459500302500 | 144 | 459500 | 302500
[5 empty] | 460500302500 | 144 | 460500 | 302500
[5 empty] | 461500302500 | 144 | 461500 | 302500
[5 empty] | 462500302500 | 144 | 462500 | 302500
[5 empty] | 456500301500 | 144 | 456500 | 301500
[5 empty] | 457500301500 | 144 | 457500 | 301500
[5 empty] | 458500301500 | 144 | 458500 | 301500
[5 empty] | 459500301500 | 144 | 459500 | 301500
[5 empty] | 460500301500 | 144 | 460500 | 301500
[5 empty] | 456500300500 | 144 | 456500 | 300500
[5 empty] | 457500300500 | 144 | 457500 | 300500
[5 empty] | 458500300500 | 144 | 458500 | 300500
[5 empty] | 459500300500 | 144 | 459500 | 300500
[5 empty] | 460500300500 | 144 | 460500 | 300500
[5 empty] | 457500299500 | 144 | 457500 | 299500
[5 empty] | 458500299500 | 144 | 458500 | 299500
[5 empty] | 539500123500 | 146 | 539500 | 123500
[5 empty] | 540500123500 | 146 | 540500 | 123500
[5 empty] | 534500122500 | 146 | 534500 | 122500
[5 empty] | 535500122500 | 146 | 535500 | 122500
[5 empty] | 539500122500 | 146 | 539500 | 122500
[5 empty] | 540500122500 | 146 | 540500 | 122500
[5 empty] | 533500121500 | 146 | 533500 | 121500
[5 empty] | 534500121500 | 146 | 534500 | 121500
[5 empty] | 535500121500 | 146 | 535500 | 121500
[5 empty] | 536500121500 | 146 | 536500 | 121500
[5 empty] | 537500121500 | 146 | 537500 | 121500
[5 empty] | 538500121500 | 146 | 538500 | 121500
[5 empty] | 539500121500 | 146 | 539500 | 121500
[5 empty] | 540500121500 | 146 | 540500 | 121500
[5 empty] | 541500121500 | 146 | 541500 | 121500
[5 empty] | 542500121500 | 146 | 542500 | 121500
[5 empty] | 533500120500 | 146 | 533500 | 120500
[5 empty] | 534500120500 | 146 | 534500 | 120500
[5 empty] | 535500120500 | 146 | 535500 | 120500
[5 empty] | 536500120500 | 146 | 536500 | 120500
[5 empty] | 537500120500 | 146 | 537500 | 120500
[5 empty] | 538500120500 | 146 | 538500 | 120500
[5 empty] | 539500120500 | 146 | 539500 | 120500
[5 empty] | 540500120500 | 146 | 540500 | 120500
[5 empty] | 541500120500 | 146 | 541500 | 120500
[5 empty] | 542500120500 | 146 | 542500 | 120500
[5 empty] | 543500120500 | 146 | 543500 | 120500
[5 empty] | 533500119500 | 146 | 533500 | 119500
[5 empty] | 534500119500 | 146 | 534500 | 119500
[5 empty] | 535500119500 | 146 | 535500 | 119500
[5 empty] | 536500119500 | 146 | 536500 | 119500
[5 empty] | 537500119500 | 146 | 537500 | 119500
[5 empty] | 538500119500 | 146 | 538500 | 119500
[5 empty] | 539500119500 | 146 | 539500 | 119500
[5 empty] | 540500119500 | 146 | 540500 | 119500
[5 empty] | 541500119500 | 146 | 541500 | 119500
[5 empty] | 542500119500 | 146 | 542500 | 119500
[5 empty] | 543500119500 | 146 | 543500 | 119500
[5 empty] | 533500118500 | 146 | 533500 | 118500
[5 empty] | 534500118500 | 146 | 534500 | 118500
[5 empty] | 535500118500 | 146 | 535500 | 118500
[5 empty] | 536500118500 | 146 | 536500 | 118500
[5 empty] | 537500118500 | 146 | 537500 | 118500
[5 empty] | 538500118500 | 146 | 538500 | 118500
[5 empty] | 539500118500 | 146 | 539500 | 118500
[5 empty] | 540500118500 | 146 | 540500 | 118500
[5 empty] | 541500118500 | 146 | 541500 | 118500
[5 empty] | 542500118500 | 146 | 542500 | 118500
[5 empty] | 543500118500 | 146 | 543500 | 118500
[5 empty] | 532500117500 | 146 | 532500 | 117500
[5 empty] | 533500117500 | 146 | 533500 | 117500
[5 empty] | 534500117500 | 146 | 534500 | 117500
[5 empty] | 535500117500 | 146 | 535500 | 117500
[5 empty] | 536500117500 | 146 | 536500 | 117500
[5 empty] | 537500117500 | 146 | 537500 | 117500
[5 empty] | 538500117500 | 146 | 538500 | 117500
[5 empty] | 539500117500 | 146 | 539500 | 117500
[5 empty] | 540500117500 | 146 | 540500 | 117500
[5 empty] | 541500117500 | 146 | 541500 | 117500
[5 empty] | 542500117500 | 146 | 542500 | 117500
[5 empty] | 543500117500 | 146 | 543500 | 117500
[5 empty] | 532500116500 | 146 | 532500 | 116500
[5 empty] | 533500116500 | 146 | 533500 | 116500
[5 empty] | 534500116500 | 146 | 534500 | 116500
[5 empty] | 535500116500 | 146 | 535500 | 116500
[5 empty] | 536500116500 | 146 | 536500 | 116500
[5 empty] | 537500116500 | 146 | 537500 | 116500
[5 empty] | 538500116500 | 146 | 538500 | 116500
[5 empty] | 539500116500 | 146 | 539500 | 116500
[5 empty] | 540500116500 | 146 | 540500 | 116500
[5 empty] | 541500116500 | 146 | 541500 | 116500
[5 empty] | 542500116500 | 146 | 542500 | 116500
[5 empty] | 543500116500 | 146 | 543500 | 116500
[5 empty] | 544500116500 | 146 | 544500 | 116500
[5 empty] | 532500115500 | 146 | 532500 | 115500
[5 empty] | 533500115500 | 146 | 533500 | 115500
[5 empty] | 534500115500 | 146 | 534500 | 115500
[5 empty] | 535500115500 | 146 | 535500 | 115500
[5 empty] | 536500115500 | 146 | 536500 | 115500
[5 empty] | 537500115500 | 146 | 537500 | 115500
[5 empty] | 538500115500 | 146 | 538500 | 115500
[5 empty] | 539500115500 | 146 | 539500 | 115500
[5 empty] | 540500115500 | 146 | 540500 | 115500
[5 empty] | 541500115500 | 146 | 541500 | 115500
[5 empty] | 542500115500 | 146 | 542500 | 115500
[5 empty] | 543500115500 | 146 | 543500 | 115500
[5 empty] | 544500115500 | 146 | 544500 | 115500
[5 empty] | 545500115500 | 146 | 545500 | 115500
[5 empty] | 547500115500 | 146 | 547500 | 115500
[5 empty] | 532500114500 | 146 | 532500 | 114500
[5 empty] | 533500114500 | 146 | 533500 | 114500
[5 empty] | 534500114500 | 146 | 534500 | 114500
[5 empty] | 535500114500 | 146 | 535500 | 114500
[5 empty] | 536500114500 | 146 | 536500 | 114500
[5 empty] | 537500114500 | 146 | 537500 | 114500
[5 empty] | 538500114500 | 146 | 538500 | 114500
[5 empty] | 539500114500 | 146 | 539500 | 114500
[5 empty] | 540500114500 | 146 | 540500 | 114500
[5 empty] | 541500114500 | 146 | 541500 | 114500
[5 empty] | 542500114500 | 146 | 542500 | 114500
[5 empty] | 543500114500 | 146 | 543500 | 114500
[5 empty] | 544500114500 | 146 | 544500 | 114500
[5 empty] | 545500114500 | 146 | 545500 | 114500
[5 empty] | 546500114500 | 146 | 546500 | 114500
[5 empty] | 547500114500 | 146 | 547500 | 114500
[5 empty] | 548500114500 | 146 | 548500 | 114500
[5 empty] | 532500113500 | 146 | 532500 | 113500
[5 empty] | 533500113500 | 146 | 533500 | 113500
[5 empty] | 534500113500 | 146 | 534500 | 113500
[5 empty] | 535500113500 | 146 | 535500 | 113500
[5 empty] | 536500113500 | 146 | 536500 | 113500
[5 empty] | 537500113500 | 146 | 537500 | 113500
[5 empty] | 538500113500 | 146 | 538500 | 113500
[5 empty] | 539500113500 | 146 | 539500 | 113500
[5 empty] | 540500113500 | 146 | 540500 | 113500
[5 empty] | 541500113500 | 146 | 541500 | 113500
[5 empty] | 542500113500 | 146 | 542500 | 113500
[5 empty] | 543500113500 | 146 | 543500 | 113500
[5 empty] | 544500113500 | 146 | 544500 | 113500
[5 empty] | 545500113500 | 146 | 545500 | 113500
[5 empty] | 546500113500 | 146 | 546500 | 113500
[5 empty] | 547500113500 | 146 | 547500 | 113500
[5 empty] | 531500112500 | 146 | 531500 | 112500
[5 empty] | 532500112500 | 146 | 532500 | 112500
[5 empty] | 533500112500 | 146 | 533500 | 112500
[5 empty] | 534500112500 | 146 | 534500 | 112500
[5 empty] | 535500112500 | 146 | 535500 | 112500
[5 empty] | 536500112500 | 146 | 536500 | 112500
[5 empty] | 537500112500 | 146 | 537500 | 112500
[5 empty] | 538500112500 | 146 | 538500 | 112500
[5 empty] | 539500112500 | 146 | 539500 | 112500
[5 empty] | 540500112500 | 146 | 540500 | 112500
[5 empty] | 541500112500 | 146 | 541500 | 112500
[5 empty] | 542500112500 | 146 | 542500 | 112500
[5 empty] | 543500112500 | 146 | 543500 | 112500
[5 empty] | 544500112500 | 146 | 544500 | 112500
[5 empty] | 545500112500 | 146 | 545500 | 112500
[5 empty] | 546500112500 | 146 | 546500 | 112500
[5 empty] | 547500112500 | 146 | 547500 | 112500
[5 empty] | 531500111500 | 146 | 531500 | 111500
[5 empty] | 532500111500 | 146 | 532500 | 111500
[5 empty] | 533500111500 | 146 | 533500 | 111500
[5 empty] | 534500111500 | 146 | 534500 | 111500
[5 empty] | 535500111500 | 146 | 535500 | 111500
[5 empty] | 536500111500 | 146 | 536500 | 111500
[5 empty] | 537500111500 | 146 | 537500 | 111500
[5 empty] | 538500111500 | 146 | 538500 | 111500
[5 empty] | 539500111500 | 146 | 539500 | 111500
[5 empty] | 540500111500 | 146 | 540500 | 111500
[5 empty] | 541500111500 | 146 | 541500 | 111500
[5 empty] | 542500111500 | 146 | 542500 | 111500
[5 empty] | 543500111500 | 146 | 543500 | 111500
[5 empty] | 544500111500 | 146 | 544500 | 111500
[5 empty] | 545500111500 | 146 | 545500 | 111500
[5 empty] | 546500111500 | 146 | 546500 | 111500
[5 empty] | 532500110500 | 146 | 532500 | 110500
[5 empty] | 533500110500 | 146 | 533500 | 110500
[5 empty] | 534500110500 | 146 | 534500 | 110500
[5 empty] | 535500110500 | 146 | 535500 | 110500
[5 empty] | 536500110500 | 146 | 536500 | 110500
[5 empty] | 537500110500 | 146 | 537500 | 110500
[5 empty] | 538500110500 | 146 | 538500 | 110500
[5 empty] | 539500110500 | 146 | 539500 | 110500
[5 empty] | 540500110500 | 146 | 540500 | 110500
[5 empty] | 541500110500 | 146 | 541500 | 110500
[5 empty] | 542500110500 | 146 | 542500 | 110500
[5 empty] | 543500110500 | 146 | 543500 | 110500
[5 empty] | 544500110500 | 146 | 544500 | 110500
[5 empty] | 545500110500 | 146 | 545500 | 110500
[5 empty] | 546500110500 | 146 | 546500 | 110500
[5 empty] | 547500110500 | 146 | 547500 | 110500
[5 empty] | 535500109500 | 146 | 535500 | 109500
[5 empty] | 536500109500 | 146 | 536500 | 109500
[5 empty] | 537500109500 | 146 | 537500 | 109500
[5 empty] | 538500109500 | 146 | 538500 | 109500
[5 empty] | 539500109500 | 146 | 539500 | 109500
[5 empty] | 540500109500 | 146 | 540500 | 109500
[5 empty] | 541500109500 | 146 | 541500 | 109500
[5 empty] | 542500109500 | 146 | 542500 | 109500
[5 empty] | 543500109500 | 146 | 543500 | 109500
[5 empty] | 544500109500 | 146 | 544500 | 109500
[5 empty] | 545500109500 | 146 | 545500 | 109500
[5 empty] | 546500109500 | 146 | 546500 | 109500
[5 empty] | 547500109500 | 146 | 547500 | 109500
[5 empty] | 548500109500 | 146 | 548500 | 109500
[5 empty] | 535500108500 | 146 | 535500 | 108500
[5 empty] | 536500108500 | 146 | 536500 | 108500
[5 empty] | 537500108500 | 146 | 537500 | 108500
[5 empty] | 538500108500 | 146 | 538500 | 108500
[5 empty] | 539500108500 | 146 | 539500 | 108500
[5 empty] | 540500108500 | 146 | 540500 | 108500
[5 empty] | 541500108500 | 146 | 541500 | 108500
[5 empty] | 542500108500 | 146 | 542500 | 108500
[5 empty] | 543500108500 | 146 | 543500 | 108500
[5 empty] | 544500108500 | 146 | 544500 | 108500
[5 empty] | 545500108500 | 146 | 545500 | 108500
[5 empty] | 546500108500 | 146 | 546500 | 108500
[5 empty] | 547500108500 | 146 | 547500 | 108500
[5 empty] | 548500108500 | 146 | 548500 | 108500
[5 empty] | 549500108500 | 146 | 549500 | 108500
[5 empty] | 536500107500 | 146 | 536500 | 107500
[5 empty] | 537500107500 | 146 | 537500 | 107500
[5 empty] | 538500107500 | 146 | 538500 | 107500
[5 empty] | 539500107500 | 146 | 539500 | 107500
[5 empty] | 540500107500 | 146 | 540500 | 107500
[5 empty] | 541500107500 | 146 | 541500 | 107500
[5 empty] | 542500107500 | 146 | 542500 | 107500
[5 empty] | 543500107500 | 146 | 543500 | 107500
[5 empty] | 544500107500 | 146 | 544500 | 107500
[5 empty] | 545500107500 | 146 | 545500 | 107500
[5 empty] | 546500107500 | 146 | 546500 | 107500
[5 empty] | 547500107500 | 146 | 547500 | 107500
[5 empty] | 548500107500 | 146 | 548500 | 107500
[5 empty] | 538500106500 | 146 | 538500 | 106500
[5 empty] | 539500106500 | 146 | 539500 | 106500
[5 empty] | 540500106500 | 146 | 540500 | 106500
[5 empty] | 541500106500 | 146 | 541500 | 106500
[5 empty] | 542500106500 | 146 | 542500 | 106500
[5 empty] | 543500106500 | 146 | 543500 | 106500
[5 empty] | 544500106500 | 146 | 544500 | 106500
[5 empty] | 545500106500 | 146 | 545500 | 106500
[5 empty] | 546500106500 | 146 | 546500 | 106500
[5 empty] | 547500106500 | 146 | 547500 | 106500
[5 empty] | 548500106500 | 146 | 548500 | 106500
[5 empty] | 538500105500 | 146 | 538500 | 105500
[5 empty] | 539500105500 | 146 | 539500 | 105500
[5 empty] | 540500105500 | 146 | 540500 | 105500
[5 empty] | 541500105500 | 146 | 541500 | 105500
[5 empty] | 542500105500 | 146 | 542500 | 105500
[5 empty] | 543500105500 | 146 | 543500 | 105500
[5 empty] | 544500105500 | 146 | 544500 | 105500
[5 empty] | 545500105500 | 146 | 545500 | 105500
[5 empty] | 546500105500 | 146 | 546500 | 105500
[5 empty] | 547500105500 | 146 | 547500 | 105500
[5 empty] | 548500105500 | 146 | 548500 | 105500
[5 empty] | 538500104500 | 146 | 538500 | 104500
[5 empty] | 539500104500 | 146 | 539500 | 104500
[5 empty] | 540500104500 | 146 | 540500 | 104500
[5 empty] | 541500104500 | 146 | 541500 | 104500
[5 empty] | 542500104500 | 146 | 542500 | 104500
[5 empty] | 543500104500 | 146 | 543500 | 104500
[5 empty] | 544500104500 | 146 | 544500 | 104500
[5 empty] | 545500104500 | 146 | 545500 | 104500
[5 empty] | 546500104500 | 146 | 546500 | 104500
[5 empty] | 547500104500 | 146 | 547500 | 104500
[5 empty] | 540500103500 | 146 | 540500 | 103500
[5 empty] | 541500103500 | 146 | 541500 | 103500
[5 empty] | 542500103500 | 146 | 542500 | 103500
[5 empty] | 543500103500 | 146 | 543500 | 103500
[5 empty] | 544500103500 | 146 | 544500 | 103500
[5 empty] | 545500103500 | 146 | 545500 | 103500
[5 empty] | 546500103500 | 146 | 546500 | 103500
[5 empty] | 547500103500 | 146 | 547500 | 103500
[5 empty] | 548500103500 | 146 | 548500 | 103500
[5 empty] | 539500102500 | 146 | 539500 | 102500
[5 empty] | 540500102500 | 146 | 540500 | 102500
[5 empty] | 541500102500 | 146 | 541500 | 102500
[5 empty] | 542500102500 | 146 | 542500 | 102500
[5 empty] | 543500102500 | 146 | 543500 | 102500
[5 empty] | 544500102500 | 146 | 544500 | 102500
[5 empty] | 545500102500 | 146 | 545500 | 102500
[5 empty] | 546500102500 | 146 | 546500 | 102500
[5 empty] | 547500102500 | 146 | 547500 | 102500
[5 empty] | 548500102500 | 146 | 548500 | 102500
[5 empty] | 538500101500 | 146 | 538500 | 101500
[5 empty] | 539500101500 | 146 | 539500 | 101500
[5 empty] | 540500101500 | 146 | 540500 | 101500
[5 empty] | 541500101500 | 146 | 541500 | 101500
[5 empty] | 542500101500 | 146 | 542500 | 101500
[5 empty] | 543500101500 | 146 | 543500 | 101500
[5 empty] | 544500101500 | 146 | 544500 | 101500
[5 empty] | 545500101500 | 146 | 545500 | 101500
[5 empty] | 546500101500 | 146 | 546500 | 101500
[5 empty] | 547500101500 | 146 | 547500 | 101500
[5 empty] | 548500101500 | 146 | 548500 | 101500
[5 empty] | 549500101500 | 146 | 549500 | 101500
[5 empty] | 539500100500 | 146 | 539500 | 100500
[5 empty] | 540500100500 | 146 | 540500 | 100500
[5 empty] | 541500100500 | 146 | 541500 | 100500
[5 empty] | 542500100500 | 146 | 542500 | 100500
[5 empty] | 543500100500 | 146 | 543500 | 100500
[5 empty] | 544500100500 | 146 | 544500 | 100500
[5 empty] | 545500100500 | 146 | 545500 | 100500
[5 empty] | 546500100500 | 146 | 546500 | 100500
[5 empty] | 547500100500 | 146 | 547500 | 100500
[5 empty] | 548500100500 | 146 | 548500 | 100500
[5 empty] | 549500100500 | 146 | 549500 | 100500
[5 empty] | 550500100500 | 146 | 550500 | 100500
[5 empty] | 54350099500 | 146 | 543500 | 99500
[5 empty] | 54450099500 | 146 | 544500 | 99500
[5 empty] | 54550099500 | 146 | 545500 | 99500
[5 empty] | 54650099500 | 146 | 546500 | 99500
[5 empty] | 54750099500 | 146 | 547500 | 99500
[5 empty] | 54850099500 | 146 | 548500 | 99500
[5 empty] | 54950099500 | 146 | 549500 | 99500
[5 empty] | 55050099500 | 146 | 550500 | 99500
[5 empty] | 54750098500 | 146 | 547500 | 98500
[5 empty] | 54850098500 | 146 | 548500 | 98500
[5 empty] | 54950098500 | 146 | 549500 | 98500
[5 empty] | 55050098500 | 146 | 550500 | 98500
[5 empty] | 55150098500 | 146 | 551500 | 98500
[5 empty] | 54950097500 | 146 | 549500 | 97500
[5 empty] | 55050097500 | 146 | 550500 | 97500
[5 empty] | 55150097500 | 146 | 551500 | 97500
[5 empty] | 403500322500 | 147 | 403500 | 322500
[5 empty] | 404500322500 | 147 | 404500 | 322500
[5 empty] | 405500322500 | 147 | 405500 | 322500
[5 empty] | 404500321500 | 147 | 404500 | 321500
[5 empty] | 405500321500 | 147 | 405500 | 321500
[5 empty] | 406500321500 | 147 | 406500 | 321500
[5 empty] | 407500321500 | 147 | 407500 | 321500
[5 empty] | 408500321500 | 147 | 408500 | 321500
[5 empty] | 411500321500 | 147 | 411500 | 321500
[5 empty] | 404500320500 | 147 | 404500 | 320500
[5 empty] | 405500320500 | 147 | 405500 | 320500
[5 empty] | 406500320500 | 147 | 406500 | 320500
[5 empty] | 407500320500 | 147 | 407500 | 320500
[5 empty] | 408500320500 | 147 | 408500 | 320500
[5 empty] | 409500320500 | 147 | 409500 | 320500
[5 empty] | 410500320500 | 147 | 410500 | 320500
[5 empty] | 411500320500 | 147 | 411500 | 320500
[5 empty] | 412500320500 | 147 | 412500 | 320500
[5 empty] | 404500319500 | 147 | 404500 | 319500
[5 empty] | 405500319500 | 147 | 405500 | 319500
[5 empty] | 406500319500 | 147 | 406500 | 319500
[5 empty] | 407500319500 | 147 | 407500 | 319500
[5 empty] | 408500319500 | 147 | 408500 | 319500
[5 empty] | 409500319500 | 147 | 409500 | 319500
[5 empty] | 410500319500 | 147 | 410500 | 319500
[5 empty] | 411500319500 | 147 | 411500 | 319500
[5 empty] | 405500318500 | 147 | 405500 | 318500
[5 empty] | 406500318500 | 147 | 406500 | 318500
[5 empty] | 407500318500 | 147 | 407500 | 318500
[5 empty] | 408500318500 | 147 | 408500 | 318500
[5 empty] | 409500318500 | 147 | 409500 | 318500
[5 empty] | 410500318500 | 147 | 410500 | 318500
[5 empty] | 411500318500 | 147 | 411500 | 318500
[5 empty] | 406500317500 | 147 | 406500 | 317500
[5 empty] | 407500317500 | 147 | 407500 | 317500
[5 empty] | 408500317500 | 147 | 408500 | 317500
[5 empty] | 409500317500 | 147 | 409500 | 317500
[5 empty] | 410500317500 | 147 | 410500 | 317500
[5 empty] | 411500317500 | 147 | 411500 | 317500
[5 empty] | 412500317500 | 147 | 412500 | 317500
[5 empty] | 406500316500 | 147 | 406500 | 316500
[5 empty] | 407500316500 | 147 | 407500 | 316500
[5 empty] | 408500316500 | 147 | 408500 | 316500
[5 empty] | 409500316500 | 147 | 409500 | 316500
[5 empty] | 410500316500 | 147 | 410500 | 316500
[5 empty] | 411500316500 | 147 | 411500 | 316500
[5 empty] | 412500316500 | 147 | 412500 | 316500
[5 empty] | 413500316500 | 147 | 413500 | 316500
[5 empty] | 414500316500 | 147 | 414500 | 316500
[5 empty] | 415500316500 | 147 | 415500 | 316500
[5 empty] | 405500315500 | 147 | 405500 | 315500
[5 empty] | 406500315500 | 147 | 406500 | 315500
[5 empty] | 407500315500 | 147 | 407500 | 315500
[5 empty] | 408500315500 | 147 | 408500 | 315500
[5 empty] | 409500315500 | 147 | 409500 | 315500
[5 empty] | 410500315500 | 147 | 410500 | 315500
[5 empty] | 411500315500 | 147 | 411500 | 315500
[5 empty] | 412500315500 | 147 | 412500 | 315500
[5 empty] | 413500315500 | 147 | 413500 | 315500
[5 empty] | 414500315500 | 147 | 414500 | 315500
[5 empty] | 415500315500 | 147 | 415500 | 315500
[5 empty] | 416500315500 | 147 | 416500 | 315500
[5 empty] | 417500315500 | 147 | 417500 | 315500
[5 empty] | 418500315500 | 147 | 418500 | 315500
[5 empty] | 405500314500 | 147 | 405500 | 314500
[5 empty] | 406500314500 | 147 | 406500 | 314500
[5 empty] | 407500314500 | 147 | 407500 | 314500
[5 empty] | 408500314500 | 147 | 408500 | 314500
[5 empty] | 409500314500 | 147 | 409500 | 314500
[5 empty] | 410500314500 | 147 | 410500 | 314500
[5 empty] | 411500314500 | 147 | 411500 | 314500
[5 empty] | 412500314500 | 147 | 412500 | 314500
[5 empty] | 413500314500 | 147 | 413500 | 314500
[5 empty] | 414500314500 | 147 | 414500 | 314500
[5 empty] | 415500314500 | 147 | 415500 | 314500
[5 empty] | 416500314500 | 147 | 416500 | 314500
[5 empty] | 417500314500 | 147 | 417500 | 314500
[5 empty] | 418500314500 | 147 | 418500 | 314500
[5 empty] | 419500314500 | 147 | 419500 | 314500
[5 empty] | 420500314500 | 147 | 420500 | 314500
[5 empty] | 404500313500 | 147 | 404500 | 313500
[5 empty] | 405500313500 | 147 | 405500 | 313500
[5 empty] | 406500313500 | 147 | 406500 | 313500
[5 empty] | 407500313500 | 147 | 407500 | 313500
[5 empty] | 408500313500 | 147 | 408500 | 313500
[5 empty] | 409500313500 | 147 | 409500 | 313500
[5 empty] | 410500313500 | 147 | 410500 | 313500
[5 empty] | 411500313500 | 147 | 411500 | 313500
[5 empty] | 412500313500 | 147 | 412500 | 313500
[5 empty] | 413500313500 | 147 | 413500 | 313500
[5 empty] | 414500313500 | 147 | 414500 | 313500
[5 empty] | 415500313500 | 147 | 415500 | 313500
[5 empty] | 416500313500 | 147 | 416500 | 313500
[5 empty] | 417500313500 | 147 | 417500 | 313500
[5 empty] | 418500313500 | 147 | 418500 | 313500
[5 empty] | 419500313500 | 147 | 419500 | 313500
[5 empty] | 420500313500 | 147 | 420500 | 313500
[5 empty] | 421500313500 | 147 | 421500 | 313500
[5 empty] | 422500313500 | 147 | 422500 | 313500
[5 empty] | 405500312500 | 147 | 405500 | 312500
[5 empty] | 406500312500 | 147 | 406500 | 312500
[5 empty] | 407500312500 | 147 | 407500 | 312500
[5 empty] | 408500312500 | 147 | 408500 | 312500
[5 empty] | 409500312500 | 147 | 409500 | 312500
[5 empty] | 410500312500 | 147 | 410500 | 312500
[5 empty] | 411500312500 | 147 | 411500 | 312500
[5 empty] | 412500312500 | 147 | 412500 | 312500
[5 empty] | 413500312500 | 147 | 413500 | 312500
[5 empty] | 414500312500 | 147 | 414500 | 312500
[5 empty] | 415500312500 | 147 | 415500 | 312500
[5 empty] | 416500312500 | 147 | 416500 | 312500
[5 empty] | 417500312500 | 147 | 417500 | 312500
[5 empty] | 418500312500 | 147 | 418500 | 312500
[5 empty] | 419500312500 | 147 | 419500 | 312500
[5 empty] | 420500312500 | 147 | 420500 | 312500
[5 empty] | 421500312500 | 147 | 421500 | 312500
[5 empty] | 422500312500 | 147 | 422500 | 312500
[5 empty] | 405500311500 | 147 | 405500 | 311500
[5 empty] | 406500311500 | 147 | 406500 | 311500
[5 empty] | 407500311500 | 147 | 407500 | 311500
[5 empty] | 408500311500 | 147 | 408500 | 311500
[5 empty] | 409500311500 | 147 | 409500 | 311500
[5 empty] | 410500311500 | 147 | 410500 | 311500
[5 empty] | 411500311500 | 147 | 411500 | 311500
[5 empty] | 412500311500 | 147 | 412500 | 311500
[5 empty] | 413500311500 | 147 | 413500 | 311500
[5 empty] | 414500311500 | 147 | 414500 | 311500
[5 empty] | 415500311500 | 147 | 415500 | 311500
[5 empty] | 416500311500 | 147 | 416500 | 311500
[5 empty] | 417500311500 | 147 | 417500 | 311500
[5 empty] | 418500311500 | 147 | 418500 | 311500
[5 empty] | 419500311500 | 147 | 419500 | 311500
[5 empty] | 420500311500 | 147 | 420500 | 311500
[5 empty] | 421500311500 | 147 | 421500 | 311500
[5 empty] | 422500311500 | 147 | 422500 | 311500
[5 empty] | 423500311500 | 147 | 423500 | 311500
[5 empty] | 404500310500 | 147 | 404500 | 310500
[5 empty] | 405500310500 | 147 | 405500 | 310500
[5 empty] | 406500310500 | 147 | 406500 | 310500
[5 empty] | 407500310500 | 147 | 407500 | 310500
[5 empty] | 408500310500 | 147 | 408500 | 310500
[5 empty] | 409500310500 | 147 | 409500 | 310500
[5 empty] | 410500310500 | 147 | 410500 | 310500
[5 empty] | 411500310500 | 147 | 411500 | 310500
[5 empty] | 412500310500 | 147 | 412500 | 310500
[5 empty] | 413500310500 | 147 | 413500 | 310500
[5 empty] | 414500310500 | 147 | 414500 | 310500
[5 empty] | 415500310500 | 147 | 415500 | 310500
[5 empty] | 416500310500 | 147 | 416500 | 310500
[5 empty] | 417500310500 | 147 | 417500 | 310500
[5 empty] | 418500310500 | 147 | 418500 | 310500
[5 empty] | 419500310500 | 147 | 419500 | 310500
[5 empty] | 420500310500 | 147 | 420500 | 310500
[5 empty] | 421500310500 | 147 | 421500 | 310500
[5 empty] | 422500310500 | 147 | 422500 | 310500
[5 empty] | 423500310500 | 147 | 423500 | 310500
[5 empty] | 424500310500 | 147 | 424500 | 310500
[5 empty] | 425500310500 | 147 | 425500 | 310500
[5 empty] | 426500310500 | 147 | 426500 | 310500
[5 empty] | 427500310500 | 147 | 427500 | 310500
[5 empty] | 403500309500 | 147 | 403500 | 309500
[5 empty] | 404500309500 | 147 | 404500 | 309500
[5 empty] | 405500309500 | 147 | 405500 | 309500
[5 empty] | 406500309500 | 147 | 406500 | 309500
[5 empty] | 407500309500 | 147 | 407500 | 309500
[5 empty] | 408500309500 | 147 | 408500 | 309500
[5 empty] | 409500309500 | 147 | 409500 | 309500
[5 empty] | 410500309500 | 147 | 410500 | 309500
[5 empty] | 411500309500 | 147 | 411500 | 309500
[5 empty] | 412500309500 | 147 | 412500 | 309500
[5 empty] | 413500309500 | 147 | 413500 | 309500
[5 empty] | 414500309500 | 147 | 414500 | 309500
[5 empty] | 415500309500 | 147 | 415500 | 309500
[5 empty] | 416500309500 | 147 | 416500 | 309500
[5 empty] | 417500309500 | 147 | 417500 | 309500
[5 empty] | 418500309500 | 147 | 418500 | 309500
[5 empty] | 419500309500 | 147 | 419500 | 309500
[5 empty] | 420500309500 | 147 | 420500 | 309500
[5 empty] | 421500309500 | 147 | 421500 | 309500
[5 empty] | 422500309500 | 147 | 422500 | 309500
[5 empty] | 423500309500 | 147 | 423500 | 309500
[5 empty] | 424500309500 | 147 | 424500 | 309500
[5 empty] | 425500309500 | 147 | 425500 | 309500
[5 empty] | 426500309500 | 147 | 426500 | 309500
[5 empty] | 403500308500 | 147 | 403500 | 308500
[5 empty] | 404500308500 | 147 | 404500 | 308500
[5 empty] | 405500308500 | 147 | 405500 | 308500
[5 empty] | 406500308500 | 147 | 406500 | 308500
[5 empty] | 407500308500 | 147 | 407500 | 308500
[5 empty] | 408500308500 | 147 | 408500 | 308500
[5 empty] | 409500308500 | 147 | 409500 | 308500
[5 empty] | 410500308500 | 147 | 410500 | 308500
[5 empty] | 411500308500 | 147 | 411500 | 308500
[5 empty] | 412500308500 | 147 | 412500 | 308500
[5 empty] | 413500308500 | 147 | 413500 | 308500
[5 empty] | 414500308500 | 147 | 414500 | 308500
[5 empty] | 415500308500 | 147 | 415500 | 308500
[5 empty] | 416500308500 | 147 | 416500 | 308500
[5 empty] | 417500308500 | 147 | 417500 | 308500
[5 empty] | 418500308500 | 147 | 418500 | 308500
[5 empty] | 419500308500 | 147 | 419500 | 308500
[5 empty] | 420500308500 | 147 | 420500 | 308500
[5 empty] | 421500308500 | 147 | 421500 | 308500
[5 empty] | 422500308500 | 147 | 422500 | 308500
[5 empty] | 423500308500 | 147 | 423500 | 308500
[5 empty] | 424500308500 | 147 | 424500 | 308500
[5 empty] | 425500308500 | 147 | 425500 | 308500
[5 empty] | 426500308500 | 147 | 426500 | 308500
[5 empty] | 403500307500 | 147 | 403500 | 307500
[5 empty] | 404500307500 | 147 | 404500 | 307500
[5 empty] | 405500307500 | 147 | 405500 | 307500
[5 empty] | 406500307500 | 147 | 406500 | 307500
[5 empty] | 407500307500 | 147 | 407500 | 307500
[5 empty] | 408500307500 | 147 | 408500 | 307500
[5 empty] | 409500307500 | 147 | 409500 | 307500
[5 empty] | 410500307500 | 147 | 410500 | 307500
[5 empty] | 411500307500 | 147 | 411500 | 307500
[5 empty] | 412500307500 | 147 | 412500 | 307500
[5 empty] | 413500307500 | 147 | 413500 | 307500
[5 empty] | 414500307500 | 147 | 414500 | 307500
[5 empty] | 415500307500 | 147 | 415500 | 307500
[5 empty] | 416500307500 | 147 | 416500 | 307500
[5 empty] | 417500307500 | 147 | 417500 | 307500
[5 empty] | 418500307500 | 147 | 418500 | 307500
[5 empty] | 419500307500 | 147 | 419500 | 307500
[5 empty] | 420500307500 | 147 | 420500 | 307500
[5 empty] | 421500307500 | 147 | 421500 | 307500
[5 empty] | 422500307500 | 147 | 422500 | 307500
[5 empty] | 423500307500 | 147 | 423500 | 307500
[5 empty] | 424500307500 | 147 | 424500 | 307500
[5 empty] | 406500306500 | 147 | 406500 | 306500
[5 empty] | 407500306500 | 147 | 407500 | 306500
[5 empty] | 408500306500 | 147 | 408500 | 306500
[5 empty] | 409500306500 | 147 | 409500 | 306500
[5 empty] | 410500306500 | 147 | 410500 | 306500
[5 empty] | 411500306500 | 147 | 411500 | 306500
[5 empty] | 412500306500 | 147 | 412500 | 306500
[5 empty] | 413500306500 | 147 | 413500 | 306500
[5 empty] | 414500306500 | 147 | 414500 | 306500
[5 empty] | 415500306500 | 147 | 415500 | 306500
[5 empty] | 416500306500 | 147 | 416500 | 306500
[5 empty] | 417500306500 | 147 | 417500 | 306500
[5 empty] | 418500306500 | 147 | 418500 | 306500
[5 empty] | 419500306500 | 147 | 419500 | 306500
[5 empty] | 420500306500 | 147 | 420500 | 306500
[5 empty] | 421500306500 | 147 | 421500 | 306500
[5 empty] | 422500306500 | 147 | 422500 | 306500
[5 empty] | 423500306500 | 147 | 423500 | 306500
[5 empty] | 406500305500 | 147 | 406500 | 305500
[5 empty] | 407500305500 | 147 | 407500 | 305500
[5 empty] | 408500305500 | 147 | 408500 | 305500
[5 empty] | 409500305500 | 147 | 409500 | 305500
[5 empty] | 410500305500 | 147 | 410500 | 305500
[5 empty] | 411500305500 | 147 | 411500 | 305500
[5 empty] | 412500305500 | 147 | 412500 | 305500
[5 empty] | 413500305500 | 147 | 413500 | 305500
[5 empty] | 414500305500 | 147 | 414500 | 305500
[5 empty] | 415500305500 | 147 | 415500 | 305500
[5 empty] | 416500305500 | 147 | 416500 | 305500
[5 empty] | 417500305500 | 147 | 417500 | 305500
[5 empty] | 418500305500 | 147 | 418500 | 305500
[5 empty] | 406500304500 | 147 | 406500 | 304500
[5 empty] | 407500304500 | 147 | 407500 | 304500
[5 empty] | 408500304500 | 147 | 408500 | 304500
[5 empty] | 409500304500 | 147 | 409500 | 304500
[5 empty] | 410500304500 | 147 | 410500 | 304500
[5 empty] | 411500304500 | 147 | 411500 | 304500
[5 empty] | 412500304500 | 147 | 412500 | 304500
[5 empty] | 413500304500 | 147 | 413500 | 304500
[5 empty] | 414500304500 | 147 | 414500 | 304500
[5 empty] | 415500304500 | 147 | 415500 | 304500
[5 empty] | 416500304500 | 147 | 416500 | 304500
[5 empty] | 417500304500 | 147 | 417500 | 304500
[5 empty] | 406500303500 | 147 | 406500 | 303500
[5 empty] | 407500303500 | 147 | 407500 | 303500
[5 empty] | 408500303500 | 147 | 408500 | 303500
[5 empty] | 409500303500 | 147 | 409500 | 303500
[5 empty] | 410500303500 | 147 | 410500 | 303500
[5 empty] | 411500303500 | 147 | 411500 | 303500
[5 empty] | 412500303500 | 147 | 412500 | 303500
[5 empty] | 413500303500 | 147 | 413500 | 303500
[5 empty] | 414500303500 | 147 | 414500 | 303500
[5 empty] | 415500303500 | 147 | 415500 | 303500
[5 empty] | 416500303500 | 147 | 416500 | 303500
[5 empty] | 417500303500 | 147 | 417500 | 303500
[5 empty] | 418500303500 | 147 | 418500 | 303500
[5 empty] | 407500302500 | 147 | 407500 | 302500
[5 empty] | 408500302500 | 147 | 408500 | 302500
[5 empty] | 409500302500 | 147 | 409500 | 302500
[5 empty] | 410500302500 | 147 | 410500 | 302500
[5 empty] | 411500302500 | 147 | 411500 | 302500
[5 empty] | 412500302500 | 147 | 412500 | 302500
[5 empty] | 413500302500 | 147 | 413500 | 302500
[5 empty] | 414500302500 | 147 | 414500 | 302500
[5 empty] | 415500302500 | 147 | 415500 | 302500
[5 empty] | 416500302500 | 147 | 416500 | 302500
[5 empty] | 417500302500 | 147 | 417500 | 302500
[5 empty] | 418500302500 | 147 | 418500 | 302500
[5 empty] | 419500302500 | 147 | 419500 | 302500
[5 empty] | 408500301500 | 147 | 408500 | 301500
[5 empty] | 409500301500 | 147 | 409500 | 301500
[5 empty] | 410500301500 | 147 | 410500 | 301500
[5 empty] | 411500301500 | 147 | 411500 | 301500
[5 empty] | 412500301500 | 147 | 412500 | 301500
[5 empty] | 413500301500 | 147 | 413500 | 301500
[5 empty] | 414500301500 | 147 | 414500 | 301500
[5 empty] | 415500301500 | 147 | 415500 | 301500
[5 empty] | 416500301500 | 147 | 416500 | 301500
[5 empty] | 417500301500 | 147 | 417500 | 301500
[5 empty] | 418500301500 | 147 | 418500 | 301500
[5 empty] | 419500301500 | 147 | 419500 | 301500
[5 empty] | 420500301500 | 147 | 420500 | 301500
[5 empty] | 408500300500 | 147 | 408500 | 300500
[5 empty] | 409500300500 | 147 | 409500 | 300500
[5 empty] | 413500300500 | 147 | 413500 | 300500
[5 empty] | 414500300500 | 147 | 414500 | 300500
[5 empty] | 415500300500 | 147 | 415500 | 300500
[5 empty] | 416500300500 | 147 | 416500 | 300500
[5 empty] | 417500300500 | 147 | 417500 | 300500
[5 empty] | 418500300500 | 147 | 418500 | 300500
[5 empty] | 419500300500 | 147 | 419500 | 300500
[5 empty] | 420500300500 | 147 | 420500 | 300500
[5 empty] | 408500299500 | 147 | 408500 | 299500
[5 empty] | 414500299500 | 147 | 414500 | 299500
[5 empty] | 415500299500 | 147 | 415500 | 299500
[5 empty] | 416500299500 | 147 | 416500 | 299500
[5 empty] | 417500299500 | 147 | 417500 | 299500
[5 empty] | 418500299500 | 147 | 418500 | 299500
[5 empty] | 419500299500 | 147 | 419500 | 299500
[5 empty] | 496500373500 | 148 | 496500 | 373500
[5 empty] | 497500373500 | 148 | 497500 | 373500
[5 empty] | 498500373500 | 148 | 498500 | 373500
[5 empty] | 499500373500 | 148 | 499500 | 373500
[5 empty] | 495500372500 | 148 | 495500 | 372500
[5 empty] | 496500372500 | 148 | 496500 | 372500
[5 empty] | 497500372500 | 148 | 497500 | 372500
[5 empty] | 498500372500 | 148 | 498500 | 372500
[5 empty] | 499500372500 | 148 | 499500 | 372500
[5 empty] | 500500372500 | 148 | 500500 | 372500
[5 empty] | 495500371500 | 148 | 495500 | 371500
[5 empty] | 496500371500 | 148 | 496500 | 371500
[5 empty] | 497500371500 | 148 | 497500 | 371500
[5 empty] | 498500371500 | 148 | 498500 | 371500
[5 empty] | 499500371500 | 148 | 499500 | 371500
[5 empty] | 500500371500 | 148 | 500500 | 371500
[5 empty] | 493500370500 | 148 | 493500 | 370500
[5 empty] | 494500370500 | 148 | 494500 | 370500
[5 empty] | 495500370500 | 148 | 495500 | 370500
[5 empty] | 496500370500 | 148 | 496500 | 370500
[5 empty] | 497500370500 | 148 | 497500 | 370500
[5 empty] | 498500370500 | 148 | 498500 | 370500
[5 empty] | 499500370500 | 148 | 499500 | 370500
[5 empty] | 492500369500 | 148 | 492500 | 369500
[5 empty] | 493500369500 | 148 | 493500 | 369500
[5 empty] | 494500369500 | 148 | 494500 | 369500
[5 empty] | 495500369500 | 148 | 495500 | 369500
[5 empty] | 496500369500 | 148 | 496500 | 369500
[5 empty] | 497500369500 | 148 | 497500 | 369500
[5 empty] | 493500368500 | 148 | 493500 | 368500
[5 empty] | 494500368500 | 148 | 494500 | 368500
[5 empty] | 495500368500 | 148 | 495500 | 368500
[5 empty] | 496500368500 | 148 | 496500 | 368500
[5 empty] | 495500367500 | 148 | 495500 | 367500
[5 empty] | 496500367500 | 148 | 496500 | 367500
[5 empty] | 337500397500 | 149 | 337500 | 397500
[5 empty] | 338500397500 | 149 | 338500 | 397500
[5 empty] | 336500396500 | 149 | 336500 | 396500
[5 empty] | 337500396500 | 149 | 337500 | 396500
[5 empty] | 338500396500 | 149 | 338500 | 396500
[5 empty] | 339500396500 | 149 | 339500 | 396500
[5 empty] | 340500396500 | 149 | 340500 | 396500
[5 empty] | 336500395500 | 149 | 336500 | 395500
[5 empty] | 337500395500 | 149 | 337500 | 395500
[5 empty] | 338500395500 | 149 | 338500 | 395500
[5 empty] | 339500395500 | 149 | 339500 | 395500
[5 empty] | 340500395500 | 149 | 340500 | 395500
[5 empty] | 341500395500 | 149 | 341500 | 395500
[5 empty] | 335500394500 | 149 | 335500 | 394500
[5 empty] | 336500394500 | 149 | 336500 | 394500
[5 empty] | 337500394500 | 149 | 337500 | 394500
[5 empty] | 338500394500 | 149 | 338500 | 394500
[5 empty] | 339500394500 | 149 | 339500 | 394500
[5 empty] | 340500394500 | 149 | 340500 | 394500
[5 empty] | 341500394500 | 149 | 341500 | 394500
[5 empty] | 332500393500 | 149 | 332500 | 393500
[5 empty] | 333500393500 | 149 | 333500 | 393500
[5 empty] | 334500393500 | 149 | 334500 | 393500
[5 empty] | 335500393500 | 149 | 335500 | 393500
[5 empty] | 336500393500 | 149 | 336500 | 393500
[5 empty] | 337500393500 | 149 | 337500 | 393500
[5 empty] | 338500393500 | 149 | 338500 | 393500
[5 empty] | 339500393500 | 149 | 339500 | 393500
[5 empty] | 340500393500 | 149 | 340500 | 393500
[5 empty] | 341500393500 | 149 | 341500 | 393500
[5 empty] | 333500392500 | 149 | 333500 | 392500
[5 empty] | 334500392500 | 149 | 334500 | 392500
[5 empty] | 335500392500 | 149 | 335500 | 392500
[5 empty] | 336500392500 | 149 | 336500 | 392500
[5 empty] | 337500392500 | 149 | 337500 | 392500
[5 empty] | 338500392500 | 149 | 338500 | 392500
[5 empty] | 339500392500 | 149 | 339500 | 392500
[5 empty] | 340500392500 | 149 | 340500 | 392500
[5 empty] | 341500392500 | 149 | 341500 | 392500
[5 empty] | 333500391500 | 149 | 333500 | 391500
[5 empty] | 334500391500 | 149 | 334500 | 391500
[5 empty] | 335500391500 | 149 | 335500 | 391500
[5 empty] | 336500391500 | 149 | 336500 | 391500
[5 empty] | 337500391500 | 149 | 337500 | 391500
[5 empty] | 338500391500 | 149 | 338500 | 391500
[5 empty] | 339500391500 | 149 | 339500 | 391500
[5 empty] | 340500391500 | 149 | 340500 | 391500
[5 empty] | 341500391500 | 149 | 341500 | 391500
[5 empty] | 333500390500 | 149 | 333500 | 390500
[5 empty] | 334500390500 | 149 | 334500 | 390500
[5 empty] | 335500390500 | 149 | 335500 | 390500
[5 empty] | 336500390500 | 149 | 336500 | 390500
[5 empty] | 337500390500 | 149 | 337500 | 390500
[5 empty] | 338500390500 | 149 | 338500 | 390500
[5 empty] | 339500390500 | 149 | 339500 | 390500
[5 empty] | 340500390500 | 149 | 340500 | 390500
[5 empty] | 333500389500 | 149 | 333500 | 389500
[5 empty] | 334500389500 | 149 | 334500 | 389500
[5 empty] | 335500389500 | 149 | 335500 | 389500
[5 empty] | 336500389500 | 149 | 336500 | 389500
[5 empty] | 337500389500 | 149 | 337500 | 389500
[5 empty] | 338500389500 | 149 | 338500 | 389500
[5 empty] | 339500389500 | 149 | 339500 | 389500
[5 empty] | 340500389500 | 149 | 340500 | 389500
[5 empty] | 341500389500 | 149 | 341500 | 389500
[5 empty] | 334500388500 | 149 | 334500 | 388500
[5 empty] | 335500388500 | 149 | 335500 | 388500
[5 empty] | 336500388500 | 149 | 336500 | 388500
[5 empty] | 337500388500 | 149 | 337500 | 388500
[5 empty] | 338500388500 | 149 | 338500 | 388500
[5 empty] | 339500388500 | 149 | 339500 | 388500
[5 empty] | 340500388500 | 149 | 340500 | 388500
[5 empty] | 341500388500 | 149 | 341500 | 388500
[5 empty] | 342500388500 | 149 | 342500 | 388500
[5 empty] | 343500388500 | 149 | 343500 | 388500
[5 empty] | 344500388500 | 149 | 344500 | 388500
[5 empty] | 334500387500 | 149 | 334500 | 387500
[5 empty] | 335500387500 | 149 | 335500 | 387500
[5 empty] | 336500387500 | 149 | 336500 | 387500
[5 empty] | 337500387500 | 149 | 337500 | 387500
[5 empty] | 338500387500 | 149 | 338500 | 387500
[5 empty] | 339500387500 | 149 | 339500 | 387500
[5 empty] | 340500387500 | 149 | 340500 | 387500
[5 empty] | 341500387500 | 149 | 341500 | 387500
[5 empty] | 342500387500 | 149 | 342500 | 387500
[5 empty] | 343500387500 | 149 | 343500 | 387500
[5 empty] | 344500387500 | 149 | 344500 | 387500
[5 empty] | 335500386500 | 149 | 335500 | 386500
[5 empty] | 336500386500 | 149 | 336500 | 386500
[5 empty] | 337500386500 | 149 | 337500 | 386500
[5 empty] | 338500386500 | 149 | 338500 | 386500
[5 empty] | 339500386500 | 149 | 339500 | 386500
[5 empty] | 340500386500 | 149 | 340500 | 386500
[5 empty] | 341500386500 | 149 | 341500 | 386500
[5 empty] | 342500386500 | 149 | 342500 | 386500
[5 empty] | 337500385500 | 149 | 337500 | 385500
[5 empty] | 338500385500 | 149 | 338500 | 385500
[5 empty] | 339500385500 | 149 | 339500 | 385500
[5 empty] | 340500385500 | 149 | 340500 | 385500
[5 empty] | 341500385500 | 149 | 341500 | 385500
[5 empty] | 342500385500 | 149 | 342500 | 385500
[5 empty] | 338500384500 | 149 | 338500 | 384500
[5 empty] | 339500384500 | 149 | 339500 | 384500
[5 empty] | 340500384500 | 149 | 340500 | 384500
[5 empty] | 341500384500 | 149 | 341500 | 384500
[5 empty] | 342500384500 | 149 | 342500 | 384500
[5 empty] | 343500384500 | 149 | 343500 | 384500
[5 empty] | 339500383500 | 149 | 339500 | 383500
[5 empty] | 340500383500 | 149 | 340500 | 383500
[5 empty] | 341500383500 | 149 | 341500 | 383500
[5 empty] | 342500383500 | 149 | 342500 | 383500
[5 empty] | 343500383500 | 149 | 343500 | 383500
[5 empty] | 344500383500 | 149 | 344500 | 383500
[5 empty] | 345500383500 | 149 | 345500 | 383500
[5 empty] | 340500382500 | 149 | 340500 | 382500
[5 empty] | 341500382500 | 149 | 341500 | 382500
[5 empty] | 342500382500 | 149 | 342500 | 382500
[5 empty] | 343500382500 | 149 | 343500 | 382500
[5 empty] | 344500382500 | 149 | 344500 | 382500
[5 empty] | 341500381500 | 149 | 341500 | 381500
[5 empty] | 342500381500 | 149 | 342500 | 381500
[5 empty] | 343500381500 | 149 | 343500 | 381500
[5 empty] | 344500381500 | 149 | 344500 | 381500
[5 empty] | 507500226500 | 150 | 507500 | 226500
[5 empty] | 505500225500 | 150 | 505500 | 225500
[5 empty] | 506500225500 | 150 | 506500 | 225500
[5 empty] | 507500225500 | 150 | 507500 | 225500
[5 empty] | 508500225500 | 150 | 508500 | 225500
[5 empty] | 504500224500 | 150 | 504500 | 224500
[5 empty] | 505500224500 | 150 | 505500 | 224500
[5 empty] | 506500224500 | 150 | 506500 | 224500
[5 empty] | 507500224500 | 150 | 507500 | 224500
[5 empty] | 508500224500 | 150 | 508500 | 224500
[5 empty] | 509500224500 | 150 | 509500 | 224500
[5 empty] | 510500224500 | 150 | 510500 | 224500
[5 empty] | 503500223500 | 150 | 503500 | 223500
[5 empty] | 504500223500 | 150 | 504500 | 223500
[5 empty] | 505500223500 | 150 | 505500 | 223500
[5 empty] | 506500223500 | 150 | 506500 | 223500
[5 empty] | 507500223500 | 150 | 507500 | 223500
[5 empty] | 508500223500 | 150 | 508500 | 223500
[5 empty] | 509500223500 | 150 | 509500 | 223500
[5 empty] | 510500223500 | 150 | 510500 | 223500
[5 empty] | 511500223500 | 150 | 511500 | 223500
[5 empty] | 504500222500 | 150 | 504500 | 222500
[5 empty] | 505500222500 | 150 | 505500 | 222500
[5 empty] | 506500222500 | 150 | 506500 | 222500
[5 empty] | 507500222500 | 150 | 507500 | 222500
[5 empty] | 508500222500 | 150 | 508500 | 222500
[5 empty] | 509500222500 | 150 | 509500 | 222500
[5 empty] | 510500222500 | 150 | 510500 | 222500
[5 empty] | 511500222500 | 150 | 511500 | 222500
[5 empty] | 512500222500 | 150 | 512500 | 222500
[5 empty] | 506500221500 | 150 | 506500 | 221500
[5 empty] | 507500221500 | 150 | 507500 | 221500
[5 empty] | 508500221500 | 150 | 508500 | 221500
[5 empty] | 509500221500 | 150 | 509500 | 221500
[5 empty] | 510500221500 | 150 | 510500 | 221500
[5 empty] | 511500221500 | 150 | 511500 | 221500
[5 empty] | 512500221500 | 150 | 512500 | 221500
[5 empty] | 513500221500 | 150 | 513500 | 221500
[5 empty] | 507500220500 | 150 | 507500 | 220500
[5 empty] | 508500220500 | 150 | 508500 | 220500
[5 empty] | 509500220500 | 150 | 509500 | 220500
[5 empty] | 510500220500 | 150 | 510500 | 220500
[5 empty] | 511500220500 | 150 | 511500 | 220500
[5 empty] | 512500220500 | 150 | 512500 | 220500
[5 empty] | 508500219500 | 150 | 508500 | 219500
[5 empty] | 509500219500 | 150 | 509500 | 219500
[5 empty] | 576500162500 | 152 | 576500 | 162500
[5 empty] | 578500162500 | 152 | 578500 | 162500
[5 empty] | 579500162500 | 152 | 579500 | 162500
[5 empty] | 580500162500 | 152 | 580500 | 162500
[5 empty] | 581500162500 | 152 | 581500 | 162500
[5 empty] | 582500162500 | 152 | 582500 | 162500
[5 empty] | 583500162500 | 152 | 583500 | 162500
[5 empty] | 584500162500 | 152 | 584500 | 162500
[5 empty] | 576500161500 | 152 | 576500 | 161500
[5 empty] | 577500161500 | 152 | 577500 | 161500
[5 empty] | 578500161500 | 152 | 578500 | 161500
[5 empty] | 579500161500 | 152 | 579500 | 161500
[5 empty] | 580500161500 | 152 | 580500 | 161500
[5 empty] | 581500161500 | 152 | 581500 | 161500
[5 empty] | 582500161500 | 152 | 582500 | 161500
[5 empty] | 583500161500 | 152 | 583500 | 161500
[5 empty] | 584500161500 | 152 | 584500 | 161500
[5 empty] | 585500161500 | 152 | 585500 | 161500
[5 empty] | 575500160500 | 152 | 575500 | 160500
[5 empty] | 576500160500 | 152 | 576500 | 160500
[5 empty] | 577500160500 | 152 | 577500 | 160500
[5 empty] | 578500160500 | 152 | 578500 | 160500
[5 empty] | 579500160500 | 152 | 579500 | 160500
[5 empty] | 580500160500 | 152 | 580500 | 160500
[5 empty] | 581500160500 | 152 | 581500 | 160500
[5 empty] | 582500160500 | 152 | 582500 | 160500
[5 empty] | 583500160500 | 152 | 583500 | 160500
[5 empty] | 584500160500 | 152 | 584500 | 160500
[5 empty] | 585500160500 | 152 | 585500 | 160500
[5 empty] | 575500159500 | 152 | 575500 | 159500
[5 empty] | 576500159500 | 152 | 576500 | 159500
[5 empty] | 577500159500 | 152 | 577500 | 159500
[5 empty] | 578500159500 | 152 | 578500 | 159500
[5 empty] | 579500159500 | 152 | 579500 | 159500
[5 empty] | 580500159500 | 152 | 580500 | 159500
[5 empty] | 581500159500 | 152 | 581500 | 159500
[5 empty] | 582500159500 | 152 | 582500 | 159500
[5 empty] | 583500159500 | 152 | 583500 | 159500
[5 empty] | 584500159500 | 152 | 584500 | 159500
[5 empty] | 585500159500 | 152 | 585500 | 159500
[5 empty] | 574500158500 | 152 | 574500 | 158500
[5 empty] | 575500158500 | 152 | 575500 | 158500
[5 empty] | 576500158500 | 152 | 576500 | 158500
[5 empty] | 577500158500 | 152 | 577500 | 158500
[5 empty] | 578500158500 | 152 | 578500 | 158500
[5 empty] | 579500158500 | 152 | 579500 | 158500
[5 empty] | 580500158500 | 152 | 580500 | 158500
[5 empty] | 581500158500 | 152 | 581500 | 158500
[5 empty] | 582500158500 | 152 | 582500 | 158500
[5 empty] | 583500158500 | 152 | 583500 | 158500
[5 empty] | 584500158500 | 152 | 584500 | 158500
[5 empty] | 585500158500 | 152 | 585500 | 158500
[5 empty] | 586500158500 | 152 | 586500 | 158500
[5 empty] | 587500158500 | 152 | 587500 | 158500
[5 empty] | 588500158500 | 152 | 588500 | 158500
[5 empty] | 589500158500 | 152 | 589500 | 158500
[5 empty] | 574500157500 | 152 | 574500 | 157500
[5 empty] | 575500157500 | 152 | 575500 | 157500
[5 empty] | 576500157500 | 152 | 576500 | 157500
[5 empty] | 577500157500 | 152 | 577500 | 157500
[5 empty] | 578500157500 | 152 | 578500 | 157500
[5 empty] | 579500157500 | 152 | 579500 | 157500
[5 empty] | 580500157500 | 152 | 580500 | 157500
[5 empty] | 581500157500 | 152 | 581500 | 157500
[5 empty] | 582500157500 | 152 | 582500 | 157500
[5 empty] | 583500157500 | 152 | 583500 | 157500
[5 empty] | 584500157500 | 152 | 584500 | 157500
[5 empty] | 585500157500 | 152 | 585500 | 157500
[5 empty] | 586500157500 | 152 | 586500 | 157500
[5 empty] | 587500157500 | 152 | 587500 | 157500
[5 empty] | 588500157500 | 152 | 588500 | 157500
[5 empty] | 589500157500 | 152 | 589500 | 157500
[5 empty] | 590500157500 | 152 | 590500 | 157500
[5 empty] | 573500156500 | 152 | 573500 | 156500
[5 empty] | 574500156500 | 152 | 574500 | 156500
[5 empty] | 575500156500 | 152 | 575500 | 156500
[5 empty] | 576500156500 | 152 | 576500 | 156500
[5 empty] | 577500156500 | 152 | 577500 | 156500
[5 empty] | 578500156500 | 152 | 578500 | 156500
[5 empty] | 579500156500 | 152 | 579500 | 156500
[5 empty] | 580500156500 | 152 | 580500 | 156500
[5 empty] | 581500156500 | 152 | 581500 | 156500
[5 empty] | 582500156500 | 152 | 582500 | 156500
[5 empty] | 583500156500 | 152 | 583500 | 156500
[5 empty] | 584500156500 | 152 | 584500 | 156500
[5 empty] | 585500156500 | 152 | 585500 | 156500
[5 empty] | 586500156500 | 152 | 586500 | 156500
[5 empty] | 587500156500 | 152 | 587500 | 156500
[5 empty] | 588500156500 | 152 | 588500 | 156500
[5 empty] | 589500156500 | 152 | 589500 | 156500
[5 empty] | 590500156500 | 152 | 590500 | 156500
[5 empty] | 591500156500 | 152 | 591500 | 156500
[5 empty] | 592500156500 | 152 | 592500 | 156500
[5 empty] | 573500155500 | 152 | 573500 | 155500
[5 empty] | 574500155500 | 152 | 574500 | 155500
[5 empty] | 575500155500 | 152 | 575500 | 155500
[5 empty] | 576500155500 | 152 | 576500 | 155500
[5 empty] | 577500155500 | 152 | 577500 | 155500
[5 empty] | 578500155500 | 152 | 578500 | 155500
[5 empty] | 579500155500 | 152 | 579500 | 155500
[5 empty] | 580500155500 | 152 | 580500 | 155500
[5 empty] | 581500155500 | 152 | 581500 | 155500
[5 empty] | 582500155500 | 152 | 582500 | 155500
[5 empty] | 583500155500 | 152 | 583500 | 155500
[5 empty] | 584500155500 | 152 | 584500 | 155500
[5 empty] | 585500155500 | 152 | 585500 | 155500
[5 empty] | 586500155500 | 152 | 586500 | 155500
[5 empty] | 587500155500 | 152 | 587500 | 155500
[5 empty] | 588500155500 | 152 | 588500 | 155500
[5 empty] | 589500155500 | 152 | 589500 | 155500
[5 empty] | 590500155500 | 152 | 590500 | 155500
[5 empty] | 591500155500 | 152 | 591500 | 155500
[5 empty] | 570500154500 | 152 | 570500 | 154500
[5 empty] | 571500154500 | 152 | 571500 | 154500
[5 empty] | 572500154500 | 152 | 572500 | 154500
[5 empty] | 573500154500 | 152 | 573500 | 154500
[5 empty] | 574500154500 | 152 | 574500 | 154500
[5 empty] | 575500154500 | 152 | 575500 | 154500
[5 empty] | 576500154500 | 152 | 576500 | 154500
[5 empty] | 577500154500 | 152 | 577500 | 154500
[5 empty] | 578500154500 | 152 | 578500 | 154500
[5 empty] | 579500154500 | 152 | 579500 | 154500
[5 empty] | 580500154500 | 152 | 580500 | 154500
[5 empty] | 581500154500 | 152 | 581500 | 154500
[5 empty] | 582500154500 | 152 | 582500 | 154500
[5 empty] | 583500154500 | 152 | 583500 | 154500
[5 empty] | 584500154500 | 152 | 584500 | 154500
[5 empty] | 585500154500 | 152 | 585500 | 154500
[5 empty] | 586500154500 | 152 | 586500 | 154500
[5 empty] | 587500154500 | 152 | 587500 | 154500
[5 empty] | 588500154500 | 152 | 588500 | 154500
[5 empty] | 589500154500 | 152 | 589500 | 154500
[5 empty] | 590500154500 | 152 | 590500 | 154500
[5 empty] | 591500154500 | 152 | 591500 | 154500
[5 empty] | 593500154500 | 152 | 593500 | 154500
[5 empty] | 594500154500 | 152 | 594500 | 154500
[5 empty] | 570500153500 | 152 | 570500 | 153500
[5 empty] | 571500153500 | 152 | 571500 | 153500
[5 empty] | 572500153500 | 152 | 572500 | 153500
[5 empty] | 573500153500 | 152 | 573500 | 153500
[5 empty] | 574500153500 | 152 | 574500 | 153500
[5 empty] | 575500153500 | 152 | 575500 | 153500
[5 empty] | 576500153500 | 152 | 576500 | 153500
[5 empty] | 577500153500 | 152 | 577500 | 153500
[5 empty] | 578500153500 | 152 | 578500 | 153500
[5 empty] | 579500153500 | 152 | 579500 | 153500
[5 empty] | 580500153500 | 152 | 580500 | 153500
[5 empty] | 581500153500 | 152 | 581500 | 153500
[5 empty] | 582500153500 | 152 | 582500 | 153500
[5 empty] | 583500153500 | 152 | 583500 | 153500
[5 empty] | 584500153500 | 152 | 584500 | 153500
[5 empty] | 585500153500 | 152 | 585500 | 153500
[5 empty] | 586500153500 | 152 | 586500 | 153500
[5 empty] | 587500153500 | 152 | 587500 | 153500
[5 empty] | 588500153500 | 152 | 588500 | 153500
[5 empty] | 589500153500 | 152 | 589500 | 153500
[5 empty] | 590500153500 | 152 | 590500 | 153500
[5 empty] | 591500153500 | 152 | 591500 | 153500
[5 empty] | 592500153500 | 152 | 592500 | 153500
[5 empty] | 593500153500 | 152 | 593500 | 153500
[5 empty] | 594500153500 | 152 | 594500 | 153500
[5 empty] | 568500152500 | 152 | 568500 | 152500
[5 empty] | 569500152500 | 152 | 569500 | 152500
[5 empty] | 570500152500 | 152 | 570500 | 152500
[5 empty] | 571500152500 | 152 | 571500 | 152500
[5 empty] | 572500152500 | 152 | 572500 | 152500
[5 empty] | 573500152500 | 152 | 573500 | 152500
[5 empty] | 574500152500 | 152 | 574500 | 152500
[5 empty] | 575500152500 | 152 | 575500 | 152500
[5 empty] | 576500152500 | 152 | 576500 | 152500
[5 empty] | 577500152500 | 152 | 577500 | 152500
[5 empty] | 578500152500 | 152 | 578500 | 152500
[5 empty] | 579500152500 | 152 | 579500 | 152500
[5 empty] | 580500152500 | 152 | 580500 | 152500
[5 empty] | 581500152500 | 152 | 581500 | 152500
[5 empty] | 582500152500 | 152 | 582500 | 152500
[5 empty] | 583500152500 | 152 | 583500 | 152500
[5 empty] | 584500152500 | 152 | 584500 | 152500
[5 empty] | 585500152500 | 152 | 585500 | 152500
[5 empty] | 586500152500 | 152 | 586500 | 152500
[5 empty] | 587500152500 | 152 | 587500 | 152500
[5 empty] | 588500152500 | 152 | 588500 | 152500
[5 empty] | 589500152500 | 152 | 589500 | 152500
[5 empty] | 590500152500 | 152 | 590500 | 152500
[5 empty] | 591500152500 | 152 | 591500 | 152500
[5 empty] | 592500152500 | 152 | 592500 | 152500
[5 empty] | 593500152500 | 152 | 593500 | 152500
[5 empty] | 594500152500 | 152 | 594500 | 152500
[5 empty] | 567500151500 | 152 | 567500 | 151500
[5 empty] | 568500151500 | 152 | 568500 | 151500
[5 empty] | 569500151500 | 152 | 569500 | 151500
[5 empty] | 570500151500 | 152 | 570500 | 151500
[5 empty] | 571500151500 | 152 | 571500 | 151500
[5 empty] | 572500151500 | 152 | 572500 | 151500
[5 empty] | 573500151500 | 152 | 573500 | 151500
[5 empty] | 574500151500 | 152 | 574500 | 151500
[5 empty] | 575500151500 | 152 | 575500 | 151500
[5 empty] | 576500151500 | 152 | 576500 | 151500
[5 empty] | 577500151500 | 152 | 577500 | 151500
[5 empty] | 578500151500 | 152 | 578500 | 151500
[5 empty] | 579500151500 | 152 | 579500 | 151500
[5 empty] | 580500151500 | 152 | 580500 | 151500
[5 empty] | 581500151500 | 152 | 581500 | 151500
[5 empty] | 582500151500 | 152 | 582500 | 151500
[5 empty] | 583500151500 | 152 | 583500 | 151500
[5 empty] | 584500151500 | 152 | 584500 | 151500
[5 empty] | 585500151500 | 152 | 585500 | 151500
[5 empty] | 586500151500 | 152 | 586500 | 151500
[5 empty] | 587500151500 | 152 | 587500 | 151500
[5 empty] | 588500151500 | 152 | 588500 | 151500
[5 empty] | 589500151500 | 152 | 589500 | 151500
[5 empty] | 590500151500 | 152 | 590500 | 151500
[5 empty] | 591500151500 | 152 | 591500 | 151500
[5 empty] | 592500151500 | 152 | 592500 | 151500
[5 empty] | 593500151500 | 152 | 593500 | 151500
[5 empty] | 567500150500 | 152 | 567500 | 150500
[5 empty] | 568500150500 | 152 | 568500 | 150500
[5 empty] | 569500150500 | 152 | 569500 | 150500
[5 empty] | 570500150500 | 152 | 570500 | 150500
[5 empty] | 571500150500 | 152 | 571500 | 150500
[5 empty] | 572500150500 | 152 | 572500 | 150500
[5 empty] | 573500150500 | 152 | 573500 | 150500
[5 empty] | 574500150500 | 152 | 574500 | 150500
[5 empty] | 575500150500 | 152 | 575500 | 150500
[5 empty] | 576500150500 | 152 | 576500 | 150500
[5 empty] | 577500150500 | 152 | 577500 | 150500
[5 empty] | 578500150500 | 152 | 578500 | 150500
[5 empty] | 579500150500 | 152 | 579500 | 150500
[5 empty] | 580500150500 | 152 | 580500 | 150500
[5 empty] | 581500150500 | 152 | 581500 | 150500
[5 empty] | 582500150500 | 152 | 582500 | 150500
[5 empty] | 583500150500 | 152 | 583500 | 150500
[5 empty] | 584500150500 | 152 | 584500 | 150500
[5 empty] | 585500150500 | 152 | 585500 | 150500
[5 empty] | 586500150500 | 152 | 586500 | 150500
[5 empty] | 587500150500 | 152 | 587500 | 150500
[5 empty] | 588500150500 | 152 | 588500 | 150500
[5 empty] | 589500150500 | 152 | 589500 | 150500
[5 empty] | 590500150500 | 152 | 590500 | 150500
[5 empty] | 591500150500 | 152 | 591500 | 150500
[5 empty] | 592500150500 | 152 | 592500 | 150500
[5 empty] | 568500149500 | 152 | 568500 | 149500
[5 empty] | 569500149500 | 152 | 569500 | 149500
[5 empty] | 570500149500 | 152 | 570500 | 149500
[5 empty] | 571500149500 | 152 | 571500 | 149500
[5 empty] | 572500149500 | 152 | 572500 | 149500
[5 empty] | 573500149500 | 152 | 573500 | 149500
[5 empty] | 574500149500 | 152 | 574500 | 149500
[5 empty] | 575500149500 | 152 | 575500 | 149500
[5 empty] | 576500149500 | 152 | 576500 | 149500
[5 empty] | 577500149500 | 152 | 577500 | 149500
[5 empty] | 578500149500 | 152 | 578500 | 149500
[5 empty] | 579500149500 | 152 | 579500 | 149500
[5 empty] | 580500149500 | 152 | 580500 | 149500
[5 empty] | 581500149500 | 152 | 581500 | 149500
[5 empty] | 582500149500 | 152 | 582500 | 149500
[5 empty] | 583500149500 | 152 | 583500 | 149500
[5 empty] | 584500149500 | 152 | 584500 | 149500
[5 empty] | 585500149500 | 152 | 585500 | 149500
[5 empty] | 586500149500 | 152 | 586500 | 149500
[5 empty] | 587500149500 | 152 | 587500 | 149500
[5 empty] | 588500149500 | 152 | 588500 | 149500
[5 empty] | 589500149500 | 152 | 589500 | 149500
[5 empty] | 590500149500 | 152 | 590500 | 149500
[5 empty] | 591500149500 | 152 | 591500 | 149500
[5 empty] | 568500148500 | 152 | 568500 | 148500
[5 empty] | 569500148500 | 152 | 569500 | 148500
[5 empty] | 570500148500 | 152 | 570500 | 148500
[5 empty] | 571500148500 | 152 | 571500 | 148500
[5 empty] | 572500148500 | 152 | 572500 | 148500
[5 empty] | 573500148500 | 152 | 573500 | 148500
[5 empty] | 574500148500 | 152 | 574500 | 148500
[5 empty] | 575500148500 | 152 | 575500 | 148500
[5 empty] | 576500148500 | 152 | 576500 | 148500
[5 empty] | 577500148500 | 152 | 577500 | 148500
[5 empty] | 578500148500 | 152 | 578500 | 148500
[5 empty] | 579500148500 | 152 | 579500 | 148500
[5 empty] | 580500148500 | 152 | 580500 | 148500
[5 empty] | 581500148500 | 152 | 581500 | 148500
[5 empty] | 582500148500 | 152 | 582500 | 148500
[5 empty] | 583500148500 | 152 | 583500 | 148500
[5 empty] | 584500148500 | 152 | 584500 | 148500
[5 empty] | 585500148500 | 152 | 585500 | 148500
[5 empty] | 586500148500 | 152 | 586500 | 148500
[5 empty] | 587500148500 | 152 | 587500 | 148500
[5 empty] | 588500148500 | 152 | 588500 | 148500
[5 empty] | 568500147500 | 152 | 568500 | 147500
[5 empty] | 569500147500 | 152 | 569500 | 147500
[5 empty] | 570500147500 | 152 | 570500 | 147500
[5 empty] | 571500147500 | 152 | 571500 | 147500
[5 empty] | 572500147500 | 152 | 572500 | 147500
[5 empty] | 573500147500 | 152 | 573500 | 147500
[5 empty] | 574500147500 | 152 | 574500 | 147500
[5 empty] | 575500147500 | 152 | 575500 | 147500
[5 empty] | 576500147500 | 152 | 576500 | 147500
[5 empty] | 577500147500 | 152 | 577500 | 147500
[5 empty] | 578500147500 | 152 | 578500 | 147500
[5 empty] | 579500147500 | 152 | 579500 | 147500
[5 empty] | 580500147500 | 152 | 580500 | 147500
[5 empty] | 581500147500 | 152 | 581500 | 147500
[5 empty] | 582500147500 | 152 | 582500 | 147500
[5 empty] | 583500147500 | 152 | 583500 | 147500
[5 empty] | 584500147500 | 152 | 584500 | 147500
[5 empty] | 585500147500 | 152 | 585500 | 147500
[5 empty] | 586500147500 | 152 | 586500 | 147500
[5 empty] | 587500147500 | 152 | 587500 | 147500
[5 empty] | 567500146500 | 152 | 567500 | 146500
[5 empty] | 568500146500 | 152 | 568500 | 146500
[5 empty] | 569500146500 | 152 | 569500 | 146500
[5 empty] | 570500146500 | 152 | 570500 | 146500
[5 empty] | 571500146500 | 152 | 571500 | 146500
[5 empty] | 572500146500 | 152 | 572500 | 146500
[5 empty] | 573500146500 | 152 | 573500 | 146500
[5 empty] | 574500146500 | 152 | 574500 | 146500
[5 empty] | 575500146500 | 152 | 575500 | 146500
[5 empty] | 576500146500 | 152 | 576500 | 146500
[5 empty] | 577500146500 | 152 | 577500 | 146500
[5 empty] | 578500146500 | 152 | 578500 | 146500
[5 empty] | 579500146500 | 152 | 579500 | 146500
[5 empty] | 580500146500 | 152 | 580500 | 146500
[5 empty] | 581500146500 | 152 | 581500 | 146500
[5 empty] | 582500146500 | 152 | 582500 | 146500
[5 empty] | 583500146500 | 152 | 583500 | 146500
[5 empty] | 584500146500 | 152 | 584500 | 146500
[5 empty] | 585500146500 | 152 | 585500 | 146500
[5 empty] | 586500146500 | 152 | 586500 | 146500
[5 empty] | 587500146500 | 152 | 587500 | 146500
[5 empty] | 569500145500 | 152 | 569500 | 145500
[5 empty] | 570500145500 | 152 | 570500 | 145500
[5 empty] | 571500145500 | 152 | 571500 | 145500
[5 empty] | 572500145500 | 152 | 572500 | 145500
[5 empty] | 573500145500 | 152 | 573500 | 145500
[5 empty] | 574500145500 | 152 | 574500 | 145500
[5 empty] | 575500145500 | 152 | 575500 | 145500
[5 empty] | 576500145500 | 152 | 576500 | 145500
[5 empty] | 577500145500 | 152 | 577500 | 145500
[5 empty] | 578500145500 | 152 | 578500 | 145500
[5 empty] | 579500145500 | 152 | 579500 | 145500
[5 empty] | 580500145500 | 152 | 580500 | 145500
[5 empty] | 581500145500 | 152 | 581500 | 145500
[5 empty] | 582500145500 | 152 | 582500 | 145500
[5 empty] | 583500145500 | 152 | 583500 | 145500
[5 empty] | 584500145500 | 152 | 584500 | 145500
[5 empty] | 585500145500 | 152 | 585500 | 145500
[5 empty] | 586500145500 | 152 | 586500 | 145500
[5 empty] | 571500144500 | 152 | 571500 | 144500
[5 empty] | 572500144500 | 152 | 572500 | 144500
[5 empty] | 573500144500 | 152 | 573500 | 144500
[5 empty] | 574500144500 | 152 | 574500 | 144500
[5 empty] | 575500144500 | 152 | 575500 | 144500
[5 empty] | 576500144500 | 152 | 576500 | 144500
[5 empty] | 577500144500 | 152 | 577500 | 144500
[5 empty] | 578500144500 | 152 | 578500 | 144500
[5 empty] | 579500144500 | 152 | 579500 | 144500
[5 empty] | 580500144500 | 152 | 580500 | 144500
[5 empty] | 581500144500 | 152 | 581500 | 144500
[5 empty] | 582500144500 | 152 | 582500 | 144500
[5 empty] | 583500144500 | 152 | 583500 | 144500
[5 empty] | 584500144500 | 152 | 584500 | 144500
[5 empty] | 585500144500 | 152 | 585500 | 144500
[5 empty] | 586500144500 | 152 | 586500 | 144500
[5 empty] | 572500143500 | 152 | 572500 | 143500
[5 empty] | 573500143500 | 152 | 573500 | 143500
[5 empty] | 574500143500 | 152 | 574500 | 143500
[5 empty] | 575500143500 | 152 | 575500 | 143500
[5 empty] | 576500143500 | 152 | 576500 | 143500
[5 empty] | 577500143500 | 152 | 577500 | 143500
[5 empty] | 578500143500 | 152 | 578500 | 143500
[5 empty] | 579500143500 | 152 | 579500 | 143500
[5 empty] | 580500143500 | 152 | 580500 | 143500
[5 empty] | 581500143500 | 152 | 581500 | 143500
[5 empty] | 582500143500 | 152 | 582500 | 143500
[5 empty] | 583500143500 | 152 | 583500 | 143500
[5 empty] | 584500143500 | 152 | 584500 | 143500
[5 empty] | 585500143500 | 152 | 585500 | 143500
[5 empty] | 573500142500 | 152 | 573500 | 142500
[5 empty] | 574500142500 | 152 | 574500 | 142500
[5 empty] | 575500142500 | 152 | 575500 | 142500
[5 empty] | 576500142500 | 152 | 576500 | 142500
[5 empty] | 577500142500 | 152 | 577500 | 142500
[5 empty] | 578500142500 | 152 | 578500 | 142500
[5 empty] | 579500142500 | 152 | 579500 | 142500
[5 empty] | 583500142500 | 152 | 583500 | 142500
[5 empty] | 584500142500 | 152 | 584500 | 142500
[5 empty] | 573500141500 | 152 | 573500 | 141500
[5 empty] | 574500141500 | 152 | 574500 | 141500
[5 empty] | 575500141500 | 152 | 575500 | 141500
[5 empty] | 576500141500 | 152 | 576500 | 141500
[5 empty] | 577500141500 | 152 | 577500 | 141500
[5 empty] | 578500141500 | 152 | 578500 | 141500
[5 empty] | 579500141500 | 152 | 579500 | 141500
[5 empty] | 576500140500 | 152 | 576500 | 140500
[5 empty] | 577500140500 | 152 | 577500 | 140500
[5 empty] | 585500216500 | 153 | 585500 | 216500
[5 empty] | 586500216500 | 153 | 586500 | 216500
[5 empty] | 584500215500 | 153 | 584500 | 215500
[5 empty] | 585500215500 | 153 | 585500 | 215500
[5 empty] | 586500215500 | 153 | 586500 | 215500
[5 empty] | 591500215500 | 153 | 591500 | 215500
[5 empty] | 592500215500 | 153 | 592500 | 215500
[5 empty] | 583500214500 | 153 | 583500 | 214500
[5 empty] | 584500214500 | 153 | 584500 | 214500
[5 empty] | 585500214500 | 153 | 585500 | 214500
[5 empty] | 586500214500 | 153 | 586500 | 214500
[5 empty] | 587500214500 | 153 | 587500 | 214500
[5 empty] | 588500214500 | 153 | 588500 | 214500
[5 empty] | 589500214500 | 153 | 589500 | 214500
[5 empty] | 590500214500 | 153 | 590500 | 214500
[5 empty] | 591500214500 | 153 | 591500 | 214500
[5 empty] | 592500214500 | 153 | 592500 | 214500
[5 empty] | 593500214500 | 153 | 593500 | 214500
[5 empty] | 583500213500 | 153 | 583500 | 213500
[5 empty] | 584500213500 | 153 | 584500 | 213500
[5 empty] | 585500213500 | 153 | 585500 | 213500
[5 empty] | 586500213500 | 153 | 586500 | 213500
[5 empty] | 587500213500 | 153 | 587500 | 213500
[5 empty] | 588500213500 | 153 | 588500 | 213500
[5 empty] | 589500213500 | 153 | 589500 | 213500
[5 empty] | 590500213500 | 153 | 590500 | 213500
[5 empty] | 591500213500 | 153 | 591500 | 213500
[5 empty] | 592500213500 | 153 | 592500 | 213500
[5 empty] | 593500213500 | 153 | 593500 | 213500
[5 empty] | 594500213500 | 153 | 594500 | 213500
[5 empty] | 582500212500 | 153 | 582500 | 212500
[5 empty] | 583500212500 | 153 | 583500 | 212500
[5 empty] | 584500212500 | 153 | 584500 | 212500
[5 empty] | 585500212500 | 153 | 585500 | 212500
[5 empty] | 586500212500 | 153 | 586500 | 212500
[5 empty] | 587500212500 | 153 | 587500 | 212500
[5 empty] | 588500212500 | 153 | 588500 | 212500
[5 empty] | 589500212500 | 153 | 589500 | 212500
[5 empty] | 590500212500 | 153 | 590500 | 212500
[5 empty] | 591500212500 | 153 | 591500 | 212500
[5 empty] | 592500212500 | 153 | 592500 | 212500
[5 empty] | 593500212500 | 153 | 593500 | 212500
[5 empty] | 594500212500 | 153 | 594500 | 212500
[5 empty] | 595500212500 | 153 | 595500 | 212500
[5 empty] | 596500212500 | 153 | 596500 | 212500
[5 empty] | 597500212500 | 153 | 597500 | 212500
[5 empty] | 598500212500 | 153 | 598500 | 212500
[5 empty] | 582500211500 | 153 | 582500 | 211500
[5 empty] | 583500211500 | 153 | 583500 | 211500
[5 empty] | 584500211500 | 153 | 584500 | 211500
[5 empty] | 585500211500 | 153 | 585500 | 211500
[5 empty] | 586500211500 | 153 | 586500 | 211500
[5 empty] | 587500211500 | 153 | 587500 | 211500
[5 empty] | 588500211500 | 153 | 588500 | 211500
[5 empty] | 589500211500 | 153 | 589500 | 211500
[5 empty] | 590500211500 | 153 | 590500 | 211500
[5 empty] | 591500211500 | 153 | 591500 | 211500
[5 empty] | 592500211500 | 153 | 592500 | 211500
[5 empty] | 593500211500 | 153 | 593500 | 211500
[5 empty] | 594500211500 | 153 | 594500 | 211500
[5 empty] | 595500211500 | 153 | 595500 | 211500
[5 empty] | 596500211500 | 153 | 596500 | 211500
[5 empty] | 597500211500 | 153 | 597500 | 211500
[5 empty] | 598500211500 | 153 | 598500 | 211500
[5 empty] | 599500211500 | 153 | 599500 | 211500
[5 empty] | 583500210500 | 153 | 583500 | 210500
[5 empty] | 584500210500 | 153 | 584500 | 210500
[5 empty] | 585500210500 | 153 | 585500 | 210500
[5 empty] | 586500210500 | 153 | 586500 | 210500
[5 empty] | 587500210500 | 153 | 587500 | 210500
[5 empty] | 588500210500 | 153 | 588500 | 210500
[5 empty] | 589500210500 | 153 | 589500 | 210500
[5 empty] | 590500210500 | 153 | 590500 | 210500
[5 empty] | 591500210500 | 153 | 591500 | 210500
[5 empty] | 592500210500 | 153 | 592500 | 210500
[5 empty] | 593500210500 | 153 | 593500 | 210500
[5 empty] | 594500210500 | 153 | 594500 | 210500
[5 empty] | 595500210500 | 153 | 595500 | 210500
[5 empty] | 596500210500 | 153 | 596500 | 210500
[5 empty] | 597500210500 | 153 | 597500 | 210500
[5 empty] | 598500210500 | 153 | 598500 | 210500
[5 empty] | 599500210500 | 153 | 599500 | 210500
[5 empty] | 580500209500 | 153 | 580500 | 209500
[5 empty] | 581500209500 | 153 | 581500 | 209500
[5 empty] | 582500209500 | 153 | 582500 | 209500
[5 empty] | 583500209500 | 153 | 583500 | 209500
[5 empty] | 584500209500 | 153 | 584500 | 209500
[5 empty] | 585500209500 | 153 | 585500 | 209500
[5 empty] | 586500209500 | 153 | 586500 | 209500
[5 empty] | 587500209500 | 153 | 587500 | 209500
[5 empty] | 588500209500 | 153 | 588500 | 209500
[5 empty] | 589500209500 | 153 | 589500 | 209500
[5 empty] | 590500209500 | 153 | 590500 | 209500
[5 empty] | 591500209500 | 153 | 591500 | 209500
[5 empty] | 592500209500 | 153 | 592500 | 209500
[5 empty] | 593500209500 | 153 | 593500 | 209500
[5 empty] | 594500209500 | 153 | 594500 | 209500
[5 empty] | 595500209500 | 153 | 595500 | 209500
[5 empty] | 596500209500 | 153 | 596500 | 209500
[5 empty] | 597500209500 | 153 | 597500 | 209500
[5 empty] | 598500209500 | 153 | 598500 | 209500
[5 empty] | 599500209500 | 153 | 599500 | 209500
[5 empty] | 600500209500 | 153 | 600500 | 209500
[5 empty] | 601500209500 | 153 | 601500 | 209500
[5 empty] | 602500209500 | 153 | 602500 | 209500
[5 empty] | 579500208500 | 153 | 579500 | 208500
[5 empty] | 580500208500 | 153 | 580500 | 208500
[5 empty] | 581500208500 | 153 | 581500 | 208500
[5 empty] | 582500208500 | 153 | 582500 | 208500
[5 empty] | 583500208500 | 153 | 583500 | 208500
[5 empty] | 584500208500 | 153 | 584500 | 208500
[5 empty] | 585500208500 | 153 | 585500 | 208500
[5 empty] | 586500208500 | 153 | 586500 | 208500
[5 empty] | 587500208500 | 153 | 587500 | 208500
[5 empty] | 588500208500 | 153 | 588500 | 208500
[5 empty] | 589500208500 | 153 | 589500 | 208500
[5 empty] | 590500208500 | 153 | 590500 | 208500
[5 empty] | 591500208500 | 153 | 591500 | 208500
[5 empty] | 592500208500 | 153 | 592500 | 208500
[5 empty] | 593500208500 | 153 | 593500 | 208500
[5 empty] | 594500208500 | 153 | 594500 | 208500
[5 empty] | 595500208500 | 153 | 595500 | 208500
[5 empty] | 596500208500 | 153 | 596500 | 208500
[5 empty] | 597500208500 | 153 | 597500 | 208500
[5 empty] | 598500208500 | 153 | 598500 | 208500
[5 empty] | 599500208500 | 153 | 599500 | 208500
[5 empty] | 600500208500 | 153 | 600500 | 208500
[5 empty] | 601500208500 | 153 | 601500 | 208500
[5 empty] | 602500208500 | 153 | 602500 | 208500
[5 empty] | 603500208500 | 153 | 603500 | 208500
[5 empty] | 579500207500 | 153 | 579500 | 207500
[5 empty] | 580500207500 | 153 | 580500 | 207500
[5 empty] | 581500207500 | 153 | 581500 | 207500
[5 empty] | 582500207500 | 153 | 582500 | 207500
[5 empty] | 583500207500 | 153 | 583500 | 207500
[5 empty] | 584500207500 | 153 | 584500 | 207500
[5 empty] | 585500207500 | 153 | 585500 | 207500
[5 empty] | 586500207500 | 153 | 586500 | 207500
[5 empty] | 587500207500 | 153 | 587500 | 207500
[5 empty] | 588500207500 | 153 | 588500 | 207500
[5 empty] | 589500207500 | 153 | 589500 | 207500
[5 empty] | 590500207500 | 153 | 590500 | 207500
[5 empty] | 591500207500 | 153 | 591500 | 207500
[5 empty] | 592500207500 | 153 | 592500 | 207500
[5 empty] | 598500207500 | 153 | 598500 | 207500
[5 empty] | 599500207500 | 153 | 599500 | 207500
[5 empty] | 600500207500 | 153 | 600500 | 207500
[5 empty] | 601500207500 | 153 | 601500 | 207500
[5 empty] | 602500207500 | 153 | 602500 | 207500
[5 empty] | 603500207500 | 153 | 603500 | 207500
[5 empty] | 579500206500 | 153 | 579500 | 206500
[5 empty] | 580500206500 | 153 | 580500 | 206500
[5 empty] | 581500206500 | 153 | 581500 | 206500
[5 empty] | 582500206500 | 153 | 582500 | 206500
[5 empty] | 583500206500 | 153 | 583500 | 206500
[5 empty] | 584500206500 | 153 | 584500 | 206500
[5 empty] | 585500206500 | 153 | 585500 | 206500
[5 empty] | 586500206500 | 153 | 586500 | 206500
[5 empty] | 587500206500 | 153 | 587500 | 206500
[5 empty] | 588500206500 | 153 | 588500 | 206500
[5 empty] | 589500206500 | 153 | 589500 | 206500
[5 empty] | 590500206500 | 153 | 590500 | 206500
[5 empty] | 591500206500 | 153 | 591500 | 206500
[5 empty] | 592500206500 | 153 | 592500 | 206500
[5 empty] | 593500206500 | 153 | 593500 | 206500
[5 empty] | 594500206500 | 153 | 594500 | 206500
[5 empty] | 595500206500 | 153 | 595500 | 206500
[5 empty] | 596500206500 | 153 | 596500 | 206500
[5 empty] | 597500206500 | 153 | 597500 | 206500
[5 empty] | 598500206500 | 153 | 598500 | 206500
[5 empty] | 599500206500 | 153 | 599500 | 206500
[5 empty] | 600500206500 | 153 | 600500 | 206500
[5 empty] | 601500206500 | 153 | 601500 | 206500
[5 empty] | 602500206500 | 153 | 602500 | 206500
[5 empty] | 603500206500 | 153 | 603500 | 206500
[5 empty] | 580500205500 | 153 | 580500 | 205500
[5 empty] | 581500205500 | 153 | 581500 | 205500
[5 empty] | 582500205500 | 153 | 582500 | 205500
[5 empty] | 583500205500 | 153 | 583500 | 205500
[5 empty] | 584500205500 | 153 | 584500 | 205500
[5 empty] | 585500205500 | 153 | 585500 | 205500
[5 empty] | 586500205500 | 153 | 586500 | 205500
[5 empty] | 587500205500 | 153 | 587500 | 205500
[5 empty] | 588500205500 | 153 | 588500 | 205500
[5 empty] | 589500205500 | 153 | 589500 | 205500
[5 empty] | 590500205500 | 153 | 590500 | 205500
[5 empty] | 591500205500 | 153 | 591500 | 205500
[5 empty] | 592500205500 | 153 | 592500 | 205500
[5 empty] | 593500205500 | 153 | 593500 | 205500
[5 empty] | 594500205500 | 153 | 594500 | 205500
[5 empty] | 595500205500 | 153 | 595500 | 205500
[5 empty] | 596500205500 | 153 | 596500 | 205500
[5 empty] | 597500205500 | 153 | 597500 | 205500
[5 empty] | 598500205500 | 153 | 598500 | 205500
[5 empty] | 599500205500 | 153 | 599500 | 205500
[5 empty] | 600500205500 | 153 | 600500 | 205500
[5 empty] | 601500205500 | 153 | 601500 | 205500
[5 empty] | 602500205500 | 153 | 602500 | 205500
[5 empty] | 603500205500 | 153 | 603500 | 205500
[5 empty] | 580500204500 | 153 | 580500 | 204500
[5 empty] | 581500204500 | 153 | 581500 | 204500
[5 empty] | 582500204500 | 153 | 582500 | 204500
[5 empty] | 583500204500 | 153 | 583500 | 204500
[5 empty] | 584500204500 | 153 | 584500 | 204500
[5 empty] | 585500204500 | 153 | 585500 | 204500
[5 empty] | 586500204500 | 153 | 586500 | 204500
[5 empty] | 587500204500 | 153 | 587500 | 204500
[5 empty] | 588500204500 | 153 | 588500 | 204500
[5 empty] | 589500204500 | 153 | 589500 | 204500
[5 empty] | 590500204500 | 153 | 590500 | 204500
[5 empty] | 591500204500 | 153 | 591500 | 204500
[5 empty] | 592500204500 | 153 | 592500 | 204500
[5 empty] | 593500204500 | 153 | 593500 | 204500
[5 empty] | 594500204500 | 153 | 594500 | 204500
[5 empty] | 595500204500 | 153 | 595500 | 204500
[5 empty] | 596500204500 | 153 | 596500 | 204500
[5 empty] | 597500204500 | 153 | 597500 | 204500
[5 empty] | 598500204500 | 153 | 598500 | 204500
[5 empty] | 599500204500 | 153 | 599500 | 204500
[5 empty] | 600500204500 | 153 | 600500 | 204500
[5 empty] | 601500204500 | 153 | 601500 | 204500
[5 empty] | 602500204500 | 153 | 602500 | 204500
[5 empty] | 603500204500 | 153 | 603500 | 204500
[5 empty] | 580500203500 | 153 | 580500 | 203500
[5 empty] | 581500203500 | 153 | 581500 | 203500
[5 empty] | 582500203500 | 153 | 582500 | 203500
[5 empty] | 583500203500 | 153 | 583500 | 203500
[5 empty] | 584500203500 | 153 | 584500 | 203500
[5 empty] | 585500203500 | 153 | 585500 | 203500
[5 empty] | 586500203500 | 153 | 586500 | 203500
[5 empty] | 587500203500 | 153 | 587500 | 203500
[5 empty] | 588500203500 | 153 | 588500 | 203500
[5 empty] | 589500203500 | 153 | 589500 | 203500
[5 empty] | 590500203500 | 153 | 590500 | 203500
[5 empty] | 591500203500 | 153 | 591500 | 203500
[5 empty] | 592500203500 | 153 | 592500 | 203500
[5 empty] | 593500203500 | 153 | 593500 | 203500
[5 empty] | 594500203500 | 153 | 594500 | 203500
[5 empty] | 595500203500 | 153 | 595500 | 203500
[5 empty] | 596500203500 | 153 | 596500 | 203500
[5 empty] | 597500203500 | 153 | 597500 | 203500
[5 empty] | 598500203500 | 153 | 598500 | 203500
[5 empty] | 599500203500 | 153 | 599500 | 203500
[5 empty] | 600500203500 | 153 | 600500 | 203500
[5 empty] | 601500203500 | 153 | 601500 | 203500
[5 empty] | 602500203500 | 153 | 602500 | 203500
[5 empty] | 603500203500 | 153 | 603500 | 203500
[5 empty] | 581500202500 | 153 | 581500 | 202500
[5 empty] | 582500202500 | 153 | 582500 | 202500
[5 empty] | 583500202500 | 153 | 583500 | 202500
[5 empty] | 584500202500 | 153 | 584500 | 202500
[5 empty] | 585500202500 | 153 | 585500 | 202500
[5 empty] | 586500202500 | 153 | 586500 | 202500
[5 empty] | 587500202500 | 153 | 587500 | 202500
[5 empty] | 588500202500 | 153 | 588500 | 202500
[5 empty] | 589500202500 | 153 | 589500 | 202500
[5 empty] | 590500202500 | 153 | 590500 | 202500
[5 empty] | 591500202500 | 153 | 591500 | 202500
[5 empty] | 592500202500 | 153 | 592500 | 202500
[5 empty] | 593500202500 | 153 | 593500 | 202500
[5 empty] | 594500202500 | 153 | 594500 | 202500
[5 empty] | 595500202500 | 153 | 595500 | 202500
[5 empty] | 596500202500 | 153 | 596500 | 202500
[5 empty] | 597500202500 | 153 | 597500 | 202500
[5 empty] | 598500202500 | 153 | 598500 | 202500
[5 empty] | 599500202500 | 153 | 599500 | 202500
[5 empty] | 600500202500 | 153 | 600500 | 202500
[5 empty] | 601500202500 | 153 | 601500 | 202500
[5 empty] | 602500202500 | 153 | 602500 | 202500
[5 empty] | 603500202500 | 153 | 603500 | 202500
[5 empty] | 604500202500 | 153 | 604500 | 202500
[5 empty] | 581500201500 | 153 | 581500 | 201500
[5 empty] | 582500201500 | 153 | 582500 | 201500
[5 empty] | 583500201500 | 153 | 583500 | 201500
[5 empty] | 584500201500 | 153 | 584500 | 201500
[5 empty] | 585500201500 | 153 | 585500 | 201500
[5 empty] | 586500201500 | 153 | 586500 | 201500
[5 empty] | 587500201500 | 153 | 587500 | 201500
[5 empty] | 588500201500 | 153 | 588500 | 201500
[5 empty] | 589500201500 | 153 | 589500 | 201500
[5 empty] | 590500201500 | 153 | 590500 | 201500
[5 empty] | 591500201500 | 153 | 591500 | 201500
[5 empty] | 592500201500 | 153 | 592500 | 201500
[5 empty] | 593500201500 | 153 | 593500 | 201500
[5 empty] | 594500201500 | 153 | 594500 | 201500
[5 empty] | 595500201500 | 153 | 595500 | 201500
[5 empty] | 596500201500 | 153 | 596500 | 201500
[5 empty] | 597500201500 | 153 | 597500 | 201500
[5 empty] | 598500201500 | 153 | 598500 | 201500
[5 empty] | 599500201500 | 153 | 599500 | 201500
[5 empty] | 600500201500 | 153 | 600500 | 201500
[5 empty] | 601500201500 | 153 | 601500 | 201500
[5 empty] | 602500201500 | 153 | 602500 | 201500
[5 empty] | 603500201500 | 153 | 603500 | 201500
[5 empty] | 581500200500 | 153 | 581500 | 200500
[5 empty] | 582500200500 | 153 | 582500 | 200500
[5 empty] | 583500200500 | 153 | 583500 | 200500
[5 empty] | 584500200500 | 153 | 584500 | 200500
[5 empty] | 585500200500 | 153 | 585500 | 200500
[5 empty] | 586500200500 | 153 | 586500 | 200500
[5 empty] | 587500200500 | 153 | 587500 | 200500
[5 empty] | 588500200500 | 153 | 588500 | 200500
[5 empty] | 589500200500 | 153 | 589500 | 200500
[5 empty] | 590500200500 | 153 | 590500 | 200500
[5 empty] | 591500200500 | 153 | 591500 | 200500
[5 empty] | 592500200500 | 153 | 592500 | 200500
[5 empty] | 593500200500 | 153 | 593500 | 200500
[5 empty] | 594500200500 | 153 | 594500 | 200500
[5 empty] | 595500200500 | 153 | 595500 | 200500
[5 empty] | 596500200500 | 153 | 596500 | 200500
[5 empty] | 597500200500 | 153 | 597500 | 200500
[5 empty] | 598500200500 | 153 | 598500 | 200500
[5 empty] | 599500200500 | 153 | 599500 | 200500
[5 empty] | 600500200500 | 153 | 600500 | 200500
[5 empty] | 601500200500 | 153 | 601500 | 200500
[5 empty] | 602500200500 | 153 | 602500 | 200500
[5 empty] | 603500200500 | 153 | 603500 | 200500
[5 empty] | 581500199500 | 153 | 581500 | 199500
[5 empty] | 582500199500 | 153 | 582500 | 199500
[5 empty] | 583500199500 | 153 | 583500 | 199500
[5 empty] | 584500199500 | 153 | 584500 | 199500
[5 empty] | 585500199500 | 153 | 585500 | 199500
[5 empty] | 586500199500 | 153 | 586500 | 199500
[5 empty] | 587500199500 | 153 | 587500 | 199500
[5 empty] | 588500199500 | 153 | 588500 | 199500
[5 empty] | 589500199500 | 153 | 589500 | 199500
[5 empty] | 590500199500 | 153 | 590500 | 199500
[5 empty] | 591500199500 | 153 | 591500 | 199500
[5 empty] | 592500199500 | 153 | 592500 | 199500
[5 empty] | 593500199500 | 153 | 593500 | 199500
[5 empty] | 594500199500 | 153 | 594500 | 199500
[5 empty] | 595500199500 | 153 | 595500 | 199500
[5 empty] | 596500199500 | 153 | 596500 | 199500
[5 empty] | 597500199500 | 153 | 597500 | 199500
[5 empty] | 598500199500 | 153 | 598500 | 199500
[5 empty] | 599500199500 | 153 | 599500 | 199500
[5 empty] | 600500199500 | 153 | 600500 | 199500
[5 empty] | 601500199500 | 153 | 601500 | 199500
[5 empty] | 602500199500 | 153 | 602500 | 199500
[5 empty] | 603500199500 | 153 | 603500 | 199500
[5 empty] | 582500198500 | 153 | 582500 | 198500
[5 empty] | 583500198500 | 153 | 583500 | 198500
[5 empty] | 584500198500 | 153 | 584500 | 198500
[5 empty] | 585500198500 | 153 | 585500 | 198500
[5 empty] | 586500198500 | 153 | 586500 | 198500
[5 empty] | 587500198500 | 153 | 587500 | 198500
[5 empty] | 588500198500 | 153 | 588500 | 198500
[5 empty] | 589500198500 | 153 | 589500 | 198500
[5 empty] | 590500198500 | 153 | 590500 | 198500
[5 empty] | 591500198500 | 153 | 591500 | 198500
[5 empty] | 592500198500 | 153 | 592500 | 198500
[5 empty] | 593500198500 | 153 | 593500 | 198500
[5 empty] | 594500198500 | 153 | 594500 | 198500
[5 empty] | 595500198500 | 153 | 595500 | 198500
[5 empty] | 596500198500 | 153 | 596500 | 198500
[5 empty] | 597500198500 | 153 | 597500 | 198500
[5 empty] | 598500198500 | 153 | 598500 | 198500
[5 empty] | 599500198500 | 153 | 599500 | 198500
[5 empty] | 600500198500 | 153 | 600500 | 198500
[5 empty] | 601500198500 | 153 | 601500 | 198500
[5 empty] | 602500198500 | 153 | 602500 | 198500
[5 empty] | 603500198500 | 153 | 603500 | 198500
[5 empty] | 582500197500 | 153 | 582500 | 197500
[5 empty] | 583500197500 | 153 | 583500 | 197500
[5 empty] | 584500197500 | 153 | 584500 | 197500
[5 empty] | 585500197500 | 153 | 585500 | 197500
[5 empty] | 586500197500 | 153 | 586500 | 197500
[5 empty] | 587500197500 | 153 | 587500 | 197500
[5 empty] | 588500197500 | 153 | 588500 | 197500
[5 empty] | 589500197500 | 153 | 589500 | 197500
[5 empty] | 590500197500 | 153 | 590500 | 197500
[5 empty] | 591500197500 | 153 | 591500 | 197500
[5 empty] | 592500197500 | 153 | 592500 | 197500
[5 empty] | 593500197500 | 153 | 593500 | 197500
[5 empty] | 594500197500 | 153 | 594500 | 197500
[5 empty] | 595500197500 | 153 | 595500 | 197500
[5 empty] | 596500197500 | 153 | 596500 | 197500
[5 empty] | 597500197500 | 153 | 597500 | 197500
[5 empty] | 598500197500 | 153 | 598500 | 197500
[5 empty] | 599500197500 | 153 | 599500 | 197500
[5 empty] | 600500197500 | 153 | 600500 | 197500
[5 empty] | 601500197500 | 153 | 601500 | 197500
[5 empty] | 602500197500 | 153 | 602500 | 197500
[5 empty] | 603500197500 | 153 | 603500 | 197500
[5 empty] | 583500196500 | 153 | 583500 | 196500
[5 empty] | 584500196500 | 153 | 584500 | 196500
[5 empty] | 585500196500 | 153 | 585500 | 196500
[5 empty] | 586500196500 | 153 | 586500 | 196500
[5 empty] | 587500196500 | 153 | 587500 | 196500
[5 empty] | 589500196500 | 153 | 589500 | 196500
[5 empty] | 590500196500 | 153 | 590500 | 196500
[5 empty] | 592500196500 | 153 | 592500 | 196500
[5 empty] | 593500196500 | 153 | 593500 | 196500
[5 empty] | 594500196500 | 153 | 594500 | 196500
[5 empty] | 595500196500 | 153 | 595500 | 196500
[5 empty] | 596500196500 | 153 | 596500 | 196500
[5 empty] | 597500196500 | 153 | 597500 | 196500
[5 empty] | 598500196500 | 153 | 598500 | 196500
[5 empty] | 599500196500 | 153 | 599500 | 196500
[5 empty] | 600500196500 | 153 | 600500 | 196500
[5 empty] | 601500196500 | 153 | 601500 | 196500
[5 empty] | 602500196500 | 153 | 602500 | 196500
[5 empty] | 603500196500 | 153 | 603500 | 196500
[5 empty] | 593500195500 | 153 | 593500 | 195500
[5 empty] | 594500195500 | 153 | 594500 | 195500
[5 empty] | 595500195500 | 153 | 595500 | 195500
[5 empty] | 596500195500 | 153 | 596500 | 195500
[5 empty] | 597500195500 | 153 | 597500 | 195500
[5 empty] | 598500195500 | 153 | 598500 | 195500
[5 empty] | 599500195500 | 153 | 599500 | 195500
[5 empty] | 600500195500 | 153 | 600500 | 195500
[5 empty] | 601500195500 | 153 | 601500 | 195500
[5 empty] | 367500273500 | 154 | 367500 | 273500
[5 empty] | 368500273500 | 154 | 368500 | 273500
[5 empty] | 369500273500 | 154 | 369500 | 273500
[5 empty] | 370500273500 | 154 | 370500 | 273500
[5 empty] | 371500273500 | 154 | 371500 | 273500
[5 empty] | 367500272500 | 154 | 367500 | 272500
[5 empty] | 368500272500 | 154 | 368500 | 272500
[5 empty] | 369500272500 | 154 | 369500 | 272500
[5 empty] | 370500272500 | 154 | 370500 | 272500
[5 empty] | 363500271500 | 154 | 363500 | 271500
[5 empty] | 364500271500 | 154 | 364500 | 271500
[5 empty] | 367500271500 | 154 | 367500 | 271500
[5 empty] | 368500271500 | 154 | 368500 | 271500
[5 empty] | 369500271500 | 154 | 369500 | 271500
[5 empty] | 370500271500 | 154 | 370500 | 271500
[5 empty] | 362500270500 | 154 | 362500 | 270500
[5 empty] | 363500270500 | 154 | 363500 | 270500
[5 empty] | 364500270500 | 154 | 364500 | 270500
[5 empty] | 367500270500 | 154 | 367500 | 270500
[5 empty] | 368500270500 | 154 | 368500 | 270500
[5 empty] | 369500270500 | 154 | 369500 | 270500
[5 empty] | 370500270500 | 154 | 370500 | 270500
[5 empty] | 378500270500 | 154 | 378500 | 270500
[5 empty] | 362500269500 | 154 | 362500 | 269500
[5 empty] | 363500269500 | 154 | 363500 | 269500
[5 empty] | 364500269500 | 154 | 364500 | 269500
[5 empty] | 365500269500 | 154 | 365500 | 269500
[5 empty] | 366500269500 | 154 | 366500 | 269500
[5 empty] | 367500269500 | 154 | 367500 | 269500
[5 empty] | 368500269500 | 154 | 368500 | 269500
[5 empty] | 369500269500 | 154 | 369500 | 269500
[5 empty] | 370500269500 | 154 | 370500 | 269500
[5 empty] | 371500269500 | 154 | 371500 | 269500
[5 empty] | 372500269500 | 154 | 372500 | 269500
[5 empty] | 374500269500 | 154 | 374500 | 269500
[5 empty] | 378500269500 | 154 | 378500 | 269500
[5 empty] | 379500269500 | 154 | 379500 | 269500
[5 empty] | 380500269500 | 154 | 380500 | 269500
[5 empty] | 381500269500 | 154 | 381500 | 269500
[5 empty] | 360500268500 | 154 | 360500 | 268500
[5 empty] | 361500268500 | 154 | 361500 | 268500
[5 empty] | 362500268500 | 154 | 362500 | 268500
[5 empty] | 363500268500 | 154 | 363500 | 268500
[5 empty] | 364500268500 | 154 | 364500 | 268500
[5 empty] | 365500268500 | 154 | 365500 | 268500
[5 empty] | 366500268500 | 154 | 366500 | 268500
[5 empty] | 367500268500 | 154 | 367500 | 268500
[5 empty] | 368500268500 | 154 | 368500 | 268500
[5 empty] | 369500268500 | 154 | 369500 | 268500
[5 empty] | 370500268500 | 154 | 370500 | 268500
[5 empty] | 371500268500 | 154 | 371500 | 268500
[5 empty] | 372500268500 | 154 | 372500 | 268500
[5 empty] | 373500268500 | 154 | 373500 | 268500
[5 empty] | 374500268500 | 154 | 374500 | 268500
[5 empty] | 375500268500 | 154 | 375500 | 268500
[5 empty] | 376500268500 | 154 | 376500 | 268500
[5 empty] | 377500268500 | 154 | 377500 | 268500
[5 empty] | 378500268500 | 154 | 378500 | 268500
[5 empty] | 379500268500 | 154 | 379500 | 268500
[5 empty] | 380500268500 | 154 | 380500 | 268500
[5 empty] | 381500268500 | 154 | 381500 | 268500
[5 empty] | 355500267500 | 154 | 355500 | 267500
[5 empty] | 356500267500 | 154 | 356500 | 267500
[5 empty] | 357500267500 | 154 | 357500 | 267500
[5 empty] | 358500267500 | 154 | 358500 | 267500
[5 empty] | 359500267500 | 154 | 359500 | 267500
[5 empty] | 360500267500 | 154 | 360500 | 267500
[5 empty] | 361500267500 | 154 | 361500 | 267500
[5 empty] | 362500267500 | 154 | 362500 | 267500
[5 empty] | 363500267500 | 154 | 363500 | 267500
[5 empty] | 364500267500 | 154 | 364500 | 267500
[5 empty] | 365500267500 | 154 | 365500 | 267500
[5 empty] | 366500267500 | 154 | 366500 | 267500
[5 empty] | 367500267500 | 154 | 367500 | 267500
[5 empty] | 368500267500 | 154 | 368500 | 267500
[5 empty] | 369500267500 | 154 | 369500 | 267500
[5 empty] | 370500267500 | 154 | 370500 | 267500
[5 empty] | 371500267500 | 154 | 371500 | 267500
[5 empty] | 372500267500 | 154 | 372500 | 267500
[5 empty] | 373500267500 | 154 | 373500 | 267500
[5 empty] | 374500267500 | 154 | 374500 | 267500
[5 empty] | 375500267500 | 154 | 375500 | 267500
[5 empty] | 376500267500 | 154 | 376500 | 267500
[5 empty] | 377500267500 | 154 | 377500 | 267500
[5 empty] | 378500267500 | 154 | 378500 | 267500
[5 empty] | 379500267500 | 154 | 379500 | 267500
[5 empty] | 380500267500 | 154 | 380500 | 267500
[5 empty] | 356500266500 | 154 | 356500 | 266500
[5 empty] | 357500266500 | 154 | 357500 | 266500
[5 empty] | 358500266500 | 154 | 358500 | 266500
[5 empty] | 359500266500 | 154 | 359500 | 266500
[5 empty] | 360500266500 | 154 | 360500 | 266500
[5 empty] | 361500266500 | 154 | 361500 | 266500
[5 empty] | 362500266500 | 154 | 362500 | 266500
[5 empty] | 363500266500 | 154 | 363500 | 266500
[5 empty] | 364500266500 | 154 | 364500 | 266500
[5 empty] | 365500266500 | 154 | 365500 | 266500
[5 empty] | 366500266500 | 154 | 366500 | 266500
[5 empty] | 367500266500 | 154 | 367500 | 266500
[5 empty] | 368500266500 | 154 | 368500 | 266500
[5 empty] | 369500266500 | 154 | 369500 | 266500
[5 empty] | 370500266500 | 154 | 370500 | 266500
[5 empty] | 371500266500 | 154 | 371500 | 266500
[5 empty] | 372500266500 | 154 | 372500 | 266500
[5 empty] | 373500266500 | 154 | 373500 | 266500
[5 empty] | 374500266500 | 154 | 374500 | 266500
[5 empty] | 375500266500 | 154 | 375500 | 266500
[5 empty] | 376500266500 | 154 | 376500 | 266500
[5 empty] | 377500266500 | 154 | 377500 | 266500
[5 empty] | 378500266500 | 154 | 378500 | 266500
[5 empty] | 379500266500 | 154 | 379500 | 266500
[5 empty] | 380500266500 | 154 | 380500 | 266500
[5 empty] | 357500265500 | 154 | 357500 | 265500
[5 empty] | 359500265500 | 154 | 359500 | 265500
[5 empty] | 360500265500 | 154 | 360500 | 265500
[5 empty] | 361500265500 | 154 | 361500 | 265500
[5 empty] | 362500265500 | 154 | 362500 | 265500
[5 empty] | 363500265500 | 154 | 363500 | 265500
[5 empty] | 364500265500 | 154 | 364500 | 265500
[5 empty] | 365500265500 | 154 | 365500 | 265500
[5 empty] | 366500265500 | 154 | 366500 | 265500
[5 empty] | 367500265500 | 154 | 367500 | 265500
[5 empty] | 368500265500 | 154 | 368500 | 265500
[5 empty] | 369500265500 | 154 | 369500 | 265500
[5 empty] | 370500265500 | 154 | 370500 | 265500
[5 empty] | 371500265500 | 154 | 371500 | 265500
[5 empty] | 372500265500 | 154 | 372500 | 265500
[5 empty] | 373500265500 | 154 | 373500 | 265500
[5 empty] | 374500265500 | 154 | 374500 | 265500
[5 empty] | 375500265500 | 154 | 375500 | 265500
[5 empty] | 376500265500 | 154 | 376500 | 265500
[5 empty] | 377500265500 | 154 | 377500 | 265500
[5 empty] | 378500265500 | 154 | 378500 | 265500
[5 empty] | 379500265500 | 154 | 379500 | 265500
[5 empty] | 380500265500 | 154 | 380500 | 265500
[5 empty] | 381500265500 | 154 | 381500 | 265500
[5 empty] | 359500264500 | 154 | 359500 | 264500
[5 empty] | 360500264500 | 154 | 360500 | 264500
[5 empty] | 361500264500 | 154 | 361500 | 264500
[5 empty] | 362500264500 | 154 | 362500 | 264500
[5 empty] | 363500264500 | 154 | 363500 | 264500
[5 empty] | 364500264500 | 154 | 364500 | 264500
[5 empty] | 365500264500 | 154 | 365500 | 264500
[5 empty] | 370500264500 | 154 | 370500 | 264500
[5 empty] | 371500264500 | 154 | 371500 | 264500
[5 empty] | 372500264500 | 154 | 372500 | 264500
[5 empty] | 373500264500 | 154 | 373500 | 264500
[5 empty] | 374500264500 | 154 | 374500 | 264500
[5 empty] | 375500264500 | 154 | 375500 | 264500
[5 empty] | 376500264500 | 154 | 376500 | 264500
[5 empty] | 377500264500 | 154 | 377500 | 264500
[5 empty] | 378500264500 | 154 | 378500 | 264500
[5 empty] | 379500264500 | 154 | 379500 | 264500
[5 empty] | 380500264500 | 154 | 380500 | 264500
[5 empty] | 381500264500 | 154 | 381500 | 264500
[5 empty] | 358500263500 | 154 | 358500 | 263500
[5 empty] | 359500263500 | 154 | 359500 | 263500
[5 empty] | 360500263500 | 154 | 360500 | 263500
[5 empty] | 361500263500 | 154 | 361500 | 263500
[5 empty] | 362500263500 | 154 | 362500 | 263500
[5 empty] | 363500263500 | 154 | 363500 | 263500
[5 empty] | 364500263500 | 154 | 364500 | 263500
[5 empty] | 365500263500 | 154 | 365500 | 263500
[5 empty] | 370500263500 | 154 | 370500 | 263500
[5 empty] | 371500263500 | 154 | 371500 | 263500
[5 empty] | 372500263500 | 154 | 372500 | 263500
[5 empty] | 373500263500 | 154 | 373500 | 263500
[5 empty] | 374500263500 | 154 | 374500 | 263500
[5 empty] | 375500263500 | 154 | 375500 | 263500
[5 empty] | 376500263500 | 154 | 376500 | 263500
[5 empty] | 377500263500 | 154 | 377500 | 263500
[5 empty] | 378500263500 | 154 | 378500 | 263500
[5 empty] | 379500263500 | 154 | 379500 | 263500
[5 empty] | 380500263500 | 154 | 380500 | 263500
[5 empty] | 381500263500 | 154 | 381500 | 263500
[5 empty] | 357500262500 | 154 | 357500 | 262500
[5 empty] | 358500262500 | 154 | 358500 | 262500
[5 empty] | 359500262500 | 154 | 359500 | 262500
[5 empty] | 360500262500 | 154 | 360500 | 262500
[5 empty] | 361500262500 | 154 | 361500 | 262500
[5 empty] | 362500262500 | 154 | 362500 | 262500
[5 empty] | 363500262500 | 154 | 363500 | 262500
[5 empty] | 364500262500 | 154 | 364500 | 262500
[5 empty] | 365500262500 | 154 | 365500 | 262500
[5 empty] | 369500262500 | 154 | 369500 | 262500
[5 empty] | 370500262500 | 154 | 370500 | 262500
[5 empty] | 371500262500 | 154 | 371500 | 262500
[5 empty] | 372500262500 | 154 | 372500 | 262500
[5 empty] | 373500262500 | 154 | 373500 | 262500
[5 empty] | 374500262500 | 154 | 374500 | 262500
[5 empty] | 375500262500 | 154 | 375500 | 262500
[5 empty] | 376500262500 | 154 | 376500 | 262500
[5 empty] | 377500262500 | 154 | 377500 | 262500
[5 empty] | 378500262500 | 154 | 378500 | 262500
[5 empty] | 379500262500 | 154 | 379500 | 262500
[5 empty] | 380500262500 | 154 | 380500 | 262500
[5 empty] | 381500262500 | 154 | 381500 | 262500
[5 empty] | 382500262500 | 154 | 382500 | 262500
[5 empty] | 357500261500 | 154 | 357500 | 261500
[5 empty] | 358500261500 | 154 | 358500 | 261500
[5 empty] | 359500261500 | 154 | 359500 | 261500
[5 empty] | 360500261500 | 154 | 360500 | 261500
[5 empty] | 368500261500 | 154 | 368500 | 261500
[5 empty] | 369500261500 | 154 | 369500 | 261500
[5 empty] | 370500261500 | 154 | 370500 | 261500
[5 empty] | 371500261500 | 154 | 371500 | 261500
[5 empty] | 372500261500 | 154 | 372500 | 261500
[5 empty] | 373500261500 | 154 | 373500 | 261500
[5 empty] | 374500261500 | 154 | 374500 | 261500
[5 empty] | 375500261500 | 154 | 375500 | 261500
[5 empty] | 376500261500 | 154 | 376500 | 261500
[5 empty] | 377500261500 | 154 | 377500 | 261500
[5 empty] | 378500261500 | 154 | 378500 | 261500
[5 empty] | 379500261500 | 154 | 379500 | 261500
[5 empty] | 380500261500 | 154 | 380500 | 261500
[5 empty] | 381500261500 | 154 | 381500 | 261500
[5 empty] | 382500261500 | 154 | 382500 | 261500
[5 empty] | 383500261500 | 154 | 383500 | 261500
[5 empty] | 368500260500 | 154 | 368500 | 260500
[5 empty] | 369500260500 | 154 | 369500 | 260500
[5 empty] | 370500260500 | 154 | 370500 | 260500
[5 empty] | 371500260500 | 154 | 371500 | 260500
[5 empty] | 372500260500 | 154 | 372500 | 260500
[5 empty] | 373500260500 | 154 | 373500 | 260500
[5 empty] | 374500260500 | 154 | 374500 | 260500
[5 empty] | 375500260500 | 154 | 375500 | 260500
[5 empty] | 376500260500 | 154 | 376500 | 260500
[5 empty] | 377500260500 | 154 | 377500 | 260500
[5 empty] | 378500260500 | 154 | 378500 | 260500
[5 empty] | 379500260500 | 154 | 379500 | 260500
[5 empty] | 380500260500 | 154 | 380500 | 260500
[5 empty] | 381500260500 | 154 | 381500 | 260500
[5 empty] | 382500260500 | 154 | 382500 | 260500
[5 empty] | 383500260500 | 154 | 383500 | 260500
[5 empty] | 372500259500 | 154 | 372500 | 259500
[5 empty] | 373500259500 | 154 | 373500 | 259500
[5 empty] | 374500259500 | 154 | 374500 | 259500
[5 empty] | 375500259500 | 154 | 375500 | 259500
[5 empty] | 376500259500 | 154 | 376500 | 259500
[5 empty] | 377500259500 | 154 | 377500 | 259500
[5 empty] | 378500259500 | 154 | 378500 | 259500
[5 empty] | 379500259500 | 154 | 379500 | 259500
[5 empty] | 380500259500 | 154 | 380500 | 259500
[5 empty] | 381500259500 | 154 | 381500 | 259500
[5 empty] | 382500259500 | 154 | 382500 | 259500
[5 empty] | 383500259500 | 154 | 383500 | 259500
[5 empty] | 373500258500 | 154 | 373500 | 258500
[5 empty] | 374500258500 | 154 | 374500 | 258500
[5 empty] | 375500258500 | 154 | 375500 | 258500
[5 empty] | 376500258500 | 154 | 376500 | 258500
[5 empty] | 377500258500 | 154 | 377500 | 258500
[5 empty] | 378500258500 | 154 | 378500 | 258500
[5 empty] | 379500258500 | 154 | 379500 | 258500
[5 empty] | 380500258500 | 154 | 380500 | 258500
[5 empty] | 381500258500 | 154 | 381500 | 258500
[5 empty] | 382500258500 | 154 | 382500 | 258500
[5 empty] | 383500258500 | 154 | 383500 | 258500
[5 empty] | 373500257500 | 154 | 373500 | 257500
[5 empty] | 374500257500 | 154 | 374500 | 257500
[5 empty] | 375500257500 | 154 | 375500 | 257500
[5 empty] | 376500257500 | 154 | 376500 | 257500
[5 empty] | 377500257500 | 154 | 377500 | 257500
[5 empty] | 378500257500 | 154 | 378500 | 257500
[5 empty] | 379500257500 | 154 | 379500 | 257500
[5 empty] | 380500257500 | 154 | 380500 | 257500
[5 empty] | 381500257500 | 154 | 381500 | 257500
[5 empty] | 382500257500 | 154 | 382500 | 257500
[5 empty] | 383500257500 | 154 | 383500 | 257500
[5 empty] | 373500256500 | 154 | 373500 | 256500
[5 empty] | 374500256500 | 154 | 374500 | 256500
[5 empty] | 375500256500 | 154 | 375500 | 256500
[5 empty] | 376500256500 | 154 | 376500 | 256500
[5 empty] | 377500256500 | 154 | 377500 | 256500
[5 empty] | 378500256500 | 154 | 378500 | 256500
[5 empty] | 379500256500 | 154 | 379500 | 256500
[5 empty] | 380500256500 | 154 | 380500 | 256500
[5 empty] | 381500256500 | 154 | 381500 | 256500
[5 empty] | 382500256500 | 154 | 382500 | 256500
[5 empty] | 372500255500 | 154 | 372500 | 255500
[5 empty] | 373500255500 | 154 | 373500 | 255500
[5 empty] | 374500255500 | 154 | 374500 | 255500
[5 empty] | 375500255500 | 154 | 375500 | 255500
[5 empty] | 376500255500 | 154 | 376500 | 255500
[5 empty] | 377500255500 | 154 | 377500 | 255500
[5 empty] | 378500255500 | 154 | 378500 | 255500
[5 empty] | 379500255500 | 154 | 379500 | 255500
[5 empty] | 380500255500 | 154 | 380500 | 255500
[5 empty] | 381500255500 | 154 | 381500 | 255500
[5 empty] | 382500255500 | 154 | 382500 | 255500
[5 empty] | 372500254500 | 154 | 372500 | 254500
[5 empty] | 373500254500 | 154 | 373500 | 254500
[5 empty] | 374500254500 | 154 | 374500 | 254500
[5 empty] | 375500254500 | 154 | 375500 | 254500
[5 empty] | 376500254500 | 154 | 376500 | 254500
[5 empty] | 377500254500 | 154 | 377500 | 254500
[5 empty] | 378500254500 | 154 | 378500 | 254500
[5 empty] | 379500254500 | 154 | 379500 | 254500
[5 empty] | 380500254500 | 154 | 380500 | 254500
[5 empty] | 381500254500 | 154 | 381500 | 254500
[5 empty] | 371500253500 | 154 | 371500 | 253500
[5 empty] | 372500253500 | 154 | 372500 | 253500
[5 empty] | 373500253500 | 154 | 373500 | 253500
[5 empty] | 374500253500 | 154 | 374500 | 253500
[5 empty] | 375500253500 | 154 | 375500 | 253500
[5 empty] | 376500253500 | 154 | 376500 | 253500
[5 empty] | 377500253500 | 154 | 377500 | 253500
[5 empty] | 378500253500 | 154 | 378500 | 253500
[5 empty] | 379500253500 | 154 | 379500 | 253500
[5 empty] | 380500253500 | 154 | 380500 | 253500
[5 empty] | 381500253500 | 154 | 381500 | 253500
[5 empty] | 382500253500 | 154 | 382500 | 253500
[5 empty] | 371500252500 | 154 | 371500 | 252500
[5 empty] | 372500252500 | 154 | 372500 | 252500
[5 empty] | 373500252500 | 154 | 373500 | 252500
[5 empty] | 374500252500 | 154 | 374500 | 252500
[5 empty] | 375500252500 | 154 | 375500 | 252500
[5 empty] | 376500252500 | 154 | 376500 | 252500
[5 empty] | 377500252500 | 154 | 377500 | 252500
[5 empty] | 378500252500 | 154 | 378500 | 252500
[5 empty] | 379500252500 | 154 | 379500 | 252500
[5 empty] | 380500252500 | 154 | 380500 | 252500
[5 empty] | 381500252500 | 154 | 381500 | 252500
[5 empty] | 382500252500 | 154 | 382500 | 252500
[5 empty] | 383500252500 | 154 | 383500 | 252500
[5 empty] | 371500251500 | 154 | 371500 | 251500
[5 empty] | 372500251500 | 154 | 372500 | 251500
[5 empty] | 373500251500 | 154 | 373500 | 251500
[5 empty] | 374500251500 | 154 | 374500 | 251500
[5 empty] | 375500251500 | 154 | 375500 | 251500
[5 empty] | 376500251500 | 154 | 376500 | 251500
[5 empty] | 377500251500 | 154 | 377500 | 251500
[5 empty] | 378500251500 | 154 | 378500 | 251500
[5 empty] | 379500251500 | 154 | 379500 | 251500
[5 empty] | 380500251500 | 154 | 380500 | 251500
[5 empty] | 381500251500 | 154 | 381500 | 251500
[5 empty] | 382500251500 | 154 | 382500 | 251500
[5 empty] | 383500251500 | 154 | 383500 | 251500
[5 empty] | 384500251500 | 154 | 384500 | 251500
[5 empty] | 385500251500 | 154 | 385500 | 251500
[5 empty] | 386500251500 | 154 | 386500 | 251500
[5 empty] | 371500250500 | 154 | 371500 | 250500
[5 empty] | 372500250500 | 154 | 372500 | 250500
[5 empty] | 373500250500 | 154 | 373500 | 250500
[5 empty] | 375500250500 | 154 | 375500 | 250500
[5 empty] | 376500250500 | 154 | 376500 | 250500
[5 empty] | 377500250500 | 154 | 377500 | 250500
[5 empty] | 378500250500 | 154 | 378500 | 250500
[5 empty] | 379500250500 | 154 | 379500 | 250500
[5 empty] | 380500250500 | 154 | 380500 | 250500
[5 empty] | 381500250500 | 154 | 381500 | 250500
[5 empty] | 382500250500 | 154 | 382500 | 250500
[5 empty] | 383500250500 | 154 | 383500 | 250500
[5 empty] | 384500250500 | 154 | 384500 | 250500
[5 empty] | 385500250500 | 154 | 385500 | 250500
[5 empty] | 386500250500 | 154 | 386500 | 250500
[5 empty] | 376500249500 | 154 | 376500 | 249500
[5 empty] | 377500249500 | 154 | 377500 | 249500
[5 empty] | 378500249500 | 154 | 378500 | 249500
[5 empty] | 379500249500 | 154 | 379500 | 249500
[5 empty] | 380500249500 | 154 | 380500 | 249500
[5 empty] | 381500249500 | 154 | 381500 | 249500
[5 empty] | 382500249500 | 154 | 382500 | 249500
[5 empty] | 383500249500 | 154 | 383500 | 249500
[5 empty] | 384500249500 | 154 | 384500 | 249500
[5 empty] | 385500249500 | 154 | 385500 | 249500
[5 empty] | 386500249500 | 154 | 386500 | 249500
[5 empty] | 387500249500 | 154 | 387500 | 249500
[5 empty] | 376500248500 | 154 | 376500 | 248500
[5 empty] | 377500248500 | 154 | 377500 | 248500
[5 empty] | 378500248500 | 154 | 378500 | 248500
[5 empty] | 379500248500 | 154 | 379500 | 248500
[5 empty] | 380500248500 | 154 | 380500 | 248500
[5 empty] | 381500248500 | 154 | 381500 | 248500
[5 empty] | 382500248500 | 154 | 382500 | 248500
[5 empty] | 383500248500 | 154 | 383500 | 248500
[5 empty] | 384500248500 | 154 | 384500 | 248500
[5 empty] | 385500248500 | 154 | 385500 | 248500
[5 empty] | 386500248500 | 154 | 386500 | 248500
[5 empty] | 387500248500 | 154 | 387500 | 248500
[5 empty] | 376500247500 | 154 | 376500 | 247500
[5 empty] | 377500247500 | 154 | 377500 | 247500
[5 empty] | 378500247500 | 154 | 378500 | 247500
[5 empty] | 379500247500 | 154 | 379500 | 247500
[5 empty] | 380500247500 | 154 | 380500 | 247500
[5 empty] | 381500247500 | 154 | 381500 | 247500
[5 empty] | 382500247500 | 154 | 382500 | 247500
[5 empty] | 383500247500 | 154 | 383500 | 247500
[5 empty] | 384500247500 | 154 | 384500 | 247500
[5 empty] | 385500247500 | 154 | 385500 | 247500
[5 empty] | 386500247500 | 154 | 386500 | 247500
[5 empty] | 376500246500 | 154 | 376500 | 246500
[5 empty] | 377500246500 | 154 | 377500 | 246500
[5 empty] | 378500246500 | 154 | 378500 | 246500
[5 empty] | 379500246500 | 154 | 379500 | 246500
[5 empty] | 380500246500 | 154 | 380500 | 246500
[5 empty] | 381500246500 | 154 | 381500 | 246500
[5 empty] | 382500246500 | 154 | 382500 | 246500
[5 empty] | 383500246500 | 154 | 383500 | 246500
[5 empty] | 384500246500 | 154 | 384500 | 246500
[5 empty] | 385500246500 | 154 | 385500 | 246500
[5 empty] | 386500246500 | 154 | 386500 | 246500
[5 empty] | 387500246500 | 154 | 387500 | 246500
[5 empty] | 376500245500 | 154 | 376500 | 245500
[5 empty] | 377500245500 | 154 | 377500 | 245500
[5 empty] | 378500245500 | 154 | 378500 | 245500
[5 empty] | 379500245500 | 154 | 379500 | 245500
[5 empty] | 380500245500 | 154 | 380500 | 245500
[5 empty] | 381500245500 | 154 | 381500 | 245500
[5 empty] | 382500245500 | 154 | 382500 | 245500
[5 empty] | 383500245500 | 154 | 383500 | 245500
[5 empty] | 384500245500 | 154 | 384500 | 245500
[5 empty] | 385500245500 | 154 | 385500 | 245500
[5 empty] | 386500245500 | 154 | 386500 | 245500
[5 empty] | 387500245500 | 154 | 387500 | 245500
[5 empty] | 388500245500 | 154 | 388500 | 245500
[5 empty] | 376500244500 | 154 | 376500 | 244500
[5 empty] | 377500244500 | 154 | 377500 | 244500
[5 empty] | 378500244500 | 154 | 378500 | 244500
[5 empty] | 379500244500 | 154 | 379500 | 244500
[5 empty] | 380500244500 | 154 | 380500 | 244500
[5 empty] | 381500244500 | 154 | 381500 | 244500
[5 empty] | 382500244500 | 154 | 382500 | 244500
[5 empty] | 383500244500 | 154 | 383500 | 244500
[5 empty] | 384500244500 | 154 | 384500 | 244500
[5 empty] | 385500244500 | 154 | 385500 | 244500
[5 empty] | 386500244500 | 154 | 386500 | 244500
[5 empty] | 387500244500 | 154 | 387500 | 244500
[5 empty] | 388500244500 | 154 | 388500 | 244500
[5 empty] | 389500244500 | 154 | 389500 | 244500
[5 empty] | 377500243500 | 154 | 377500 | 243500
[5 empty] | 378500243500 | 154 | 378500 | 243500
[5 empty] | 379500243500 | 154 | 379500 | 243500
[5 empty] | 380500243500 | 154 | 380500 | 243500
[5 empty] | 381500243500 | 154 | 381500 | 243500
[5 empty] | 382500243500 | 154 | 382500 | 243500
[5 empty] | 383500243500 | 154 | 383500 | 243500
[5 empty] | 384500243500 | 154 | 384500 | 243500
[5 empty] | 385500243500 | 154 | 385500 | 243500
[5 empty] | 386500243500 | 154 | 386500 | 243500
[5 empty] | 387500243500 | 154 | 387500 | 243500
[5 empty] | 388500243500 | 154 | 388500 | 243500
[5 empty] | 377500242500 | 154 | 377500 | 242500
[5 empty] | 378500242500 | 154 | 378500 | 242500
[5 empty] | 379500242500 | 154 | 379500 | 242500
[5 empty] | 380500242500 | 154 | 380500 | 242500
[5 empty] | 381500242500 | 154 | 381500 | 242500
[5 empty] | 382500242500 | 154 | 382500 | 242500
[5 empty] | 383500242500 | 154 | 383500 | 242500
[5 empty] | 384500242500 | 154 | 384500 | 242500
[5 empty] | 385500242500 | 154 | 385500 | 242500
[5 empty] | 386500242500 | 154 | 386500 | 242500
[5 empty] | 387500242500 | 154 | 387500 | 242500
[5 empty] | 388500242500 | 154 | 388500 | 242500
[5 empty] | 377500241500 | 154 | 377500 | 241500
[5 empty] | 378500241500 | 154 | 378500 | 241500
[5 empty] | 379500241500 | 154 | 379500 | 241500
[5 empty] | 380500241500 | 154 | 380500 | 241500
[5 empty] | 381500241500 | 154 | 381500 | 241500
[5 empty] | 382500241500 | 154 | 382500 | 241500
[5 empty] | 383500241500 | 154 | 383500 | 241500
[5 empty] | 384500241500 | 154 | 384500 | 241500
[5 empty] | 385500241500 | 154 | 385500 | 241500
[5 empty] | 386500241500 | 154 | 386500 | 241500
[5 empty] | 387500241500 | 154 | 387500 | 241500
[5 empty] | 388500241500 | 154 | 388500 | 241500
[5 empty] | 389500241500 | 154 | 389500 | 241500
[5 empty] | 376500240500 | 154 | 376500 | 240500
[5 empty] | 377500240500 | 154 | 377500 | 240500
[5 empty] | 378500240500 | 154 | 378500 | 240500
[5 empty] | 379500240500 | 154 | 379500 | 240500
[5 empty] | 380500240500 | 154 | 380500 | 240500
[5 empty] | 381500240500 | 154 | 381500 | 240500
[5 empty] | 382500240500 | 154 | 382500 | 240500
[5 empty] | 383500240500 | 154 | 383500 | 240500
[5 empty] | 384500240500 | 154 | 384500 | 240500
[5 empty] | 385500240500 | 154 | 385500 | 240500
[5 empty] | 386500240500 | 154 | 386500 | 240500
[5 empty] | 387500240500 | 154 | 387500 | 240500
[5 empty] | 388500240500 | 154 | 388500 | 240500
[5 empty] | 376500239500 | 154 | 376500 | 239500
[5 empty] | 377500239500 | 154 | 377500 | 239500
[5 empty] | 378500239500 | 154 | 378500 | 239500
[5 empty] | 379500239500 | 154 | 379500 | 239500
[5 empty] | 380500239500 | 154 | 380500 | 239500
[5 empty] | 381500239500 | 154 | 381500 | 239500
[5 empty] | 382500239500 | 154 | 382500 | 239500
[5 empty] | 383500239500 | 154 | 383500 | 239500
[5 empty] | 384500239500 | 154 | 384500 | 239500
[5 empty] | 385500239500 | 154 | 385500 | 239500
[5 empty] | 386500239500 | 154 | 386500 | 239500
[5 empty] | 387500239500 | 154 | 387500 | 239500
[5 empty] | 376500238500 | 154 | 376500 | 238500
[5 empty] | 377500238500 | 154 | 377500 | 238500
[5 empty] | 378500238500 | 154 | 378500 | 238500
[5 empty] | 379500238500 | 154 | 379500 | 238500
[5 empty] | 380500238500 | 154 | 380500 | 238500
[5 empty] | 381500238500 | 154 | 381500 | 238500
[5 empty] | 382500238500 | 154 | 382500 | 238500
[5 empty] | 383500238500 | 154 | 383500 | 238500
[5 empty] | 384500238500 | 154 | 384500 | 238500
[5 empty] | 385500238500 | 154 | 385500 | 238500
[5 empty] | 386500238500 | 154 | 386500 | 238500
[5 empty] | 387500238500 | 154 | 387500 | 238500
[5 empty] | 376500237500 | 154 | 376500 | 237500
[5 empty] | 377500237500 | 154 | 377500 | 237500
[5 empty] | 378500237500 | 154 | 378500 | 237500
[5 empty] | 379500237500 | 154 | 379500 | 237500
[5 empty] | 380500237500 | 154 | 380500 | 237500
[5 empty] | 381500237500 | 154 | 381500 | 237500
[5 empty] | 382500237500 | 154 | 382500 | 237500
[5 empty] | 383500237500 | 154 | 383500 | 237500
[5 empty] | 384500237500 | 154 | 384500 | 237500
[5 empty] | 385500237500 | 154 | 385500 | 237500
[5 empty] | 386500237500 | 154 | 386500 | 237500
[5 empty] | 387500237500 | 154 | 387500 | 237500
[5 empty] | 376500236500 | 154 | 376500 | 236500
[5 empty] | 377500236500 | 154 | 377500 | 236500
[5 empty] | 378500236500 | 154 | 378500 | 236500
[5 empty] | 379500236500 | 154 | 379500 | 236500
[5 empty] | 380500236500 | 154 | 380500 | 236500
[5 empty] | 381500236500 | 154 | 381500 | 236500
[5 empty] | 382500236500 | 154 | 382500 | 236500
[5 empty] | 383500236500 | 154 | 383500 | 236500
[5 empty] | 384500236500 | 154 | 384500 | 236500
[5 empty] | 385500236500 | 154 | 385500 | 236500
[5 empty] | 386500236500 | 154 | 386500 | 236500
[5 empty] | 387500236500 | 154 | 387500 | 236500
[5 empty] | 376500235500 | 154 | 376500 | 235500
[5 empty] | 377500235500 | 154 | 377500 | 235500
[5 empty] | 378500235500 | 154 | 378500 | 235500
[5 empty] | 379500235500 | 154 | 379500 | 235500
[5 empty] | 380500235500 | 154 | 380500 | 235500
[5 empty] | 381500235500 | 154 | 381500 | 235500
[5 empty] | 382500235500 | 154 | 382500 | 235500
[5 empty] | 383500235500 | 154 | 383500 | 235500
[5 empty] | 384500235500 | 154 | 384500 | 235500
[5 empty] | 385500235500 | 154 | 385500 | 235500
[5 empty] | 386500235500 | 154 | 386500 | 235500
[5 empty] | 377500234500 | 154 | 377500 | 234500
[5 empty] | 378500234500 | 154 | 378500 | 234500
[5 empty] | 379500234500 | 154 | 379500 | 234500
[5 empty] | 380500234500 | 154 | 380500 | 234500
[5 empty] | 381500234500 | 154 | 381500 | 234500
[5 empty] | 382500234500 | 154 | 382500 | 234500
[5 empty] | 383500234500 | 154 | 383500 | 234500
[5 empty] | 384500234500 | 154 | 384500 | 234500
[5 empty] | 385500234500 | 154 | 385500 | 234500
[5 empty] | 386500234500 | 154 | 386500 | 234500
[5 empty] | 387500234500 | 154 | 387500 | 234500
[5 empty] | 378500233500 | 154 | 378500 | 233500
[5 empty] | 379500233500 | 154 | 379500 | 233500
[5 empty] | 380500233500 | 154 | 380500 | 233500
[5 empty] | 381500233500 | 154 | 381500 | 233500
[5 empty] | 382500233500 | 154 | 382500 | 233500
[5 empty] | 383500233500 | 154 | 383500 | 233500
[5 empty] | 384500233500 | 154 | 384500 | 233500
[5 empty] | 385500233500 | 154 | 385500 | 233500
[5 empty] | 386500233500 | 154 | 386500 | 233500
[5 empty] | 387500233500 | 154 | 387500 | 233500
[5 empty] | 388500233500 | 154 | 388500 | 233500
[5 empty] | 378500232500 | 154 | 378500 | 232500
[5 empty] | 379500232500 | 154 | 379500 | 232500
[5 empty] | 380500232500 | 154 | 380500 | 232500
[5 empty] | 381500232500 | 154 | 381500 | 232500
[5 empty] | 382500232500 | 154 | 382500 | 232500
[5 empty] | 383500232500 | 154 | 383500 | 232500
[5 empty] | 384500232500 | 154 | 384500 | 232500
[5 empty] | 378500231500 | 154 | 378500 | 231500
[5 empty] | 379500231500 | 154 | 379500 | 231500
[5 empty] | 380500231500 | 154 | 380500 | 231500
[5 empty] | 381500231500 | 154 | 381500 | 231500
[5 empty] | 382500231500 | 154 | 382500 | 231500
[5 empty] | 383500231500 | 154 | 383500 | 231500
[5 empty] | 379500230500 | 154 | 379500 | 230500
[5 empty] | 380500230500 | 154 | 380500 | 230500
[5 empty] | 381500230500 | 154 | 381500 | 230500
[5 empty] | 382500230500 | 154 | 382500 | 230500
[5 empty] | 382500404500 | 155 | 382500 | 404500
[5 empty] | 383500404500 | 155 | 383500 | 404500
[5 empty] | 384500404500 | 155 | 384500 | 404500
[5 empty] | 385500404500 | 155 | 385500 | 404500
[5 empty] | 383500403500 | 155 | 383500 | 403500
[5 empty] | 384500403500 | 155 | 384500 | 403500
[5 empty] | 385500403500 | 155 | 385500 | 403500
[5 empty] | 386500403500 | 155 | 386500 | 403500
[5 empty] | 387500403500 | 155 | 387500 | 403500
[5 empty] | 383500402500 | 155 | 383500 | 402500
[5 empty] | 384500402500 | 155 | 384500 | 402500
[5 empty] | 385500402500 | 155 | 385500 | 402500
[5 empty] | 386500402500 | 155 | 386500 | 402500
[5 empty] | 387500402500 | 155 | 387500 | 402500
[5 empty] | 388500402500 | 155 | 388500 | 402500
[5 empty] | 389500402500 | 155 | 389500 | 402500
[5 empty] | 384500401500 | 155 | 384500 | 401500
[5 empty] | 385500401500 | 155 | 385500 | 401500
[5 empty] | 386500401500 | 155 | 386500 | 401500
[5 empty] | 387500401500 | 155 | 387500 | 401500
[5 empty] | 388500401500 | 155 | 388500 | 401500
[5 empty] | 383500400500 | 155 | 383500 | 400500
[5 empty] | 384500400500 | 155 | 384500 | 400500
[5 empty] | 385500400500 | 155 | 385500 | 400500
[5 empty] | 386500400500 | 155 | 386500 | 400500
[5 empty] | 387500400500 | 155 | 387500 | 400500
[5 empty] | 388500400500 | 155 | 388500 | 400500
[5 empty] | 383500399500 | 155 | 383500 | 399500
[5 empty] | 384500399500 | 155 | 384500 | 399500
[5 empty] | 385500399500 | 155 | 385500 | 399500
[5 empty] | 386500399500 | 155 | 386500 | 399500
[5 empty] | 387500399500 | 155 | 387500 | 399500
[5 empty] | 388500399500 | 155 | 388500 | 399500
[5 empty] | 383500398500 | 155 | 383500 | 398500
[5 empty] | 384500398500 | 155 | 384500 | 398500
[5 empty] | 385500398500 | 155 | 385500 | 398500
[5 empty] | 386500398500 | 155 | 386500 | 398500
[5 empty] | 387500398500 | 155 | 387500 | 398500
[5 empty] | 388500398500 | 155 | 388500 | 398500
[5 empty] | 383500397500 | 155 | 383500 | 397500
[5 empty] | 384500397500 | 155 | 384500 | 397500
[5 empty] | 385500397500 | 155 | 385500 | 397500
[5 empty] | 386500397500 | 155 | 386500 | 397500
[5 empty] | 387500397500 | 155 | 387500 | 397500
[5 empty] | 388500397500 | 155 | 388500 | 397500
[5 empty] | 389500397500 | 155 | 389500 | 397500
[5 empty] | 383500396500 | 155 | 383500 | 396500
[5 empty] | 384500396500 | 155 | 384500 | 396500
[5 empty] | 385500396500 | 155 | 385500 | 396500
[5 empty] | 386500396500 | 155 | 386500 | 396500
[5 empty] | 387500396500 | 155 | 387500 | 396500
[5 empty] | 388500396500 | 155 | 388500 | 396500
[5 empty] | 389500396500 | 155 | 389500 | 396500
[5 empty] | 383500395500 | 155 | 383500 | 395500
[5 empty] | 384500395500 | 155 | 384500 | 395500
[5 empty] | 385500395500 | 155 | 385500 | 395500
[5 empty] | 386500395500 | 155 | 386500 | 395500
[5 empty] | 387500395500 | 155 | 387500 | 395500
[5 empty] | 388500395500 | 155 | 388500 | 395500
[5 empty] | 389500395500 | 155 | 389500 | 395500
[5 empty] | 381500394500 | 155 | 381500 | 394500
[5 empty] | 382500394500 | 155 | 382500 | 394500
[5 empty] | 383500394500 | 155 | 383500 | 394500
[5 empty] | 384500394500 | 155 | 384500 | 394500
[5 empty] | 385500394500 | 155 | 385500 | 394500
[5 empty] | 386500394500 | 155 | 386500 | 394500
[5 empty] | 387500394500 | 155 | 387500 | 394500
[5 empty] | 388500394500 | 155 | 388500 | 394500
[5 empty] | 381500393500 | 155 | 381500 | 393500
[5 empty] | 382500393500 | 155 | 382500 | 393500
[5 empty] | 383500393500 | 155 | 383500 | 393500
[5 empty] | 384500393500 | 155 | 384500 | 393500
[5 empty] | 385500393500 | 155 | 385500 | 393500
[5 empty] | 386500393500 | 155 | 386500 | 393500
[5 empty] | 387500393500 | 155 | 387500 | 393500
[5 empty] | 381500392500 | 155 | 381500 | 392500
[5 empty] | 382500392500 | 155 | 382500 | 392500
[5 empty] | 383500392500 | 155 | 383500 | 392500
[5 empty] | 384500392500 | 155 | 384500 | 392500
[5 empty] | 385500392500 | 155 | 385500 | 392500
[5 empty] | 386500392500 | 155 | 386500 | 392500
[5 empty] | 382500391500 | 155 | 382500 | 391500
[5 empty] | 383500391500 | 155 | 383500 | 391500
[5 empty] | 384500391500 | 155 | 384500 | 391500
[5 empty] | 385500391500 | 155 | 385500 | 391500
[5 empty] | 380500390500 | 155 | 380500 | 390500
[5 empty] | 381500390500 | 155 | 381500 | 390500
[5 empty] | 382500390500 | 155 | 382500 | 390500
[5 empty] | 383500390500 | 155 | 383500 | 390500
[5 empty] | 384500390500 | 155 | 384500 | 390500
[5 empty] | 385500390500 | 155 | 385500 | 390500
[5 empty] | 379500389500 | 155 | 379500 | 389500
[5 empty] | 380500389500 | 155 | 380500 | 389500
[5 empty] | 381500389500 | 155 | 381500 | 389500
[5 empty] | 382500389500 | 155 | 382500 | 389500
[5 empty] | 383500389500 | 155 | 383500 | 389500
[5 empty] | 384500389500 | 155 | 384500 | 389500
[5 empty] | 380500388500 | 155 | 380500 | 388500
[5 empty] | 381500388500 | 155 | 381500 | 388500
[5 empty] | 382500388500 | 155 | 382500 | 388500
[5 empty] | 383500388500 | 155 | 383500 | 388500
[5 empty] | 380500387500 | 155 | 380500 | 387500
[5 empty] | 381500387500 | 155 | 381500 | 387500
[5 empty] | 382500387500 | 155 | 382500 | 387500
[5 empty] | 383500387500 | 155 | 383500 | 387500
[5 empty] | 381500386500 | 155 | 381500 | 386500
[5 empty] | 382500386500 | 155 | 382500 | 386500
[5 empty] | 383500386500 | 155 | 383500 | 386500
[5 empty] | 380500385500 | 155 | 380500 | 385500
[5 empty] | 381500385500 | 155 | 381500 | 385500
[5 empty] | 382500385500 | 155 | 382500 | 385500
[5 empty] | 383500385500 | 155 | 383500 | 385500
[5 empty] | 379500384500 | 155 | 379500 | 384500
[5 empty] | 380500384500 | 155 | 380500 | 384500
[5 empty] | 381500384500 | 155 | 381500 | 384500
[5 empty] | 382500384500 | 155 | 382500 | 384500
[5 empty] | 380500383500 | 155 | 380500 | 383500
[5 empty] | 381500383500 | 155 | 381500 | 383500
[5 empty] | 459500370500 | 156 | 459500 | 370500
[5 empty] | 456500369500 | 156 | 456500 | 369500
[5 empty] | 457500369500 | 156 | 457500 | 369500
[5 empty] | 458500369500 | 156 | 458500 | 369500
[5 empty] | 459500369500 | 156 | 459500 | 369500
[5 empty] | 453500368500 | 156 | 453500 | 368500
[5 empty] | 454500368500 | 156 | 454500 | 368500
[5 empty] | 455500368500 | 156 | 455500 | 368500
[5 empty] | 456500368500 | 156 | 456500 | 368500
[5 empty] | 457500368500 | 156 | 457500 | 368500
[5 empty] | 458500368500 | 156 | 458500 | 368500
[5 empty] | 459500368500 | 156 | 459500 | 368500
[5 empty] | 453500367500 | 156 | 453500 | 367500
[5 empty] | 454500367500 | 156 | 454500 | 367500
[5 empty] | 455500367500 | 156 | 455500 | 367500
[5 empty] | 456500367500 | 156 | 456500 | 367500
[5 empty] | 457500367500 | 156 | 457500 | 367500
[5 empty] | 458500367500 | 156 | 458500 | 367500
[5 empty] | 459500367500 | 156 | 459500 | 367500
[5 empty] | 454500366500 | 156 | 454500 | 366500
[5 empty] | 455500366500 | 156 | 455500 | 366500
[5 empty] | 456500366500 | 156 | 456500 | 366500
[5 empty] | 457500366500 | 156 | 457500 | 366500
[5 empty] | 458500366500 | 156 | 458500 | 366500
[5 empty] | 454500365500 | 156 | 454500 | 365500
[5 empty] | 455500365500 | 156 | 455500 | 365500
[5 empty] | 456500365500 | 156 | 456500 | 365500
[5 empty] | 451500364500 | 156 | 451500 | 364500
[5 empty] | 452500364500 | 156 | 452500 | 364500
[5 empty] | 453500364500 | 156 | 453500 | 364500
[5 empty] | 454500364500 | 156 | 454500 | 364500
[5 empty] | 455500364500 | 156 | 455500 | 364500
[5 empty] | 456500364500 | 156 | 456500 | 364500
[5 empty] | 450500363500 | 156 | 450500 | 363500
[5 empty] | 451500363500 | 156 | 451500 | 363500
[5 empty] | 452500363500 | 156 | 452500 | 363500
[5 empty] | 453500363500 | 156 | 453500 | 363500
[5 empty] | 454500363500 | 156 | 454500 | 363500
[5 empty] | 455500363500 | 156 | 455500 | 363500
[5 empty] | 456500363500 | 156 | 456500 | 363500
[5 empty] | 457500363500 | 156 | 457500 | 363500
[5 empty] | 450500362500 | 156 | 450500 | 362500
[5 empty] | 451500362500 | 156 | 451500 | 362500
[5 empty] | 452500362500 | 156 | 452500 | 362500
[5 empty] | 453500362500 | 156 | 453500 | 362500
[5 empty] | 454500362500 | 156 | 454500 | 362500
[5 empty] | 455500362500 | 156 | 455500 | 362500
[5 empty] | 456500362500 | 156 | 456500 | 362500
[5 empty] | 457500362500 | 156 | 457500 | 362500
[5 empty] | 458500362500 | 156 | 458500 | 362500
[5 empty] | 451500361500 | 156 | 451500 | 361500
[5 empty] | 452500361500 | 156 | 452500 | 361500
[5 empty] | 453500361500 | 156 | 453500 | 361500
[5 empty] | 454500361500 | 156 | 454500 | 361500
[5 empty] | 455500361500 | 156 | 455500 | 361500
[5 empty] | 456500361500 | 156 | 456500 | 361500
[5 empty] | 457500361500 | 156 | 457500 | 361500
[5 empty] | 458500361500 | 156 | 458500 | 361500
[5 empty] | 451500360500 | 156 | 451500 | 360500
[5 empty] | 452500360500 | 156 | 452500 | 360500
[5 empty] | 453500360500 | 156 | 453500 | 360500
[5 empty] | 454500360500 | 156 | 454500 | 360500
[5 empty] | 455500360500 | 156 | 455500 | 360500
[5 empty] | 456500360500 | 156 | 456500 | 360500
[5 empty] | 457500360500 | 156 | 457500 | 360500
[5 empty] | 452500359500 | 156 | 452500 | 359500
[5 empty] | 453500359500 | 156 | 453500 | 359500
[5 empty] | 454500359500 | 156 | 454500 | 359500
[5 empty] | 455500359500 | 156 | 455500 | 359500
[5 empty] | 456500359500 | 156 | 456500 | 359500
[5 empty] | 457500359500 | 156 | 457500 | 359500
[5 empty] | 458500359500 | 156 | 458500 | 359500
[5 empty] | 454500358500 | 156 | 454500 | 358500
[5 empty] | 455500358500 | 156 | 455500 | 358500
[5 empty] | 456500358500 | 156 | 456500 | 358500
[5 empty] | 458500358500 | 156 | 458500 | 358500
[5 empty] | 571500179500 | 157 | 571500 | 179500
[5 empty] | 572500179500 | 157 | 572500 | 179500
[5 empty] | 573500179500 | 157 | 573500 | 179500
[5 empty] | 574500179500 | 157 | 574500 | 179500
[5 empty] | 575500179500 | 157 | 575500 | 179500
[5 empty] | 576500179500 | 157 | 576500 | 179500
[5 empty] | 577500179500 | 157 | 577500 | 179500
[5 empty] | 578500179500 | 157 | 578500 | 179500
[5 empty] | 579500179500 | 157 | 579500 | 179500
[5 empty] | 580500179500 | 157 | 580500 | 179500
[5 empty] | 571500178500 | 157 | 571500 | 178500
[5 empty] | 572500178500 | 157 | 572500 | 178500
[5 empty] | 573500178500 | 157 | 573500 | 178500
[5 empty] | 574500178500 | 157 | 574500 | 178500
[5 empty] | 575500178500 | 157 | 575500 | 178500
[5 empty] | 576500178500 | 157 | 576500 | 178500
[5 empty] | 577500178500 | 157 | 577500 | 178500
[5 empty] | 578500178500 | 157 | 578500 | 178500
[5 empty] | 579500178500 | 157 | 579500 | 178500
[5 empty] | 580500178500 | 157 | 580500 | 178500
[5 empty] | 581500178500 | 157 | 581500 | 178500
[5 empty] | 582500178500 | 157 | 582500 | 178500
[5 empty] | 583500178500 | 157 | 583500 | 178500
[5 empty] | 584500178500 | 157 | 584500 | 178500
[5 empty] | 585500178500 | 157 | 585500 | 178500
[5 empty] | 586500178500 | 157 | 586500 | 178500
[5 empty] | 587500178500 | 157 | 587500 | 178500
[5 empty] | 570500177500 | 157 | 570500 | 177500
[5 empty] | 571500177500 | 157 | 571500 | 177500
[5 empty] | 572500177500 | 157 | 572500 | 177500
[5 empty] | 573500177500 | 157 | 573500 | 177500
[5 empty] | 574500177500 | 157 | 574500 | 177500
[5 empty] | 575500177500 | 157 | 575500 | 177500
[5 empty] | 576500177500 | 157 | 576500 | 177500
[5 empty] | 577500177500 | 157 | 577500 | 177500
[5 empty] | 578500177500 | 157 | 578500 | 177500
[5 empty] | 579500177500 | 157 | 579500 | 177500
[5 empty] | 580500177500 | 157 | 580500 | 177500
[5 empty] | 581500177500 | 157 | 581500 | 177500
[5 empty] | 582500177500 | 157 | 582500 | 177500
[5 empty] | 583500177500 | 157 | 583500 | 177500
[5 empty] | 584500177500 | 157 | 584500 | 177500
[5 empty] | 585500177500 | 157 | 585500 | 177500
[5 empty] | 586500177500 | 157 | 586500 | 177500
[5 empty] | 587500177500 | 157 | 587500 | 177500
[5 empty] | 588500177500 | 157 | 588500 | 177500
[5 empty] | 589500177500 | 157 | 589500 | 177500
[5 empty] | 570500176500 | 157 | 570500 | 176500
[5 empty] | 571500176500 | 157 | 571500 | 176500
[5 empty] | 572500176500 | 157 | 572500 | 176500
[5 empty] | 573500176500 | 157 | 573500 | 176500
[5 empty] | 574500176500 | 157 | 574500 | 176500
[5 empty] | 575500176500 | 157 | 575500 | 176500
[5 empty] | 576500176500 | 157 | 576500 | 176500
[5 empty] | 577500176500 | 157 | 577500 | 176500
[5 empty] | 578500176500 | 157 | 578500 | 176500
[5 empty] | 579500176500 | 157 | 579500 | 176500
[5 empty] | 580500176500 | 157 | 580500 | 176500
[5 empty] | 581500176500 | 157 | 581500 | 176500
[5 empty] | 582500176500 | 157 | 582500 | 176500
[5 empty] | 583500176500 | 157 | 583500 | 176500
[5 empty] | 584500176500 | 157 | 584500 | 176500
[5 empty] | 585500176500 | 157 | 585500 | 176500
[5 empty] | 586500176500 | 157 | 586500 | 176500
[5 empty] | 587500176500 | 157 | 587500 | 176500
[5 empty] | 588500176500 | 157 | 588500 | 176500
[5 empty] | 589500176500 | 157 | 589500 | 176500
[5 empty] | 572500175500 | 157 | 572500 | 175500
[5 empty] | 573500175500 | 157 | 573500 | 175500
[5 empty] | 574500175500 | 157 | 574500 | 175500
[5 empty] | 575500175500 | 157 | 575500 | 175500
[5 empty] | 576500175500 | 157 | 576500 | 175500
[5 empty] | 577500175500 | 157 | 577500 | 175500
[5 empty] | 578500175500 | 157 | 578500 | 175500
[5 empty] | 579500175500 | 157 | 579500 | 175500
[5 empty] | 580500175500 | 157 | 580500 | 175500
[5 empty] | 581500175500 | 157 | 581500 | 175500
[5 empty] | 582500175500 | 157 | 582500 | 175500
[5 empty] | 583500175500 | 157 | 583500 | 175500
[5 empty] | 584500175500 | 157 | 584500 | 175500
[5 empty] | 585500175500 | 157 | 585500 | 175500
[5 empty] | 586500175500 | 157 | 586500 | 175500
[5 empty] | 587500175500 | 157 | 587500 | 175500
[5 empty] | 588500175500 | 157 | 588500 | 175500
[5 empty] | 589500175500 | 157 | 589500 | 175500
[5 empty] | 573500174500 | 157 | 573500 | 174500
[5 empty] | 574500174500 | 157 | 574500 | 174500
[5 empty] | 575500174500 | 157 | 575500 | 174500
[5 empty] | 576500174500 | 157 | 576500 | 174500
[5 empty] | 577500174500 | 157 | 577500 | 174500
[5 empty] | 578500174500 | 157 | 578500 | 174500
[5 empty] | 579500174500 | 157 | 579500 | 174500
[5 empty] | 580500174500 | 157 | 580500 | 174500
[5 empty] | 581500174500 | 157 | 581500 | 174500
[5 empty] | 582500174500 | 157 | 582500 | 174500
[5 empty] | 583500174500 | 157 | 583500 | 174500
[5 empty] | 584500174500 | 157 | 584500 | 174500
[5 empty] | 585500174500 | 157 | 585500 | 174500
[5 empty] | 586500174500 | 157 | 586500 | 174500
[5 empty] | 587500174500 | 157 | 587500 | 174500
[5 empty] | 588500174500 | 157 | 588500 | 174500
[5 empty] | 589500174500 | 157 | 589500 | 174500
[5 empty] | 573500173500 | 157 | 573500 | 173500
[5 empty] | 574500173500 | 157 | 574500 | 173500
[5 empty] | 575500173500 | 157 | 575500 | 173500
[5 empty] | 576500173500 | 157 | 576500 | 173500
[5 empty] | 577500173500 | 157 | 577500 | 173500
[5 empty] | 578500173500 | 157 | 578500 | 173500
[5 empty] | 579500173500 | 157 | 579500 | 173500
[5 empty] | 580500173500 | 157 | 580500 | 173500
[5 empty] | 581500173500 | 157 | 581500 | 173500
[5 empty] | 582500173500 | 157 | 582500 | 173500
[5 empty] | 583500173500 | 157 | 583500 | 173500
[5 empty] | 584500173500 | 157 | 584500 | 173500
[5 empty] | 585500173500 | 157 | 585500 | 173500
[5 empty] | 586500173500 | 157 | 586500 | 173500
[5 empty] | 587500173500 | 157 | 587500 | 173500
[5 empty] | 573500172500 | 157 | 573500 | 172500
[5 empty] | 574500172500 | 157 | 574500 | 172500
[5 empty] | 575500172500 | 157 | 575500 | 172500
[5 empty] | 576500172500 | 157 | 576500 | 172500
[5 empty] | 577500172500 | 157 | 577500 | 172500
[5 empty] | 578500172500 | 157 | 578500 | 172500
[5 empty] | 579500172500 | 157 | 579500 | 172500
[5 empty] | 580500172500 | 157 | 580500 | 172500
[5 empty] | 581500172500 | 157 | 581500 | 172500
[5 empty] | 582500172500 | 157 | 582500 | 172500
[5 empty] | 573500171500 | 157 | 573500 | 171500
[5 empty] | 574500171500 | 157 | 574500 | 171500
[5 empty] | 575500171500 | 157 | 575500 | 171500
[5 empty] | 576500171500 | 157 | 576500 | 171500
[5 empty] | 577500171500 | 157 | 577500 | 171500
[5 empty] | 578500171500 | 157 | 578500 | 171500
[5 empty] | 579500171500 | 157 | 579500 | 171500
[5 empty] | 580500171500 | 157 | 580500 | 171500
[5 empty] | 581500171500 | 157 | 581500 | 171500
[5 empty] | 572500170500 | 157 | 572500 | 170500
[5 empty] | 573500170500 | 157 | 573500 | 170500
[5 empty] | 574500170500 | 157 | 574500 | 170500
[5 empty] | 575500170500 | 157 | 575500 | 170500
[5 empty] | 576500170500 | 157 | 576500 | 170500
[5 empty] | 577500170500 | 157 | 577500 | 170500
[5 empty] | 578500170500 | 157 | 578500 | 170500
[5 empty] | 579500170500 | 157 | 579500 | 170500
[5 empty] | 580500170500 | 157 | 580500 | 170500
[5 empty] | 581500170500 | 157 | 581500 | 170500
[5 empty] | 582500170500 | 157 | 582500 | 170500
[5 empty] | 571500169500 | 157 | 571500 | 169500
[5 empty] | 572500169500 | 157 | 572500 | 169500
[5 empty] | 573500169500 | 157 | 573500 | 169500
[5 empty] | 574500169500 | 157 | 574500 | 169500
[5 empty] | 575500169500 | 157 | 575500 | 169500
[5 empty] | 576500169500 | 157 | 576500 | 169500
[5 empty] | 577500169500 | 157 | 577500 | 169500
[5 empty] | 578500169500 | 157 | 578500 | 169500
[5 empty] | 579500169500 | 157 | 579500 | 169500
[5 empty] | 580500169500 | 157 | 580500 | 169500
[5 empty] | 581500169500 | 157 | 581500 | 169500
[5 empty] | 582500169500 | 157 | 582500 | 169500
[5 empty] | 583500169500 | 157 | 583500 | 169500
[5 empty] | 570500168500 | 157 | 570500 | 168500
[5 empty] | 571500168500 | 157 | 571500 | 168500
[5 empty] | 572500168500 | 157 | 572500 | 168500
[5 empty] | 573500168500 | 157 | 573500 | 168500
[5 empty] | 574500168500 | 157 | 574500 | 168500
[5 empty] | 575500168500 | 157 | 575500 | 168500
[5 empty] | 576500168500 | 157 | 576500 | 168500
[5 empty] | 577500168500 | 157 | 577500 | 168500
[5 empty] | 578500168500 | 157 | 578500 | 168500
[5 empty] | 579500168500 | 157 | 579500 | 168500
[5 empty] | 580500168500 | 157 | 580500 | 168500
[5 empty] | 581500168500 | 157 | 581500 | 168500
[5 empty] | 582500168500 | 157 | 582500 | 168500
[5 empty] | 569500167500 | 157 | 569500 | 167500
[5 empty] | 570500167500 | 157 | 570500 | 167500
[5 empty] | 571500167500 | 157 | 571500 | 167500
[5 empty] | 572500167500 | 157 | 572500 | 167500
[5 empty] | 573500167500 | 157 | 573500 | 167500
[5 empty] | 574500167500 | 157 | 574500 | 167500
[5 empty] | 575500167500 | 157 | 575500 | 167500
[5 empty] | 576500167500 | 157 | 576500 | 167500
[5 empty] | 577500167500 | 157 | 577500 | 167500
[5 empty] | 578500167500 | 157 | 578500 | 167500
[5 empty] | 579500167500 | 157 | 579500 | 167500
[5 empty] | 580500167500 | 157 | 580500 | 167500
[5 empty] | 581500167500 | 157 | 581500 | 167500
[5 empty] | 582500167500 | 157 | 582500 | 167500
[5 empty] | 568500166500 | 157 | 568500 | 166500
[5 empty] | 569500166500 | 157 | 569500 | 166500
[5 empty] | 570500166500 | 157 | 570500 | 166500
[5 empty] | 571500166500 | 157 | 571500 | 166500
[5 empty] | 572500166500 | 157 | 572500 | 166500
[5 empty] | 573500166500 | 157 | 573500 | 166500
[5 empty] | 574500166500 | 157 | 574500 | 166500
[5 empty] | 575500166500 | 157 | 575500 | 166500
[5 empty] | 576500166500 | 157 | 576500 | 166500
[5 empty] | 577500166500 | 157 | 577500 | 166500
[5 empty] | 578500166500 | 157 | 578500 | 166500
[5 empty] | 579500166500 | 157 | 579500 | 166500
[5 empty] | 580500166500 | 157 | 580500 | 166500
[5 empty] | 581500166500 | 157 | 581500 | 166500
[5 empty] | 582500166500 | 157 | 582500 | 166500
[5 empty] | 568500165500 | 157 | 568500 | 165500
[5 empty] | 569500165500 | 157 | 569500 | 165500
[5 empty] | 570500165500 | 157 | 570500 | 165500
[5 empty] | 572500165500 | 157 | 572500 | 165500
[5 empty] | 573500165500 | 157 | 573500 | 165500
[5 empty] | 574500165500 | 157 | 574500 | 165500
[5 empty] | 575500165500 | 157 | 575500 | 165500
[5 empty] | 576500165500 | 157 | 576500 | 165500
[5 empty] | 577500165500 | 157 | 577500 | 165500
[5 empty] | 578500165500 | 157 | 578500 | 165500
[5 empty] | 579500165500 | 157 | 579500 | 165500
[5 empty] | 580500165500 | 157 | 580500 | 165500
[5 empty] | 581500165500 | 157 | 581500 | 165500
[5 empty] | 582500165500 | 157 | 582500 | 165500
[5 empty] | 567500164500 | 157 | 567500 | 164500
[5 empty] | 568500164500 | 157 | 568500 | 164500
[5 empty] | 569500164500 | 157 | 569500 | 164500
[5 empty] | 570500164500 | 157 | 570500 | 164500
[5 empty] | 574500164500 | 157 | 574500 | 164500
[5 empty] | 575500164500 | 157 | 575500 | 164500
[5 empty] | 576500164500 | 157 | 576500 | 164500
[5 empty] | 577500164500 | 157 | 577500 | 164500
[5 empty] | 578500164500 | 157 | 578500 | 164500
[5 empty] | 579500164500 | 157 | 579500 | 164500
[5 empty] | 580500164500 | 157 | 580500 | 164500
[5 empty] | 581500164500 | 157 | 581500 | 164500
[5 empty] | 582500164500 | 157 | 582500 | 164500
[5 empty] | 569500163500 | 157 | 569500 | 163500
[5 empty] | 570500163500 | 157 | 570500 | 163500
[5 empty] | 575500163500 | 157 | 575500 | 163500
[5 empty] | 576500163500 | 157 | 576500 | 163500
[5 empty] | 577500163500 | 157 | 577500 | 163500
[5 empty] | 578500163500 | 157 | 578500 | 163500
[5 empty] | 579500163500 | 157 | 579500 | 163500
[5 empty] | 580500163500 | 157 | 580500 | 163500
[5 empty] | 581500163500 | 157 | 581500 | 163500
[5 empty] | 577500162500 | 157 | 577500 | 162500
[5 empty] | 481500342500 | 158 | 481500 | 342500
[5 empty] | 480500341500 | 158 | 480500 | 341500
[5 empty] | 481500341500 | 158 | 481500 | 341500
[5 empty] | 479500340500 | 158 | 479500 | 340500
[5 empty] | 480500340500 | 158 | 480500 | 340500
[5 empty] | 481500340500 | 158 | 481500 | 340500
[5 empty] | 482500340500 | 158 | 482500 | 340500
[5 empty] | 479500339500 | 158 | 479500 | 339500
[5 empty] | 480500339500 | 158 | 480500 | 339500
[5 empty] | 481500339500 | 158 | 481500 | 339500
[5 empty] | 482500339500 | 158 | 482500 | 339500
[5 empty] | 483500339500 | 158 | 483500 | 339500
[5 empty] | 478500338500 | 158 | 478500 | 338500
[5 empty] | 479500338500 | 158 | 479500 | 338500
[5 empty] | 480500338500 | 158 | 480500 | 338500
[5 empty] | 481500338500 | 158 | 481500 | 338500
[5 empty] | 482500338500 | 158 | 482500 | 338500
[5 empty] | 478500337500 | 158 | 478500 | 337500
[5 empty] | 479500337500 | 158 | 479500 | 337500
[5 empty] | 480500337500 | 158 | 480500 | 337500
[5 empty] | 481500337500 | 158 | 481500 | 337500
[5 empty] | 482500337500 | 158 | 482500 | 337500
[5 empty] | 477500336500 | 158 | 477500 | 336500
[5 empty] | 478500336500 | 158 | 478500 | 336500
[5 empty] | 479500336500 | 158 | 479500 | 336500
[5 empty] | 480500336500 | 158 | 480500 | 336500
[5 empty] | 481500336500 | 158 | 481500 | 336500
[5 empty] | 482500336500 | 158 | 482500 | 336500
[5 empty] | 477500335500 | 158 | 477500 | 335500
[5 empty] | 478500335500 | 158 | 478500 | 335500
[5 empty] | 479500335500 | 158 | 479500 | 335500
[5 empty] | 480500335500 | 158 | 480500 | 335500
[5 empty] | 481500335500 | 158 | 481500 | 335500
[5 empty] | 482500335500 | 158 | 482500 | 335500
[5 empty] | 476500334500 | 158 | 476500 | 334500
[5 empty] | 477500334500 | 158 | 477500 | 334500
[5 empty] | 478500334500 | 158 | 478500 | 334500
[5 empty] | 479500334500 | 158 | 479500 | 334500
[5 empty] | 480500334500 | 158 | 480500 | 334500
[5 empty] | 481500334500 | 158 | 481500 | 334500
[5 empty] | 482500334500 | 158 | 482500 | 334500
[5 empty] | 475500333500 | 158 | 475500 | 333500
[5 empty] | 476500333500 | 158 | 476500 | 333500
[5 empty] | 477500333500 | 158 | 477500 | 333500
[5 empty] | 478500333500 | 158 | 478500 | 333500
[5 empty] | 479500333500 | 158 | 479500 | 333500
[5 empty] | 480500333500 | 158 | 480500 | 333500
[5 empty] | 481500333500 | 158 | 481500 | 333500
[5 empty] | 482500333500 | 158 | 482500 | 333500
[5 empty] | 474500332500 | 158 | 474500 | 332500
[5 empty] | 475500332500 | 158 | 475500 | 332500
[5 empty] | 476500332500 | 158 | 476500 | 332500
[5 empty] | 477500332500 | 158 | 477500 | 332500
[5 empty] | 478500332500 | 158 | 478500 | 332500
[5 empty] | 479500332500 | 158 | 479500 | 332500
[5 empty] | 480500332500 | 158 | 480500 | 332500
[5 empty] | 481500332500 | 158 | 481500 | 332500
[5 empty] | 482500332500 | 158 | 482500 | 332500
[5 empty] | 483500332500 | 158 | 483500 | 332500
[5 empty] | 472500331500 | 158 | 472500 | 331500
[5 empty] | 473500331500 | 158 | 473500 | 331500
[5 empty] | 474500331500 | 158 | 474500 | 331500
[5 empty] | 475500331500 | 158 | 475500 | 331500
[5 empty] | 476500331500 | 158 | 476500 | 331500
[5 empty] | 477500331500 | 158 | 477500 | 331500
[5 empty] | 478500331500 | 158 | 478500 | 331500
[5 empty] | 479500331500 | 158 | 479500 | 331500
[5 empty] | 480500331500 | 158 | 480500 | 331500
[5 empty] | 481500331500 | 158 | 481500 | 331500
[5 empty] | 482500331500 | 158 | 482500 | 331500
[5 empty] | 483500331500 | 158 | 483500 | 331500
[5 empty] | 484500331500 | 158 | 484500 | 331500
[5 empty] | 472500330500 | 158 | 472500 | 330500
[5 empty] | 473500330500 | 158 | 473500 | 330500
[5 empty] | 474500330500 | 158 | 474500 | 330500
[5 empty] | 475500330500 | 158 | 475500 | 330500
[5 empty] | 476500330500 | 158 | 476500 | 330500
[5 empty] | 477500330500 | 158 | 477500 | 330500
[5 empty] | 478500330500 | 158 | 478500 | 330500
[5 empty] | 479500330500 | 158 | 479500 | 330500
[5 empty] | 480500330500 | 158 | 480500 | 330500
[5 empty] | 481500330500 | 158 | 481500 | 330500
[5 empty] | 482500330500 | 158 | 482500 | 330500
[5 empty] | 483500330500 | 158 | 483500 | 330500
[5 empty] | 484500330500 | 158 | 484500 | 330500
[5 empty] | 471500329500 | 158 | 471500 | 329500
[5 empty] | 472500329500 | 158 | 472500 | 329500
[5 empty] | 473500329500 | 158 | 473500 | 329500
[5 empty] | 474500329500 | 158 | 474500 | 329500
[5 empty] | 475500329500 | 158 | 475500 | 329500
[5 empty] | 476500329500 | 158 | 476500 | 329500
[5 empty] | 477500329500 | 158 | 477500 | 329500
[5 empty] | 478500329500 | 158 | 478500 | 329500
[5 empty] | 479500329500 | 158 | 479500 | 329500
[5 empty] | 480500329500 | 158 | 480500 | 329500
[5 empty] | 481500329500 | 158 | 481500 | 329500
[5 empty] | 482500329500 | 158 | 482500 | 329500
[5 empty] | 483500329500 | 158 | 483500 | 329500
[5 empty] | 484500329500 | 158 | 484500 | 329500
[5 empty] | 485500329500 | 158 | 485500 | 329500
[5 empty] | 471500328500 | 158 | 471500 | 328500
[5 empty] | 472500328500 | 158 | 472500 | 328500
[5 empty] | 473500328500 | 158 | 473500 | 328500
[5 empty] | 474500328500 | 158 | 474500 | 328500
[5 empty] | 475500328500 | 158 | 475500 | 328500
[5 empty] | 476500328500 | 158 | 476500 | 328500
[5 empty] | 477500328500 | 158 | 477500 | 328500
[5 empty] | 478500328500 | 158 | 478500 | 328500
[5 empty] | 479500328500 | 158 | 479500 | 328500
[5 empty] | 480500328500 | 158 | 480500 | 328500
[5 empty] | 481500328500 | 158 | 481500 | 328500
[5 empty] | 482500328500 | 158 | 482500 | 328500
[5 empty] | 483500328500 | 158 | 483500 | 328500
[5 empty] | 484500328500 | 158 | 484500 | 328500
[5 empty] | 485500328500 | 158 | 485500 | 328500
[5 empty] | 486500328500 | 158 | 486500 | 328500
[5 empty] | 469500327500 | 158 | 469500 | 327500
[5 empty] | 470500327500 | 158 | 470500 | 327500
[5 empty] | 471500327500 | 158 | 471500 | 327500
[5 empty] | 472500327500 | 158 | 472500 | 327500
[5 empty] | 473500327500 | 158 | 473500 | 327500
[5 empty] | 474500327500 | 158 | 474500 | 327500
[5 empty] | 475500327500 | 158 | 475500 | 327500
[5 empty] | 476500327500 | 158 | 476500 | 327500
[5 empty] | 477500327500 | 158 | 477500 | 327500
[5 empty] | 478500327500 | 158 | 478500 | 327500
[5 empty] | 479500327500 | 158 | 479500 | 327500
[5 empty] | 480500327500 | 158 | 480500 | 327500
[5 empty] | 481500327500 | 158 | 481500 | 327500
[5 empty] | 482500327500 | 158 | 482500 | 327500
[5 empty] | 483500327500 | 158 | 483500 | 327500
[5 empty] | 484500327500 | 158 | 484500 | 327500
[5 empty] | 485500327500 | 158 | 485500 | 327500
[5 empty] | 486500327500 | 158 | 486500 | 327500
[5 empty] | 469500326500 | 158 | 469500 | 326500
[5 empty] | 470500326500 | 158 | 470500 | 326500
[5 empty] | 471500326500 | 158 | 471500 | 326500
[5 empty] | 472500326500 | 158 | 472500 | 326500
[5 empty] | 473500326500 | 158 | 473500 | 326500
[5 empty] | 474500326500 | 158 | 474500 | 326500
[5 empty] | 475500326500 | 158 | 475500 | 326500
[5 empty] | 476500326500 | 158 | 476500 | 326500
[5 empty] | 477500326500 | 158 | 477500 | 326500
[5 empty] | 478500326500 | 158 | 478500 | 326500
[5 empty] | 479500326500 | 158 | 479500 | 326500
[5 empty] | 480500326500 | 158 | 480500 | 326500
[5 empty] | 481500326500 | 158 | 481500 | 326500
[5 empty] | 482500326500 | 158 | 482500 | 326500
[5 empty] | 483500326500 | 158 | 483500 | 326500
[5 empty] | 484500326500 | 158 | 484500 | 326500
[5 empty] | 485500326500 | 158 | 485500 | 326500
[5 empty] | 486500326500 | 158 | 486500 | 326500
[5 empty] | 487500326500 | 158 | 487500 | 326500
[5 empty] | 469500325500 | 158 | 469500 | 325500
[5 empty] | 470500325500 | 158 | 470500 | 325500
[5 empty] | 471500325500 | 158 | 471500 | 325500
[5 empty] | 472500325500 | 158 | 472500 | 325500
[5 empty] | 473500325500 | 158 | 473500 | 325500
[5 empty] | 474500325500 | 158 | 474500 | 325500
[5 empty] | 475500325500 | 158 | 475500 | 325500
[5 empty] | 476500325500 | 158 | 476500 | 325500
[5 empty] | 477500325500 | 158 | 477500 | 325500
[5 empty] | 478500325500 | 158 | 478500 | 325500
[5 empty] | 479500325500 | 158 | 479500 | 325500
[5 empty] | 480500325500 | 158 | 480500 | 325500
[5 empty] | 481500325500 | 158 | 481500 | 325500
[5 empty] | 482500325500 | 158 | 482500 | 325500
[5 empty] | 483500325500 | 158 | 483500 | 325500
[5 empty] | 484500325500 | 158 | 484500 | 325500
[5 empty] | 485500325500 | 158 | 485500 | 325500
[5 empty] | 486500325500 | 158 | 486500 | 325500
[5 empty] | 487500325500 | 158 | 487500 | 325500
[5 empty] | 465500324500 | 158 | 465500 | 324500
[5 empty] | 466500324500 | 158 | 466500 | 324500
[5 empty] | 467500324500 | 158 | 467500 | 324500
[5 empty] | 468500324500 | 158 | 468500 | 324500
[5 empty] | 469500324500 | 158 | 469500 | 324500
[5 empty] | 470500324500 | 158 | 470500 | 324500
[5 empty] | 471500324500 | 158 | 471500 | 324500
[5 empty] | 472500324500 | 158 | 472500 | 324500
[5 empty] | 473500324500 | 158 | 473500 | 324500
[5 empty] | 474500324500 | 158 | 474500 | 324500
[5 empty] | 475500324500 | 158 | 475500 | 324500
[5 empty] | 476500324500 | 158 | 476500 | 324500
[5 empty] | 477500324500 | 158 | 477500 | 324500
[5 empty] | 478500324500 | 158 | 478500 | 324500
[5 empty] | 479500324500 | 158 | 479500 | 324500
[5 empty] | 480500324500 | 158 | 480500 | 324500
[5 empty] | 481500324500 | 158 | 481500 | 324500
[5 empty] | 482500324500 | 158 | 482500 | 324500
[5 empty] | 483500324500 | 158 | 483500 | 324500
[5 empty] | 484500324500 | 158 | 484500 | 324500
[5 empty] | 485500324500 | 158 | 485500 | 324500
[5 empty] | 486500324500 | 158 | 486500 | 324500
[5 empty] | 487500324500 | 158 | 487500 | 324500
[5 empty] | 488500324500 | 158 | 488500 | 324500
[5 empty] | 465500323500 | 158 | 465500 | 323500
[5 empty] | 466500323500 | 158 | 466500 | 323500
[5 empty] | 467500323500 | 158 | 467500 | 323500
[5 empty] | 468500323500 | 158 | 468500 | 323500
[5 empty] | 469500323500 | 158 | 469500 | 323500
[5 empty] | 470500323500 | 158 | 470500 | 323500
[5 empty] | 471500323500 | 158 | 471500 | 323500
[5 empty] | 472500323500 | 158 | 472500 | 323500
[5 empty] | 473500323500 | 158 | 473500 | 323500
[5 empty] | 474500323500 | 158 | 474500 | 323500
[5 empty] | 475500323500 | 158 | 475500 | 323500
[5 empty] | 476500323500 | 158 | 476500 | 323500
[5 empty] | 477500323500 | 158 | 477500 | 323500
[5 empty] | 478500323500 | 158 | 478500 | 323500
[5 empty] | 479500323500 | 158 | 479500 | 323500
[5 empty] | 480500323500 | 158 | 480500 | 323500
[5 empty] | 481500323500 | 158 | 481500 | 323500
[5 empty] | 482500323500 | 158 | 482500 | 323500
[5 empty] | 483500323500 | 158 | 483500 | 323500
[5 empty] | 484500323500 | 158 | 484500 | 323500
[5 empty] | 485500323500 | 158 | 485500 | 323500
[5 empty] | 486500323500 | 158 | 486500 | 323500
[5 empty] | 487500323500 | 158 | 487500 | 323500
[5 empty] | 488500323500 | 158 | 488500 | 323500
[5 empty] | 465500322500 | 158 | 465500 | 322500
[5 empty] | 466500322500 | 158 | 466500 | 322500
[5 empty] | 467500322500 | 158 | 467500 | 322500
[5 empty] | 468500322500 | 158 | 468500 | 322500
[5 empty] | 469500322500 | 158 | 469500 | 322500
[5 empty] | 470500322500 | 158 | 470500 | 322500
[5 empty] | 471500322500 | 158 | 471500 | 322500
[5 empty] | 472500322500 | 158 | 472500 | 322500
[5 empty] | 473500322500 | 158 | 473500 | 322500
[5 empty] | 474500322500 | 158 | 474500 | 322500
[5 empty] | 475500322500 | 158 | 475500 | 322500
[5 empty] | 476500322500 | 158 | 476500 | 322500
[5 empty] | 477500322500 | 158 | 477500 | 322500
[5 empty] | 478500322500 | 158 | 478500 | 322500
[5 empty] | 479500322500 | 158 | 479500 | 322500
[5 empty] | 480500322500 | 158 | 480500 | 322500
[5 empty] | 481500322500 | 158 | 481500 | 322500
[5 empty] | 482500322500 | 158 | 482500 | 322500
[5 empty] | 483500322500 | 158 | 483500 | 322500
[5 empty] | 484500322500 | 158 | 484500 | 322500
[5 empty] | 485500322500 | 158 | 485500 | 322500
[5 empty] | 486500322500 | 158 | 486500 | 322500
[5 empty] | 487500322500 | 158 | 487500 | 322500
[5 empty] | 488500322500 | 158 | 488500 | 322500
[5 empty] | 464500321500 | 158 | 464500 | 321500
[5 empty] | 465500321500 | 158 | 465500 | 321500
[5 empty] | 466500321500 | 158 | 466500 | 321500
[5 empty] | 467500321500 | 158 | 467500 | 321500
[5 empty] | 468500321500 | 158 | 468500 | 321500
[5 empty] | 469500321500 | 158 | 469500 | 321500
[5 empty] | 470500321500 | 158 | 470500 | 321500
[5 empty] | 471500321500 | 158 | 471500 | 321500
[5 empty] | 472500321500 | 158 | 472500 | 321500
[5 empty] | 473500321500 | 158 | 473500 | 321500
[5 empty] | 474500321500 | 158 | 474500 | 321500
[5 empty] | 475500321500 | 158 | 475500 | 321500
[5 empty] | 476500321500 | 158 | 476500 | 321500
[5 empty] | 477500321500 | 158 | 477500 | 321500
[5 empty] | 478500321500 | 158 | 478500 | 321500
[5 empty] | 479500321500 | 158 | 479500 | 321500
[5 empty] | 480500321500 | 158 | 480500 | 321500
[5 empty] | 481500321500 | 158 | 481500 | 321500
[5 empty] | 482500321500 | 158 | 482500 | 321500
[5 empty] | 483500321500 | 158 | 483500 | 321500
[5 empty] | 484500321500 | 158 | 484500 | 321500
[5 empty] | 485500321500 | 158 | 485500 | 321500
[5 empty] | 486500321500 | 158 | 486500 | 321500
[5 empty] | 487500321500 | 158 | 487500 | 321500
[5 empty] | 488500321500 | 158 | 488500 | 321500
[5 empty] | 465500320500 | 158 | 465500 | 320500
[5 empty] | 466500320500 | 158 | 466500 | 320500
[5 empty] | 467500320500 | 158 | 467500 | 320500
[5 empty] | 468500320500 | 158 | 468500 | 320500
[5 empty] | 469500320500 | 158 | 469500 | 320500
[5 empty] | 470500320500 | 158 | 470500 | 320500
[5 empty] | 471500320500 | 158 | 471500 | 320500
[5 empty] | 472500320500 | 158 | 472500 | 320500
[5 empty] | 473500320500 | 158 | 473500 | 320500
[5 empty] | 474500320500 | 158 | 474500 | 320500
[5 empty] | 475500320500 | 158 | 475500 | 320500
[5 empty] | 476500320500 | 158 | 476500 | 320500
[5 empty] | 477500320500 | 158 | 477500 | 320500
[5 empty] | 478500320500 | 158 | 478500 | 320500
[5 empty] | 479500320500 | 158 | 479500 | 320500
[5 empty] | 480500320500 | 158 | 480500 | 320500
[5 empty] | 481500320500 | 158 | 481500 | 320500
[5 empty] | 482500320500 | 158 | 482500 | 320500
[5 empty] | 483500320500 | 158 | 483500 | 320500
[5 empty] | 484500320500 | 158 | 484500 | 320500
[5 empty] | 485500320500 | 158 | 485500 | 320500
[5 empty] | 486500320500 | 158 | 486500 | 320500
[5 empty] | 487500320500 | 158 | 487500 | 320500
[5 empty] | 488500320500 | 158 | 488500 | 320500
[5 empty] | 489500320500 | 158 | 489500 | 320500
[5 empty] | 465500319500 | 158 | 465500 | 319500
[5 empty] | 466500319500 | 158 | 466500 | 319500
[5 empty] | 467500319500 | 158 | 467500 | 319500
[5 empty] | 468500319500 | 158 | 468500 | 319500
[5 empty] | 469500319500 | 158 | 469500 | 319500
[5 empty] | 470500319500 | 158 | 470500 | 319500
[5 empty] | 471500319500 | 158 | 471500 | 319500
[5 empty] | 472500319500 | 158 | 472500 | 319500
[5 empty] | 473500319500 | 158 | 473500 | 319500
[5 empty] | 474500319500 | 158 | 474500 | 319500
[5 empty] | 475500319500 | 158 | 475500 | 319500
[5 empty] | 476500319500 | 158 | 476500 | 319500
[5 empty] | 477500319500 | 158 | 477500 | 319500
[5 empty] | 478500319500 | 158 | 478500 | 319500
[5 empty] | 479500319500 | 158 | 479500 | 319500
[5 empty] | 480500319500 | 158 | 480500 | 319500
[5 empty] | 481500319500 | 158 | 481500 | 319500
[5 empty] | 482500319500 | 158 | 482500 | 319500
[5 empty] | 483500319500 | 158 | 483500 | 319500
[5 empty] | 484500319500 | 158 | 484500 | 319500
[5 empty] | 485500319500 | 158 | 485500 | 319500
[5 empty] | 486500319500 | 158 | 486500 | 319500
[5 empty] | 487500319500 | 158 | 487500 | 319500
[5 empty] | 488500319500 | 158 | 488500 | 319500
[5 empty] | 489500319500 | 158 | 489500 | 319500
[5 empty] | 465500318500 | 158 | 465500 | 318500
[5 empty] | 466500318500 | 158 | 466500 | 318500
[5 empty] | 467500318500 | 158 | 467500 | 318500
[5 empty] | 468500318500 | 158 | 468500 | 318500
[5 empty] | 469500318500 | 158 | 469500 | 318500
[5 empty] | 470500318500 | 158 | 470500 | 318500
[5 empty] | 471500318500 | 158 | 471500 | 318500
[5 empty] | 472500318500 | 158 | 472500 | 318500
[5 empty] | 473500318500 | 158 | 473500 | 318500
[5 empty] | 474500318500 | 158 | 474500 | 318500
[5 empty] | 475500318500 | 158 | 475500 | 318500
[5 empty] | 476500318500 | 158 | 476500 | 318500
[5 empty] | 477500318500 | 158 | 477500 | 318500
[5 empty] | 478500318500 | 158 | 478500 | 318500
[5 empty] | 479500318500 | 158 | 479500 | 318500
[5 empty] | 480500318500 | 158 | 480500 | 318500
[5 empty] | 481500318500 | 158 | 481500 | 318500
[5 empty] | 482500318500 | 158 | 482500 | 318500
[5 empty] | 483500318500 | 158 | 483500 | 318500
[5 empty] | 484500318500 | 158 | 484500 | 318500
[5 empty] | 485500318500 | 158 | 485500 | 318500
[5 empty] | 486500318500 | 158 | 486500 | 318500
[5 empty] | 487500318500 | 158 | 487500 | 318500
[5 empty] | 488500318500 | 158 | 488500 | 318500
[5 empty] | 465500317500 | 158 | 465500 | 317500
[5 empty] | 466500317500 | 158 | 466500 | 317500
[5 empty] | 467500317500 | 158 | 467500 | 317500
[5 empty] | 468500317500 | 158 | 468500 | 317500
[5 empty] | 469500317500 | 158 | 469500 | 317500
[5 empty] | 470500317500 | 158 | 470500 | 317500
[5 empty] | 471500317500 | 158 | 471500 | 317500
[5 empty] | 472500317500 | 158 | 472500 | 317500
[5 empty] | 473500317500 | 158 | 473500 | 317500
[5 empty] | 474500317500 | 158 | 474500 | 317500
[5 empty] | 475500317500 | 158 | 475500 | 317500
[5 empty] | 476500317500 | 158 | 476500 | 317500
[5 empty] | 477500317500 | 158 | 477500 | 317500
[5 empty] | 478500317500 | 158 | 478500 | 317500
[5 empty] | 479500317500 | 158 | 479500 | 317500
[5 empty] | 480500317500 | 158 | 480500 | 317500
[5 empty] | 481500317500 | 158 | 481500 | 317500
[5 empty] | 482500317500 | 158 | 482500 | 317500
[5 empty] | 483500317500 | 158 | 483500 | 317500
[5 empty] | 484500317500 | 158 | 484500 | 317500
[5 empty] | 485500317500 | 158 | 485500 | 317500
[5 empty] | 486500317500 | 158 | 486500 | 317500
[5 empty] | 487500317500 | 158 | 487500 | 317500
[5 empty] | 466500316500 | 158 | 466500 | 316500
[5 empty] | 467500316500 | 158 | 467500 | 316500
[5 empty] | 468500316500 | 158 | 468500 | 316500
[5 empty] | 469500316500 | 158 | 469500 | 316500
[5 empty] | 470500316500 | 158 | 470500 | 316500
[5 empty] | 471500316500 | 158 | 471500 | 316500
[5 empty] | 472500316500 | 158 | 472500 | 316500
[5 empty] | 473500316500 | 158 | 473500 | 316500
[5 empty] | 474500316500 | 158 | 474500 | 316500
[5 empty] | 475500316500 | 158 | 475500 | 316500
[5 empty] | 476500316500 | 158 | 476500 | 316500
[5 empty] | 477500316500 | 158 | 477500 | 316500
[5 empty] | 478500316500 | 158 | 478500 | 316500
[5 empty] | 479500316500 | 158 | 479500 | 316500
[5 empty] | 480500316500 | 158 | 480500 | 316500
[5 empty] | 481500316500 | 158 | 481500 | 316500
[5 empty] | 484500316500 | 158 | 484500 | 316500
[5 empty] | 485500316500 | 158 | 485500 | 316500
[5 empty] | 466500315500 | 158 | 466500 | 315500
[5 empty] | 467500315500 | 158 | 467500 | 315500
[5 empty] | 468500315500 | 158 | 468500 | 315500
[5 empty] | 469500315500 | 158 | 469500 | 315500
[5 empty] | 470500315500 | 158 | 470500 | 315500
[5 empty] | 471500315500 | 158 | 471500 | 315500
[5 empty] | 472500315500 | 158 | 472500 | 315500
[5 empty] | 473500315500 | 158 | 473500 | 315500
[5 empty] | 474500315500 | 158 | 474500 | 315500
[5 empty] | 475500315500 | 158 | 475500 | 315500
[5 empty] | 476500315500 | 158 | 476500 | 315500
[5 empty] | 477500315500 | 158 | 477500 | 315500
[5 empty] | 478500315500 | 158 | 478500 | 315500
[5 empty] | 479500315500 | 158 | 479500 | 315500
[5 empty] | 480500315500 | 158 | 480500 | 315500
[5 empty] | 467500314500 | 158 | 467500 | 314500
[5 empty] | 468500314500 | 158 | 468500 | 314500
[5 empty] | 469500314500 | 158 | 469500 | 314500
[5 empty] | 470500314500 | 158 | 470500 | 314500
[5 empty] | 471500314500 | 158 | 471500 | 314500
[5 empty] | 472500314500 | 158 | 472500 | 314500
[5 empty] | 473500314500 | 158 | 473500 | 314500
[5 empty] | 474500314500 | 158 | 474500 | 314500
[5 empty] | 475500314500 | 158 | 475500 | 314500
[5 empty] | 476500314500 | 158 | 476500 | 314500
[5 empty] | 477500314500 | 158 | 477500 | 314500
[5 empty] | 478500314500 | 158 | 478500 | 314500
[5 empty] | 479500314500 | 158 | 479500 | 314500
[5 empty] | 467500313500 | 158 | 467500 | 313500
[5 empty] | 468500313500 | 158 | 468500 | 313500
[5 empty] | 469500313500 | 158 | 469500 | 313500
[5 empty] | 470500313500 | 158 | 470500 | 313500
[5 empty] | 471500313500 | 158 | 471500 | 313500
[5 empty] | 472500313500 | 158 | 472500 | 313500
[5 empty] | 473500313500 | 158 | 473500 | 313500
[5 empty] | 474500313500 | 158 | 474500 | 313500
[5 empty] | 475500313500 | 158 | 475500 | 313500
[5 empty] | 476500313500 | 158 | 476500 | 313500
[5 empty] | 477500313500 | 158 | 477500 | 313500
[5 empty] | 478500313500 | 158 | 478500 | 313500
[5 empty] | 479500313500 | 158 | 479500 | 313500
[5 empty] | 467500312500 | 158 | 467500 | 312500
[5 empty] | 468500312500 | 158 | 468500 | 312500
[5 empty] | 469500312500 | 158 | 469500 | 312500
[5 empty] | 470500312500 | 158 | 470500 | 312500
[5 empty] | 471500312500 | 158 | 471500 | 312500
[5 empty] | 472500312500 | 158 | 472500 | 312500
[5 empty] | 473500312500 | 158 | 473500 | 312500
[5 empty] | 474500312500 | 158 | 474500 | 312500
[5 empty] | 475500312500 | 158 | 475500 | 312500
[5 empty] | 476500312500 | 158 | 476500 | 312500
[5 empty] | 477500312500 | 158 | 477500 | 312500
[5 empty] | 478500312500 | 158 | 478500 | 312500
[5 empty] | 479500312500 | 158 | 479500 | 312500
[5 empty] | 480500312500 | 158 | 480500 | 312500
[5 empty] | 468500311500 | 158 | 468500 | 311500
[5 empty] | 469500311500 | 158 | 469500 | 311500
[5 empty] | 470500311500 | 158 | 470500 | 311500
[5 empty] | 471500311500 | 158 | 471500 | 311500
[5 empty] | 472500311500 | 158 | 472500 | 311500
[5 empty] | 473500311500 | 158 | 473500 | 311500
[5 empty] | 474500311500 | 158 | 474500 | 311500
[5 empty] | 475500311500 | 158 | 475500 | 311500
[5 empty] | 476500311500 | 158 | 476500 | 311500
[5 empty] | 477500311500 | 158 | 477500 | 311500
[5 empty] | 478500311500 | 158 | 478500 | 311500
[5 empty] | 479500311500 | 158 | 479500 | 311500
[5 empty] | 480500311500 | 158 | 480500 | 311500
[5 empty] | 481500311500 | 158 | 481500 | 311500
[5 empty] | 470500310500 | 158 | 470500 | 310500
[5 empty] | 471500310500 | 158 | 471500 | 310500
[5 empty] | 472500310500 | 158 | 472500 | 310500
[5 empty] | 473500310500 | 158 | 473500 | 310500
[5 empty] | 474500310500 | 158 | 474500 | 310500
[5 empty] | 475500310500 | 158 | 475500 | 310500
[5 empty] | 476500310500 | 158 | 476500 | 310500
[5 empty] | 477500310500 | 158 | 477500 | 310500
[5 empty] | 478500310500 | 158 | 478500 | 310500
[5 empty] | 479500310500 | 158 | 479500 | 310500
[5 empty] | 480500310500 | 158 | 480500 | 310500
[5 empty] | 481500310500 | 158 | 481500 | 310500
[5 empty] | 471500309500 | 158 | 471500 | 309500
[5 empty] | 472500309500 | 158 | 472500 | 309500
[5 empty] | 473500309500 | 158 | 473500 | 309500
[5 empty] | 474500309500 | 158 | 474500 | 309500
[5 empty] | 475500309500 | 158 | 475500 | 309500
[5 empty] | 477500309500 | 158 | 477500 | 309500
[5 empty] | 478500309500 | 158 | 478500 | 309500
[5 empty] | 479500309500 | 158 | 479500 | 309500
[5 empty] | 480500309500 | 158 | 480500 | 309500
[5 empty] | 481500309500 | 158 | 481500 | 309500
[5 empty] | 479500308500 | 158 | 479500 | 308500
[5 empty] | 480500308500 | 158 | 480500 | 308500
[5 empty] | 481500308500 | 158 | 481500 | 308500
[5 empty] | 480500307500 | 158 | 480500 | 307500
[5 empty] | 481500307500 | 158 | 481500 | 307500
[5 empty] | 480500306500 | 158 | 480500 | 306500
[5 empty] | 347500157500 | 516 | 347500 | 157500
[5 empty] | 348500157500 | 516 | 348500 | 157500
[5 empty] | 349500157500 | 516 | 349500 | 157500
[5 empty] | 350500157500 | 516 | 350500 | 157500
[5 empty] | 351500157500 | 516 | 351500 | 157500
[5 empty] | 378500157500 | 516 | 378500 | 157500
[5 empty] | 379500157500 | 516 | 379500 | 157500
[5 empty] | 380500157500 | 516 | 380500 | 157500
[5 empty] | 349500156500 | 516 | 349500 | 156500
[5 empty] | 350500156500 | 516 | 350500 | 156500
[5 empty] | 351500156500 | 516 | 351500 | 156500
[5 empty] | 352500156500 | 516 | 352500 | 156500
[5 empty] | 353500156500 | 516 | 353500 | 156500
[5 empty] | 376500156500 | 516 | 376500 | 156500
[5 empty] | 377500156500 | 516 | 377500 | 156500
[5 empty] | 378500156500 | 516 | 378500 | 156500
[5 empty] | 379500156500 | 516 | 379500 | 156500
[5 empty] | 380500156500 | 516 | 380500 | 156500
[5 empty] | 349500155500 | 516 | 349500 | 155500
[5 empty] | 350500155500 | 516 | 350500 | 155500
[5 empty] | 351500155500 | 516 | 351500 | 155500
[5 empty] | 352500155500 | 516 | 352500 | 155500
[5 empty] | 353500155500 | 516 | 353500 | 155500
[5 empty] | 354500155500 | 516 | 354500 | 155500
[5 empty] | 361500155500 | 516 | 361500 | 155500
[5 empty] | 371500155500 | 516 | 371500 | 155500
[5 empty] | 372500155500 | 516 | 372500 | 155500
[5 empty] | 373500155500 | 516 | 373500 | 155500
[5 empty] | 374500155500 | 516 | 374500 | 155500
[5 empty] | 375500155500 | 516 | 375500 | 155500
[5 empty] | 376500155500 | 516 | 376500 | 155500
[5 empty] | 377500155500 | 516 | 377500 | 155500
[5 empty] | 378500155500 | 516 | 378500 | 155500
[5 empty] | 379500155500 | 516 | 379500 | 155500
[5 empty] | 380500155500 | 516 | 380500 | 155500
[5 empty] | 349500154500 | 516 | 349500 | 154500
[5 empty] | 350500154500 | 516 | 350500 | 154500
[5 empty] | 351500154500 | 516 | 351500 | 154500
[5 empty] | 352500154500 | 516 | 352500 | 154500
[5 empty] | 353500154500 | 516 | 353500 | 154500
[5 empty] | 354500154500 | 516 | 354500 | 154500
[5 empty] | 355500154500 | 516 | 355500 | 154500
[5 empty] | 358500154500 | 516 | 358500 | 154500
[5 empty] | 359500154500 | 516 | 359500 | 154500
[5 empty] | 360500154500 | 516 | 360500 | 154500
[5 empty] | 361500154500 | 516 | 361500 | 154500
[5 empty] | 362500154500 | 516 | 362500 | 154500
[5 empty] | 363500154500 | 516 | 363500 | 154500
[5 empty] | 364500154500 | 516 | 364500 | 154500
[5 empty] | 371500154500 | 516 | 371500 | 154500
[5 empty] | 372500154500 | 516 | 372500 | 154500
[5 empty] | 373500154500 | 516 | 373500 | 154500
[5 empty] | 374500154500 | 516 | 374500 | 154500
[5 empty] | 375500154500 | 516 | 375500 | 154500
[5 empty] | 376500154500 | 516 | 376500 | 154500
[5 empty] | 377500154500 | 516 | 377500 | 154500
[5 empty] | 378500154500 | 516 | 378500 | 154500
[5 empty] | 379500154500 | 516 | 379500 | 154500
[5 empty] | 380500154500 | 516 | 380500 | 154500
[5 empty] | 381500154500 | 516 | 381500 | 154500
[5 empty] | 350500153500 | 516 | 350500 | 153500
[5 empty] | 351500153500 | 516 | 351500 | 153500
[5 empty] | 352500153500 | 516 | 352500 | 153500
[5 empty] | 353500153500 | 516 | 353500 | 153500
[5 empty] | 354500153500 | 516 | 354500 | 153500
[5 empty] | 355500153500 | 516 | 355500 | 153500
[5 empty] | 356500153500 | 516 | 356500 | 153500
[5 empty] | 357500153500 | 516 | 357500 | 153500
[5 empty] | 358500153500 | 516 | 358500 | 153500
[5 empty] | 359500153500 | 516 | 359500 | 153500
[5 empty] | 360500153500 | 516 | 360500 | 153500
[5 empty] | 361500153500 | 516 | 361500 | 153500
[5 empty] | 362500153500 | 516 | 362500 | 153500
[5 empty] | 363500153500 | 516 | 363500 | 153500
[5 empty] | 364500153500 | 516 | 364500 | 153500
[5 empty] | 369500153500 | 516 | 369500 | 153500
[5 empty] | 370500153500 | 516 | 370500 | 153500
[5 empty] | 371500153500 | 516 | 371500 | 153500
[5 empty] | 372500153500 | 516 | 372500 | 153500
[5 empty] | 373500153500 | 516 | 373500 | 153500
[5 empty] | 374500153500 | 516 | 374500 | 153500
[5 empty] | 375500153500 | 516 | 375500 | 153500
[5 empty] | 376500153500 | 516 | 376500 | 153500
[5 empty] | 377500153500 | 516 | 377500 | 153500
[5 empty] | 378500153500 | 516 | 378500 | 153500
[5 empty] | 379500153500 | 516 | 379500 | 153500
[5 empty] | 380500153500 | 516 | 380500 | 153500
[5 empty] | 381500153500 | 516 | 381500 | 153500
[5 empty] | 382500153500 | 516 | 382500 | 153500
[5 empty] | 350500152500 | 516 | 350500 | 152500
[5 empty] | 351500152500 | 516 | 351500 | 152500
[5 empty] | 352500152500 | 516 | 352500 | 152500
[5 empty] | 353500152500 | 516 | 353500 | 152500
[5 empty] | 354500152500 | 516 | 354500 | 152500
[5 empty] | 355500152500 | 516 | 355500 | 152500
[5 empty] | 356500152500 | 516 | 356500 | 152500
[5 empty] | 357500152500 | 516 | 357500 | 152500
[5 empty] | 358500152500 | 516 | 358500 | 152500
[5 empty] | 359500152500 | 516 | 359500 | 152500
[5 empty] | 360500152500 | 516 | 360500 | 152500
[5 empty] | 361500152500 | 516 | 361500 | 152500
[5 empty] | 362500152500 | 516 | 362500 | 152500
[5 empty] | 363500152500 | 516 | 363500 | 152500
[5 empty] | 364500152500 | 516 | 364500 | 152500
[5 empty] | 365500152500 | 516 | 365500 | 152500
[5 empty] | 366500152500 | 516 | 366500 | 152500
[5 empty] | 367500152500 | 516 | 367500 | 152500
[5 empty] | 368500152500 | 516 | 368500 | 152500
[5 empty] | 369500152500 | 516 | 369500 | 152500
[5 empty] | 370500152500 | 516 | 370500 | 152500
[5 empty] | 371500152500 | 516 | 371500 | 152500
[5 empty] | 372500152500 | 516 | 372500 | 152500
[5 empty] | 373500152500 | 516 | 373500 | 152500
[5 empty] | 374500152500 | 516 | 374500 | 152500
[5 empty] | 375500152500 | 516 | 375500 | 152500
[5 empty] | 376500152500 | 516 | 376500 | 152500
[5 empty] | 377500152500 | 516 | 377500 | 152500
[5 empty] | 378500152500 | 516 | 378500 | 152500
[5 empty] | 379500152500 | 516 | 379500 | 152500
[5 empty] | 380500152500 | 516 | 380500 | 152500
[5 empty] | 381500152500 | 516 | 381500 | 152500
[5 empty] | 382500152500 | 516 | 382500 | 152500
[5 empty] | 348500151500 | 516 | 348500 | 151500
[5 empty] | 349500151500 | 516 | 349500 | 151500
[5 empty] | 350500151500 | 516 | 350500 | 151500
[5 empty] | 351500151500 | 516 | 351500 | 151500
[5 empty] | 352500151500 | 516 | 352500 | 151500
[5 empty] | 353500151500 | 516 | 353500 | 151500
[5 empty] | 354500151500 | 516 | 354500 | 151500
[5 empty] | 355500151500 | 516 | 355500 | 151500
[5 empty] | 356500151500 | 516 | 356500 | 151500
[5 empty] | 357500151500 | 516 | 357500 | 151500
[5 empty] | 358500151500 | 516 | 358500 | 151500
[5 empty] | 359500151500 | 516 | 359500 | 151500
[5 empty] | 360500151500 | 516 | 360500 | 151500
[5 empty] | 361500151500 | 516 | 361500 | 151500
[5 empty] | 362500151500 | 516 | 362500 | 151500
[5 empty] | 363500151500 | 516 | 363500 | 151500
[5 empty] | 364500151500 | 516 | 364500 | 151500
[5 empty] | 365500151500 | 516 | 365500 | 151500
[5 empty] | 366500151500 | 516 | 366500 | 151500
[5 empty] | 367500151500 | 516 | 367500 | 151500
[5 empty] | 368500151500 | 516 | 368500 | 151500
[5 empty] | 369500151500 | 516 | 369500 | 151500
[5 empty] | 370500151500 | 516 | 370500 | 151500
[5 empty] | 371500151500 | 516 | 371500 | 151500
[5 empty] | 372500151500 | 516 | 372500 | 151500
[5 empty] | 373500151500 | 516 | 373500 | 151500
[5 empty] | 374500151500 | 516 | 374500 | 151500
[5 empty] | 375500151500 | 516 | 375500 | 151500
[5 empty] | 376500151500 | 516 | 376500 | 151500
[5 empty] | 377500151500 | 516 | 377500 | 151500
[5 empty] | 378500151500 | 516 | 378500 | 151500
[5 empty] | 379500151500 | 516 | 379500 | 151500
[5 empty] | 380500151500 | 516 | 380500 | 151500
[5 empty] | 381500151500 | 516 | 381500 | 151500
[5 empty] | 382500151500 | 516 | 382500 | 151500
[5 empty] | 346500150500 | 516 | 346500 | 150500
[5 empty] | 347500150500 | 516 | 347500 | 150500
[5 empty] | 348500150500 | 516 | 348500 | 150500
[5 empty] | 349500150500 | 516 | 349500 | 150500
[5 empty] | 350500150500 | 516 | 350500 | 150500
[5 empty] | 351500150500 | 516 | 351500 | 150500
[5 empty] | 352500150500 | 516 | 352500 | 150500
[5 empty] | 353500150500 | 516 | 353500 | 150500
[5 empty] | 354500150500 | 516 | 354500 | 150500
[5 empty] | 355500150500 | 516 | 355500 | 150500
[5 empty] | 356500150500 | 516 | 356500 | 150500
[5 empty] | 357500150500 | 516 | 357500 | 150500
[5 empty] | 358500150500 | 516 | 358500 | 150500
[5 empty] | 359500150500 | 516 | 359500 | 150500
[5 empty] | 360500150500 | 516 | 360500 | 150500
[5 empty] | 361500150500 | 516 | 361500 | 150500
[5 empty] | 362500150500 | 516 | 362500 | 150500
[5 empty] | 363500150500 | 516 | 363500 | 150500
[5 empty] | 364500150500 | 516 | 364500 | 150500
[5 empty] | 365500150500 | 516 | 365500 | 150500
[5 empty] | 366500150500 | 516 | 366500 | 150500
[5 empty] | 367500150500 | 516 | 367500 | 150500
[5 empty] | 368500150500 | 516 | 368500 | 150500
[5 empty] | 369500150500 | 516 | 369500 | 150500
[5 empty] | 370500150500 | 516 | 370500 | 150500
[5 empty] | 371500150500 | 516 | 371500 | 150500
[5 empty] | 372500150500 | 516 | 372500 | 150500
[5 empty] | 373500150500 | 516 | 373500 | 150500
[5 empty] | 374500150500 | 516 | 374500 | 150500
[5 empty] | 375500150500 | 516 | 375500 | 150500
[5 empty] | 376500150500 | 516 | 376500 | 150500
[5 empty] | 377500150500 | 516 | 377500 | 150500
[5 empty] | 378500150500 | 516 | 378500 | 150500
[5 empty] | 379500150500 | 516 | 379500 | 150500
[5 empty] | 380500150500 | 516 | 380500 | 150500
[5 empty] | 381500150500 | 516 | 381500 | 150500
[5 empty] | 382500150500 | 516 | 382500 | 150500
[5 empty] | 346500149500 | 516 | 346500 | 149500
[5 empty] | 347500149500 | 516 | 347500 | 149500
[5 empty] | 348500149500 | 516 | 348500 | 149500
[5 empty] | 349500149500 | 516 | 349500 | 149500
[5 empty] | 350500149500 | 516 | 350500 | 149500
[5 empty] | 351500149500 | 516 | 351500 | 149500
[5 empty] | 352500149500 | 516 | 352500 | 149500
[5 empty] | 353500149500 | 516 | 353500 | 149500
[5 empty] | 354500149500 | 516 | 354500 | 149500
[5 empty] | 355500149500 | 516 | 355500 | 149500
[5 empty] | 356500149500 | 516 | 356500 | 149500
[5 empty] | 357500149500 | 516 | 357500 | 149500
[5 empty] | 358500149500 | 516 | 358500 | 149500
[5 empty] | 359500149500 | 516 | 359500 | 149500
[5 empty] | 360500149500 | 516 | 360500 | 149500
[5 empty] | 361500149500 | 516 | 361500 | 149500
[5 empty] | 362500149500 | 516 | 362500 | 149500
[5 empty] | 363500149500 | 516 | 363500 | 149500
[5 empty] | 364500149500 | 516 | 364500 | 149500
[5 empty] | 365500149500 | 516 | 365500 | 149500
[5 empty] | 366500149500 | 516 | 366500 | 149500
[5 empty] | 367500149500 | 516 | 367500 | 149500
[5 empty] | 368500149500 | 516 | 368500 | 149500
[5 empty] | 369500149500 | 516 | 369500 | 149500
[5 empty] | 370500149500 | 516 | 370500 | 149500
[5 empty] | 371500149500 | 516 | 371500 | 149500
[5 empty] | 372500149500 | 516 | 372500 | 149500
[5 empty] | 373500149500 | 516 | 373500 | 149500
[5 empty] | 374500149500 | 516 | 374500 | 149500
[5 empty] | 375500149500 | 516 | 375500 | 149500
[5 empty] | 376500149500 | 516 | 376500 | 149500
[5 empty] | 377500149500 | 516 | 377500 | 149500
[5 empty] | 378500149500 | 516 | 378500 | 149500
[5 empty] | 379500149500 | 516 | 379500 | 149500
[5 empty] | 380500149500 | 516 | 380500 | 149500
[5 empty] | 381500149500 | 516 | 381500 | 149500
[5 empty] | 346500148500 | 516 | 346500 | 148500
[5 empty] | 347500148500 | 516 | 347500 | 148500
[5 empty] | 348500148500 | 516 | 348500 | 148500
[5 empty] | 349500148500 | 516 | 349500 | 148500
[5 empty] | 350500148500 | 516 | 350500 | 148500
[5 empty] | 351500148500 | 516 | 351500 | 148500
[5 empty] | 352500148500 | 516 | 352500 | 148500
[5 empty] | 353500148500 | 516 | 353500 | 148500
[5 empty] | 354500148500 | 516 | 354500 | 148500
[5 empty] | 355500148500 | 516 | 355500 | 148500
[5 empty] | 356500148500 | 516 | 356500 | 148500
[5 empty] | 357500148500 | 516 | 357500 | 148500
[5 empty] | 358500148500 | 516 | 358500 | 148500
[5 empty] | 359500148500 | 516 | 359500 | 148500
[5 empty] | 360500148500 | 516 | 360500 | 148500
[5 empty] | 361500148500 | 516 | 361500 | 148500
[5 empty] | 362500148500 | 516 | 362500 | 148500
[5 empty] | 363500148500 | 516 | 363500 | 148500
[5 empty] | 364500148500 | 516 | 364500 | 148500
[5 empty] | 365500148500 | 516 | 365500 | 148500
[5 empty] | 366500148500 | 516 | 366500 | 148500
[5 empty] | 367500148500 | 516 | 367500 | 148500
[5 empty] | 368500148500 | 516 | 368500 | 148500
[5 empty] | 369500148500 | 516 | 369500 | 148500
[5 empty] | 370500148500 | 516 | 370500 | 148500
[5 empty] | 371500148500 | 516 | 371500 | 148500
[5 empty] | 372500148500 | 516 | 372500 | 148500
[5 empty] | 373500148500 | 516 | 373500 | 148500
[5 empty] | 374500148500 | 516 | 374500 | 148500
[5 empty] | 375500148500 | 516 | 375500 | 148500
[5 empty] | 376500148500 | 516 | 376500 | 148500
[5 empty] | 377500148500 | 516 | 377500 | 148500
[5 empty] | 378500148500 | 516 | 378500 | 148500
[5 empty] | 379500148500 | 516 | 379500 | 148500
[5 empty] | 380500148500 | 516 | 380500 | 148500
[5 empty] | 381500148500 | 516 | 381500 | 148500
[5 empty] | 347500147500 | 516 | 347500 | 147500
[5 empty] | 348500147500 | 516 | 348500 | 147500
[5 empty] | 349500147500 | 516 | 349500 | 147500
[5 empty] | 350500147500 | 516 | 350500 | 147500
[5 empty] | 351500147500 | 516 | 351500 | 147500
[5 empty] | 352500147500 | 516 | 352500 | 147500
[5 empty] | 353500147500 | 516 | 353500 | 147500
[5 empty] | 354500147500 | 516 | 354500 | 147500
[5 empty] | 355500147500 | 516 | 355500 | 147500
[5 empty] | 356500147500 | 516 | 356500 | 147500
[5 empty] | 357500147500 | 516 | 357500 | 147500
[5 empty] | 358500147500 | 516 | 358500 | 147500
[5 empty] | 359500147500 | 516 | 359500 | 147500
[5 empty] | 360500147500 | 516 | 360500 | 147500
[5 empty] | 361500147500 | 516 | 361500 | 147500
[5 empty] | 362500147500 | 516 | 362500 | 147500
[5 empty] | 363500147500 | 516 | 363500 | 147500
[5 empty] | 364500147500 | 516 | 364500 | 147500
[5 empty] | 365500147500 | 516 | 365500 | 147500
[5 empty] | 366500147500 | 516 | 366500 | 147500
[5 empty] | 367500147500 | 516 | 367500 | 147500
[5 empty] | 368500147500 | 516 | 368500 | 147500
[5 empty] | 369500147500 | 516 | 369500 | 147500
[5 empty] | 370500147500 | 516 | 370500 | 147500
[5 empty] | 371500147500 | 516 | 371500 | 147500
[5 empty] | 372500147500 | 516 | 372500 | 147500
[5 empty] | 373500147500 | 516 | 373500 | 147500
[5 empty] | 374500147500 | 516 | 374500 | 147500
[5 empty] | 375500147500 | 516 | 375500 | 147500
[5 empty] | 376500147500 | 516 | 376500 | 147500
[5 empty] | 377500147500 | 516 | 377500 | 147500
[5 empty] | 378500147500 | 516 | 378500 | 147500
[5 empty] | 379500147500 | 516 | 379500 | 147500
[5 empty] | 380500147500 | 516 | 380500 | 147500
[5 empty] | 348500146500 | 516 | 348500 | 146500
[5 empty] | 349500146500 | 516 | 349500 | 146500
[5 empty] | 350500146500 | 516 | 350500 | 146500
[5 empty] | 351500146500 | 516 | 351500 | 146500
[5 empty] | 352500146500 | 516 | 352500 | 146500
[5 empty] | 353500146500 | 516 | 353500 | 146500
[5 empty] | 354500146500 | 516 | 354500 | 146500
[5 empty] | 355500146500 | 516 | 355500 | 146500
[5 empty] | 356500146500 | 516 | 356500 | 146500
[5 empty] | 357500146500 | 516 | 357500 | 146500
[5 empty] | 358500146500 | 516 | 358500 | 146500
[5 empty] | 359500146500 | 516 | 359500 | 146500
[5 empty] | 360500146500 | 516 | 360500 | 146500
[5 empty] | 361500146500 | 516 | 361500 | 146500
[5 empty] | 362500146500 | 516 | 362500 | 146500
[5 empty] | 363500146500 | 516 | 363500 | 146500
[5 empty] | 364500146500 | 516 | 364500 | 146500
[5 empty] | 365500146500 | 516 | 365500 | 146500
[5 empty] | 366500146500 | 516 | 366500 | 146500
[5 empty] | 367500146500 | 516 | 367500 | 146500
[5 empty] | 368500146500 | 516 | 368500 | 146500
[5 empty] | 369500146500 | 516 | 369500 | 146500
[5 empty] | 370500146500 | 516 | 370500 | 146500
[5 empty] | 371500146500 | 516 | 371500 | 146500
[5 empty] | 372500146500 | 516 | 372500 | 146500
[5 empty] | 373500146500 | 516 | 373500 | 146500
[5 empty] | 374500146500 | 516 | 374500 | 146500
[5 empty] | 375500146500 | 516 | 375500 | 146500
[5 empty] | 376500146500 | 516 | 376500 | 146500
[5 empty] | 377500146500 | 516 | 377500 | 146500
[5 empty] | 378500146500 | 516 | 378500 | 146500
[5 empty] | 379500146500 | 516 | 379500 | 146500
[5 empty] | 380500146500 | 516 | 380500 | 146500
[5 empty] | 346500145500 | 516 | 346500 | 145500
[5 empty] | 347500145500 | 516 | 347500 | 145500
[5 empty] | 348500145500 | 516 | 348500 | 145500
[5 empty] | 349500145500 | 516 | 349500 | 145500
[5 empty] | 350500145500 | 516 | 350500 | 145500
[5 empty] | 351500145500 | 516 | 351500 | 145500
[5 empty] | 352500145500 | 516 | 352500 | 145500
[5 empty] | 353500145500 | 516 | 353500 | 145500
[5 empty] | 354500145500 | 516 | 354500 | 145500
[5 empty] | 355500145500 | 516 | 355500 | 145500
[5 empty] | 356500145500 | 516 | 356500 | 145500
[5 empty] | 357500145500 | 516 | 357500 | 145500
[5 empty] | 358500145500 | 516 | 358500 | 145500
[5 empty] | 359500145500 | 516 | 359500 | 145500
[5 empty] | 360500145500 | 516 | 360500 | 145500
[5 empty] | 361500145500 | 516 | 361500 | 145500
[5 empty] | 362500145500 | 516 | 362500 | 145500
[5 empty] | 363500145500 | 516 | 363500 | 145500
[5 empty] | 364500145500 | 516 | 364500 | 145500
[5 empty] | 365500145500 | 516 | 365500 | 145500
[5 empty] | 366500145500 | 516 | 366500 | 145500
[5 empty] | 367500145500 | 516 | 367500 | 145500
[5 empty] | 368500145500 | 516 | 368500 | 145500
[5 empty] | 369500145500 | 516 | 369500 | 145500
[5 empty] | 370500145500 | 516 | 370500 | 145500
[5 empty] | 371500145500 | 516 | 371500 | 145500
[5 empty] | 372500145500 | 516 | 372500 | 145500
[5 empty] | 373500145500 | 516 | 373500 | 145500
[5 empty] | 374500145500 | 516 | 374500 | 145500
[5 empty] | 375500145500 | 516 | 375500 | 145500
[5 empty] | 376500145500 | 516 | 376500 | 145500
[5 empty] | 377500145500 | 516 | 377500 | 145500
[5 empty] | 378500145500 | 516 | 378500 | 145500
[5 empty] | 379500145500 | 516 | 379500 | 145500
[5 empty] | 380500145500 | 516 | 380500 | 145500
[5 empty] | 344500144500 | 516 | 344500 | 144500
[5 empty] | 345500144500 | 516 | 345500 | 144500
[5 empty] | 346500144500 | 516 | 346500 | 144500
[5 empty] | 347500144500 | 516 | 347500 | 144500
[5 empty] | 348500144500 | 516 | 348500 | 144500
[5 empty] | 349500144500 | 516 | 349500 | 144500
[5 empty] | 350500144500 | 516 | 350500 | 144500
[5 empty] | 351500144500 | 516 | 351500 | 144500
[5 empty] | 352500144500 | 516 | 352500 | 144500
[5 empty] | 353500144500 | 516 | 353500 | 144500
[5 empty] | 354500144500 | 516 | 354500 | 144500
[5 empty] | 355500144500 | 516 | 355500 | 144500
[5 empty] | 356500144500 | 516 | 356500 | 144500
[5 empty] | 357500144500 | 516 | 357500 | 144500
[5 empty] | 358500144500 | 516 | 358500 | 144500
[5 empty] | 359500144500 | 516 | 359500 | 144500
[5 empty] | 360500144500 | 516 | 360500 | 144500
[5 empty] | 361500144500 | 516 | 361500 | 144500
[5 empty] | 362500144500 | 516 | 362500 | 144500
[5 empty] | 363500144500 | 516 | 363500 | 144500
[5 empty] | 364500144500 | 516 | 364500 | 144500
[5 empty] | 365500144500 | 516 | 365500 | 144500
[5 empty] | 366500144500 | 516 | 366500 | 144500
[5 empty] | 367500144500 | 516 | 367500 | 144500
[5 empty] | 368500144500 | 516 | 368500 | 144500
[5 empty] | 369500144500 | 516 | 369500 | 144500
[5 empty] | 370500144500 | 516 | 370500 | 144500
[5 empty] | 371500144500 | 516 | 371500 | 144500
[5 empty] | 372500144500 | 516 | 372500 | 144500
[5 empty] | 373500144500 | 516 | 373500 | 144500
[5 empty] | 374500144500 | 516 | 374500 | 144500
[5 empty] | 375500144500 | 516 | 375500 | 144500
[5 empty] | 376500144500 | 516 | 376500 | 144500
[5 empty] | 377500144500 | 516 | 377500 | 144500
[5 empty] | 378500144500 | 516 | 378500 | 144500
[5 empty] | 379500144500 | 516 | 379500 | 144500
[5 empty] | 344500143500 | 516 | 344500 | 143500
[5 empty] | 345500143500 | 516 | 345500 | 143500
[5 empty] | 346500143500 | 516 | 346500 | 143500
[5 empty] | 347500143500 | 516 | 347500 | 143500
[5 empty] | 348500143500 | 516 | 348500 | 143500
[5 empty] | 349500143500 | 516 | 349500 | 143500
[5 empty] | 350500143500 | 516 | 350500 | 143500
[5 empty] | 351500143500 | 516 | 351500 | 143500
[5 empty] | 352500143500 | 516 | 352500 | 143500
[5 empty] | 353500143500 | 516 | 353500 | 143500
[5 empty] | 354500143500 | 516 | 354500 | 143500
[5 empty] | 355500143500 | 516 | 355500 | 143500
[5 empty] | 356500143500 | 516 | 356500 | 143500
[5 empty] | 357500143500 | 516 | 357500 | 143500
[5 empty] | 358500143500 | 516 | 358500 | 143500
[5 empty] | 359500143500 | 516 | 359500 | 143500
[5 empty] | 360500143500 | 516 | 360500 | 143500
[5 empty] | 361500143500 | 516 | 361500 | 143500
[5 empty] | 362500143500 | 516 | 362500 | 143500
[5 empty] | 363500143500 | 516 | 363500 | 143500
[5 empty] | 364500143500 | 516 | 364500 | 143500
[5 empty] | 365500143500 | 516 | 365500 | 143500
[5 empty] | 366500143500 | 516 | 366500 | 143500
[5 empty] | 367500143500 | 516 | 367500 | 143500
[5 empty] | 368500143500 | 516 | 368500 | 143500
[5 empty] | 369500143500 | 516 | 369500 | 143500
[5 empty] | 370500143500 | 516 | 370500 | 143500
[5 empty] | 371500143500 | 516 | 371500 | 143500
[5 empty] | 372500143500 | 516 | 372500 | 143500
[5 empty] | 373500143500 | 516 | 373500 | 143500
[5 empty] | 374500143500 | 516 | 374500 | 143500
[5 empty] | 375500143500 | 516 | 375500 | 143500
[5 empty] | 376500143500 | 516 | 376500 | 143500
[5 empty] | 377500143500 | 516 | 377500 | 143500
[5 empty] | 378500143500 | 516 | 378500 | 143500
[5 empty] | 379500143500 | 516 | 379500 | 143500
[5 empty] | 341500142500 | 516 | 341500 | 142500
[5 empty] | 342500142500 | 516 | 342500 | 142500
[5 empty] | 343500142500 | 516 | 343500 | 142500
[5 empty] | 344500142500 | 516 | 344500 | 142500
[5 empty] | 345500142500 | 516 | 345500 | 142500
[5 empty] | 346500142500 | 516 | 346500 | 142500
[5 empty] | 347500142500 | 516 | 347500 | 142500
[5 empty] | 348500142500 | 516 | 348500 | 142500
[5 empty] | 349500142500 | 516 | 349500 | 142500
[5 empty] | 350500142500 | 516 | 350500 | 142500
[5 empty] | 351500142500 | 516 | 351500 | 142500
[5 empty] | 352500142500 | 516 | 352500 | 142500
[5 empty] | 353500142500 | 516 | 353500 | 142500
[5 empty] | 354500142500 | 516 | 354500 | 142500
[5 empty] | 355500142500 | 516 | 355500 | 142500
[5 empty] | 356500142500 | 516 | 356500 | 142500
[5 empty] | 357500142500 | 516 | 357500 | 142500
[5 empty] | 358500142500 | 516 | 358500 | 142500
[5 empty] | 359500142500 | 516 | 359500 | 142500
[5 empty] | 360500142500 | 516 | 360500 | 142500
[5 empty] | 361500142500 | 516 | 361500 | 142500
[5 empty] | 362500142500 | 516 | 362500 | 142500
[5 empty] | 363500142500 | 516 | 363500 | 142500
[5 empty] | 364500142500 | 516 | 364500 | 142500
[5 empty] | 365500142500 | 516 | 365500 | 142500
[5 empty] | 366500142500 | 516 | 366500 | 142500
[5 empty] | 367500142500 | 516 | 367500 | 142500
[5 empty] | 368500142500 | 516 | 368500 | 142500
[5 empty] | 369500142500 | 516 | 369500 | 142500
[5 empty] | 370500142500 | 516 | 370500 | 142500
[5 empty] | 371500142500 | 516 | 371500 | 142500
[5 empty] | 372500142500 | 516 | 372500 | 142500
[5 empty] | 373500142500 | 516 | 373500 | 142500
[5 empty] | 374500142500 | 516 | 374500 | 142500
[5 empty] | 375500142500 | 516 | 375500 | 142500
[5 empty] | 376500142500 | 516 | 376500 | 142500
[5 empty] | 377500142500 | 516 | 377500 | 142500
[5 empty] | 378500142500 | 516 | 378500 | 142500
[5 empty] | 342500141500 | 516 | 342500 | 141500
[5 empty] | 343500141500 | 516 | 343500 | 141500
[5 empty] | 344500141500 | 516 | 344500 | 141500
[5 empty] | 345500141500 | 516 | 345500 | 141500
[5 empty] | 346500141500 | 516 | 346500 | 141500
[5 empty] | 347500141500 | 516 | 347500 | 141500
[5 empty] | 348500141500 | 516 | 348500 | 141500
[5 empty] | 349500141500 | 516 | 349500 | 141500
[5 empty] | 350500141500 | 516 | 350500 | 141500
[5 empty] | 351500141500 | 516 | 351500 | 141500
[5 empty] | 352500141500 | 516 | 352500 | 141500
[5 empty] | 353500141500 | 516 | 353500 | 141500
[5 empty] | 354500141500 | 516 | 354500 | 141500
[5 empty] | 355500141500 | 516 | 355500 | 141500
[5 empty] | 356500141500 | 516 | 356500 | 141500
[5 empty] | 357500141500 | 516 | 357500 | 141500
[5 empty] | 358500141500 | 516 | 358500 | 141500
[5 empty] | 359500141500 | 516 | 359500 | 141500
[5 empty] | 360500141500 | 516 | 360500 | 141500
[5 empty] | 361500141500 | 516 | 361500 | 141500
[5 empty] | 362500141500 | 516 | 362500 | 141500
[5 empty] | 363500141500 | 516 | 363500 | 141500
[5 empty] | 364500141500 | 516 | 364500 | 141500
[5 empty] | 365500141500 | 516 | 365500 | 141500
[5 empty] | 366500141500 | 516 | 366500 | 141500
[5 empty] | 367500141500 | 516 | 367500 | 141500
[5 empty] | 368500141500 | 516 | 368500 | 141500
[5 empty] | 369500141500 | 516 | 369500 | 141500
[5 empty] | 370500141500 | 516 | 370500 | 141500
[5 empty] | 371500141500 | 516 | 371500 | 141500
[5 empty] | 372500141500 | 516 | 372500 | 141500
[5 empty] | 373500141500 | 516 | 373500 | 141500
[5 empty] | 374500141500 | 516 | 374500 | 141500
[5 empty] | 375500141500 | 516 | 375500 | 141500
[5 empty] | 376500141500 | 516 | 376500 | 141500
[5 empty] | 377500141500 | 516 | 377500 | 141500
[5 empty] | 378500141500 | 516 | 378500 | 141500
[5 empty] | 344500140500 | 516 | 344500 | 140500
[5 empty] | 345500140500 | 516 | 345500 | 140500
[5 empty] | 346500140500 | 516 | 346500 | 140500
[5 empty] | 347500140500 | 516 | 347500 | 140500
[5 empty] | 348500140500 | 516 | 348500 | 140500
[5 empty] | 349500140500 | 516 | 349500 | 140500
[5 empty] | 350500140500 | 516 | 350500 | 140500
[5 empty] | 351500140500 | 516 | 351500 | 140500
[5 empty] | 352500140500 | 516 | 352500 | 140500
[5 empty] | 353500140500 | 516 | 353500 | 140500
[5 empty] | 354500140500 | 516 | 354500 | 140500
[5 empty] | 355500140500 | 516 | 355500 | 140500
[5 empty] | 356500140500 | 516 | 356500 | 140500
[5 empty] | 357500140500 | 516 | 357500 | 140500
[5 empty] | 358500140500 | 516 | 358500 | 140500
[5 empty] | 359500140500 | 516 | 359500 | 140500
[5 empty] | 360500140500 | 516 | 360500 | 140500
[5 empty] | 361500140500 | 516 | 361500 | 140500
[5 empty] | 362500140500 | 516 | 362500 | 140500
[5 empty] | 363500140500 | 516 | 363500 | 140500
[5 empty] | 364500140500 | 516 | 364500 | 140500
[5 empty] | 365500140500 | 516 | 365500 | 140500
[5 empty] | 366500140500 | 516 | 366500 | 140500
[5 empty] | 367500140500 | 516 | 367500 | 140500
[5 empty] | 368500140500 | 516 | 368500 | 140500
[5 empty] | 369500140500 | 516 | 369500 | 140500
[5 empty] | 370500140500 | 516 | 370500 | 140500
[5 empty] | 371500140500 | 516 | 371500 | 140500
[5 empty] | 372500140500 | 516 | 372500 | 140500
[5 empty] | 373500140500 | 516 | 373500 | 140500
[5 empty] | 374500140500 | 516 | 374500 | 140500
[5 empty] | 375500140500 | 516 | 375500 | 140500
[5 empty] | 376500140500 | 516 | 376500 | 140500
[5 empty] | 377500140500 | 516 | 377500 | 140500
[5 empty] | 345500139500 | 516 | 345500 | 139500
[5 empty] | 346500139500 | 516 | 346500 | 139500
[5 empty] | 347500139500 | 516 | 347500 | 139500
[5 empty] | 348500139500 | 516 | 348500 | 139500
[5 empty] | 349500139500 | 516 | 349500 | 139500
[5 empty] | 350500139500 | 516 | 350500 | 139500
[5 empty] | 351500139500 | 516 | 351500 | 139500
[5 empty] | 352500139500 | 516 | 352500 | 139500
[5 empty] | 353500139500 | 516 | 353500 | 139500
[5 empty] | 354500139500 | 516 | 354500 | 139500
[5 empty] | 355500139500 | 516 | 355500 | 139500
[5 empty] | 356500139500 | 516 | 356500 | 139500
[5 empty] | 357500139500 | 516 | 357500 | 139500
[5 empty] | 358500139500 | 516 | 358500 | 139500
[5 empty] | 359500139500 | 516 | 359500 | 139500
[5 empty] | 360500139500 | 516 | 360500 | 139500
[5 empty] | 361500139500 | 516 | 361500 | 139500
[5 empty] | 362500139500 | 516 | 362500 | 139500
[5 empty] | 363500139500 | 516 | 363500 | 139500
[5 empty] | 364500139500 | 516 | 364500 | 139500
[5 empty] | 365500139500 | 516 | 365500 | 139500
[5 empty] | 366500139500 | 516 | 366500 | 139500
[5 empty] | 367500139500 | 516 | 367500 | 139500
[5 empty] | 368500139500 | 516 | 368500 | 139500
[5 empty] | 369500139500 | 516 | 369500 | 139500
[5 empty] | 370500139500 | 516 | 370500 | 139500
[5 empty] | 371500139500 | 516 | 371500 | 139500
[5 empty] | 372500139500 | 516 | 372500 | 139500
[5 empty] | 373500139500 | 516 | 373500 | 139500
[5 empty] | 374500139500 | 516 | 374500 | 139500
[5 empty] | 375500139500 | 516 | 375500 | 139500
[5 empty] | 376500139500 | 516 | 376500 | 139500
[5 empty] | 377500139500 | 516 | 377500 | 139500
[5 empty] | 345500138500 | 516 | 345500 | 138500
[5 empty] | 346500138500 | 516 | 346500 | 138500
[5 empty] | 347500138500 | 516 | 347500 | 138500
[5 empty] | 348500138500 | 516 | 348500 | 138500
[5 empty] | 349500138500 | 516 | 349500 | 138500
[5 empty] | 350500138500 | 516 | 350500 | 138500
[5 empty] | 351500138500 | 516 | 351500 | 138500
[5 empty] | 352500138500 | 516 | 352500 | 138500
[5 empty] | 353500138500 | 516 | 353500 | 138500
[5 empty] | 354500138500 | 516 | 354500 | 138500
[5 empty] | 355500138500 | 516 | 355500 | 138500
[5 empty] | 356500138500 | 516 | 356500 | 138500
[5 empty] | 357500138500 | 516 | 357500 | 138500
[5 empty] | 358500138500 | 516 | 358500 | 138500
[5 empty] | 359500138500 | 516 | 359500 | 138500
[5 empty] | 360500138500 | 516 | 360500 | 138500
[5 empty] | 361500138500 | 516 | 361500 | 138500
[5 empty] | 362500138500 | 516 | 362500 | 138500
[5 empty] | 363500138500 | 516 | 363500 | 138500
[5 empty] | 364500138500 | 516 | 364500 | 138500
[5 empty] | 365500138500 | 516 | 365500 | 138500
[5 empty] | 366500138500 | 516 | 366500 | 138500
[5 empty] | 367500138500 | 516 | 367500 | 138500
[5 empty] | 368500138500 | 516 | 368500 | 138500
[5 empty] | 369500138500 | 516 | 369500 | 138500
[5 empty] | 370500138500 | 516 | 370500 | 138500
[5 empty] | 371500138500 | 516 | 371500 | 138500
[5 empty] | 372500138500 | 516 | 372500 | 138500
[5 empty] | 373500138500 | 516 | 373500 | 138500
[5 empty] | 374500138500 | 516 | 374500 | 138500
[5 empty] | 375500138500 | 516 | 375500 | 138500
[5 empty] | 376500138500 | 516 | 376500 | 138500
[5 empty] | 345500137500 | 516 | 345500 | 137500
[5 empty] | 346500137500 | 516 | 346500 | 137500
[5 empty] | 347500137500 | 516 | 347500 | 137500
[5 empty] | 348500137500 | 516 | 348500 | 137500
[5 empty] | 349500137500 | 516 | 349500 | 137500
[5 empty] | 350500137500 | 516 | 350500 | 137500
[5 empty] | 351500137500 | 516 | 351500 | 137500
[5 empty] | 352500137500 | 516 | 352500 | 137500
[5 empty] | 353500137500 | 516 | 353500 | 137500
[5 empty] | 354500137500 | 516 | 354500 | 137500
[5 empty] | 355500137500 | 516 | 355500 | 137500
[5 empty] | 356500137500 | 516 | 356500 | 137500
[5 empty] | 357500137500 | 516 | 357500 | 137500
[5 empty] | 358500137500 | 516 | 358500 | 137500
[5 empty] | 359500137500 | 516 | 359500 | 137500
[5 empty] | 360500137500 | 516 | 360500 | 137500
[5 empty] | 361500137500 | 516 | 361500 | 137500
[5 empty] | 362500137500 | 516 | 362500 | 137500
[5 empty] | 363500137500 | 516 | 363500 | 137500
[5 empty] | 364500137500 | 516 | 364500 | 137500
[5 empty] | 365500137500 | 516 | 365500 | 137500
[5 empty] | 366500137500 | 516 | 366500 | 137500
[5 empty] | 367500137500 | 516 | 367500 | 137500
[5 empty] | 368500137500 | 516 | 368500 | 137500
[5 empty] | 369500137500 | 516 | 369500 | 137500
[5 empty] | 375500137500 | 516 | 375500 | 137500
[5 empty] | 345500136500 | 516 | 345500 | 136500
[5 empty] | 346500136500 | 516 | 346500 | 136500
[5 empty] | 347500136500 | 516 | 347500 | 136500
[5 empty] | 348500136500 | 516 | 348500 | 136500
[5 empty] | 349500136500 | 516 | 349500 | 136500
[5 empty] | 350500136500 | 516 | 350500 | 136500
[5 empty] | 351500136500 | 516 | 351500 | 136500
[5 empty] | 352500136500 | 516 | 352500 | 136500
[5 empty] | 353500136500 | 516 | 353500 | 136500
[5 empty] | 354500136500 | 516 | 354500 | 136500
[5 empty] | 355500136500 | 516 | 355500 | 136500
[5 empty] | 356500136500 | 516 | 356500 | 136500
[5 empty] | 357500136500 | 516 | 357500 | 136500
[5 empty] | 358500136500 | 516 | 358500 | 136500
[5 empty] | 359500136500 | 516 | 359500 | 136500
[5 empty] | 360500136500 | 516 | 360500 | 136500
[5 empty] | 361500136500 | 516 | 361500 | 136500
[5 empty] | 362500136500 | 516 | 362500 | 136500
[5 empty] | 363500136500 | 516 | 363500 | 136500
[5 empty] | 364500136500 | 516 | 364500 | 136500
[5 empty] | 365500136500 | 516 | 365500 | 136500
[5 empty] | 366500136500 | 516 | 366500 | 136500
[5 empty] | 367500136500 | 516 | 367500 | 136500
[5 empty] | 368500136500 | 516 | 368500 | 136500
[5 empty] | 345500135500 | 516 | 345500 | 135500
[5 empty] | 346500135500 | 516 | 346500 | 135500
[5 empty] | 347500135500 | 516 | 347500 | 135500
[5 empty] | 348500135500 | 516 | 348500 | 135500
[5 empty] | 349500135500 | 516 | 349500 | 135500
[5 empty] | 350500135500 | 516 | 350500 | 135500
[5 empty] | 351500135500 | 516 | 351500 | 135500
[5 empty] | 352500135500 | 516 | 352500 | 135500
[5 empty] | 353500135500 | 516 | 353500 | 135500
[5 empty] | 354500135500 | 516 | 354500 | 135500
[5 empty] | 355500135500 | 516 | 355500 | 135500
[5 empty] | 356500135500 | 516 | 356500 | 135500
[5 empty] | 357500135500 | 516 | 357500 | 135500
[5 empty] | 358500135500 | 516 | 358500 | 135500
[5 empty] | 359500135500 | 516 | 359500 | 135500
[5 empty] | 360500135500 | 516 | 360500 | 135500
[5 empty] | 361500135500 | 516 | 361500 | 135500
[5 empty] | 362500135500 | 516 | 362500 | 135500
[5 empty] | 363500135500 | 516 | 363500 | 135500
[5 empty] | 364500135500 | 516 | 364500 | 135500
[5 empty] | 365500135500 | 516 | 365500 | 135500
[5 empty] | 344500134500 | 516 | 344500 | 134500
[5 empty] | 345500134500 | 516 | 345500 | 134500
[5 empty] | 346500134500 | 516 | 346500 | 134500
[5 empty] | 347500134500 | 516 | 347500 | 134500
[5 empty] | 348500134500 | 516 | 348500 | 134500
[5 empty] | 349500134500 | 516 | 349500 | 134500
[5 empty] | 350500134500 | 516 | 350500 | 134500
[5 empty] | 351500134500 | 516 | 351500 | 134500
[5 empty] | 352500134500 | 516 | 352500 | 134500
[5 empty] | 353500134500 | 516 | 353500 | 134500
[5 empty] | 354500134500 | 516 | 354500 | 134500
[5 empty] | 355500134500 | 516 | 355500 | 134500
[5 empty] | 356500134500 | 516 | 356500 | 134500
[5 empty] | 357500134500 | 516 | 357500 | 134500
[5 empty] | 358500134500 | 516 | 358500 | 134500
[5 empty] | 359500134500 | 516 | 359500 | 134500
[5 empty] | 360500134500 | 516 | 360500 | 134500
[5 empty] | 361500134500 | 516 | 361500 | 134500
[5 empty] | 362500134500 | 516 | 362500 | 134500
[5 empty] | 363500134500 | 516 | 363500 | 134500
[5 empty] | 364500134500 | 516 | 364500 | 134500
[5 empty] | 345500133500 | 516 | 345500 | 133500
[5 empty] | 346500133500 | 516 | 346500 | 133500
[5 empty] | 347500133500 | 516 | 347500 | 133500
[5 empty] | 350500133500 | 516 | 350500 | 133500
[5 empty] | 351500133500 | 516 | 351500 | 133500
[5 empty] | 352500133500 | 516 | 352500 | 133500
[5 empty] | 353500133500 | 516 | 353500 | 133500
[5 empty] | 355500133500 | 516 | 355500 | 133500
[5 empty] | 356500133500 | 516 | 356500 | 133500
[5 empty] | 357500133500 | 516 | 357500 | 133500
[5 empty] | 358500133500 | 516 | 358500 | 133500
[5 empty] | 359500133500 | 516 | 359500 | 133500
[5 empty] | 360500133500 | 516 | 360500 | 133500
[5 empty] | 361500133500 | 516 | 361500 | 133500
[5 empty] | 362500133500 | 516 | 362500 | 133500
[5 empty] | 350500132500 | 516 | 350500 | 132500
[5 empty] | 351500132500 | 516 | 351500 | 132500
[5 empty] | 352500132500 | 516 | 352500 | 132500
[5 empty] | 355500132500 | 516 | 355500 | 132500
[5 empty] | 356500132500 | 516 | 356500 | 132500
[5 empty] | 357500132500 | 516 | 357500 | 132500
[5 empty] | 359500132500 | 516 | 359500 | 132500
[5 empty] | 350500131500 | 516 | 350500 | 131500
[5 empty] | 351500131500 | 516 | 351500 | 131500
[5 empty] | 355500131500 | 516 | 355500 | 131500
[5 empty] | 356500131500 | 516 | 356500 | 131500
[5 empty] | 357500131500 | 516 | 357500 | 131500
[5 empty] | 355500130500 | 516 | 355500 | 130500
[5 empty] | 356500130500 | 516 | 356500 | 130500
[5 empty] | 357500130500 | 516 | 357500 | 130500
[5 empty] | 294500126500 | 161 | 294500 | 126500
[5 empty] | 295500126500 | 161 | 295500 | 126500
[5 empty] | 296500126500 | 161 | 296500 | 126500
[5 empty] | 299500126500 | 161 | 299500 | 126500
[5 empty] | 300500126500 | 161 | 300500 | 126500
[5 empty] | 293500125500 | 161 | 293500 | 125500
[5 empty] | 294500125500 | 161 | 294500 | 125500
[5 empty] | 295500125500 | 161 | 295500 | 125500
[5 empty] | 296500125500 | 161 | 296500 | 125500
[5 empty] | 297500125500 | 161 | 297500 | 125500
[5 empty] | 298500125500 | 161 | 298500 | 125500
[5 empty] | 299500125500 | 161 | 299500 | 125500
[5 empty] | 300500125500 | 161 | 300500 | 125500
[5 empty] | 293500124500 | 161 | 293500 | 124500
[5 empty] | 294500124500 | 161 | 294500 | 124500
[5 empty] | 295500124500 | 161 | 295500 | 124500
[5 empty] | 296500124500 | 161 | 296500 | 124500
[5 empty] | 297500124500 | 161 | 297500 | 124500
[5 empty] | 298500124500 | 161 | 298500 | 124500
[5 empty] | 299500124500 | 161 | 299500 | 124500
[5 empty] | 300500124500 | 161 | 300500 | 124500
[5 empty] | 301500124500 | 161 | 301500 | 124500
[5 empty] | 302500124500 | 161 | 302500 | 124500
[5 empty] | 286500123500 | 161 | 286500 | 123500
[5 empty] | 288500123500 | 161 | 288500 | 123500
[5 empty] | 289500123500 | 161 | 289500 | 123500
[5 empty] | 290500123500 | 161 | 290500 | 123500
[5 empty] | 291500123500 | 161 | 291500 | 123500
[5 empty] | 292500123500 | 161 | 292500 | 123500
[5 empty] | 293500123500 | 161 | 293500 | 123500
[5 empty] | 294500123500 | 161 | 294500 | 123500
[5 empty] | 295500123500 | 161 | 295500 | 123500
[5 empty] | 296500123500 | 161 | 296500 | 123500
[5 empty] | 297500123500 | 161 | 297500 | 123500
[5 empty] | 298500123500 | 161 | 298500 | 123500
[5 empty] | 299500123500 | 161 | 299500 | 123500
[5 empty] | 300500123500 | 161 | 300500 | 123500
[5 empty] | 301500123500 | 161 | 301500 | 123500
[5 empty] | 302500123500 | 161 | 302500 | 123500
[5 empty] | 286500122500 | 161 | 286500 | 122500
[5 empty] | 287500122500 | 161 | 287500 | 122500
[5 empty] | 288500122500 | 161 | 288500 | 122500
[5 empty] | 289500122500 | 161 | 289500 | 122500
[5 empty] | 290500122500 | 161 | 290500 | 122500
[5 empty] | 291500122500 | 161 | 291500 | 122500
[5 empty] | 292500122500 | 161 | 292500 | 122500
[5 empty] | 293500122500 | 161 | 293500 | 122500
[5 empty] | 294500122500 | 161 | 294500 | 122500
[5 empty] | 295500122500 | 161 | 295500 | 122500
[5 empty] | 296500122500 | 161 | 296500 | 122500
[5 empty] | 297500122500 | 161 | 297500 | 122500
[5 empty] | 298500122500 | 161 | 298500 | 122500
[5 empty] | 299500122500 | 161 | 299500 | 122500
[5 empty] | 300500122500 | 161 | 300500 | 122500
[5 empty] | 301500122500 | 161 | 301500 | 122500
[5 empty] | 302500122500 | 161 | 302500 | 122500
[5 empty] | 286500121500 | 161 | 286500 | 121500
[5 empty] | 287500121500 | 161 | 287500 | 121500
[5 empty] | 288500121500 | 161 | 288500 | 121500
[5 empty] | 289500121500 | 161 | 289500 | 121500
[5 empty] | 290500121500 | 161 | 290500 | 121500
[5 empty] | 291500121500 | 161 | 291500 | 121500
[5 empty] | 292500121500 | 161 | 292500 | 121500
[5 empty] | 293500121500 | 161 | 293500 | 121500
[5 empty] | 294500121500 | 161 | 294500 | 121500
[5 empty] | 295500121500 | 161 | 295500 | 121500
[5 empty] | 296500121500 | 161 | 296500 | 121500
[5 empty] | 297500121500 | 161 | 297500 | 121500
[5 empty] | 298500121500 | 161 | 298500 | 121500
[5 empty] | 299500121500 | 161 | 299500 | 121500
[5 empty] | 300500121500 | 161 | 300500 | 121500
[5 empty] | 301500121500 | 161 | 301500 | 121500
[5 empty] | 302500121500 | 161 | 302500 | 121500
[5 empty] | 286500120500 | 161 | 286500 | 120500
[5 empty] | 287500120500 | 161 | 287500 | 120500
[5 empty] | 288500120500 | 161 | 288500 | 120500
[5 empty] | 289500120500 | 161 | 289500 | 120500
[5 empty] | 290500120500 | 161 | 290500 | 120500
[5 empty] | 291500120500 | 161 | 291500 | 120500
[5 empty] | 292500120500 | 161 | 292500 | 120500
[5 empty] | 293500120500 | 161 | 293500 | 120500
[5 empty] | 294500120500 | 161 | 294500 | 120500
[5 empty] | 295500120500 | 161 | 295500 | 120500
[5 empty] | 296500120500 | 161 | 296500 | 120500
[5 empty] | 297500120500 | 161 | 297500 | 120500
[5 empty] | 298500120500 | 161 | 298500 | 120500
[5 empty] | 299500120500 | 161 | 299500 | 120500
[5 empty] | 300500120500 | 161 | 300500 | 120500
[5 empty] | 301500120500 | 161 | 301500 | 120500
[5 empty] | 302500120500 | 161 | 302500 | 120500
[5 empty] | 303500120500 | 161 | 303500 | 120500
[5 empty] | 304500120500 | 161 | 304500 | 120500
[5 empty] | 305500120500 | 161 | 305500 | 120500
[5 empty] | 306500120500 | 161 | 306500 | 120500
[5 empty] | 288500119500 | 161 | 288500 | 119500
[5 empty] | 289500119500 | 161 | 289500 | 119500
[5 empty] | 290500119500 | 161 | 290500 | 119500
[5 empty] | 291500119500 | 161 | 291500 | 119500
[5 empty] | 292500119500 | 161 | 292500 | 119500
[5 empty] | 293500119500 | 161 | 293500 | 119500
[5 empty] | 294500119500 | 161 | 294500 | 119500
[5 empty] | 295500119500 | 161 | 295500 | 119500
[5 empty] | 296500119500 | 161 | 296500 | 119500
[5 empty] | 297500119500 | 161 | 297500 | 119500
[5 empty] | 298500119500 | 161 | 298500 | 119500
[5 empty] | 299500119500 | 161 | 299500 | 119500
[5 empty] | 300500119500 | 161 | 300500 | 119500
[5 empty] | 301500119500 | 161 | 301500 | 119500
[5 empty] | 302500119500 | 161 | 302500 | 119500
[5 empty] | 303500119500 | 161 | 303500 | 119500
[5 empty] | 304500119500 | 161 | 304500 | 119500
[5 empty] | 305500119500 | 161 | 305500 | 119500
[5 empty] | 306500119500 | 161 | 306500 | 119500
[5 empty] | 307500119500 | 161 | 307500 | 119500
[5 empty] | 288500118500 | 161 | 288500 | 118500
[5 empty] | 289500118500 | 161 | 289500 | 118500
[5 empty] | 290500118500 | 161 | 290500 | 118500
[5 empty] | 291500118500 | 161 | 291500 | 118500
[5 empty] | 292500118500 | 161 | 292500 | 118500
[5 empty] | 293500118500 | 161 | 293500 | 118500
[5 empty] | 294500118500 | 161 | 294500 | 118500
[5 empty] | 295500118500 | 161 | 295500 | 118500
[5 empty] | 296500118500 | 161 | 296500 | 118500
[5 empty] | 297500118500 | 161 | 297500 | 118500
[5 empty] | 298500118500 | 161 | 298500 | 118500
[5 empty] | 299500118500 | 161 | 299500 | 118500
[5 empty] | 300500118500 | 161 | 300500 | 118500
[5 empty] | 301500118500 | 161 | 301500 | 118500
[5 empty] | 302500118500 | 161 | 302500 | 118500
[5 empty] | 303500118500 | 161 | 303500 | 118500
[5 empty] | 304500118500 | 161 | 304500 | 118500
[5 empty] | 305500118500 | 161 | 305500 | 118500
[5 empty] | 306500118500 | 161 | 306500 | 118500
[5 empty] | 307500118500 | 161 | 307500 | 118500
[5 empty] | 308500118500 | 161 | 308500 | 118500
[5 empty] | 288500117500 | 161 | 288500 | 117500
[5 empty] | 289500117500 | 161 | 289500 | 117500
[5 empty] | 290500117500 | 161 | 290500 | 117500
[5 empty] | 291500117500 | 161 | 291500 | 117500
[5 empty] | 292500117500 | 161 | 292500 | 117500
[5 empty] | 293500117500 | 161 | 293500 | 117500
[5 empty] | 294500117500 | 161 | 294500 | 117500
[5 empty] | 295500117500 | 161 | 295500 | 117500
[5 empty] | 296500117500 | 161 | 296500 | 117500
[5 empty] | 297500117500 | 161 | 297500 | 117500
[5 empty] | 298500117500 | 161 | 298500 | 117500
[5 empty] | 299500117500 | 161 | 299500 | 117500
[5 empty] | 300500117500 | 161 | 300500 | 117500
[5 empty] | 301500117500 | 161 | 301500 | 117500
[5 empty] | 302500117500 | 161 | 302500 | 117500
[5 empty] | 303500117500 | 161 | 303500 | 117500
[5 empty] | 304500117500 | 161 | 304500 | 117500
[5 empty] | 305500117500 | 161 | 305500 | 117500
[5 empty] | 306500117500 | 161 | 306500 | 117500
[5 empty] | 307500117500 | 161 | 307500 | 117500
[5 empty] | 308500117500 | 161 | 308500 | 117500
[5 empty] | 309500117500 | 161 | 309500 | 117500
[5 empty] | 310500117500 | 161 | 310500 | 117500
[5 empty] | 287500116500 | 161 | 287500 | 116500
[5 empty] | 288500116500 | 161 | 288500 | 116500
[5 empty] | 289500116500 | 161 | 289500 | 116500
[5 empty] | 290500116500 | 161 | 290500 | 116500
[5 empty] | 291500116500 | 161 | 291500 | 116500
[5 empty] | 292500116500 | 161 | 292500 | 116500
[5 empty] | 293500116500 | 161 | 293500 | 116500
[5 empty] | 294500116500 | 161 | 294500 | 116500
[5 empty] | 295500116500 | 161 | 295500 | 116500
[5 empty] | 296500116500 | 161 | 296500 | 116500
[5 empty] | 297500116500 | 161 | 297500 | 116500
[5 empty] | 298500116500 | 161 | 298500 | 116500
[5 empty] | 299500116500 | 161 | 299500 | 116500
[5 empty] | 300500116500 | 161 | 300500 | 116500
[5 empty] | 301500116500 | 161 | 301500 | 116500
[5 empty] | 302500116500 | 161 | 302500 | 116500
[5 empty] | 303500116500 | 161 | 303500 | 116500
[5 empty] | 304500116500 | 161 | 304500 | 116500
[5 empty] | 305500116500 | 161 | 305500 | 116500
[5 empty] | 306500116500 | 161 | 306500 | 116500
[5 empty] | 307500116500 | 161 | 307500 | 116500
[5 empty] | 308500116500 | 161 | 308500 | 116500
[5 empty] | 309500116500 | 161 | 309500 | 116500
[5 empty] | 310500116500 | 161 | 310500 | 116500
[5 empty] | 311500116500 | 161 | 311500 | 116500
[5 empty] | 312500116500 | 161 | 312500 | 116500
[5 empty] | 313500116500 | 161 | 313500 | 116500
[5 empty] | 314500116500 | 161 | 314500 | 116500
[5 empty] | 315500116500 | 161 | 315500 | 116500
[5 empty] | 316500116500 | 161 | 316500 | 116500
[5 empty] | 317500116500 | 161 | 317500 | 116500
[5 empty] | 287500115500 | 161 | 287500 | 115500
[5 empty] | 288500115500 | 161 | 288500 | 115500
[5 empty] | 289500115500 | 161 | 289500 | 115500
[5 empty] | 290500115500 | 161 | 290500 | 115500
[5 empty] | 291500115500 | 161 | 291500 | 115500
[5 empty] | 292500115500 | 161 | 292500 | 115500
[5 empty] | 293500115500 | 161 | 293500 | 115500
[5 empty] | 294500115500 | 161 | 294500 | 115500
[5 empty] | 295500115500 | 161 | 295500 | 115500
[5 empty] | 296500115500 | 161 | 296500 | 115500
[5 empty] | 297500115500 | 161 | 297500 | 115500
[5 empty] | 298500115500 | 161 | 298500 | 115500
[5 empty] | 299500115500 | 161 | 299500 | 115500
[5 empty] | 300500115500 | 161 | 300500 | 115500
[5 empty] | 301500115500 | 161 | 301500 | 115500
[5 empty] | 302500115500 | 161 | 302500 | 115500
[5 empty] | 303500115500 | 161 | 303500 | 115500
[5 empty] | 304500115500 | 161 | 304500 | 115500
[5 empty] | 305500115500 | 161 | 305500 | 115500
[5 empty] | 306500115500 | 161 | 306500 | 115500
[5 empty] | 307500115500 | 161 | 307500 | 115500
[5 empty] | 308500115500 | 161 | 308500 | 115500
[5 empty] | 309500115500 | 161 | 309500 | 115500
[5 empty] | 310500115500 | 161 | 310500 | 115500
[5 empty] | 311500115500 | 161 | 311500 | 115500
[5 empty] | 312500115500 | 161 | 312500 | 115500
[5 empty] | 313500115500 | 161 | 313500 | 115500
[5 empty] | 314500115500 | 161 | 314500 | 115500
[5 empty] | 315500115500 | 161 | 315500 | 115500
[5 empty] | 316500115500 | 161 | 316500 | 115500
[5 empty] | 317500115500 | 161 | 317500 | 115500
[5 empty] | 282500114500 | 161 | 282500 | 114500
[5 empty] | 283500114500 | 161 | 283500 | 114500
[5 empty] | 284500114500 | 161 | 284500 | 114500
[5 empty] | 285500114500 | 161 | 285500 | 114500
[5 empty] | 286500114500 | 161 | 286500 | 114500
[5 empty] | 287500114500 | 161 | 287500 | 114500
[5 empty] | 288500114500 | 161 | 288500 | 114500
[5 empty] | 289500114500 | 161 | 289500 | 114500
[5 empty] | 290500114500 | 161 | 290500 | 114500
[5 empty] | 291500114500 | 161 | 291500 | 114500
[5 empty] | 292500114500 | 161 | 292500 | 114500
[5 empty] | 293500114500 | 161 | 293500 | 114500
[5 empty] | 294500114500 | 161 | 294500 | 114500
[5 empty] | 295500114500 | 161 | 295500 | 114500
[5 empty] | 296500114500 | 161 | 296500 | 114500
[5 empty] | 297500114500 | 161 | 297500 | 114500
[5 empty] | 298500114500 | 161 | 298500 | 114500
[5 empty] | 299500114500 | 161 | 299500 | 114500
[5 empty] | 300500114500 | 161 | 300500 | 114500
[5 empty] | 301500114500 | 161 | 301500 | 114500
[5 empty] | 302500114500 | 161 | 302500 | 114500
[5 empty] | 303500114500 | 161 | 303500 | 114500
[5 empty] | 304500114500 | 161 | 304500 | 114500
[5 empty] | 305500114500 | 161 | 305500 | 114500
[5 empty] | 306500114500 | 161 | 306500 | 114500
[5 empty] | 307500114500 | 161 | 307500 | 114500
[5 empty] | 308500114500 | 161 | 308500 | 114500
[5 empty] | 309500114500 | 161 | 309500 | 114500
[5 empty] | 310500114500 | 161 | 310500 | 114500
[5 empty] | 311500114500 | 161 | 311500 | 114500
[5 empty] | 312500114500 | 161 | 312500 | 114500
[5 empty] | 313500114500 | 161 | 313500 | 114500
[5 empty] | 314500114500 | 161 | 314500 | 114500
[5 empty] | 315500114500 | 161 | 315500 | 114500
[5 empty] | 316500114500 | 161 | 316500 | 114500
[5 empty] | 266500113500 | 161 | 266500 | 113500
[5 empty] | 267500113500 | 161 | 267500 | 113500
[5 empty] | 268500113500 | 161 | 268500 | 113500
[5 empty] | 269500113500 | 161 | 269500 | 113500
[5 empty] | 270500113500 | 161 | 270500 | 113500
[5 empty] | 271500113500 | 161 | 271500 | 113500
[5 empty] | 272500113500 | 161 | 272500 | 113500
[5 empty] | 279500113500 | 161 | 279500 | 113500
[5 empty] | 280500113500 | 161 | 280500 | 113500
[5 empty] | 281500113500 | 161 | 281500 | 113500
[5 empty] | 282500113500 | 161 | 282500 | 113500
[5 empty] | 283500113500 | 161 | 283500 | 113500
[5 empty] | 284500113500 | 161 | 284500 | 113500
[5 empty] | 285500113500 | 161 | 285500 | 113500
[5 empty] | 286500113500 | 161 | 286500 | 113500
[5 empty] | 287500113500 | 161 | 287500 | 113500
[5 empty] | 288500113500 | 161 | 288500 | 113500
[5 empty] | 289500113500 | 161 | 289500 | 113500
[5 empty] | 290500113500 | 161 | 290500 | 113500
[5 empty] | 291500113500 | 161 | 291500 | 113500
[5 empty] | 292500113500 | 161 | 292500 | 113500
[5 empty] | 293500113500 | 161 | 293500 | 113500
[5 empty] | 294500113500 | 161 | 294500 | 113500
[5 empty] | 295500113500 | 161 | 295500 | 113500
[5 empty] | 296500113500 | 161 | 296500 | 113500
[5 empty] | 297500113500 | 161 | 297500 | 113500
[5 empty] | 298500113500 | 161 | 298500 | 113500
[5 empty] | 299500113500 | 161 | 299500 | 113500
[5 empty] | 300500113500 | 161 | 300500 | 113500
[5 empty] | 301500113500 | 161 | 301500 | 113500
[5 empty] | 302500113500 | 161 | 302500 | 113500
[5 empty] | 303500113500 | 161 | 303500 | 113500
[5 empty] | 304500113500 | 161 | 304500 | 113500
[5 empty] | 305500113500 | 161 | 305500 | 113500
[5 empty] | 306500113500 | 161 | 306500 | 113500
[5 empty] | 307500113500 | 161 | 307500 | 113500
[5 empty] | 308500113500 | 161 | 308500 | 113500
[5 empty] | 309500113500 | 161 | 309500 | 113500
[5 empty] | 310500113500 | 161 | 310500 | 113500
[5 empty] | 311500113500 | 161 | 311500 | 113500
[5 empty] | 312500113500 | 161 | 312500 | 113500
[5 empty] | 313500113500 | 161 | 313500 | 113500
[5 empty] | 314500113500 | 161 | 314500 | 113500
[5 empty] | 315500113500 | 161 | 315500 | 113500
[5 empty] | 316500113500 | 161 | 316500 | 113500
[5 empty] | 265500112500 | 161 | 265500 | 112500
[5 empty] | 266500112500 | 161 | 266500 | 112500
[5 empty] | 267500112500 | 161 | 267500 | 112500
[5 empty] | 268500112500 | 161 | 268500 | 112500
[5 empty] | 269500112500 | 161 | 269500 | 112500
[5 empty] | 270500112500 | 161 | 270500 | 112500
[5 empty] | 271500112500 | 161 | 271500 | 112500
[5 empty] | 272500112500 | 161 | 272500 | 112500
[5 empty] | 273500112500 | 161 | 273500 | 112500
[5 empty] | 274500112500 | 161 | 274500 | 112500
[5 empty] | 278500112500 | 161 | 278500 | 112500
[5 empty] | 279500112500 | 161 | 279500 | 112500
[5 empty] | 280500112500 | 161 | 280500 | 112500
[5 empty] | 281500112500 | 161 | 281500 | 112500
[5 empty] | 282500112500 | 161 | 282500 | 112500
[5 empty] | 283500112500 | 161 | 283500 | 112500
[5 empty] | 284500112500 | 161 | 284500 | 112500
[5 empty] | 285500112500 | 161 | 285500 | 112500
[5 empty] | 286500112500 | 161 | 286500 | 112500
[5 empty] | 287500112500 | 161 | 287500 | 112500
[5 empty] | 288500112500 | 161 | 288500 | 112500
[5 empty] | 289500112500 | 161 | 289500 | 112500
[5 empty] | 290500112500 | 161 | 290500 | 112500
[5 empty] | 291500112500 | 161 | 291500 | 112500
[5 empty] | 292500112500 | 161 | 292500 | 112500
[5 empty] | 293500112500 | 161 | 293500 | 112500
[5 empty] | 294500112500 | 161 | 294500 | 112500
[5 empty] | 295500112500 | 161 | 295500 | 112500
[5 empty] | 296500112500 | 161 | 296500 | 112500
[5 empty] | 297500112500 | 161 | 297500 | 112500
[5 empty] | 298500112500 | 161 | 298500 | 112500
[5 empty] | 299500112500 | 161 | 299500 | 112500
[5 empty] | 300500112500 | 161 | 300500 | 112500
[5 empty] | 301500112500 | 161 | 301500 | 112500
[5 empty] | 302500112500 | 161 | 302500 | 112500
[5 empty] | 303500112500 | 161 | 303500 | 112500
[5 empty] | 304500112500 | 161 | 304500 | 112500
[5 empty] | 305500112500 | 161 | 305500 | 112500
[5 empty] | 306500112500 | 161 | 306500 | 112500
[5 empty] | 307500112500 | 161 | 307500 | 112500
[5 empty] | 308500112500 | 161 | 308500 | 112500
[5 empty] | 309500112500 | 161 | 309500 | 112500
[5 empty] | 310500112500 | 161 | 310500 | 112500
[5 empty] | 311500112500 | 161 | 311500 | 112500
[5 empty] | 312500112500 | 161 | 312500 | 112500
[5 empty] | 313500112500 | 161 | 313500 | 112500
[5 empty] | 314500112500 | 161 | 314500 | 112500
[5 empty] | 315500112500 | 161 | 315500 | 112500
[5 empty] | 316500112500 | 161 | 316500 | 112500
[5 empty] | 317500112500 | 161 | 317500 | 112500
[5 empty] | 266500111500 | 161 | 266500 | 111500
[5 empty] | 267500111500 | 161 | 267500 | 111500
[5 empty] | 268500111500 | 161 | 268500 | 111500
[5 empty] | 269500111500 | 161 | 269500 | 111500
[5 empty] | 270500111500 | 161 | 270500 | 111500
[5 empty] | 271500111500 | 161 | 271500 | 111500
[5 empty] | 272500111500 | 161 | 272500 | 111500
[5 empty] | 273500111500 | 161 | 273500 | 111500
[5 empty] | 274500111500 | 161 | 274500 | 111500
[5 empty] | 275500111500 | 161 | 275500 | 111500
[5 empty] | 278500111500 | 161 | 278500 | 111500
[5 empty] | 279500111500 | 161 | 279500 | 111500
[5 empty] | 280500111500 | 161 | 280500 | 111500
[5 empty] | 281500111500 | 161 | 281500 | 111500
[5 empty] | 282500111500 | 161 | 282500 | 111500
[5 empty] | 283500111500 | 161 | 283500 | 111500
[5 empty] | 284500111500 | 161 | 284500 | 111500
[5 empty] | 285500111500 | 161 | 285500 | 111500
[5 empty] | 286500111500 | 161 | 286500 | 111500
[5 empty] | 287500111500 | 161 | 287500 | 111500
[5 empty] | 288500111500 | 161 | 288500 | 111500
[5 empty] | 289500111500 | 161 | 289500 | 111500
[5 empty] | 290500111500 | 161 | 290500 | 111500
[5 empty] | 291500111500 | 161 | 291500 | 111500
[5 empty] | 292500111500 | 161 | 292500 | 111500
[5 empty] | 293500111500 | 161 | 293500 | 111500
[5 empty] | 294500111500 | 161 | 294500 | 111500
[5 empty] | 295500111500 | 161 | 295500 | 111500
[5 empty] | 296500111500 | 161 | 296500 | 111500
[5 empty] | 297500111500 | 161 | 297500 | 111500
[5 empty] | 298500111500 | 161 | 298500 | 111500
[5 empty] | 299500111500 | 161 | 299500 | 111500
[5 empty] | 300500111500 | 161 | 300500 | 111500
[5 empty] | 301500111500 | 161 | 301500 | 111500
[5 empty] | 302500111500 | 161 | 302500 | 111500
[5 empty] | 303500111500 | 161 | 303500 | 111500
[5 empty] | 304500111500 | 161 | 304500 | 111500
[5 empty] | 305500111500 | 161 | 305500 | 111500
[5 empty] | 306500111500 | 161 | 306500 | 111500
[5 empty] | 307500111500 | 161 | 307500 | 111500
[5 empty] | 308500111500 | 161 | 308500 | 111500
[5 empty] | 309500111500 | 161 | 309500 | 111500
[5 empty] | 310500111500 | 161 | 310500 | 111500
[5 empty] | 311500111500 | 161 | 311500 | 111500
[5 empty] | 312500111500 | 161 | 312500 | 111500
[5 empty] | 313500111500 | 161 | 313500 | 111500
[5 empty] | 314500111500 | 161 | 314500 | 111500
[5 empty] | 315500111500 | 161 | 315500 | 111500
[5 empty] | 316500111500 | 161 | 316500 | 111500
[5 empty] | 317500111500 | 161 | 317500 | 111500
[5 empty] | 318500111500 | 161 | 318500 | 111500
[5 empty] | 266500110500 | 161 | 266500 | 110500
[5 empty] | 267500110500 | 161 | 267500 | 110500
[5 empty] | 268500110500 | 161 | 268500 | 110500
[5 empty] | 269500110500 | 161 | 269500 | 110500
[5 empty] | 270500110500 | 161 | 270500 | 110500
[5 empty] | 271500110500 | 161 | 271500 | 110500
[5 empty] | 272500110500 | 161 | 272500 | 110500
[5 empty] | 273500110500 | 161 | 273500 | 110500
[5 empty] | 274500110500 | 161 | 274500 | 110500
[5 empty] | 275500110500 | 161 | 275500 | 110500
[5 empty] | 277500110500 | 161 | 277500 | 110500
[5 empty] | 278500110500 | 161 | 278500 | 110500
[5 empty] | 279500110500 | 161 | 279500 | 110500
[5 empty] | 280500110500 | 161 | 280500 | 110500
[5 empty] | 281500110500 | 161 | 281500 | 110500
[5 empty] | 282500110500 | 161 | 282500 | 110500
[5 empty] | 283500110500 | 161 | 283500 | 110500
[5 empty] | 284500110500 | 161 | 284500 | 110500
[5 empty] | 285500110500 | 161 | 285500 | 110500
[5 empty] | 286500110500 | 161 | 286500 | 110500
[5 empty] | 287500110500 | 161 | 287500 | 110500
[5 empty] | 288500110500 | 161 | 288500 | 110500
[5 empty] | 289500110500 | 161 | 289500 | 110500
[5 empty] | 290500110500 | 161 | 290500 | 110500
[5 empty] | 291500110500 | 161 | 291500 | 110500
[5 empty] | 292500110500 | 161 | 292500 | 110500
[5 empty] | 293500110500 | 161 | 293500 | 110500
[5 empty] | 294500110500 | 161 | 294500 | 110500
[5 empty] | 295500110500 | 161 | 295500 | 110500
[5 empty] | 296500110500 | 161 | 296500 | 110500
[5 empty] | 297500110500 | 161 | 297500 | 110500
[5 empty] | 298500110500 | 161 | 298500 | 110500
[5 empty] | 299500110500 | 161 | 299500 | 110500
[5 empty] | 300500110500 | 161 | 300500 | 110500
[5 empty] | 301500110500 | 161 | 301500 | 110500
[5 empty] | 302500110500 | 161 | 302500 | 110500
[5 empty] | 303500110500 | 161 | 303500 | 110500
[5 empty] | 304500110500 | 161 | 304500 | 110500
[5 empty] | 305500110500 | 161 | 305500 | 110500
[5 empty] | 306500110500 | 161 | 306500 | 110500
[5 empty] | 307500110500 | 161 | 307500 | 110500
[5 empty] | 308500110500 | 161 | 308500 | 110500
[5 empty] | 309500110500 | 161 | 309500 | 110500
[5 empty] | 310500110500 | 161 | 310500 | 110500
[5 empty] | 311500110500 | 161 | 311500 | 110500
[5 empty] | 314500110500 | 161 | 314500 | 110500
[5 empty] | 315500110500 | 161 | 315500 | 110500
[5 empty] | 316500110500 | 161 | 316500 | 110500
[5 empty] | 317500110500 | 161 | 317500 | 110500
[5 empty] | 318500110500 | 161 | 318500 | 110500
[5 empty] | 265500109500 | 161 | 265500 | 109500
[5 empty] | 266500109500 | 161 | 266500 | 109500
[5 empty] | 267500109500 | 161 | 267500 | 109500
[5 empty] | 268500109500 | 161 | 268500 | 109500
[5 empty] | 269500109500 | 161 | 269500 | 109500
[5 empty] | 270500109500 | 161 | 270500 | 109500
[5 empty] | 271500109500 | 161 | 271500 | 109500
[5 empty] | 272500109500 | 161 | 272500 | 109500
[5 empty] | 273500109500 | 161 | 273500 | 109500
[5 empty] | 274500109500 | 161 | 274500 | 109500
[5 empty] | 275500109500 | 161 | 275500 | 109500
[5 empty] | 276500109500 | 161 | 276500 | 109500
[5 empty] | 277500109500 | 161 | 277500 | 109500
[5 empty] | 278500109500 | 161 | 278500 | 109500
[5 empty] | 279500109500 | 161 | 279500 | 109500
[5 empty] | 280500109500 | 161 | 280500 | 109500
[5 empty] | 281500109500 | 161 | 281500 | 109500
[5 empty] | 282500109500 | 161 | 282500 | 109500
[5 empty] | 283500109500 | 161 | 283500 | 109500
[5 empty] | 284500109500 | 161 | 284500 | 109500
[5 empty] | 285500109500 | 161 | 285500 | 109500
[5 empty] | 286500109500 | 161 | 286500 | 109500
[5 empty] | 287500109500 | 161 | 287500 | 109500
[5 empty] | 288500109500 | 161 | 288500 | 109500
[5 empty] | 289500109500 | 161 | 289500 | 109500
[5 empty] | 290500109500 | 161 | 290500 | 109500
[5 empty] | 291500109500 | 161 | 291500 | 109500
[5 empty] | 292500109500 | 161 | 292500 | 109500
[5 empty] | 293500109500 | 161 | 293500 | 109500
[5 empty] | 294500109500 | 161 | 294500 | 109500
[5 empty] | 295500109500 | 161 | 295500 | 109500
[5 empty] | 296500109500 | 161 | 296500 | 109500
[5 empty] | 297500109500 | 161 | 297500 | 109500
[5 empty] | 298500109500 | 161 | 298500 | 109500
[5 empty] | 299500109500 | 161 | 299500 | 109500
[5 empty] | 300500109500 | 161 | 300500 | 109500
[5 empty] | 301500109500 | 161 | 301500 | 109500
[5 empty] | 302500109500 | 161 | 302500 | 109500
[5 empty] | 303500109500 | 161 | 303500 | 109500
[5 empty] | 304500109500 | 161 | 304500 | 109500
[5 empty] | 305500109500 | 161 | 305500 | 109500
[5 empty] | 306500109500 | 161 | 306500 | 109500
[5 empty] | 307500109500 | 161 | 307500 | 109500
[5 empty] | 308500109500 | 161 | 308500 | 109500
[5 empty] | 309500109500 | 161 | 309500 | 109500
[5 empty] | 310500109500 | 161 | 310500 | 109500
[5 empty] | 311500109500 | 161 | 311500 | 109500
[5 empty] | 315500109500 | 161 | 315500 | 109500
[5 empty] | 316500109500 | 161 | 316500 | 109500
[5 empty] | 317500109500 | 161 | 317500 | 109500
[5 empty] | 266500108500 | 161 | 266500 | 108500
[5 empty] | 267500108500 | 161 | 267500 | 108500
[5 empty] | 268500108500 | 161 | 268500 | 108500
[5 empty] | 269500108500 | 161 | 269500 | 108500
[5 empty] | 270500108500 | 161 | 270500 | 108500
[5 empty] | 271500108500 | 161 | 271500 | 108500
[5 empty] | 272500108500 | 161 | 272500 | 108500
[5 empty] | 273500108500 | 161 | 273500 | 108500
[5 empty] | 274500108500 | 161 | 274500 | 108500
[5 empty] | 275500108500 | 161 | 275500 | 108500
[5 empty] | 276500108500 | 161 | 276500 | 108500
[5 empty] | 277500108500 | 161 | 277500 | 108500
[5 empty] | 278500108500 | 161 | 278500 | 108500
[5 empty] | 279500108500 | 161 | 279500 | 108500
[5 empty] | 280500108500 | 161 | 280500 | 108500
[5 empty] | 281500108500 | 161 | 281500 | 108500
[5 empty] | 282500108500 | 161 | 282500 | 108500
[5 empty] | 283500108500 | 161 | 283500 | 108500
[5 empty] | 284500108500 | 161 | 284500 | 108500
[5 empty] | 285500108500 | 161 | 285500 | 108500
[5 empty] | 286500108500 | 161 | 286500 | 108500
[5 empty] | 287500108500 | 161 | 287500 | 108500
[5 empty] | 288500108500 | 161 | 288500 | 108500
[5 empty] | 289500108500 | 161 | 289500 | 108500
[5 empty] | 290500108500 | 161 | 290500 | 108500
[5 empty] | 291500108500 | 161 | 291500 | 108500
[5 empty] | 292500108500 | 161 | 292500 | 108500
[5 empty] | 293500108500 | 161 | 293500 | 108500
[5 empty] | 294500108500 | 161 | 294500 | 108500
[5 empty] | 295500108500 | 161 | 295500 | 108500
[5 empty] | 296500108500 | 161 | 296500 | 108500
[5 empty] | 297500108500 | 161 | 297500 | 108500
[5 empty] | 298500108500 | 161 | 298500 | 108500
[5 empty] | 299500108500 | 161 | 299500 | 108500
[5 empty] | 300500108500 | 161 | 300500 | 108500
[5 empty] | 301500108500 | 161 | 301500 | 108500
[5 empty] | 302500108500 | 161 | 302500 | 108500
[5 empty] | 303500108500 | 161 | 303500 | 108500
[5 empty] | 304500108500 | 161 | 304500 | 108500
[5 empty] | 305500108500 | 161 | 305500 | 108500
[5 empty] | 306500108500 | 161 | 306500 | 108500
[5 empty] | 307500108500 | 161 | 307500 | 108500
[5 empty] | 308500108500 | 161 | 308500 | 108500
[5 empty] | 309500108500 | 161 | 309500 | 108500
[5 empty] | 310500108500 | 161 | 310500 | 108500
[5 empty] | 266500107500 | 161 | 266500 | 107500
[5 empty] | 267500107500 | 161 | 267500 | 107500
[5 empty] | 268500107500 | 161 | 268500 | 107500
[5 empty] | 269500107500 | 161 | 269500 | 107500
[5 empty] | 270500107500 | 161 | 270500 | 107500
[5 empty] | 271500107500 | 161 | 271500 | 107500
[5 empty] | 272500107500 | 161 | 272500 | 107500
[5 empty] | 273500107500 | 161 | 273500 | 107500
[5 empty] | 274500107500 | 161 | 274500 | 107500
[5 empty] | 275500107500 | 161 | 275500 | 107500
[5 empty] | 276500107500 | 161 | 276500 | 107500
[5 empty] | 277500107500 | 161 | 277500 | 107500
[5 empty] | 278500107500 | 161 | 278500 | 107500
[5 empty] | 279500107500 | 161 | 279500 | 107500
[5 empty] | 280500107500 | 161 | 280500 | 107500
[5 empty] | 281500107500 | 161 | 281500 | 107500
[5 empty] | 282500107500 | 161 | 282500 | 107500
[5 empty] | 283500107500 | 161 | 283500 | 107500
[5 empty] | 284500107500 | 161 | 284500 | 107500
[5 empty] | 285500107500 | 161 | 285500 | 107500
[5 empty] | 286500107500 | 161 | 286500 | 107500
[5 empty] | 287500107500 | 161 | 287500 | 107500
[5 empty] | 288500107500 | 161 | 288500 | 107500
[5 empty] | 289500107500 | 161 | 289500 | 107500
[5 empty] | 290500107500 | 161 | 290500 | 107500
[5 empty] | 291500107500 | 161 | 291500 | 107500
[5 empty] | 292500107500 | 161 | 292500 | 107500
[5 empty] | 293500107500 | 161 | 293500 | 107500
[5 empty] | 294500107500 | 161 | 294500 | 107500
[5 empty] | 295500107500 | 161 | 295500 | 107500
[5 empty] | 296500107500 | 161 | 296500 | 107500
[5 empty] | 297500107500 | 161 | 297500 | 107500
[5 empty] | 298500107500 | 161 | 298500 | 107500
[5 empty] | 299500107500 | 161 | 299500 | 107500
[5 empty] | 300500107500 | 161 | 300500 | 107500
[5 empty] | 301500107500 | 161 | 301500 | 107500
[5 empty] | 302500107500 | 161 | 302500 | 107500
[5 empty] | 303500107500 | 161 | 303500 | 107500
[5 empty] | 304500107500 | 161 | 304500 | 107500
[5 empty] | 305500107500 | 161 | 305500 | 107500
[5 empty] | 306500107500 | 161 | 306500 | 107500
[5 empty] | 307500107500 | 161 | 307500 | 107500
[5 empty] | 308500107500 | 161 | 308500 | 107500
[5 empty] | 309500107500 | 161 | 309500 | 107500
[5 empty] | 267500106500 | 161 | 267500 | 106500
[5 empty] | 268500106500 | 161 | 268500 | 106500
[5 empty] | 269500106500 | 161 | 269500 | 106500
[5 empty] | 270500106500 | 161 | 270500 | 106500
[5 empty] | 271500106500 | 161 | 271500 | 106500
[5 empty] | 272500106500 | 161 | 272500 | 106500
[5 empty] | 273500106500 | 161 | 273500 | 106500
[5 empty] | 274500106500 | 161 | 274500 | 106500
[5 empty] | 275500106500 | 161 | 275500 | 106500
[5 empty] | 276500106500 | 161 | 276500 | 106500
[5 empty] | 277500106500 | 161 | 277500 | 106500
[5 empty] | 278500106500 | 161 | 278500 | 106500
[5 empty] | 279500106500 | 161 | 279500 | 106500
[5 empty] | 280500106500 | 161 | 280500 | 106500
[5 empty] | 281500106500 | 161 | 281500 | 106500
[5 empty] | 282500106500 | 161 | 282500 | 106500
[5 empty] | 283500106500 | 161 | 283500 | 106500
[5 empty] | 284500106500 | 161 | 284500 | 106500
[5 empty] | 285500106500 | 161 | 285500 | 106500
[5 empty] | 286500106500 | 161 | 286500 | 106500
[5 empty] | 287500106500 | 161 | 287500 | 106500
[5 empty] | 288500106500 | 161 | 288500 | 106500
[5 empty] | 289500106500 | 161 | 289500 | 106500
[5 empty] | 290500106500 | 161 | 290500 | 106500
[5 empty] | 291500106500 | 161 | 291500 | 106500
[5 empty] | 292500106500 | 161 | 292500 | 106500
[5 empty] | 293500106500 | 161 | 293500 | 106500
[5 empty] | 294500106500 | 161 | 294500 | 106500
[5 empty] | 295500106500 | 161 | 295500 | 106500
[5 empty] | 296500106500 | 161 | 296500 | 106500
[5 empty] | 297500106500 | 161 | 297500 | 106500
[5 empty] | 298500106500 | 161 | 298500 | 106500
[5 empty] | 299500106500 | 161 | 299500 | 106500
[5 empty] | 300500106500 | 161 | 300500 | 106500
[5 empty] | 301500106500 | 161 | 301500 | 106500
[5 empty] | 302500106500 | 161 | 302500 | 106500
[5 empty] | 303500106500 | 161 | 303500 | 106500
[5 empty] | 304500106500 | 161 | 304500 | 106500
[5 empty] | 305500106500 | 161 | 305500 | 106500
[5 empty] | 266500105500 | 161 | 266500 | 105500
[5 empty] | 267500105500 | 161 | 267500 | 105500
[5 empty] | 268500105500 | 161 | 268500 | 105500
[5 empty] | 269500105500 | 161 | 269500 | 105500
[5 empty] | 270500105500 | 161 | 270500 | 105500
[5 empty] | 271500105500 | 161 | 271500 | 105500
[5 empty] | 272500105500 | 161 | 272500 | 105500
[5 empty] | 273500105500 | 161 | 273500 | 105500
[5 empty] | 274500105500 | 161 | 274500 | 105500
[5 empty] | 275500105500 | 161 | 275500 | 105500
[5 empty] | 276500105500 | 161 | 276500 | 105500
[5 empty] | 277500105500 | 161 | 277500 | 105500
[5 empty] | 278500105500 | 161 | 278500 | 105500
[5 empty] | 279500105500 | 161 | 279500 | 105500
[5 empty] | 280500105500 | 161 | 280500 | 105500
[5 empty] | 281500105500 | 161 | 281500 | 105500
[5 empty] | 282500105500 | 161 | 282500 | 105500
[5 empty] | 283500105500 | 161 | 283500 | 105500
[5 empty] | 284500105500 | 161 | 284500 | 105500
[5 empty] | 285500105500 | 161 | 285500 | 105500
[5 empty] | 286500105500 | 161 | 286500 | 105500
[5 empty] | 287500105500 | 161 | 287500 | 105500
[5 empty] | 288500105500 | 161 | 288500 | 105500
[5 empty] | 289500105500 | 161 | 289500 | 105500
[5 empty] | 290500105500 | 161 | 290500 | 105500
[5 empty] | 291500105500 | 161 | 291500 | 105500
[5 empty] | 292500105500 | 161 | 292500 | 105500
[5 empty] | 293500105500 | 161 | 293500 | 105500
[5 empty] | 294500105500 | 161 | 294500 | 105500
[5 empty] | 295500105500 | 161 | 295500 | 105500
[5 empty] | 296500105500 | 161 | 296500 | 105500
[5 empty] | 297500105500 | 161 | 297500 | 105500
[5 empty] | 298500105500 | 161 | 298500 | 105500
[5 empty] | 299500105500 | 161 | 299500 | 105500
[5 empty] | 300500105500 | 161 | 300500 | 105500
[5 empty] | 301500105500 | 161 | 301500 | 105500
[5 empty] | 302500105500 | 161 | 302500 | 105500
[5 empty] | 303500105500 | 161 | 303500 | 105500
[5 empty] | 304500105500 | 161 | 304500 | 105500
[5 empty] | 267500104500 | 161 | 267500 | 104500
[5 empty] | 268500104500 | 161 | 268500 | 104500
[5 empty] | 269500104500 | 161 | 269500 | 104500
[5 empty] | 270500104500 | 161 | 270500 | 104500
[5 empty] | 271500104500 | 161 | 271500 | 104500
[5 empty] | 272500104500 | 161 | 272500 | 104500
[5 empty] | 273500104500 | 161 | 273500 | 104500
[5 empty] | 274500104500 | 161 | 274500 | 104500
[5 empty] | 275500104500 | 161 | 275500 | 104500
[5 empty] | 276500104500 | 161 | 276500 | 104500
[5 empty] | 277500104500 | 161 | 277500 | 104500
[5 empty] | 278500104500 | 161 | 278500 | 104500
[5 empty] | 279500104500 | 161 | 279500 | 104500
[5 empty] | 280500104500 | 161 | 280500 | 104500
[5 empty] | 281500104500 | 161 | 281500 | 104500
[5 empty] | 282500104500 | 161 | 282500 | 104500
[5 empty] | 283500104500 | 161 | 283500 | 104500
[5 empty] | 284500104500 | 161 | 284500 | 104500
[5 empty] | 285500104500 | 161 | 285500 | 104500
[5 empty] | 286500104500 | 161 | 286500 | 104500
[5 empty] | 287500104500 | 161 | 287500 | 104500
[5 empty] | 288500104500 | 161 | 288500 | 104500
[5 empty] | 289500104500 | 161 | 289500 | 104500
[5 empty] | 290500104500 | 161 | 290500 | 104500
[5 empty] | 291500104500 | 161 | 291500 | 104500
[5 empty] | 292500104500 | 161 | 292500 | 104500
[5 empty] | 293500104500 | 161 | 293500 | 104500
[5 empty] | 294500104500 | 161 | 294500 | 104500
[5 empty] | 295500104500 | 161 | 295500 | 104500
[5 empty] | 296500104500 | 161 | 296500 | 104500
[5 empty] | 297500104500 | 161 | 297500 | 104500
[5 empty] | 298500104500 | 161 | 298500 | 104500
[5 empty] | 299500104500 | 161 | 299500 | 104500
[5 empty] | 300500104500 | 161 | 300500 | 104500
[5 empty] | 301500104500 | 161 | 301500 | 104500
[5 empty] | 302500104500 | 161 | 302500 | 104500
[5 empty] | 303500104500 | 161 | 303500 | 104500
[5 empty] | 304500104500 | 161 | 304500 | 104500
[5 empty] | 305500104500 | 161 | 305500 | 104500
[5 empty] | 270500103500 | 161 | 270500 | 103500
[5 empty] | 271500103500 | 161 | 271500 | 103500
[5 empty] | 272500103500 | 161 | 272500 | 103500
[5 empty] | 273500103500 | 161 | 273500 | 103500
[5 empty] | 274500103500 | 161 | 274500 | 103500
[5 empty] | 275500103500 | 161 | 275500 | 103500
[5 empty] | 276500103500 | 161 | 276500 | 103500
[5 empty] | 277500103500 | 161 | 277500 | 103500
[5 empty] | 278500103500 | 161 | 278500 | 103500
[5 empty] | 279500103500 | 161 | 279500 | 103500
[5 empty] | 280500103500 | 161 | 280500 | 103500
[5 empty] | 281500103500 | 161 | 281500 | 103500
[5 empty] | 282500103500 | 161 | 282500 | 103500
[5 empty] | 283500103500 | 161 | 283500 | 103500
[5 empty] | 284500103500 | 161 | 284500 | 103500
[5 empty] | 285500103500 | 161 | 285500 | 103500
[5 empty] | 286500103500 | 161 | 286500 | 103500
[5 empty] | 287500103500 | 161 | 287500 | 103500
[5 empty] | 288500103500 | 161 | 288500 | 103500
[5 empty] | 289500103500 | 161 | 289500 | 103500
[5 empty] | 290500103500 | 161 | 290500 | 103500
[5 empty] | 291500103500 | 161 | 291500 | 103500
[5 empty] | 292500103500 | 161 | 292500 | 103500
[5 empty] | 293500103500 | 161 | 293500 | 103500
[5 empty] | 294500103500 | 161 | 294500 | 103500
[5 empty] | 295500103500 | 161 | 295500 | 103500
[5 empty] | 296500103500 | 161 | 296500 | 103500
[5 empty] | 297500103500 | 161 | 297500 | 103500
[5 empty] | 298500103500 | 161 | 298500 | 103500
[5 empty] | 299500103500 | 161 | 299500 | 103500
[5 empty] | 300500103500 | 161 | 300500 | 103500
[5 empty] | 301500103500 | 161 | 301500 | 103500
[5 empty] | 302500103500 | 161 | 302500 | 103500
[5 empty] | 303500103500 | 161 | 303500 | 103500
[5 empty] | 270500102500 | 161 | 270500 | 102500
[5 empty] | 271500102500 | 161 | 271500 | 102500
[5 empty] | 272500102500 | 161 | 272500 | 102500
[5 empty] | 273500102500 | 161 | 273500 | 102500
[5 empty] | 274500102500 | 161 | 274500 | 102500
[5 empty] | 275500102500 | 161 | 275500 | 102500
[5 empty] | 276500102500 | 161 | 276500 | 102500
[5 empty] | 277500102500 | 161 | 277500 | 102500
[5 empty] | 278500102500 | 161 | 278500 | 102500
[5 empty] | 279500102500 | 161 | 279500 | 102500
[5 empty] | 280500102500 | 161 | 280500 | 102500
[5 empty] | 281500102500 | 161 | 281500 | 102500
[5 empty] | 282500102500 | 161 | 282500 | 102500
[5 empty] | 283500102500 | 161 | 283500 | 102500
[5 empty] | 284500102500 | 161 | 284500 | 102500
[5 empty] | 285500102500 | 161 | 285500 | 102500
[5 empty] | 286500102500 | 161 | 286500 | 102500
[5 empty] | 287500102500 | 161 | 287500 | 102500
[5 empty] | 288500102500 | 161 | 288500 | 102500
[5 empty] | 289500102500 | 161 | 289500 | 102500
[5 empty] | 290500102500 | 161 | 290500 | 102500
[5 empty] | 291500102500 | 161 | 291500 | 102500
[5 empty] | 292500102500 | 161 | 292500 | 102500
[5 empty] | 293500102500 | 161 | 293500 | 102500
[5 empty] | 295500102500 | 161 | 295500 | 102500
[5 empty] | 296500102500 | 161 | 296500 | 102500
[5 empty] | 297500102500 | 161 | 297500 | 102500
[5 empty] | 298500102500 | 161 | 298500 | 102500
[5 empty] | 299500102500 | 161 | 299500 | 102500
[5 empty] | 300500102500 | 161 | 300500 | 102500
[5 empty] | 301500102500 | 161 | 301500 | 102500
[5 empty] | 302500102500 | 161 | 302500 | 102500
[5 empty] | 303500102500 | 161 | 303500 | 102500
[5 empty] | 270500101500 | 161 | 270500 | 101500
[5 empty] | 271500101500 | 161 | 271500 | 101500
[5 empty] | 272500101500 | 161 | 272500 | 101500
[5 empty] | 273500101500 | 161 | 273500 | 101500
[5 empty] | 274500101500 | 161 | 274500 | 101500
[5 empty] | 275500101500 | 161 | 275500 | 101500
[5 empty] | 276500101500 | 161 | 276500 | 101500
[5 empty] | 277500101500 | 161 | 277500 | 101500
[5 empty] | 278500101500 | 161 | 278500 | 101500
[5 empty] | 279500101500 | 161 | 279500 | 101500
[5 empty] | 280500101500 | 161 | 280500 | 101500
[5 empty] | 281500101500 | 161 | 281500 | 101500
[5 empty] | 282500101500 | 161 | 282500 | 101500
[5 empty] | 283500101500 | 161 | 283500 | 101500
[5 empty] | 284500101500 | 161 | 284500 | 101500
[5 empty] | 285500101500 | 161 | 285500 | 101500
[5 empty] | 286500101500 | 161 | 286500 | 101500
[5 empty] | 287500101500 | 161 | 287500 | 101500
[5 empty] | 288500101500 | 161 | 288500 | 101500
[5 empty] | 289500101500 | 161 | 289500 | 101500
[5 empty] | 290500101500 | 161 | 290500 | 101500
[5 empty] | 291500101500 | 161 | 291500 | 101500
[5 empty] | 292500101500 | 161 | 292500 | 101500
[5 empty] | 294500101500 | 161 | 294500 | 101500
[5 empty] | 295500101500 | 161 | 295500 | 101500
[5 empty] | 296500101500 | 161 | 296500 | 101500
[5 empty] | 297500101500 | 161 | 297500 | 101500
[5 empty] | 298500101500 | 161 | 298500 | 101500
[5 empty] | 270500100500 | 161 | 270500 | 100500
[5 empty] | 271500100500 | 161 | 271500 | 100500
[5 empty] | 272500100500 | 161 | 272500 | 100500
[5 empty] | 273500100500 | 161 | 273500 | 100500
[5 empty] | 274500100500 | 161 | 274500 | 100500
[5 empty] | 275500100500 | 161 | 275500 | 100500
[5 empty] | 276500100500 | 161 | 276500 | 100500
[5 empty] | 277500100500 | 161 | 277500 | 100500
[5 empty] | 278500100500 | 161 | 278500 | 100500
[5 empty] | 279500100500 | 161 | 279500 | 100500
[5 empty] | 280500100500 | 161 | 280500 | 100500
[5 empty] | 281500100500 | 161 | 281500 | 100500
[5 empty] | 282500100500 | 161 | 282500 | 100500
[5 empty] | 283500100500 | 161 | 283500 | 100500
[5 empty] | 284500100500 | 161 | 284500 | 100500
[5 empty] | 285500100500 | 161 | 285500 | 100500
[5 empty] | 286500100500 | 161 | 286500 | 100500
[5 empty] | 287500100500 | 161 | 287500 | 100500
[5 empty] | 288500100500 | 161 | 288500 | 100500
[5 empty] | 289500100500 | 161 | 289500 | 100500
[5 empty] | 290500100500 | 161 | 290500 | 100500
[5 empty] | 291500100500 | 161 | 291500 | 100500
[5 empty] | 292500100500 | 161 | 292500 | 100500
[5 empty] | 27150099500 | 161 | 271500 | 99500
[5 empty] | 27250099500 | 161 | 272500 | 99500
[5 empty] | 27350099500 | 161 | 273500 | 99500
[5 empty] | 27450099500 | 161 | 274500 | 99500
[5 empty] | 27550099500 | 161 | 275500 | 99500
[5 empty] | 27650099500 | 161 | 276500 | 99500
[5 empty] | 27750099500 | 161 | 277500 | 99500
[5 empty] | 27850099500 | 161 | 278500 | 99500
[5 empty] | 27950099500 | 161 | 279500 | 99500
[5 empty] | 28050099500 | 161 | 280500 | 99500
[5 empty] | 28150099500 | 161 | 281500 | 99500
[5 empty] | 28250099500 | 161 | 282500 | 99500
[5 empty] | 28350099500 | 161 | 283500 | 99500
[5 empty] | 28450099500 | 161 | 284500 | 99500
[5 empty] | 28550099500 | 161 | 285500 | 99500
[5 empty] | 28650099500 | 161 | 286500 | 99500
[5 empty] | 28750099500 | 161 | 287500 | 99500
[5 empty] | 28850099500 | 161 | 288500 | 99500
[5 empty] | 27250098500 | 161 | 272500 | 98500
[5 empty] | 27350098500 | 161 | 273500 | 98500
[5 empty] | 27450098500 | 161 | 274500 | 98500
[5 empty] | 27550098500 | 161 | 275500 | 98500
[5 empty] | 27650098500 | 161 | 276500 | 98500
[5 empty] | 27750098500 | 161 | 277500 | 98500
[5 empty] | 27850098500 | 161 | 278500 | 98500
[5 empty] | 27950098500 | 161 | 279500 | 98500
[5 empty] | 28050098500 | 161 | 280500 | 98500
[5 empty] | 28150098500 | 161 | 281500 | 98500
[5 empty] | 28250098500 | 161 | 282500 | 98500
[5 empty] | 28350098500 | 161 | 283500 | 98500
[5 empty] | 28450098500 | 161 | 284500 | 98500
[5 empty] | 28550098500 | 161 | 285500 | 98500
[5 empty] | 28650098500 | 161 | 286500 | 98500
[5 empty] | 28750098500 | 161 | 287500 | 98500
[5 empty] | 28850098500 | 161 | 288500 | 98500
[5 empty] | 28950098500 | 161 | 289500 | 98500
[5 empty] | 27250097500 | 161 | 272500 | 97500
[5 empty] | 27350097500 | 161 | 273500 | 97500
[5 empty] | 27450097500 | 161 | 274500 | 97500
[5 empty] | 27550097500 | 161 | 275500 | 97500
[5 empty] | 27650097500 | 161 | 276500 | 97500
[5 empty] | 27750097500 | 161 | 277500 | 97500
[5 empty] | 27850097500 | 161 | 278500 | 97500
[5 empty] | 27950097500 | 161 | 279500 | 97500
[5 empty] | 28050097500 | 161 | 280500 | 97500
[5 empty] | 28150097500 | 161 | 281500 | 97500
[5 empty] | 28250097500 | 161 | 282500 | 97500
[5 empty] | 28350097500 | 161 | 283500 | 97500
[5 empty] | 28450097500 | 161 | 284500 | 97500
[5 empty] | 28550097500 | 161 | 285500 | 97500
[5 empty] | 28650097500 | 161 | 286500 | 97500
[5 empty] | 28750097500 | 161 | 287500 | 97500
[5 empty] | 28850097500 | 161 | 288500 | 97500
[5 empty] | 28950097500 | 161 | 289500 | 97500
[5 empty] | 29050097500 | 161 | 290500 | 97500
[5 empty] | 27250096500 | 161 | 272500 | 96500
[5 empty] | 27350096500 | 161 | 273500 | 96500
[5 empty] | 27450096500 | 161 | 274500 | 96500
[5 empty] | 27550096500 | 161 | 275500 | 96500
[5 empty] | 27650096500 | 161 | 276500 | 96500
[5 empty] | 27750096500 | 161 | 277500 | 96500
[5 empty] | 27850096500 | 161 | 278500 | 96500
[5 empty] | 27950096500 | 161 | 279500 | 96500
[5 empty] | 28050096500 | 161 | 280500 | 96500
[5 empty] | 28150096500 | 161 | 281500 | 96500
[5 empty] | 28450096500 | 161 | 284500 | 96500
[5 empty] | 28550096500 | 161 | 285500 | 96500
[5 empty] | 28650096500 | 161 | 286500 | 96500
[5 empty] | 28750096500 | 161 | 287500 | 96500
[5 empty] | 28850096500 | 161 | 288500 | 96500
[5 empty] | 27150095500 | 161 | 271500 | 95500
[5 empty] | 27250095500 | 161 | 272500 | 95500
[5 empty] | 27350095500 | 161 | 273500 | 95500
[5 empty] | 27450095500 | 161 | 274500 | 95500
[5 empty] | 27550095500 | 161 | 275500 | 95500
[5 empty] | 27650095500 | 161 | 276500 | 95500
[5 empty] | 27750095500 | 161 | 277500 | 95500
[5 empty] | 27850095500 | 161 | 278500 | 95500
[5 empty] | 27950095500 | 161 | 279500 | 95500
[5 empty] | 28750095500 | 161 | 287500 | 95500
[5 empty] | 28850095500 | 161 | 288500 | 95500
[5 empty] | 27150094500 | 161 | 271500 | 94500
[5 empty] | 27250094500 | 161 | 272500 | 94500
[5 empty] | 27350094500 | 161 | 273500 | 94500
[5 empty] | 27450094500 | 161 | 274500 | 94500
[5 empty] | 27550094500 | 161 | 275500 | 94500
[5 empty] | 27650094500 | 161 | 276500 | 94500
[5 empty] | 27750094500 | 161 | 277500 | 94500
[5 empty] | 27850094500 | 161 | 278500 | 94500
[5 empty] | 27150093500 | 161 | 271500 | 93500
[5 empty] | 27250093500 | 161 | 272500 | 93500
[5 empty] | 27350093500 | 161 | 273500 | 93500
[5 empty] | 27450093500 | 161 | 274500 | 93500
[5 empty] | 27550093500 | 161 | 275500 | 93500
[5 empty] | 27650093500 | 161 | 276500 | 93500
[5 empty] | 27750093500 | 161 | 277500 | 93500
[5 empty] | 27250092500 | 161 | 272500 | 92500
[5 empty] | 27650092500 | 161 | 276500 | 92500
[5 empty] | 27750092500 | 161 | 277500 | 92500
[5 empty] | 27750091500 | 161 | 277500 | 91500
[5 empty] | 627500283500 | 162 | 627500 | 283500
[5 empty] | 628500283500 | 162 | 628500 | 283500
[5 empty] | 627500282500 | 162 | 627500 | 282500
[5 empty] | 628500282500 | 162 | 628500 | 282500
[5 empty] | 629500282500 | 162 | 629500 | 282500
[5 empty] | 623500281500 | 162 | 623500 | 281500
[5 empty] | 624500281500 | 162 | 624500 | 281500
[5 empty] | 625500281500 | 162 | 625500 | 281500
[5 empty] | 626500281500 | 162 | 626500 | 281500
[5 empty] | 627500281500 | 162 | 627500 | 281500
[5 empty] | 628500281500 | 162 | 628500 | 281500
[5 empty] | 629500281500 | 162 | 629500 | 281500
[5 empty] | 622500280500 | 162 | 622500 | 280500
[5 empty] | 623500280500 | 162 | 623500 | 280500
[5 empty] | 624500280500 | 162 | 624500 | 280500
[5 empty] | 625500280500 | 162 | 625500 | 280500
[5 empty] | 626500280500 | 162 | 626500 | 280500
[5 empty] | 627500280500 | 162 | 627500 | 280500
[5 empty] | 628500280500 | 162 | 628500 | 280500
[5 empty] | 629500280500 | 162 | 629500 | 280500
[5 empty] | 630500280500 | 162 | 630500 | 280500
[5 empty] | 605500279500 | 162 | 605500 | 279500
[5 empty] | 606500279500 | 162 | 606500 | 279500
[5 empty] | 607500279500 | 162 | 607500 | 279500
[5 empty] | 608500279500 | 162 | 608500 | 279500
[5 empty] | 609500279500 | 162 | 609500 | 279500
[5 empty] | 622500279500 | 162 | 622500 | 279500
[5 empty] | 623500279500 | 162 | 623500 | 279500
[5 empty] | 624500279500 | 162 | 624500 | 279500
[5 empty] | 625500279500 | 162 | 625500 | 279500
[5 empty] | 626500279500 | 162 | 626500 | 279500
[5 empty] | 627500279500 | 162 | 627500 | 279500
[5 empty] | 628500279500 | 162 | 628500 | 279500
[5 empty] | 629500279500 | 162 | 629500 | 279500
[5 empty] | 630500279500 | 162 | 630500 | 279500
[5 empty] | 631500279500 | 162 | 631500 | 279500
[5 empty] | 602500278500 | 162 | 602500 | 278500
[5 empty] | 603500278500 | 162 | 603500 | 278500
[5 empty] | 604500278500 | 162 | 604500 | 278500
[5 empty] | 605500278500 | 162 | 605500 | 278500
[5 empty] | 606500278500 | 162 | 606500 | 278500
[5 empty] | 607500278500 | 162 | 607500 | 278500
[5 empty] | 608500278500 | 162 | 608500 | 278500
[5 empty] | 609500278500 | 162 | 609500 | 278500
[5 empty] | 610500278500 | 162 | 610500 | 278500
[5 empty] | 611500278500 | 162 | 611500 | 278500
[5 empty] | 612500278500 | 162 | 612500 | 278500
[5 empty] | 613500278500 | 162 | 613500 | 278500
[5 empty] | 614500278500 | 162 | 614500 | 278500
[5 empty] | 620500278500 | 162 | 620500 | 278500
[5 empty] | 621500278500 | 162 | 621500 | 278500
[5 empty] | 622500278500 | 162 | 622500 | 278500
[5 empty] | 623500278500 | 162 | 623500 | 278500
[5 empty] | 624500278500 | 162 | 624500 | 278500
[5 empty] | 625500278500 | 162 | 625500 | 278500
[5 empty] | 626500278500 | 162 | 626500 | 278500
[5 empty] | 627500278500 | 162 | 627500 | 278500
[5 empty] | 628500278500 | 162 | 628500 | 278500
[5 empty] | 629500278500 | 162 | 629500 | 278500
[5 empty] | 630500278500 | 162 | 630500 | 278500
[5 empty] | 601500277500 | 162 | 601500 | 277500
[5 empty] | 602500277500 | 162 | 602500 | 277500
[5 empty] | 603500277500 | 162 | 603500 | 277500
[5 empty] | 604500277500 | 162 | 604500 | 277500
[5 empty] | 605500277500 | 162 | 605500 | 277500
[5 empty] | 606500277500 | 162 | 606500 | 277500
[5 empty] | 607500277500 | 162 | 607500 | 277500
[5 empty] | 608500277500 | 162 | 608500 | 277500
[5 empty] | 609500277500 | 162 | 609500 | 277500
[5 empty] | 610500277500 | 162 | 610500 | 277500
[5 empty] | 611500277500 | 162 | 611500 | 277500
[5 empty] | 612500277500 | 162 | 612500 | 277500
[5 empty] | 613500277500 | 162 | 613500 | 277500
[5 empty] | 614500277500 | 162 | 614500 | 277500
[5 empty] | 615500277500 | 162 | 615500 | 277500
[5 empty] | 616500277500 | 162 | 616500 | 277500
[5 empty] | 617500277500 | 162 | 617500 | 277500
[5 empty] | 618500277500 | 162 | 618500 | 277500
[5 empty] | 619500277500 | 162 | 619500 | 277500
[5 empty] | 620500277500 | 162 | 620500 | 277500
[5 empty] | 621500277500 | 162 | 621500 | 277500
[5 empty] | 622500277500 | 162 | 622500 | 277500
[5 empty] | 623500277500 | 162 | 623500 | 277500
[5 empty] | 624500277500 | 162 | 624500 | 277500
[5 empty] | 625500277500 | 162 | 625500 | 277500
[5 empty] | 626500277500 | 162 | 626500 | 277500
[5 empty] | 627500277500 | 162 | 627500 | 277500
[5 empty] | 628500277500 | 162 | 628500 | 277500
[5 empty] | 629500277500 | 162 | 629500 | 277500
[5 empty] | 602500276500 | 162 | 602500 | 276500
[5 empty] | 603500276500 | 162 | 603500 | 276500
[5 empty] | 604500276500 | 162 | 604500 | 276500
[5 empty] | 605500276500 | 162 | 605500 | 276500
[5 empty] | 606500276500 | 162 | 606500 | 276500
[5 empty] | 607500276500 | 162 | 607500 | 276500
[5 empty] | 608500276500 | 162 | 608500 | 276500
[5 empty] | 609500276500 | 162 | 609500 | 276500
[5 empty] | 610500276500 | 162 | 610500 | 276500
[5 empty] | 611500276500 | 162 | 611500 | 276500
[5 empty] | 612500276500 | 162 | 612500 | 276500
[5 empty] | 613500276500 | 162 | 613500 | 276500
[5 empty] | 614500276500 | 162 | 614500 | 276500
[5 empty] | 615500276500 | 162 | 615500 | 276500
[5 empty] | 616500276500 | 162 | 616500 | 276500
[5 empty] | 617500276500 | 162 | 617500 | 276500
[5 empty] | 618500276500 | 162 | 618500 | 276500
[5 empty] | 619500276500 | 162 | 619500 | 276500
[5 empty] | 620500276500 | 162 | 620500 | 276500
[5 empty] | 621500276500 | 162 | 621500 | 276500
[5 empty] | 622500276500 | 162 | 622500 | 276500
[5 empty] | 623500276500 | 162 | 623500 | 276500
[5 empty] | 624500276500 | 162 | 624500 | 276500
[5 empty] | 625500276500 | 162 | 625500 | 276500
[5 empty] | 626500276500 | 162 | 626500 | 276500
[5 empty] | 627500276500 | 162 | 627500 | 276500
[5 empty] | 628500276500 | 162 | 628500 | 276500
[5 empty] | 601500275500 | 162 | 601500 | 275500
[5 empty] | 602500275500 | 162 | 602500 | 275500
[5 empty] | 603500275500 | 162 | 603500 | 275500
[5 empty] | 604500275500 | 162 | 604500 | 275500
[5 empty] | 605500275500 | 162 | 605500 | 275500
[5 empty] | 606500275500 | 162 | 606500 | 275500
[5 empty] | 607500275500 | 162 | 607500 | 275500
[5 empty] | 608500275500 | 162 | 608500 | 275500
[5 empty] | 609500275500 | 162 | 609500 | 275500
[5 empty] | 610500275500 | 162 | 610500 | 275500
[5 empty] | 611500275500 | 162 | 611500 | 275500
[5 empty] | 612500275500 | 162 | 612500 | 275500
[5 empty] | 613500275500 | 162 | 613500 | 275500
[5 empty] | 614500275500 | 162 | 614500 | 275500
[5 empty] | 615500275500 | 162 | 615500 | 275500
[5 empty] | 616500275500 | 162 | 616500 | 275500
[5 empty] | 617500275500 | 162 | 617500 | 275500
[5 empty] | 618500275500 | 162 | 618500 | 275500
[5 empty] | 619500275500 | 162 | 619500 | 275500
[5 empty] | 620500275500 | 162 | 620500 | 275500
[5 empty] | 621500275500 | 162 | 621500 | 275500
[5 empty] | 622500275500 | 162 | 622500 | 275500
[5 empty] | 623500275500 | 162 | 623500 | 275500
[5 empty] | 624500275500 | 162 | 624500 | 275500
[5 empty] | 625500275500 | 162 | 625500 | 275500
[5 empty] | 626500275500 | 162 | 626500 | 275500
[5 empty] | 627500275500 | 162 | 627500 | 275500
[5 empty] | 628500275500 | 162 | 628500 | 275500
[5 empty] | 600500274500 | 162 | 600500 | 274500
[5 empty] | 601500274500 | 162 | 601500 | 274500
[5 empty] | 602500274500 | 162 | 602500 | 274500
[5 empty] | 603500274500 | 162 | 603500 | 274500
[5 empty] | 604500274500 | 162 | 604500 | 274500
[5 empty] | 605500274500 | 162 | 605500 | 274500
[5 empty] | 606500274500 | 162 | 606500 | 274500
[5 empty] | 607500274500 | 162 | 607500 | 274500
[5 empty] | 608500274500 | 162 | 608500 | 274500
[5 empty] | 609500274500 | 162 | 609500 | 274500
[5 empty] | 610500274500 | 162 | 610500 | 274500
[5 empty] | 611500274500 | 162 | 611500 | 274500
[5 empty] | 612500274500 | 162 | 612500 | 274500
[5 empty] | 613500274500 | 162 | 613500 | 274500
[5 empty] | 614500274500 | 162 | 614500 | 274500
[5 empty] | 615500274500 | 162 | 615500 | 274500
[5 empty] | 616500274500 | 162 | 616500 | 274500
[5 empty] | 617500274500 | 162 | 617500 | 274500
[5 empty] | 618500274500 | 162 | 618500 | 274500
[5 empty] | 619500274500 | 162 | 619500 | 274500
[5 empty] | 620500274500 | 162 | 620500 | 274500
[5 empty] | 621500274500 | 162 | 621500 | 274500
[5 empty] | 622500274500 | 162 | 622500 | 274500
[5 empty] | 623500274500 | 162 | 623500 | 274500
[5 empty] | 624500274500 | 162 | 624500 | 274500
[5 empty] | 625500274500 | 162 | 625500 | 274500
[5 empty] | 626500274500 | 162 | 626500 | 274500
[5 empty] | 627500274500 | 162 | 627500 | 274500
[5 empty] | 628500274500 | 162 | 628500 | 274500
[5 empty] | 599500273500 | 162 | 599500 | 273500
[5 empty] | 600500273500 | 162 | 600500 | 273500
[5 empty] | 601500273500 | 162 | 601500 | 273500
[5 empty] | 602500273500 | 162 | 602500 | 273500
[5 empty] | 603500273500 | 162 | 603500 | 273500
[5 empty] | 604500273500 | 162 | 604500 | 273500
[5 empty] | 605500273500 | 162 | 605500 | 273500
[5 empty] | 606500273500 | 162 | 606500 | 273500
[5 empty] | 607500273500 | 162 | 607500 | 273500
[5 empty] | 608500273500 | 162 | 608500 | 273500
[5 empty] | 609500273500 | 162 | 609500 | 273500
[5 empty] | 610500273500 | 162 | 610500 | 273500
[5 empty] | 611500273500 | 162 | 611500 | 273500
[5 empty] | 612500273500 | 162 | 612500 | 273500
[5 empty] | 613500273500 | 162 | 613500 | 273500
[5 empty] | 614500273500 | 162 | 614500 | 273500
[5 empty] | 615500273500 | 162 | 615500 | 273500
[5 empty] | 616500273500 | 162 | 616500 | 273500
[5 empty] | 617500273500 | 162 | 617500 | 273500
[5 empty] | 618500273500 | 162 | 618500 | 273500
[5 empty] | 619500273500 | 162 | 619500 | 273500
[5 empty] | 620500273500 | 162 | 620500 | 273500
[5 empty] | 621500273500 | 162 | 621500 | 273500
[5 empty] | 622500273500 | 162 | 622500 | 273500
[5 empty] | 623500273500 | 162 | 623500 | 273500
[5 empty] | 624500273500 | 162 | 624500 | 273500
[5 empty] | 625500273500 | 162 | 625500 | 273500
[5 empty] | 626500273500 | 162 | 626500 | 273500
[5 empty] | 627500273500 | 162 | 627500 | 273500
[5 empty] | 628500273500 | 162 | 628500 | 273500
[5 empty] | 629500273500 | 162 | 629500 | 273500
[5 empty] | 600500272500 | 162 | 600500 | 272500
[5 empty] | 601500272500 | 162 | 601500 | 272500
[5 empty] | 602500272500 | 162 | 602500 | 272500
[5 empty] | 603500272500 | 162 | 603500 | 272500
[5 empty] | 604500272500 | 162 | 604500 | 272500
[5 empty] | 605500272500 | 162 | 605500 | 272500
[5 empty] | 606500272500 | 162 | 606500 | 272500
[5 empty] | 607500272500 | 162 | 607500 | 272500
[5 empty] | 608500272500 | 162 | 608500 | 272500
[5 empty] | 609500272500 | 162 | 609500 | 272500
[5 empty] | 610500272500 | 162 | 610500 | 272500
[5 empty] | 611500272500 | 162 | 611500 | 272500
[5 empty] | 612500272500 | 162 | 612500 | 272500
[5 empty] | 613500272500 | 162 | 613500 | 272500
[5 empty] | 614500272500 | 162 | 614500 | 272500
[5 empty] | 615500272500 | 162 | 615500 | 272500
[5 empty] | 616500272500 | 162 | 616500 | 272500
[5 empty] | 617500272500 | 162 | 617500 | 272500
[5 empty] | 618500272500 | 162 | 618500 | 272500
[5 empty] | 619500272500 | 162 | 619500 | 272500
[5 empty] | 620500272500 | 162 | 620500 | 272500
[5 empty] | 621500272500 | 162 | 621500 | 272500
[5 empty] | 622500272500 | 162 | 622500 | 272500
[5 empty] | 623500272500 | 162 | 623500 | 272500
[5 empty] | 624500272500 | 162 | 624500 | 272500
[5 empty] | 625500272500 | 162 | 625500 | 272500
[5 empty] | 626500272500 | 162 | 626500 | 272500
[5 empty] | 627500272500 | 162 | 627500 | 272500
[5 empty] | 628500272500 | 162 | 628500 | 272500
[5 empty] | 629500272500 | 162 | 629500 | 272500
[5 empty] | 630500272500 | 162 | 630500 | 272500
[5 empty] | 599500271500 | 162 | 599500 | 271500
[5 empty] | 600500271500 | 162 | 600500 | 271500
[5 empty] | 601500271500 | 162 | 601500 | 271500
[5 empty] | 602500271500 | 162 | 602500 | 271500
[5 empty] | 603500271500 | 162 | 603500 | 271500
[5 empty] | 604500271500 | 162 | 604500 | 271500
[5 empty] | 605500271500 | 162 | 605500 | 271500
[5 empty] | 606500271500 | 162 | 606500 | 271500
[5 empty] | 607500271500 | 162 | 607500 | 271500
[5 empty] | 608500271500 | 162 | 608500 | 271500
[5 empty] | 609500271500 | 162 | 609500 | 271500
[5 empty] | 610500271500 | 162 | 610500 | 271500
[5 empty] | 611500271500 | 162 | 611500 | 271500
[5 empty] | 612500271500 | 162 | 612500 | 271500
[5 empty] | 613500271500 | 162 | 613500 | 271500
[5 empty] | 614500271500 | 162 | 614500 | 271500
[5 empty] | 615500271500 | 162 | 615500 | 271500
[5 empty] | 616500271500 | 162 | 616500 | 271500
[5 empty] | 617500271500 | 162 | 617500 | 271500
[5 empty] | 618500271500 | 162 | 618500 | 271500
[5 empty] | 619500271500 | 162 | 619500 | 271500
[5 empty] | 620500271500 | 162 | 620500 | 271500
[5 empty] | 621500271500 | 162 | 621500 | 271500
[5 empty] | 622500271500 | 162 | 622500 | 271500
[5 empty] | 623500271500 | 162 | 623500 | 271500
[5 empty] | 624500271500 | 162 | 624500 | 271500
[5 empty] | 625500271500 | 162 | 625500 | 271500
[5 empty] | 626500271500 | 162 | 626500 | 271500
[5 empty] | 628500271500 | 162 | 628500 | 271500
[5 empty] | 629500271500 | 162 | 629500 | 271500
[5 empty] | 630500271500 | 162 | 630500 | 271500
[5 empty] | 597500270500 | 162 | 597500 | 270500
[5 empty] | 598500270500 | 162 | 598500 | 270500
[5 empty] | 599500270500 | 162 | 599500 | 270500
[5 empty] | 600500270500 | 162 | 600500 | 270500
[5 empty] | 601500270500 | 162 | 601500 | 270500
[5 empty] | 602500270500 | 162 | 602500 | 270500
[5 empty] | 603500270500 | 162 | 603500 | 270500
[5 empty] | 604500270500 | 162 | 604500 | 270500
[5 empty] | 605500270500 | 162 | 605500 | 270500
[5 empty] | 606500270500 | 162 | 606500 | 270500
[5 empty] | 607500270500 | 162 | 607500 | 270500
[5 empty] | 608500270500 | 162 | 608500 | 270500
[5 empty] | 609500270500 | 162 | 609500 | 270500
[5 empty] | 610500270500 | 162 | 610500 | 270500
[5 empty] | 611500270500 | 162 | 611500 | 270500
[5 empty] | 612500270500 | 162 | 612500 | 270500
[5 empty] | 613500270500 | 162 | 613500 | 270500
[5 empty] | 614500270500 | 162 | 614500 | 270500
[5 empty] | 615500270500 | 162 | 615500 | 270500
[5 empty] | 616500270500 | 162 | 616500 | 270500
[5 empty] | 617500270500 | 162 | 617500 | 270500
[5 empty] | 618500270500 | 162 | 618500 | 270500
[5 empty] | 619500270500 | 162 | 619500 | 270500
[5 empty] | 620500270500 | 162 | 620500 | 270500
[5 empty] | 621500270500 | 162 | 621500 | 270500
[5 empty] | 622500270500 | 162 | 622500 | 270500
[5 empty] | 623500270500 | 162 | 623500 | 270500
[5 empty] | 624500270500 | 162 | 624500 | 270500
[5 empty] | 625500270500 | 162 | 625500 | 270500
[5 empty] | 626500270500 | 162 | 626500 | 270500
[5 empty] | 627500270500 | 162 | 627500 | 270500
[5 empty] | 628500270500 | 162 | 628500 | 270500
[5 empty] | 629500270500 | 162 | 629500 | 270500
[5 empty] | 630500270500 | 162 | 630500 | 270500
[5 empty] | 631500270500 | 162 | 631500 | 270500
[5 empty] | 595500269500 | 162 | 595500 | 269500
[5 empty] | 596500269500 | 162 | 596500 | 269500
[5 empty] | 597500269500 | 162 | 597500 | 269500
[5 empty] | 598500269500 | 162 | 598500 | 269500
[5 empty] | 599500269500 | 162 | 599500 | 269500
[5 empty] | 600500269500 | 162 | 600500 | 269500
[5 empty] | 601500269500 | 162 | 601500 | 269500
[5 empty] | 602500269500 | 162 | 602500 | 269500
[5 empty] | 603500269500 | 162 | 603500 | 269500
[5 empty] | 604500269500 | 162 | 604500 | 269500
[5 empty] | 605500269500 | 162 | 605500 | 269500
[5 empty] | 606500269500 | 162 | 606500 | 269500
[5 empty] | 607500269500 | 162 | 607500 | 269500
[5 empty] | 608500269500 | 162 | 608500 | 269500
[5 empty] | 609500269500 | 162 | 609500 | 269500
[5 empty] | 610500269500 | 162 | 610500 | 269500
[5 empty] | 611500269500 | 162 | 611500 | 269500
[5 empty] | 612500269500 | 162 | 612500 | 269500
[5 empty] | 613500269500 | 162 | 613500 | 269500
[5 empty] | 614500269500 | 162 | 614500 | 269500
[5 empty] | 615500269500 | 162 | 615500 | 269500
[5 empty] | 616500269500 | 162 | 616500 | 269500
[5 empty] | 617500269500 | 162 | 617500 | 269500
[5 empty] | 618500269500 | 162 | 618500 | 269500
[5 empty] | 619500269500 | 162 | 619500 | 269500
[5 empty] | 620500269500 | 162 | 620500 | 269500
[5 empty] | 621500269500 | 162 | 621500 | 269500
[5 empty] | 622500269500 | 162 | 622500 | 269500
[5 empty] | 623500269500 | 162 | 623500 | 269500
[5 empty] | 624500269500 | 162 | 624500 | 269500
[5 empty] | 625500269500 | 162 | 625500 | 269500
[5 empty] | 626500269500 | 162 | 626500 | 269500
[5 empty] | 627500269500 | 162 | 627500 | 269500
[5 empty] | 594500268500 | 162 | 594500 | 268500
[5 empty] | 595500268500 | 162 | 595500 | 268500
[5 empty] | 596500268500 | 162 | 596500 | 268500
[5 empty] | 597500268500 | 162 | 597500 | 268500
[5 empty] | 598500268500 | 162 | 598500 | 268500
[5 empty] | 599500268500 | 162 | 599500 | 268500
[5 empty] | 600500268500 | 162 | 600500 | 268500
[5 empty] | 601500268500 | 162 | 601500 | 268500
[5 empty] | 602500268500 | 162 | 602500 | 268500
[5 empty] | 603500268500 | 162 | 603500 | 268500
[5 empty] | 604500268500 | 162 | 604500 | 268500
[5 empty] | 605500268500 | 162 | 605500 | 268500
[5 empty] | 606500268500 | 162 | 606500 | 268500
[5 empty] | 607500268500 | 162 | 607500 | 268500
[5 empty] | 608500268500 | 162 | 608500 | 268500
[5 empty] | 609500268500 | 162 | 609500 | 268500
[5 empty] | 610500268500 | 162 | 610500 | 268500
[5 empty] | 611500268500 | 162 | 611500 | 268500
[5 empty] | 612500268500 | 162 | 612500 | 268500
[5 empty] | 613500268500 | 162 | 613500 | 268500
[5 empty] | 614500268500 | 162 | 614500 | 268500
[5 empty] | 615500268500 | 162 | 615500 | 268500
[5 empty] | 616500268500 | 162 | 616500 | 268500
[5 empty] | 617500268500 | 162 | 617500 | 268500
[5 empty] | 618500268500 | 162 | 618500 | 268500
[5 empty] | 619500268500 | 162 | 619500 | 268500
[5 empty] | 620500268500 | 162 | 620500 | 268500
[5 empty] | 621500268500 | 162 | 621500 | 268500
[5 empty] | 622500268500 | 162 | 622500 | 268500
[5 empty] | 623500268500 | 162 | 623500 | 268500
[5 empty] | 624500268500 | 162 | 624500 | 268500
[5 empty] | 625500268500 | 162 | 625500 | 268500
[5 empty] | 626500268500 | 162 | 626500 | 268500
[5 empty] | 627500268500 | 162 | 627500 | 268500
[5 empty] | 595500267500 | 162 | 595500 | 267500
[5 empty] | 596500267500 | 162 | 596500 | 267500
[5 empty] | 597500267500 | 162 | 597500 | 267500
[5 empty] | 598500267500 | 162 | 598500 | 267500
[5 empty] | 599500267500 | 162 | 599500 | 267500
[5 empty] | 600500267500 | 162 | 600500 | 267500
[5 empty] | 601500267500 | 162 | 601500 | 267500
[5 empty] | 602500267500 | 162 | 602500 | 267500
[5 empty] | 603500267500 | 162 | 603500 | 267500
[5 empty] | 604500267500 | 162 | 604500 | 267500
[5 empty] | 605500267500 | 162 | 605500 | 267500
[5 empty] | 606500267500 | 162 | 606500 | 267500
[5 empty] | 607500267500 | 162 | 607500 | 267500
[5 empty] | 608500267500 | 162 | 608500 | 267500
[5 empty] | 609500267500 | 162 | 609500 | 267500
[5 empty] | 610500267500 | 162 | 610500 | 267500
[5 empty] | 611500267500 | 162 | 611500 | 267500
[5 empty] | 612500267500 | 162 | 612500 | 267500
[5 empty] | 613500267500 | 162 | 613500 | 267500
[5 empty] | 614500267500 | 162 | 614500 | 267500
[5 empty] | 615500267500 | 162 | 615500 | 267500
[5 empty] | 616500267500 | 162 | 616500 | 267500
[5 empty] | 617500267500 | 162 | 617500 | 267500
[5 empty] | 618500267500 | 162 | 618500 | 267500
[5 empty] | 619500267500 | 162 | 619500 | 267500
[5 empty] | 620500267500 | 162 | 620500 | 267500
[5 empty] | 621500267500 | 162 | 621500 | 267500
[5 empty] | 622500267500 | 162 | 622500 | 267500
[5 empty] | 623500267500 | 162 | 623500 | 267500
[5 empty] | 624500267500 | 162 | 624500 | 267500
[5 empty] | 625500267500 | 162 | 625500 | 267500
[5 empty] | 591500266500 | 162 | 591500 | 266500
[5 empty] | 592500266500 | 162 | 592500 | 266500
[5 empty] | 593500266500 | 162 | 593500 | 266500
[5 empty] | 594500266500 | 162 | 594500 | 266500
[5 empty] | 595500266500 | 162 | 595500 | 266500
[5 empty] | 596500266500 | 162 | 596500 | 266500
[5 empty] | 597500266500 | 162 | 597500 | 266500
[5 empty] | 598500266500 | 162 | 598500 | 266500
[5 empty] | 599500266500 | 162 | 599500 | 266500
[5 empty] | 600500266500 | 162 | 600500 | 266500
[5 empty] | 601500266500 | 162 | 601500 | 266500
[5 empty] | 602500266500 | 162 | 602500 | 266500
[5 empty] | 603500266500 | 162 | 603500 | 266500
[5 empty] | 604500266500 | 162 | 604500 | 266500
[5 empty] | 605500266500 | 162 | 605500 | 266500
[5 empty] | 606500266500 | 162 | 606500 | 266500
[5 empty] | 607500266500 | 162 | 607500 | 266500
[5 empty] | 608500266500 | 162 | 608500 | 266500
[5 empty] | 609500266500 | 162 | 609500 | 266500
[5 empty] | 610500266500 | 162 | 610500 | 266500
[5 empty] | 611500266500 | 162 | 611500 | 266500
[5 empty] | 612500266500 | 162 | 612500 | 266500
[5 empty] | 613500266500 | 162 | 613500 | 266500
[5 empty] | 614500266500 | 162 | 614500 | 266500
[5 empty] | 615500266500 | 162 | 615500 | 266500
[5 empty] | 616500266500 | 162 | 616500 | 266500
[5 empty] | 617500266500 | 162 | 617500 | 266500
[5 empty] | 618500266500 | 162 | 618500 | 266500
[5 empty] | 619500266500 | 162 | 619500 | 266500
[5 empty] | 620500266500 | 162 | 620500 | 266500
[5 empty] | 621500266500 | 162 | 621500 | 266500
[5 empty] | 622500266500 | 162 | 622500 | 266500
[5 empty] | 623500266500 | 162 | 623500 | 266500
[5 empty] | 624500266500 | 162 | 624500 | 266500
[5 empty] | 591500265500 | 162 | 591500 | 265500
[5 empty] | 592500265500 | 162 | 592500 | 265500
[5 empty] | 593500265500 | 162 | 593500 | 265500
[5 empty] | 594500265500 | 162 | 594500 | 265500
[5 empty] | 595500265500 | 162 | 595500 | 265500
[5 empty] | 596500265500 | 162 | 596500 | 265500
[5 empty] | 597500265500 | 162 | 597500 | 265500
[5 empty] | 598500265500 | 162 | 598500 | 265500
[5 empty] | 599500265500 | 162 | 599500 | 265500
[5 empty] | 600500265500 | 162 | 600500 | 265500
[5 empty] | 601500265500 | 162 | 601500 | 265500
[5 empty] | 602500265500 | 162 | 602500 | 265500
[5 empty] | 603500265500 | 162 | 603500 | 265500
[5 empty] | 604500265500 | 162 | 604500 | 265500
[5 empty] | 605500265500 | 162 | 605500 | 265500
[5 empty] | 606500265500 | 162 | 606500 | 265500
[5 empty] | 607500265500 | 162 | 607500 | 265500
[5 empty] | 608500265500 | 162 | 608500 | 265500
[5 empty] | 609500265500 | 162 | 609500 | 265500
[5 empty] | 610500265500 | 162 | 610500 | 265500
[5 empty] | 611500265500 | 162 | 611500 | 265500
[5 empty] | 612500265500 | 162 | 612500 | 265500
[5 empty] | 613500265500 | 162 | 613500 | 265500
[5 empty] | 614500265500 | 162 | 614500 | 265500
[5 empty] | 615500265500 | 162 | 615500 | 265500
[5 empty] | 616500265500 | 162 | 616500 | 265500
[5 empty] | 617500265500 | 162 | 617500 | 265500
[5 empty] | 618500265500 | 162 | 618500 | 265500
[5 empty] | 619500265500 | 162 | 619500 | 265500
[5 empty] | 620500265500 | 162 | 620500 | 265500
[5 empty] | 621500265500 | 162 | 621500 | 265500
[5 empty] | 622500265500 | 162 | 622500 | 265500
[5 empty] | 623500265500 | 162 | 623500 | 265500
[5 empty] | 592500264500 | 162 | 592500 | 264500
[5 empty] | 593500264500 | 162 | 593500 | 264500
[5 empty] | 594500264500 | 162 | 594500 | 264500
[5 empty] | 595500264500 | 162 | 595500 | 264500
[5 empty] | 596500264500 | 162 | 596500 | 264500
[5 empty] | 597500264500 | 162 | 597500 | 264500
[5 empty] | 598500264500 | 162 | 598500 | 264500
[5 empty] | 599500264500 | 162 | 599500 | 264500
[5 empty] | 600500264500 | 162 | 600500 | 264500
[5 empty] | 601500264500 | 162 | 601500 | 264500
[5 empty] | 602500264500 | 162 | 602500 | 264500
[5 empty] | 603500264500 | 162 | 603500 | 264500
[5 empty] | 604500264500 | 162 | 604500 | 264500
[5 empty] | 605500264500 | 162 | 605500 | 264500
[5 empty] | 606500264500 | 162 | 606500 | 264500
[5 empty] | 607500264500 | 162 | 607500 | 264500
[5 empty] | 608500264500 | 162 | 608500 | 264500
[5 empty] | 609500264500 | 162 | 609500 | 264500
[5 empty] | 610500264500 | 162 | 610500 | 264500
[5 empty] | 611500264500 | 162 | 611500 | 264500
[5 empty] | 612500264500 | 162 | 612500 | 264500
[5 empty] | 613500264500 | 162 | 613500 | 264500
[5 empty] | 614500264500 | 162 | 614500 | 264500
[5 empty] | 615500264500 | 162 | 615500 | 264500
[5 empty] | 616500264500 | 162 | 616500 | 264500
[5 empty] | 617500264500 | 162 | 617500 | 264500
[5 empty] | 618500264500 | 162 | 618500 | 264500
[5 empty] | 619500264500 | 162 | 619500 | 264500
[5 empty] | 620500264500 | 162 | 620500 | 264500
[5 empty] | 621500264500 | 162 | 621500 | 264500
[5 empty] | 622500264500 | 162 | 622500 | 264500
[5 empty] | 593500263500 | 162 | 593500 | 263500
[5 empty] | 594500263500 | 162 | 594500 | 263500
[5 empty] | 595500263500 | 162 | 595500 | 263500
[5 empty] | 596500263500 | 162 | 596500 | 263500
[5 empty] | 597500263500 | 162 | 597500 | 263500
[5 empty] | 598500263500 | 162 | 598500 | 263500
[5 empty] | 599500263500 | 162 | 599500 | 263500
[5 empty] | 600500263500 | 162 | 600500 | 263500
[5 empty] | 601500263500 | 162 | 601500 | 263500
[5 empty] | 602500263500 | 162 | 602500 | 263500
[5 empty] | 603500263500 | 162 | 603500 | 263500
[5 empty] | 604500263500 | 162 | 604500 | 263500
[5 empty] | 605500263500 | 162 | 605500 | 263500
[5 empty] | 606500263500 | 162 | 606500 | 263500
[5 empty] | 607500263500 | 162 | 607500 | 263500
[5 empty] | 608500263500 | 162 | 608500 | 263500
[5 empty] | 609500263500 | 162 | 609500 | 263500
[5 empty] | 610500263500 | 162 | 610500 | 263500
[5 empty] | 611500263500 | 162 | 611500 | 263500
[5 empty] | 612500263500 | 162 | 612500 | 263500
[5 empty] | 613500263500 | 162 | 613500 | 263500
[5 empty] | 614500263500 | 162 | 614500 | 263500
[5 empty] | 615500263500 | 162 | 615500 | 263500
[5 empty] | 616500263500 | 162 | 616500 | 263500
[5 empty] | 617500263500 | 162 | 617500 | 263500
[5 empty] | 618500263500 | 162 | 618500 | 263500
[5 empty] | 619500263500 | 162 | 619500 | 263500
[5 empty] | 620500263500 | 162 | 620500 | 263500
[5 empty] | 621500263500 | 162 | 621500 | 263500
[5 empty] | 593500262500 | 162 | 593500 | 262500
[5 empty] | 594500262500 | 162 | 594500 | 262500
[5 empty] | 595500262500 | 162 | 595500 | 262500
[5 empty] | 596500262500 | 162 | 596500 | 262500
[5 empty] | 597500262500 | 162 | 597500 | 262500
[5 empty] | 598500262500 | 162 | 598500 | 262500
[5 empty] | 599500262500 | 162 | 599500 | 262500
[5 empty] | 600500262500 | 162 | 600500 | 262500
[5 empty] | 601500262500 | 162 | 601500 | 262500
[5 empty] | 602500262500 | 162 | 602500 | 262500
[5 empty] | 603500262500 | 162 | 603500 | 262500
[5 empty] | 604500262500 | 162 | 604500 | 262500
[5 empty] | 605500262500 | 162 | 605500 | 262500
[5 empty] | 606500262500 | 162 | 606500 | 262500
[5 empty] | 607500262500 | 162 | 607500 | 262500
[5 empty] | 608500262500 | 162 | 608500 | 262500
[5 empty] | 609500262500 | 162 | 609500 | 262500
[5 empty] | 610500262500 | 162 | 610500 | 262500
[5 empty] | 611500262500 | 162 | 611500 | 262500
[5 empty] | 612500262500 | 162 | 612500 | 262500
[5 empty] | 613500262500 | 162 | 613500 | 262500
[5 empty] | 614500262500 | 162 | 614500 | 262500
[5 empty] | 615500262500 | 162 | 615500 | 262500
[5 empty] | 616500262500 | 162 | 616500 | 262500
[5 empty] | 617500262500 | 162 | 617500 | 262500
[5 empty] | 618500262500 | 162 | 618500 | 262500
[5 empty] | 619500262500 | 162 | 619500 | 262500
[5 empty] | 620500262500 | 162 | 620500 | 262500
[5 empty] | 621500262500 | 162 | 621500 | 262500
[5 empty] | 593500261500 | 162 | 593500 | 261500
[5 empty] | 594500261500 | 162 | 594500 | 261500
[5 empty] | 595500261500 | 162 | 595500 | 261500
[5 empty] | 596500261500 | 162 | 596500 | 261500
[5 empty] | 597500261500 | 162 | 597500 | 261500
[5 empty] | 598500261500 | 162 | 598500 | 261500
[5 empty] | 599500261500 | 162 | 599500 | 261500
[5 empty] | 600500261500 | 162 | 600500 | 261500
[5 empty] | 601500261500 | 162 | 601500 | 261500
[5 empty] | 602500261500 | 162 | 602500 | 261500
[5 empty] | 603500261500 | 162 | 603500 | 261500
[5 empty] | 604500261500 | 162 | 604500 | 261500
[5 empty] | 605500261500 | 162 | 605500 | 261500
[5 empty] | 606500261500 | 162 | 606500 | 261500
[5 empty] | 607500261500 | 162 | 607500 | 261500
[5 empty] | 608500261500 | 162 | 608500 | 261500
[5 empty] | 609500261500 | 162 | 609500 | 261500
[5 empty] | 610500261500 | 162 | 610500 | 261500
[5 empty] | 611500261500 | 162 | 611500 | 261500
[5 empty] | 612500261500 | 162 | 612500 | 261500
[5 empty] | 613500261500 | 162 | 613500 | 261500
[5 empty] | 614500261500 | 162 | 614500 | 261500
[5 empty] | 615500261500 | 162 | 615500 | 261500
[5 empty] | 616500261500 | 162 | 616500 | 261500
[5 empty] | 617500261500 | 162 | 617500 | 261500
[5 empty] | 618500261500 | 162 | 618500 | 261500
[5 empty] | 619500261500 | 162 | 619500 | 261500
[5 empty] | 620500261500 | 162 | 620500 | 261500
[5 empty] | 621500261500 | 162 | 621500 | 261500
[5 empty] | 592500260500 | 162 | 592500 | 260500
[5 empty] | 593500260500 | 162 | 593500 | 260500
[5 empty] | 594500260500 | 162 | 594500 | 260500
[5 empty] | 595500260500 | 162 | 595500 | 260500
[5 empty] | 596500260500 | 162 | 596500 | 260500
[5 empty] | 597500260500 | 162 | 597500 | 260500
[5 empty] | 598500260500 | 162 | 598500 | 260500
[5 empty] | 599500260500 | 162 | 599500 | 260500
[5 empty] | 600500260500 | 162 | 600500 | 260500
[5 empty] | 601500260500 | 162 | 601500 | 260500
[5 empty] | 602500260500 | 162 | 602500 | 260500
[5 empty] | 603500260500 | 162 | 603500 | 260500
[5 empty] | 604500260500 | 162 | 604500 | 260500
[5 empty] | 605500260500 | 162 | 605500 | 260500
[5 empty] | 606500260500 | 162 | 606500 | 260500
[5 empty] | 607500260500 | 162 | 607500 | 260500
[5 empty] | 608500260500 | 162 | 608500 | 260500
[5 empty] | 609500260500 | 162 | 609500 | 260500
[5 empty] | 610500260500 | 162 | 610500 | 260500
[5 empty] | 611500260500 | 162 | 611500 | 260500
[5 empty] | 612500260500 | 162 | 612500 | 260500
[5 empty] | 613500260500 | 162 | 613500 | 260500
[5 empty] | 614500260500 | 162 | 614500 | 260500
[5 empty] | 615500260500 | 162 | 615500 | 260500
[5 empty] | 616500260500 | 162 | 616500 | 260500
[5 empty] | 617500260500 | 162 | 617500 | 260500
[5 empty] | 618500260500 | 162 | 618500 | 260500
[5 empty] | 619500260500 | 162 | 619500 | 260500
[5 empty] | 620500260500 | 162 | 620500 | 260500
[5 empty] | 621500260500 | 162 | 621500 | 260500
[5 empty] | 593500259500 | 162 | 593500 | 259500
[5 empty] | 594500259500 | 162 | 594500 | 259500
[5 empty] | 595500259500 | 162 | 595500 | 259500
[5 empty] | 596500259500 | 162 | 596500 | 259500
[5 empty] | 597500259500 | 162 | 597500 | 259500
[5 empty] | 598500259500 | 162 | 598500 | 259500
[5 empty] | 599500259500 | 162 | 599500 | 259500
[5 empty] | 600500259500 | 162 | 600500 | 259500
[5 empty] | 601500259500 | 162 | 601500 | 259500
[5 empty] | 602500259500 | 162 | 602500 | 259500
[5 empty] | 603500259500 | 162 | 603500 | 259500
[5 empty] | 604500259500 | 162 | 604500 | 259500
[5 empty] | 605500259500 | 162 | 605500 | 259500
[5 empty] | 606500259500 | 162 | 606500 | 259500
[5 empty] | 607500259500 | 162 | 607500 | 259500
[5 empty] | 608500259500 | 162 | 608500 | 259500
[5 empty] | 609500259500 | 162 | 609500 | 259500
[5 empty] | 610500259500 | 162 | 610500 | 259500
[5 empty] | 611500259500 | 162 | 611500 | 259500
[5 empty] | 612500259500 | 162 | 612500 | 259500
[5 empty] | 613500259500 | 162 | 613500 | 259500
[5 empty] | 614500259500 | 162 | 614500 | 259500
[5 empty] | 615500259500 | 162 | 615500 | 259500
[5 empty] | 616500259500 | 162 | 616500 | 259500
[5 empty] | 617500259500 | 162 | 617500 | 259500
[5 empty] | 618500259500 | 162 | 618500 | 259500
[5 empty] | 619500259500 | 162 | 619500 | 259500
[5 empty] | 620500259500 | 162 | 620500 | 259500
[5 empty] | 621500259500 | 162 | 621500 | 259500
[5 empty] | 594500258500 | 162 | 594500 | 258500
[5 empty] | 595500258500 | 162 | 595500 | 258500
[5 empty] | 596500258500 | 162 | 596500 | 258500
[5 empty] | 597500258500 | 162 | 597500 | 258500
[5 empty] | 598500258500 | 162 | 598500 | 258500
[5 empty] | 599500258500 | 162 | 599500 | 258500
[5 empty] | 600500258500 | 162 | 600500 | 258500
[5 empty] | 601500258500 | 162 | 601500 | 258500
[5 empty] | 602500258500 | 162 | 602500 | 258500
[5 empty] | 603500258500 | 162 | 603500 | 258500
[5 empty] | 604500258500 | 162 | 604500 | 258500
[5 empty] | 605500258500 | 162 | 605500 | 258500
[5 empty] | 606500258500 | 162 | 606500 | 258500
[5 empty] | 607500258500 | 162 | 607500 | 258500
[5 empty] | 608500258500 | 162 | 608500 | 258500
[5 empty] | 609500258500 | 162 | 609500 | 258500
[5 empty] | 610500258500 | 162 | 610500 | 258500
[5 empty] | 611500258500 | 162 | 611500 | 258500
[5 empty] | 612500258500 | 162 | 612500 | 258500
[5 empty] | 613500258500 | 162 | 613500 | 258500
[5 empty] | 614500258500 | 162 | 614500 | 258500
[5 empty] | 615500258500 | 162 | 615500 | 258500
[5 empty] | 616500258500 | 162 | 616500 | 258500
[5 empty] | 617500258500 | 162 | 617500 | 258500
[5 empty] | 618500258500 | 162 | 618500 | 258500
[5 empty] | 619500258500 | 162 | 619500 | 258500
[5 empty] | 620500258500 | 162 | 620500 | 258500
[5 empty] | 621500258500 | 162 | 621500 | 258500
[5 empty] | 594500257500 | 162 | 594500 | 257500
[5 empty] | 595500257500 | 162 | 595500 | 257500
[5 empty] | 596500257500 | 162 | 596500 | 257500
[5 empty] | 597500257500 | 162 | 597500 | 257500
[5 empty] | 598500257500 | 162 | 598500 | 257500
[5 empty] | 599500257500 | 162 | 599500 | 257500
[5 empty] | 600500257500 | 162 | 600500 | 257500
[5 empty] | 601500257500 | 162 | 601500 | 257500
[5 empty] | 602500257500 | 162 | 602500 | 257500
[5 empty] | 603500257500 | 162 | 603500 | 257500
[5 empty] | 604500257500 | 162 | 604500 | 257500
[5 empty] | 605500257500 | 162 | 605500 | 257500
[5 empty] | 606500257500 | 162 | 606500 | 257500
[5 empty] | 607500257500 | 162 | 607500 | 257500
[5 empty] | 608500257500 | 162 | 608500 | 257500
[5 empty] | 609500257500 | 162 | 609500 | 257500
[5 empty] | 610500257500 | 162 | 610500 | 257500
[5 empty] | 611500257500 | 162 | 611500 | 257500
[5 empty] | 612500257500 | 162 | 612500 | 257500
[5 empty] | 613500257500 | 162 | 613500 | 257500
[5 empty] | 614500257500 | 162 | 614500 | 257500
[5 empty] | 615500257500 | 162 | 615500 | 257500
[5 empty] | 616500257500 | 162 | 616500 | 257500
[5 empty] | 617500257500 | 162 | 617500 | 257500
[5 empty] | 618500257500 | 162 | 618500 | 257500
[5 empty] | 619500257500 | 162 | 619500 | 257500
[5 empty] | 620500257500 | 162 | 620500 | 257500
[5 empty] | 593500256500 | 162 | 593500 | 256500
[5 empty] | 594500256500 | 162 | 594500 | 256500
[5 empty] | 595500256500 | 162 | 595500 | 256500
[5 empty] | 596500256500 | 162 | 596500 | 256500
[5 empty] | 597500256500 | 162 | 597500 | 256500
[5 empty] | 598500256500 | 162 | 598500 | 256500
[5 empty] | 599500256500 | 162 | 599500 | 256500
[5 empty] | 600500256500 | 162 | 600500 | 256500
[5 empty] | 601500256500 | 162 | 601500 | 256500
[5 empty] | 602500256500 | 162 | 602500 | 256500
[5 empty] | 603500256500 | 162 | 603500 | 256500
[5 empty] | 604500256500 | 162 | 604500 | 256500
[5 empty] | 605500256500 | 162 | 605500 | 256500
[5 empty] | 606500256500 | 162 | 606500 | 256500
[5 empty] | 607500256500 | 162 | 607500 | 256500
[5 empty] | 608500256500 | 162 | 608500 | 256500
[5 empty] | 609500256500 | 162 | 609500 | 256500
[5 empty] | 610500256500 | 162 | 610500 | 256500
[5 empty] | 611500256500 | 162 | 611500 | 256500
[5 empty] | 612500256500 | 162 | 612500 | 256500
[5 empty] | 613500256500 | 162 | 613500 | 256500
[5 empty] | 614500256500 | 162 | 614500 | 256500
[5 empty] | 615500256500 | 162 | 615500 | 256500
[5 empty] | 616500256500 | 162 | 616500 | 256500
[5 empty] | 617500256500 | 162 | 617500 | 256500
[5 empty] | 618500256500 | 162 | 618500 | 256500
[5 empty] | 619500256500 | 162 | 619500 | 256500
[5 empty] | 593500255500 | 162 | 593500 | 255500
[5 empty] | 594500255500 | 162 | 594500 | 255500
[5 empty] | 596500255500 | 162 | 596500 | 255500
[5 empty] | 597500255500 | 162 | 597500 | 255500
[5 empty] | 598500255500 | 162 | 598500 | 255500
[5 empty] | 599500255500 | 162 | 599500 | 255500
[5 empty] | 600500255500 | 162 | 600500 | 255500
[5 empty] | 601500255500 | 162 | 601500 | 255500
[5 empty] | 602500255500 | 162 | 602500 | 255500
[5 empty] | 603500255500 | 162 | 603500 | 255500
[5 empty] | 604500255500 | 162 | 604500 | 255500
[5 empty] | 605500255500 | 162 | 605500 | 255500
[5 empty] | 606500255500 | 162 | 606500 | 255500
[5 empty] | 607500255500 | 162 | 607500 | 255500
[5 empty] | 608500255500 | 162 | 608500 | 255500
[5 empty] | 609500255500 | 162 | 609500 | 255500
[5 empty] | 610500255500 | 162 | 610500 | 255500
[5 empty] | 611500255500 | 162 | 611500 | 255500
[5 empty] | 612500255500 | 162 | 612500 | 255500
[5 empty] | 613500255500 | 162 | 613500 | 255500
[5 empty] | 614500255500 | 162 | 614500 | 255500
[5 empty] | 615500255500 | 162 | 615500 | 255500
[5 empty] | 616500255500 | 162 | 616500 | 255500
[5 empty] | 617500255500 | 162 | 617500 | 255500
[5 empty] | 618500255500 | 162 | 618500 | 255500
[5 empty] | 598500254500 | 162 | 598500 | 254500
[5 empty] | 601500254500 | 162 | 601500 | 254500
[5 empty] | 602500254500 | 162 | 602500 | 254500
[5 empty] | 603500254500 | 162 | 603500 | 254500
[5 empty] | 604500254500 | 162 | 604500 | 254500
[5 empty] | 605500254500 | 162 | 605500 | 254500
[5 empty] | 606500254500 | 162 | 606500 | 254500
[5 empty] | 607500254500 | 162 | 607500 | 254500
[5 empty] | 608500254500 | 162 | 608500 | 254500
[5 empty] | 609500254500 | 162 | 609500 | 254500
[5 empty] | 610500254500 | 162 | 610500 | 254500
[5 empty] | 611500254500 | 162 | 611500 | 254500
[5 empty] | 612500254500 | 162 | 612500 | 254500
[5 empty] | 613500254500 | 162 | 613500 | 254500
[5 empty] | 614500254500 | 162 | 614500 | 254500
[5 empty] | 615500254500 | 162 | 615500 | 254500
[5 empty] | 616500254500 | 162 | 616500 | 254500
[5 empty] | 617500254500 | 162 | 617500 | 254500
[5 empty] | 618500254500 | 162 | 618500 | 254500
[5 empty] | 602500253500 | 162 | 602500 | 253500
[5 empty] | 603500253500 | 162 | 603500 | 253500
[5 empty] | 604500253500 | 162 | 604500 | 253500
[5 empty] | 605500253500 | 162 | 605500 | 253500
[5 empty] | 606500253500 | 162 | 606500 | 253500
[5 empty] | 607500253500 | 162 | 607500 | 253500
[5 empty] | 608500253500 | 162 | 608500 | 253500
[5 empty] | 609500253500 | 162 | 609500 | 253500
[5 empty] | 610500253500 | 162 | 610500 | 253500
[5 empty] | 611500253500 | 162 | 611500 | 253500
[5 empty] | 612500253500 | 162 | 612500 | 253500
[5 empty] | 613500253500 | 162 | 613500 | 253500
[5 empty] | 614500253500 | 162 | 614500 | 253500
[5 empty] | 615500253500 | 162 | 615500 | 253500
[5 empty] | 616500253500 | 162 | 616500 | 253500
[5 empty] | 617500253500 | 162 | 617500 | 253500
[5 empty] | 602500252500 | 162 | 602500 | 252500
[5 empty] | 603500252500 | 162 | 603500 | 252500
[5 empty] | 604500252500 | 162 | 604500 | 252500
[5 empty] | 605500252500 | 162 | 605500 | 252500
[5 empty] | 606500252500 | 162 | 606500 | 252500
[5 empty] | 607500252500 | 162 | 607500 | 252500
[5 empty] | 608500252500 | 162 | 608500 | 252500
[5 empty] | 609500252500 | 162 | 609500 | 252500
[5 empty] | 610500252500 | 162 | 610500 | 252500
[5 empty] | 611500252500 | 162 | 611500 | 252500
[5 empty] | 612500252500 | 162 | 612500 | 252500
[5 empty] | 613500252500 | 162 | 613500 | 252500
[5 empty] | 614500252500 | 162 | 614500 | 252500
[5 empty] | 615500252500 | 162 | 615500 | 252500
[5 empty] | 616500252500 | 162 | 616500 | 252500
[5 empty] | 602500251500 | 162 | 602500 | 251500
[5 empty] | 603500251500 | 162 | 603500 | 251500
[5 empty] | 604500251500 | 162 | 604500 | 251500
[5 empty] | 605500251500 | 162 | 605500 | 251500
[5 empty] | 606500251500 | 162 | 606500 | 251500
[5 empty] | 607500251500 | 162 | 607500 | 251500
[5 empty] | 608500251500 | 162 | 608500 | 251500
[5 empty] | 609500251500 | 162 | 609500 | 251500
[5 empty] | 610500251500 | 162 | 610500 | 251500
[5 empty] | 611500251500 | 162 | 611500 | 251500
[5 empty] | 612500251500 | 162 | 612500 | 251500
[5 empty] | 613500251500 | 162 | 613500 | 251500
[5 empty] | 614500251500 | 162 | 614500 | 251500
[5 empty] | 615500251500 | 162 | 615500 | 251500
[5 empty] | 616500251500 | 162 | 616500 | 251500
[5 empty] | 602500250500 | 162 | 602500 | 250500
[5 empty] | 603500250500 | 162 | 603500 | 250500
[5 empty] | 604500250500 | 162 | 604500 | 250500
[5 empty] | 605500250500 | 162 | 605500 | 250500
[5 empty] | 606500250500 | 162 | 606500 | 250500
[5 empty] | 607500250500 | 162 | 607500 | 250500
[5 empty] | 608500250500 | 162 | 608500 | 250500
[5 empty] | 609500250500 | 162 | 609500 | 250500
[5 empty] | 610500250500 | 162 | 610500 | 250500
[5 empty] | 611500250500 | 162 | 611500 | 250500
[5 empty] | 612500250500 | 162 | 612500 | 250500
[5 empty] | 613500250500 | 162 | 613500 | 250500
[5 empty] | 614500250500 | 162 | 614500 | 250500
[5 empty] | 615500250500 | 162 | 615500 | 250500
[5 empty] | 616500250500 | 162 | 616500 | 250500
[5 empty] | 603500249500 | 162 | 603500 | 249500
[5 empty] | 604500249500 | 162 | 604500 | 249500
[5 empty] | 605500249500 | 162 | 605500 | 249500
[5 empty] | 606500249500 | 162 | 606500 | 249500
[5 empty] | 607500249500 | 162 | 607500 | 249500
[5 empty] | 608500249500 | 162 | 608500 | 249500
[5 empty] | 609500249500 | 162 | 609500 | 249500
[5 empty] | 610500249500 | 162 | 610500 | 249500
[5 empty] | 611500249500 | 162 | 611500 | 249500
[5 empty] | 612500249500 | 162 | 612500 | 249500
[5 empty] | 613500249500 | 162 | 613500 | 249500
[5 empty] | 614500249500 | 162 | 614500 | 249500
[5 empty] | 615500249500 | 162 | 615500 | 249500
[5 empty] | 616500249500 | 162 | 616500 | 249500
[5 empty] | 604500248500 | 162 | 604500 | 248500
[5 empty] | 606500248500 | 162 | 606500 | 248500
[5 empty] | 607500248500 | 162 | 607500 | 248500
[5 empty] | 608500248500 | 162 | 608500 | 248500
[5 empty] | 609500248500 | 162 | 609500 | 248500
[5 empty] | 610500248500 | 162 | 610500 | 248500
[5 empty] | 611500248500 | 162 | 611500 | 248500
[5 empty] | 612500248500 | 162 | 612500 | 248500
[5 empty] | 613500248500 | 162 | 613500 | 248500
[5 empty] | 614500248500 | 162 | 614500 | 248500
[5 empty] | 616500248500 | 162 | 616500 | 248500
[5 empty] | 607500247500 | 162 | 607500 | 247500
[5 empty] | 608500247500 | 162 | 608500 | 247500
[5 empty] | 609500247500 | 162 | 609500 | 247500
[5 empty] | 610500247500 | 162 | 610500 | 247500
[5 empty] | 611500247500 | 162 | 611500 | 247500
[5 empty] | 612500247500 | 162 | 612500 | 247500
[5 empty] | 607500246500 | 162 | 607500 | 246500
[5 empty] | 608500246500 | 162 | 608500 | 246500
[5 empty] | 609500246500 | 162 | 609500 | 246500
[5 empty] | 610500246500 | 162 | 610500 | 246500
[5 empty] | 611500246500 | 162 | 611500 | 246500
[5 empty] | 612500246500 | 162 | 612500 | 246500
[5 empty] | 610500245500 | 162 | 610500 | 245500
[5 empty] | 611500245500 | 162 | 611500 | 245500
[5 empty] | 530500139500 | 163 | 530500 | 139500
[5 empty] | 531500139500 | 163 | 531500 | 139500
[5 empty] | 532500139500 | 163 | 532500 | 139500
[5 empty] | 533500139500 | 163 | 533500 | 139500
[5 empty] | 534500139500 | 163 | 534500 | 139500
[5 empty] | 535500139500 | 163 | 535500 | 139500
[5 empty] | 537500139500 | 163 | 537500 | 139500
[5 empty] | 538500139500 | 163 | 538500 | 139500
[5 empty] | 539500139500 | 163 | 539500 | 139500
[5 empty] | 540500139500 | 163 | 540500 | 139500
[5 empty] | 541500139500 | 163 | 541500 | 139500
[5 empty] | 530500138500 | 163 | 530500 | 138500
[5 empty] | 531500138500 | 163 | 531500 | 138500
[5 empty] | 532500138500 | 163 | 532500 | 138500
[5 empty] | 533500138500 | 163 | 533500 | 138500
[5 empty] | 534500138500 | 163 | 534500 | 138500
[5 empty] | 535500138500 | 163 | 535500 | 138500
[5 empty] | 536500138500 | 163 | 536500 | 138500
[5 empty] | 537500138500 | 163 | 537500 | 138500
[5 empty] | 538500138500 | 163 | 538500 | 138500
[5 empty] | 539500138500 | 163 | 539500 | 138500
[5 empty] | 540500138500 | 163 | 540500 | 138500
[5 empty] | 541500138500 | 163 | 541500 | 138500
[5 empty] | 530500137500 | 163 | 530500 | 137500
[5 empty] | 531500137500 | 163 | 531500 | 137500
[5 empty] | 532500137500 | 163 | 532500 | 137500
[5 empty] | 533500137500 | 163 | 533500 | 137500
[5 empty] | 534500137500 | 163 | 534500 | 137500
[5 empty] | 535500137500 | 163 | 535500 | 137500
[5 empty] | 536500137500 | 163 | 536500 | 137500
[5 empty] | 537500137500 | 163 | 537500 | 137500
[5 empty] | 538500137500 | 163 | 538500 | 137500
[5 empty] | 539500137500 | 163 | 539500 | 137500
[5 empty] | 540500137500 | 163 | 540500 | 137500
[5 empty] | 541500137500 | 163 | 541500 | 137500
[5 empty] | 530500136500 | 163 | 530500 | 136500
[5 empty] | 531500136500 | 163 | 531500 | 136500
[5 empty] | 532500136500 | 163 | 532500 | 136500
[5 empty] | 533500136500 | 163 | 533500 | 136500
[5 empty] | 534500136500 | 163 | 534500 | 136500
[5 empty] | 535500136500 | 163 | 535500 | 136500
[5 empty] | 536500136500 | 163 | 536500 | 136500
[5 empty] | 537500136500 | 163 | 537500 | 136500
[5 empty] | 538500136500 | 163 | 538500 | 136500
[5 empty] | 539500136500 | 163 | 539500 | 136500
[5 empty] | 540500136500 | 163 | 540500 | 136500
[5 empty] | 541500136500 | 163 | 541500 | 136500
[5 empty] | 542500136500 | 163 | 542500 | 136500
[5 empty] | 530500135500 | 163 | 530500 | 135500
[5 empty] | 531500135500 | 163 | 531500 | 135500
[5 empty] | 532500135500 | 163 | 532500 | 135500
[5 empty] | 533500135500 | 163 | 533500 | 135500
[5 empty] | 534500135500 | 163 | 534500 | 135500
[5 empty] | 535500135500 | 163 | 535500 | 135500
[5 empty] | 536500135500 | 163 | 536500 | 135500
[5 empty] | 537500135500 | 163 | 537500 | 135500
[5 empty] | 538500135500 | 163 | 538500 | 135500
[5 empty] | 539500135500 | 163 | 539500 | 135500
[5 empty] | 529500134500 | 163 | 529500 | 134500
[5 empty] | 530500134500 | 163 | 530500 | 134500
[5 empty] | 531500134500 | 163 | 531500 | 134500
[5 empty] | 532500134500 | 163 | 532500 | 134500
[5 empty] | 533500134500 | 163 | 533500 | 134500
[5 empty] | 534500134500 | 163 | 534500 | 134500
[5 empty] | 535500134500 | 163 | 535500 | 134500
[5 empty] | 536500134500 | 163 | 536500 | 134500
[5 empty] | 537500134500 | 163 | 537500 | 134500
[5 empty] | 527500133500 | 163 | 527500 | 133500
[5 empty] | 528500133500 | 163 | 528500 | 133500
[5 empty] | 529500133500 | 163 | 529500 | 133500
[5 empty] | 530500133500 | 163 | 530500 | 133500
[5 empty] | 531500133500 | 163 | 531500 | 133500
[5 empty] | 532500133500 | 163 | 532500 | 133500
[5 empty] | 533500133500 | 163 | 533500 | 133500
[5 empty] | 534500133500 | 163 | 534500 | 133500
[5 empty] | 535500133500 | 163 | 535500 | 133500
[5 empty] | 536500133500 | 163 | 536500 | 133500
[5 empty] | 537500133500 | 163 | 537500 | 133500
[5 empty] | 525500132500 | 163 | 525500 | 132500
[5 empty] | 526500132500 | 163 | 526500 | 132500
[5 empty] | 527500132500 | 163 | 527500 | 132500
[5 empty] | 528500132500 | 163 | 528500 | 132500
[5 empty] | 529500132500 | 163 | 529500 | 132500
[5 empty] | 530500132500 | 163 | 530500 | 132500
[5 empty] | 531500132500 | 163 | 531500 | 132500
[5 empty] | 532500132500 | 163 | 532500 | 132500
[5 empty] | 533500132500 | 163 | 533500 | 132500
[5 empty] | 534500132500 | 163 | 534500 | 132500
[5 empty] | 535500132500 | 163 | 535500 | 132500
[5 empty] | 536500132500 | 163 | 536500 | 132500
[5 empty] | 537500132500 | 163 | 537500 | 132500
[5 empty] | 538500132500 | 163 | 538500 | 132500
[5 empty] | 525500131500 | 163 | 525500 | 131500
[5 empty] | 526500131500 | 163 | 526500 | 131500
[5 empty] | 527500131500 | 163 | 527500 | 131500
[5 empty] | 528500131500 | 163 | 528500 | 131500
[5 empty] | 529500131500 | 163 | 529500 | 131500
[5 empty] | 530500131500 | 163 | 530500 | 131500
[5 empty] | 531500131500 | 163 | 531500 | 131500
[5 empty] | 532500131500 | 163 | 532500 | 131500
[5 empty] | 533500131500 | 163 | 533500 | 131500
[5 empty] | 534500131500 | 163 | 534500 | 131500
[5 empty] | 535500131500 | 163 | 535500 | 131500
[5 empty] | 536500131500 | 163 | 536500 | 131500
[5 empty] | 537500131500 | 163 | 537500 | 131500
[5 empty] | 538500131500 | 163 | 538500 | 131500
[5 empty] | 525500130500 | 163 | 525500 | 130500
[5 empty] | 526500130500 | 163 | 526500 | 130500
[5 empty] | 527500130500 | 163 | 527500 | 130500
[5 empty] | 528500130500 | 163 | 528500 | 130500
[5 empty] | 529500130500 | 163 | 529500 | 130500
[5 empty] | 530500130500 | 163 | 530500 | 130500
[5 empty] | 531500130500 | 163 | 531500 | 130500
[5 empty] | 532500130500 | 163 | 532500 | 130500
[5 empty] | 533500130500 | 163 | 533500 | 130500
[5 empty] | 534500130500 | 163 | 534500 | 130500
[5 empty] | 535500130500 | 163 | 535500 | 130500
[5 empty] | 536500130500 | 163 | 536500 | 130500
[5 empty] | 537500130500 | 163 | 537500 | 130500
[5 empty] | 538500130500 | 163 | 538500 | 130500
[5 empty] | 539500130500 | 163 | 539500 | 130500
[5 empty] | 540500130500 | 163 | 540500 | 130500
[5 empty] | 525500129500 | 163 | 525500 | 129500
[5 empty] | 526500129500 | 163 | 526500 | 129500
[5 empty] | 527500129500 | 163 | 527500 | 129500
[5 empty] | 528500129500 | 163 | 528500 | 129500
[5 empty] | 529500129500 | 163 | 529500 | 129500
[5 empty] | 530500129500 | 163 | 530500 | 129500
[5 empty] | 531500129500 | 163 | 531500 | 129500
[5 empty] | 532500129500 | 163 | 532500 | 129500
[5 empty] | 533500129500 | 163 | 533500 | 129500
[5 empty] | 534500129500 | 163 | 534500 | 129500
[5 empty] | 535500129500 | 163 | 535500 | 129500
[5 empty] | 536500129500 | 163 | 536500 | 129500
[5 empty] | 537500129500 | 163 | 537500 | 129500
[5 empty] | 538500129500 | 163 | 538500 | 129500
[5 empty] | 539500129500 | 163 | 539500 | 129500
[5 empty] | 525500128500 | 163 | 525500 | 128500
[5 empty] | 526500128500 | 163 | 526500 | 128500
[5 empty] | 527500128500 | 163 | 527500 | 128500
[5 empty] | 528500128500 | 163 | 528500 | 128500
[5 empty] | 529500128500 | 163 | 529500 | 128500
[5 empty] | 530500128500 | 163 | 530500 | 128500
[5 empty] | 531500128500 | 163 | 531500 | 128500
[5 empty] | 532500128500 | 163 | 532500 | 128500
[5 empty] | 533500128500 | 163 | 533500 | 128500
[5 empty] | 534500128500 | 163 | 534500 | 128500
[5 empty] | 535500128500 | 163 | 535500 | 128500
[5 empty] | 536500128500 | 163 | 536500 | 128500
[5 empty] | 537500128500 | 163 | 537500 | 128500
[5 empty] | 538500128500 | 163 | 538500 | 128500
[5 empty] | 539500128500 | 163 | 539500 | 128500
[5 empty] | 523500127500 | 163 | 523500 | 127500
[5 empty] | 524500127500 | 163 | 524500 | 127500
[5 empty] | 525500127500 | 163 | 525500 | 127500
[5 empty] | 526500127500 | 163 | 526500 | 127500
[5 empty] | 527500127500 | 163 | 527500 | 127500
[5 empty] | 528500127500 | 163 | 528500 | 127500
[5 empty] | 529500127500 | 163 | 529500 | 127500
[5 empty] | 530500127500 | 163 | 530500 | 127500
[5 empty] | 531500127500 | 163 | 531500 | 127500
[5 empty] | 532500127500 | 163 | 532500 | 127500
[5 empty] | 533500127500 | 163 | 533500 | 127500
[5 empty] | 534500127500 | 163 | 534500 | 127500
[5 empty] | 535500127500 | 163 | 535500 | 127500
[5 empty] | 536500127500 | 163 | 536500 | 127500
[5 empty] | 537500127500 | 163 | 537500 | 127500
[5 empty] | 538500127500 | 163 | 538500 | 127500
[5 empty] | 523500126500 | 163 | 523500 | 126500
[5 empty] | 524500126500 | 163 | 524500 | 126500
[5 empty] | 525500126500 | 163 | 525500 | 126500
[5 empty] | 526500126500 | 163 | 526500 | 126500
[5 empty] | 527500126500 | 163 | 527500 | 126500
[5 empty] | 528500126500 | 163 | 528500 | 126500
[5 empty] | 529500126500 | 163 | 529500 | 126500
[5 empty] | 530500126500 | 163 | 530500 | 126500
[5 empty] | 531500126500 | 163 | 531500 | 126500
[5 empty] | 532500126500 | 163 | 532500 | 126500
[5 empty] | 533500126500 | 163 | 533500 | 126500
[5 empty] | 534500126500 | 163 | 534500 | 126500
[5 empty] | 535500126500 | 163 | 535500 | 126500
[5 empty] | 536500126500 | 163 | 536500 | 126500
[5 empty] | 537500126500 | 163 | 537500 | 126500
[5 empty] | 538500126500 | 163 | 538500 | 126500
[5 empty] | 523500125500 | 163 | 523500 | 125500
[5 empty] | 524500125500 | 163 | 524500 | 125500
[5 empty] | 525500125500 | 163 | 525500 | 125500
[5 empty] | 526500125500 | 163 | 526500 | 125500
[5 empty] | 527500125500 | 163 | 527500 | 125500
[5 empty] | 528500125500 | 163 | 528500 | 125500
[5 empty] | 529500125500 | 163 | 529500 | 125500
[5 empty] | 530500125500 | 163 | 530500 | 125500
[5 empty] | 531500125500 | 163 | 531500 | 125500
[5 empty] | 532500125500 | 163 | 532500 | 125500
[5 empty] | 533500125500 | 163 | 533500 | 125500
[5 empty] | 534500125500 | 163 | 534500 | 125500
[5 empty] | 535500125500 | 163 | 535500 | 125500
[5 empty] | 536500125500 | 163 | 536500 | 125500
[5 empty] | 537500125500 | 163 | 537500 | 125500
[5 empty] | 538500125500 | 163 | 538500 | 125500
[5 empty] | 524500124500 | 163 | 524500 | 124500
[5 empty] | 525500124500 | 163 | 525500 | 124500
[5 empty] | 526500124500 | 163 | 526500 | 124500
[5 empty] | 527500124500 | 163 | 527500 | 124500
[5 empty] | 528500124500 | 163 | 528500 | 124500
[5 empty] | 529500124500 | 163 | 529500 | 124500
[5 empty] | 530500124500 | 163 | 530500 | 124500
[5 empty] | 531500124500 | 163 | 531500 | 124500
[5 empty] | 532500124500 | 163 | 532500 | 124500
[5 empty] | 533500124500 | 163 | 533500 | 124500
[5 empty] | 534500124500 | 163 | 534500 | 124500
[5 empty] | 535500124500 | 163 | 535500 | 124500
[5 empty] | 536500124500 | 163 | 536500 | 124500
[5 empty] | 537500124500 | 163 | 537500 | 124500
[5 empty] | 538500124500 | 163 | 538500 | 124500
[5 empty] | 524500123500 | 163 | 524500 | 123500
[5 empty] | 525500123500 | 163 | 525500 | 123500
[5 empty] | 526500123500 | 163 | 526500 | 123500
[5 empty] | 527500123500 | 163 | 527500 | 123500
[5 empty] | 528500123500 | 163 | 528500 | 123500
[5 empty] | 529500123500 | 163 | 529500 | 123500
[5 empty] | 530500123500 | 163 | 530500 | 123500
[5 empty] | 531500123500 | 163 | 531500 | 123500
[5 empty] | 532500123500 | 163 | 532500 | 123500
[5 empty] | 533500123500 | 163 | 533500 | 123500
[5 empty] | 534500123500 | 163 | 534500 | 123500
[5 empty] | 535500123500 | 163 | 535500 | 123500
[5 empty] | 536500123500 | 163 | 536500 | 123500
[5 empty] | 537500123500 | 163 | 537500 | 123500
[5 empty] | 538500123500 | 163 | 538500 | 123500
[5 empty] | 524500122500 | 163 | 524500 | 122500
[5 empty] | 525500122500 | 163 | 525500 | 122500
[5 empty] | 526500122500 | 163 | 526500 | 122500
[5 empty] | 527500122500 | 163 | 527500 | 122500
[5 empty] | 528500122500 | 163 | 528500 | 122500
[5 empty] | 529500122500 | 163 | 529500 | 122500
[5 empty] | 530500122500 | 163 | 530500 | 122500
[5 empty] | 531500122500 | 163 | 531500 | 122500
[5 empty] | 532500122500 | 163 | 532500 | 122500
[5 empty] | 533500122500 | 163 | 533500 | 122500
[5 empty] | 536500122500 | 163 | 536500 | 122500
[5 empty] | 537500122500 | 163 | 537500 | 122500
[5 empty] | 538500122500 | 163 | 538500 | 122500
[5 empty] | 524500121500 | 163 | 524500 | 121500
[5 empty] | 525500121500 | 163 | 525500 | 121500
[5 empty] | 526500121500 | 163 | 526500 | 121500
[5 empty] | 527500121500 | 163 | 527500 | 121500
[5 empty] | 528500121500 | 163 | 528500 | 121500
[5 empty] | 529500121500 | 163 | 529500 | 121500
[5 empty] | 530500121500 | 163 | 530500 | 121500
[5 empty] | 531500121500 | 163 | 531500 | 121500
[5 empty] | 532500121500 | 163 | 532500 | 121500
[5 empty] | 524500120500 | 163 | 524500 | 120500
[5 empty] | 525500120500 | 163 | 525500 | 120500
[5 empty] | 526500120500 | 163 | 526500 | 120500
[5 empty] | 527500120500 | 163 | 527500 | 120500
[5 empty] | 528500120500 | 163 | 528500 | 120500
[5 empty] | 529500120500 | 163 | 529500 | 120500
[5 empty] | 530500120500 | 163 | 530500 | 120500
[5 empty] | 531500120500 | 163 | 531500 | 120500
[5 empty] | 532500120500 | 163 | 532500 | 120500
[5 empty] | 524500119500 | 163 | 524500 | 119500
[5 empty] | 525500119500 | 163 | 525500 | 119500
[5 empty] | 526500119500 | 163 | 526500 | 119500
[5 empty] | 527500119500 | 163 | 527500 | 119500
[5 empty] | 528500119500 | 163 | 528500 | 119500
[5 empty] | 529500119500 | 163 | 529500 | 119500
[5 empty] | 530500119500 | 163 | 530500 | 119500
[5 empty] | 531500119500 | 163 | 531500 | 119500
[5 empty] | 532500119500 | 163 | 532500 | 119500
[5 empty] | 524500118500 | 163 | 524500 | 118500
[5 empty] | 525500118500 | 163 | 525500 | 118500
[5 empty] | 526500118500 | 163 | 526500 | 118500
[5 empty] | 527500118500 | 163 | 527500 | 118500
[5 empty] | 528500118500 | 163 | 528500 | 118500
[5 empty] | 529500118500 | 163 | 529500 | 118500
[5 empty] | 530500118500 | 163 | 530500 | 118500
[5 empty] | 531500118500 | 163 | 531500 | 118500
[5 empty] | 532500118500 | 163 | 532500 | 118500
[5 empty] | 525500117500 | 163 | 525500 | 117500
[5 empty] | 526500117500 | 163 | 526500 | 117500
[5 empty] | 527500117500 | 163 | 527500 | 117500
[5 empty] | 528500117500 | 163 | 528500 | 117500
[5 empty] | 529500117500 | 163 | 529500 | 117500
[5 empty] | 530500117500 | 163 | 530500 | 117500
[5 empty] | 531500117500 | 163 | 531500 | 117500
[5 empty] | 524500116500 | 163 | 524500 | 116500
[5 empty] | 525500116500 | 163 | 525500 | 116500
[5 empty] | 526500116500 | 163 | 526500 | 116500
[5 empty] | 527500116500 | 163 | 527500 | 116500
[5 empty] | 528500116500 | 163 | 528500 | 116500
[5 empty] | 529500116500 | 163 | 529500 | 116500
[5 empty] | 530500116500 | 163 | 530500 | 116500
[5 empty] | 531500116500 | 163 | 531500 | 116500
[5 empty] | 525500115500 | 163 | 525500 | 115500
[5 empty] | 526500115500 | 163 | 526500 | 115500
[5 empty] | 527500115500 | 163 | 527500 | 115500
[5 empty] | 528500115500 | 163 | 528500 | 115500
[5 empty] | 529500115500 | 163 | 529500 | 115500
[5 empty] | 530500115500 | 163 | 530500 | 115500
[5 empty] | 531500115500 | 163 | 531500 | 115500
[5 empty] | 525500114500 | 163 | 525500 | 114500
[5 empty] | 526500114500 | 163 | 526500 | 114500
[5 empty] | 527500114500 | 163 | 527500 | 114500
[5 empty] | 528500114500 | 163 | 528500 | 114500
[5 empty] | 529500114500 | 163 | 529500 | 114500
[5 empty] | 530500114500 | 163 | 530500 | 114500
[5 empty] | 531500114500 | 163 | 531500 | 114500
[5 empty] | 524500113500 | 163 | 524500 | 113500
[5 empty] | 525500113500 | 163 | 525500 | 113500
[5 empty] | 526500113500 | 163 | 526500 | 113500
[5 empty] | 527500113500 | 163 | 527500 | 113500
[5 empty] | 528500113500 | 163 | 528500 | 113500
[5 empty] | 529500113500 | 163 | 529500 | 113500
[5 empty] | 530500113500 | 163 | 530500 | 113500
[5 empty] | 531500113500 | 163 | 531500 | 113500
[5 empty] | 524500112500 | 163 | 524500 | 112500
[5 empty] | 525500112500 | 163 | 525500 | 112500
[5 empty] | 526500112500 | 163 | 526500 | 112500
[5 empty] | 527500112500 | 163 | 527500 | 112500
[5 empty] | 528500112500 | 163 | 528500 | 112500
[5 empty] | 529500112500 | 163 | 529500 | 112500
[5 empty] | 530500112500 | 163 | 530500 | 112500
[5 empty] | 524500111500 | 163 | 524500 | 111500
[5 empty] | 525500111500 | 163 | 525500 | 111500
[5 empty] | 526500111500 | 163 | 526500 | 111500
[5 empty] | 527500111500 | 163 | 527500 | 111500
[5 empty] | 529500111500 | 163 | 529500 | 111500
[5 empty] | 530500111500 | 163 | 530500 | 111500
[5 empty] | 524500110500 | 163 | 524500 | 110500
[5 empty] | 525500110500 | 163 | 525500 | 110500
[5 empty] | 526500110500 | 163 | 526500 | 110500
[5 empty] | 527500110500 | 163 | 527500 | 110500
[5 empty] | 523500109500 | 163 | 523500 | 109500
[5 empty] | 448500521500 | 164 | 448500 | 521500
[5 empty] | 449500521500 | 164 | 449500 | 521500
[5 empty] | 448500520500 | 164 | 448500 | 520500
[5 empty] | 449500520500 | 164 | 449500 | 520500
[5 empty] | 450500520500 | 164 | 450500 | 520500
[5 empty] | 451500520500 | 164 | 451500 | 520500
[5 empty] | 447500519500 | 164 | 447500 | 519500
[5 empty] | 448500519500 | 164 | 448500 | 519500
[5 empty] | 449500519500 | 164 | 449500 | 519500
[5 empty] | 450500519500 | 164 | 450500 | 519500
[5 empty] | 451500519500 | 164 | 451500 | 519500
[5 empty] | 452500519500 | 164 | 452500 | 519500
[5 empty] | 447500518500 | 164 | 447500 | 518500
[5 empty] | 448500518500 | 164 | 448500 | 518500
[5 empty] | 449500518500 | 164 | 449500 | 518500
[5 empty] | 450500518500 | 164 | 450500 | 518500
[5 empty] | 451500518500 | 164 | 451500 | 518500
[5 empty] | 452500518500 | 164 | 452500 | 518500
[5 empty] | 453500518500 | 164 | 453500 | 518500
[5 empty] | 447500517500 | 164 | 447500 | 517500
[5 empty] | 448500517500 | 164 | 448500 | 517500
[5 empty] | 449500517500 | 164 | 449500 | 517500
[5 empty] | 450500517500 | 164 | 450500 | 517500
[5 empty] | 451500517500 | 164 | 451500 | 517500
[5 empty] | 452500517500 | 164 | 452500 | 517500
[5 empty] | 447500516500 | 164 | 447500 | 516500
[5 empty] | 448500516500 | 164 | 448500 | 516500
[5 empty] | 449500516500 | 164 | 449500 | 516500
[5 empty] | 450500516500 | 164 | 450500 | 516500
[5 empty] | 451500516500 | 164 | 451500 | 516500
[5 empty] | 446500515500 | 164 | 446500 | 515500
[5 empty] | 447500515500 | 164 | 447500 | 515500
[5 empty] | 448500515500 | 164 | 448500 | 515500
[5 empty] | 449500515500 | 164 | 449500 | 515500
[5 empty] | 450500515500 | 164 | 450500 | 515500
[5 empty] | 451500515500 | 164 | 451500 | 515500
[5 empty] | 452500515500 | 164 | 452500 | 515500
[5 empty] | 447500514500 | 164 | 447500 | 514500
[5 empty] | 448500514500 | 164 | 448500 | 514500
[5 empty] | 449500514500 | 164 | 449500 | 514500
[5 empty] | 450500514500 | 164 | 450500 | 514500
[5 empty] | 451500514500 | 164 | 451500 | 514500
[5 empty] | 452500514500 | 164 | 452500 | 514500
[5 empty] | 453500514500 | 164 | 453500 | 514500
[5 empty] | 447500513500 | 164 | 447500 | 513500
[5 empty] | 448500513500 | 164 | 448500 | 513500
[5 empty] | 449500513500 | 164 | 449500 | 513500
[5 empty] | 450500513500 | 164 | 450500 | 513500
[5 empty] | 451500513500 | 164 | 451500 | 513500
[5 empty] | 452500513500 | 164 | 452500 | 513500
[5 empty] | 453500513500 | 164 | 453500 | 513500
[5 empty] | 454500513500 | 164 | 454500 | 513500
[5 empty] | 455500513500 | 164 | 455500 | 513500
[5 empty] | 453500512500 | 164 | 453500 | 512500
[5 empty] | 454500512500 | 164 | 454500 | 512500
[5 empty] | 455500512500 | 164 | 455500 | 512500
[5 empty] | 488500255500 | 165 | 488500 | 255500
[5 empty] | 489500255500 | 165 | 489500 | 255500
[5 empty] | 490500255500 | 165 | 490500 | 255500
[5 empty] | 491500255500 | 165 | 491500 | 255500
[5 empty] | 487500254500 | 165 | 487500 | 254500
[5 empty] | 488500254500 | 165 | 488500 | 254500
[5 empty] | 489500254500 | 165 | 489500 | 254500
[5 empty] | 490500254500 | 165 | 490500 | 254500
[5 empty] | 491500254500 | 165 | 491500 | 254500
[5 empty] | 492500254500 | 165 | 492500 | 254500
[5 empty] | 493500254500 | 165 | 493500 | 254500
[5 empty] | 486500253500 | 165 | 486500 | 253500
[5 empty] | 487500253500 | 165 | 487500 | 253500
[5 empty] | 488500253500 | 165 | 488500 | 253500
[5 empty] | 489500253500 | 165 | 489500 | 253500
[5 empty] | 490500253500 | 165 | 490500 | 253500
[5 empty] | 491500253500 | 165 | 491500 | 253500
[5 empty] | 492500253500 | 165 | 492500 | 253500
[5 empty] | 493500253500 | 165 | 493500 | 253500
[5 empty] | 483500252500 | 165 | 483500 | 252500
[5 empty] | 484500252500 | 165 | 484500 | 252500
[5 empty] | 485500252500 | 165 | 485500 | 252500
[5 empty] | 486500252500 | 165 | 486500 | 252500
[5 empty] | 487500252500 | 165 | 487500 | 252500
[5 empty] | 488500252500 | 165 | 488500 | 252500
[5 empty] | 489500252500 | 165 | 489500 | 252500
[5 empty] | 490500252500 | 165 | 490500 | 252500
[5 empty] | 491500252500 | 165 | 491500 | 252500
[5 empty] | 492500252500 | 165 | 492500 | 252500
[5 empty] | 493500252500 | 165 | 493500 | 252500
[5 empty] | 483500251500 | 165 | 483500 | 251500
[5 empty] | 484500251500 | 165 | 484500 | 251500
[5 empty] | 485500251500 | 165 | 485500 | 251500
[5 empty] | 486500251500 | 165 | 486500 | 251500
[5 empty] | 487500251500 | 165 | 487500 | 251500
[5 empty] | 488500251500 | 165 | 488500 | 251500
[5 empty] | 489500251500 | 165 | 489500 | 251500
[5 empty] | 490500251500 | 165 | 490500 | 251500
[5 empty] | 491500251500 | 165 | 491500 | 251500
[5 empty] | 492500251500 | 165 | 492500 | 251500
[5 empty] | 493500251500 | 165 | 493500 | 251500
[5 empty] | 481500250500 | 165 | 481500 | 250500
[5 empty] | 482500250500 | 165 | 482500 | 250500
[5 empty] | 483500250500 | 165 | 483500 | 250500
[5 empty] | 484500250500 | 165 | 484500 | 250500
[5 empty] | 485500250500 | 165 | 485500 | 250500
[5 empty] | 486500250500 | 165 | 486500 | 250500
[5 empty] | 487500250500 | 165 | 487500 | 250500
[5 empty] | 488500250500 | 165 | 488500 | 250500
[5 empty] | 489500250500 | 165 | 489500 | 250500
[5 empty] | 490500250500 | 165 | 490500 | 250500
[5 empty] | 491500250500 | 165 | 491500 | 250500
[5 empty] | 492500250500 | 165 | 492500 | 250500
[5 empty] | 480500249500 | 165 | 480500 | 249500
[5 empty] | 481500249500 | 165 | 481500 | 249500
[5 empty] | 482500249500 | 165 | 482500 | 249500
[5 empty] | 483500249500 | 165 | 483500 | 249500
[5 empty] | 484500249500 | 165 | 484500 | 249500
[5 empty] | 485500249500 | 165 | 485500 | 249500
[5 empty] | 486500249500 | 165 | 486500 | 249500
[5 empty] | 487500249500 | 165 | 487500 | 249500
[5 empty] | 488500249500 | 165 | 488500 | 249500
[5 empty] | 489500249500 | 165 | 489500 | 249500
[5 empty] | 490500249500 | 165 | 490500 | 249500
[5 empty] | 491500249500 | 165 | 491500 | 249500
[5 empty] | 492500249500 | 165 | 492500 | 249500
[5 empty] | 493500249500 | 165 | 493500 | 249500
[5 empty] | 477500248500 | 165 | 477500 | 248500
[5 empty] | 478500248500 | 165 | 478500 | 248500
[5 empty] | 479500248500 | 165 | 479500 | 248500
[5 empty] | 480500248500 | 165 | 480500 | 248500
[5 empty] | 481500248500 | 165 | 481500 | 248500
[5 empty] | 482500248500 | 165 | 482500 | 248500
[5 empty] | 483500248500 | 165 | 483500 | 248500
[5 empty] | 484500248500 | 165 | 484500 | 248500
[5 empty] | 485500248500 | 165 | 485500 | 248500
[5 empty] | 486500248500 | 165 | 486500 | 248500
[5 empty] | 487500248500 | 165 | 487500 | 248500
[5 empty] | 488500248500 | 165 | 488500 | 248500
[5 empty] | 489500248500 | 165 | 489500 | 248500
[5 empty] | 490500248500 | 165 | 490500 | 248500
[5 empty] | 491500248500 | 165 | 491500 | 248500
[5 empty] | 492500248500 | 165 | 492500 | 248500
[5 empty] | 493500248500 | 165 | 493500 | 248500
[5 empty] | 494500248500 | 165 | 494500 | 248500
[5 empty] | 495500248500 | 165 | 495500 | 248500
[5 empty] | 477500247500 | 165 | 477500 | 247500
[5 empty] | 478500247500 | 165 | 478500 | 247500
[5 empty] | 479500247500 | 165 | 479500 | 247500
[5 empty] | 480500247500 | 165 | 480500 | 247500
[5 empty] | 481500247500 | 165 | 481500 | 247500
[5 empty] | 482500247500 | 165 | 482500 | 247500
[5 empty] | 483500247500 | 165 | 483500 | 247500
[5 empty] | 484500247500 | 165 | 484500 | 247500
[5 empty] | 485500247500 | 165 | 485500 | 247500
[5 empty] | 486500247500 | 165 | 486500 | 247500
[5 empty] | 487500247500 | 165 | 487500 | 247500
[5 empty] | 488500247500 | 165 | 488500 | 247500
[5 empty] | 489500247500 | 165 | 489500 | 247500
[5 empty] | 490500247500 | 165 | 490500 | 247500
[5 empty] | 491500247500 | 165 | 491500 | 247500
[5 empty] | 492500247500 | 165 | 492500 | 247500
[5 empty] | 493500247500 | 165 | 493500 | 247500
[5 empty] | 494500247500 | 165 | 494500 | 247500
[5 empty] | 495500247500 | 165 | 495500 | 247500
[5 empty] | 477500246500 | 165 | 477500 | 246500
[5 empty] | 478500246500 | 165 | 478500 | 246500
[5 empty] | 479500246500 | 165 | 479500 | 246500
[5 empty] | 480500246500 | 165 | 480500 | 246500
[5 empty] | 481500246500 | 165 | 481500 | 246500
[5 empty] | 482500246500 | 165 | 482500 | 246500
[5 empty] | 483500246500 | 165 | 483500 | 246500
[5 empty] | 484500246500 | 165 | 484500 | 246500
[5 empty] | 485500246500 | 165 | 485500 | 246500
[5 empty] | 486500246500 | 165 | 486500 | 246500
[5 empty] | 487500246500 | 165 | 487500 | 246500
[5 empty] | 488500246500 | 165 | 488500 | 246500
[5 empty] | 489500246500 | 165 | 489500 | 246500
[5 empty] | 490500246500 | 165 | 490500 | 246500
[5 empty] | 491500246500 | 165 | 491500 | 246500
[5 empty] | 492500246500 | 165 | 492500 | 246500
[5 empty] | 493500246500 | 165 | 493500 | 246500
[5 empty] | 494500246500 | 165 | 494500 | 246500
[5 empty] | 495500246500 | 165 | 495500 | 246500
[5 empty] | 478500245500 | 165 | 478500 | 245500
[5 empty] | 479500245500 | 165 | 479500 | 245500
[5 empty] | 480500245500 | 165 | 480500 | 245500
[5 empty] | 481500245500 | 165 | 481500 | 245500
[5 empty] | 482500245500 | 165 | 482500 | 245500
[5 empty] | 483500245500 | 165 | 483500 | 245500
[5 empty] | 484500245500 | 165 | 484500 | 245500
[5 empty] | 485500245500 | 165 | 485500 | 245500
[5 empty] | 486500245500 | 165 | 486500 | 245500
[5 empty] | 487500245500 | 165 | 487500 | 245500
[5 empty] | 488500245500 | 165 | 488500 | 245500
[5 empty] | 489500245500 | 165 | 489500 | 245500
[5 empty] | 490500245500 | 165 | 490500 | 245500
[5 empty] | 491500245500 | 165 | 491500 | 245500
[5 empty] | 492500245500 | 165 | 492500 | 245500
[5 empty] | 493500245500 | 165 | 493500 | 245500
[5 empty] | 494500245500 | 165 | 494500 | 245500
[5 empty] | 495500245500 | 165 | 495500 | 245500
[5 empty] | 479500244500 | 165 | 479500 | 244500
[5 empty] | 480500244500 | 165 | 480500 | 244500
[5 empty] | 481500244500 | 165 | 481500 | 244500
[5 empty] | 482500244500 | 165 | 482500 | 244500
[5 empty] | 483500244500 | 165 | 483500 | 244500
[5 empty] | 484500244500 | 165 | 484500 | 244500
[5 empty] | 485500244500 | 165 | 485500 | 244500
[5 empty] | 486500244500 | 165 | 486500 | 244500
[5 empty] | 487500244500 | 165 | 487500 | 244500
[5 empty] | 488500244500 | 165 | 488500 | 244500
[5 empty] | 489500244500 | 165 | 489500 | 244500
[5 empty] | 490500244500 | 165 | 490500 | 244500
[5 empty] | 491500244500 | 165 | 491500 | 244500
[5 empty] | 492500244500 | 165 | 492500 | 244500
[5 empty] | 493500244500 | 165 | 493500 | 244500
[5 empty] | 494500244500 | 165 | 494500 | 244500
[5 empty] | 479500243500 | 165 | 479500 | 243500
[5 empty] | 480500243500 | 165 | 480500 | 243500
[5 empty] | 481500243500 | 165 | 481500 | 243500
[5 empty] | 482500243500 | 165 | 482500 | 243500
[5 empty] | 483500243500 | 165 | 483500 | 243500
[5 empty] | 484500243500 | 165 | 484500 | 243500
[5 empty] | 485500243500 | 165 | 485500 | 243500
[5 empty] | 486500243500 | 165 | 486500 | 243500
[5 empty] | 487500243500 | 165 | 487500 | 243500
[5 empty] | 488500243500 | 165 | 488500 | 243500
[5 empty] | 489500243500 | 165 | 489500 | 243500
[5 empty] | 490500243500 | 165 | 490500 | 243500
[5 empty] | 491500243500 | 165 | 491500 | 243500
[5 empty] | 492500243500 | 165 | 492500 | 243500
[5 empty] | 493500243500 | 165 | 493500 | 243500
[5 empty] | 480500242500 | 165 | 480500 | 242500
[5 empty] | 481500242500 | 165 | 481500 | 242500
[5 empty] | 482500242500 | 165 | 482500 | 242500
[5 empty] | 483500242500 | 165 | 483500 | 242500
[5 empty] | 484500242500 | 165 | 484500 | 242500
[5 empty] | 485500242500 | 165 | 485500 | 242500
[5 empty] | 486500242500 | 165 | 486500 | 242500
[5 empty] | 487500242500 | 165 | 487500 | 242500
[5 empty] | 488500242500 | 165 | 488500 | 242500
[5 empty] | 489500242500 | 165 | 489500 | 242500
[5 empty] | 490500242500 | 165 | 490500 | 242500
[5 empty] | 491500242500 | 165 | 491500 | 242500
[5 empty] | 492500242500 | 165 | 492500 | 242500
[5 empty] | 480500241500 | 165 | 480500 | 241500
[5 empty] | 481500241500 | 165 | 481500 | 241500
[5 empty] | 482500241500 | 165 | 482500 | 241500
[5 empty] | 483500241500 | 165 | 483500 | 241500
[5 empty] | 484500241500 | 165 | 484500 | 241500
[5 empty] | 485500241500 | 165 | 485500 | 241500
[5 empty] | 486500241500 | 165 | 486500 | 241500
[5 empty] | 487500241500 | 165 | 487500 | 241500
[5 empty] | 488500241500 | 165 | 488500 | 241500
[5 empty] | 489500241500 | 165 | 489500 | 241500
[5 empty] | 490500241500 | 165 | 490500 | 241500
[5 empty] | 491500241500 | 165 | 491500 | 241500
[5 empty] | 492500241500 | 165 | 492500 | 241500
[5 empty] | 478500240500 | 165 | 478500 | 240500
[5 empty] | 479500240500 | 165 | 479500 | 240500
[5 empty] | 480500240500 | 165 | 480500 | 240500
[5 empty] | 481500240500 | 165 | 481500 | 240500
[5 empty] | 482500240500 | 165 | 482500 | 240500
[5 empty] | 483500240500 | 165 | 483500 | 240500
[5 empty] | 484500240500 | 165 | 484500 | 240500
[5 empty] | 485500240500 | 165 | 485500 | 240500
[5 empty] | 486500240500 | 165 | 486500 | 240500
[5 empty] | 487500240500 | 165 | 487500 | 240500
[5 empty] | 488500240500 | 165 | 488500 | 240500
[5 empty] | 489500240500 | 165 | 489500 | 240500
[5 empty] | 490500240500 | 165 | 490500 | 240500
[5 empty] | 491500240500 | 165 | 491500 | 240500
[5 empty] | 479500239500 | 165 | 479500 | 239500
[5 empty] | 480500239500 | 165 | 480500 | 239500
[5 empty] | 481500239500 | 165 | 481500 | 239500
[5 empty] | 482500239500 | 165 | 482500 | 239500
[5 empty] | 483500239500 | 165 | 483500 | 239500
[5 empty] | 484500239500 | 165 | 484500 | 239500
[5 empty] | 485500239500 | 165 | 485500 | 239500
[5 empty] | 486500239500 | 165 | 486500 | 239500
[5 empty] | 487500239500 | 165 | 487500 | 239500
[5 empty] | 488500239500 | 165 | 488500 | 239500
[5 empty] | 489500239500 | 165 | 489500 | 239500
[5 empty] | 490500239500 | 165 | 490500 | 239500
[5 empty] | 491500239500 | 165 | 491500 | 239500
[5 empty] | 478500238500 | 165 | 478500 | 238500
[5 empty] | 479500238500 | 165 | 479500 | 238500
[5 empty] | 480500238500 | 165 | 480500 | 238500
[5 empty] | 481500238500 | 165 | 481500 | 238500
[5 empty] | 482500238500 | 165 | 482500 | 238500
[5 empty] | 483500238500 | 165 | 483500 | 238500
[5 empty] | 484500238500 | 165 | 484500 | 238500
[5 empty] | 485500238500 | 165 | 485500 | 238500
[5 empty] | 486500238500 | 165 | 486500 | 238500
[5 empty] | 487500238500 | 165 | 487500 | 238500
[5 empty] | 488500238500 | 165 | 488500 | 238500
[5 empty] | 489500238500 | 165 | 489500 | 238500
[5 empty] | 490500238500 | 165 | 490500 | 238500
[5 empty] | 491500238500 | 165 | 491500 | 238500
[5 empty] | 492500238500 | 165 | 492500 | 238500
[5 empty] | 479500237500 | 165 | 479500 | 237500
[5 empty] | 480500237500 | 165 | 480500 | 237500
[5 empty] | 481500237500 | 165 | 481500 | 237500
[5 empty] | 482500237500 | 165 | 482500 | 237500
[5 empty] | 483500237500 | 165 | 483500 | 237500
[5 empty] | 484500237500 | 165 | 484500 | 237500
[5 empty] | 485500237500 | 165 | 485500 | 237500
[5 empty] | 486500237500 | 165 | 486500 | 237500
[5 empty] | 487500237500 | 165 | 487500 | 237500
[5 empty] | 488500237500 | 165 | 488500 | 237500
[5 empty] | 489500237500 | 165 | 489500 | 237500
[5 empty] | 490500237500 | 165 | 490500 | 237500
[5 empty] | 491500237500 | 165 | 491500 | 237500
[5 empty] | 492500237500 | 165 | 492500 | 237500
[5 empty] | 480500236500 | 165 | 480500 | 236500
[5 empty] | 481500236500 | 165 | 481500 | 236500
[5 empty] | 482500236500 | 165 | 482500 | 236500
[5 empty] | 483500236500 | 165 | 483500 | 236500
[5 empty] | 484500236500 | 165 | 484500 | 236500
[5 empty] | 485500236500 | 165 | 485500 | 236500
[5 empty] | 486500236500 | 165 | 486500 | 236500
[5 empty] | 487500236500 | 165 | 487500 | 236500
[5 empty] | 488500236500 | 165 | 488500 | 236500
[5 empty] | 489500236500 | 165 | 489500 | 236500
[5 empty] | 490500236500 | 165 | 490500 | 236500
[5 empty] | 491500236500 | 165 | 491500 | 236500
[5 empty] | 492500236500 | 165 | 492500 | 236500
[5 empty] | 481500235500 | 165 | 481500 | 235500
[5 empty] | 482500235500 | 165 | 482500 | 235500
[5 empty] | 483500235500 | 165 | 483500 | 235500
[5 empty] | 484500235500 | 165 | 484500 | 235500
[5 empty] | 485500235500 | 165 | 485500 | 235500
[5 empty] | 486500235500 | 165 | 486500 | 235500
[5 empty] | 487500235500 | 165 | 487500 | 235500
[5 empty] | 488500235500 | 165 | 488500 | 235500
[5 empty] | 489500235500 | 165 | 489500 | 235500
[5 empty] | 490500235500 | 165 | 490500 | 235500
[5 empty] | 491500235500 | 165 | 491500 | 235500
[5 empty] | 492500235500 | 165 | 492500 | 235500
[5 empty] | 482500234500 | 165 | 482500 | 234500
[5 empty] | 483500234500 | 165 | 483500 | 234500
[5 empty] | 484500234500 | 165 | 484500 | 234500
[5 empty] | 485500234500 | 165 | 485500 | 234500
[5 empty] | 486500234500 | 165 | 486500 | 234500
[5 empty] | 487500234500 | 165 | 487500 | 234500
[5 empty] | 488500234500 | 165 | 488500 | 234500
[5 empty] | 489500234500 | 165 | 489500 | 234500
[5 empty] | 490500234500 | 165 | 490500 | 234500
[5 empty] | 491500234500 | 165 | 491500 | 234500
[5 empty] | 482500233500 | 165 | 482500 | 233500
[5 empty] | 483500233500 | 165 | 483500 | 233500
[5 empty] | 484500233500 | 165 | 484500 | 233500
[5 empty] | 485500233500 | 165 | 485500 | 233500
[5 empty] | 486500233500 | 165 | 486500 | 233500
[5 empty] | 487500233500 | 165 | 487500 | 233500
[5 empty] | 488500233500 | 165 | 488500 | 233500
[5 empty] | 489500233500 | 165 | 489500 | 233500
[5 empty] | 490500233500 | 165 | 490500 | 233500
[5 empty] | 491500233500 | 165 | 491500 | 233500
[5 empty] | 485500232500 | 165 | 485500 | 232500
[5 empty] | 486500232500 | 165 | 486500 | 232500
[5 empty] | 487500232500 | 165 | 487500 | 232500
[5 empty] | 490500232500 | 165 | 490500 | 232500
[5 empty] | 491500232500 | 165 | 491500 | 232500
[5 empty] | 486500231500 | 165 | 486500 | 231500
[5 empty] | 487500231500 | 165 | 487500 | 231500
[5 empty] | 492500231500 | 165 | 492500 | 231500
[5 empty] | 516500159500 | 166 | 516500 | 159500
[5 empty] | 517500159500 | 166 | 517500 | 159500
[5 empty] | 518500159500 | 166 | 518500 | 159500
[5 empty] | 514500158500 | 166 | 514500 | 158500
[5 empty] | 515500158500 | 166 | 515500 | 158500
[5 empty] | 516500158500 | 166 | 516500 | 158500
[5 empty] | 517500158500 | 166 | 517500 | 158500
[5 empty] | 518500158500 | 166 | 518500 | 158500
[5 empty] | 519500158500 | 166 | 519500 | 158500
[5 empty] | 512500157500 | 166 | 512500 | 157500
[5 empty] | 513500157500 | 166 | 513500 | 157500
[5 empty] | 514500157500 | 166 | 514500 | 157500
[5 empty] | 515500157500 | 166 | 515500 | 157500
[5 empty] | 516500157500 | 166 | 516500 | 157500
[5 empty] | 517500157500 | 166 | 517500 | 157500
[5 empty] | 518500157500 | 166 | 518500 | 157500
[5 empty] | 519500157500 | 166 | 519500 | 157500
[5 empty] | 512500156500 | 166 | 512500 | 156500
[5 empty] | 513500156500 | 166 | 513500 | 156500
[5 empty] | 514500156500 | 166 | 514500 | 156500
[5 empty] | 515500156500 | 166 | 515500 | 156500
[5 empty] | 516500156500 | 166 | 516500 | 156500
[5 empty] | 517500156500 | 166 | 517500 | 156500
[5 empty] | 518500156500 | 166 | 518500 | 156500
[5 empty] | 519500156500 | 166 | 519500 | 156500
[5 empty] | 520500156500 | 166 | 520500 | 156500
[5 empty] | 512500155500 | 166 | 512500 | 155500
[5 empty] | 513500155500 | 166 | 513500 | 155500
[5 empty] | 514500155500 | 166 | 514500 | 155500
[5 empty] | 515500155500 | 166 | 515500 | 155500
[5 empty] | 516500155500 | 166 | 516500 | 155500
[5 empty] | 517500155500 | 166 | 517500 | 155500
[5 empty] | 518500155500 | 166 | 518500 | 155500
[5 empty] | 519500155500 | 166 | 519500 | 155500
[5 empty] | 520500155500 | 166 | 520500 | 155500
[5 empty] | 512500154500 | 166 | 512500 | 154500
[5 empty] | 513500154500 | 166 | 513500 | 154500
[5 empty] | 514500154500 | 166 | 514500 | 154500
[5 empty] | 515500154500 | 166 | 515500 | 154500
[5 empty] | 516500154500 | 166 | 516500 | 154500
[5 empty] | 517500154500 | 166 | 517500 | 154500
[5 empty] | 518500154500 | 166 | 518500 | 154500
[5 empty] | 519500154500 | 166 | 519500 | 154500
[5 empty] | 520500154500 | 166 | 520500 | 154500
[5 empty] | 512500153500 | 166 | 512500 | 153500
[5 empty] | 513500153500 | 166 | 513500 | 153500
[5 empty] | 514500153500 | 166 | 514500 | 153500
[5 empty] | 515500153500 | 166 | 515500 | 153500
[5 empty] | 516500153500 | 166 | 516500 | 153500
[5 empty] | 517500153500 | 166 | 517500 | 153500
[5 empty] | 518500153500 | 166 | 518500 | 153500
[5 empty] | 519500153500 | 166 | 519500 | 153500
[5 empty] | 520500153500 | 166 | 520500 | 153500
[5 empty] | 512500152500 | 166 | 512500 | 152500
[5 empty] | 513500152500 | 166 | 513500 | 152500
[5 empty] | 514500152500 | 166 | 514500 | 152500
[5 empty] | 515500152500 | 166 | 515500 | 152500
[5 empty] | 516500152500 | 166 | 516500 | 152500
[5 empty] | 517500152500 | 166 | 517500 | 152500
[5 empty] | 518500152500 | 166 | 518500 | 152500
[5 empty] | 519500152500 | 166 | 519500 | 152500
[5 empty] | 520500152500 | 166 | 520500 | 152500
[5 empty] | 521500152500 | 166 | 521500 | 152500
[5 empty] | 522500152500 | 166 | 522500 | 152500
[5 empty] | 512500151500 | 166 | 512500 | 151500
[5 empty] | 513500151500 | 166 | 513500 | 151500
[5 empty] | 514500151500 | 166 | 514500 | 151500
[5 empty] | 515500151500 | 166 | 515500 | 151500
[5 empty] | 516500151500 | 166 | 516500 | 151500
[5 empty] | 517500151500 | 166 | 517500 | 151500
[5 empty] | 518500151500 | 166 | 518500 | 151500
[5 empty] | 519500151500 | 166 | 519500 | 151500
[5 empty] | 520500151500 | 166 | 520500 | 151500
[5 empty] | 521500151500 | 166 | 521500 | 151500
[5 empty] | 522500151500 | 166 | 522500 | 151500
[5 empty] | 523500151500 | 166 | 523500 | 151500
[5 empty] | 512500150500 | 166 | 512500 | 150500
[5 empty] | 513500150500 | 166 | 513500 | 150500
[5 empty] | 514500150500 | 166 | 514500 | 150500
[5 empty] | 515500150500 | 166 | 515500 | 150500
[5 empty] | 516500150500 | 166 | 516500 | 150500
[5 empty] | 517500150500 | 166 | 517500 | 150500
[5 empty] | 518500150500 | 166 | 518500 | 150500
[5 empty] | 519500150500 | 166 | 519500 | 150500
[5 empty] | 520500150500 | 166 | 520500 | 150500
[5 empty] | 521500150500 | 166 | 521500 | 150500
[5 empty] | 522500150500 | 166 | 522500 | 150500
[5 empty] | 510500149500 | 166 | 510500 | 149500
[5 empty] | 511500149500 | 166 | 511500 | 149500
[5 empty] | 512500149500 | 166 | 512500 | 149500
[5 empty] | 513500149500 | 166 | 513500 | 149500
[5 empty] | 514500149500 | 166 | 514500 | 149500
[5 empty] | 515500149500 | 166 | 515500 | 149500
[5 empty] | 516500149500 | 166 | 516500 | 149500
[5 empty] | 517500149500 | 166 | 517500 | 149500
[5 empty] | 518500149500 | 166 | 518500 | 149500
[5 empty] | 519500149500 | 166 | 519500 | 149500
[5 empty] | 520500149500 | 166 | 520500 | 149500
[5 empty] | 521500149500 | 166 | 521500 | 149500
[5 empty] | 510500148500 | 166 | 510500 | 148500
[5 empty] | 511500148500 | 166 | 511500 | 148500
[5 empty] | 512500148500 | 166 | 512500 | 148500
[5 empty] | 513500148500 | 166 | 513500 | 148500
[5 empty] | 514500148500 | 166 | 514500 | 148500
[5 empty] | 515500148500 | 166 | 515500 | 148500
[5 empty] | 516500148500 | 166 | 516500 | 148500
[5 empty] | 517500148500 | 166 | 517500 | 148500
[5 empty] | 518500148500 | 166 | 518500 | 148500
[5 empty] | 519500148500 | 166 | 519500 | 148500
[5 empty] | 520500148500 | 166 | 520500 | 148500
[5 empty] | 521500148500 | 166 | 521500 | 148500
[5 empty] | 522500148500 | 166 | 522500 | 148500
[5 empty] | 509500147500 | 166 | 509500 | 147500
[5 empty] | 510500147500 | 166 | 510500 | 147500
[5 empty] | 511500147500 | 166 | 511500 | 147500
[5 empty] | 512500147500 | 166 | 512500 | 147500
[5 empty] | 513500147500 | 166 | 513500 | 147500
[5 empty] | 514500147500 | 166 | 514500 | 147500
[5 empty] | 515500147500 | 166 | 515500 | 147500
[5 empty] | 516500147500 | 166 | 516500 | 147500
[5 empty] | 517500147500 | 166 | 517500 | 147500
[5 empty] | 518500147500 | 166 | 518500 | 147500
[5 empty] | 519500147500 | 166 | 519500 | 147500
[5 empty] | 520500147500 | 166 | 520500 | 147500
[5 empty] | 521500147500 | 166 | 521500 | 147500
[5 empty] | 522500147500 | 166 | 522500 | 147500
[5 empty] | 523500147500 | 166 | 523500 | 147500
[5 empty] | 510500146500 | 166 | 510500 | 146500
[5 empty] | 511500146500 | 166 | 511500 | 146500
[5 empty] | 512500146500 | 166 | 512500 | 146500
[5 empty] | 513500146500 | 166 | 513500 | 146500
[5 empty] | 514500146500 | 166 | 514500 | 146500
[5 empty] | 515500146500 | 166 | 515500 | 146500
[5 empty] | 516500146500 | 166 | 516500 | 146500
[5 empty] | 517500146500 | 166 | 517500 | 146500
[5 empty] | 518500146500 | 166 | 518500 | 146500
[5 empty] | 519500146500 | 166 | 519500 | 146500
[5 empty] | 520500146500 | 166 | 520500 | 146500
[5 empty] | 521500146500 | 166 | 521500 | 146500
[5 empty] | 522500146500 | 166 | 522500 | 146500
[5 empty] | 523500146500 | 166 | 523500 | 146500
[5 empty] | 511500145500 | 166 | 511500 | 145500
[5 empty] | 512500145500 | 166 | 512500 | 145500
[5 empty] | 513500145500 | 166 | 513500 | 145500
[5 empty] | 514500145500 | 166 | 514500 | 145500
[5 empty] | 515500145500 | 166 | 515500 | 145500
[5 empty] | 516500145500 | 166 | 516500 | 145500
[5 empty] | 517500145500 | 166 | 517500 | 145500
[5 empty] | 518500145500 | 166 | 518500 | 145500
[5 empty] | 519500145500 | 166 | 519500 | 145500
[5 empty] | 520500145500 | 166 | 520500 | 145500
[5 empty] | 521500145500 | 166 | 521500 | 145500
[5 empty] | 522500145500 | 166 | 522500 | 145500
[5 empty] | 523500145500 | 166 | 523500 | 145500
[5 empty] | 524500145500 | 166 | 524500 | 145500
[5 empty] | 511500144500 | 166 | 511500 | 144500
[5 empty] | 512500144500 | 166 | 512500 | 144500
[5 empty] | 513500144500 | 166 | 513500 | 144500
[5 empty] | 514500144500 | 166 | 514500 | 144500
[5 empty] | 515500144500 | 166 | 515500 | 144500
[5 empty] | 516500144500 | 166 | 516500 | 144500
[5 empty] | 517500144500 | 166 | 517500 | 144500
[5 empty] | 518500144500 | 166 | 518500 | 144500
[5 empty] | 519500144500 | 166 | 519500 | 144500
[5 empty] | 520500144500 | 166 | 520500 | 144500
[5 empty] | 521500144500 | 166 | 521500 | 144500
[5 empty] | 522500144500 | 166 | 522500 | 144500
[5 empty] | 511500143500 | 166 | 511500 | 143500
[5 empty] | 512500143500 | 166 | 512500 | 143500
[5 empty] | 513500143500 | 166 | 513500 | 143500
[5 empty] | 514500143500 | 166 | 514500 | 143500
[5 empty] | 515500143500 | 166 | 515500 | 143500
[5 empty] | 516500143500 | 166 | 516500 | 143500
[5 empty] | 517500143500 | 166 | 517500 | 143500
[5 empty] | 518500143500 | 166 | 518500 | 143500
[5 empty] | 519500143500 | 166 | 519500 | 143500
[5 empty] | 520500143500 | 166 | 520500 | 143500
[5 empty] | 521500143500 | 166 | 521500 | 143500
[5 empty] | 522500143500 | 166 | 522500 | 143500
[5 empty] | 523500143500 | 166 | 523500 | 143500
[5 empty] | 526500143500 | 166 | 526500 | 143500
[5 empty] | 511500142500 | 166 | 511500 | 142500
[5 empty] | 512500142500 | 166 | 512500 | 142500
[5 empty] | 513500142500 | 166 | 513500 | 142500
[5 empty] | 514500142500 | 166 | 514500 | 142500
[5 empty] | 515500142500 | 166 | 515500 | 142500
[5 empty] | 516500142500 | 166 | 516500 | 142500
[5 empty] | 517500142500 | 166 | 517500 | 142500
[5 empty] | 518500142500 | 166 | 518500 | 142500
[5 empty] | 519500142500 | 166 | 519500 | 142500
[5 empty] | 520500142500 | 166 | 520500 | 142500
[5 empty] | 521500142500 | 166 | 521500 | 142500
[5 empty] | 522500142500 | 166 | 522500 | 142500
[5 empty] | 523500142500 | 166 | 523500 | 142500
[5 empty] | 524500142500 | 166 | 524500 | 142500
[5 empty] | 525500142500 | 166 | 525500 | 142500
[5 empty] | 526500142500 | 166 | 526500 | 142500
[5 empty] | 511500141500 | 166 | 511500 | 141500
[5 empty] | 512500141500 | 166 | 512500 | 141500
[5 empty] | 513500141500 | 166 | 513500 | 141500
[5 empty] | 514500141500 | 166 | 514500 | 141500
[5 empty] | 515500141500 | 166 | 515500 | 141500
[5 empty] | 516500141500 | 166 | 516500 | 141500
[5 empty] | 517500141500 | 166 | 517500 | 141500
[5 empty] | 518500141500 | 166 | 518500 | 141500
[5 empty] | 519500141500 | 166 | 519500 | 141500
[5 empty] | 520500141500 | 166 | 520500 | 141500
[5 empty] | 521500141500 | 166 | 521500 | 141500
[5 empty] | 522500141500 | 166 | 522500 | 141500
[5 empty] | 523500141500 | 166 | 523500 | 141500
[5 empty] | 524500141500 | 166 | 524500 | 141500
[5 empty] | 525500141500 | 166 | 525500 | 141500
[5 empty] | 511500140500 | 166 | 511500 | 140500
[5 empty] | 512500140500 | 166 | 512500 | 140500
[5 empty] | 513500140500 | 166 | 513500 | 140500
[5 empty] | 514500140500 | 166 | 514500 | 140500
[5 empty] | 515500140500 | 166 | 515500 | 140500
[5 empty] | 516500140500 | 166 | 516500 | 140500
[5 empty] | 517500140500 | 166 | 517500 | 140500
[5 empty] | 518500140500 | 166 | 518500 | 140500
[5 empty] | 519500140500 | 166 | 519500 | 140500
[5 empty] | 520500140500 | 166 | 520500 | 140500
[5 empty] | 521500140500 | 166 | 521500 | 140500
[5 empty] | 522500140500 | 166 | 522500 | 140500
[5 empty] | 523500140500 | 166 | 523500 | 140500
[5 empty] | 524500140500 | 166 | 524500 | 140500
[5 empty] | 511500139500 | 166 | 511500 | 139500
[5 empty] | 512500139500 | 166 | 512500 | 139500
[5 empty] | 513500139500 | 166 | 513500 | 139500
[5 empty] | 514500139500 | 166 | 514500 | 139500
[5 empty] | 515500139500 | 166 | 515500 | 139500
[5 empty] | 516500139500 | 166 | 516500 | 139500
[5 empty] | 517500139500 | 166 | 517500 | 139500
[5 empty] | 518500139500 | 166 | 518500 | 139500
[5 empty] | 519500139500 | 166 | 519500 | 139500
[5 empty] | 520500139500 | 166 | 520500 | 139500
[5 empty] | 521500139500 | 166 | 521500 | 139500
[5 empty] | 511500138500 | 166 | 511500 | 138500
[5 empty] | 512500138500 | 166 | 512500 | 138500
[5 empty] | 513500138500 | 166 | 513500 | 138500
[5 empty] | 514500138500 | 166 | 514500 | 138500
[5 empty] | 515500138500 | 166 | 515500 | 138500
[5 empty] | 516500138500 | 166 | 516500 | 138500
[5 empty] | 517500138500 | 166 | 517500 | 138500
[5 empty] | 518500138500 | 166 | 518500 | 138500
[5 empty] | 519500138500 | 166 | 519500 | 138500
[5 empty] | 520500138500 | 166 | 520500 | 138500
[5 empty] | 511500137500 | 166 | 511500 | 137500
[5 empty] | 512500137500 | 166 | 512500 | 137500
[5 empty] | 513500137500 | 166 | 513500 | 137500
[5 empty] | 514500137500 | 166 | 514500 | 137500
[5 empty] | 515500137500 | 166 | 515500 | 137500
[5 empty] | 516500137500 | 166 | 516500 | 137500
[5 empty] | 518500137500 | 166 | 518500 | 137500
[5 empty] | 511500136500 | 166 | 511500 | 136500
[5 empty] | 512500136500 | 166 | 512500 | 136500
[5 empty] | 513500136500 | 166 | 513500 | 136500
[5 empty] | 511500135500 | 166 | 511500 | 135500
[5 empty] | 408500122500 | 167 | 408500 | 122500
[5 empty] | 410500122500 | 167 | 410500 | 122500
[5 empty] | 411500122500 | 167 | 411500 | 122500
[5 empty] | 405500121500 | 167 | 405500 | 121500
[5 empty] | 406500121500 | 167 | 406500 | 121500
[5 empty] | 407500121500 | 167 | 407500 | 121500
[5 empty] | 408500121500 | 167 | 408500 | 121500
[5 empty] | 410500121500 | 167 | 410500 | 121500
[5 empty] | 411500121500 | 167 | 411500 | 121500
[5 empty] | 412500121500 | 167 | 412500 | 121500
[5 empty] | 403500120500 | 167 | 403500 | 120500
[5 empty] | 404500120500 | 167 | 404500 | 120500
[5 empty] | 405500120500 | 167 | 405500 | 120500
[5 empty] | 406500120500 | 167 | 406500 | 120500
[5 empty] | 407500120500 | 167 | 407500 | 120500
[5 empty] | 408500120500 | 167 | 408500 | 120500
[5 empty] | 409500120500 | 167 | 409500 | 120500
[5 empty] | 410500120500 | 167 | 410500 | 120500
[5 empty] | 411500120500 | 167 | 411500 | 120500
[5 empty] | 412500120500 | 167 | 412500 | 120500
[5 empty] | 413500120500 | 167 | 413500 | 120500
[5 empty] | 414500120500 | 167 | 414500 | 120500
[5 empty] | 415500120500 | 167 | 415500 | 120500
[5 empty] | 404500119500 | 167 | 404500 | 119500
[5 empty] | 405500119500 | 167 | 405500 | 119500
[5 empty] | 406500119500 | 167 | 406500 | 119500
[5 empty] | 407500119500 | 167 | 407500 | 119500
[5 empty] | 408500119500 | 167 | 408500 | 119500
[5 empty] | 409500119500 | 167 | 409500 | 119500
[5 empty] | 410500119500 | 167 | 410500 | 119500
[5 empty] | 411500119500 | 167 | 411500 | 119500
[5 empty] | 412500119500 | 167 | 412500 | 119500
[5 empty] | 413500119500 | 167 | 413500 | 119500
[5 empty] | 414500119500 | 167 | 414500 | 119500
[5 empty] | 415500119500 | 167 | 415500 | 119500
[5 empty] | 416500119500 | 167 | 416500 | 119500
[5 empty] | 417500119500 | 167 | 417500 | 119500
[5 empty] | 418500119500 | 167 | 418500 | 119500
[5 empty] | 419500119500 | 167 | 419500 | 119500
[5 empty] | 405500118500 | 167 | 405500 | 118500
[5 empty] | 406500118500 | 167 | 406500 | 118500
[5 empty] | 407500118500 | 167 | 407500 | 118500
[5 empty] | 408500118500 | 167 | 408500 | 118500
[5 empty] | 409500118500 | 167 | 409500 | 118500
[5 empty] | 410500118500 | 167 | 410500 | 118500
[5 empty] | 411500118500 | 167 | 411500 | 118500
[5 empty] | 412500118500 | 167 | 412500 | 118500
[5 empty] | 413500118500 | 167 | 413500 | 118500
[5 empty] | 414500118500 | 167 | 414500 | 118500
[5 empty] | 415500118500 | 167 | 415500 | 118500
[5 empty] | 416500118500 | 167 | 416500 | 118500
[5 empty] | 417500118500 | 167 | 417500 | 118500
[5 empty] | 418500118500 | 167 | 418500 | 118500
[5 empty] | 419500118500 | 167 | 419500 | 118500
[5 empty] | 420500118500 | 167 | 420500 | 118500
[5 empty] | 431500118500 | 167 | 431500 | 118500
[5 empty] | 406500117500 | 167 | 406500 | 117500
[5 empty] | 407500117500 | 167 | 407500 | 117500
[5 empty] | 408500117500 | 167 | 408500 | 117500
[5 empty] | 409500117500 | 167 | 409500 | 117500
[5 empty] | 410500117500 | 167 | 410500 | 117500
[5 empty] | 411500117500 | 167 | 411500 | 117500
[5 empty] | 412500117500 | 167 | 412500 | 117500
[5 empty] | 413500117500 | 167 | 413500 | 117500
[5 empty] | 414500117500 | 167 | 414500 | 117500
[5 empty] | 415500117500 | 167 | 415500 | 117500
[5 empty] | 416500117500 | 167 | 416500 | 117500
[5 empty] | 417500117500 | 167 | 417500 | 117500
[5 empty] | 418500117500 | 167 | 418500 | 117500
[5 empty] | 419500117500 | 167 | 419500 | 117500
[5 empty] | 420500117500 | 167 | 420500 | 117500
[5 empty] | 421500117500 | 167 | 421500 | 117500
[5 empty] | 426500117500 | 167 | 426500 | 117500
[5 empty] | 427500117500 | 167 | 427500 | 117500
[5 empty] | 429500117500 | 167 | 429500 | 117500
[5 empty] | 430500117500 | 167 | 430500 | 117500
[5 empty] | 431500117500 | 167 | 431500 | 117500
[5 empty] | 432500117500 | 167 | 432500 | 117500
[5 empty] | 406500116500 | 167 | 406500 | 116500
[5 empty] | 407500116500 | 167 | 407500 | 116500
[5 empty] | 408500116500 | 167 | 408500 | 116500
[5 empty] | 409500116500 | 167 | 409500 | 116500
[5 empty] | 410500116500 | 167 | 410500 | 116500
[5 empty] | 411500116500 | 167 | 411500 | 116500
[5 empty] | 412500116500 | 167 | 412500 | 116500
[5 empty] | 413500116500 | 167 | 413500 | 116500
[5 empty] | 414500116500 | 167 | 414500 | 116500
[5 empty] | 415500116500 | 167 | 415500 | 116500
[5 empty] | 416500116500 | 167 | 416500 | 116500
[5 empty] | 417500116500 | 167 | 417500 | 116500
[5 empty] | 418500116500 | 167 | 418500 | 116500
[5 empty] | 419500116500 | 167 | 419500 | 116500
[5 empty] | 420500116500 | 167 | 420500 | 116500
[5 empty] | 421500116500 | 167 | 421500 | 116500
[5 empty] | 422500116500 | 167 | 422500 | 116500
[5 empty] | 425500116500 | 167 | 425500 | 116500
[5 empty] | 426500116500 | 167 | 426500 | 116500
[5 empty] | 427500116500 | 167 | 427500 | 116500
[5 empty] | 428500116500 | 167 | 428500 | 116500
[5 empty] | 429500116500 | 167 | 429500 | 116500
[5 empty] | 430500116500 | 167 | 430500 | 116500
[5 empty] | 431500116500 | 167 | 431500 | 116500
[5 empty] | 432500116500 | 167 | 432500 | 116500
[5 empty] | 433500116500 | 167 | 433500 | 116500
[5 empty] | 434500116500 | 167 | 434500 | 116500
[5 empty] | 407500115500 | 167 | 407500 | 115500
[5 empty] | 408500115500 | 167 | 408500 | 115500
[5 empty] | 409500115500 | 167 | 409500 | 115500
[5 empty] | 410500115500 | 167 | 410500 | 115500
[5 empty] | 411500115500 | 167 | 411500 | 115500
[5 empty] | 412500115500 | 167 | 412500 | 115500
[5 empty] | 413500115500 | 167 | 413500 | 115500
[5 empty] | 414500115500 | 167 | 414500 | 115500
[5 empty] | 415500115500 | 167 | 415500 | 115500
[5 empty] | 416500115500 | 167 | 416500 | 115500
[5 empty] | 417500115500 | 167 | 417500 | 115500
[5 empty] | 418500115500 | 167 | 418500 | 115500
[5 empty] | 419500115500 | 167 | 419500 | 115500
[5 empty] | 420500115500 | 167 | 420500 | 115500
[5 empty] | 421500115500 | 167 | 421500 | 115500
[5 empty] | 422500115500 | 167 | 422500 | 115500
[5 empty] | 423500115500 | 167 | 423500 | 115500
[5 empty] | 424500115500 | 167 | 424500 | 115500
[5 empty] | 425500115500 | 167 | 425500 | 115500
[5 empty] | 426500115500 | 167 | 426500 | 115500
[5 empty] | 427500115500 | 167 | 427500 | 115500
[5 empty] | 428500115500 | 167 | 428500 | 115500
[5 empty] | 429500115500 | 167 | 429500 | 115500
[5 empty] | 430500115500 | 167 | 430500 | 115500
[5 empty] | 431500115500 | 167 | 431500 | 115500
[5 empty] | 432500115500 | 167 | 432500 | 115500
[5 empty] | 433500115500 | 167 | 433500 | 115500
[5 empty] | 434500115500 | 167 | 434500 | 115500
[5 empty] | 408500114500 | 167 | 408500 | 114500
[5 empty] | 409500114500 | 167 | 409500 | 114500
[5 empty] | 410500114500 | 167 | 410500 | 114500
[5 empty] | 412500114500 | 167 | 412500 | 114500
[5 empty] | 413500114500 | 167 | 413500 | 114500
[5 empty] | 414500114500 | 167 | 414500 | 114500
[5 empty] | 415500114500 | 167 | 415500 | 114500
[5 empty] | 416500114500 | 167 | 416500 | 114500
[5 empty] | 417500114500 | 167 | 417500 | 114500
[5 empty] | 418500114500 | 167 | 418500 | 114500
[5 empty] | 419500114500 | 167 | 419500 | 114500
[5 empty] | 420500114500 | 167 | 420500 | 114500
[5 empty] | 421500114500 | 167 | 421500 | 114500
[5 empty] | 422500114500 | 167 | 422500 | 114500
[5 empty] | 423500114500 | 167 | 423500 | 114500
[5 empty] | 424500114500 | 167 | 424500 | 114500
[5 empty] | 425500114500 | 167 | 425500 | 114500
[5 empty] | 426500114500 | 167 | 426500 | 114500
[5 empty] | 427500114500 | 167 | 427500 | 114500
[5 empty] | 428500114500 | 167 | 428500 | 114500
[5 empty] | 429500114500 | 167 | 429500 | 114500
[5 empty] | 430500114500 | 167 | 430500 | 114500
[5 empty] | 431500114500 | 167 | 431500 | 114500
[5 empty] | 432500114500 | 167 | 432500 | 114500
[5 empty] | 433500114500 | 167 | 433500 | 114500
[5 empty] | 434500114500 | 167 | 434500 | 114500
[5 empty] | 435500114500 | 167 | 435500 | 114500
[5 empty] | 436500114500 | 167 | 436500 | 114500
[5 empty] | 409500113500 | 167 | 409500 | 113500
[5 empty] | 413500113500 | 167 | 413500 | 113500
[5 empty] | 414500113500 | 167 | 414500 | 113500
[5 empty] | 415500113500 | 167 | 415500 | 113500
[5 empty] | 416500113500 | 167 | 416500 | 113500
[5 empty] | 417500113500 | 167 | 417500 | 113500
[5 empty] | 418500113500 | 167 | 418500 | 113500
[5 empty] | 419500113500 | 167 | 419500 | 113500
[5 empty] | 420500113500 | 167 | 420500 | 113500
[5 empty] | 421500113500 | 167 | 421500 | 113500
[5 empty] | 422500113500 | 167 | 422500 | 113500
[5 empty] | 423500113500 | 167 | 423500 | 113500
[5 empty] | 424500113500 | 167 | 424500 | 113500
[5 empty] | 425500113500 | 167 | 425500 | 113500
[5 empty] | 426500113500 | 167 | 426500 | 113500
[5 empty] | 427500113500 | 167 | 427500 | 113500
[5 empty] | 428500113500 | 167 | 428500 | 113500
[5 empty] | 429500113500 | 167 | 429500 | 113500
[5 empty] | 430500113500 | 167 | 430500 | 113500
[5 empty] | 431500113500 | 167 | 431500 | 113500
[5 empty] | 432500113500 | 167 | 432500 | 113500
[5 empty] | 433500113500 | 167 | 433500 | 113500
[5 empty] | 434500113500 | 167 | 434500 | 113500
[5 empty] | 435500113500 | 167 | 435500 | 113500
[5 empty] | 436500113500 | 167 | 436500 | 113500
[5 empty] | 413500112500 | 167 | 413500 | 112500
[5 empty] | 414500112500 | 167 | 414500 | 112500
[5 empty] | 415500112500 | 167 | 415500 | 112500
[5 empty] | 416500112500 | 167 | 416500 | 112500
[5 empty] | 417500112500 | 167 | 417500 | 112500
[5 empty] | 418500112500 | 167 | 418500 | 112500
[5 empty] | 419500112500 | 167 | 419500 | 112500
[5 empty] | 420500112500 | 167 | 420500 | 112500
[5 empty] | 421500112500 | 167 | 421500 | 112500
[5 empty] | 422500112500 | 167 | 422500 | 112500
[5 empty] | 423500112500 | 167 | 423500 | 112500
[5 empty] | 424500112500 | 167 | 424500 | 112500
[5 empty] | 425500112500 | 167 | 425500 | 112500
[5 empty] | 426500112500 | 167 | 426500 | 112500
[5 empty] | 427500112500 | 167 | 427500 | 112500
[5 empty] | 428500112500 | 167 | 428500 | 112500
[5 empty] | 429500112500 | 167 | 429500 | 112500
[5 empty] | 430500112500 | 167 | 430500 | 112500
[5 empty] | 431500112500 | 167 | 431500 | 112500
[5 empty] | 432500112500 | 167 | 432500 | 112500
[5 empty] | 433500112500 | 167 | 433500 | 112500
[5 empty] | 434500112500 | 167 | 434500 | 112500
[5 empty] | 435500112500 | 167 | 435500 | 112500
[5 empty] | 436500112500 | 167 | 436500 | 112500
[5 empty] | 437500112500 | 167 | 437500 | 112500
[5 empty] | 413500111500 | 167 | 413500 | 111500
[5 empty] | 414500111500 | 167 | 414500 | 111500
[5 empty] | 415500111500 | 167 | 415500 | 111500
[5 empty] | 416500111500 | 167 | 416500 | 111500
[5 empty] | 417500111500 | 167 | 417500 | 111500
[5 empty] | 418500111500 | 167 | 418500 | 111500
[5 empty] | 419500111500 | 167 | 419500 | 111500
[5 empty] | 420500111500 | 167 | 420500 | 111500
[5 empty] | 421500111500 | 167 | 421500 | 111500
[5 empty] | 422500111500 | 167 | 422500 | 111500
[5 empty] | 423500111500 | 167 | 423500 | 111500
[5 empty] | 424500111500 | 167 | 424500 | 111500
[5 empty] | 425500111500 | 167 | 425500 | 111500
[5 empty] | 426500111500 | 167 | 426500 | 111500
[5 empty] | 427500111500 | 167 | 427500 | 111500
[5 empty] | 428500111500 | 167 | 428500 | 111500
[5 empty] | 429500111500 | 167 | 429500 | 111500
[5 empty] | 430500111500 | 167 | 430500 | 111500
[5 empty] | 431500111500 | 167 | 431500 | 111500
[5 empty] | 432500111500 | 167 | 432500 | 111500
[5 empty] | 433500111500 | 167 | 433500 | 111500
[5 empty] | 434500111500 | 167 | 434500 | 111500
[5 empty] | 435500111500 | 167 | 435500 | 111500
[5 empty] | 436500111500 | 167 | 436500 | 111500
[5 empty] | 437500111500 | 167 | 437500 | 111500
[5 empty] | 438500111500 | 167 | 438500 | 111500
[5 empty] | 439500111500 | 167 | 439500 | 111500
[5 empty] | 411500110500 | 167 | 411500 | 110500
[5 empty] | 412500110500 | 167 | 412500 | 110500
[5 empty] | 413500110500 | 167 | 413500 | 110500
[5 empty] | 414500110500 | 167 | 414500 | 110500
[5 empty] | 415500110500 | 167 | 415500 | 110500
[5 empty] | 416500110500 | 167 | 416500 | 110500
[5 empty] | 417500110500 | 167 | 417500 | 110500
[5 empty] | 418500110500 | 167 | 418500 | 110500
[5 empty] | 419500110500 | 167 | 419500 | 110500
[5 empty] | 420500110500 | 167 | 420500 | 110500
[5 empty] | 421500110500 | 167 | 421500 | 110500
[5 empty] | 422500110500 | 167 | 422500 | 110500
[5 empty] | 423500110500 | 167 | 423500 | 110500
[5 empty] | 424500110500 | 167 | 424500 | 110500
[5 empty] | 425500110500 | 167 | 425500 | 110500
[5 empty] | 426500110500 | 167 | 426500 | 110500
[5 empty] | 427500110500 | 167 | 427500 | 110500
[5 empty] | 428500110500 | 167 | 428500 | 110500
[5 empty] | 429500110500 | 167 | 429500 | 110500
[5 empty] | 430500110500 | 167 | 430500 | 110500
[5 empty] | 431500110500 | 167 | 431500 | 110500
[5 empty] | 432500110500 | 167 | 432500 | 110500
[5 empty] | 433500110500 | 167 | 433500 | 110500
[5 empty] | 434500110500 | 167 | 434500 | 110500
[5 empty] | 435500110500 | 167 | 435500 | 110500
[5 empty] | 436500110500 | 167 | 436500 | 110500
[5 empty] | 437500110500 | 167 | 437500 | 110500
[5 empty] | 438500110500 | 167 | 438500 | 110500
[5 empty] | 439500110500 | 167 | 439500 | 110500
[5 empty] | 440500110500 | 167 | 440500 | 110500
[5 empty] | 441500110500 | 167 | 441500 | 110500
[5 empty] | 411500109500 | 167 | 411500 | 109500
[5 empty] | 412500109500 | 167 | 412500 | 109500
[5 empty] | 413500109500 | 167 | 413500 | 109500
[5 empty] | 414500109500 | 167 | 414500 | 109500
[5 empty] | 415500109500 | 167 | 415500 | 109500
[5 empty] | 416500109500 | 167 | 416500 | 109500
[5 empty] | 417500109500 | 167 | 417500 | 109500
[5 empty] | 418500109500 | 167 | 418500 | 109500
[5 empty] | 419500109500 | 167 | 419500 | 109500
[5 empty] | 420500109500 | 167 | 420500 | 109500
[5 empty] | 421500109500 | 167 | 421500 | 109500
[5 empty] | 422500109500 | 167 | 422500 | 109500
[5 empty] | 423500109500 | 167 | 423500 | 109500
[5 empty] | 424500109500 | 167 | 424500 | 109500
[5 empty] | 425500109500 | 167 | 425500 | 109500
[5 empty] | 426500109500 | 167 | 426500 | 109500
[5 empty] | 427500109500 | 167 | 427500 | 109500
[5 empty] | 428500109500 | 167 | 428500 | 109500
[5 empty] | 429500109500 | 167 | 429500 | 109500
[5 empty] | 430500109500 | 167 | 430500 | 109500
[5 empty] | 431500109500 | 167 | 431500 | 109500
[5 empty] | 432500109500 | 167 | 432500 | 109500
[5 empty] | 433500109500 | 167 | 433500 | 109500
[5 empty] | 434500109500 | 167 | 434500 | 109500
[5 empty] | 435500109500 | 167 | 435500 | 109500
[5 empty] | 436500109500 | 167 | 436500 | 109500
[5 empty] | 437500109500 | 167 | 437500 | 109500
[5 empty] | 438500109500 | 167 | 438500 | 109500
[5 empty] | 439500109500 | 167 | 439500 | 109500
[5 empty] | 440500109500 | 167 | 440500 | 109500
[5 empty] | 441500109500 | 167 | 441500 | 109500
[5 empty] | 411500108500 | 167 | 411500 | 108500
[5 empty] | 412500108500 | 167 | 412500 | 108500
[5 empty] | 413500108500 | 167 | 413500 | 108500
[5 empty] | 414500108500 | 167 | 414500 | 108500
[5 empty] | 415500108500 | 167 | 415500 | 108500
[5 empty] | 416500108500 | 167 | 416500 | 108500
[5 empty] | 417500108500 | 167 | 417500 | 108500
[5 empty] | 418500108500 | 167 | 418500 | 108500
[5 empty] | 419500108500 | 167 | 419500 | 108500
[5 empty] | 420500108500 | 167 | 420500 | 108500
[5 empty] | 421500108500 | 167 | 421500 | 108500
[5 empty] | 422500108500 | 167 | 422500 | 108500
[5 empty] | 423500108500 | 167 | 423500 | 108500
[5 empty] | 424500108500 | 167 | 424500 | 108500
[5 empty] | 425500108500 | 167 | 425500 | 108500
[5 empty] | 426500108500 | 167 | 426500 | 108500
[5 empty] | 427500108500 | 167 | 427500 | 108500
[5 empty] | 428500108500 | 167 | 428500 | 108500
[5 empty] | 429500108500 | 167 | 429500 | 108500
[5 empty] | 430500108500 | 167 | 430500 | 108500
[5 empty] | 431500108500 | 167 | 431500 | 108500
[5 empty] | 432500108500 | 167 | 432500 | 108500
[5 empty] | 433500108500 | 167 | 433500 | 108500
[5 empty] | 434500108500 | 167 | 434500 | 108500
[5 empty] | 435500108500 | 167 | 435500 | 108500
[5 empty] | 436500108500 | 167 | 436500 | 108500
[5 empty] | 437500108500 | 167 | 437500 | 108500
[5 empty] | 438500108500 | 167 | 438500 | 108500
[5 empty] | 439500108500 | 167 | 439500 | 108500
[5 empty] | 440500108500 | 167 | 440500 | 108500
[5 empty] | 441500108500 | 167 | 441500 | 108500
[5 empty] | 442500108500 | 167 | 442500 | 108500
[5 empty] | 411500107500 | 167 | 411500 | 107500
[5 empty] | 412500107500 | 167 | 412500 | 107500
[5 empty] | 413500107500 | 167 | 413500 | 107500
[5 empty] | 414500107500 | 167 | 414500 | 107500
[5 empty] | 415500107500 | 167 | 415500 | 107500
[5 empty] | 416500107500 | 167 | 416500 | 107500
[5 empty] | 417500107500 | 167 | 417500 | 107500
[5 empty] | 418500107500 | 167 | 418500 | 107500
[5 empty] | 419500107500 | 167 | 419500 | 107500
[5 empty] | 420500107500 | 167 | 420500 | 107500
[5 empty] | 421500107500 | 167 | 421500 | 107500
[5 empty] | 422500107500 | 167 | 422500 | 107500
[5 empty] | 423500107500 | 167 | 423500 | 107500
[5 empty] | 424500107500 | 167 | 424500 | 107500
[5 empty] | 425500107500 | 167 | 425500 | 107500
[5 empty] | 426500107500 | 167 | 426500 | 107500
[5 empty] | 427500107500 | 167 | 427500 | 107500
[5 empty] | 428500107500 | 167 | 428500 | 107500
[5 empty] | 429500107500 | 167 | 429500 | 107500
[5 empty] | 430500107500 | 167 | 430500 | 107500
[5 empty] | 431500107500 | 167 | 431500 | 107500
[5 empty] | 432500107500 | 167 | 432500 | 107500
[5 empty] | 433500107500 | 167 | 433500 | 107500
[5 empty] | 434500107500 | 167 | 434500 | 107500
[5 empty] | 435500107500 | 167 | 435500 | 107500
[5 empty] | 436500107500 | 167 | 436500 | 107500
[5 empty] | 437500107500 | 167 | 437500 | 107500
[5 empty] | 438500107500 | 167 | 438500 | 107500
[5 empty] | 439500107500 | 167 | 439500 | 107500
[5 empty] | 440500107500 | 167 | 440500 | 107500
[5 empty] | 441500107500 | 167 | 441500 | 107500
[5 empty] | 442500107500 | 167 | 442500 | 107500
[5 empty] | 443500107500 | 167 | 443500 | 107500
[5 empty] | 411500106500 | 167 | 411500 | 106500
[5 empty] | 412500106500 | 167 | 412500 | 106500
[5 empty] | 414500106500 | 167 | 414500 | 106500
[5 empty] | 415500106500 | 167 | 415500 | 106500
[5 empty] | 416500106500 | 167 | 416500 | 106500
[5 empty] | 417500106500 | 167 | 417500 | 106500
[5 empty] | 418500106500 | 167 | 418500 | 106500
[5 empty] | 419500106500 | 167 | 419500 | 106500
[5 empty] | 420500106500 | 167 | 420500 | 106500
[5 empty] | 421500106500 | 167 | 421500 | 106500
[5 empty] | 422500106500 | 167 | 422500 | 106500
[5 empty] | 423500106500 | 167 | 423500 | 106500
[5 empty] | 424500106500 | 167 | 424500 | 106500
[5 empty] | 425500106500 | 167 | 425500 | 106500
[5 empty] | 426500106500 | 167 | 426500 | 106500
[5 empty] | 427500106500 | 167 | 427500 | 106500
[5 empty] | 428500106500 | 167 | 428500 | 106500
[5 empty] | 429500106500 | 167 | 429500 | 106500
[5 empty] | 430500106500 | 167 | 430500 | 106500
[5 empty] | 431500106500 | 167 | 431500 | 106500
[5 empty] | 432500106500 | 167 | 432500 | 106500
[5 empty] | 433500106500 | 167 | 433500 | 106500
[5 empty] | 434500106500 | 167 | 434500 | 106500
[5 empty] | 435500106500 | 167 | 435500 | 106500
[5 empty] | 436500106500 | 167 | 436500 | 106500
[5 empty] | 437500106500 | 167 | 437500 | 106500
[5 empty] | 438500106500 | 167 | 438500 | 106500
[5 empty] | 439500106500 | 167 | 439500 | 106500
[5 empty] | 440500106500 | 167 | 440500 | 106500
[5 empty] | 441500106500 | 167 | 441500 | 106500
[5 empty] | 442500106500 | 167 | 442500 | 106500
[5 empty] | 443500106500 | 167 | 443500 | 106500
[5 empty] | 444500106500 | 167 | 444500 | 106500
[5 empty] | 414500105500 | 167 | 414500 | 105500
[5 empty] | 415500105500 | 167 | 415500 | 105500
[5 empty] | 416500105500 | 167 | 416500 | 105500
[5 empty] | 417500105500 | 167 | 417500 | 105500
[5 empty] | 418500105500 | 167 | 418500 | 105500
[5 empty] | 419500105500 | 167 | 419500 | 105500
[5 empty] | 420500105500 | 167 | 420500 | 105500
[5 empty] | 421500105500 | 167 | 421500 | 105500
[5 empty] | 422500105500 | 167 | 422500 | 105500
[5 empty] | 423500105500 | 167 | 423500 | 105500
[5 empty] | 424500105500 | 167 | 424500 | 105500
[5 empty] | 425500105500 | 167 | 425500 | 105500
[5 empty] | 426500105500 | 167 | 426500 | 105500
[5 empty] | 427500105500 | 167 | 427500 | 105500
[5 empty] | 428500105500 | 167 | 428500 | 105500
[5 empty] | 429500105500 | 167 | 429500 | 105500
[5 empty] | 430500105500 | 167 | 430500 | 105500
[5 empty] | 431500105500 | 167 | 431500 | 105500
[5 empty] | 432500105500 | 167 | 432500 | 105500
[5 empty] | 433500105500 | 167 | 433500 | 105500
[5 empty] | 434500105500 | 167 | 434500 | 105500
[5 empty] | 435500105500 | 167 | 435500 | 105500
[5 empty] | 436500105500 | 167 | 436500 | 105500
[5 empty] | 437500105500 | 167 | 437500 | 105500
[5 empty] | 438500105500 | 167 | 438500 | 105500
[5 empty] | 439500105500 | 167 | 439500 | 105500
[5 empty] | 440500105500 | 167 | 440500 | 105500
[5 empty] | 441500105500 | 167 | 441500 | 105500
[5 empty] | 442500105500 | 167 | 442500 | 105500
[5 empty] | 443500105500 | 167 | 443500 | 105500
[5 empty] | 444500105500 | 167 | 444500 | 105500
[5 empty] | 445500105500 | 167 | 445500 | 105500
[5 empty] | 446500105500 | 167 | 446500 | 105500
[5 empty] | 414500104500 | 167 | 414500 | 104500
[5 empty] | 415500104500 | 167 | 415500 | 104500
[5 empty] | 416500104500 | 167 | 416500 | 104500
[5 empty] | 417500104500 | 167 | 417500 | 104500
[5 empty] | 418500104500 | 167 | 418500 | 104500
[5 empty] | 419500104500 | 167 | 419500 | 104500
[5 empty] | 420500104500 | 167 | 420500 | 104500
[5 empty] | 421500104500 | 167 | 421500 | 104500
[5 empty] | 422500104500 | 167 | 422500 | 104500
[5 empty] | 423500104500 | 167 | 423500 | 104500
[5 empty] | 424500104500 | 167 | 424500 | 104500
[5 empty] | 425500104500 | 167 | 425500 | 104500
[5 empty] | 426500104500 | 167 | 426500 | 104500
[5 empty] | 427500104500 | 167 | 427500 | 104500
[5 empty] | 428500104500 | 167 | 428500 | 104500
[5 empty] | 429500104500 | 167 | 429500 | 104500
[5 empty] | 430500104500 | 167 | 430500 | 104500
[5 empty] | 431500104500 | 167 | 431500 | 104500
[5 empty] | 432500104500 | 167 | 432500 | 104500
[5 empty] | 433500104500 | 167 | 433500 | 104500
[5 empty] | 434500104500 | 167 | 434500 | 104500
[5 empty] | 435500104500 | 167 | 435500 | 104500
[5 empty] | 436500104500 | 167 | 436500 | 104500
[5 empty] | 437500104500 | 167 | 437500 | 104500
[5 empty] | 438500104500 | 167 | 438500 | 104500
[5 empty] | 439500104500 | 167 | 439500 | 104500
[5 empty] | 440500104500 | 167 | 440500 | 104500
[5 empty] | 441500104500 | 167 | 441500 | 104500
[5 empty] | 442500104500 | 167 | 442500 | 104500
[5 empty] | 443500104500 | 167 | 443500 | 104500
[5 empty] | 444500104500 | 167 | 444500 | 104500
[5 empty] | 445500104500 | 167 | 445500 | 104500
[5 empty] | 446500104500 | 167 | 446500 | 104500
[5 empty] | 414500103500 | 167 | 414500 | 103500
[5 empty] | 415500103500 | 167 | 415500 | 103500
[5 empty] | 416500103500 | 167 | 416500 | 103500
[5 empty] | 417500103500 | 167 | 417500 | 103500
[5 empty] | 418500103500 | 167 | 418500 | 103500
[5 empty] | 419500103500 | 167 | 419500 | 103500
[5 empty] | 420500103500 | 167 | 420500 | 103500
[5 empty] | 421500103500 | 167 | 421500 | 103500
[5 empty] | 422500103500 | 167 | 422500 | 103500
[5 empty] | 423500103500 | 167 | 423500 | 103500
[5 empty] | 424500103500 | 167 | 424500 | 103500
[5 empty] | 425500103500 | 167 | 425500 | 103500
[5 empty] | 426500103500 | 167 | 426500 | 103500
[5 empty] | 427500103500 | 167 | 427500 | 103500
[5 empty] | 428500103500 | 167 | 428500 | 103500
[5 empty] | 429500103500 | 167 | 429500 | 103500
[5 empty] | 430500103500 | 167 | 430500 | 103500
[5 empty] | 431500103500 | 167 | 431500 | 103500
[5 empty] | 432500103500 | 167 | 432500 | 103500
[5 empty] | 433500103500 | 167 | 433500 | 103500
[5 empty] | 434500103500 | 167 | 434500 | 103500
[5 empty] | 435500103500 | 167 | 435500 | 103500
[5 empty] | 436500103500 | 167 | 436500 | 103500
[5 empty] | 437500103500 | 167 | 437500 | 103500
[5 empty] | 438500103500 | 167 | 438500 | 103500
[5 empty] | 439500103500 | 167 | 439500 | 103500
[5 empty] | 440500103500 | 167 | 440500 | 103500
[5 empty] | 441500103500 | 167 | 441500 | 103500
[5 empty] | 442500103500 | 167 | 442500 | 103500
[5 empty] | 443500103500 | 167 | 443500 | 103500
[5 empty] | 444500103500 | 167 | 444500 | 103500
[5 empty] | 445500103500 | 167 | 445500 | 103500
[5 empty] | 446500103500 | 167 | 446500 | 103500
[5 empty] | 447500103500 | 167 | 447500 | 103500
[5 empty] | 448500103500 | 167 | 448500 | 103500
[5 empty] | 414500102500 | 167 | 414500 | 102500
[5 empty] | 415500102500 | 167 | 415500 | 102500
[5 empty] | 416500102500 | 167 | 416500 | 102500
[5 empty] | 417500102500 | 167 | 417500 | 102500
[5 empty] | 418500102500 | 167 | 418500 | 102500
[5 empty] | 419500102500 | 167 | 419500 | 102500
[5 empty] | 420500102500 | 167 | 420500 | 102500
[5 empty] | 421500102500 | 167 | 421500 | 102500
[5 empty] | 422500102500 | 167 | 422500 | 102500
[5 empty] | 423500102500 | 167 | 423500 | 102500
[5 empty] | 424500102500 | 167 | 424500 | 102500
[5 empty] | 425500102500 | 167 | 425500 | 102500
[5 empty] | 426500102500 | 167 | 426500 | 102500
[5 empty] | 427500102500 | 167 | 427500 | 102500
[5 empty] | 428500102500 | 167 | 428500 | 102500
[5 empty] | 429500102500 | 167 | 429500 | 102500
[5 empty] | 430500102500 | 167 | 430500 | 102500
[5 empty] | 431500102500 | 167 | 431500 | 102500
[5 empty] | 432500102500 | 167 | 432500 | 102500
[5 empty] | 433500102500 | 167 | 433500 | 102500
[5 empty] | 434500102500 | 167 | 434500 | 102500
[5 empty] | 435500102500 | 167 | 435500 | 102500
[5 empty] | 436500102500 | 167 | 436500 | 102500
[5 empty] | 437500102500 | 167 | 437500 | 102500
[5 empty] | 438500102500 | 167 | 438500 | 102500
[5 empty] | 439500102500 | 167 | 439500 | 102500
[5 empty] | 440500102500 | 167 | 440500 | 102500
[5 empty] | 441500102500 | 167 | 441500 | 102500
[5 empty] | 442500102500 | 167 | 442500 | 102500
[5 empty] | 443500102500 | 167 | 443500 | 102500
[5 empty] | 444500102500 | 167 | 444500 | 102500
[5 empty] | 445500102500 | 167 | 445500 | 102500
[5 empty] | 446500102500 | 167 | 446500 | 102500
[5 empty] | 447500102500 | 167 | 447500 | 102500
[5 empty] | 448500102500 | 167 | 448500 | 102500
[5 empty] | 449500102500 | 167 | 449500 | 102500
[5 empty] | 414500101500 | 167 | 414500 | 101500
[5 empty] | 415500101500 | 167 | 415500 | 101500
[5 empty] | 416500101500 | 167 | 416500 | 101500
[5 empty] | 417500101500 | 167 | 417500 | 101500
[5 empty] | 418500101500 | 167 | 418500 | 101500
[5 empty] | 419500101500 | 167 | 419500 | 101500
[5 empty] | 420500101500 | 167 | 420500 | 101500
[5 empty] | 421500101500 | 167 | 421500 | 101500
[5 empty] | 422500101500 | 167 | 422500 | 101500
[5 empty] | 423500101500 | 167 | 423500 | 101500
[5 empty] | 424500101500 | 167 | 424500 | 101500
[5 empty] | 425500101500 | 167 | 425500 | 101500
[5 empty] | 426500101500 | 167 | 426500 | 101500
[5 empty] | 427500101500 | 167 | 427500 | 101500
[5 empty] | 428500101500 | 167 | 428500 | 101500
[5 empty] | 429500101500 | 167 | 429500 | 101500
[5 empty] | 430500101500 | 167 | 430500 | 101500
[5 empty] | 431500101500 | 167 | 431500 | 101500
[5 empty] | 432500101500 | 167 | 432500 | 101500
[5 empty] | 433500101500 | 167 | 433500 | 101500
[5 empty] | 434500101500 | 167 | 434500 | 101500
[5 empty] | 435500101500 | 167 | 435500 | 101500
[5 empty] | 436500101500 | 167 | 436500 | 101500
[5 empty] | 437500101500 | 167 | 437500 | 101500
[5 empty] | 438500101500 | 167 | 438500 | 101500
[5 empty] | 439500101500 | 167 | 439500 | 101500
[5 empty] | 440500101500 | 167 | 440500 | 101500
[5 empty] | 441500101500 | 167 | 441500 | 101500
[5 empty] | 442500101500 | 167 | 442500 | 101500
[5 empty] | 443500101500 | 167 | 443500 | 101500
[5 empty] | 444500101500 | 167 | 444500 | 101500
[5 empty] | 445500101500 | 167 | 445500 | 101500
[5 empty] | 446500101500 | 167 | 446500 | 101500
[5 empty] | 447500101500 | 167 | 447500 | 101500
[5 empty] | 448500101500 | 167 | 448500 | 101500
[5 empty] | 449500101500 | 167 | 449500 | 101500
[5 empty] | 414500100500 | 167 | 414500 | 100500
[5 empty] | 415500100500 | 167 | 415500 | 100500
[5 empty] | 416500100500 | 167 | 416500 | 100500
[5 empty] | 417500100500 | 167 | 417500 | 100500
[5 empty] | 418500100500 | 167 | 418500 | 100500
[5 empty] | 419500100500 | 167 | 419500 | 100500
[5 empty] | 420500100500 | 167 | 420500 | 100500
[5 empty] | 421500100500 | 167 | 421500 | 100500
[5 empty] | 422500100500 | 167 | 422500 | 100500
[5 empty] | 423500100500 | 167 | 423500 | 100500
[5 empty] | 424500100500 | 167 | 424500 | 100500
[5 empty] | 425500100500 | 167 | 425500 | 100500
[5 empty] | 426500100500 | 167 | 426500 | 100500
[5 empty] | 427500100500 | 167 | 427500 | 100500
[5 empty] | 428500100500 | 167 | 428500 | 100500
[5 empty] | 429500100500 | 167 | 429500 | 100500
[5 empty] | 430500100500 | 167 | 430500 | 100500
[5 empty] | 431500100500 | 167 | 431500 | 100500
[5 empty] | 432500100500 | 167 | 432500 | 100500
[5 empty] | 433500100500 | 167 | 433500 | 100500
[5 empty] | 434500100500 | 167 | 434500 | 100500
[5 empty] | 435500100500 | 167 | 435500 | 100500
[5 empty] | 436500100500 | 167 | 436500 | 100500
[5 empty] | 437500100500 | 167 | 437500 | 100500
[5 empty] | 438500100500 | 167 | 438500 | 100500
[5 empty] | 439500100500 | 167 | 439500 | 100500
[5 empty] | 440500100500 | 167 | 440500 | 100500
[5 empty] | 441500100500 | 167 | 441500 | 100500
[5 empty] | 442500100500 | 167 | 442500 | 100500
[5 empty] | 443500100500 | 167 | 443500 | 100500
[5 empty] | 444500100500 | 167 | 444500 | 100500
[5 empty] | 445500100500 | 167 | 445500 | 100500
[5 empty] | 446500100500 | 167 | 446500 | 100500
[5 empty] | 447500100500 | 167 | 447500 | 100500
[5 empty] | 448500100500 | 167 | 448500 | 100500
[5 empty] | 41450099500 | 167 | 414500 | 99500
[5 empty] | 41550099500 | 167 | 415500 | 99500
[5 empty] | 41650099500 | 167 | 416500 | 99500
[5 empty] | 41750099500 | 167 | 417500 | 99500
[5 empty] | 41850099500 | 167 | 418500 | 99500
[5 empty] | 41950099500 | 167 | 419500 | 99500
[5 empty] | 42050099500 | 167 | 420500 | 99500
[5 empty] | 42150099500 | 167 | 421500 | 99500
[5 empty] | 42250099500 | 167 | 422500 | 99500
[5 empty] | 42350099500 | 167 | 423500 | 99500
[5 empty] | 42450099500 | 167 | 424500 | 99500
[5 empty] | 42550099500 | 167 | 425500 | 99500
[5 empty] | 42650099500 | 167 | 426500 | 99500
[5 empty] | 42750099500 | 167 | 427500 | 99500
[5 empty] | 42850099500 | 167 | 428500 | 99500
[5 empty] | 42950099500 | 167 | 429500 | 99500
[5 empty] | 43050099500 | 167 | 430500 | 99500
[5 empty] | 43150099500 | 167 | 431500 | 99500
[5 empty] | 43250099500 | 167 | 432500 | 99500
[5 empty] | 43350099500 | 167 | 433500 | 99500
[5 empty] | 43450099500 | 167 | 434500 | 99500
[5 empty] | 43550099500 | 167 | 435500 | 99500
[5 empty] | 43650099500 | 167 | 436500 | 99500
[5 empty] | 43750099500 | 167 | 437500 | 99500
[5 empty] | 43850099500 | 167 | 438500 | 99500
[5 empty] | 43950099500 | 167 | 439500 | 99500
[5 empty] | 44050099500 | 167 | 440500 | 99500
[5 empty] | 44150099500 | 167 | 441500 | 99500
[5 empty] | 44250099500 | 167 | 442500 | 99500
[5 empty] | 44350099500 | 167 | 443500 | 99500
[5 empty] | 44450099500 | 167 | 444500 | 99500
[5 empty] | 44550099500 | 167 | 445500 | 99500
[5 empty] | 44650099500 | 167 | 446500 | 99500
[5 empty] | 44750099500 | 167 | 447500 | 99500
[5 empty] | 41450098500 | 167 | 414500 | 98500
[5 empty] | 41550098500 | 167 | 415500 | 98500
[5 empty] | 41650098500 | 167 | 416500 | 98500
[5 empty] | 41750098500 | 167 | 417500 | 98500
[5 empty] | 41850098500 | 167 | 418500 | 98500
[5 empty] | 41950098500 | 167 | 419500 | 98500
[5 empty] | 42050098500 | 167 | 420500 | 98500
[5 empty] | 42150098500 | 167 | 421500 | 98500
[5 empty] | 42250098500 | 167 | 422500 | 98500
[5 empty] | 42350098500 | 167 | 423500 | 98500
[5 empty] | 42450098500 | 167 | 424500 | 98500
[5 empty] | 42550098500 | 167 | 425500 | 98500
[5 empty] | 42650098500 | 167 | 426500 | 98500
[5 empty] | 42750098500 | 167 | 427500 | 98500
[5 empty] | 42850098500 | 167 | 428500 | 98500
[5 empty] | 42950098500 | 167 | 429500 | 98500
[5 empty] | 43050098500 | 167 | 430500 | 98500
[5 empty] | 43150098500 | 167 | 431500 | 98500
[5 empty] | 43250098500 | 167 | 432500 | 98500
[5 empty] | 43350098500 | 167 | 433500 | 98500
[5 empty] | 43450098500 | 167 | 434500 | 98500
[5 empty] | 43550098500 | 167 | 435500 | 98500
[5 empty] | 43650098500 | 167 | 436500 | 98500
[5 empty] | 43750098500 | 167 | 437500 | 98500
[5 empty] | 43850098500 | 167 | 438500 | 98500
[5 empty] | 43950098500 | 167 | 439500 | 98500
[5 empty] | 44050098500 | 167 | 440500 | 98500
[5 empty] | 44150098500 | 167 | 441500 | 98500
[5 empty] | 44250098500 | 167 | 442500 | 98500
[5 empty] | 44350098500 | 167 | 443500 | 98500
[5 empty] | 44450098500 | 167 | 444500 | 98500
[5 empty] | 44550098500 | 167 | 445500 | 98500
[5 empty] | 44650098500 | 167 | 446500 | 98500
[5 empty] | 41550097500 | 167 | 415500 | 97500
[5 empty] | 41650097500 | 167 | 416500 | 97500
[5 empty] | 41850097500 | 167 | 418500 | 97500
[5 empty] | 41950097500 | 167 | 419500 | 97500
[5 empty] | 42050097500 | 167 | 420500 | 97500
[5 empty] | 42150097500 | 167 | 421500 | 97500
[5 empty] | 42250097500 | 167 | 422500 | 97500
[5 empty] | 42350097500 | 167 | 423500 | 97500
[5 empty] | 42450097500 | 167 | 424500 | 97500
[5 empty] | 42550097500 | 167 | 425500 | 97500
[5 empty] | 42650097500 | 167 | 426500 | 97500
[5 empty] | 42750097500 | 167 | 427500 | 97500
[5 empty] | 42850097500 | 167 | 428500 | 97500
[5 empty] | 42950097500 | 167 | 429500 | 97500
[5 empty] | 43050097500 | 167 | 430500 | 97500
[5 empty] | 43150097500 | 167 | 431500 | 97500
[5 empty] | 43250097500 | 167 | 432500 | 97500
[5 empty] | 43350097500 | 167 | 433500 | 97500
[5 empty] | 43450097500 | 167 | 434500 | 97500
[5 empty] | 43550097500 | 167 | 435500 | 97500
[5 empty] | 43650097500 | 167 | 436500 | 97500
[5 empty] | 43750097500 | 167 | 437500 | 97500
[5 empty] | 43850097500 | 167 | 438500 | 97500
[5 empty] | 43950097500 | 167 | 439500 | 97500
[5 empty] | 44050097500 | 167 | 440500 | 97500
[5 empty] | 44150097500 | 167 | 441500 | 97500
[5 empty] | 44250097500 | 167 | 442500 | 97500
[5 empty] | 44350097500 | 167 | 443500 | 97500
[5 empty] | 41550096500 | 167 | 415500 | 96500
[5 empty] | 41850096500 | 167 | 418500 | 96500
[5 empty] | 41950096500 | 167 | 419500 | 96500
[5 empty] | 42050096500 | 167 | 420500 | 96500
[5 empty] | 42150096500 | 167 | 421500 | 96500
[5 empty] | 42250096500 | 167 | 422500 | 96500
[5 empty] | 42350096500 | 167 | 423500 | 96500
[5 empty] | 42450096500 | 167 | 424500 | 96500
[5 empty] | 42550096500 | 167 | 425500 | 96500
[5 empty] | 42650096500 | 167 | 426500 | 96500
[5 empty] | 42750096500 | 167 | 427500 | 96500
[5 empty] | 42850096500 | 167 | 428500 | 96500
[5 empty] | 42950096500 | 167 | 429500 | 96500
[5 empty] | 43050096500 | 167 | 430500 | 96500
[5 empty] | 43150096500 | 167 | 431500 | 96500
[5 empty] | 43250096500 | 167 | 432500 | 96500
[5 empty] | 43350096500 | 167 | 433500 | 96500
[5 empty] | 43450096500 | 167 | 434500 | 96500
[5 empty] | 43550096500 | 167 | 435500 | 96500
[5 empty] | 43650096500 | 167 | 436500 | 96500
[5 empty] | 43750096500 | 167 | 437500 | 96500
[5 empty] | 43850096500 | 167 | 438500 | 96500
[5 empty] | 43950096500 | 167 | 439500 | 96500
[5 empty] | 44050096500 | 167 | 440500 | 96500
[5 empty] | 44150096500 | 167 | 441500 | 96500
[5 empty] | 44250096500 | 167 | 442500 | 96500
[5 empty] | 41850095500 | 167 | 418500 | 95500
[5 empty] | 41950095500 | 167 | 419500 | 95500
[5 empty] | 42050095500 | 167 | 420500 | 95500
[5 empty] | 42150095500 | 167 | 421500 | 95500
[5 empty] | 42250095500 | 167 | 422500 | 95500
[5 empty] | 42350095500 | 167 | 423500 | 95500
[5 empty] | 42450095500 | 167 | 424500 | 95500
[5 empty] | 42550095500 | 167 | 425500 | 95500
[5 empty] | 42650095500 | 167 | 426500 | 95500
[5 empty] | 42750095500 | 167 | 427500 | 95500
[5 empty] | 42850095500 | 167 | 428500 | 95500
[5 empty] | 42950095500 | 167 | 429500 | 95500
[5 empty] | 43050095500 | 167 | 430500 | 95500
[5 empty] | 43150095500 | 167 | 431500 | 95500
[5 empty] | 43250095500 | 167 | 432500 | 95500
[5 empty] | 43350095500 | 167 | 433500 | 95500
[5 empty] | 43450095500 | 167 | 434500 | 95500
[5 empty] | 43550095500 | 167 | 435500 | 95500
[5 empty] | 43650095500 | 167 | 436500 | 95500
[5 empty] | 43750095500 | 167 | 437500 | 95500
[5 empty] | 43850095500 | 167 | 438500 | 95500
[5 empty] | 43950095500 | 167 | 439500 | 95500
[5 empty] | 42250094500 | 167 | 422500 | 94500
[5 empty] | 42350094500 | 167 | 423500 | 94500
[5 empty] | 42450094500 | 167 | 424500 | 94500
[5 empty] | 42550094500 | 167 | 425500 | 94500
[5 empty] | 42650094500 | 167 | 426500 | 94500
[5 empty] | 42750094500 | 167 | 427500 | 94500
[5 empty] | 42850094500 | 167 | 428500 | 94500
[5 empty] | 42950094500 | 167 | 429500 | 94500
[5 empty] | 43050094500 | 167 | 430500 | 94500
[5 empty] | 43150094500 | 167 | 431500 | 94500
[5 empty] | 43250094500 | 167 | 432500 | 94500
[5 empty] | 43350094500 | 167 | 433500 | 94500
[5 empty] | 43450094500 | 167 | 434500 | 94500
[5 empty] | 43550094500 | 167 | 435500 | 94500
[5 empty] | 43650094500 | 167 | 436500 | 94500
[5 empty] | 42250093500 | 167 | 422500 | 93500
[5 empty] | 42350093500 | 167 | 423500 | 93500
[5 empty] | 42450093500 | 167 | 424500 | 93500
[5 empty] | 42550093500 | 167 | 425500 | 93500
[5 empty] | 42650093500 | 167 | 426500 | 93500
[5 empty] | 42750093500 | 167 | 427500 | 93500
[5 empty] | 42850093500 | 167 | 428500 | 93500
[5 empty] | 42950093500 | 167 | 429500 | 93500
[5 empty] | 43050093500 | 167 | 430500 | 93500
[5 empty] | 43150093500 | 167 | 431500 | 93500
[5 empty] | 43250093500 | 167 | 432500 | 93500
[5 empty] | 43350093500 | 167 | 433500 | 93500
[5 empty] | 42250092500 | 167 | 422500 | 92500
[5 empty] | 42350092500 | 167 | 423500 | 92500
[5 empty] | 42450092500 | 167 | 424500 | 92500
[5 empty] | 42550092500 | 167 | 425500 | 92500
[5 empty] | 42650092500 | 167 | 426500 | 92500
[5 empty] | 42750092500 | 167 | 427500 | 92500
[5 empty] | 42850092500 | 167 | 428500 | 92500
[5 empty] | 42950092500 | 167 | 429500 | 92500
[5 empty] | 43050092500 | 167 | 430500 | 92500
[5 empty] | 43150092500 | 167 | 431500 | 92500
[5 empty] | 43250092500 | 167 | 432500 | 92500
[5 empty] | 43350092500 | 167 | 433500 | 92500
[5 empty] | 42650091500 | 167 | 426500 | 91500
[5 empty] | 42750091500 | 167 | 427500 | 91500
[5 empty] | 42850091500 | 167 | 428500 | 91500
[5 empty] | 42950091500 | 167 | 429500 | 91500
[5 empty] | 43050091500 | 167 | 430500 | 91500
[5 empty] | 43150091500 | 167 | 431500 | 91500
[5 empty] | 43250091500 | 167 | 432500 | 91500
[5 empty] | 42950090500 | 167 | 429500 | 90500
[5 empty] | 43050090500 | 167 | 430500 | 90500
[5 empty] | 43150090500 | 167 | 431500 | 90500
[5 empty] | 43050089500 | 167 | 430500 | 89500
[5 empty] | 43150089500 | 167 | 431500 | 89500
[5 empty] | 464500373500 | 168 | 464500 | 373500
[5 empty] | 485500373500 | 168 | 485500 | 373500
[5 empty] | 486500373500 | 168 | 486500 | 373500
[5 empty] | 487500373500 | 168 | 487500 | 373500
[5 empty] | 463500372500 | 168 | 463500 | 372500
[5 empty] | 464500372500 | 168 | 464500 | 372500
[5 empty] | 465500372500 | 168 | 465500 | 372500
[5 empty] | 482500372500 | 168 | 482500 | 372500
[5 empty] | 483500372500 | 168 | 483500 | 372500
[5 empty] | 484500372500 | 168 | 484500 | 372500
[5 empty] | 485500372500 | 168 | 485500 | 372500
[5 empty] | 486500372500 | 168 | 486500 | 372500
[5 empty] | 487500372500 | 168 | 487500 | 372500
[5 empty] | 488500372500 | 168 | 488500 | 372500
[5 empty] | 461500371500 | 168 | 461500 | 371500
[5 empty] | 462500371500 | 168 | 462500 | 371500
[5 empty] | 463500371500 | 168 | 463500 | 371500
[5 empty] | 464500371500 | 168 | 464500 | 371500
[5 empty] | 465500371500 | 168 | 465500 | 371500
[5 empty] | 466500371500 | 168 | 466500 | 371500
[5 empty] | 467500371500 | 168 | 467500 | 371500
[5 empty] | 482500371500 | 168 | 482500 | 371500
[5 empty] | 483500371500 | 168 | 483500 | 371500
[5 empty] | 484500371500 | 168 | 484500 | 371500
[5 empty] | 485500371500 | 168 | 485500 | 371500
[5 empty] | 486500371500 | 168 | 486500 | 371500
[5 empty] | 487500371500 | 168 | 487500 | 371500
[5 empty] | 488500371500 | 168 | 488500 | 371500
[5 empty] | 460500370500 | 168 | 460500 | 370500
[5 empty] | 461500370500 | 168 | 461500 | 370500
[5 empty] | 462500370500 | 168 | 462500 | 370500
[5 empty] | 463500370500 | 168 | 463500 | 370500
[5 empty] | 464500370500 | 168 | 464500 | 370500
[5 empty] | 465500370500 | 168 | 465500 | 370500
[5 empty] | 466500370500 | 168 | 466500 | 370500
[5 empty] | 467500370500 | 168 | 467500 | 370500
[5 empty] | 468500370500 | 168 | 468500 | 370500
[5 empty] | 469500370500 | 168 | 469500 | 370500
[5 empty] | 481500370500 | 168 | 481500 | 370500
[5 empty] | 482500370500 | 168 | 482500 | 370500
[5 empty] | 483500370500 | 168 | 483500 | 370500
[5 empty] | 484500370500 | 168 | 484500 | 370500
[5 empty] | 485500370500 | 168 | 485500 | 370500
[5 empty] | 486500370500 | 168 | 486500 | 370500
[5 empty] | 487500370500 | 168 | 487500 | 370500
[5 empty] | 488500370500 | 168 | 488500 | 370500
[5 empty] | 460500369500 | 168 | 460500 | 369500
[5 empty] | 461500369500 | 168 | 461500 | 369500
[5 empty] | 462500369500 | 168 | 462500 | 369500
[5 empty] | 463500369500 | 168 | 463500 | 369500
[5 empty] | 464500369500 | 168 | 464500 | 369500
[5 empty] | 465500369500 | 168 | 465500 | 369500
[5 empty] | 466500369500 | 168 | 466500 | 369500
[5 empty] | 467500369500 | 168 | 467500 | 369500
[5 empty] | 468500369500 | 168 | 468500 | 369500
[5 empty] | 469500369500 | 168 | 469500 | 369500
[5 empty] | 472500369500 | 168 | 472500 | 369500
[5 empty] | 473500369500 | 168 | 473500 | 369500
[5 empty] | 474500369500 | 168 | 474500 | 369500
[5 empty] | 477500369500 | 168 | 477500 | 369500
[5 empty] | 482500369500 | 168 | 482500 | 369500
[5 empty] | 483500369500 | 168 | 483500 | 369500
[5 empty] | 484500369500 | 168 | 484500 | 369500
[5 empty] | 485500369500 | 168 | 485500 | 369500
[5 empty] | 486500369500 | 168 | 486500 | 369500
[5 empty] | 460500368500 | 168 | 460500 | 368500
[5 empty] | 461500368500 | 168 | 461500 | 368500
[5 empty] | 462500368500 | 168 | 462500 | 368500
[5 empty] | 463500368500 | 168 | 463500 | 368500
[5 empty] | 464500368500 | 168 | 464500 | 368500
[5 empty] | 465500368500 | 168 | 465500 | 368500
[5 empty] | 466500368500 | 168 | 466500 | 368500
[5 empty] | 467500368500 | 168 | 467500 | 368500
[5 empty] | 468500368500 | 168 | 468500 | 368500
[5 empty] | 469500368500 | 168 | 469500 | 368500
[5 empty] | 470500368500 | 168 | 470500 | 368500
[5 empty] | 471500368500 | 168 | 471500 | 368500
[5 empty] | 472500368500 | 168 | 472500 | 368500
[5 empty] | 473500368500 | 168 | 473500 | 368500
[5 empty] | 474500368500 | 168 | 474500 | 368500
[5 empty] | 475500368500 | 168 | 475500 | 368500
[5 empty] | 476500368500 | 168 | 476500 | 368500
[5 empty] | 477500368500 | 168 | 477500 | 368500
[5 empty] | 482500368500 | 168 | 482500 | 368500
[5 empty] | 483500368500 | 168 | 483500 | 368500
[5 empty] | 484500368500 | 168 | 484500 | 368500
[5 empty] | 460500367500 | 168 | 460500 | 367500
[5 empty] | 461500367500 | 168 | 461500 | 367500
[5 empty] | 462500367500 | 168 | 462500 | 367500
[5 empty] | 463500367500 | 168 | 463500 | 367500
[5 empty] | 464500367500 | 168 | 464500 | 367500
[5 empty] | 465500367500 | 168 | 465500 | 367500
[5 empty] | 466500367500 | 168 | 466500 | 367500
[5 empty] | 467500367500 | 168 | 467500 | 367500
[5 empty] | 468500367500 | 168 | 468500 | 367500
[5 empty] | 469500367500 | 168 | 469500 | 367500
[5 empty] | 470500367500 | 168 | 470500 | 367500
[5 empty] | 471500367500 | 168 | 471500 | 367500
[5 empty] | 472500367500 | 168 | 472500 | 367500
[5 empty] | 473500367500 | 168 | 473500 | 367500
[5 empty] | 474500367500 | 168 | 474500 | 367500
[5 empty] | 475500367500 | 168 | 475500 | 367500
[5 empty] | 476500367500 | 168 | 476500 | 367500
[5 empty] | 477500367500 | 168 | 477500 | 367500
[5 empty] | 478500367500 | 168 | 478500 | 367500
[5 empty] | 479500367500 | 168 | 479500 | 367500
[5 empty] | 480500367500 | 168 | 480500 | 367500
[5 empty] | 481500367500 | 168 | 481500 | 367500
[5 empty] | 482500367500 | 168 | 482500 | 367500
[5 empty] | 483500367500 | 168 | 483500 | 367500
[5 empty] | 459500366500 | 168 | 459500 | 366500
[5 empty] | 460500366500 | 168 | 460500 | 366500
[5 empty] | 461500366500 | 168 | 461500 | 366500
[5 empty] | 462500366500 | 168 | 462500 | 366500
[5 empty] | 463500366500 | 168 | 463500 | 366500
[5 empty] | 464500366500 | 168 | 464500 | 366500
[5 empty] | 465500366500 | 168 | 465500 | 366500
[5 empty] | 466500366500 | 168 | 466500 | 366500
[5 empty] | 467500366500 | 168 | 467500 | 366500
[5 empty] | 468500366500 | 168 | 468500 | 366500
[5 empty] | 469500366500 | 168 | 469500 | 366500
[5 empty] | 470500366500 | 168 | 470500 | 366500
[5 empty] | 471500366500 | 168 | 471500 | 366500
[5 empty] | 472500366500 | 168 | 472500 | 366500
[5 empty] | 473500366500 | 168 | 473500 | 366500
[5 empty] | 474500366500 | 168 | 474500 | 366500
[5 empty] | 475500366500 | 168 | 475500 | 366500
[5 empty] | 476500366500 | 168 | 476500 | 366500
[5 empty] | 477500366500 | 168 | 477500 | 366500
[5 empty] | 478500366500 | 168 | 478500 | 366500
[5 empty] | 479500366500 | 168 | 479500 | 366500
[5 empty] | 480500366500 | 168 | 480500 | 366500
[5 empty] | 481500366500 | 168 | 481500 | 366500
[5 empty] | 482500366500 | 168 | 482500 | 366500
[5 empty] | 457500365500 | 168 | 457500 | 365500
[5 empty] | 458500365500 | 168 | 458500 | 365500
[5 empty] | 459500365500 | 168 | 459500 | 365500
[5 empty] | 460500365500 | 168 | 460500 | 365500
[5 empty] | 461500365500 | 168 | 461500 | 365500
[5 empty] | 462500365500 | 168 | 462500 | 365500
[5 empty] | 463500365500 | 168 | 463500 | 365500
[5 empty] | 464500365500 | 168 | 464500 | 365500
[5 empty] | 465500365500 | 168 | 465500 | 365500
[5 empty] | 466500365500 | 168 | 466500 | 365500
[5 empty] | 467500365500 | 168 | 467500 | 365500
[5 empty] | 468500365500 | 168 | 468500 | 365500
[5 empty] | 469500365500 | 168 | 469500 | 365500
[5 empty] | 470500365500 | 168 | 470500 | 365500
[5 empty] | 471500365500 | 168 | 471500 | 365500
[5 empty] | 472500365500 | 168 | 472500 | 365500
[5 empty] | 473500365500 | 168 | 473500 | 365500
[5 empty] | 474500365500 | 168 | 474500 | 365500
[5 empty] | 475500365500 | 168 | 475500 | 365500
[5 empty] | 476500365500 | 168 | 476500 | 365500
[5 empty] | 477500365500 | 168 | 477500 | 365500
[5 empty] | 478500365500 | 168 | 478500 | 365500
[5 empty] | 479500365500 | 168 | 479500 | 365500
[5 empty] | 480500365500 | 168 | 480500 | 365500
[5 empty] | 481500365500 | 168 | 481500 | 365500
[5 empty] | 482500365500 | 168 | 482500 | 365500
[5 empty] | 483500365500 | 168 | 483500 | 365500
[5 empty] | 457500364500 | 168 | 457500 | 364500
[5 empty] | 458500364500 | 168 | 458500 | 364500
[5 empty] | 459500364500 | 168 | 459500 | 364500
[5 empty] | 460500364500 | 168 | 460500 | 364500
[5 empty] | 461500364500 | 168 | 461500 | 364500
[5 empty] | 462500364500 | 168 | 462500 | 364500
[5 empty] | 463500364500 | 168 | 463500 | 364500
[5 empty] | 464500364500 | 168 | 464500 | 364500
[5 empty] | 465500364500 | 168 | 465500 | 364500
[5 empty] | 466500364500 | 168 | 466500 | 364500
[5 empty] | 467500364500 | 168 | 467500 | 364500
[5 empty] | 468500364500 | 168 | 468500 | 364500
[5 empty] | 469500364500 | 168 | 469500 | 364500
[5 empty] | 470500364500 | 168 | 470500 | 364500
[5 empty] | 471500364500 | 168 | 471500 | 364500
[5 empty] | 472500364500 | 168 | 472500 | 364500
[5 empty] | 473500364500 | 168 | 473500 | 364500
[5 empty] | 474500364500 | 168 | 474500 | 364500
[5 empty] | 475500364500 | 168 | 475500 | 364500
[5 empty] | 476500364500 | 168 | 476500 | 364500
[5 empty] | 477500364500 | 168 | 477500 | 364500
[5 empty] | 478500364500 | 168 | 478500 | 364500
[5 empty] | 479500364500 | 168 | 479500 | 364500
[5 empty] | 480500364500 | 168 | 480500 | 364500
[5 empty] | 481500364500 | 168 | 481500 | 364500
[5 empty] | 482500364500 | 168 | 482500 | 364500
[5 empty] | 483500364500 | 168 | 483500 | 364500
[5 empty] | 484500364500 | 168 | 484500 | 364500
[5 empty] | 485500364500 | 168 | 485500 | 364500
[5 empty] | 458500363500 | 168 | 458500 | 363500
[5 empty] | 459500363500 | 168 | 459500 | 363500
[5 empty] | 460500363500 | 168 | 460500 | 363500
[5 empty] | 461500363500 | 168 | 461500 | 363500
[5 empty] | 462500363500 | 168 | 462500 | 363500
[5 empty] | 463500363500 | 168 | 463500 | 363500
[5 empty] | 464500363500 | 168 | 464500 | 363500
[5 empty] | 465500363500 | 168 | 465500 | 363500
[5 empty] | 466500363500 | 168 | 466500 | 363500
[5 empty] | 467500363500 | 168 | 467500 | 363500
[5 empty] | 468500363500 | 168 | 468500 | 363500
[5 empty] | 469500363500 | 168 | 469500 | 363500
[5 empty] | 470500363500 | 168 | 470500 | 363500
[5 empty] | 471500363500 | 168 | 471500 | 363500
[5 empty] | 472500363500 | 168 | 472500 | 363500
[5 empty] | 473500363500 | 168 | 473500 | 363500
[5 empty] | 474500363500 | 168 | 474500 | 363500
[5 empty] | 475500363500 | 168 | 475500 | 363500
[5 empty] | 476500363500 | 168 | 476500 | 363500
[5 empty] | 477500363500 | 168 | 477500 | 363500
[5 empty] | 478500363500 | 168 | 478500 | 363500
[5 empty] | 479500363500 | 168 | 479500 | 363500
[5 empty] | 480500363500 | 168 | 480500 | 363500
[5 empty] | 481500363500 | 168 | 481500 | 363500
[5 empty] | 482500363500 | 168 | 482500 | 363500
[5 empty] | 483500363500 | 168 | 483500 | 363500
[5 empty] | 484500363500 | 168 | 484500 | 363500
[5 empty] | 485500363500 | 168 | 485500 | 363500
[5 empty] | 459500362500 | 168 | 459500 | 362500
[5 empty] | 460500362500 | 168 | 460500 | 362500
[5 empty] | 461500362500 | 168 | 461500 | 362500
[5 empty] | 462500362500 | 168 | 462500 | 362500
[5 empty] | 463500362500 | 168 | 463500 | 362500
[5 empty] | 464500362500 | 168 | 464500 | 362500
[5 empty] | 465500362500 | 168 | 465500 | 362500
[5 empty] | 466500362500 | 168 | 466500 | 362500
[5 empty] | 467500362500 | 168 | 467500 | 362500
[5 empty] | 468500362500 | 168 | 468500 | 362500
[5 empty] | 469500362500 | 168 | 469500 | 362500
[5 empty] | 470500362500 | 168 | 470500 | 362500
[5 empty] | 471500362500 | 168 | 471500 | 362500
[5 empty] | 472500362500 | 168 | 472500 | 362500
[5 empty] | 473500362500 | 168 | 473500 | 362500
[5 empty] | 474500362500 | 168 | 474500 | 362500
[5 empty] | 475500362500 | 168 | 475500 | 362500
[5 empty] | 476500362500 | 168 | 476500 | 362500
[5 empty] | 477500362500 | 168 | 477500 | 362500
[5 empty] | 478500362500 | 168 | 478500 | 362500
[5 empty] | 479500362500 | 168 | 479500 | 362500
[5 empty] | 480500362500 | 168 | 480500 | 362500
[5 empty] | 481500362500 | 168 | 481500 | 362500
[5 empty] | 482500362500 | 168 | 482500 | 362500
[5 empty] | 483500362500 | 168 | 483500 | 362500
[5 empty] | 484500362500 | 168 | 484500 | 362500
[5 empty] | 485500362500 | 168 | 485500 | 362500
[5 empty] | 459500361500 | 168 | 459500 | 361500
[5 empty] | 460500361500 | 168 | 460500 | 361500
[5 empty] | 461500361500 | 168 | 461500 | 361500
[5 empty] | 462500361500 | 168 | 462500 | 361500
[5 empty] | 463500361500 | 168 | 463500 | 361500
[5 empty] | 464500361500 | 168 | 464500 | 361500
[5 empty] | 465500361500 | 168 | 465500 | 361500
[5 empty] | 466500361500 | 168 | 466500 | 361500
[5 empty] | 467500361500 | 168 | 467500 | 361500
[5 empty] | 468500361500 | 168 | 468500 | 361500
[5 empty] | 469500361500 | 168 | 469500 | 361500
[5 empty] | 470500361500 | 168 | 470500 | 361500
[5 empty] | 471500361500 | 168 | 471500 | 361500
[5 empty] | 472500361500 | 168 | 472500 | 361500
[5 empty] | 473500361500 | 168 | 473500 | 361500
[5 empty] | 474500361500 | 168 | 474500 | 361500
[5 empty] | 475500361500 | 168 | 475500 | 361500
[5 empty] | 476500361500 | 168 | 476500 | 361500
[5 empty] | 477500361500 | 168 | 477500 | 361500
[5 empty] | 478500361500 | 168 | 478500 | 361500
[5 empty] | 479500361500 | 168 | 479500 | 361500
[5 empty] | 480500361500 | 168 | 480500 | 361500
[5 empty] | 481500361500 | 168 | 481500 | 361500
[5 empty] | 482500361500 | 168 | 482500 | 361500
[5 empty] | 483500361500 | 168 | 483500 | 361500
[5 empty] | 484500361500 | 168 | 484500 | 361500
[5 empty] | 485500361500 | 168 | 485500 | 361500
[5 empty] | 458500360500 | 168 | 458500 | 360500
[5 empty] | 459500360500 | 168 | 459500 | 360500
[5 empty] | 460500360500 | 168 | 460500 | 360500
[5 empty] | 461500360500 | 168 | 461500 | 360500
[5 empty] | 462500360500 | 168 | 462500 | 360500
[5 empty] | 463500360500 | 168 | 463500 | 360500
[5 empty] | 464500360500 | 168 | 464500 | 360500
[5 empty] | 465500360500 | 168 | 465500 | 360500
[5 empty] | 466500360500 | 168 | 466500 | 360500
[5 empty] | 467500360500 | 168 | 467500 | 360500
[5 empty] | 468500360500 | 168 | 468500 | 360500
[5 empty] | 469500360500 | 168 | 469500 | 360500
[5 empty] | 470500360500 | 168 | 470500 | 360500
[5 empty] | 471500360500 | 168 | 471500 | 360500
[5 empty] | 472500360500 | 168 | 472500 | 360500
[5 empty] | 473500360500 | 168 | 473500 | 360500
[5 empty] | 474500360500 | 168 | 474500 | 360500
[5 empty] | 475500360500 | 168 | 475500 | 360500
[5 empty] | 476500360500 | 168 | 476500 | 360500
[5 empty] | 477500360500 | 168 | 477500 | 360500
[5 empty] | 478500360500 | 168 | 478500 | 360500
[5 empty] | 479500360500 | 168 | 479500 | 360500
[5 empty] | 480500360500 | 168 | 480500 | 360500
[5 empty] | 481500360500 | 168 | 481500 | 360500
[5 empty] | 482500360500 | 168 | 482500 | 360500
[5 empty] | 483500360500 | 168 | 483500 | 360500
[5 empty] | 484500360500 | 168 | 484500 | 360500
[5 empty] | 485500360500 | 168 | 485500 | 360500
[5 empty] | 459500359500 | 168 | 459500 | 359500
[5 empty] | 460500359500 | 168 | 460500 | 359500
[5 empty] | 461500359500 | 168 | 461500 | 359500
[5 empty] | 462500359500 | 168 | 462500 | 359500
[5 empty] | 463500359500 | 168 | 463500 | 359500
[5 empty] | 464500359500 | 168 | 464500 | 359500
[5 empty] | 465500359500 | 168 | 465500 | 359500
[5 empty] | 466500359500 | 168 | 466500 | 359500
[5 empty] | 467500359500 | 168 | 467500 | 359500
[5 empty] | 468500359500 | 168 | 468500 | 359500
[5 empty] | 469500359500 | 168 | 469500 | 359500
[5 empty] | 470500359500 | 168 | 470500 | 359500
[5 empty] | 471500359500 | 168 | 471500 | 359500
[5 empty] | 472500359500 | 168 | 472500 | 359500
[5 empty] | 473500359500 | 168 | 473500 | 359500
[5 empty] | 474500359500 | 168 | 474500 | 359500
[5 empty] | 475500359500 | 168 | 475500 | 359500
[5 empty] | 476500359500 | 168 | 476500 | 359500
[5 empty] | 477500359500 | 168 | 477500 | 359500
[5 empty] | 478500359500 | 168 | 478500 | 359500
[5 empty] | 479500359500 | 168 | 479500 | 359500
[5 empty] | 480500359500 | 168 | 480500 | 359500
[5 empty] | 481500359500 | 168 | 481500 | 359500
[5 empty] | 482500359500 | 168 | 482500 | 359500
[5 empty] | 483500359500 | 168 | 483500 | 359500
[5 empty] | 484500359500 | 168 | 484500 | 359500
[5 empty] | 457500358500 | 168 | 457500 | 358500
[5 empty] | 459500358500 | 168 | 459500 | 358500
[5 empty] | 460500358500 | 168 | 460500 | 358500
[5 empty] | 461500358500 | 168 | 461500 | 358500
[5 empty] | 462500358500 | 168 | 462500 | 358500
[5 empty] | 463500358500 | 168 | 463500 | 358500
[5 empty] | 464500358500 | 168 | 464500 | 358500
[5 empty] | 465500358500 | 168 | 465500 | 358500
[5 empty] | 466500358500 | 168 | 466500 | 358500
[5 empty] | 467500358500 | 168 | 467500 | 358500
[5 empty] | 468500358500 | 168 | 468500 | 358500
[5 empty] | 469500358500 | 168 | 469500 | 358500
[5 empty] | 470500358500 | 168 | 470500 | 358500
[5 empty] | 471500358500 | 168 | 471500 | 358500
[5 empty] | 472500358500 | 168 | 472500 | 358500
[5 empty] | 473500358500 | 168 | 473500 | 358500
[5 empty] | 474500358500 | 168 | 474500 | 358500
[5 empty] | 475500358500 | 168 | 475500 | 358500
[5 empty] | 476500358500 | 168 | 476500 | 358500
[5 empty] | 477500358500 | 168 | 477500 | 358500
[5 empty] | 478500358500 | 168 | 478500 | 358500
[5 empty] | 479500358500 | 168 | 479500 | 358500
[5 empty] | 480500358500 | 168 | 480500 | 358500
[5 empty] | 481500358500 | 168 | 481500 | 358500
[5 empty] | 482500358500 | 168 | 482500 | 358500
[5 empty] | 483500358500 | 168 | 483500 | 358500
[5 empty] | 484500358500 | 168 | 484500 | 358500
[5 empty] | 485500358500 | 168 | 485500 | 358500
[5 empty] | 455500357500 | 168 | 455500 | 357500
[5 empty] | 456500357500 | 168 | 456500 | 357500
[5 empty] | 457500357500 | 168 | 457500 | 357500
[5 empty] | 458500357500 | 168 | 458500 | 357500
[5 empty] | 459500357500 | 168 | 459500 | 357500
[5 empty] | 460500357500 | 168 | 460500 | 357500
[5 empty] | 461500357500 | 168 | 461500 | 357500
[5 empty] | 462500357500 | 168 | 462500 | 357500
[5 empty] | 463500357500 | 168 | 463500 | 357500
[5 empty] | 464500357500 | 168 | 464500 | 357500
[5 empty] | 465500357500 | 168 | 465500 | 357500
[5 empty] | 466500357500 | 168 | 466500 | 357500
[5 empty] | 467500357500 | 168 | 467500 | 357500
[5 empty] | 468500357500 | 168 | 468500 | 357500
[5 empty] | 469500357500 | 168 | 469500 | 357500
[5 empty] | 470500357500 | 168 | 470500 | 357500
[5 empty] | 471500357500 | 168 | 471500 | 357500
[5 empty] | 472500357500 | 168 | 472500 | 357500
[5 empty] | 473500357500 | 168 | 473500 | 357500
[5 empty] | 474500357500 | 168 | 474500 | 357500
[5 empty] | 475500357500 | 168 | 475500 | 357500
[5 empty] | 476500357500 | 168 | 476500 | 357500
[5 empty] | 477500357500 | 168 | 477500 | 357500
[5 empty] | 478500357500 | 168 | 478500 | 357500
[5 empty] | 479500357500 | 168 | 479500 | 357500
[5 empty] | 480500357500 | 168 | 480500 | 357500
[5 empty] | 481500357500 | 168 | 481500 | 357500
[5 empty] | 482500357500 | 168 | 482500 | 357500
[5 empty] | 483500357500 | 168 | 483500 | 357500
[5 empty] | 484500357500 | 168 | 484500 | 357500
[5 empty] | 485500357500 | 168 | 485500 | 357500
[5 empty] | 456500356500 | 168 | 456500 | 356500
[5 empty] | 457500356500 | 168 | 457500 | 356500
[5 empty] | 458500356500 | 168 | 458500 | 356500
[5 empty] | 459500356500 | 168 | 459500 | 356500
[5 empty] | 460500356500 | 168 | 460500 | 356500
[5 empty] | 461500356500 | 168 | 461500 | 356500
[5 empty] | 462500356500 | 168 | 462500 | 356500
[5 empty] | 463500356500 | 168 | 463500 | 356500
[5 empty] | 464500356500 | 168 | 464500 | 356500
[5 empty] | 465500356500 | 168 | 465500 | 356500
[5 empty] | 466500356500 | 168 | 466500 | 356500
[5 empty] | 467500356500 | 168 | 467500 | 356500
[5 empty] | 468500356500 | 168 | 468500 | 356500
[5 empty] | 469500356500 | 168 | 469500 | 356500
[5 empty] | 470500356500 | 168 | 470500 | 356500
[5 empty] | 471500356500 | 168 | 471500 | 356500
[5 empty] | 472500356500 | 168 | 472500 | 356500
[5 empty] | 473500356500 | 168 | 473500 | 356500
[5 empty] | 474500356500 | 168 | 474500 | 356500
[5 empty] | 475500356500 | 168 | 475500 | 356500
[5 empty] | 476500356500 | 168 | 476500 | 356500
[5 empty] | 477500356500 | 168 | 477500 | 356500
[5 empty] | 478500356500 | 168 | 478500 | 356500
[5 empty] | 479500356500 | 168 | 479500 | 356500
[5 empty] | 480500356500 | 168 | 480500 | 356500
[5 empty] | 481500356500 | 168 | 481500 | 356500
[5 empty] | 482500356500 | 168 | 482500 | 356500
[5 empty] | 483500356500 | 168 | 483500 | 356500
[5 empty] | 484500356500 | 168 | 484500 | 356500
[5 empty] | 458500355500 | 168 | 458500 | 355500
[5 empty] | 459500355500 | 168 | 459500 | 355500
[5 empty] | 460500355500 | 168 | 460500 | 355500
[5 empty] | 461500355500 | 168 | 461500 | 355500
[5 empty] | 462500355500 | 168 | 462500 | 355500
[5 empty] | 463500355500 | 168 | 463500 | 355500
[5 empty] | 464500355500 | 168 | 464500 | 355500
[5 empty] | 465500355500 | 168 | 465500 | 355500
[5 empty] | 466500355500 | 168 | 466500 | 355500
[5 empty] | 467500355500 | 168 | 467500 | 355500
[5 empty] | 468500355500 | 168 | 468500 | 355500
[5 empty] | 469500355500 | 168 | 469500 | 355500
[5 empty] | 470500355500 | 168 | 470500 | 355500
[5 empty] | 471500355500 | 168 | 471500 | 355500
[5 empty] | 472500355500 | 168 | 472500 | 355500
[5 empty] | 473500355500 | 168 | 473500 | 355500
[5 empty] | 474500355500 | 168 | 474500 | 355500
[5 empty] | 475500355500 | 168 | 475500 | 355500
[5 empty] | 476500355500 | 168 | 476500 | 355500
[5 empty] | 477500355500 | 168 | 477500 | 355500
[5 empty] | 478500355500 | 168 | 478500 | 355500
[5 empty] | 479500355500 | 168 | 479500 | 355500
[5 empty] | 480500355500 | 168 | 480500 | 355500
[5 empty] | 481500355500 | 168 | 481500 | 355500
[5 empty] | 482500355500 | 168 | 482500 | 355500
[5 empty] | 483500355500 | 168 | 483500 | 355500
[5 empty] | 484500355500 | 168 | 484500 | 355500
[5 empty] | 485500355500 | 168 | 485500 | 355500
[5 empty] | 459500354500 | 168 | 459500 | 354500
[5 empty] | 460500354500 | 168 | 460500 | 354500
[5 empty] | 461500354500 | 168 | 461500 | 354500
[5 empty] | 462500354500 | 168 | 462500 | 354500
[5 empty] | 463500354500 | 168 | 463500 | 354500
[5 empty] | 464500354500 | 168 | 464500 | 354500
[5 empty] | 465500354500 | 168 | 465500 | 354500
[5 empty] | 466500354500 | 168 | 466500 | 354500
[5 empty] | 467500354500 | 168 | 467500 | 354500
[5 empty] | 468500354500 | 168 | 468500 | 354500
[5 empty] | 469500354500 | 168 | 469500 | 354500
[5 empty] | 470500354500 | 168 | 470500 | 354500
[5 empty] | 471500354500 | 168 | 471500 | 354500
[5 empty] | 472500354500 | 168 | 472500 | 354500
[5 empty] | 473500354500 | 168 | 473500 | 354500
[5 empty] | 474500354500 | 168 | 474500 | 354500
[5 empty] | 475500354500 | 168 | 475500 | 354500
[5 empty] | 476500354500 | 168 | 476500 | 354500
[5 empty] | 477500354500 | 168 | 477500 | 354500
[5 empty] | 478500354500 | 168 | 478500 | 354500
[5 empty] | 479500354500 | 168 | 479500 | 354500
[5 empty] | 480500354500 | 168 | 480500 | 354500
[5 empty] | 481500354500 | 168 | 481500 | 354500
[5 empty] | 482500354500 | 168 | 482500 | 354500
[5 empty] | 483500354500 | 168 | 483500 | 354500
[5 empty] | 484500354500 | 168 | 484500 | 354500
[5 empty] | 485500354500 | 168 | 485500 | 354500
[5 empty] | 486500354500 | 168 | 486500 | 354500
[5 empty] | 461500353500 | 168 | 461500 | 353500
[5 empty] | 462500353500 | 168 | 462500 | 353500
[5 empty] | 463500353500 | 168 | 463500 | 353500
[5 empty] | 464500353500 | 168 | 464500 | 353500
[5 empty] | 465500353500 | 168 | 465500 | 353500
[5 empty] | 466500353500 | 168 | 466500 | 353500
[5 empty] | 467500353500 | 168 | 467500 | 353500
[5 empty] | 468500353500 | 168 | 468500 | 353500
[5 empty] | 469500353500 | 168 | 469500 | 353500
[5 empty] | 470500353500 | 168 | 470500 | 353500
[5 empty] | 471500353500 | 168 | 471500 | 353500
[5 empty] | 472500353500 | 168 | 472500 | 353500
[5 empty] | 473500353500 | 168 | 473500 | 353500
[5 empty] | 474500353500 | 168 | 474500 | 353500
[5 empty] | 475500353500 | 168 | 475500 | 353500
[5 empty] | 476500353500 | 168 | 476500 | 353500
[5 empty] | 477500353500 | 168 | 477500 | 353500
[5 empty] | 478500353500 | 168 | 478500 | 353500
[5 empty] | 479500353500 | 168 | 479500 | 353500
[5 empty] | 480500353500 | 168 | 480500 | 353500
[5 empty] | 481500353500 | 168 | 481500 | 353500
[5 empty] | 482500353500 | 168 | 482500 | 353500
[5 empty] | 483500353500 | 168 | 483500 | 353500
[5 empty] | 484500353500 | 168 | 484500 | 353500
[5 empty] | 485500353500 | 168 | 485500 | 353500
[5 empty] | 486500353500 | 168 | 486500 | 353500
[5 empty] | 461500352500 | 168 | 461500 | 352500
[5 empty] | 462500352500 | 168 | 462500 | 352500
[5 empty] | 463500352500 | 168 | 463500 | 352500
[5 empty] | 464500352500 | 168 | 464500 | 352500
[5 empty] | 465500352500 | 168 | 465500 | 352500
[5 empty] | 466500352500 | 168 | 466500 | 352500
[5 empty] | 467500352500 | 168 | 467500 | 352500
[5 empty] | 468500352500 | 168 | 468500 | 352500
[5 empty] | 469500352500 | 168 | 469500 | 352500
[5 empty] | 470500352500 | 168 | 470500 | 352500
[5 empty] | 471500352500 | 168 | 471500 | 352500
[5 empty] | 472500352500 | 168 | 472500 | 352500
[5 empty] | 473500352500 | 168 | 473500 | 352500
[5 empty] | 474500352500 | 168 | 474500 | 352500
[5 empty] | 475500352500 | 168 | 475500 | 352500
[5 empty] | 476500352500 | 168 | 476500 | 352500
[5 empty] | 477500352500 | 168 | 477500 | 352500
[5 empty] | 478500352500 | 168 | 478500 | 352500
[5 empty] | 479500352500 | 168 | 479500 | 352500
[5 empty] | 480500352500 | 168 | 480500 | 352500
[5 empty] | 481500352500 | 168 | 481500 | 352500
[5 empty] | 482500352500 | 168 | 482500 | 352500
[5 empty] | 483500352500 | 168 | 483500 | 352500
[5 empty] | 484500352500 | 168 | 484500 | 352500
[5 empty] | 485500352500 | 168 | 485500 | 352500
[5 empty] | 461500351500 | 168 | 461500 | 351500
[5 empty] | 462500351500 | 168 | 462500 | 351500
[5 empty] | 463500351500 | 168 | 463500 | 351500
[5 empty] | 464500351500 | 168 | 464500 | 351500
[5 empty] | 465500351500 | 168 | 465500 | 351500
[5 empty] | 466500351500 | 168 | 466500 | 351500
[5 empty] | 467500351500 | 168 | 467500 | 351500
[5 empty] | 468500351500 | 168 | 468500 | 351500
[5 empty] | 469500351500 | 168 | 469500 | 351500
[5 empty] | 470500351500 | 168 | 470500 | 351500
[5 empty] | 471500351500 | 168 | 471500 | 351500
[5 empty] | 472500351500 | 168 | 472500 | 351500
[5 empty] | 473500351500 | 168 | 473500 | 351500
[5 empty] | 474500351500 | 168 | 474500 | 351500
[5 empty] | 475500351500 | 168 | 475500 | 351500
[5 empty] | 476500351500 | 168 | 476500 | 351500
[5 empty] | 477500351500 | 168 | 477500 | 351500
[5 empty] | 478500351500 | 168 | 478500 | 351500
[5 empty] | 479500351500 | 168 | 479500 | 351500
[5 empty] | 480500351500 | 168 | 480500 | 351500
[5 empty] | 481500351500 | 168 | 481500 | 351500
[5 empty] | 482500351500 | 168 | 482500 | 351500
[5 empty] | 483500351500 | 168 | 483500 | 351500
[5 empty] | 462500350500 | 168 | 462500 | 350500
[5 empty] | 463500350500 | 168 | 463500 | 350500
[5 empty] | 464500350500 | 168 | 464500 | 350500
[5 empty] | 465500350500 | 168 | 465500 | 350500
[5 empty] | 466500350500 | 168 | 466500 | 350500
[5 empty] | 467500350500 | 168 | 467500 | 350500
[5 empty] | 468500350500 | 168 | 468500 | 350500
[5 empty] | 469500350500 | 168 | 469500 | 350500
[5 empty] | 470500350500 | 168 | 470500 | 350500
[5 empty] | 471500350500 | 168 | 471500 | 350500
[5 empty] | 472500350500 | 168 | 472500 | 350500
[5 empty] | 473500350500 | 168 | 473500 | 350500
[5 empty] | 474500350500 | 168 | 474500 | 350500
[5 empty] | 475500350500 | 168 | 475500 | 350500
[5 empty] | 476500350500 | 168 | 476500 | 350500
[5 empty] | 477500350500 | 168 | 477500 | 350500
[5 empty] | 478500350500 | 168 | 478500 | 350500
[5 empty] | 479500350500 | 168 | 479500 | 350500
[5 empty] | 480500350500 | 168 | 480500 | 350500
[5 empty] | 481500350500 | 168 | 481500 | 350500
[5 empty] | 482500350500 | 168 | 482500 | 350500
[5 empty] | 483500350500 | 168 | 483500 | 350500
[5 empty] | 463500349500 | 168 | 463500 | 349500
[5 empty] | 464500349500 | 168 | 464500 | 349500
[5 empty] | 465500349500 | 168 | 465500 | 349500
[5 empty] | 466500349500 | 168 | 466500 | 349500
[5 empty] | 467500349500 | 168 | 467500 | 349500
[5 empty] | 468500349500 | 168 | 468500 | 349500
[5 empty] | 469500349500 | 168 | 469500 | 349500
[5 empty] | 470500349500 | 168 | 470500 | 349500
[5 empty] | 471500349500 | 168 | 471500 | 349500
[5 empty] | 472500349500 | 168 | 472500 | 349500
[5 empty] | 473500349500 | 168 | 473500 | 349500
[5 empty] | 474500349500 | 168 | 474500 | 349500
[5 empty] | 475500349500 | 168 | 475500 | 349500
[5 empty] | 476500349500 | 168 | 476500 | 349500
[5 empty] | 477500349500 | 168 | 477500 | 349500
[5 empty] | 478500349500 | 168 | 478500 | 349500
[5 empty] | 479500349500 | 168 | 479500 | 349500
[5 empty] | 480500349500 | 168 | 480500 | 349500
[5 empty] | 481500349500 | 168 | 481500 | 349500
[5 empty] | 482500349500 | 168 | 482500 | 349500
[5 empty] | 464500348500 | 168 | 464500 | 348500
[5 empty] | 465500348500 | 168 | 465500 | 348500
[5 empty] | 466500348500 | 168 | 466500 | 348500
[5 empty] | 467500348500 | 168 | 467500 | 348500
[5 empty] | 468500348500 | 168 | 468500 | 348500
[5 empty] | 469500348500 | 168 | 469500 | 348500
[5 empty] | 470500348500 | 168 | 470500 | 348500
[5 empty] | 471500348500 | 168 | 471500 | 348500
[5 empty] | 473500348500 | 168 | 473500 | 348500
[5 empty] | 474500348500 | 168 | 474500 | 348500
[5 empty] | 475500348500 | 168 | 475500 | 348500
[5 empty] | 476500348500 | 168 | 476500 | 348500
[5 empty] | 477500348500 | 168 | 477500 | 348500
[5 empty] | 478500348500 | 168 | 478500 | 348500
[5 empty] | 479500348500 | 168 | 479500 | 348500
[5 empty] | 480500348500 | 168 | 480500 | 348500
[5 empty] | 481500348500 | 168 | 481500 | 348500
[5 empty] | 482500348500 | 168 | 482500 | 348500
[5 empty] | 465500347500 | 168 | 465500 | 347500
[5 empty] | 466500347500 | 168 | 466500 | 347500
[5 empty] | 467500347500 | 168 | 467500 | 347500
[5 empty] | 468500347500 | 168 | 468500 | 347500
[5 empty] | 469500347500 | 168 | 469500 | 347500
[5 empty] | 470500347500 | 168 | 470500 | 347500
[5 empty] | 471500347500 | 168 | 471500 | 347500
[5 empty] | 474500347500 | 168 | 474500 | 347500
[5 empty] | 475500347500 | 168 | 475500 | 347500
[5 empty] | 476500347500 | 168 | 476500 | 347500
[5 empty] | 477500347500 | 168 | 477500 | 347500
[5 empty] | 478500347500 | 168 | 478500 | 347500
[5 empty] | 479500347500 | 168 | 479500 | 347500
[5 empty] | 480500347500 | 168 | 480500 | 347500
[5 empty] | 464500346500 | 168 | 464500 | 346500
[5 empty] | 465500346500 | 168 | 465500 | 346500
[5 empty] | 466500346500 | 168 | 466500 | 346500
[5 empty] | 467500346500 | 168 | 467500 | 346500
[5 empty] | 468500346500 | 168 | 468500 | 346500
[5 empty] | 469500346500 | 168 | 469500 | 346500
[5 empty] | 470500346500 | 168 | 470500 | 346500
[5 empty] | 475500346500 | 168 | 475500 | 346500
[5 empty] | 476500346500 | 168 | 476500 | 346500
[5 empty] | 477500346500 | 168 | 477500 | 346500
[5 empty] | 478500346500 | 168 | 478500 | 346500
[5 empty] | 479500346500 | 168 | 479500 | 346500
[5 empty] | 480500346500 | 168 | 480500 | 346500
[5 empty] | 465500345500 | 168 | 465500 | 345500
[5 empty] | 466500345500 | 168 | 466500 | 345500
[5 empty] | 467500345500 | 168 | 467500 | 345500
[5 empty] | 468500345500 | 168 | 468500 | 345500
[5 empty] | 469500345500 | 168 | 469500 | 345500
[5 empty] | 479500345500 | 168 | 479500 | 345500
[5 empty] | 480500345500 | 168 | 480500 | 345500
[5 empty] | 465500344500 | 168 | 465500 | 344500
[5 empty] | 466500344500 | 168 | 466500 | 344500
[5 empty] | 467500344500 | 168 | 467500 | 344500
[5 empty] | 468500344500 | 168 | 468500 | 344500
[5 empty] | 479500344500 | 168 | 479500 | 344500
[5 empty] | 480500344500 | 168 | 480500 | 344500
[5 empty] | 481500344500 | 168 | 481500 | 344500
[5 empty] | 479500343500 | 168 | 479500 | 343500
[5 empty] | 480500343500 | 168 | 480500 | 343500
[5 empty] | 481500343500 | 168 | 481500 | 343500
[5 empty] | 479500342500 | 168 | 479500 | 342500
[5 empty] | 480500342500 | 168 | 480500 | 342500
[5 empty] | 479500341500 | 168 | 479500 | 341500
[5 empty] | 420500575500 | 169 | 420500 | 575500
[5 empty] | 421500575500 | 169 | 421500 | 575500
[5 empty] | 422500575500 | 169 | 422500 | 575500
[5 empty] | 419500574500 | 169 | 419500 | 574500
[5 empty] | 420500574500 | 169 | 420500 | 574500
[5 empty] | 421500574500 | 169 | 421500 | 574500
[5 empty] | 422500574500 | 169 | 422500 | 574500
[5 empty] | 419500573500 | 169 | 419500 | 573500
[5 empty] | 420500573500 | 169 | 420500 | 573500
[5 empty] | 421500573500 | 169 | 421500 | 573500
[5 empty] | 422500573500 | 169 | 422500 | 573500
[5 empty] | 420500572500 | 169 | 420500 | 572500
[5 empty] | 421500572500 | 169 | 421500 | 572500
[5 empty] | 422500572500 | 169 | 422500 | 572500
[5 empty] | 418500571500 | 169 | 418500 | 571500
[5 empty] | 419500571500 | 169 | 419500 | 571500
[5 empty] | 420500571500 | 169 | 420500 | 571500
[5 empty] | 421500571500 | 169 | 421500 | 571500
[5 empty] | 422500571500 | 169 | 422500 | 571500
[5 empty] | 423500571500 | 169 | 423500 | 571500
[5 empty] | 424500571500 | 169 | 424500 | 571500
[5 empty] | 425500571500 | 169 | 425500 | 571500
[5 empty] | 417500570500 | 169 | 417500 | 570500
[5 empty] | 418500570500 | 169 | 418500 | 570500
[5 empty] | 419500570500 | 169 | 419500 | 570500
[5 empty] | 420500570500 | 169 | 420500 | 570500
[5 empty] | 421500570500 | 169 | 421500 | 570500
[5 empty] | 422500570500 | 169 | 422500 | 570500
[5 empty] | 423500570500 | 169 | 423500 | 570500
[5 empty] | 424500570500 | 169 | 424500 | 570500
[5 empty] | 425500570500 | 169 | 425500 | 570500
[5 empty] | 416500569500 | 169 | 416500 | 569500
[5 empty] | 417500569500 | 169 | 417500 | 569500
[5 empty] | 418500569500 | 169 | 418500 | 569500
[5 empty] | 419500569500 | 169 | 419500 | 569500
[5 empty] | 420500569500 | 169 | 420500 | 569500
[5 empty] | 421500569500 | 169 | 421500 | 569500
[5 empty] | 422500569500 | 169 | 422500 | 569500
[5 empty] | 423500569500 | 169 | 423500 | 569500
[5 empty] | 424500569500 | 169 | 424500 | 569500
[5 empty] | 425500569500 | 169 | 425500 | 569500
[5 empty] | 416500568500 | 169 | 416500 | 568500
[5 empty] | 417500568500 | 169 | 417500 | 568500
[5 empty] | 418500568500 | 169 | 418500 | 568500
[5 empty] | 419500568500 | 169 | 419500 | 568500
[5 empty] | 420500568500 | 169 | 420500 | 568500
[5 empty] | 421500568500 | 169 | 421500 | 568500
[5 empty] | 422500568500 | 169 | 422500 | 568500
[5 empty] | 423500568500 | 169 | 423500 | 568500
[5 empty] | 424500568500 | 169 | 424500 | 568500
[5 empty] | 425500568500 | 169 | 425500 | 568500
[5 empty] | 415500567500 | 169 | 415500 | 567500
[5 empty] | 416500567500 | 169 | 416500 | 567500
[5 empty] | 417500567500 | 169 | 417500 | 567500
[5 empty] | 418500567500 | 169 | 418500 | 567500
[5 empty] | 419500567500 | 169 | 419500 | 567500
[5 empty] | 420500567500 | 169 | 420500 | 567500
[5 empty] | 421500567500 | 169 | 421500 | 567500
[5 empty] | 422500567500 | 169 | 422500 | 567500
[5 empty] | 423500567500 | 169 | 423500 | 567500
[5 empty] | 424500567500 | 169 | 424500 | 567500
[5 empty] | 425500567500 | 169 | 425500 | 567500
[5 empty] | 426500567500 | 169 | 426500 | 567500
[5 empty] | 427500567500 | 169 | 427500 | 567500
[5 empty] | 415500566500 | 169 | 415500 | 566500
[5 empty] | 416500566500 | 169 | 416500 | 566500
[5 empty] | 417500566500 | 169 | 417500 | 566500
[5 empty] | 418500566500 | 169 | 418500 | 566500
[5 empty] | 419500566500 | 169 | 419500 | 566500
[5 empty] | 420500566500 | 169 | 420500 | 566500
[5 empty] | 421500566500 | 169 | 421500 | 566500
[5 empty] | 422500566500 | 169 | 422500 | 566500
[5 empty] | 423500566500 | 169 | 423500 | 566500
[5 empty] | 424500566500 | 169 | 424500 | 566500
[5 empty] | 425500566500 | 169 | 425500 | 566500
[5 empty] | 426500566500 | 169 | 426500 | 566500
[5 empty] | 427500566500 | 169 | 427500 | 566500
[5 empty] | 428500566500 | 169 | 428500 | 566500
[5 empty] | 415500565500 | 169 | 415500 | 565500
[5 empty] | 416500565500 | 169 | 416500 | 565500
[5 empty] | 417500565500 | 169 | 417500 | 565500
[5 empty] | 418500565500 | 169 | 418500 | 565500
[5 empty] | 419500565500 | 169 | 419500 | 565500
[5 empty] | 420500565500 | 169 | 420500 | 565500
[5 empty] | 421500565500 | 169 | 421500 | 565500
[5 empty] | 422500565500 | 169 | 422500 | 565500
[5 empty] | 423500565500 | 169 | 423500 | 565500
[5 empty] | 424500565500 | 169 | 424500 | 565500
[5 empty] | 425500565500 | 169 | 425500 | 565500
[5 empty] | 426500565500 | 169 | 426500 | 565500
[5 empty] | 427500565500 | 169 | 427500 | 565500
[5 empty] | 428500565500 | 169 | 428500 | 565500
[5 empty] | 429500565500 | 169 | 429500 | 565500
[5 empty] | 417500564500 | 169 | 417500 | 564500
[5 empty] | 418500564500 | 169 | 418500 | 564500
[5 empty] | 419500564500 | 169 | 419500 | 564500
[5 empty] | 420500564500 | 169 | 420500 | 564500
[5 empty] | 421500564500 | 169 | 421500 | 564500
[5 empty] | 422500564500 | 169 | 422500 | 564500
[5 empty] | 423500564500 | 169 | 423500 | 564500
[5 empty] | 424500564500 | 169 | 424500 | 564500
[5 empty] | 425500564500 | 169 | 425500 | 564500
[5 empty] | 426500564500 | 169 | 426500 | 564500
[5 empty] | 427500564500 | 169 | 427500 | 564500
[5 empty] | 428500564500 | 169 | 428500 | 564500
[5 empty] | 429500564500 | 169 | 429500 | 564500
[5 empty] | 420500563500 | 169 | 420500 | 563500
[5 empty] | 421500563500 | 169 | 421500 | 563500
[5 empty] | 422500563500 | 169 | 422500 | 563500
[5 empty] | 423500563500 | 169 | 423500 | 563500
[5 empty] | 424500563500 | 169 | 424500 | 563500
[5 empty] | 427500563500 | 169 | 427500 | 563500
[5 empty] | 428500563500 | 169 | 428500 | 563500
[5 empty] | 429500563500 | 169 | 429500 | 563500
[5 empty] | 385500356500 | 170 | 385500 | 356500
[5 empty] | 386500356500 | 170 | 386500 | 356500
[5 empty] | 384500355500 | 170 | 384500 | 355500
[5 empty] | 385500355500 | 170 | 385500 | 355500
[5 empty] | 386500355500 | 170 | 386500 | 355500
[5 empty] | 387500355500 | 170 | 387500 | 355500
[5 empty] | 382500354500 | 170 | 382500 | 354500
[5 empty] | 383500354500 | 170 | 383500 | 354500
[5 empty] | 384500354500 | 170 | 384500 | 354500
[5 empty] | 385500354500 | 170 | 385500 | 354500
[5 empty] | 378500353500 | 170 | 378500 | 353500
[5 empty] | 379500353500 | 170 | 379500 | 353500
[5 empty] | 380500353500 | 170 | 380500 | 353500
[5 empty] | 381500353500 | 170 | 381500 | 353500
[5 empty] | 382500353500 | 170 | 382500 | 353500
[5 empty] | 383500353500 | 170 | 383500 | 353500
[5 empty] | 384500353500 | 170 | 384500 | 353500
[5 empty] | 378500352500 | 170 | 378500 | 352500
[5 empty] | 379500352500 | 170 | 379500 | 352500
[5 empty] | 380500352500 | 170 | 380500 | 352500
[5 empty] | 381500352500 | 170 | 381500 | 352500
[5 empty] | 382500352500 | 170 | 382500 | 352500
[5 empty] | 383500352500 | 170 | 383500 | 352500
[5 empty] | 377500351500 | 170 | 377500 | 351500
[5 empty] | 378500351500 | 170 | 378500 | 351500
[5 empty] | 379500351500 | 170 | 379500 | 351500
[5 empty] | 380500351500 | 170 | 380500 | 351500
[5 empty] | 381500351500 | 170 | 381500 | 351500
[5 empty] | 382500351500 | 170 | 382500 | 351500
[5 empty] | 383500351500 | 170 | 383500 | 351500
[5 empty] | 384500351500 | 170 | 384500 | 351500
[5 empty] | 375500350500 | 170 | 375500 | 350500
[5 empty] | 376500350500 | 170 | 376500 | 350500
[5 empty] | 377500350500 | 170 | 377500 | 350500
[5 empty] | 378500350500 | 170 | 378500 | 350500
[5 empty] | 379500350500 | 170 | 379500 | 350500
[5 empty] | 380500350500 | 170 | 380500 | 350500
[5 empty] | 381500350500 | 170 | 381500 | 350500
[5 empty] | 382500350500 | 170 | 382500 | 350500
[5 empty] | 383500350500 | 170 | 383500 | 350500
[5 empty] | 384500350500 | 170 | 384500 | 350500
[5 empty] | 374500349500 | 170 | 374500 | 349500
[5 empty] | 375500349500 | 170 | 375500 | 349500
[5 empty] | 376500349500 | 170 | 376500 | 349500
[5 empty] | 377500349500 | 170 | 377500 | 349500
[5 empty] | 378500349500 | 170 | 378500 | 349500
[5 empty] | 379500349500 | 170 | 379500 | 349500
[5 empty] | 380500349500 | 170 | 380500 | 349500
[5 empty] | 381500349500 | 170 | 381500 | 349500
[5 empty] | 382500349500 | 170 | 382500 | 349500
[5 empty] | 383500349500 | 170 | 383500 | 349500
[5 empty] | 384500349500 | 170 | 384500 | 349500
[5 empty] | 385500349500 | 170 | 385500 | 349500
[5 empty] | 374500348500 | 170 | 374500 | 348500
[5 empty] | 375500348500 | 170 | 375500 | 348500
[5 empty] | 376500348500 | 170 | 376500 | 348500
[5 empty] | 377500348500 | 170 | 377500 | 348500
[5 empty] | 378500348500 | 170 | 378500 | 348500
[5 empty] | 379500348500 | 170 | 379500 | 348500
[5 empty] | 380500348500 | 170 | 380500 | 348500
[5 empty] | 381500348500 | 170 | 381500 | 348500
[5 empty] | 382500348500 | 170 | 382500 | 348500
[5 empty] | 383500348500 | 170 | 383500 | 348500
[5 empty] | 384500348500 | 170 | 384500 | 348500
[5 empty] | 385500348500 | 170 | 385500 | 348500
[5 empty] | 375500347500 | 170 | 375500 | 347500
[5 empty] | 376500347500 | 170 | 376500 | 347500
[5 empty] | 377500347500 | 170 | 377500 | 347500
[5 empty] | 378500347500 | 170 | 378500 | 347500
[5 empty] | 379500347500 | 170 | 379500 | 347500
[5 empty] | 380500347500 | 170 | 380500 | 347500
[5 empty] | 381500347500 | 170 | 381500 | 347500
[5 empty] | 382500347500 | 170 | 382500 | 347500
[5 empty] | 383500347500 | 170 | 383500 | 347500
[5 empty] | 384500347500 | 170 | 384500 | 347500
[5 empty] | 385500347500 | 170 | 385500 | 347500
[5 empty] | 375500346500 | 170 | 375500 | 346500
[5 empty] | 376500346500 | 170 | 376500 | 346500
[5 empty] | 377500346500 | 170 | 377500 | 346500
[5 empty] | 378500346500 | 170 | 378500 | 346500
[5 empty] | 379500346500 | 170 | 379500 | 346500
[5 empty] | 380500346500 | 170 | 380500 | 346500
[5 empty] | 381500346500 | 170 | 381500 | 346500
[5 empty] | 382500346500 | 170 | 382500 | 346500
[5 empty] | 383500346500 | 170 | 383500 | 346500
[5 empty] | 384500346500 | 170 | 384500 | 346500
[5 empty] | 385500346500 | 170 | 385500 | 346500
[5 empty] | 375500345500 | 170 | 375500 | 345500
[5 empty] | 376500345500 | 170 | 376500 | 345500
[5 empty] | 377500345500 | 170 | 377500 | 345500
[5 empty] | 378500345500 | 170 | 378500 | 345500
[5 empty] | 379500345500 | 170 | 379500 | 345500
[5 empty] | 380500345500 | 170 | 380500 | 345500
[5 empty] | 381500345500 | 170 | 381500 | 345500
[5 empty] | 382500345500 | 170 | 382500 | 345500
[5 empty] | 383500345500 | 170 | 383500 | 345500
[5 empty] | 384500345500 | 170 | 384500 | 345500
[5 empty] | 385500345500 | 170 | 385500 | 345500
[5 empty] | 375500344500 | 170 | 375500 | 344500
[5 empty] | 376500344500 | 170 | 376500 | 344500
[5 empty] | 377500344500 | 170 | 377500 | 344500
[5 empty] | 378500344500 | 170 | 378500 | 344500
[5 empty] | 379500344500 | 170 | 379500 | 344500
[5 empty] | 380500344500 | 170 | 380500 | 344500
[5 empty] | 381500344500 | 170 | 381500 | 344500
[5 empty] | 382500344500 | 170 | 382500 | 344500
[5 empty] | 383500344500 | 170 | 383500 | 344500
[5 empty] | 384500344500 | 170 | 384500 | 344500
[5 empty] | 385500344500 | 170 | 385500 | 344500
[5 empty] | 375500343500 | 170 | 375500 | 343500
[5 empty] | 376500343500 | 170 | 376500 | 343500
[5 empty] | 377500343500 | 170 | 377500 | 343500
[5 empty] | 378500343500 | 170 | 378500 | 343500
[5 empty] | 379500343500 | 170 | 379500 | 343500
[5 empty] | 380500343500 | 170 | 380500 | 343500
[5 empty] | 381500343500 | 170 | 381500 | 343500
[5 empty] | 382500343500 | 170 | 382500 | 343500
[5 empty] | 383500343500 | 170 | 383500 | 343500
[5 empty] | 384500343500 | 170 | 384500 | 343500
[5 empty] | 385500343500 | 170 | 385500 | 343500
[5 empty] | 375500342500 | 170 | 375500 | 342500
[5 empty] | 376500342500 | 170 | 376500 | 342500
[5 empty] | 377500342500 | 170 | 377500 | 342500
[5 empty] | 378500342500 | 170 | 378500 | 342500
[5 empty] | 379500342500 | 170 | 379500 | 342500
[5 empty] | 380500342500 | 170 | 380500 | 342500
[5 empty] | 381500342500 | 170 | 381500 | 342500
[5 empty] | 382500342500 | 170 | 382500 | 342500
[5 empty] | 383500342500 | 170 | 383500 | 342500
[5 empty] | 384500342500 | 170 | 384500 | 342500
[5 empty] | 385500342500 | 170 | 385500 | 342500
[5 empty] | 375500341500 | 170 | 375500 | 341500
[5 empty] | 376500341500 | 170 | 376500 | 341500
[5 empty] | 377500341500 | 170 | 377500 | 341500
[5 empty] | 378500341500 | 170 | 378500 | 341500
[5 empty] | 379500341500 | 170 | 379500 | 341500
[5 empty] | 380500341500 | 170 | 380500 | 341500
[5 empty] | 381500341500 | 170 | 381500 | 341500
[5 empty] | 382500341500 | 170 | 382500 | 341500
[5 empty] | 383500341500 | 170 | 383500 | 341500
[5 empty] | 374500340500 | 170 | 374500 | 340500
[5 empty] | 375500340500 | 170 | 375500 | 340500
[5 empty] | 376500340500 | 170 | 376500 | 340500
[5 empty] | 377500340500 | 170 | 377500 | 340500
[5 empty] | 378500340500 | 170 | 378500 | 340500
[5 empty] | 379500340500 | 170 | 379500 | 340500
[5 empty] | 380500340500 | 170 | 380500 | 340500
[5 empty] | 381500340500 | 170 | 381500 | 340500
[5 empty] | 373500339500 | 170 | 373500 | 339500
[5 empty] | 374500339500 | 170 | 374500 | 339500
[5 empty] | 375500339500 | 170 | 375500 | 339500
[5 empty] | 376500339500 | 170 | 376500 | 339500
[5 empty] | 377500339500 | 170 | 377500 | 339500
[5 empty] | 378500339500 | 170 | 378500 | 339500
[5 empty] | 379500339500 | 170 | 379500 | 339500
[5 empty] | 380500339500 | 170 | 380500 | 339500
[5 empty] | 381500339500 | 170 | 381500 | 339500
[5 empty] | 371500338500 | 170 | 371500 | 338500
[5 empty] | 372500338500 | 170 | 372500 | 338500
[5 empty] | 373500338500 | 170 | 373500 | 338500
[5 empty] | 374500338500 | 170 | 374500 | 338500
[5 empty] | 375500338500 | 170 | 375500 | 338500
[5 empty] | 376500338500 | 170 | 376500 | 338500
[5 empty] | 377500338500 | 170 | 377500 | 338500
[5 empty] | 378500338500 | 170 | 378500 | 338500
[5 empty] | 379500338500 | 170 | 379500 | 338500
[5 empty] | 380500338500 | 170 | 380500 | 338500
[5 empty] | 381500338500 | 170 | 381500 | 338500
[5 empty] | 370500337500 | 170 | 370500 | 337500
[5 empty] | 371500337500 | 170 | 371500 | 337500
[5 empty] | 372500337500 | 170 | 372500 | 337500
[5 empty] | 373500337500 | 170 | 373500 | 337500
[5 empty] | 374500337500 | 170 | 374500 | 337500
[5 empty] | 375500337500 | 170 | 375500 | 337500
[5 empty] | 376500337500 | 170 | 376500 | 337500
[5 empty] | 377500337500 | 170 | 377500 | 337500
[5 empty] | 378500337500 | 170 | 378500 | 337500
[5 empty] | 379500337500 | 170 | 379500 | 337500
[5 empty] | 380500337500 | 170 | 380500 | 337500
[5 empty] | 381500337500 | 170 | 381500 | 337500
[5 empty] | 370500336500 | 170 | 370500 | 336500
[5 empty] | 371500336500 | 170 | 371500 | 336500
[5 empty] | 372500336500 | 170 | 372500 | 336500
[5 empty] | 373500336500 | 170 | 373500 | 336500
[5 empty] | 374500336500 | 170 | 374500 | 336500
[5 empty] | 375500336500 | 170 | 375500 | 336500
[5 empty] | 376500336500 | 170 | 376500 | 336500
[5 empty] | 377500336500 | 170 | 377500 | 336500
[5 empty] | 381500336500 | 170 | 381500 | 336500
[5 empty] | 369500335500 | 170 | 369500 | 335500
[5 empty] | 370500335500 | 170 | 370500 | 335500
[5 empty] | 371500335500 | 170 | 371500 | 335500
[5 empty] | 372500335500 | 170 | 372500 | 335500
[5 empty] | 373500335500 | 170 | 373500 | 335500
[5 empty] | 374500335500 | 170 | 374500 | 335500
[5 empty] | 369500334500 | 170 | 369500 | 334500
[5 empty] | 370500334500 | 170 | 370500 | 334500
[5 empty] | 371500334500 | 170 | 371500 | 334500
[5 empty] | 372500334500 | 170 | 372500 | 334500
[5 empty] | 373500334500 | 170 | 373500 | 334500
[5 empty] | 369500333500 | 170 | 369500 | 333500
[5 empty] | 370500333500 | 170 | 370500 | 333500
[5 empty] | 371500333500 | 170 | 371500 | 333500
[5 empty] | 372500333500 | 170 | 372500 | 333500
[5 empty] | 373500333500 | 170 | 373500 | 333500
[5 empty] | 369500332500 | 170 | 369500 | 332500
[5 empty] | 370500332500 | 170 | 370500 | 332500
[5 empty] | 371500332500 | 170 | 371500 | 332500
[5 empty] | 372500332500 | 170 | 372500 | 332500
[5 empty] | 373500332500 | 170 | 373500 | 332500
[5 empty] | 369500331500 | 170 | 369500 | 331500
[5 empty] | 370500331500 | 170 | 370500 | 331500
[5 empty] | 275500151500 | 172 | 275500 | 151500
[5 empty] | 270500150500 | 172 | 270500 | 150500
[5 empty] | 271500150500 | 172 | 271500 | 150500
[5 empty] | 274500150500 | 172 | 274500 | 150500
[5 empty] | 275500150500 | 172 | 275500 | 150500
[5 empty] | 276500150500 | 172 | 276500 | 150500
[5 empty] | 277500150500 | 172 | 277500 | 150500
[5 empty] | 278500150500 | 172 | 278500 | 150500
[5 empty] | 264500149500 | 172 | 264500 | 149500
[5 empty] | 265500149500 | 172 | 265500 | 149500
[5 empty] | 266500149500 | 172 | 266500 | 149500
[5 empty] | 267500149500 | 172 | 267500 | 149500
[5 empty] | 268500149500 | 172 | 268500 | 149500
[5 empty] | 269500149500 | 172 | 269500 | 149500
[5 empty] | 270500149500 | 172 | 270500 | 149500
[5 empty] | 271500149500 | 172 | 271500 | 149500
[5 empty] | 272500149500 | 172 | 272500 | 149500
[5 empty] | 273500149500 | 172 | 273500 | 149500
[5 empty] | 274500149500 | 172 | 274500 | 149500
[5 empty] | 275500149500 | 172 | 275500 | 149500
[5 empty] | 276500149500 | 172 | 276500 | 149500
[5 empty] | 277500149500 | 172 | 277500 | 149500
[5 empty] | 278500149500 | 172 | 278500 | 149500
[5 empty] | 279500149500 | 172 | 279500 | 149500
[5 empty] | 251500148500 | 172 | 251500 | 148500
[5 empty] | 252500148500 | 172 | 252500 | 148500
[5 empty] | 253500148500 | 172 | 253500 | 148500
[5 empty] | 254500148500 | 172 | 254500 | 148500
[5 empty] | 255500148500 | 172 | 255500 | 148500
[5 empty] | 256500148500 | 172 | 256500 | 148500
[5 empty] | 258500148500 | 172 | 258500 | 148500
[5 empty] | 259500148500 | 172 | 259500 | 148500
[5 empty] | 260500148500 | 172 | 260500 | 148500
[5 empty] | 261500148500 | 172 | 261500 | 148500
[5 empty] | 262500148500 | 172 | 262500 | 148500
[5 empty] | 263500148500 | 172 | 263500 | 148500
[5 empty] | 264500148500 | 172 | 264500 | 148500
[5 empty] | 265500148500 | 172 | 265500 | 148500
[5 empty] | 266500148500 | 172 | 266500 | 148500
[5 empty] | 267500148500 | 172 | 267500 | 148500
[5 empty] | 268500148500 | 172 | 268500 | 148500
[5 empty] | 269500148500 | 172 | 269500 | 148500
[5 empty] | 270500148500 | 172 | 270500 | 148500
[5 empty] | 271500148500 | 172 | 271500 | 148500
[5 empty] | 272500148500 | 172 | 272500 | 148500
[5 empty] | 273500148500 | 172 | 273500 | 148500
[5 empty] | 274500148500 | 172 | 274500 | 148500
[5 empty] | 275500148500 | 172 | 275500 | 148500
[5 empty] | 276500148500 | 172 | 276500 | 148500
[5 empty] | 277500148500 | 172 | 277500 | 148500
[5 empty] | 278500148500 | 172 | 278500 | 148500
[5 empty] | 248500147500 | 172 | 248500 | 147500
[5 empty] | 249500147500 | 172 | 249500 | 147500
[5 empty] | 250500147500 | 172 | 250500 | 147500
[5 empty] | 251500147500 | 172 | 251500 | 147500
[5 empty] | 252500147500 | 172 | 252500 | 147500
[5 empty] | 253500147500 | 172 | 253500 | 147500
[5 empty] | 254500147500 | 172 | 254500 | 147500
[5 empty] | 255500147500 | 172 | 255500 | 147500
[5 empty] | 256500147500 | 172 | 256500 | 147500
[5 empty] | 257500147500 | 172 | 257500 | 147500
[5 empty] | 258500147500 | 172 | 258500 | 147500
[5 empty] | 259500147500 | 172 | 259500 | 147500
[5 empty] | 260500147500 | 172 | 260500 | 147500
[5 empty] | 261500147500 | 172 | 261500 | 147500
[5 empty] | 262500147500 | 172 | 262500 | 147500
[5 empty] | 263500147500 | 172 | 263500 | 147500
[5 empty] | 264500147500 | 172 | 264500 | 147500
[5 empty] | 265500147500 | 172 | 265500 | 147500
[5 empty] | 266500147500 | 172 | 266500 | 147500
[5 empty] | 267500147500 | 172 | 267500 | 147500
[5 empty] | 268500147500 | 172 | 268500 | 147500
[5 empty] | 269500147500 | 172 | 269500 | 147500
[5 empty] | 270500147500 | 172 | 270500 | 147500
[5 empty] | 271500147500 | 172 | 271500 | 147500
[5 empty] | 272500147500 | 172 | 272500 | 147500
[5 empty] | 273500147500 | 172 | 273500 | 147500
[5 empty] | 274500147500 | 172 | 274500 | 147500
[5 empty] | 275500147500 | 172 | 275500 | 147500
[5 empty] | 276500147500 | 172 | 276500 | 147500
[5 empty] | 277500147500 | 172 | 277500 | 147500
[5 empty] | 278500147500 | 172 | 278500 | 147500
[5 empty] | 245500146500 | 172 | 245500 | 146500
[5 empty] | 246500146500 | 172 | 246500 | 146500
[5 empty] | 247500146500 | 172 | 247500 | 146500
[5 empty] | 248500146500 | 172 | 248500 | 146500
[5 empty] | 249500146500 | 172 | 249500 | 146500
[5 empty] | 250500146500 | 172 | 250500 | 146500
[5 empty] | 251500146500 | 172 | 251500 | 146500
[5 empty] | 252500146500 | 172 | 252500 | 146500
[5 empty] | 253500146500 | 172 | 253500 | 146500
[5 empty] | 254500146500 | 172 | 254500 | 146500
[5 empty] | 255500146500 | 172 | 255500 | 146500
[5 empty] | 256500146500 | 172 | 256500 | 146500
[5 empty] | 257500146500 | 172 | 257500 | 146500
[5 empty] | 258500146500 | 172 | 258500 | 146500
[5 empty] | 259500146500 | 172 | 259500 | 146500
[5 empty] | 260500146500 | 172 | 260500 | 146500
[5 empty] | 261500146500 | 172 | 261500 | 146500
[5 empty] | 262500146500 | 172 | 262500 | 146500
[5 empty] | 263500146500 | 172 | 263500 | 146500
[5 empty] | 264500146500 | 172 | 264500 | 146500
[5 empty] | 265500146500 | 172 | 265500 | 146500
[5 empty] | 266500146500 | 172 | 266500 | 146500
[5 empty] | 267500146500 | 172 | 267500 | 146500
[5 empty] | 268500146500 | 172 | 268500 | 146500
[5 empty] | 269500146500 | 172 | 269500 | 146500
[5 empty] | 270500146500 | 172 | 270500 | 146500
[5 empty] | 271500146500 | 172 | 271500 | 146500
[5 empty] | 272500146500 | 172 | 272500 | 146500
[5 empty] | 273500146500 | 172 | 273500 | 146500
[5 empty] | 274500146500 | 172 | 274500 | 146500
[5 empty] | 275500146500 | 172 | 275500 | 146500
[5 empty] | 276500146500 | 172 | 276500 | 146500
[5 empty] | 277500146500 | 172 | 277500 | 146500
[5 empty] | 278500146500 | 172 | 278500 | 146500
[5 empty] | 244500145500 | 172 | 244500 | 145500
[5 empty] | 245500145500 | 172 | 245500 | 145500
[5 empty] | 246500145500 | 172 | 246500 | 145500
[5 empty] | 247500145500 | 172 | 247500 | 145500
[5 empty] | 248500145500 | 172 | 248500 | 145500
[5 empty] | 249500145500 | 172 | 249500 | 145500
[5 empty] | 250500145500 | 172 | 250500 | 145500
[5 empty] | 251500145500 | 172 | 251500 | 145500
[5 empty] | 252500145500 | 172 | 252500 | 145500
[5 empty] | 253500145500 | 172 | 253500 | 145500
[5 empty] | 254500145500 | 172 | 254500 | 145500
[5 empty] | 255500145500 | 172 | 255500 | 145500
[5 empty] | 256500145500 | 172 | 256500 | 145500
[5 empty] | 257500145500 | 172 | 257500 | 145500
[5 empty] | 258500145500 | 172 | 258500 | 145500
[5 empty] | 259500145500 | 172 | 259500 | 145500
[5 empty] | 260500145500 | 172 | 260500 | 145500
[5 empty] | 261500145500 | 172 | 261500 | 145500
[5 empty] | 262500145500 | 172 | 262500 | 145500
[5 empty] | 263500145500 | 172 | 263500 | 145500
[5 empty] | 264500145500 | 172 | 264500 | 145500
[5 empty] | 265500145500 | 172 | 265500 | 145500
[5 empty] | 266500145500 | 172 | 266500 | 145500
[5 empty] | 267500145500 | 172 | 267500 | 145500
[5 empty] | 268500145500 | 172 | 268500 | 145500
[5 empty] | 269500145500 | 172 | 269500 | 145500
[5 empty] | 270500145500 | 172 | 270500 | 145500
[5 empty] | 271500145500 | 172 | 271500 | 145500
[5 empty] | 272500145500 | 172 | 272500 | 145500
[5 empty] | 273500145500 | 172 | 273500 | 145500
[5 empty] | 274500145500 | 172 | 274500 | 145500
[5 empty] | 275500145500 | 172 | 275500 | 145500
[5 empty] | 276500145500 | 172 | 276500 | 145500
[5 empty] | 277500145500 | 172 | 277500 | 145500
[5 empty] | 278500145500 | 172 | 278500 | 145500
[5 empty] | 245500144500 | 172 | 245500 | 144500
[5 empty] | 246500144500 | 172 | 246500 | 144500
[5 empty] | 247500144500 | 172 | 247500 | 144500
[5 empty] | 248500144500 | 172 | 248500 | 144500
[5 empty] | 249500144500 | 172 | 249500 | 144500
[5 empty] | 250500144500 | 172 | 250500 | 144500
[5 empty] | 251500144500 | 172 | 251500 | 144500
[5 empty] | 252500144500 | 172 | 252500 | 144500
[5 empty] | 253500144500 | 172 | 253500 | 144500
[5 empty] | 254500144500 | 172 | 254500 | 144500
[5 empty] | 255500144500 | 172 | 255500 | 144500
[5 empty] | 256500144500 | 172 | 256500 | 144500
[5 empty] | 257500144500 | 172 | 257500 | 144500
[5 empty] | 258500144500 | 172 | 258500 | 144500
[5 empty] | 259500144500 | 172 | 259500 | 144500
[5 empty] | 260500144500 | 172 | 260500 | 144500
[5 empty] | 261500144500 | 172 | 261500 | 144500
[5 empty] | 262500144500 | 172 | 262500 | 144500
[5 empty] | 263500144500 | 172 | 263500 | 144500
[5 empty] | 264500144500 | 172 | 264500 | 144500
[5 empty] | 265500144500 | 172 | 265500 | 144500
[5 empty] | 266500144500 | 172 | 266500 | 144500
[5 empty] | 267500144500 | 172 | 267500 | 144500
[5 empty] | 268500144500 | 172 | 268500 | 144500
[5 empty] | 269500144500 | 172 | 269500 | 144500
[5 empty] | 270500144500 | 172 | 270500 | 144500
[5 empty] | 271500144500 | 172 | 271500 | 144500
[5 empty] | 272500144500 | 172 | 272500 | 144500
[5 empty] | 273500144500 | 172 | 273500 | 144500
[5 empty] | 274500144500 | 172 | 274500 | 144500
[5 empty] | 275500144500 | 172 | 275500 | 144500
[5 empty] | 276500144500 | 172 | 276500 | 144500
[5 empty] | 277500144500 | 172 | 277500 | 144500
[5 empty] | 278500144500 | 172 | 278500 | 144500
[5 empty] | 245500143500 | 172 | 245500 | 143500
[5 empty] | 246500143500 | 172 | 246500 | 143500
[5 empty] | 247500143500 | 172 | 247500 | 143500
[5 empty] | 248500143500 | 172 | 248500 | 143500
[5 empty] | 249500143500 | 172 | 249500 | 143500
[5 empty] | 250500143500 | 172 | 250500 | 143500
[5 empty] | 251500143500 | 172 | 251500 | 143500
[5 empty] | 252500143500 | 172 | 252500 | 143500
[5 empty] | 253500143500 | 172 | 253500 | 143500
[5 empty] | 254500143500 | 172 | 254500 | 143500
[5 empty] | 255500143500 | 172 | 255500 | 143500
[5 empty] | 256500143500 | 172 | 256500 | 143500
[5 empty] | 257500143500 | 172 | 257500 | 143500
[5 empty] | 258500143500 | 172 | 258500 | 143500
[5 empty] | 259500143500 | 172 | 259500 | 143500
[5 empty] | 260500143500 | 172 | 260500 | 143500
[5 empty] | 261500143500 | 172 | 261500 | 143500
[5 empty] | 262500143500 | 172 | 262500 | 143500
[5 empty] | 263500143500 | 172 | 263500 | 143500
[5 empty] | 264500143500 | 172 | 264500 | 143500
[5 empty] | 265500143500 | 172 | 265500 | 143500
[5 empty] | 266500143500 | 172 | 266500 | 143500
[5 empty] | 267500143500 | 172 | 267500 | 143500
[5 empty] | 268500143500 | 172 | 268500 | 143500
[5 empty] | 269500143500 | 172 | 269500 | 143500
[5 empty] | 270500143500 | 172 | 270500 | 143500
[5 empty] | 271500143500 | 172 | 271500 | 143500
[5 empty] | 274500143500 | 172 | 274500 | 143500
[5 empty] | 275500143500 | 172 | 275500 | 143500
[5 empty] | 276500143500 | 172 | 276500 | 143500
[5 empty] | 277500143500 | 172 | 277500 | 143500
[5 empty] | 278500143500 | 172 | 278500 | 143500
[5 empty] | 245500142500 | 172 | 245500 | 142500
[5 empty] | 246500142500 | 172 | 246500 | 142500
[5 empty] | 247500142500 | 172 | 247500 | 142500
[5 empty] | 248500142500 | 172 | 248500 | 142500
[5 empty] | 249500142500 | 172 | 249500 | 142500
[5 empty] | 250500142500 | 172 | 250500 | 142500
[5 empty] | 251500142500 | 172 | 251500 | 142500
[5 empty] | 252500142500 | 172 | 252500 | 142500
[5 empty] | 253500142500 | 172 | 253500 | 142500
[5 empty] | 254500142500 | 172 | 254500 | 142500
[5 empty] | 255500142500 | 172 | 255500 | 142500
[5 empty] | 256500142500 | 172 | 256500 | 142500
[5 empty] | 257500142500 | 172 | 257500 | 142500
[5 empty] | 258500142500 | 172 | 258500 | 142500
[5 empty] | 259500142500 | 172 | 259500 | 142500
[5 empty] | 260500142500 | 172 | 260500 | 142500
[5 empty] | 261500142500 | 172 | 261500 | 142500
[5 empty] | 262500142500 | 172 | 262500 | 142500
[5 empty] | 263500142500 | 172 | 263500 | 142500
[5 empty] | 264500142500 | 172 | 264500 | 142500
[5 empty] | 265500142500 | 172 | 265500 | 142500
[5 empty] | 266500142500 | 172 | 266500 | 142500
[5 empty] | 267500142500 | 172 | 267500 | 142500
[5 empty] | 268500142500 | 172 | 268500 | 142500
[5 empty] | 269500142500 | 172 | 269500 | 142500
[5 empty] | 270500142500 | 172 | 270500 | 142500
[5 empty] | 271500142500 | 172 | 271500 | 142500
[5 empty] | 242500141500 | 172 | 242500 | 141500
[5 empty] | 244500141500 | 172 | 244500 | 141500
[5 empty] | 245500141500 | 172 | 245500 | 141500
[5 empty] | 246500141500 | 172 | 246500 | 141500
[5 empty] | 247500141500 | 172 | 247500 | 141500
[5 empty] | 248500141500 | 172 | 248500 | 141500
[5 empty] | 249500141500 | 172 | 249500 | 141500
[5 empty] | 250500141500 | 172 | 250500 | 141500
[5 empty] | 251500141500 | 172 | 251500 | 141500
[5 empty] | 252500141500 | 172 | 252500 | 141500
[5 empty] | 253500141500 | 172 | 253500 | 141500
[5 empty] | 254500141500 | 172 | 254500 | 141500
[5 empty] | 255500141500 | 172 | 255500 | 141500
[5 empty] | 256500141500 | 172 | 256500 | 141500
[5 empty] | 257500141500 | 172 | 257500 | 141500
[5 empty] | 258500141500 | 172 | 258500 | 141500
[5 empty] | 259500141500 | 172 | 259500 | 141500
[5 empty] | 260500141500 | 172 | 260500 | 141500
[5 empty] | 261500141500 | 172 | 261500 | 141500
[5 empty] | 262500141500 | 172 | 262500 | 141500
[5 empty] | 263500141500 | 172 | 263500 | 141500
[5 empty] | 264500141500 | 172 | 264500 | 141500
[5 empty] | 265500141500 | 172 | 265500 | 141500
[5 empty] | 266500141500 | 172 | 266500 | 141500
[5 empty] | 267500141500 | 172 | 267500 | 141500
[5 empty] | 268500141500 | 172 | 268500 | 141500
[5 empty] | 269500141500 | 172 | 269500 | 141500
[5 empty] | 270500141500 | 172 | 270500 | 141500
[5 empty] | 271500141500 | 172 | 271500 | 141500
[5 empty] | 241500140500 | 172 | 241500 | 140500
[5 empty] | 242500140500 | 172 | 242500 | 140500
[5 empty] | 243500140500 | 172 | 243500 | 140500
[5 empty] | 244500140500 | 172 | 244500 | 140500
[5 empty] | 245500140500 | 172 | 245500 | 140500
[5 empty] | 246500140500 | 172 | 246500 | 140500
[5 empty] | 247500140500 | 172 | 247500 | 140500
[5 empty] | 248500140500 | 172 | 248500 | 140500
[5 empty] | 249500140500 | 172 | 249500 | 140500
[5 empty] | 250500140500 | 172 | 250500 | 140500
[5 empty] | 251500140500 | 172 | 251500 | 140500
[5 empty] | 252500140500 | 172 | 252500 | 140500
[5 empty] | 253500140500 | 172 | 253500 | 140500
[5 empty] | 254500140500 | 172 | 254500 | 140500
[5 empty] | 255500140500 | 172 | 255500 | 140500
[5 empty] | 256500140500 | 172 | 256500 | 140500
[5 empty] | 257500140500 | 172 | 257500 | 140500
[5 empty] | 258500140500 | 172 | 258500 | 140500
[5 empty] | 259500140500 | 172 | 259500 | 140500
[5 empty] | 260500140500 | 172 | 260500 | 140500
[5 empty] | 261500140500 | 172 | 261500 | 140500
[5 empty] | 262500140500 | 172 | 262500 | 140500
[5 empty] | 263500140500 | 172 | 263500 | 140500
[5 empty] | 264500140500 | 172 | 264500 | 140500
[5 empty] | 265500140500 | 172 | 265500 | 140500
[5 empty] | 266500140500 | 172 | 266500 | 140500
[5 empty] | 267500140500 | 172 | 267500 | 140500
[5 empty] | 268500140500 | 172 | 268500 | 140500
[5 empty] | 269500140500 | 172 | 269500 | 140500
[5 empty] | 270500140500 | 172 | 270500 | 140500
[5 empty] | 271500140500 | 172 | 271500 | 140500
[5 empty] | 242500139500 | 172 | 242500 | 139500
[5 empty] | 243500139500 | 172 | 243500 | 139500
[5 empty] | 244500139500 | 172 | 244500 | 139500
[5 empty] | 245500139500 | 172 | 245500 | 139500
[5 empty] | 246500139500 | 172 | 246500 | 139500
[5 empty] | 247500139500 | 172 | 247500 | 139500
[5 empty] | 248500139500 | 172 | 248500 | 139500
[5 empty] | 249500139500 | 172 | 249500 | 139500
[5 empty] | 250500139500 | 172 | 250500 | 139500
[5 empty] | 251500139500 | 172 | 251500 | 139500
[5 empty] | 252500139500 | 172 | 252500 | 139500
[5 empty] | 253500139500 | 172 | 253500 | 139500
[5 empty] | 254500139500 | 172 | 254500 | 139500
[5 empty] | 255500139500 | 172 | 255500 | 139500
[5 empty] | 256500139500 | 172 | 256500 | 139500
[5 empty] | 257500139500 | 172 | 257500 | 139500
[5 empty] | 258500139500 | 172 | 258500 | 139500
[5 empty] | 259500139500 | 172 | 259500 | 139500
[5 empty] | 260500139500 | 172 | 260500 | 139500
[5 empty] | 261500139500 | 172 | 261500 | 139500
[5 empty] | 262500139500 | 172 | 262500 | 139500
[5 empty] | 263500139500 | 172 | 263500 | 139500
[5 empty] | 264500139500 | 172 | 264500 | 139500
[5 empty] | 265500139500 | 172 | 265500 | 139500
[5 empty] | 266500139500 | 172 | 266500 | 139500
[5 empty] | 267500139500 | 172 | 267500 | 139500
[5 empty] | 268500139500 | 172 | 268500 | 139500
[5 empty] | 269500139500 | 172 | 269500 | 139500
[5 empty] | 270500139500 | 172 | 270500 | 139500
[5 empty] | 271500139500 | 172 | 271500 | 139500
[5 empty] | 243500138500 | 172 | 243500 | 138500
[5 empty] | 244500138500 | 172 | 244500 | 138500
[5 empty] | 245500138500 | 172 | 245500 | 138500
[5 empty] | 246500138500 | 172 | 246500 | 138500
[5 empty] | 247500138500 | 172 | 247500 | 138500
[5 empty] | 248500138500 | 172 | 248500 | 138500
[5 empty] | 249500138500 | 172 | 249500 | 138500
[5 empty] | 250500138500 | 172 | 250500 | 138500
[5 empty] | 251500138500 | 172 | 251500 | 138500
[5 empty] | 252500138500 | 172 | 252500 | 138500
[5 empty] | 253500138500 | 172 | 253500 | 138500
[5 empty] | 254500138500 | 172 | 254500 | 138500
[5 empty] | 255500138500 | 172 | 255500 | 138500
[5 empty] | 256500138500 | 172 | 256500 | 138500
[5 empty] | 257500138500 | 172 | 257500 | 138500
[5 empty] | 258500138500 | 172 | 258500 | 138500
[5 empty] | 259500138500 | 172 | 259500 | 138500
[5 empty] | 260500138500 | 172 | 260500 | 138500
[5 empty] | 261500138500 | 172 | 261500 | 138500
[5 empty] | 262500138500 | 172 | 262500 | 138500
[5 empty] | 263500138500 | 172 | 263500 | 138500
[5 empty] | 264500138500 | 172 | 264500 | 138500
[5 empty] | 265500138500 | 172 | 265500 | 138500
[5 empty] | 266500138500 | 172 | 266500 | 138500
[5 empty] | 267500138500 | 172 | 267500 | 138500
[5 empty] | 268500138500 | 172 | 268500 | 138500
[5 empty] | 269500138500 | 172 | 269500 | 138500
[5 empty] | 270500138500 | 172 | 270500 | 138500
[5 empty] | 271500138500 | 172 | 271500 | 138500
[5 empty] | 243500137500 | 172 | 243500 | 137500
[5 empty] | 244500137500 | 172 | 244500 | 137500
[5 empty] | 245500137500 | 172 | 245500 | 137500
[5 empty] | 246500137500 | 172 | 246500 | 137500
[5 empty] | 247500137500 | 172 | 247500 | 137500
[5 empty] | 248500137500 | 172 | 248500 | 137500
[5 empty] | 249500137500 | 172 | 249500 | 137500
[5 empty] | 250500137500 | 172 | 250500 | 137500
[5 empty] | 251500137500 | 172 | 251500 | 137500
[5 empty] | 252500137500 | 172 | 252500 | 137500
[5 empty] | 253500137500 | 172 | 253500 | 137500
[5 empty] | 254500137500 | 172 | 254500 | 137500
[5 empty] | 255500137500 | 172 | 255500 | 137500
[5 empty] | 256500137500 | 172 | 256500 | 137500
[5 empty] | 257500137500 | 172 | 257500 | 137500
[5 empty] | 258500137500 | 172 | 258500 | 137500
[5 empty] | 259500137500 | 172 | 259500 | 137500
[5 empty] | 260500137500 | 172 | 260500 | 137500
[5 empty] | 261500137500 | 172 | 261500 | 137500
[5 empty] | 262500137500 | 172 | 262500 | 137500
[5 empty] | 263500137500 | 172 | 263500 | 137500
[5 empty] | 264500137500 | 172 | 264500 | 137500
[5 empty] | 265500137500 | 172 | 265500 | 137500
[5 empty] | 266500137500 | 172 | 266500 | 137500
[5 empty] | 267500137500 | 172 | 267500 | 137500
[5 empty] | 268500137500 | 172 | 268500 | 137500
[5 empty] | 269500137500 | 172 | 269500 | 137500
[5 empty] | 270500137500 | 172 | 270500 | 137500
[5 empty] | 271500137500 | 172 | 271500 | 137500
[5 empty] | 272500137500 | 172 | 272500 | 137500
[5 empty] | 244500136500 | 172 | 244500 | 136500
[5 empty] | 245500136500 | 172 | 245500 | 136500
[5 empty] | 246500136500 | 172 | 246500 | 136500
[5 empty] | 247500136500 | 172 | 247500 | 136500
[5 empty] | 248500136500 | 172 | 248500 | 136500
[5 empty] | 249500136500 | 172 | 249500 | 136500
[5 empty] | 250500136500 | 172 | 250500 | 136500
[5 empty] | 251500136500 | 172 | 251500 | 136500
[5 empty] | 252500136500 | 172 | 252500 | 136500
[5 empty] | 253500136500 | 172 | 253500 | 136500
[5 empty] | 254500136500 | 172 | 254500 | 136500
[5 empty] | 255500136500 | 172 | 255500 | 136500
[5 empty] | 256500136500 | 172 | 256500 | 136500
[5 empty] | 257500136500 | 172 | 257500 | 136500
[5 empty] | 258500136500 | 172 | 258500 | 136500
[5 empty] | 259500136500 | 172 | 259500 | 136500
[5 empty] | 260500136500 | 172 | 260500 | 136500
[5 empty] | 261500136500 | 172 | 261500 | 136500
[5 empty] | 262500136500 | 172 | 262500 | 136500
[5 empty] | 263500136500 | 172 | 263500 | 136500
[5 empty] | 264500136500 | 172 | 264500 | 136500
[5 empty] | 265500136500 | 172 | 265500 | 136500
[5 empty] | 266500136500 | 172 | 266500 | 136500
[5 empty] | 267500136500 | 172 | 267500 | 136500
[5 empty] | 268500136500 | 172 | 268500 | 136500
[5 empty] | 269500136500 | 172 | 269500 | 136500
[5 empty] | 270500136500 | 172 | 270500 | 136500
[5 empty] | 271500136500 | 172 | 271500 | 136500
[5 empty] | 272500136500 | 172 | 272500 | 136500
[5 empty] | 273500136500 | 172 | 273500 | 136500
[5 empty] | 244500135500 | 172 | 244500 | 135500
[5 empty] | 245500135500 | 172 | 245500 | 135500
[5 empty] | 246500135500 | 172 | 246500 | 135500
[5 empty] | 247500135500 | 172 | 247500 | 135500
[5 empty] | 248500135500 | 172 | 248500 | 135500
[5 empty] | 249500135500 | 172 | 249500 | 135500
[5 empty] | 250500135500 | 172 | 250500 | 135500
[5 empty] | 251500135500 | 172 | 251500 | 135500
[5 empty] | 252500135500 | 172 | 252500 | 135500
[5 empty] | 253500135500 | 172 | 253500 | 135500
[5 empty] | 254500135500 | 172 | 254500 | 135500
[5 empty] | 255500135500 | 172 | 255500 | 135500
[5 empty] | 256500135500 | 172 | 256500 | 135500
[5 empty] | 257500135500 | 172 | 257500 | 135500
[5 empty] | 258500135500 | 172 | 258500 | 135500
[5 empty] | 259500135500 | 172 | 259500 | 135500
[5 empty] | 260500135500 | 172 | 260500 | 135500
[5 empty] | 261500135500 | 172 | 261500 | 135500
[5 empty] | 262500135500 | 172 | 262500 | 135500
[5 empty] | 263500135500 | 172 | 263500 | 135500
[5 empty] | 264500135500 | 172 | 264500 | 135500
[5 empty] | 265500135500 | 172 | 265500 | 135500
[5 empty] | 266500135500 | 172 | 266500 | 135500
[5 empty] | 267500135500 | 172 | 267500 | 135500
[5 empty] | 268500135500 | 172 | 268500 | 135500
[5 empty] | 269500135500 | 172 | 269500 | 135500
[5 empty] | 270500135500 | 172 | 270500 | 135500
[5 empty] | 271500135500 | 172 | 271500 | 135500
[5 empty] | 272500135500 | 172 | 272500 | 135500
[5 empty] | 273500135500 | 172 | 273500 | 135500
[5 empty] | 274500135500 | 172 | 274500 | 135500
[5 empty] | 275500135500 | 172 | 275500 | 135500
[5 empty] | 244500134500 | 172 | 244500 | 134500
[5 empty] | 245500134500 | 172 | 245500 | 134500
[5 empty] | 246500134500 | 172 | 246500 | 134500
[5 empty] | 247500134500 | 172 | 247500 | 134500
[5 empty] | 248500134500 | 172 | 248500 | 134500
[5 empty] | 249500134500 | 172 | 249500 | 134500
[5 empty] | 250500134500 | 172 | 250500 | 134500
[5 empty] | 251500134500 | 172 | 251500 | 134500
[5 empty] | 252500134500 | 172 | 252500 | 134500
[5 empty] | 253500134500 | 172 | 253500 | 134500
[5 empty] | 254500134500 | 172 | 254500 | 134500
[5 empty] | 255500134500 | 172 | 255500 | 134500
[5 empty] | 256500134500 | 172 | 256500 | 134500
[5 empty] | 257500134500 | 172 | 257500 | 134500
[5 empty] | 258500134500 | 172 | 258500 | 134500
[5 empty] | 259500134500 | 172 | 259500 | 134500
[5 empty] | 260500134500 | 172 | 260500 | 134500
[5 empty] | 261500134500 | 172 | 261500 | 134500
[5 empty] | 262500134500 | 172 | 262500 | 134500
[5 empty] | 263500134500 | 172 | 263500 | 134500
[5 empty] | 264500134500 | 172 | 264500 | 134500
[5 empty] | 265500134500 | 172 | 265500 | 134500
[5 empty] | 266500134500 | 172 | 266500 | 134500
[5 empty] | 267500134500 | 172 | 267500 | 134500
[5 empty] | 268500134500 | 172 | 268500 | 134500
[5 empty] | 269500134500 | 172 | 269500 | 134500
[5 empty] | 270500134500 | 172 | 270500 | 134500
[5 empty] | 271500134500 | 172 | 271500 | 134500
[5 empty] | 272500134500 | 172 | 272500 | 134500
[5 empty] | 273500134500 | 172 | 273500 | 134500
[5 empty] | 274500134500 | 172 | 274500 | 134500
[5 empty] | 275500134500 | 172 | 275500 | 134500
[5 empty] | 276500134500 | 172 | 276500 | 134500
[5 empty] | 244500133500 | 172 | 244500 | 133500
[5 empty] | 245500133500 | 172 | 245500 | 133500
[5 empty] | 246500133500 | 172 | 246500 | 133500
[5 empty] | 247500133500 | 172 | 247500 | 133500
[5 empty] | 248500133500 | 172 | 248500 | 133500
[5 empty] | 249500133500 | 172 | 249500 | 133500
[5 empty] | 250500133500 | 172 | 250500 | 133500
[5 empty] | 251500133500 | 172 | 251500 | 133500
[5 empty] | 252500133500 | 172 | 252500 | 133500
[5 empty] | 253500133500 | 172 | 253500 | 133500
[5 empty] | 254500133500 | 172 | 254500 | 133500
[5 empty] | 255500133500 | 172 | 255500 | 133500
[5 empty] | 256500133500 | 172 | 256500 | 133500
[5 empty] | 257500133500 | 172 | 257500 | 133500
[5 empty] | 258500133500 | 172 | 258500 | 133500
[5 empty] | 259500133500 | 172 | 259500 | 133500
[5 empty] | 260500133500 | 172 | 260500 | 133500
[5 empty] | 261500133500 | 172 | 261500 | 133500
[5 empty] | 262500133500 | 172 | 262500 | 133500
[5 empty] | 263500133500 | 172 | 263500 | 133500
[5 empty] | 264500133500 | 172 | 264500 | 133500
[5 empty] | 265500133500 | 172 | 265500 | 133500
[5 empty] | 266500133500 | 172 | 266500 | 133500
[5 empty] | 267500133500 | 172 | 267500 | 133500
[5 empty] | 268500133500 | 172 | 268500 | 133500
[5 empty] | 269500133500 | 172 | 269500 | 133500
[5 empty] | 270500133500 | 172 | 270500 | 133500
[5 empty] | 271500133500 | 172 | 271500 | 133500
[5 empty] | 272500133500 | 172 | 272500 | 133500
[5 empty] | 273500133500 | 172 | 273500 | 133500
[5 empty] | 274500133500 | 172 | 274500 | 133500
[5 empty] | 275500133500 | 172 | 275500 | 133500
[5 empty] | 276500133500 | 172 | 276500 | 133500
[5 empty] | 277500133500 | 172 | 277500 | 133500
[5 empty] | 278500133500 | 172 | 278500 | 133500
[5 empty] | 245500132500 | 172 | 245500 | 132500
[5 empty] | 246500132500 | 172 | 246500 | 132500
[5 empty] | 247500132500 | 172 | 247500 | 132500
[5 empty] | 248500132500 | 172 | 248500 | 132500
[5 empty] | 249500132500 | 172 | 249500 | 132500
[5 empty] | 250500132500 | 172 | 250500 | 132500
[5 empty] | 251500132500 | 172 | 251500 | 132500
[5 empty] | 252500132500 | 172 | 252500 | 132500
[5 empty] | 253500132500 | 172 | 253500 | 132500
[5 empty] | 254500132500 | 172 | 254500 | 132500
[5 empty] | 255500132500 | 172 | 255500 | 132500
[5 empty] | 256500132500 | 172 | 256500 | 132500
[5 empty] | 257500132500 | 172 | 257500 | 132500
[5 empty] | 258500132500 | 172 | 258500 | 132500
[5 empty] | 259500132500 | 172 | 259500 | 132500
[5 empty] | 260500132500 | 172 | 260500 | 132500
[5 empty] | 261500132500 | 172 | 261500 | 132500
[5 empty] | 262500132500 | 172 | 262500 | 132500
[5 empty] | 263500132500 | 172 | 263500 | 132500
[5 empty] | 264500132500 | 172 | 264500 | 132500
[5 empty] | 265500132500 | 172 | 265500 | 132500
[5 empty] | 266500132500 | 172 | 266500 | 132500
[5 empty] | 267500132500 | 172 | 267500 | 132500
[5 empty] | 268500132500 | 172 | 268500 | 132500
[5 empty] | 269500132500 | 172 | 269500 | 132500
[5 empty] | 270500132500 | 172 | 270500 | 132500
[5 empty] | 271500132500 | 172 | 271500 | 132500
[5 empty] | 272500132500 | 172 | 272500 | 132500
[5 empty] | 273500132500 | 172 | 273500 | 132500
[5 empty] | 274500132500 | 172 | 274500 | 132500
[5 empty] | 275500132500 | 172 | 275500 | 132500
[5 empty] | 276500132500 | 172 | 276500 | 132500
[5 empty] | 277500132500 | 172 | 277500 | 132500
[5 empty] | 278500132500 | 172 | 278500 | 132500
[5 empty] | 279500132500 | 172 | 279500 | 132500
[5 empty] | 280500132500 | 172 | 280500 | 132500
[5 empty] | 281500132500 | 172 | 281500 | 132500
[5 empty] | 246500131500 | 172 | 246500 | 131500
[5 empty] | 247500131500 | 172 | 247500 | 131500
[5 empty] | 248500131500 | 172 | 248500 | 131500
[5 empty] | 249500131500 | 172 | 249500 | 131500
[5 empty] | 250500131500 | 172 | 250500 | 131500
[5 empty] | 251500131500 | 172 | 251500 | 131500
[5 empty] | 252500131500 | 172 | 252500 | 131500
[5 empty] | 253500131500 | 172 | 253500 | 131500
[5 empty] | 254500131500 | 172 | 254500 | 131500
[5 empty] | 255500131500 | 172 | 255500 | 131500
[5 empty] | 256500131500 | 172 | 256500 | 131500
[5 empty] | 257500131500 | 172 | 257500 | 131500
[5 empty] | 258500131500 | 172 | 258500 | 131500
[5 empty] | 259500131500 | 172 | 259500 | 131500
[5 empty] | 260500131500 | 172 | 260500 | 131500
[5 empty] | 261500131500 | 172 | 261500 | 131500
[5 empty] | 262500131500 | 172 | 262500 | 131500
[5 empty] | 263500131500 | 172 | 263500 | 131500
[5 empty] | 264500131500 | 172 | 264500 | 131500
[5 empty] | 265500131500 | 172 | 265500 | 131500
[5 empty] | 266500131500 | 172 | 266500 | 131500
[5 empty] | 267500131500 | 172 | 267500 | 131500
[5 empty] | 268500131500 | 172 | 268500 | 131500
[5 empty] | 269500131500 | 172 | 269500 | 131500
[5 empty] | 270500131500 | 172 | 270500 | 131500
[5 empty] | 271500131500 | 172 | 271500 | 131500
[5 empty] | 272500131500 | 172 | 272500 | 131500
[5 empty] | 273500131500 | 172 | 273500 | 131500
[5 empty] | 274500131500 | 172 | 274500 | 131500
[5 empty] | 275500131500 | 172 | 275500 | 131500
[5 empty] | 276500131500 | 172 | 276500 | 131500
[5 empty] | 277500131500 | 172 | 277500 | 131500
[5 empty] | 278500131500 | 172 | 278500 | 131500
[5 empty] | 279500131500 | 172 | 279500 | 131500
[5 empty] | 280500131500 | 172 | 280500 | 131500
[5 empty] | 281500131500 | 172 | 281500 | 131500
[5 empty] | 282500131500 | 172 | 282500 | 131500
[5 empty] | 247500130500 | 172 | 247500 | 130500
[5 empty] | 248500130500 | 172 | 248500 | 130500
[5 empty] | 249500130500 | 172 | 249500 | 130500
[5 empty] | 250500130500 | 172 | 250500 | 130500
[5 empty] | 251500130500 | 172 | 251500 | 130500
[5 empty] | 252500130500 | 172 | 252500 | 130500
[5 empty] | 253500130500 | 172 | 253500 | 130500
[5 empty] | 254500130500 | 172 | 254500 | 130500
[5 empty] | 255500130500 | 172 | 255500 | 130500
[5 empty] | 256500130500 | 172 | 256500 | 130500
[5 empty] | 257500130500 | 172 | 257500 | 130500
[5 empty] | 258500130500 | 172 | 258500 | 130500
[5 empty] | 259500130500 | 172 | 259500 | 130500
[5 empty] | 260500130500 | 172 | 260500 | 130500
[5 empty] | 261500130500 | 172 | 261500 | 130500
[5 empty] | 262500130500 | 172 | 262500 | 130500
[5 empty] | 263500130500 | 172 | 263500 | 130500
[5 empty] | 264500130500 | 172 | 264500 | 130500
[5 empty] | 265500130500 | 172 | 265500 | 130500
[5 empty] | 266500130500 | 172 | 266500 | 130500
[5 empty] | 267500130500 | 172 | 267500 | 130500
[5 empty] | 268500130500 | 172 | 268500 | 130500
[5 empty] | 269500130500 | 172 | 269500 | 130500
[5 empty] | 270500130500 | 172 | 270500 | 130500
[5 empty] | 271500130500 | 172 | 271500 | 130500
[5 empty] | 272500130500 | 172 | 272500 | 130500
[5 empty] | 273500130500 | 172 | 273500 | 130500
[5 empty] | 274500130500 | 172 | 274500 | 130500
[5 empty] | 275500130500 | 172 | 275500 | 130500
[5 empty] | 276500130500 | 172 | 276500 | 130500
[5 empty] | 277500130500 | 172 | 277500 | 130500
[5 empty] | 278500130500 | 172 | 278500 | 130500
[5 empty] | 279500130500 | 172 | 279500 | 130500
[5 empty] | 280500130500 | 172 | 280500 | 130500
[5 empty] | 281500130500 | 172 | 281500 | 130500
[5 empty] | 282500130500 | 172 | 282500 | 130500
[5 empty] | 283500130500 | 172 | 283500 | 130500
[5 empty] | 247500129500 | 172 | 247500 | 129500
[5 empty] | 248500129500 | 172 | 248500 | 129500
[5 empty] | 249500129500 | 172 | 249500 | 129500
[5 empty] | 250500129500 | 172 | 250500 | 129500
[5 empty] | 251500129500 | 172 | 251500 | 129500
[5 empty] | 252500129500 | 172 | 252500 | 129500
[5 empty] | 253500129500 | 172 | 253500 | 129500
[5 empty] | 254500129500 | 172 | 254500 | 129500
[5 empty] | 255500129500 | 172 | 255500 | 129500
[5 empty] | 256500129500 | 172 | 256500 | 129500
[5 empty] | 257500129500 | 172 | 257500 | 129500
[5 empty] | 258500129500 | 172 | 258500 | 129500
[5 empty] | 259500129500 | 172 | 259500 | 129500
[5 empty] | 260500129500 | 172 | 260500 | 129500
[5 empty] | 261500129500 | 172 | 261500 | 129500
[5 empty] | 262500129500 | 172 | 262500 | 129500
[5 empty] | 263500129500 | 172 | 263500 | 129500
[5 empty] | 264500129500 | 172 | 264500 | 129500
[5 empty] | 265500129500 | 172 | 265500 | 129500
[5 empty] | 266500129500 | 172 | 266500 | 129500
[5 empty] | 267500129500 | 172 | 267500 | 129500
[5 empty] | 268500129500 | 172 | 268500 | 129500
[5 empty] | 269500129500 | 172 | 269500 | 129500
[5 empty] | 270500129500 | 172 | 270500 | 129500
[5 empty] | 271500129500 | 172 | 271500 | 129500
[5 empty] | 272500129500 | 172 | 272500 | 129500
[5 empty] | 273500129500 | 172 | 273500 | 129500
[5 empty] | 274500129500 | 172 | 274500 | 129500
[5 empty] | 275500129500 | 172 | 275500 | 129500
[5 empty] | 276500129500 | 172 | 276500 | 129500
[5 empty] | 277500129500 | 172 | 277500 | 129500
[5 empty] | 278500129500 | 172 | 278500 | 129500
[5 empty] | 279500129500 | 172 | 279500 | 129500
[5 empty] | 280500129500 | 172 | 280500 | 129500
[5 empty] | 281500129500 | 172 | 281500 | 129500
[5 empty] | 282500129500 | 172 | 282500 | 129500
[5 empty] | 283500129500 | 172 | 283500 | 129500
[5 empty] | 284500129500 | 172 | 284500 | 129500
[5 empty] | 285500129500 | 172 | 285500 | 129500
[5 empty] | 286500129500 | 172 | 286500 | 129500
[5 empty] | 287500129500 | 172 | 287500 | 129500
[5 empty] | 246500128500 | 172 | 246500 | 128500
[5 empty] | 247500128500 | 172 | 247500 | 128500
[5 empty] | 248500128500 | 172 | 248500 | 128500
[5 empty] | 249500128500 | 172 | 249500 | 128500
[5 empty] | 250500128500 | 172 | 250500 | 128500
[5 empty] | 251500128500 | 172 | 251500 | 128500
[5 empty] | 252500128500 | 172 | 252500 | 128500
[5 empty] | 253500128500 | 172 | 253500 | 128500
[5 empty] | 254500128500 | 172 | 254500 | 128500
[5 empty] | 255500128500 | 172 | 255500 | 128500
[5 empty] | 256500128500 | 172 | 256500 | 128500
[5 empty] | 257500128500 | 172 | 257500 | 128500
[5 empty] | 258500128500 | 172 | 258500 | 128500
[5 empty] | 259500128500 | 172 | 259500 | 128500
[5 empty] | 260500128500 | 172 | 260500 | 128500
[5 empty] | 261500128500 | 172 | 261500 | 128500
[5 empty] | 262500128500 | 172 | 262500 | 128500
[5 empty] | 263500128500 | 172 | 263500 | 128500
[5 empty] | 264500128500 | 172 | 264500 | 128500
[5 empty] | 265500128500 | 172 | 265500 | 128500
[5 empty] | 266500128500 | 172 | 266500 | 128500
[5 empty] | 267500128500 | 172 | 267500 | 128500
[5 empty] | 268500128500 | 172 | 268500 | 128500
[5 empty] | 269500128500 | 172 | 269500 | 128500
[5 empty] | 270500128500 | 172 | 270500 | 128500
[5 empty] | 271500128500 | 172 | 271500 | 128500
[5 empty] | 272500128500 | 172 | 272500 | 128500
[5 empty] | 273500128500 | 172 | 273500 | 128500
[5 empty] | 274500128500 | 172 | 274500 | 128500
[5 empty] | 275500128500 | 172 | 275500 | 128500
[5 empty] | 276500128500 | 172 | 276500 | 128500
[5 empty] | 277500128500 | 172 | 277500 | 128500
[5 empty] | 278500128500 | 172 | 278500 | 128500
[5 empty] | 279500128500 | 172 | 279500 | 128500
[5 empty] | 280500128500 | 172 | 280500 | 128500
[5 empty] | 281500128500 | 172 | 281500 | 128500
[5 empty] | 282500128500 | 172 | 282500 | 128500
[5 empty] | 283500128500 | 172 | 283500 | 128500
[5 empty] | 284500128500 | 172 | 284500 | 128500
[5 empty] | 285500128500 | 172 | 285500 | 128500
[5 empty] | 286500128500 | 172 | 286500 | 128500
[5 empty] | 287500128500 | 172 | 287500 | 128500
[5 empty] | 246500127500 | 172 | 246500 | 127500
[5 empty] | 247500127500 | 172 | 247500 | 127500
[5 empty] | 248500127500 | 172 | 248500 | 127500
[5 empty] | 249500127500 | 172 | 249500 | 127500
[5 empty] | 250500127500 | 172 | 250500 | 127500
[5 empty] | 251500127500 | 172 | 251500 | 127500
[5 empty] | 252500127500 | 172 | 252500 | 127500
[5 empty] | 253500127500 | 172 | 253500 | 127500
[5 empty] | 254500127500 | 172 | 254500 | 127500
[5 empty] | 255500127500 | 172 | 255500 | 127500
[5 empty] | 256500127500 | 172 | 256500 | 127500
[5 empty] | 257500127500 | 172 | 257500 | 127500
[5 empty] | 258500127500 | 172 | 258500 | 127500
[5 empty] | 259500127500 | 172 | 259500 | 127500
[5 empty] | 260500127500 | 172 | 260500 | 127500
[5 empty] | 261500127500 | 172 | 261500 | 127500
[5 empty] | 262500127500 | 172 | 262500 | 127500
[5 empty] | 263500127500 | 172 | 263500 | 127500
[5 empty] | 264500127500 | 172 | 264500 | 127500
[5 empty] | 265500127500 | 172 | 265500 | 127500
[5 empty] | 266500127500 | 172 | 266500 | 127500
[5 empty] | 267500127500 | 172 | 267500 | 127500
[5 empty] | 268500127500 | 172 | 268500 | 127500
[5 empty] | 269500127500 | 172 | 269500 | 127500
[5 empty] | 270500127500 | 172 | 270500 | 127500
[5 empty] | 271500127500 | 172 | 271500 | 127500
[5 empty] | 272500127500 | 172 | 272500 | 127500
[5 empty] | 273500127500 | 172 | 273500 | 127500
[5 empty] | 274500127500 | 172 | 274500 | 127500
[5 empty] | 275500127500 | 172 | 275500 | 127500
[5 empty] | 276500127500 | 172 | 276500 | 127500
[5 empty] | 277500127500 | 172 | 277500 | 127500
[5 empty] | 278500127500 | 172 | 278500 | 127500
[5 empty] | 279500127500 | 172 | 279500 | 127500
[5 empty] | 280500127500 | 172 | 280500 | 127500
[5 empty] | 281500127500 | 172 | 281500 | 127500
[5 empty] | 282500127500 | 172 | 282500 | 127500
[5 empty] | 283500127500 | 172 | 283500 | 127500
[5 empty] | 284500127500 | 172 | 284500 | 127500
[5 empty] | 285500127500 | 172 | 285500 | 127500
[5 empty] | 286500127500 | 172 | 286500 | 127500
[5 empty] | 287500127500 | 172 | 287500 | 127500
[5 empty] | 248500126500 | 172 | 248500 | 126500
[5 empty] | 249500126500 | 172 | 249500 | 126500
[5 empty] | 251500126500 | 172 | 251500 | 126500
[5 empty] | 252500126500 | 172 | 252500 | 126500
[5 empty] | 253500126500 | 172 | 253500 | 126500
[5 empty] | 254500126500 | 172 | 254500 | 126500
[5 empty] | 255500126500 | 172 | 255500 | 126500
[5 empty] | 256500126500 | 172 | 256500 | 126500
[5 empty] | 257500126500 | 172 | 257500 | 126500
[5 empty] | 258500126500 | 172 | 258500 | 126500
[5 empty] | 259500126500 | 172 | 259500 | 126500
[5 empty] | 260500126500 | 172 | 260500 | 126500
[5 empty] | 261500126500 | 172 | 261500 | 126500
[5 empty] | 262500126500 | 172 | 262500 | 126500
[5 empty] | 263500126500 | 172 | 263500 | 126500
[5 empty] | 264500126500 | 172 | 264500 | 126500
[5 empty] | 265500126500 | 172 | 265500 | 126500
[5 empty] | 266500126500 | 172 | 266500 | 126500
[5 empty] | 267500126500 | 172 | 267500 | 126500
[5 empty] | 268500126500 | 172 | 268500 | 126500
[5 empty] | 269500126500 | 172 | 269500 | 126500
[5 empty] | 270500126500 | 172 | 270500 | 126500
[5 empty] | 271500126500 | 172 | 271500 | 126500
[5 empty] | 272500126500 | 172 | 272500 | 126500
[5 empty] | 273500126500 | 172 | 273500 | 126500
[5 empty] | 274500126500 | 172 | 274500 | 126500
[5 empty] | 275500126500 | 172 | 275500 | 126500
[5 empty] | 276500126500 | 172 | 276500 | 126500
[5 empty] | 277500126500 | 172 | 277500 | 126500
[5 empty] | 278500126500 | 172 | 278500 | 126500
[5 empty] | 279500126500 | 172 | 279500 | 126500
[5 empty] | 280500126500 | 172 | 280500 | 126500
[5 empty] | 281500126500 | 172 | 281500 | 126500
[5 empty] | 282500126500 | 172 | 282500 | 126500
[5 empty] | 283500126500 | 172 | 283500 | 126500
[5 empty] | 284500126500 | 172 | 284500 | 126500
[5 empty] | 285500126500 | 172 | 285500 | 126500
[5 empty] | 286500126500 | 172 | 286500 | 126500
[5 empty] | 253500125500 | 172 | 253500 | 125500
[5 empty] | 254500125500 | 172 | 254500 | 125500
[5 empty] | 255500125500 | 172 | 255500 | 125500
[5 empty] | 256500125500 | 172 | 256500 | 125500
[5 empty] | 257500125500 | 172 | 257500 | 125500
[5 empty] | 258500125500 | 172 | 258500 | 125500
[5 empty] | 259500125500 | 172 | 259500 | 125500
[5 empty] | 260500125500 | 172 | 260500 | 125500
[5 empty] | 261500125500 | 172 | 261500 | 125500
[5 empty] | 262500125500 | 172 | 262500 | 125500
[5 empty] | 263500125500 | 172 | 263500 | 125500
[5 empty] | 264500125500 | 172 | 264500 | 125500
[5 empty] | 265500125500 | 172 | 265500 | 125500
[5 empty] | 266500125500 | 172 | 266500 | 125500
[5 empty] | 267500125500 | 172 | 267500 | 125500
[5 empty] | 268500125500 | 172 | 268500 | 125500
[5 empty] | 269500125500 | 172 | 269500 | 125500
[5 empty] | 270500125500 | 172 | 270500 | 125500
[5 empty] | 271500125500 | 172 | 271500 | 125500
[5 empty] | 272500125500 | 172 | 272500 | 125500
[5 empty] | 273500125500 | 172 | 273500 | 125500
[5 empty] | 274500125500 | 172 | 274500 | 125500
[5 empty] | 275500125500 | 172 | 275500 | 125500
[5 empty] | 276500125500 | 172 | 276500 | 125500
[5 empty] | 277500125500 | 172 | 277500 | 125500
[5 empty] | 278500125500 | 172 | 278500 | 125500
[5 empty] | 279500125500 | 172 | 279500 | 125500
[5 empty] | 280500125500 | 172 | 280500 | 125500
[5 empty] | 281500125500 | 172 | 281500 | 125500
[5 empty] | 282500125500 | 172 | 282500 | 125500
[5 empty] | 283500125500 | 172 | 283500 | 125500
[5 empty] | 284500125500 | 172 | 284500 | 125500
[5 empty] | 285500125500 | 172 | 285500 | 125500
[5 empty] | 286500125500 | 172 | 286500 | 125500
[5 empty] | 257500124500 | 172 | 257500 | 124500
[5 empty] | 258500124500 | 172 | 258500 | 124500
[5 empty] | 259500124500 | 172 | 259500 | 124500
[5 empty] | 260500124500 | 172 | 260500 | 124500
[5 empty] | 261500124500 | 172 | 261500 | 124500
[5 empty] | 262500124500 | 172 | 262500 | 124500
[5 empty] | 263500124500 | 172 | 263500 | 124500
[5 empty] | 264500124500 | 172 | 264500 | 124500
[5 empty] | 265500124500 | 172 | 265500 | 124500
[5 empty] | 266500124500 | 172 | 266500 | 124500
[5 empty] | 267500124500 | 172 | 267500 | 124500
[5 empty] | 268500124500 | 172 | 268500 | 124500
[5 empty] | 269500124500 | 172 | 269500 | 124500
[5 empty] | 270500124500 | 172 | 270500 | 124500
[5 empty] | 271500124500 | 172 | 271500 | 124500
[5 empty] | 272500124500 | 172 | 272500 | 124500
[5 empty] | 273500124500 | 172 | 273500 | 124500
[5 empty] | 274500124500 | 172 | 274500 | 124500
[5 empty] | 275500124500 | 172 | 275500 | 124500
[5 empty] | 276500124500 | 172 | 276500 | 124500
[5 empty] | 277500124500 | 172 | 277500 | 124500
[5 empty] | 278500124500 | 172 | 278500 | 124500
[5 empty] | 279500124500 | 172 | 279500 | 124500
[5 empty] | 280500124500 | 172 | 280500 | 124500
[5 empty] | 281500124500 | 172 | 281500 | 124500
[5 empty] | 282500124500 | 172 | 282500 | 124500
[5 empty] | 283500124500 | 172 | 283500 | 124500
[5 empty] | 284500124500 | 172 | 284500 | 124500
[5 empty] | 285500124500 | 172 | 285500 | 124500
[5 empty] | 286500124500 | 172 | 286500 | 124500
[5 empty] | 257500123500 | 172 | 257500 | 123500
[5 empty] | 258500123500 | 172 | 258500 | 123500
[5 empty] | 259500123500 | 172 | 259500 | 123500
[5 empty] | 260500123500 | 172 | 260500 | 123500
[5 empty] | 261500123500 | 172 | 261500 | 123500
[5 empty] | 262500123500 | 172 | 262500 | 123500
[5 empty] | 263500123500 | 172 | 263500 | 123500
[5 empty] | 264500123500 | 172 | 264500 | 123500
[5 empty] | 265500123500 | 172 | 265500 | 123500
[5 empty] | 266500123500 | 172 | 266500 | 123500
[5 empty] | 267500123500 | 172 | 267500 | 123500
[5 empty] | 268500123500 | 172 | 268500 | 123500
[5 empty] | 269500123500 | 172 | 269500 | 123500
[5 empty] | 270500123500 | 172 | 270500 | 123500
[5 empty] | 271500123500 | 172 | 271500 | 123500
[5 empty] | 272500123500 | 172 | 272500 | 123500
[5 empty] | 273500123500 | 172 | 273500 | 123500
[5 empty] | 274500123500 | 172 | 274500 | 123500
[5 empty] | 275500123500 | 172 | 275500 | 123500
[5 empty] | 276500123500 | 172 | 276500 | 123500
[5 empty] | 277500123500 | 172 | 277500 | 123500
[5 empty] | 278500123500 | 172 | 278500 | 123500
[5 empty] | 279500123500 | 172 | 279500 | 123500
[5 empty] | 280500123500 | 172 | 280500 | 123500
[5 empty] | 281500123500 | 172 | 281500 | 123500
[5 empty] | 282500123500 | 172 | 282500 | 123500
[5 empty] | 283500123500 | 172 | 283500 | 123500
[5 empty] | 284500123500 | 172 | 284500 | 123500
[5 empty] | 285500123500 | 172 | 285500 | 123500
[5 empty] | 287500123500 | 172 | 287500 | 123500
[5 empty] | 257500122500 | 172 | 257500 | 122500
[5 empty] | 258500122500 | 172 | 258500 | 122500
[5 empty] | 259500122500 | 172 | 259500 | 122500
[5 empty] | 260500122500 | 172 | 260500 | 122500
[5 empty] | 261500122500 | 172 | 261500 | 122500
[5 empty] | 262500122500 | 172 | 262500 | 122500
[5 empty] | 263500122500 | 172 | 263500 | 122500
[5 empty] | 264500122500 | 172 | 264500 | 122500
[5 empty] | 265500122500 | 172 | 265500 | 122500
[5 empty] | 266500122500 | 172 | 266500 | 122500
[5 empty] | 267500122500 | 172 | 267500 | 122500
[5 empty] | 268500122500 | 172 | 268500 | 122500
[5 empty] | 269500122500 | 172 | 269500 | 122500
[5 empty] | 270500122500 | 172 | 270500 | 122500
[5 empty] | 271500122500 | 172 | 271500 | 122500
[5 empty] | 272500122500 | 172 | 272500 | 122500
[5 empty] | 273500122500 | 172 | 273500 | 122500
[5 empty] | 274500122500 | 172 | 274500 | 122500
[5 empty] | 275500122500 | 172 | 275500 | 122500
[5 empty] | 276500122500 | 172 | 276500 | 122500
[5 empty] | 277500122500 | 172 | 277500 | 122500
[5 empty] | 278500122500 | 172 | 278500 | 122500
[5 empty] | 279500122500 | 172 | 279500 | 122500
[5 empty] | 280500122500 | 172 | 280500 | 122500
[5 empty] | 281500122500 | 172 | 281500 | 122500
[5 empty] | 282500122500 | 172 | 282500 | 122500
[5 empty] | 283500122500 | 172 | 283500 | 122500
[5 empty] | 284500122500 | 172 | 284500 | 122500
[5 empty] | 285500122500 | 172 | 285500 | 122500
[5 empty] | 258500121500 | 172 | 258500 | 121500
[5 empty] | 259500121500 | 172 | 259500 | 121500
[5 empty] | 263500121500 | 172 | 263500 | 121500
[5 empty] | 264500121500 | 172 | 264500 | 121500
[5 empty] | 265500121500 | 172 | 265500 | 121500
[5 empty] | 266500121500 | 172 | 266500 | 121500
[5 empty] | 267500121500 | 172 | 267500 | 121500
[5 empty] | 268500121500 | 172 | 268500 | 121500
[5 empty] | 269500121500 | 172 | 269500 | 121500
[5 empty] | 270500121500 | 172 | 270500 | 121500
[5 empty] | 271500121500 | 172 | 271500 | 121500
[5 empty] | 272500121500 | 172 | 272500 | 121500
[5 empty] | 273500121500 | 172 | 273500 | 121500
[5 empty] | 274500121500 | 172 | 274500 | 121500
[5 empty] | 275500121500 | 172 | 275500 | 121500
[5 empty] | 276500121500 | 172 | 276500 | 121500
[5 empty] | 277500121500 | 172 | 277500 | 121500
[5 empty] | 278500121500 | 172 | 278500 | 121500
[5 empty] | 279500121500 | 172 | 279500 | 121500
[5 empty] | 280500121500 | 172 | 280500 | 121500
[5 empty] | 281500121500 | 172 | 281500 | 121500
[5 empty] | 282500121500 | 172 | 282500 | 121500
[5 empty] | 283500121500 | 172 | 283500 | 121500
[5 empty] | 284500121500 | 172 | 284500 | 121500
[5 empty] | 285500121500 | 172 | 285500 | 121500
[5 empty] | 263500120500 | 172 | 263500 | 120500
[5 empty] | 264500120500 | 172 | 264500 | 120500
[5 empty] | 265500120500 | 172 | 265500 | 120500
[5 empty] | 266500120500 | 172 | 266500 | 120500
[5 empty] | 267500120500 | 172 | 267500 | 120500
[5 empty] | 268500120500 | 172 | 268500 | 120500
[5 empty] | 269500120500 | 172 | 269500 | 120500
[5 empty] | 270500120500 | 172 | 270500 | 120500
[5 empty] | 271500120500 | 172 | 271500 | 120500
[5 empty] | 272500120500 | 172 | 272500 | 120500
[5 empty] | 273500120500 | 172 | 273500 | 120500
[5 empty] | 274500120500 | 172 | 274500 | 120500
[5 empty] | 275500120500 | 172 | 275500 | 120500
[5 empty] | 276500120500 | 172 | 276500 | 120500
[5 empty] | 277500120500 | 172 | 277500 | 120500
[5 empty] | 278500120500 | 172 | 278500 | 120500
[5 empty] | 279500120500 | 172 | 279500 | 120500
[5 empty] | 280500120500 | 172 | 280500 | 120500
[5 empty] | 281500120500 | 172 | 281500 | 120500
[5 empty] | 282500120500 | 172 | 282500 | 120500
[5 empty] | 283500120500 | 172 | 283500 | 120500
[5 empty] | 284500120500 | 172 | 284500 | 120500
[5 empty] | 285500120500 | 172 | 285500 | 120500
[5 empty] | 262500119500 | 172 | 262500 | 119500
[5 empty] | 263500119500 | 172 | 263500 | 119500
[5 empty] | 264500119500 | 172 | 264500 | 119500
[5 empty] | 265500119500 | 172 | 265500 | 119500
[5 empty] | 266500119500 | 172 | 266500 | 119500
[5 empty] | 267500119500 | 172 | 267500 | 119500
[5 empty] | 268500119500 | 172 | 268500 | 119500
[5 empty] | 269500119500 | 172 | 269500 | 119500
[5 empty] | 270500119500 | 172 | 270500 | 119500
[5 empty] | 271500119500 | 172 | 271500 | 119500
[5 empty] | 272500119500 | 172 | 272500 | 119500
[5 empty] | 273500119500 | 172 | 273500 | 119500
[5 empty] | 274500119500 | 172 | 274500 | 119500
[5 empty] | 275500119500 | 172 | 275500 | 119500
[5 empty] | 276500119500 | 172 | 276500 | 119500
[5 empty] | 277500119500 | 172 | 277500 | 119500
[5 empty] | 278500119500 | 172 | 278500 | 119500
[5 empty] | 279500119500 | 172 | 279500 | 119500
[5 empty] | 280500119500 | 172 | 280500 | 119500
[5 empty] | 281500119500 | 172 | 281500 | 119500
[5 empty] | 282500119500 | 172 | 282500 | 119500
[5 empty] | 283500119500 | 172 | 283500 | 119500
[5 empty] | 284500119500 | 172 | 284500 | 119500
[5 empty] | 285500119500 | 172 | 285500 | 119500
[5 empty] | 286500119500 | 172 | 286500 | 119500
[5 empty] | 287500119500 | 172 | 287500 | 119500
[5 empty] | 260500118500 | 172 | 260500 | 118500
[5 empty] | 261500118500 | 172 | 261500 | 118500
[5 empty] | 262500118500 | 172 | 262500 | 118500
[5 empty] | 263500118500 | 172 | 263500 | 118500
[5 empty] | 264500118500 | 172 | 264500 | 118500
[5 empty] | 265500118500 | 172 | 265500 | 118500
[5 empty] | 266500118500 | 172 | 266500 | 118500
[5 empty] | 267500118500 | 172 | 267500 | 118500
[5 empty] | 268500118500 | 172 | 268500 | 118500
[5 empty] | 269500118500 | 172 | 269500 | 118500
[5 empty] | 270500118500 | 172 | 270500 | 118500
[5 empty] | 271500118500 | 172 | 271500 | 118500
[5 empty] | 272500118500 | 172 | 272500 | 118500
[5 empty] | 273500118500 | 172 | 273500 | 118500
[5 empty] | 274500118500 | 172 | 274500 | 118500
[5 empty] | 275500118500 | 172 | 275500 | 118500
[5 empty] | 276500118500 | 172 | 276500 | 118500
[5 empty] | 277500118500 | 172 | 277500 | 118500
[5 empty] | 278500118500 | 172 | 278500 | 118500
[5 empty] | 279500118500 | 172 | 279500 | 118500
[5 empty] | 280500118500 | 172 | 280500 | 118500
[5 empty] | 281500118500 | 172 | 281500 | 118500
[5 empty] | 282500118500 | 172 | 282500 | 118500
[5 empty] | 283500118500 | 172 | 283500 | 118500
[5 empty] | 284500118500 | 172 | 284500 | 118500
[5 empty] | 285500118500 | 172 | 285500 | 118500
[5 empty] | 286500118500 | 172 | 286500 | 118500
[5 empty] | 287500118500 | 172 | 287500 | 118500
[5 empty] | 260500117500 | 172 | 260500 | 117500
[5 empty] | 261500117500 | 172 | 261500 | 117500
[5 empty] | 262500117500 | 172 | 262500 | 117500
[5 empty] | 263500117500 | 172 | 263500 | 117500
[5 empty] | 264500117500 | 172 | 264500 | 117500
[5 empty] | 265500117500 | 172 | 265500 | 117500
[5 empty] | 266500117500 | 172 | 266500 | 117500
[5 empty] | 267500117500 | 172 | 267500 | 117500
[5 empty] | 268500117500 | 172 | 268500 | 117500
[5 empty] | 269500117500 | 172 | 269500 | 117500
[5 empty] | 270500117500 | 172 | 270500 | 117500
[5 empty] | 271500117500 | 172 | 271500 | 117500
[5 empty] | 272500117500 | 172 | 272500 | 117500
[5 empty] | 273500117500 | 172 | 273500 | 117500
[5 empty] | 274500117500 | 172 | 274500 | 117500
[5 empty] | 275500117500 | 172 | 275500 | 117500
[5 empty] | 276500117500 | 172 | 276500 | 117500
[5 empty] | 277500117500 | 172 | 277500 | 117500
[5 empty] | 278500117500 | 172 | 278500 | 117500
[5 empty] | 279500117500 | 172 | 279500 | 117500
[5 empty] | 280500117500 | 172 | 280500 | 117500
[5 empty] | 281500117500 | 172 | 281500 | 117500
[5 empty] | 282500117500 | 172 | 282500 | 117500
[5 empty] | 283500117500 | 172 | 283500 | 117500
[5 empty] | 284500117500 | 172 | 284500 | 117500
[5 empty] | 285500117500 | 172 | 285500 | 117500
[5 empty] | 286500117500 | 172 | 286500 | 117500
[5 empty] | 287500117500 | 172 | 287500 | 117500
[5 empty] | 260500116500 | 172 | 260500 | 116500
[5 empty] | 261500116500 | 172 | 261500 | 116500
[5 empty] | 262500116500 | 172 | 262500 | 116500
[5 empty] | 263500116500 | 172 | 263500 | 116500
[5 empty] | 264500116500 | 172 | 264500 | 116500
[5 empty] | 265500116500 | 172 | 265500 | 116500
[5 empty] | 266500116500 | 172 | 266500 | 116500
[5 empty] | 267500116500 | 172 | 267500 | 116500
[5 empty] | 268500116500 | 172 | 268500 | 116500
[5 empty] | 269500116500 | 172 | 269500 | 116500
[5 empty] | 270500116500 | 172 | 270500 | 116500
[5 empty] | 271500116500 | 172 | 271500 | 116500
[5 empty] | 272500116500 | 172 | 272500 | 116500
[5 empty] | 273500116500 | 172 | 273500 | 116500
[5 empty] | 274500116500 | 172 | 274500 | 116500
[5 empty] | 275500116500 | 172 | 275500 | 116500
[5 empty] | 276500116500 | 172 | 276500 | 116500
[5 empty] | 277500116500 | 172 | 277500 | 116500
[5 empty] | 278500116500 | 172 | 278500 | 116500
[5 empty] | 279500116500 | 172 | 279500 | 116500
[5 empty] | 280500116500 | 172 | 280500 | 116500
[5 empty] | 281500116500 | 172 | 281500 | 116500
[5 empty] | 282500116500 | 172 | 282500 | 116500
[5 empty] | 283500116500 | 172 | 283500 | 116500
[5 empty] | 284500116500 | 172 | 284500 | 116500
[5 empty] | 285500116500 | 172 | 285500 | 116500
[5 empty] | 286500116500 | 172 | 286500 | 116500
[5 empty] | 262500115500 | 172 | 262500 | 115500
[5 empty] | 263500115500 | 172 | 263500 | 115500
[5 empty] | 264500115500 | 172 | 264500 | 115500
[5 empty] | 266500115500 | 172 | 266500 | 115500
[5 empty] | 267500115500 | 172 | 267500 | 115500
[5 empty] | 268500115500 | 172 | 268500 | 115500
[5 empty] | 269500115500 | 172 | 269500 | 115500
[5 empty] | 270500115500 | 172 | 270500 | 115500
[5 empty] | 271500115500 | 172 | 271500 | 115500
[5 empty] | 272500115500 | 172 | 272500 | 115500
[5 empty] | 273500115500 | 172 | 273500 | 115500
[5 empty] | 274500115500 | 172 | 274500 | 115500
[5 empty] | 275500115500 | 172 | 275500 | 115500
[5 empty] | 276500115500 | 172 | 276500 | 115500
[5 empty] | 277500115500 | 172 | 277500 | 115500
[5 empty] | 278500115500 | 172 | 278500 | 115500
[5 empty] | 279500115500 | 172 | 279500 | 115500
[5 empty] | 280500115500 | 172 | 280500 | 115500
[5 empty] | 281500115500 | 172 | 281500 | 115500
[5 empty] | 282500115500 | 172 | 282500 | 115500
[5 empty] | 283500115500 | 172 | 283500 | 115500
[5 empty] | 284500115500 | 172 | 284500 | 115500
[5 empty] | 285500115500 | 172 | 285500 | 115500
[5 empty] | 286500115500 | 172 | 286500 | 115500
[5 empty] | 266500114500 | 172 | 266500 | 114500
[5 empty] | 267500114500 | 172 | 267500 | 114500
[5 empty] | 268500114500 | 172 | 268500 | 114500
[5 empty] | 269500114500 | 172 | 269500 | 114500
[5 empty] | 270500114500 | 172 | 270500 | 114500
[5 empty] | 271500114500 | 172 | 271500 | 114500
[5 empty] | 272500114500 | 172 | 272500 | 114500
[5 empty] | 273500114500 | 172 | 273500 | 114500
[5 empty] | 274500114500 | 172 | 274500 | 114500
[5 empty] | 275500114500 | 172 | 275500 | 114500
[5 empty] | 276500114500 | 172 | 276500 | 114500
[5 empty] | 277500114500 | 172 | 277500 | 114500
[5 empty] | 278500114500 | 172 | 278500 | 114500
[5 empty] | 279500114500 | 172 | 279500 | 114500
[5 empty] | 280500114500 | 172 | 280500 | 114500
[5 empty] | 281500114500 | 172 | 281500 | 114500
[5 empty] | 273500113500 | 172 | 273500 | 113500
[5 empty] | 274500113500 | 172 | 274500 | 113500
[5 empty] | 275500113500 | 172 | 275500 | 113500
[5 empty] | 276500113500 | 172 | 276500 | 113500
[5 empty] | 277500113500 | 172 | 277500 | 113500
[5 empty] | 278500113500 | 172 | 278500 | 113500
[5 empty] | 275500112500 | 172 | 275500 | 112500
[5 empty] | 276500112500 | 172 | 276500 | 112500
[5 empty] | 277500112500 | 172 | 277500 | 112500
[5 empty] | 276500111500 | 172 | 276500 | 111500
[5 empty] | 277500111500 | 172 | 277500 | 111500
[5 empty] | 276500110500 | 172 | 276500 | 110500
[5 empty] | 376500130500 | 510 | 376500 | 130500
[5 empty] | 377500130500 | 510 | 377500 | 130500
[5 empty] | 378500130500 | 510 | 378500 | 130500
[5 empty] | 379500130500 | 510 | 379500 | 130500
[5 empty] | 380500130500 | 510 | 380500 | 130500
[5 empty] | 376500129500 | 510 | 376500 | 129500
[5 empty] | 377500129500 | 510 | 377500 | 129500
[5 empty] | 378500129500 | 510 | 378500 | 129500
[5 empty] | 379500129500 | 510 | 379500 | 129500
[5 empty] | 380500129500 | 510 | 380500 | 129500
[5 empty] | 381500129500 | 510 | 381500 | 129500
[5 empty] | 382500129500 | 510 | 382500 | 129500
[5 empty] | 383500129500 | 510 | 383500 | 129500
[5 empty] | 376500128500 | 510 | 376500 | 128500
[5 empty] | 377500128500 | 510 | 377500 | 128500
[5 empty] | 378500128500 | 510 | 378500 | 128500
[5 empty] | 379500128500 | 510 | 379500 | 128500
[5 empty] | 380500128500 | 510 | 380500 | 128500
[5 empty] | 381500128500 | 510 | 381500 | 128500
[5 empty] | 382500128500 | 510 | 382500 | 128500
[5 empty] | 383500128500 | 510 | 383500 | 128500
[5 empty] | 384500128500 | 510 | 384500 | 128500
[5 empty] | 377500127500 | 510 | 377500 | 127500
[5 empty] | 378500127500 | 510 | 378500 | 127500
[5 empty] | 379500127500 | 510 | 379500 | 127500
[5 empty] | 380500127500 | 510 | 380500 | 127500
[5 empty] | 381500127500 | 510 | 381500 | 127500
[5 empty] | 382500127500 | 510 | 382500 | 127500
[5 empty] | 383500127500 | 510 | 383500 | 127500
[5 empty] | 384500127500 | 510 | 384500 | 127500
[5 empty] | 376500126500 | 510 | 376500 | 126500
[5 empty] | 377500126500 | 510 | 377500 | 126500
[5 empty] | 378500126500 | 510 | 378500 | 126500
[5 empty] | 379500126500 | 510 | 379500 | 126500
[5 empty] | 380500126500 | 510 | 380500 | 126500
[5 empty] | 381500126500 | 510 | 381500 | 126500
[5 empty] | 382500126500 | 510 | 382500 | 126500
[5 empty] | 383500126500 | 510 | 383500 | 126500
[5 empty] | 384500126500 | 510 | 384500 | 126500
[5 empty] | 385500126500 | 510 | 385500 | 126500
[5 empty] | 375500125500 | 510 | 375500 | 125500
[5 empty] | 376500125500 | 510 | 376500 | 125500
[5 empty] | 377500125500 | 510 | 377500 | 125500
[5 empty] | 378500125500 | 510 | 378500 | 125500
[5 empty] | 379500125500 | 510 | 379500 | 125500
[5 empty] | 380500125500 | 510 | 380500 | 125500
[5 empty] | 381500125500 | 510 | 381500 | 125500
[5 empty] | 382500125500 | 510 | 382500 | 125500
[5 empty] | 383500125500 | 510 | 383500 | 125500
[5 empty] | 384500125500 | 510 | 384500 | 125500
[5 empty] | 385500125500 | 510 | 385500 | 125500
[5 empty] | 386500125500 | 510 | 386500 | 125500
[5 empty] | 374500124500 | 510 | 374500 | 124500
[5 empty] | 375500124500 | 510 | 375500 | 124500
[5 empty] | 376500124500 | 510 | 376500 | 124500
[5 empty] | 377500124500 | 510 | 377500 | 124500
[5 empty] | 378500124500 | 510 | 378500 | 124500
[5 empty] | 379500124500 | 510 | 379500 | 124500
[5 empty] | 380500124500 | 510 | 380500 | 124500
[5 empty] | 381500124500 | 510 | 381500 | 124500
[5 empty] | 382500124500 | 510 | 382500 | 124500
[5 empty] | 383500124500 | 510 | 383500 | 124500
[5 empty] | 384500124500 | 510 | 384500 | 124500
[5 empty] | 385500124500 | 510 | 385500 | 124500
[5 empty] | 386500124500 | 510 | 386500 | 124500
[5 empty] | 374500123500 | 510 | 374500 | 123500
[5 empty] | 375500123500 | 510 | 375500 | 123500
[5 empty] | 376500123500 | 510 | 376500 | 123500
[5 empty] | 377500123500 | 510 | 377500 | 123500
[5 empty] | 378500123500 | 510 | 378500 | 123500
[5 empty] | 379500123500 | 510 | 379500 | 123500
[5 empty] | 380500123500 | 510 | 380500 | 123500
[5 empty] | 381500123500 | 510 | 381500 | 123500
[5 empty] | 382500123500 | 510 | 382500 | 123500
[5 empty] | 383500123500 | 510 | 383500 | 123500
[5 empty] | 384500123500 | 510 | 384500 | 123500
[5 empty] | 385500123500 | 510 | 385500 | 123500
[5 empty] | 386500123500 | 510 | 386500 | 123500
[5 empty] | 387500123500 | 510 | 387500 | 123500
[5 empty] | 373500122500 | 510 | 373500 | 122500
[5 empty] | 374500122500 | 510 | 374500 | 122500
[5 empty] | 375500122500 | 510 | 375500 | 122500
[5 empty] | 376500122500 | 510 | 376500 | 122500
[5 empty] | 377500122500 | 510 | 377500 | 122500
[5 empty] | 378500122500 | 510 | 378500 | 122500
[5 empty] | 379500122500 | 510 | 379500 | 122500
[5 empty] | 380500122500 | 510 | 380500 | 122500
[5 empty] | 381500122500 | 510 | 381500 | 122500
[5 empty] | 382500122500 | 510 | 382500 | 122500
[5 empty] | 383500122500 | 510 | 383500 | 122500
[5 empty] | 384500122500 | 510 | 384500 | 122500
[5 empty] | 385500122500 | 510 | 385500 | 122500
[5 empty] | 386500122500 | 510 | 386500 | 122500
[5 empty] | 387500122500 | 510 | 387500 | 122500
[5 empty] | 374500121500 | 510 | 374500 | 121500
[5 empty] | 375500121500 | 510 | 375500 | 121500
[5 empty] | 376500121500 | 510 | 376500 | 121500
[5 empty] | 377500121500 | 510 | 377500 | 121500
[5 empty] | 378500121500 | 510 | 378500 | 121500
[5 empty] | 379500121500 | 510 | 379500 | 121500
[5 empty] | 380500121500 | 510 | 380500 | 121500
[5 empty] | 381500121500 | 510 | 381500 | 121500
[5 empty] | 382500121500 | 510 | 382500 | 121500
[5 empty] | 383500121500 | 510 | 383500 | 121500
[5 empty] | 384500121500 | 510 | 384500 | 121500
[5 empty] | 385500121500 | 510 | 385500 | 121500
[5 empty] | 386500121500 | 510 | 386500 | 121500
[5 empty] | 387500121500 | 510 | 387500 | 121500
[5 empty] | 388500121500 | 510 | 388500 | 121500
[5 empty] | 376500120500 | 510 | 376500 | 120500
[5 empty] | 377500120500 | 510 | 377500 | 120500
[5 empty] | 378500120500 | 510 | 378500 | 120500
[5 empty] | 379500120500 | 510 | 379500 | 120500
[5 empty] | 380500120500 | 510 | 380500 | 120500
[5 empty] | 381500120500 | 510 | 381500 | 120500
[5 empty] | 382500120500 | 510 | 382500 | 120500
[5 empty] | 383500120500 | 510 | 383500 | 120500
[5 empty] | 384500120500 | 510 | 384500 | 120500
[5 empty] | 385500120500 | 510 | 385500 | 120500
[5 empty] | 386500120500 | 510 | 386500 | 120500
[5 empty] | 387500120500 | 510 | 387500 | 120500
[5 empty] | 388500120500 | 510 | 388500 | 120500
[5 empty] | 389500120500 | 510 | 389500 | 120500
[5 empty] | 374500119500 | 510 | 374500 | 119500
[5 empty] | 375500119500 | 510 | 375500 | 119500
[5 empty] | 376500119500 | 510 | 376500 | 119500
[5 empty] | 377500119500 | 510 | 377500 | 119500
[5 empty] | 378500119500 | 510 | 378500 | 119500
[5 empty] | 379500119500 | 510 | 379500 | 119500
[5 empty] | 380500119500 | 510 | 380500 | 119500
[5 empty] | 381500119500 | 510 | 381500 | 119500
[5 empty] | 382500119500 | 510 | 382500 | 119500
[5 empty] | 383500119500 | 510 | 383500 | 119500
[5 empty] | 384500119500 | 510 | 384500 | 119500
[5 empty] | 385500119500 | 510 | 385500 | 119500
[5 empty] | 386500119500 | 510 | 386500 | 119500
[5 empty] | 387500119500 | 510 | 387500 | 119500
[5 empty] | 388500119500 | 510 | 388500 | 119500
[5 empty] | 389500119500 | 510 | 389500 | 119500
[5 empty] | 390500119500 | 510 | 390500 | 119500
[5 empty] | 391500119500 | 510 | 391500 | 119500
[5 empty] | 372500118500 | 510 | 372500 | 118500
[5 empty] | 373500118500 | 510 | 373500 | 118500
[5 empty] | 374500118500 | 510 | 374500 | 118500
[5 empty] | 375500118500 | 510 | 375500 | 118500
[5 empty] | 376500118500 | 510 | 376500 | 118500
[5 empty] | 377500118500 | 510 | 377500 | 118500
[5 empty] | 378500118500 | 510 | 378500 | 118500
[5 empty] | 379500118500 | 510 | 379500 | 118500
[5 empty] | 380500118500 | 510 | 380500 | 118500
[5 empty] | 381500118500 | 510 | 381500 | 118500
[5 empty] | 382500118500 | 510 | 382500 | 118500
[5 empty] | 383500118500 | 510 | 383500 | 118500
[5 empty] | 384500118500 | 510 | 384500 | 118500
[5 empty] | 385500118500 | 510 | 385500 | 118500
[5 empty] | 386500118500 | 510 | 386500 | 118500
[5 empty] | 387500118500 | 510 | 387500 | 118500
[5 empty] | 388500118500 | 510 | 388500 | 118500
[5 empty] | 389500118500 | 510 | 389500 | 118500
[5 empty] | 390500118500 | 510 | 390500 | 118500
[5 empty] | 391500118500 | 510 | 391500 | 118500
[5 empty] | 370500117500 | 510 | 370500 | 117500
[5 empty] | 371500117500 | 510 | 371500 | 117500
[5 empty] | 372500117500 | 510 | 372500 | 117500
[5 empty] | 373500117500 | 510 | 373500 | 117500
[5 empty] | 374500117500 | 510 | 374500 | 117500
[5 empty] | 375500117500 | 510 | 375500 | 117500
[5 empty] | 376500117500 | 510 | 376500 | 117500
[5 empty] | 377500117500 | 510 | 377500 | 117500
[5 empty] | 378500117500 | 510 | 378500 | 117500
[5 empty] | 379500117500 | 510 | 379500 | 117500
[5 empty] | 380500117500 | 510 | 380500 | 117500
[5 empty] | 381500117500 | 510 | 381500 | 117500
[5 empty] | 382500117500 | 510 | 382500 | 117500
[5 empty] | 383500117500 | 510 | 383500 | 117500
[5 empty] | 384500117500 | 510 | 384500 | 117500
[5 empty] | 385500117500 | 510 | 385500 | 117500
[5 empty] | 386500117500 | 510 | 386500 | 117500
[5 empty] | 387500117500 | 510 | 387500 | 117500
[5 empty] | 388500117500 | 510 | 388500 | 117500
[5 empty] | 389500117500 | 510 | 389500 | 117500
[5 empty] | 390500117500 | 510 | 390500 | 117500
[5 empty] | 391500117500 | 510 | 391500 | 117500
[5 empty] | 370500116500 | 510 | 370500 | 116500
[5 empty] | 371500116500 | 510 | 371500 | 116500
[5 empty] | 372500116500 | 510 | 372500 | 116500
[5 empty] | 373500116500 | 510 | 373500 | 116500
[5 empty] | 374500116500 | 510 | 374500 | 116500
[5 empty] | 375500116500 | 510 | 375500 | 116500
[5 empty] | 376500116500 | 510 | 376500 | 116500
[5 empty] | 377500116500 | 510 | 377500 | 116500
[5 empty] | 378500116500 | 510 | 378500 | 116500
[5 empty] | 379500116500 | 510 | 379500 | 116500
[5 empty] | 380500116500 | 510 | 380500 | 116500
[5 empty] | 381500116500 | 510 | 381500 | 116500
[5 empty] | 382500116500 | 510 | 382500 | 116500
[5 empty] | 383500116500 | 510 | 383500 | 116500
[5 empty] | 384500116500 | 510 | 384500 | 116500
[5 empty] | 385500116500 | 510 | 385500 | 116500
[5 empty] | 386500116500 | 510 | 386500 | 116500
[5 empty] | 387500116500 | 510 | 387500 | 116500
[5 empty] | 388500116500 | 510 | 388500 | 116500
[5 empty] | 389500116500 | 510 | 389500 | 116500
[5 empty] | 390500116500 | 510 | 390500 | 116500
[5 empty] | 391500116500 | 510 | 391500 | 116500
[5 empty] | 392500116500 | 510 | 392500 | 116500
[5 empty] | 393500116500 | 510 | 393500 | 116500
[5 empty] | 394500116500 | 510 | 394500 | 116500
[5 empty] | 395500116500 | 510 | 395500 | 116500
[5 empty] | 369500115500 | 510 | 369500 | 115500
[5 empty] | 370500115500 | 510 | 370500 | 115500
[5 empty] | 371500115500 | 510 | 371500 | 115500
[5 empty] | 372500115500 | 510 | 372500 | 115500
[5 empty] | 373500115500 | 510 | 373500 | 115500
[5 empty] | 374500115500 | 510 | 374500 | 115500
[5 empty] | 375500115500 | 510 | 375500 | 115500
[5 empty] | 376500115500 | 510 | 376500 | 115500
[5 empty] | 377500115500 | 510 | 377500 | 115500
[5 empty] | 378500115500 | 510 | 378500 | 115500
[5 empty] | 379500115500 | 510 | 379500 | 115500
[5 empty] | 380500115500 | 510 | 380500 | 115500
[5 empty] | 381500115500 | 510 | 381500 | 115500
[5 empty] | 382500115500 | 510 | 382500 | 115500
[5 empty] | 383500115500 | 510 | 383500 | 115500
[5 empty] | 384500115500 | 510 | 384500 | 115500
[5 empty] | 385500115500 | 510 | 385500 | 115500
[5 empty] | 386500115500 | 510 | 386500 | 115500
[5 empty] | 387500115500 | 510 | 387500 | 115500
[5 empty] | 388500115500 | 510 | 388500 | 115500
[5 empty] | 389500115500 | 510 | 389500 | 115500
[5 empty] | 390500115500 | 510 | 390500 | 115500
[5 empty] | 391500115500 | 510 | 391500 | 115500
[5 empty] | 392500115500 | 510 | 392500 | 115500
[5 empty] | 393500115500 | 510 | 393500 | 115500
[5 empty] | 394500115500 | 510 | 394500 | 115500
[5 empty] | 395500115500 | 510 | 395500 | 115500
[5 empty] | 369500114500 | 510 | 369500 | 114500
[5 empty] | 370500114500 | 510 | 370500 | 114500
[5 empty] | 371500114500 | 510 | 371500 | 114500
[5 empty] | 372500114500 | 510 | 372500 | 114500
[5 empty] | 373500114500 | 510 | 373500 | 114500
[5 empty] | 374500114500 | 510 | 374500 | 114500
[5 empty] | 375500114500 | 510 | 375500 | 114500
[5 empty] | 376500114500 | 510 | 376500 | 114500
[5 empty] | 377500114500 | 510 | 377500 | 114500
[5 empty] | 378500114500 | 510 | 378500 | 114500
[5 empty] | 379500114500 | 510 | 379500 | 114500
[5 empty] | 380500114500 | 510 | 380500 | 114500
[5 empty] | 381500114500 | 510 | 381500 | 114500
[5 empty] | 382500114500 | 510 | 382500 | 114500
[5 empty] | 383500114500 | 510 | 383500 | 114500
[5 empty] | 384500114500 | 510 | 384500 | 114500
[5 empty] | 385500114500 | 510 | 385500 | 114500
[5 empty] | 386500114500 | 510 | 386500 | 114500
[5 empty] | 387500114500 | 510 | 387500 | 114500
[5 empty] | 388500114500 | 510 | 388500 | 114500
[5 empty] | 389500114500 | 510 | 389500 | 114500
[5 empty] | 390500114500 | 510 | 390500 | 114500
[5 empty] | 391500114500 | 510 | 391500 | 114500
[5 empty] | 392500114500 | 510 | 392500 | 114500
[5 empty] | 393500114500 | 510 | 393500 | 114500
[5 empty] | 394500114500 | 510 | 394500 | 114500
[5 empty] | 395500114500 | 510 | 395500 | 114500
[5 empty] | 371500113500 | 510 | 371500 | 113500
[5 empty] | 372500113500 | 510 | 372500 | 113500
[5 empty] | 373500113500 | 510 | 373500 | 113500
[5 empty] | 374500113500 | 510 | 374500 | 113500
[5 empty] | 375500113500 | 510 | 375500 | 113500
[5 empty] | 376500113500 | 510 | 376500 | 113500
[5 empty] | 377500113500 | 510 | 377500 | 113500
[5 empty] | 378500113500 | 510 | 378500 | 113500
[5 empty] | 379500113500 | 510 | 379500 | 113500
[5 empty] | 380500113500 | 510 | 380500 | 113500
[5 empty] | 381500113500 | 510 | 381500 | 113500
[5 empty] | 382500113500 | 510 | 382500 | 113500
[5 empty] | 383500113500 | 510 | 383500 | 113500
[5 empty] | 384500113500 | 510 | 384500 | 113500
[5 empty] | 385500113500 | 510 | 385500 | 113500
[5 empty] | 386500113500 | 510 | 386500 | 113500
[5 empty] | 387500113500 | 510 | 387500 | 113500
[5 empty] | 388500113500 | 510 | 388500 | 113500
[5 empty] | 389500113500 | 510 | 389500 | 113500
[5 empty] | 390500113500 | 510 | 390500 | 113500
[5 empty] | 391500113500 | 510 | 391500 | 113500
[5 empty] | 392500113500 | 510 | 392500 | 113500
[5 empty] | 393500113500 | 510 | 393500 | 113500
[5 empty] | 394500113500 | 510 | 394500 | 113500
[5 empty] | 395500113500 | 510 | 395500 | 113500
[5 empty] | 372500112500 | 510 | 372500 | 112500
[5 empty] | 373500112500 | 510 | 373500 | 112500
[5 empty] | 374500112500 | 510 | 374500 | 112500
[5 empty] | 375500112500 | 510 | 375500 | 112500
[5 empty] | 376500112500 | 510 | 376500 | 112500
[5 empty] | 377500112500 | 510 | 377500 | 112500
[5 empty] | 378500112500 | 510 | 378500 | 112500
[5 empty] | 379500112500 | 510 | 379500 | 112500
[5 empty] | 380500112500 | 510 | 380500 | 112500
[5 empty] | 381500112500 | 510 | 381500 | 112500
[5 empty] | 382500112500 | 510 | 382500 | 112500
[5 empty] | 383500112500 | 510 | 383500 | 112500
[5 empty] | 384500112500 | 510 | 384500 | 112500
[5 empty] | 385500112500 | 510 | 385500 | 112500
[5 empty] | 386500112500 | 510 | 386500 | 112500
[5 empty] | 387500112500 | 510 | 387500 | 112500
[5 empty] | 388500112500 | 510 | 388500 | 112500
[5 empty] | 389500112500 | 510 | 389500 | 112500
[5 empty] | 390500112500 | 510 | 390500 | 112500
[5 empty] | 391500112500 | 510 | 391500 | 112500
[5 empty] | 392500112500 | 510 | 392500 | 112500
[5 empty] | 393500112500 | 510 | 393500 | 112500
[5 empty] | 394500112500 | 510 | 394500 | 112500
[5 empty] | 395500112500 | 510 | 395500 | 112500
[5 empty] | 372500111500 | 510 | 372500 | 111500
[5 empty] | 373500111500 | 510 | 373500 | 111500
[5 empty] | 374500111500 | 510 | 374500 | 111500
[5 empty] | 375500111500 | 510 | 375500 | 111500
[5 empty] | 376500111500 | 510 | 376500 | 111500
[5 empty] | 377500111500 | 510 | 377500 | 111500
[5 empty] | 378500111500 | 510 | 378500 | 111500
[5 empty] | 379500111500 | 510 | 379500 | 111500
[5 empty] | 380500111500 | 510 | 380500 | 111500
[5 empty] | 381500111500 | 510 | 381500 | 111500
[5 empty] | 382500111500 | 510 | 382500 | 111500
[5 empty] | 383500111500 | 510 | 383500 | 111500
[5 empty] | 384500111500 | 510 | 384500 | 111500
[5 empty] | 385500111500 | 510 | 385500 | 111500
[5 empty] | 386500111500 | 510 | 386500 | 111500
[5 empty] | 387500111500 | 510 | 387500 | 111500
[5 empty] | 388500111500 | 510 | 388500 | 111500
[5 empty] | 389500111500 | 510 | 389500 | 111500
[5 empty] | 390500111500 | 510 | 390500 | 111500
[5 empty] | 391500111500 | 510 | 391500 | 111500
[5 empty] | 392500111500 | 510 | 392500 | 111500
[5 empty] | 393500111500 | 510 | 393500 | 111500
[5 empty] | 394500111500 | 510 | 394500 | 111500
[5 empty] | 395500111500 | 510 | 395500 | 111500
[5 empty] | 371500110500 | 510 | 371500 | 110500
[5 empty] | 372500110500 | 510 | 372500 | 110500
[5 empty] | 373500110500 | 510 | 373500 | 110500
[5 empty] | 374500110500 | 510 | 374500 | 110500
[5 empty] | 375500110500 | 510 | 375500 | 110500
[5 empty] | 376500110500 | 510 | 376500 | 110500
[5 empty] | 377500110500 | 510 | 377500 | 110500
[5 empty] | 378500110500 | 510 | 378500 | 110500
[5 empty] | 379500110500 | 510 | 379500 | 110500
[5 empty] | 380500110500 | 510 | 380500 | 110500
[5 empty] | 381500110500 | 510 | 381500 | 110500
[5 empty] | 382500110500 | 510 | 382500 | 110500
[5 empty] | 383500110500 | 510 | 383500 | 110500
[5 empty] | 384500110500 | 510 | 384500 | 110500
[5 empty] | 385500110500 | 510 | 385500 | 110500
[5 empty] | 386500110500 | 510 | 386500 | 110500
[5 empty] | 387500110500 | 510 | 387500 | 110500
[5 empty] | 388500110500 | 510 | 388500 | 110500
[5 empty] | 389500110500 | 510 | 389500 | 110500
[5 empty] | 390500110500 | 510 | 390500 | 110500
[5 empty] | 391500110500 | 510 | 391500 | 110500
[5 empty] | 392500110500 | 510 | 392500 | 110500
[5 empty] | 393500110500 | 510 | 393500 | 110500
[5 empty] | 394500110500 | 510 | 394500 | 110500
[5 empty] | 395500110500 | 510 | 395500 | 110500
[5 empty] | 367500109500 | 510 | 367500 | 109500
[5 empty] | 368500109500 | 510 | 368500 | 109500
[5 empty] | 369500109500 | 510 | 369500 | 109500
[5 empty] | 370500109500 | 510 | 370500 | 109500
[5 empty] | 371500109500 | 510 | 371500 | 109500
[5 empty] | 372500109500 | 510 | 372500 | 109500
[5 empty] | 373500109500 | 510 | 373500 | 109500
[5 empty] | 374500109500 | 510 | 374500 | 109500
[5 empty] | 375500109500 | 510 | 375500 | 109500
[5 empty] | 376500109500 | 510 | 376500 | 109500
[5 empty] | 377500109500 | 510 | 377500 | 109500
[5 empty] | 378500109500 | 510 | 378500 | 109500
[5 empty] | 379500109500 | 510 | 379500 | 109500
[5 empty] | 380500109500 | 510 | 380500 | 109500
[5 empty] | 381500109500 | 510 | 381500 | 109500
[5 empty] | 382500109500 | 510 | 382500 | 109500
[5 empty] | 383500109500 | 510 | 383500 | 109500
[5 empty] | 384500109500 | 510 | 384500 | 109500
[5 empty] | 385500109500 | 510 | 385500 | 109500
[5 empty] | 386500109500 | 510 | 386500 | 109500
[5 empty] | 387500109500 | 510 | 387500 | 109500
[5 empty] | 388500109500 | 510 | 388500 | 109500
[5 empty] | 389500109500 | 510 | 389500 | 109500
[5 empty] | 390500109500 | 510 | 390500 | 109500
[5 empty] | 391500109500 | 510 | 391500 | 109500
[5 empty] | 392500109500 | 510 | 392500 | 109500
[5 empty] | 393500109500 | 510 | 393500 | 109500
[5 empty] | 394500109500 | 510 | 394500 | 109500
[5 empty] | 395500109500 | 510 | 395500 | 109500
[5 empty] | 367500108500 | 510 | 367500 | 108500
[5 empty] | 368500108500 | 510 | 368500 | 108500
[5 empty] | 369500108500 | 510 | 369500 | 108500
[5 empty] | 370500108500 | 510 | 370500 | 108500
[5 empty] | 371500108500 | 510 | 371500 | 108500
[5 empty] | 372500108500 | 510 | 372500 | 108500
[5 empty] | 373500108500 | 510 | 373500 | 108500
[5 empty] | 374500108500 | 510 | 374500 | 108500
[5 empty] | 375500108500 | 510 | 375500 | 108500
[5 empty] | 376500108500 | 510 | 376500 | 108500
[5 empty] | 377500108500 | 510 | 377500 | 108500
[5 empty] | 378500108500 | 510 | 378500 | 108500
[5 empty] | 379500108500 | 510 | 379500 | 108500
[5 empty] | 380500108500 | 510 | 380500 | 108500
[5 empty] | 381500108500 | 510 | 381500 | 108500
[5 empty] | 382500108500 | 510 | 382500 | 108500
[5 empty] | 383500108500 | 510 | 383500 | 108500
[5 empty] | 384500108500 | 510 | 384500 | 108500
[5 empty] | 385500108500 | 510 | 385500 | 108500
[5 empty] | 386500108500 | 510 | 386500 | 108500
[5 empty] | 387500108500 | 510 | 387500 | 108500
[5 empty] | 388500108500 | 510 | 388500 | 108500
[5 empty] | 389500108500 | 510 | 389500 | 108500
[5 empty] | 390500108500 | 510 | 390500 | 108500
[5 empty] | 391500108500 | 510 | 391500 | 108500
[5 empty] | 392500108500 | 510 | 392500 | 108500
[5 empty] | 393500108500 | 510 | 393500 | 108500
[5 empty] | 394500108500 | 510 | 394500 | 108500
[5 empty] | 395500108500 | 510 | 395500 | 108500
[5 empty] | 396500108500 | 510 | 396500 | 108500
[5 empty] | 368500107500 | 510 | 368500 | 107500
[5 empty] | 370500107500 | 510 | 370500 | 107500
[5 empty] | 371500107500 | 510 | 371500 | 107500
[5 empty] | 372500107500 | 510 | 372500 | 107500
[5 empty] | 373500107500 | 510 | 373500 | 107500
[5 empty] | 374500107500 | 510 | 374500 | 107500
[5 empty] | 375500107500 | 510 | 375500 | 107500
[5 empty] | 376500107500 | 510 | 376500 | 107500
[5 empty] | 377500107500 | 510 | 377500 | 107500
[5 empty] | 378500107500 | 510 | 378500 | 107500
[5 empty] | 379500107500 | 510 | 379500 | 107500
[5 empty] | 380500107500 | 510 | 380500 | 107500
[5 empty] | 381500107500 | 510 | 381500 | 107500
[5 empty] | 382500107500 | 510 | 382500 | 107500
[5 empty] | 383500107500 | 510 | 383500 | 107500
[5 empty] | 384500107500 | 510 | 384500 | 107500
[5 empty] | 385500107500 | 510 | 385500 | 107500
[5 empty] | 386500107500 | 510 | 386500 | 107500
[5 empty] | 387500107500 | 510 | 387500 | 107500
[5 empty] | 388500107500 | 510 | 388500 | 107500
[5 empty] | 389500107500 | 510 | 389500 | 107500
[5 empty] | 390500107500 | 510 | 390500 | 107500
[5 empty] | 391500107500 | 510 | 391500 | 107500
[5 empty] | 392500107500 | 510 | 392500 | 107500
[5 empty] | 393500107500 | 510 | 393500 | 107500
[5 empty] | 394500107500 | 510 | 394500 | 107500
[5 empty] | 395500107500 | 510 | 395500 | 107500
[5 empty] | 396500107500 | 510 | 396500 | 107500
[5 empty] | 372500106500 | 510 | 372500 | 106500
[5 empty] | 373500106500 | 510 | 373500 | 106500
[5 empty] | 374500106500 | 510 | 374500 | 106500
[5 empty] | 375500106500 | 510 | 375500 | 106500
[5 empty] | 376500106500 | 510 | 376500 | 106500
[5 empty] | 377500106500 | 510 | 377500 | 106500
[5 empty] | 378500106500 | 510 | 378500 | 106500
[5 empty] | 379500106500 | 510 | 379500 | 106500
[5 empty] | 380500106500 | 510 | 380500 | 106500
[5 empty] | 381500106500 | 510 | 381500 | 106500
[5 empty] | 382500106500 | 510 | 382500 | 106500
[5 empty] | 383500106500 | 510 | 383500 | 106500
[5 empty] | 384500106500 | 510 | 384500 | 106500
[5 empty] | 385500106500 | 510 | 385500 | 106500
[5 empty] | 386500106500 | 510 | 386500 | 106500
[5 empty] | 387500106500 | 510 | 387500 | 106500
[5 empty] | 388500106500 | 510 | 388500 | 106500
[5 empty] | 389500106500 | 510 | 389500 | 106500
[5 empty] | 390500106500 | 510 | 390500 | 106500
[5 empty] | 391500106500 | 510 | 391500 | 106500
[5 empty] | 392500106500 | 510 | 392500 | 106500
[5 empty] | 393500106500 | 510 | 393500 | 106500
[5 empty] | 394500106500 | 510 | 394500 | 106500
[5 empty] | 395500106500 | 510 | 395500 | 106500
[5 empty] | 372500105500 | 510 | 372500 | 105500
[5 empty] | 373500105500 | 510 | 373500 | 105500
[5 empty] | 374500105500 | 510 | 374500 | 105500
[5 empty] | 375500105500 | 510 | 375500 | 105500
[5 empty] | 376500105500 | 510 | 376500 | 105500
[5 empty] | 377500105500 | 510 | 377500 | 105500
[5 empty] | 378500105500 | 510 | 378500 | 105500
[5 empty] | 379500105500 | 510 | 379500 | 105500
[5 empty] | 380500105500 | 510 | 380500 | 105500
[5 empty] | 381500105500 | 510 | 381500 | 105500
[5 empty] | 382500105500 | 510 | 382500 | 105500
[5 empty] | 383500105500 | 510 | 383500 | 105500
[5 empty] | 384500105500 | 510 | 384500 | 105500
[5 empty] | 385500105500 | 510 | 385500 | 105500
[5 empty] | 386500105500 | 510 | 386500 | 105500
[5 empty] | 387500105500 | 510 | 387500 | 105500
[5 empty] | 388500105500 | 510 | 388500 | 105500
[5 empty] | 389500105500 | 510 | 389500 | 105500
[5 empty] | 390500105500 | 510 | 390500 | 105500
[5 empty] | 391500105500 | 510 | 391500 | 105500
[5 empty] | 392500105500 | 510 | 392500 | 105500
[5 empty] | 393500105500 | 510 | 393500 | 105500
[5 empty] | 394500105500 | 510 | 394500 | 105500
[5 empty] | 395500105500 | 510 | 395500 | 105500
[5 empty] | 375500104500 | 510 | 375500 | 104500
[5 empty] | 376500104500 | 510 | 376500 | 104500
[5 empty] | 377500104500 | 510 | 377500 | 104500
[5 empty] | 378500104500 | 510 | 378500 | 104500
[5 empty] | 379500104500 | 510 | 379500 | 104500
[5 empty] | 380500104500 | 510 | 380500 | 104500
[5 empty] | 381500104500 | 510 | 381500 | 104500
[5 empty] | 382500104500 | 510 | 382500 | 104500
[5 empty] | 383500104500 | 510 | 383500 | 104500
[5 empty] | 384500104500 | 510 | 384500 | 104500
[5 empty] | 385500104500 | 510 | 385500 | 104500
[5 empty] | 386500104500 | 510 | 386500 | 104500
[5 empty] | 387500104500 | 510 | 387500 | 104500
[5 empty] | 388500104500 | 510 | 388500 | 104500
[5 empty] | 389500104500 | 510 | 389500 | 104500
[5 empty] | 390500104500 | 510 | 390500 | 104500
[5 empty] | 391500104500 | 510 | 391500 | 104500
[5 empty] | 392500104500 | 510 | 392500 | 104500
[5 empty] | 393500104500 | 510 | 393500 | 104500
[5 empty] | 394500104500 | 510 | 394500 | 104500
[5 empty] | 375500103500 | 510 | 375500 | 103500
[5 empty] | 376500103500 | 510 | 376500 | 103500
[5 empty] | 377500103500 | 510 | 377500 | 103500
[5 empty] | 378500103500 | 510 | 378500 | 103500
[5 empty] | 379500103500 | 510 | 379500 | 103500
[5 empty] | 380500103500 | 510 | 380500 | 103500
[5 empty] | 381500103500 | 510 | 381500 | 103500
[5 empty] | 382500103500 | 510 | 382500 | 103500
[5 empty] | 383500103500 | 510 | 383500 | 103500
[5 empty] | 384500103500 | 510 | 384500 | 103500
[5 empty] | 385500103500 | 510 | 385500 | 103500
[5 empty] | 386500103500 | 510 | 386500 | 103500
[5 empty] | 387500103500 | 510 | 387500 | 103500
[5 empty] | 388500103500 | 510 | 388500 | 103500
[5 empty] | 389500103500 | 510 | 389500 | 103500
[5 empty] | 390500103500 | 510 | 390500 | 103500
[5 empty] | 391500103500 | 510 | 391500 | 103500
[5 empty] | 392500103500 | 510 | 392500 | 103500
[5 empty] | 377500102500 | 510 | 377500 | 102500
[5 empty] | 378500102500 | 510 | 378500 | 102500
[5 empty] | 379500102500 | 510 | 379500 | 102500
[5 empty] | 380500102500 | 510 | 380500 | 102500
[5 empty] | 381500102500 | 510 | 381500 | 102500
[5 empty] | 382500102500 | 510 | 382500 | 102500
[5 empty] | 383500102500 | 510 | 383500 | 102500
[5 empty] | 384500102500 | 510 | 384500 | 102500
[5 empty] | 385500102500 | 510 | 385500 | 102500
[5 empty] | 386500102500 | 510 | 386500 | 102500
[5 empty] | 387500102500 | 510 | 387500 | 102500
[5 empty] | 388500102500 | 510 | 388500 | 102500
[5 empty] | 389500102500 | 510 | 389500 | 102500
[5 empty] | 390500102500 | 510 | 390500 | 102500
[5 empty] | 391500102500 | 510 | 391500 | 102500
[5 empty] | 392500102500 | 510 | 392500 | 102500
[5 empty] | 377500101500 | 510 | 377500 | 101500
[5 empty] | 378500101500 | 510 | 378500 | 101500
[5 empty] | 379500101500 | 510 | 379500 | 101500
[5 empty] | 380500101500 | 510 | 380500 | 101500
[5 empty] | 381500101500 | 510 | 381500 | 101500
[5 empty] | 382500101500 | 510 | 382500 | 101500
[5 empty] | 383500101500 | 510 | 383500 | 101500
[5 empty] | 384500101500 | 510 | 384500 | 101500
[5 empty] | 385500101500 | 510 | 385500 | 101500
[5 empty] | 386500101500 | 510 | 386500 | 101500
[5 empty] | 387500101500 | 510 | 387500 | 101500
[5 empty] | 388500101500 | 510 | 388500 | 101500
[5 empty] | 389500101500 | 510 | 389500 | 101500
[5 empty] | 390500101500 | 510 | 390500 | 101500
[5 empty] | 391500101500 | 510 | 391500 | 101500
[5 empty] | 378500100500 | 510 | 378500 | 100500
[5 empty] | 379500100500 | 510 | 379500 | 100500
[5 empty] | 380500100500 | 510 | 380500 | 100500
[5 empty] | 381500100500 | 510 | 381500 | 100500
[5 empty] | 382500100500 | 510 | 382500 | 100500
[5 empty] | 383500100500 | 510 | 383500 | 100500
[5 empty] | 384500100500 | 510 | 384500 | 100500
[5 empty] | 385500100500 | 510 | 385500 | 100500
[5 empty] | 386500100500 | 510 | 386500 | 100500
[5 empty] | 387500100500 | 510 | 387500 | 100500
[5 empty] | 388500100500 | 510 | 388500 | 100500
[5 empty] | 389500100500 | 510 | 389500 | 100500
[5 empty] | 37850099500 | 510 | 378500 | 99500
[5 empty] | 37950099500 | 510 | 379500 | 99500
[5 empty] | 38050099500 | 510 | 380500 | 99500
[5 empty] | 38150099500 | 510 | 381500 | 99500
[5 empty] | 38250099500 | 510 | 382500 | 99500
[5 empty] | 38350099500 | 510 | 383500 | 99500
[5 empty] | 38450099500 | 510 | 384500 | 99500
[5 empty] | 38550099500 | 510 | 385500 | 99500
[5 empty] | 38650099500 | 510 | 386500 | 99500
[5 empty] | 38750099500 | 510 | 387500 | 99500
[5 empty] | 38850099500 | 510 | 388500 | 99500
[5 empty] | 37950098500 | 510 | 379500 | 98500
[5 empty] | 38050098500 | 510 | 380500 | 98500
[5 empty] | 38150098500 | 510 | 381500 | 98500
[5 empty] | 38250098500 | 510 | 382500 | 98500
[5 empty] | 38350098500 | 510 | 383500 | 98500
[5 empty] | 38450098500 | 510 | 384500 | 98500
[5 empty] | 38550098500 | 510 | 385500 | 98500
[5 empty] | 38650098500 | 510 | 386500 | 98500
[5 empty] | 38750098500 | 510 | 387500 | 98500
[5 empty] | 38850098500 | 510 | 388500 | 98500
[5 empty] | 38950098500 | 510 | 389500 | 98500
[5 empty] | 37950097500 | 510 | 379500 | 97500
[5 empty] | 38050097500 | 510 | 380500 | 97500
[5 empty] | 38150097500 | 510 | 381500 | 97500
[5 empty] | 38450097500 | 510 | 384500 | 97500
[5 empty] | 38550097500 | 510 | 385500 | 97500
[5 empty] | 38650097500 | 510 | 386500 | 97500
[5 empty] | 38750097500 | 510 | 387500 | 97500
[5 empty] | 38850097500 | 510 | 388500 | 97500
[5 empty] | 38950097500 | 510 | 389500 | 97500
[5 empty] | 39050097500 | 510 | 390500 | 97500
[5 empty] | 37950096500 | 510 | 379500 | 96500
[5 empty] | 38050096500 | 510 | 380500 | 96500
[5 empty] | 38150096500 | 510 | 381500 | 96500
[5 empty] | 38650096500 | 510 | 386500 | 96500
[5 empty] | 439500382500 | 174 | 439500 | 382500
[5 empty] | 436500381500 | 174 | 436500 | 381500
[5 empty] | 437500381500 | 174 | 437500 | 381500
[5 empty] | 438500381500 | 174 | 438500 | 381500
[5 empty] | 439500381500 | 174 | 439500 | 381500
[5 empty] | 440500381500 | 174 | 440500 | 381500
[5 empty] | 446500381500 | 174 | 446500 | 381500
[5 empty] | 436500380500 | 174 | 436500 | 380500
[5 empty] | 437500380500 | 174 | 437500 | 380500
[5 empty] | 438500380500 | 174 | 438500 | 380500
[5 empty] | 439500380500 | 174 | 439500 | 380500
[5 empty] | 440500380500 | 174 | 440500 | 380500
[5 empty] | 444500380500 | 174 | 444500 | 380500
[5 empty] | 445500380500 | 174 | 445500 | 380500
[5 empty] | 446500380500 | 174 | 446500 | 380500
[5 empty] | 427500379500 | 174 | 427500 | 379500
[5 empty] | 428500379500 | 174 | 428500 | 379500
[5 empty] | 432500379500 | 174 | 432500 | 379500
[5 empty] | 433500379500 | 174 | 433500 | 379500
[5 empty] | 434500379500 | 174 | 434500 | 379500
[5 empty] | 435500379500 | 174 | 435500 | 379500
[5 empty] | 436500379500 | 174 | 436500 | 379500
[5 empty] | 437500379500 | 174 | 437500 | 379500
[5 empty] | 438500379500 | 174 | 438500 | 379500
[5 empty] | 439500379500 | 174 | 439500 | 379500
[5 empty] | 440500379500 | 174 | 440500 | 379500
[5 empty] | 441500379500 | 174 | 441500 | 379500
[5 empty] | 442500379500 | 174 | 442500 | 379500
[5 empty] | 443500379500 | 174 | 443500 | 379500
[5 empty] | 444500379500 | 174 | 444500 | 379500
[5 empty] | 445500379500 | 174 | 445500 | 379500
[5 empty] | 427500378500 | 174 | 427500 | 378500
[5 empty] | 428500378500 | 174 | 428500 | 378500
[5 empty] | 429500378500 | 174 | 429500 | 378500
[5 empty] | 430500378500 | 174 | 430500 | 378500
[5 empty] | 431500378500 | 174 | 431500 | 378500
[5 empty] | 432500378500 | 174 | 432500 | 378500
[5 empty] | 433500378500 | 174 | 433500 | 378500
[5 empty] | 434500378500 | 174 | 434500 | 378500
[5 empty] | 435500378500 | 174 | 435500 | 378500
[5 empty] | 436500378500 | 174 | 436500 | 378500
[5 empty] | 437500378500 | 174 | 437500 | 378500
[5 empty] | 438500378500 | 174 | 438500 | 378500
[5 empty] | 439500378500 | 174 | 439500 | 378500
[5 empty] | 440500378500 | 174 | 440500 | 378500
[5 empty] | 441500378500 | 174 | 441500 | 378500
[5 empty] | 442500378500 | 174 | 442500 | 378500
[5 empty] | 443500378500 | 174 | 443500 | 378500
[5 empty] | 444500378500 | 174 | 444500 | 378500
[5 empty] | 445500378500 | 174 | 445500 | 378500
[5 empty] | 427500377500 | 174 | 427500 | 377500
[5 empty] | 428500377500 | 174 | 428500 | 377500
[5 empty] | 429500377500 | 174 | 429500 | 377500
[5 empty] | 430500377500 | 174 | 430500 | 377500
[5 empty] | 431500377500 | 174 | 431500 | 377500
[5 empty] | 432500377500 | 174 | 432500 | 377500
[5 empty] | 433500377500 | 174 | 433500 | 377500
[5 empty] | 434500377500 | 174 | 434500 | 377500
[5 empty] | 435500377500 | 174 | 435500 | 377500
[5 empty] | 436500377500 | 174 | 436500 | 377500
[5 empty] | 437500377500 | 174 | 437500 | 377500
[5 empty] | 438500377500 | 174 | 438500 | 377500
[5 empty] | 439500377500 | 174 | 439500 | 377500
[5 empty] | 440500377500 | 174 | 440500 | 377500
[5 empty] | 442500377500 | 174 | 442500 | 377500
[5 empty] | 443500377500 | 174 | 443500 | 377500
[5 empty] | 444500377500 | 174 | 444500 | 377500
[5 empty] | 428500376500 | 174 | 428500 | 376500
[5 empty] | 429500376500 | 174 | 429500 | 376500
[5 empty] | 430500376500 | 174 | 430500 | 376500
[5 empty] | 431500376500 | 174 | 431500 | 376500
[5 empty] | 432500376500 | 174 | 432500 | 376500
[5 empty] | 433500376500 | 174 | 433500 | 376500
[5 empty] | 434500376500 | 174 | 434500 | 376500
[5 empty] | 435500376500 | 174 | 435500 | 376500
[5 empty] | 436500376500 | 174 | 436500 | 376500
[5 empty] | 437500376500 | 174 | 437500 | 376500
[5 empty] | 438500376500 | 174 | 438500 | 376500
[5 empty] | 428500375500 | 174 | 428500 | 375500
[5 empty] | 429500375500 | 174 | 429500 | 375500
[5 empty] | 430500375500 | 174 | 430500 | 375500
[5 empty] | 431500375500 | 174 | 431500 | 375500
[5 empty] | 432500375500 | 174 | 432500 | 375500
[5 empty] | 433500375500 | 174 | 433500 | 375500
[5 empty] | 434500375500 | 174 | 434500 | 375500
[5 empty] | 435500375500 | 174 | 435500 | 375500
[5 empty] | 428500374500 | 174 | 428500 | 374500
[5 empty] | 429500374500 | 174 | 429500 | 374500
[5 empty] | 430500374500 | 174 | 430500 | 374500
[5 empty] | 431500374500 | 174 | 431500 | 374500
[5 empty] | 432500374500 | 174 | 432500 | 374500
[5 empty] | 433500374500 | 174 | 433500 | 374500
[5 empty] | 434500374500 | 174 | 434500 | 374500
[5 empty] | 429500373500 | 174 | 429500 | 373500
[5 empty] | 430500373500 | 174 | 430500 | 373500
[5 empty] | 431500373500 | 174 | 431500 | 373500
[5 empty] | 432500373500 | 174 | 432500 | 373500
[5 empty] | 433500373500 | 174 | 433500 | 373500
[5 empty] | 434500373500 | 174 | 434500 | 373500
[5 empty] | 429500372500 | 174 | 429500 | 372500
[5 empty] | 430500372500 | 174 | 430500 | 372500
[5 empty] | 431500372500 | 174 | 431500 | 372500
[5 empty] | 432500372500 | 174 | 432500 | 372500
[5 empty] | 433500372500 | 174 | 433500 | 372500
[5 empty] | 434500372500 | 174 | 434500 | 372500
[5 empty] | 429500371500 | 174 | 429500 | 371500
[5 empty] | 430500371500 | 174 | 430500 | 371500
[5 empty] | 431500371500 | 174 | 431500 | 371500
[5 empty] | 432500371500 | 174 | 432500 | 371500
[5 empty] | 433500371500 | 174 | 433500 | 371500
[5 empty] | 434500371500 | 174 | 434500 | 371500
[5 empty] | 441500371500 | 174 | 441500 | 371500
[5 empty] | 442500371500 | 174 | 442500 | 371500
[5 empty] | 443500371500 | 174 | 443500 | 371500
[5 empty] | 444500371500 | 174 | 444500 | 371500
[5 empty] | 429500370500 | 174 | 429500 | 370500
[5 empty] | 430500370500 | 174 | 430500 | 370500
[5 empty] | 431500370500 | 174 | 431500 | 370500
[5 empty] | 432500370500 | 174 | 432500 | 370500
[5 empty] | 433500370500 | 174 | 433500 | 370500
[5 empty] | 434500370500 | 174 | 434500 | 370500
[5 empty] | 440500370500 | 174 | 440500 | 370500
[5 empty] | 441500370500 | 174 | 441500 | 370500
[5 empty] | 442500370500 | 174 | 442500 | 370500
[5 empty] | 443500370500 | 174 | 443500 | 370500
[5 empty] | 444500370500 | 174 | 444500 | 370500
[5 empty] | 445500370500 | 174 | 445500 | 370500
[5 empty] | 429500369500 | 174 | 429500 | 369500
[5 empty] | 430500369500 | 174 | 430500 | 369500
[5 empty] | 431500369500 | 174 | 431500 | 369500
[5 empty] | 432500369500 | 174 | 432500 | 369500
[5 empty] | 433500369500 | 174 | 433500 | 369500
[5 empty] | 434500369500 | 174 | 434500 | 369500
[5 empty] | 440500369500 | 174 | 440500 | 369500
[5 empty] | 441500369500 | 174 | 441500 | 369500
[5 empty] | 442500369500 | 174 | 442500 | 369500
[5 empty] | 443500369500 | 174 | 443500 | 369500
[5 empty] | 444500369500 | 174 | 444500 | 369500
[5 empty] | 445500369500 | 174 | 445500 | 369500
[5 empty] | 431500368500 | 174 | 431500 | 368500
[5 empty] | 432500368500 | 174 | 432500 | 368500
[5 empty] | 433500368500 | 174 | 433500 | 368500
[5 empty] | 434500368500 | 174 | 434500 | 368500
[5 empty] | 435500368500 | 174 | 435500 | 368500
[5 empty] | 436500368500 | 174 | 436500 | 368500
[5 empty] | 437500368500 | 174 | 437500 | 368500
[5 empty] | 438500368500 | 174 | 438500 | 368500
[5 empty] | 439500368500 | 174 | 439500 | 368500
[5 empty] | 440500368500 | 174 | 440500 | 368500
[5 empty] | 441500368500 | 174 | 441500 | 368500
[5 empty] | 442500368500 | 174 | 442500 | 368500
[5 empty] | 443500368500 | 174 | 443500 | 368500
[5 empty] | 444500368500 | 174 | 444500 | 368500
[5 empty] | 445500368500 | 174 | 445500 | 368500
[5 empty] | 432500367500 | 174 | 432500 | 367500
[5 empty] | 433500367500 | 174 | 433500 | 367500
[5 empty] | 434500367500 | 174 | 434500 | 367500
[5 empty] | 435500367500 | 174 | 435500 | 367500
[5 empty] | 436500367500 | 174 | 436500 | 367500
[5 empty] | 437500367500 | 174 | 437500 | 367500
[5 empty] | 438500367500 | 174 | 438500 | 367500
[5 empty] | 439500367500 | 174 | 439500 | 367500
[5 empty] | 440500367500 | 174 | 440500 | 367500
[5 empty] | 441500367500 | 174 | 441500 | 367500
[5 empty] | 442500367500 | 174 | 442500 | 367500
[5 empty] | 443500367500 | 174 | 443500 | 367500
[5 empty] | 444500367500 | 174 | 444500 | 367500
[5 empty] | 445500367500 | 174 | 445500 | 367500
[5 empty] | 430500366500 | 174 | 430500 | 366500
[5 empty] | 431500366500 | 174 | 431500 | 366500
[5 empty] | 432500366500 | 174 | 432500 | 366500
[5 empty] | 433500366500 | 174 | 433500 | 366500
[5 empty] | 434500366500 | 174 | 434500 | 366500
[5 empty] | 435500366500 | 174 | 435500 | 366500
[5 empty] | 436500366500 | 174 | 436500 | 366500
[5 empty] | 437500366500 | 174 | 437500 | 366500
[5 empty] | 438500366500 | 174 | 438500 | 366500
[5 empty] | 439500366500 | 174 | 439500 | 366500
[5 empty] | 440500366500 | 174 | 440500 | 366500
[5 empty] | 441500366500 | 174 | 441500 | 366500
[5 empty] | 442500366500 | 174 | 442500 | 366500
[5 empty] | 443500366500 | 174 | 443500 | 366500
[5 empty] | 444500366500 | 174 | 444500 | 366500
[5 empty] | 445500366500 | 174 | 445500 | 366500
[5 empty] | 430500365500 | 174 | 430500 | 365500
[5 empty] | 431500365500 | 174 | 431500 | 365500
[5 empty] | 432500365500 | 174 | 432500 | 365500
[5 empty] | 433500365500 | 174 | 433500 | 365500
[5 empty] | 434500365500 | 174 | 434500 | 365500
[5 empty] | 435500365500 | 174 | 435500 | 365500
[5 empty] | 436500365500 | 174 | 436500 | 365500
[5 empty] | 437500365500 | 174 | 437500 | 365500
[5 empty] | 438500365500 | 174 | 438500 | 365500
[5 empty] | 439500365500 | 174 | 439500 | 365500
[5 empty] | 440500365500 | 174 | 440500 | 365500
[5 empty] | 441500365500 | 174 | 441500 | 365500
[5 empty] | 442500365500 | 174 | 442500 | 365500
[5 empty] | 431500364500 | 174 | 431500 | 364500
[5 empty] | 432500364500 | 174 | 432500 | 364500
[5 empty] | 433500364500 | 174 | 433500 | 364500
[5 empty] | 434500364500 | 174 | 434500 | 364500
[5 empty] | 435500364500 | 174 | 435500 | 364500
[5 empty] | 436500364500 | 174 | 436500 | 364500
[5 empty] | 437500364500 | 174 | 437500 | 364500
[5 empty] | 438500364500 | 174 | 438500 | 364500
[5 empty] | 439500364500 | 174 | 439500 | 364500
[5 empty] | 440500364500 | 174 | 440500 | 364500
[5 empty] | 441500364500 | 174 | 441500 | 364500
[5 empty] | 431500363500 | 174 | 431500 | 363500
[5 empty] | 432500363500 | 174 | 432500 | 363500
[5 empty] | 433500363500 | 174 | 433500 | 363500
[5 empty] | 434500363500 | 174 | 434500 | 363500
[5 empty] | 435500363500 | 174 | 435500 | 363500
[5 empty] | 436500363500 | 174 | 436500 | 363500
[5 empty] | 437500363500 | 174 | 437500 | 363500
[5 empty] | 438500363500 | 174 | 438500 | 363500
[5 empty] | 439500363500 | 174 | 439500 | 363500
[5 empty] | 440500363500 | 174 | 440500 | 363500
[5 empty] | 441500363500 | 174 | 441500 | 363500
[5 empty] | 442500363500 | 174 | 442500 | 363500
[5 empty] | 432500362500 | 174 | 432500 | 362500
[5 empty] | 433500362500 | 174 | 433500 | 362500
[5 empty] | 434500362500 | 174 | 434500 | 362500
[5 empty] | 435500362500 | 174 | 435500 | 362500
[5 empty] | 436500362500 | 174 | 436500 | 362500
[5 empty] | 437500362500 | 174 | 437500 | 362500
[5 empty] | 438500362500 | 174 | 438500 | 362500
[5 empty] | 439500362500 | 174 | 439500 | 362500
[5 empty] | 440500362500 | 174 | 440500 | 362500
[5 empty] | 441500362500 | 174 | 441500 | 362500
[5 empty] | 442500362500 | 174 | 442500 | 362500
[5 empty] | 433500361500 | 174 | 433500 | 361500
[5 empty] | 434500361500 | 174 | 434500 | 361500
[5 empty] | 435500361500 | 174 | 435500 | 361500
[5 empty] | 436500361500 | 174 | 436500 | 361500
[5 empty] | 437500361500 | 174 | 437500 | 361500
[5 empty] | 438500361500 | 174 | 438500 | 361500
[5 empty] | 439500361500 | 174 | 439500 | 361500
[5 empty] | 440500361500 | 174 | 440500 | 361500
[5 empty] | 441500361500 | 174 | 441500 | 361500
[5 empty] | 442500361500 | 174 | 442500 | 361500
[5 empty] | 433500360500 | 174 | 433500 | 360500
[5 empty] | 434500360500 | 174 | 434500 | 360500
[5 empty] | 435500360500 | 174 | 435500 | 360500
[5 empty] | 436500360500 | 174 | 436500 | 360500
[5 empty] | 437500360500 | 174 | 437500 | 360500
[5 empty] | 438500360500 | 174 | 438500 | 360500
[5 empty] | 439500360500 | 174 | 439500 | 360500
[5 empty] | 440500360500 | 174 | 440500 | 360500
[5 empty] | 441500360500 | 174 | 441500 | 360500
[5 empty] | 434500359500 | 174 | 434500 | 359500
[5 empty] | 435500359500 | 174 | 435500 | 359500
[5 empty] | 436500359500 | 174 | 436500 | 359500
[5 empty] | 437500359500 | 174 | 437500 | 359500
[5 empty] | 438500359500 | 174 | 438500 | 359500
[5 empty] | 439500359500 | 174 | 439500 | 359500
[5 empty] | 440500359500 | 174 | 440500 | 359500
[5 empty] | 441500359500 | 174 | 441500 | 359500
[5 empty] | 435500358500 | 174 | 435500 | 358500
[5 empty] | 436500358500 | 174 | 436500 | 358500
[5 empty] | 437500358500 | 174 | 437500 | 358500
[5 empty] | 438500358500 | 174 | 438500 | 358500
[5 empty] | 439500358500 | 174 | 439500 | 358500
[5 empty] | 440500358500 | 174 | 440500 | 358500
[5 empty] | 441500358500 | 174 | 441500 | 358500
[5 empty] | 436500357500 | 174 | 436500 | 357500
[5 empty] | 437500357500 | 174 | 437500 | 357500
[5 empty] | 438500357500 | 174 | 438500 | 357500
[5 empty] | 439500357500 | 174 | 439500 | 357500
[5 empty] | 440500357500 | 174 | 440500 | 357500
[5 empty] | 441500357500 | 174 | 441500 | 357500
[5 empty] | 519500417500 | 175 | 519500 | 417500
[5 empty] | 518500416500 | 175 | 518500 | 416500
[5 empty] | 519500416500 | 175 | 519500 | 416500
[5 empty] | 520500416500 | 175 | 520500 | 416500
[5 empty] | 516500415500 | 175 | 516500 | 415500
[5 empty] | 517500415500 | 175 | 517500 | 415500
[5 empty] | 518500415500 | 175 | 518500 | 415500
[5 empty] | 519500415500 | 175 | 519500 | 415500
[5 empty] | 520500415500 | 175 | 520500 | 415500
[5 empty] | 521500415500 | 175 | 521500 | 415500
[5 empty] | 522500415500 | 175 | 522500 | 415500
[5 empty] | 513500414500 | 175 | 513500 | 414500
[5 empty] | 514500414500 | 175 | 514500 | 414500
[5 empty] | 515500414500 | 175 | 515500 | 414500
[5 empty] | 516500414500 | 175 | 516500 | 414500
[5 empty] | 517500414500 | 175 | 517500 | 414500
[5 empty] | 518500414500 | 175 | 518500 | 414500
[5 empty] | 519500414500 | 175 | 519500 | 414500
[5 empty] | 520500414500 | 175 | 520500 | 414500
[5 empty] | 521500414500 | 175 | 521500 | 414500
[5 empty] | 522500414500 | 175 | 522500 | 414500
[5 empty] | 523500414500 | 175 | 523500 | 414500
[5 empty] | 514500413500 | 175 | 514500 | 413500
[5 empty] | 515500413500 | 175 | 515500 | 413500
[5 empty] | 516500413500 | 175 | 516500 | 413500
[5 empty] | 517500413500 | 175 | 517500 | 413500
[5 empty] | 518500413500 | 175 | 518500 | 413500
[5 empty] | 519500413500 | 175 | 519500 | 413500
[5 empty] | 520500413500 | 175 | 520500 | 413500
[5 empty] | 521500413500 | 175 | 521500 | 413500
[5 empty] | 522500413500 | 175 | 522500 | 413500
[5 empty] | 523500413500 | 175 | 523500 | 413500
[5 empty] | 524500413500 | 175 | 524500 | 413500
[5 empty] | 515500412500 | 175 | 515500 | 412500
[5 empty] | 516500412500 | 175 | 516500 | 412500
[5 empty] | 517500412500 | 175 | 517500 | 412500
[5 empty] | 518500412500 | 175 | 518500 | 412500
[5 empty] | 519500412500 | 175 | 519500 | 412500
[5 empty] | 520500412500 | 175 | 520500 | 412500
[5 empty] | 521500412500 | 175 | 521500 | 412500
[5 empty] | 522500412500 | 175 | 522500 | 412500
[5 empty] | 523500412500 | 175 | 523500 | 412500
[5 empty] | 524500412500 | 175 | 524500 | 412500
[5 empty] | 525500412500 | 175 | 525500 | 412500
[5 empty] | 516500411500 | 175 | 516500 | 411500
[5 empty] | 517500411500 | 175 | 517500 | 411500
[5 empty] | 518500411500 | 175 | 518500 | 411500
[5 empty] | 519500411500 | 175 | 519500 | 411500
[5 empty] | 520500411500 | 175 | 520500 | 411500
[5 empty] | 521500411500 | 175 | 521500 | 411500
[5 empty] | 522500411500 | 175 | 522500 | 411500
[5 empty] | 523500411500 | 175 | 523500 | 411500
[5 empty] | 524500411500 | 175 | 524500 | 411500
[5 empty] | 525500411500 | 175 | 525500 | 411500
[5 empty] | 526500411500 | 175 | 526500 | 411500
[5 empty] | 527500411500 | 175 | 527500 | 411500
[5 empty] | 528500411500 | 175 | 528500 | 411500
[5 empty] | 517500410500 | 175 | 517500 | 410500
[5 empty] | 518500410500 | 175 | 518500 | 410500
[5 empty] | 519500410500 | 175 | 519500 | 410500
[5 empty] | 520500410500 | 175 | 520500 | 410500
[5 empty] | 521500410500 | 175 | 521500 | 410500
[5 empty] | 522500410500 | 175 | 522500 | 410500
[5 empty] | 523500410500 | 175 | 523500 | 410500
[5 empty] | 524500410500 | 175 | 524500 | 410500
[5 empty] | 525500410500 | 175 | 525500 | 410500
[5 empty] | 526500410500 | 175 | 526500 | 410500
[5 empty] | 527500410500 | 175 | 527500 | 410500
[5 empty] | 528500410500 | 175 | 528500 | 410500
[5 empty] | 529500410500 | 175 | 529500 | 410500
[5 empty] | 520500409500 | 175 | 520500 | 409500
[5 empty] | 521500409500 | 175 | 521500 | 409500
[5 empty] | 522500409500 | 175 | 522500 | 409500
[5 empty] | 523500409500 | 175 | 523500 | 409500
[5 empty] | 524500409500 | 175 | 524500 | 409500
[5 empty] | 525500409500 | 175 | 525500 | 409500
[5 empty] | 526500409500 | 175 | 526500 | 409500
[5 empty] | 527500409500 | 175 | 527500 | 409500
[5 empty] | 528500409500 | 175 | 528500 | 409500
[5 empty] | 529500409500 | 175 | 529500 | 409500
[5 empty] | 530500409500 | 175 | 530500 | 409500
[5 empty] | 520500408500 | 175 | 520500 | 408500
[5 empty] | 521500408500 | 175 | 521500 | 408500
[5 empty] | 522500408500 | 175 | 522500 | 408500
[5 empty] | 523500408500 | 175 | 523500 | 408500
[5 empty] | 524500408500 | 175 | 524500 | 408500
[5 empty] | 525500408500 | 175 | 525500 | 408500
[5 empty] | 526500408500 | 175 | 526500 | 408500
[5 empty] | 527500408500 | 175 | 527500 | 408500
[5 empty] | 528500408500 | 175 | 528500 | 408500
[5 empty] | 529500408500 | 175 | 529500 | 408500
[5 empty] | 530500408500 | 175 | 530500 | 408500
[5 empty] | 531500408500 | 175 | 531500 | 408500
[5 empty] | 519500407500 | 175 | 519500 | 407500
[5 empty] | 520500407500 | 175 | 520500 | 407500
[5 empty] | 521500407500 | 175 | 521500 | 407500
[5 empty] | 522500407500 | 175 | 522500 | 407500
[5 empty] | 523500407500 | 175 | 523500 | 407500
[5 empty] | 524500407500 | 175 | 524500 | 407500
[5 empty] | 525500407500 | 175 | 525500 | 407500
[5 empty] | 526500407500 | 175 | 526500 | 407500
[5 empty] | 527500407500 | 175 | 527500 | 407500
[5 empty] | 528500407500 | 175 | 528500 | 407500
[5 empty] | 529500407500 | 175 | 529500 | 407500
[5 empty] | 530500407500 | 175 | 530500 | 407500
[5 empty] | 531500407500 | 175 | 531500 | 407500
[5 empty] | 532500407500 | 175 | 532500 | 407500
[5 empty] | 519500406500 | 175 | 519500 | 406500
[5 empty] | 520500406500 | 175 | 520500 | 406500
[5 empty] | 521500406500 | 175 | 521500 | 406500
[5 empty] | 522500406500 | 175 | 522500 | 406500
[5 empty] | 523500406500 | 175 | 523500 | 406500
[5 empty] | 524500406500 | 175 | 524500 | 406500
[5 empty] | 525500406500 | 175 | 525500 | 406500
[5 empty] | 526500406500 | 175 | 526500 | 406500
[5 empty] | 527500406500 | 175 | 527500 | 406500
[5 empty] | 528500406500 | 175 | 528500 | 406500
[5 empty] | 529500406500 | 175 | 529500 | 406500
[5 empty] | 530500406500 | 175 | 530500 | 406500
[5 empty] | 531500406500 | 175 | 531500 | 406500
[5 empty] | 532500406500 | 175 | 532500 | 406500
[5 empty] | 533500406500 | 175 | 533500 | 406500
[5 empty] | 518500405500 | 175 | 518500 | 405500
[5 empty] | 519500405500 | 175 | 519500 | 405500
[5 empty] | 520500405500 | 175 | 520500 | 405500
[5 empty] | 521500405500 | 175 | 521500 | 405500
[5 empty] | 522500405500 | 175 | 522500 | 405500
[5 empty] | 523500405500 | 175 | 523500 | 405500
[5 empty] | 524500405500 | 175 | 524500 | 405500
[5 empty] | 525500405500 | 175 | 525500 | 405500
[5 empty] | 526500405500 | 175 | 526500 | 405500
[5 empty] | 527500405500 | 175 | 527500 | 405500
[5 empty] | 528500405500 | 175 | 528500 | 405500
[5 empty] | 529500405500 | 175 | 529500 | 405500
[5 empty] | 530500405500 | 175 | 530500 | 405500
[5 empty] | 531500405500 | 175 | 531500 | 405500
[5 empty] | 532500405500 | 175 | 532500 | 405500
[5 empty] | 533500405500 | 175 | 533500 | 405500
[5 empty] | 519500404500 | 175 | 519500 | 404500
[5 empty] | 520500404500 | 175 | 520500 | 404500
[5 empty] | 521500404500 | 175 | 521500 | 404500
[5 empty] | 522500404500 | 175 | 522500 | 404500
[5 empty] | 523500404500 | 175 | 523500 | 404500
[5 empty] | 524500404500 | 175 | 524500 | 404500
[5 empty] | 525500404500 | 175 | 525500 | 404500
[5 empty] | 526500404500 | 175 | 526500 | 404500
[5 empty] | 527500404500 | 175 | 527500 | 404500
[5 empty] | 528500404500 | 175 | 528500 | 404500
[5 empty] | 529500404500 | 175 | 529500 | 404500
[5 empty] | 530500404500 | 175 | 530500 | 404500
[5 empty] | 531500404500 | 175 | 531500 | 404500
[5 empty] | 532500404500 | 175 | 532500 | 404500
[5 empty] | 519500403500 | 175 | 519500 | 403500
[5 empty] | 520500403500 | 175 | 520500 | 403500
[5 empty] | 521500403500 | 175 | 521500 | 403500
[5 empty] | 522500403500 | 175 | 522500 | 403500
[5 empty] | 523500403500 | 175 | 523500 | 403500
[5 empty] | 524500403500 | 175 | 524500 | 403500
[5 empty] | 525500403500 | 175 | 525500 | 403500
[5 empty] | 526500403500 | 175 | 526500 | 403500
[5 empty] | 527500403500 | 175 | 527500 | 403500
[5 empty] | 519500402500 | 175 | 519500 | 402500
[5 empty] | 520500402500 | 175 | 520500 | 402500
[5 empty] | 521500402500 | 175 | 521500 | 402500
[5 empty] | 522500402500 | 175 | 522500 | 402500
[5 empty] | 523500402500 | 175 | 523500 | 402500
[5 empty] | 524500402500 | 175 | 524500 | 402500
[5 empty] | 525500402500 | 175 | 525500 | 402500
[5 empty] | 526500402500 | 175 | 526500 | 402500
[5 empty] | 527500402500 | 175 | 527500 | 402500
[5 empty] | 519500401500 | 175 | 519500 | 401500
[5 empty] | 520500401500 | 175 | 520500 | 401500
[5 empty] | 521500401500 | 175 | 521500 | 401500
[5 empty] | 522500401500 | 175 | 522500 | 401500
[5 empty] | 523500401500 | 175 | 523500 | 401500
[5 empty] | 524500401500 | 175 | 524500 | 401500
[5 empty] | 525500401500 | 175 | 525500 | 401500
[5 empty] | 526500401500 | 175 | 526500 | 401500
[5 empty] | 527500401500 | 175 | 527500 | 401500
[5 empty] | 519500400500 | 175 | 519500 | 400500
[5 empty] | 520500400500 | 175 | 520500 | 400500
[5 empty] | 521500400500 | 175 | 521500 | 400500
[5 empty] | 522500400500 | 175 | 522500 | 400500
[5 empty] | 523500400500 | 175 | 523500 | 400500
[5 empty] | 524500400500 | 175 | 524500 | 400500
[5 empty] | 525500400500 | 175 | 525500 | 400500
[5 empty] | 526500400500 | 175 | 526500 | 400500
[5 empty] | 521500399500 | 175 | 521500 | 399500
[5 empty] | 522500399500 | 175 | 522500 | 399500
[5 empty] | 523500399500 | 175 | 523500 | 399500
[5 empty] | 524500399500 | 175 | 524500 | 399500
[5 empty] | 525500399500 | 175 | 525500 | 399500
[5 empty] | 526500399500 | 175 | 526500 | 399500
[5 empty] | 521500398500 | 175 | 521500 | 398500
[5 empty] | 522500398500 | 175 | 522500 | 398500
[5 empty] | 523500398500 | 175 | 523500 | 398500
[5 empty] | 524500398500 | 175 | 524500 | 398500
[5 empty] | 525500398500 | 175 | 525500 | 398500
[5 empty] | 522500397500 | 175 | 522500 | 397500
[5 empty] | 523500397500 | 175 | 523500 | 397500
[5 empty] | 524500397500 | 175 | 524500 | 397500
[5 empty] | 525500397500 | 175 | 525500 | 397500
[5 empty] | 526500397500 | 175 | 526500 | 397500
[5 empty] | 523500396500 | 175 | 523500 | 396500
[5 empty] | 524500396500 | 175 | 524500 | 396500
[5 empty] | 525500396500 | 175 | 525500 | 396500
[5 empty] | 526500396500 | 175 | 526500 | 396500
[5 empty] | 524500395500 | 175 | 524500 | 395500
[5 empty] | 525500395500 | 175 | 525500 | 395500
[5 empty] | 526500243500 | 176 | 526500 | 243500
[5 empty] | 526500242500 | 176 | 526500 | 242500
[5 empty] | 524500241500 | 176 | 524500 | 241500
[5 empty] | 525500241500 | 176 | 525500 | 241500
[5 empty] | 526500241500 | 176 | 526500 | 241500
[5 empty] | 534500241500 | 176 | 534500 | 241500
[5 empty] | 535500241500 | 176 | 535500 | 241500
[5 empty] | 536500241500 | 176 | 536500 | 241500
[5 empty] | 523500240500 | 176 | 523500 | 240500
[5 empty] | 524500240500 | 176 | 524500 | 240500
[5 empty] | 525500240500 | 176 | 525500 | 240500
[5 empty] | 526500240500 | 176 | 526500 | 240500
[5 empty] | 533500240500 | 176 | 533500 | 240500
[5 empty] | 534500240500 | 176 | 534500 | 240500
[5 empty] | 535500240500 | 176 | 535500 | 240500
[5 empty] | 536500240500 | 176 | 536500 | 240500
[5 empty] | 537500240500 | 176 | 537500 | 240500
[5 empty] | 538500240500 | 176 | 538500 | 240500
[5 empty] | 539500240500 | 176 | 539500 | 240500
[5 empty] | 523500239500 | 176 | 523500 | 239500
[5 empty] | 524500239500 | 176 | 524500 | 239500
[5 empty] | 525500239500 | 176 | 525500 | 239500
[5 empty] | 526500239500 | 176 | 526500 | 239500
[5 empty] | 527500239500 | 176 | 527500 | 239500
[5 empty] | 532500239500 | 176 | 532500 | 239500
[5 empty] | 533500239500 | 176 | 533500 | 239500
[5 empty] | 534500239500 | 176 | 534500 | 239500
[5 empty] | 535500239500 | 176 | 535500 | 239500
[5 empty] | 536500239500 | 176 | 536500 | 239500
[5 empty] | 537500239500 | 176 | 537500 | 239500
[5 empty] | 538500239500 | 176 | 538500 | 239500
[5 empty] | 539500239500 | 176 | 539500 | 239500
[5 empty] | 540500239500 | 176 | 540500 | 239500
[5 empty] | 522500238500 | 176 | 522500 | 238500
[5 empty] | 523500238500 | 176 | 523500 | 238500
[5 empty] | 524500238500 | 176 | 524500 | 238500
[5 empty] | 525500238500 | 176 | 525500 | 238500
[5 empty] | 526500238500 | 176 | 526500 | 238500
[5 empty] | 527500238500 | 176 | 527500 | 238500
[5 empty] | 528500238500 | 176 | 528500 | 238500
[5 empty] | 530500238500 | 176 | 530500 | 238500
[5 empty] | 531500238500 | 176 | 531500 | 238500
[5 empty] | 532500238500 | 176 | 532500 | 238500
[5 empty] | 533500238500 | 176 | 533500 | 238500
[5 empty] | 534500238500 | 176 | 534500 | 238500
[5 empty] | 535500238500 | 176 | 535500 | 238500
[5 empty] | 536500238500 | 176 | 536500 | 238500
[5 empty] | 537500238500 | 176 | 537500 | 238500
[5 empty] | 538500238500 | 176 | 538500 | 238500
[5 empty] | 539500238500 | 176 | 539500 | 238500
[5 empty] | 540500238500 | 176 | 540500 | 238500
[5 empty] | 523500237500 | 176 | 523500 | 237500
[5 empty] | 524500237500 | 176 | 524500 | 237500
[5 empty] | 525500237500 | 176 | 525500 | 237500
[5 empty] | 526500237500 | 176 | 526500 | 237500
[5 empty] | 527500237500 | 176 | 527500 | 237500
[5 empty] | 528500237500 | 176 | 528500 | 237500
[5 empty] | 529500237500 | 176 | 529500 | 237500
[5 empty] | 530500237500 | 176 | 530500 | 237500
[5 empty] | 531500237500 | 176 | 531500 | 237500
[5 empty] | 532500237500 | 176 | 532500 | 237500
[5 empty] | 533500237500 | 176 | 533500 | 237500
[5 empty] | 534500237500 | 176 | 534500 | 237500
[5 empty] | 535500237500 | 176 | 535500 | 237500
[5 empty] | 536500237500 | 176 | 536500 | 237500
[5 empty] | 537500237500 | 176 | 537500 | 237500
[5 empty] | 538500237500 | 176 | 538500 | 237500
[5 empty] | 539500237500 | 176 | 539500 | 237500
[5 empty] | 540500237500 | 176 | 540500 | 237500
[5 empty] | 523500236500 | 176 | 523500 | 236500
[5 empty] | 524500236500 | 176 | 524500 | 236500
[5 empty] | 525500236500 | 176 | 525500 | 236500
[5 empty] | 526500236500 | 176 | 526500 | 236500
[5 empty] | 527500236500 | 176 | 527500 | 236500
[5 empty] | 528500236500 | 176 | 528500 | 236500
[5 empty] | 529500236500 | 176 | 529500 | 236500
[5 empty] | 530500236500 | 176 | 530500 | 236500
[5 empty] | 531500236500 | 176 | 531500 | 236500
[5 empty] | 532500236500 | 176 | 532500 | 236500
[5 empty] | 533500236500 | 176 | 533500 | 236500
[5 empty] | 534500236500 | 176 | 534500 | 236500
[5 empty] | 535500236500 | 176 | 535500 | 236500
[5 empty] | 536500236500 | 176 | 536500 | 236500
[5 empty] | 537500236500 | 176 | 537500 | 236500
[5 empty] | 538500236500 | 176 | 538500 | 236500
[5 empty] | 539500236500 | 176 | 539500 | 236500
[5 empty] | 540500236500 | 176 | 540500 | 236500
[5 empty] | 541500236500 | 176 | 541500 | 236500
[5 empty] | 522500235500 | 176 | 522500 | 235500
[5 empty] | 523500235500 | 176 | 523500 | 235500
[5 empty] | 524500235500 | 176 | 524500 | 235500
[5 empty] | 525500235500 | 176 | 525500 | 235500
[5 empty] | 526500235500 | 176 | 526500 | 235500
[5 empty] | 527500235500 | 176 | 527500 | 235500
[5 empty] | 528500235500 | 176 | 528500 | 235500
[5 empty] | 529500235500 | 176 | 529500 | 235500
[5 empty] | 530500235500 | 176 | 530500 | 235500
[5 empty] | 531500235500 | 176 | 531500 | 235500
[5 empty] | 532500235500 | 176 | 532500 | 235500
[5 empty] | 533500235500 | 176 | 533500 | 235500
[5 empty] | 534500235500 | 176 | 534500 | 235500
[5 empty] | 535500235500 | 176 | 535500 | 235500
[5 empty] | 536500235500 | 176 | 536500 | 235500
[5 empty] | 537500235500 | 176 | 537500 | 235500
[5 empty] | 538500235500 | 176 | 538500 | 235500
[5 empty] | 539500235500 | 176 | 539500 | 235500
[5 empty] | 540500235500 | 176 | 540500 | 235500
[5 empty] | 541500235500 | 176 | 541500 | 235500
[5 empty] | 517500234500 | 176 | 517500 | 234500
[5 empty] | 521500234500 | 176 | 521500 | 234500
[5 empty] | 522500234500 | 176 | 522500 | 234500
[5 empty] | 523500234500 | 176 | 523500 | 234500
[5 empty] | 524500234500 | 176 | 524500 | 234500
[5 empty] | 525500234500 | 176 | 525500 | 234500
[5 empty] | 526500234500 | 176 | 526500 | 234500
[5 empty] | 527500234500 | 176 | 527500 | 234500
[5 empty] | 528500234500 | 176 | 528500 | 234500
[5 empty] | 529500234500 | 176 | 529500 | 234500
[5 empty] | 530500234500 | 176 | 530500 | 234500
[5 empty] | 531500234500 | 176 | 531500 | 234500
[5 empty] | 532500234500 | 176 | 532500 | 234500
[5 empty] | 533500234500 | 176 | 533500 | 234500
[5 empty] | 534500234500 | 176 | 534500 | 234500
[5 empty] | 535500234500 | 176 | 535500 | 234500
[5 empty] | 537500234500 | 176 | 537500 | 234500
[5 empty] | 538500234500 | 176 | 538500 | 234500
[5 empty] | 539500234500 | 176 | 539500 | 234500
[5 empty] | 540500234500 | 176 | 540500 | 234500
[5 empty] | 541500234500 | 176 | 541500 | 234500
[5 empty] | 516500233500 | 176 | 516500 | 233500
[5 empty] | 517500233500 | 176 | 517500 | 233500
[5 empty] | 518500233500 | 176 | 518500 | 233500
[5 empty] | 520500233500 | 176 | 520500 | 233500
[5 empty] | 521500233500 | 176 | 521500 | 233500
[5 empty] | 522500233500 | 176 | 522500 | 233500
[5 empty] | 523500233500 | 176 | 523500 | 233500
[5 empty] | 524500233500 | 176 | 524500 | 233500
[5 empty] | 525500233500 | 176 | 525500 | 233500
[5 empty] | 526500233500 | 176 | 526500 | 233500
[5 empty] | 527500233500 | 176 | 527500 | 233500
[5 empty] | 528500233500 | 176 | 528500 | 233500
[5 empty] | 529500233500 | 176 | 529500 | 233500
[5 empty] | 530500233500 | 176 | 530500 | 233500
[5 empty] | 531500233500 | 176 | 531500 | 233500
[5 empty] | 532500233500 | 176 | 532500 | 233500
[5 empty] | 533500233500 | 176 | 533500 | 233500
[5 empty] | 534500233500 | 176 | 534500 | 233500
[5 empty] | 541500233500 | 176 | 541500 | 233500
[5 empty] | 512500232500 | 176 | 512500 | 232500
[5 empty] | 513500232500 | 176 | 513500 | 232500
[5 empty] | 514500232500 | 176 | 514500 | 232500
[5 empty] | 515500232500 | 176 | 515500 | 232500
[5 empty] | 516500232500 | 176 | 516500 | 232500
[5 empty] | 517500232500 | 176 | 517500 | 232500
[5 empty] | 518500232500 | 176 | 518500 | 232500
[5 empty] | 519500232500 | 176 | 519500 | 232500
[5 empty] | 520500232500 | 176 | 520500 | 232500
[5 empty] | 521500232500 | 176 | 521500 | 232500
[5 empty] | 522500232500 | 176 | 522500 | 232500
[5 empty] | 523500232500 | 176 | 523500 | 232500
[5 empty] | 524500232500 | 176 | 524500 | 232500
[5 empty] | 525500232500 | 176 | 525500 | 232500
[5 empty] | 526500232500 | 176 | 526500 | 232500
[5 empty] | 527500232500 | 176 | 527500 | 232500
[5 empty] | 528500232500 | 176 | 528500 | 232500
[5 empty] | 529500232500 | 176 | 529500 | 232500
[5 empty] | 530500232500 | 176 | 530500 | 232500
[5 empty] | 531500232500 | 176 | 531500 | 232500
[5 empty] | 532500232500 | 176 | 532500 | 232500
[5 empty] | 533500232500 | 176 | 533500 | 232500
[5 empty] | 534500232500 | 176 | 534500 | 232500
[5 empty] | 510500231500 | 176 | 510500 | 231500
[5 empty] | 513500231500 | 176 | 513500 | 231500
[5 empty] | 514500231500 | 176 | 514500 | 231500
[5 empty] | 515500231500 | 176 | 515500 | 231500
[5 empty] | 516500231500 | 176 | 516500 | 231500
[5 empty] | 517500231500 | 176 | 517500 | 231500
[5 empty] | 518500231500 | 176 | 518500 | 231500
[5 empty] | 519500231500 | 176 | 519500 | 231500
[5 empty] | 520500231500 | 176 | 520500 | 231500
[5 empty] | 521500231500 | 176 | 521500 | 231500
[5 empty] | 522500231500 | 176 | 522500 | 231500
[5 empty] | 523500231500 | 176 | 523500 | 231500
[5 empty] | 524500231500 | 176 | 524500 | 231500
[5 empty] | 525500231500 | 176 | 525500 | 231500
[5 empty] | 526500231500 | 176 | 526500 | 231500
[5 empty] | 527500231500 | 176 | 527500 | 231500
[5 empty] | 528500231500 | 176 | 528500 | 231500
[5 empty] | 529500231500 | 176 | 529500 | 231500
[5 empty] | 530500231500 | 176 | 530500 | 231500
[5 empty] | 531500231500 | 176 | 531500 | 231500
[5 empty] | 533500231500 | 176 | 533500 | 231500
[5 empty] | 510500230500 | 176 | 510500 | 230500
[5 empty] | 513500230500 | 176 | 513500 | 230500
[5 empty] | 514500230500 | 176 | 514500 | 230500
[5 empty] | 515500230500 | 176 | 515500 | 230500
[5 empty] | 516500230500 | 176 | 516500 | 230500
[5 empty] | 517500230500 | 176 | 517500 | 230500
[5 empty] | 518500230500 | 176 | 518500 | 230500
[5 empty] | 519500230500 | 176 | 519500 | 230500
[5 empty] | 520500230500 | 176 | 520500 | 230500
[5 empty] | 521500230500 | 176 | 521500 | 230500
[5 empty] | 522500230500 | 176 | 522500 | 230500
[5 empty] | 523500230500 | 176 | 523500 | 230500
[5 empty] | 524500230500 | 176 | 524500 | 230500
[5 empty] | 525500230500 | 176 | 525500 | 230500
[5 empty] | 526500230500 | 176 | 526500 | 230500
[5 empty] | 527500230500 | 176 | 527500 | 230500
[5 empty] | 528500230500 | 176 | 528500 | 230500
[5 empty] | 529500230500 | 176 | 529500 | 230500
[5 empty] | 530500230500 | 176 | 530500 | 230500
[5 empty] | 510500229500 | 176 | 510500 | 229500
[5 empty] | 513500229500 | 176 | 513500 | 229500
[5 empty] | 514500229500 | 176 | 514500 | 229500
[5 empty] | 515500229500 | 176 | 515500 | 229500
[5 empty] | 516500229500 | 176 | 516500 | 229500
[5 empty] | 517500229500 | 176 | 517500 | 229500
[5 empty] | 518500229500 | 176 | 518500 | 229500
[5 empty] | 519500229500 | 176 | 519500 | 229500
[5 empty] | 520500229500 | 176 | 520500 | 229500
[5 empty] | 521500229500 | 176 | 521500 | 229500
[5 empty] | 522500229500 | 176 | 522500 | 229500
[5 empty] | 523500229500 | 176 | 523500 | 229500
[5 empty] | 524500229500 | 176 | 524500 | 229500
[5 empty] | 525500229500 | 176 | 525500 | 229500
[5 empty] | 526500229500 | 176 | 526500 | 229500
[5 empty] | 527500229500 | 176 | 527500 | 229500
[5 empty] | 528500229500 | 176 | 528500 | 229500
[5 empty] | 529500229500 | 176 | 529500 | 229500
[5 empty] | 510500228500 | 176 | 510500 | 228500
[5 empty] | 511500228500 | 176 | 511500 | 228500
[5 empty] | 512500228500 | 176 | 512500 | 228500
[5 empty] | 513500228500 | 176 | 513500 | 228500
[5 empty] | 514500228500 | 176 | 514500 | 228500
[5 empty] | 515500228500 | 176 | 515500 | 228500
[5 empty] | 516500228500 | 176 | 516500 | 228500
[5 empty] | 517500228500 | 176 | 517500 | 228500
[5 empty] | 518500228500 | 176 | 518500 | 228500
[5 empty] | 519500228500 | 176 | 519500 | 228500
[5 empty] | 520500228500 | 176 | 520500 | 228500
[5 empty] | 521500228500 | 176 | 521500 | 228500
[5 empty] | 522500228500 | 176 | 522500 | 228500
[5 empty] | 523500228500 | 176 | 523500 | 228500
[5 empty] | 524500228500 | 176 | 524500 | 228500
[5 empty] | 525500228500 | 176 | 525500 | 228500
[5 empty] | 526500228500 | 176 | 526500 | 228500
[5 empty] | 527500228500 | 176 | 527500 | 228500
[5 empty] | 528500228500 | 176 | 528500 | 228500
[5 empty] | 529500228500 | 176 | 529500 | 228500
[5 empty] | 510500227500 | 176 | 510500 | 227500
[5 empty] | 511500227500 | 176 | 511500 | 227500
[5 empty] | 512500227500 | 176 | 512500 | 227500
[5 empty] | 513500227500 | 176 | 513500 | 227500
[5 empty] | 514500227500 | 176 | 514500 | 227500
[5 empty] | 515500227500 | 176 | 515500 | 227500
[5 empty] | 516500227500 | 176 | 516500 | 227500
[5 empty] | 517500227500 | 176 | 517500 | 227500
[5 empty] | 518500227500 | 176 | 518500 | 227500
[5 empty] | 519500227500 | 176 | 519500 | 227500
[5 empty] | 520500227500 | 176 | 520500 | 227500
[5 empty] | 521500227500 | 176 | 521500 | 227500
[5 empty] | 522500227500 | 176 | 522500 | 227500
[5 empty] | 523500227500 | 176 | 523500 | 227500
[5 empty] | 524500227500 | 176 | 524500 | 227500
[5 empty] | 525500227500 | 176 | 525500 | 227500
[5 empty] | 526500227500 | 176 | 526500 | 227500
[5 empty] | 511500226500 | 176 | 511500 | 226500
[5 empty] | 512500226500 | 176 | 512500 | 226500
[5 empty] | 513500226500 | 176 | 513500 | 226500
[5 empty] | 514500226500 | 176 | 514500 | 226500
[5 empty] | 515500226500 | 176 | 515500 | 226500
[5 empty] | 516500226500 | 176 | 516500 | 226500
[5 empty] | 517500226500 | 176 | 517500 | 226500
[5 empty] | 518500226500 | 176 | 518500 | 226500
[5 empty] | 519500226500 | 176 | 519500 | 226500
[5 empty] | 520500226500 | 176 | 520500 | 226500
[5 empty] | 521500226500 | 176 | 521500 | 226500
[5 empty] | 511500225500 | 176 | 511500 | 225500
[5 empty] | 512500225500 | 176 | 512500 | 225500
[5 empty] | 513500225500 | 176 | 513500 | 225500
[5 empty] | 514500225500 | 176 | 514500 | 225500
[5 empty] | 515500225500 | 176 | 515500 | 225500
[5 empty] | 516500225500 | 176 | 516500 | 225500
[5 empty] | 517500225500 | 176 | 517500 | 225500
[5 empty] | 518500225500 | 176 | 518500 | 225500
[5 empty] | 519500225500 | 176 | 519500 | 225500
[5 empty] | 520500225500 | 176 | 520500 | 225500
[5 empty] | 521500225500 | 176 | 521500 | 225500
[5 empty] | 511500224500 | 176 | 511500 | 224500
[5 empty] | 512500224500 | 176 | 512500 | 224500
[5 empty] | 513500224500 | 176 | 513500 | 224500
[5 empty] | 514500224500 | 176 | 514500 | 224500
[5 empty] | 515500224500 | 176 | 515500 | 224500
[5 empty] | 516500224500 | 176 | 516500 | 224500
[5 empty] | 517500224500 | 176 | 517500 | 224500
[5 empty] | 518500224500 | 176 | 518500 | 224500
[5 empty] | 519500224500 | 176 | 519500 | 224500
[5 empty] | 520500224500 | 176 | 520500 | 224500
[5 empty] | 521500224500 | 176 | 521500 | 224500
[5 empty] | 512500223500 | 176 | 512500 | 223500
[5 empty] | 513500223500 | 176 | 513500 | 223500
[5 empty] | 514500223500 | 176 | 514500 | 223500
[5 empty] | 515500223500 | 176 | 515500 | 223500
[5 empty] | 516500223500 | 176 | 516500 | 223500
[5 empty] | 517500223500 | 176 | 517500 | 223500
[5 empty] | 518500223500 | 176 | 518500 | 223500
[5 empty] | 519500223500 | 176 | 519500 | 223500
[5 empty] | 520500223500 | 176 | 520500 | 223500
[5 empty] | 521500223500 | 176 | 521500 | 223500
[5 empty] | 513500222500 | 176 | 513500 | 222500
[5 empty] | 514500222500 | 176 | 514500 | 222500
[5 empty] | 515500222500 | 176 | 515500 | 222500
[5 empty] | 516500222500 | 176 | 516500 | 222500
[5 empty] | 517500222500 | 176 | 517500 | 222500
[5 empty] | 518500222500 | 176 | 518500 | 222500
[5 empty] | 519500222500 | 176 | 519500 | 222500
[5 empty] | 520500222500 | 176 | 520500 | 222500
[5 empty] | 521500222500 | 176 | 521500 | 222500
[5 empty] | 522500222500 | 176 | 522500 | 222500
[5 empty] | 514500221500 | 176 | 514500 | 221500
[5 empty] | 515500221500 | 176 | 515500 | 221500
[5 empty] | 516500221500 | 176 | 516500 | 221500
[5 empty] | 517500221500 | 176 | 517500 | 221500
[5 empty] | 518500221500 | 176 | 518500 | 221500
[5 empty] | 519500221500 | 176 | 519500 | 221500
[5 empty] | 520500221500 | 176 | 520500 | 221500
[5 empty] | 521500221500 | 176 | 521500 | 221500
[5 empty] | 522500221500 | 176 | 522500 | 221500
[5 empty] | 523500221500 | 176 | 523500 | 221500
[5 empty] | 524500221500 | 176 | 524500 | 221500
[5 empty] | 513500220500 | 176 | 513500 | 220500
[5 empty] | 514500220500 | 176 | 514500 | 220500
[5 empty] | 515500220500 | 176 | 515500 | 220500
[5 empty] | 516500220500 | 176 | 516500 | 220500
[5 empty] | 517500220500 | 176 | 517500 | 220500
[5 empty] | 518500220500 | 176 | 518500 | 220500
[5 empty] | 519500220500 | 176 | 519500 | 220500
[5 empty] | 520500220500 | 176 | 520500 | 220500
[5 empty] | 521500220500 | 176 | 521500 | 220500
[5 empty] | 522500220500 | 176 | 522500 | 220500
[5 empty] | 523500220500 | 176 | 523500 | 220500
[5 empty] | 524500220500 | 176 | 524500 | 220500
[5 empty] | 525500220500 | 176 | 525500 | 220500
[5 empty] | 514500219500 | 176 | 514500 | 219500
[5 empty] | 515500219500 | 176 | 515500 | 219500
[5 empty] | 516500219500 | 176 | 516500 | 219500
[5 empty] | 517500219500 | 176 | 517500 | 219500
[5 empty] | 518500219500 | 176 | 518500 | 219500
[5 empty] | 519500219500 | 176 | 519500 | 219500
[5 empty] | 520500219500 | 176 | 520500 | 219500
[5 empty] | 521500219500 | 176 | 521500 | 219500
[5 empty] | 522500219500 | 176 | 522500 | 219500
[5 empty] | 523500219500 | 176 | 523500 | 219500
[5 empty] | 524500219500 | 176 | 524500 | 219500
[5 empty] | 525500219500 | 176 | 525500 | 219500
[5 empty] | 514500218500 | 176 | 514500 | 218500
[5 empty] | 515500218500 | 176 | 515500 | 218500
[5 empty] | 516500218500 | 176 | 516500 | 218500
[5 empty] | 517500218500 | 176 | 517500 | 218500
[5 empty] | 518500218500 | 176 | 518500 | 218500
[5 empty] | 519500218500 | 176 | 519500 | 218500
[5 empty] | 520500218500 | 176 | 520500 | 218500
[5 empty] | 521500218500 | 176 | 521500 | 218500
[5 empty] | 522500218500 | 176 | 522500 | 218500
[5 empty] | 523500218500 | 176 | 523500 | 218500
[5 empty] | 515500217500 | 176 | 515500 | 217500
[5 empty] | 516500217500 | 176 | 516500 | 217500
[5 empty] | 517500217500 | 176 | 517500 | 217500
[5 empty] | 518500217500 | 176 | 518500 | 217500
[5 empty] | 519500217500 | 176 | 519500 | 217500
[5 empty] | 521500217500 | 176 | 521500 | 217500
[5 empty] | 522500217500 | 176 | 522500 | 217500
[5 empty] | 490500373500 | 177 | 490500 | 373500
[5 empty] | 491500373500 | 177 | 491500 | 373500
[5 empty] | 492500373500 | 177 | 492500 | 373500
[5 empty] | 490500372500 | 177 | 490500 | 372500
[5 empty] | 491500372500 | 177 | 491500 | 372500
[5 empty] | 492500372500 | 177 | 492500 | 372500
[5 empty] | 493500372500 | 177 | 493500 | 372500
[5 empty] | 494500372500 | 177 | 494500 | 372500
[5 empty] | 489500371500 | 177 | 489500 | 371500
[5 empty] | 490500371500 | 177 | 490500 | 371500
[5 empty] | 491500371500 | 177 | 491500 | 371500
[5 empty] | 492500371500 | 177 | 492500 | 371500
[5 empty] | 493500371500 | 177 | 493500 | 371500
[5 empty] | 494500371500 | 177 | 494500 | 371500
[5 empty] | 505500371500 | 177 | 505500 | 371500
[5 empty] | 506500371500 | 177 | 506500 | 371500
[5 empty] | 507500371500 | 177 | 507500 | 371500
[5 empty] | 489500370500 | 177 | 489500 | 370500
[5 empty] | 490500370500 | 177 | 490500 | 370500
[5 empty] | 491500370500 | 177 | 491500 | 370500
[5 empty] | 492500370500 | 177 | 492500 | 370500
[5 empty] | 500500370500 | 177 | 500500 | 370500
[5 empty] | 501500370500 | 177 | 501500 | 370500
[5 empty] | 502500370500 | 177 | 502500 | 370500
[5 empty] | 503500370500 | 177 | 503500 | 370500
[5 empty] | 504500370500 | 177 | 504500 | 370500
[5 empty] | 505500370500 | 177 | 505500 | 370500
[5 empty] | 506500370500 | 177 | 506500 | 370500
[5 empty] | 507500370500 | 177 | 507500 | 370500
[5 empty] | 508500370500 | 177 | 508500 | 370500
[5 empty] | 509500370500 | 177 | 509500 | 370500
[5 empty] | 487500369500 | 177 | 487500 | 369500
[5 empty] | 488500369500 | 177 | 488500 | 369500
[5 empty] | 489500369500 | 177 | 489500 | 369500
[5 empty] | 490500369500 | 177 | 490500 | 369500
[5 empty] | 491500369500 | 177 | 491500 | 369500
[5 empty] | 498500369500 | 177 | 498500 | 369500
[5 empty] | 499500369500 | 177 | 499500 | 369500
[5 empty] | 500500369500 | 177 | 500500 | 369500
[5 empty] | 501500369500 | 177 | 501500 | 369500
[5 empty] | 502500369500 | 177 | 502500 | 369500
[5 empty] | 503500369500 | 177 | 503500 | 369500
[5 empty] | 504500369500 | 177 | 504500 | 369500
[5 empty] | 505500369500 | 177 | 505500 | 369500
[5 empty] | 506500369500 | 177 | 506500 | 369500
[5 empty] | 507500369500 | 177 | 507500 | 369500
[5 empty] | 508500369500 | 177 | 508500 | 369500
[5 empty] | 509500369500 | 177 | 509500 | 369500
[5 empty] | 510500369500 | 177 | 510500 | 369500
[5 empty] | 485500368500 | 177 | 485500 | 368500
[5 empty] | 486500368500 | 177 | 486500 | 368500
[5 empty] | 487500368500 | 177 | 487500 | 368500
[5 empty] | 488500368500 | 177 | 488500 | 368500
[5 empty] | 489500368500 | 177 | 489500 | 368500
[5 empty] | 490500368500 | 177 | 490500 | 368500
[5 empty] | 491500368500 | 177 | 491500 | 368500
[5 empty] | 492500368500 | 177 | 492500 | 368500
[5 empty] | 497500368500 | 177 | 497500 | 368500
[5 empty] | 498500368500 | 177 | 498500 | 368500
[5 empty] | 499500368500 | 177 | 499500 | 368500
[5 empty] | 500500368500 | 177 | 500500 | 368500
[5 empty] | 501500368500 | 177 | 501500 | 368500
[5 empty] | 502500368500 | 177 | 502500 | 368500
[5 empty] | 503500368500 | 177 | 503500 | 368500
[5 empty] | 504500368500 | 177 | 504500 | 368500
[5 empty] | 505500368500 | 177 | 505500 | 368500
[5 empty] | 506500368500 | 177 | 506500 | 368500
[5 empty] | 507500368500 | 177 | 507500 | 368500
[5 empty] | 508500368500 | 177 | 508500 | 368500
[5 empty] | 509500368500 | 177 | 509500 | 368500
[5 empty] | 510500368500 | 177 | 510500 | 368500
[5 empty] | 484500367500 | 177 | 484500 | 367500
[5 empty] | 485500367500 | 177 | 485500 | 367500
[5 empty] | 486500367500 | 177 | 486500 | 367500
[5 empty] | 487500367500 | 177 | 487500 | 367500
[5 empty] | 488500367500 | 177 | 488500 | 367500
[5 empty] | 489500367500 | 177 | 489500 | 367500
[5 empty] | 490500367500 | 177 | 490500 | 367500
[5 empty] | 491500367500 | 177 | 491500 | 367500
[5 empty] | 492500367500 | 177 | 492500 | 367500
[5 empty] | 493500367500 | 177 | 493500 | 367500
[5 empty] | 494500367500 | 177 | 494500 | 367500
[5 empty] | 497500367500 | 177 | 497500 | 367500
[5 empty] | 498500367500 | 177 | 498500 | 367500
[5 empty] | 499500367500 | 177 | 499500 | 367500
[5 empty] | 500500367500 | 177 | 500500 | 367500
[5 empty] | 501500367500 | 177 | 501500 | 367500
[5 empty] | 502500367500 | 177 | 502500 | 367500
[5 empty] | 503500367500 | 177 | 503500 | 367500
[5 empty] | 504500367500 | 177 | 504500 | 367500
[5 empty] | 505500367500 | 177 | 505500 | 367500
[5 empty] | 506500367500 | 177 | 506500 | 367500
[5 empty] | 507500367500 | 177 | 507500 | 367500
[5 empty] | 508500367500 | 177 | 508500 | 367500
[5 empty] | 509500367500 | 177 | 509500 | 367500
[5 empty] | 510500367500 | 177 | 510500 | 367500
[5 empty] | 511500367500 | 177 | 511500 | 367500
[5 empty] | 483500366500 | 177 | 483500 | 366500
[5 empty] | 484500366500 | 177 | 484500 | 366500
[5 empty] | 485500366500 | 177 | 485500 | 366500
[5 empty] | 486500366500 | 177 | 486500 | 366500
[5 empty] | 487500366500 | 177 | 487500 | 366500
[5 empty] | 488500366500 | 177 | 488500 | 366500
[5 empty] | 489500366500 | 177 | 489500 | 366500
[5 empty] | 490500366500 | 177 | 490500 | 366500
[5 empty] | 491500366500 | 177 | 491500 | 366500
[5 empty] | 492500366500 | 177 | 492500 | 366500
[5 empty] | 493500366500 | 177 | 493500 | 366500
[5 empty] | 494500366500 | 177 | 494500 | 366500
[5 empty] | 495500366500 | 177 | 495500 | 366500
[5 empty] | 496500366500 | 177 | 496500 | 366500
[5 empty] | 497500366500 | 177 | 497500 | 366500
[5 empty] | 498500366500 | 177 | 498500 | 366500
[5 empty] | 499500366500 | 177 | 499500 | 366500
[5 empty] | 500500366500 | 177 | 500500 | 366500
[5 empty] | 501500366500 | 177 | 501500 | 366500
[5 empty] | 502500366500 | 177 | 502500 | 366500
[5 empty] | 503500366500 | 177 | 503500 | 366500
[5 empty] | 504500366500 | 177 | 504500 | 366500
[5 empty] | 505500366500 | 177 | 505500 | 366500
[5 empty] | 506500366500 | 177 | 506500 | 366500
[5 empty] | 507500366500 | 177 | 507500 | 366500
[5 empty] | 508500366500 | 177 | 508500 | 366500
[5 empty] | 509500366500 | 177 | 509500 | 366500
[5 empty] | 510500366500 | 177 | 510500 | 366500
[5 empty] | 511500366500 | 177 | 511500 | 366500
[5 empty] | 512500366500 | 177 | 512500 | 366500
[5 empty] | 484500365500 | 177 | 484500 | 365500
[5 empty] | 485500365500 | 177 | 485500 | 365500
[5 empty] | 486500365500 | 177 | 486500 | 365500
[5 empty] | 487500365500 | 177 | 487500 | 365500
[5 empty] | 488500365500 | 177 | 488500 | 365500
[5 empty] | 489500365500 | 177 | 489500 | 365500
[5 empty] | 490500365500 | 177 | 490500 | 365500
[5 empty] | 491500365500 | 177 | 491500 | 365500
[5 empty] | 492500365500 | 177 | 492500 | 365500
[5 empty] | 493500365500 | 177 | 493500 | 365500
[5 empty] | 494500365500 | 177 | 494500 | 365500
[5 empty] | 495500365500 | 177 | 495500 | 365500
[5 empty] | 496500365500 | 177 | 496500 | 365500
[5 empty] | 497500365500 | 177 | 497500 | 365500
[5 empty] | 498500365500 | 177 | 498500 | 365500
[5 empty] | 499500365500 | 177 | 499500 | 365500
[5 empty] | 500500365500 | 177 | 500500 | 365500
[5 empty] | 501500365500 | 177 | 501500 | 365500
[5 empty] | 502500365500 | 177 | 502500 | 365500
[5 empty] | 503500365500 | 177 | 503500 | 365500
[5 empty] | 504500365500 | 177 | 504500 | 365500
[5 empty] | 505500365500 | 177 | 505500 | 365500
[5 empty] | 506500365500 | 177 | 506500 | 365500
[5 empty] | 507500365500 | 177 | 507500 | 365500
[5 empty] | 508500365500 | 177 | 508500 | 365500
[5 empty] | 509500365500 | 177 | 509500 | 365500
[5 empty] | 510500365500 | 177 | 510500 | 365500
[5 empty] | 511500365500 | 177 | 511500 | 365500
[5 empty] | 512500365500 | 177 | 512500 | 365500
[5 empty] | 513500365500 | 177 | 513500 | 365500
[5 empty] | 514500365500 | 177 | 514500 | 365500
[5 empty] | 486500364500 | 177 | 486500 | 364500
[5 empty] | 487500364500 | 177 | 487500 | 364500
[5 empty] | 488500364500 | 177 | 488500 | 364500
[5 empty] | 489500364500 | 177 | 489500 | 364500
[5 empty] | 490500364500 | 177 | 490500 | 364500
[5 empty] | 491500364500 | 177 | 491500 | 364500
[5 empty] | 492500364500 | 177 | 492500 | 364500
[5 empty] | 493500364500 | 177 | 493500 | 364500
[5 empty] | 494500364500 | 177 | 494500 | 364500
[5 empty] | 495500364500 | 177 | 495500 | 364500
[5 empty] | 496500364500 | 177 | 496500 | 364500
[5 empty] | 497500364500 | 177 | 497500 | 364500
[5 empty] | 498500364500 | 177 | 498500 | 364500
[5 empty] | 499500364500 | 177 | 499500 | 364500
[5 empty] | 500500364500 | 177 | 500500 | 364500
[5 empty] | 501500364500 | 177 | 501500 | 364500
[5 empty] | 502500364500 | 177 | 502500 | 364500
[5 empty] | 503500364500 | 177 | 503500 | 364500
[5 empty] | 504500364500 | 177 | 504500 | 364500
[5 empty] | 505500364500 | 177 | 505500 | 364500
[5 empty] | 506500364500 | 177 | 506500 | 364500
[5 empty] | 507500364500 | 177 | 507500 | 364500
[5 empty] | 508500364500 | 177 | 508500 | 364500
[5 empty] | 509500364500 | 177 | 509500 | 364500
[5 empty] | 510500364500 | 177 | 510500 | 364500
[5 empty] | 511500364500 | 177 | 511500 | 364500
[5 empty] | 512500364500 | 177 | 512500 | 364500
[5 empty] | 513500364500 | 177 | 513500 | 364500
[5 empty] | 514500364500 | 177 | 514500 | 364500
[5 empty] | 515500364500 | 177 | 515500 | 364500
[5 empty] | 486500363500 | 177 | 486500 | 363500
[5 empty] | 487500363500 | 177 | 487500 | 363500
[5 empty] | 488500363500 | 177 | 488500 | 363500
[5 empty] | 489500363500 | 177 | 489500 | 363500
[5 empty] | 490500363500 | 177 | 490500 | 363500
[5 empty] | 491500363500 | 177 | 491500 | 363500
[5 empty] | 492500363500 | 177 | 492500 | 363500
[5 empty] | 493500363500 | 177 | 493500 | 363500
[5 empty] | 494500363500 | 177 | 494500 | 363500
[5 empty] | 495500363500 | 177 | 495500 | 363500
[5 empty] | 496500363500 | 177 | 496500 | 363500
[5 empty] | 497500363500 | 177 | 497500 | 363500
[5 empty] | 498500363500 | 177 | 498500 | 363500
[5 empty] | 499500363500 | 177 | 499500 | 363500
[5 empty] | 500500363500 | 177 | 500500 | 363500
[5 empty] | 501500363500 | 177 | 501500 | 363500
[5 empty] | 502500363500 | 177 | 502500 | 363500
[5 empty] | 503500363500 | 177 | 503500 | 363500
[5 empty] | 504500363500 | 177 | 504500 | 363500
[5 empty] | 505500363500 | 177 | 505500 | 363500
[5 empty] | 506500363500 | 177 | 506500 | 363500
[5 empty] | 507500363500 | 177 | 507500 | 363500
[5 empty] | 508500363500 | 177 | 508500 | 363500
[5 empty] | 509500363500 | 177 | 509500 | 363500
[5 empty] | 510500363500 | 177 | 510500 | 363500
[5 empty] | 511500363500 | 177 | 511500 | 363500
[5 empty] | 512500363500 | 177 | 512500 | 363500
[5 empty] | 513500363500 | 177 | 513500 | 363500
[5 empty] | 514500363500 | 177 | 514500 | 363500
[5 empty] | 515500363500 | 177 | 515500 | 363500
[5 empty] | 516500363500 | 177 | 516500 | 363500
[5 empty] | 486500362500 | 177 | 486500 | 362500
[5 empty] | 487500362500 | 177 | 487500 | 362500
[5 empty] | 488500362500 | 177 | 488500 | 362500
[5 empty] | 489500362500 | 177 | 489500 | 362500
[5 empty] | 490500362500 | 177 | 490500 | 362500
[5 empty] | 491500362500 | 177 | 491500 | 362500
[5 empty] | 492500362500 | 177 | 492500 | 362500
[5 empty] | 493500362500 | 177 | 493500 | 362500
[5 empty] | 494500362500 | 177 | 494500 | 362500
[5 empty] | 495500362500 | 177 | 495500 | 362500
[5 empty] | 496500362500 | 177 | 496500 | 362500
[5 empty] | 497500362500 | 177 | 497500 | 362500
[5 empty] | 498500362500 | 177 | 498500 | 362500
[5 empty] | 499500362500 | 177 | 499500 | 362500
[5 empty] | 500500362500 | 177 | 500500 | 362500
[5 empty] | 501500362500 | 177 | 501500 | 362500
[5 empty] | 502500362500 | 177 | 502500 | 362500
[5 empty] | 503500362500 | 177 | 503500 | 362500
[5 empty] | 504500362500 | 177 | 504500 | 362500
[5 empty] | 505500362500 | 177 | 505500 | 362500
[5 empty] | 506500362500 | 177 | 506500 | 362500
[5 empty] | 507500362500 | 177 | 507500 | 362500
[5 empty] | 508500362500 | 177 | 508500 | 362500
[5 empty] | 509500362500 | 177 | 509500 | 362500
[5 empty] | 510500362500 | 177 | 510500 | 362500
[5 empty] | 511500362500 | 177 | 511500 | 362500
[5 empty] | 512500362500 | 177 | 512500 | 362500
[5 empty] | 513500362500 | 177 | 513500 | 362500
[5 empty] | 514500362500 | 177 | 514500 | 362500
[5 empty] | 515500362500 | 177 | 515500 | 362500
[5 empty] | 516500362500 | 177 | 516500 | 362500
[5 empty] | 486500361500 | 177 | 486500 | 361500
[5 empty] | 487500361500 | 177 | 487500 | 361500
[5 empty] | 488500361500 | 177 | 488500 | 361500
[5 empty] | 489500361500 | 177 | 489500 | 361500
[5 empty] | 490500361500 | 177 | 490500 | 361500
[5 empty] | 491500361500 | 177 | 491500 | 361500
[5 empty] | 492500361500 | 177 | 492500 | 361500
[5 empty] | 493500361500 | 177 | 493500 | 361500
[5 empty] | 494500361500 | 177 | 494500 | 361500
[5 empty] | 495500361500 | 177 | 495500 | 361500
[5 empty] | 496500361500 | 177 | 496500 | 361500
[5 empty] | 497500361500 | 177 | 497500 | 361500
[5 empty] | 498500361500 | 177 | 498500 | 361500
[5 empty] | 499500361500 | 177 | 499500 | 361500
[5 empty] | 500500361500 | 177 | 500500 | 361500
[5 empty] | 501500361500 | 177 | 501500 | 361500
[5 empty] | 502500361500 | 177 | 502500 | 361500
[5 empty] | 503500361500 | 177 | 503500 | 361500
[5 empty] | 504500361500 | 177 | 504500 | 361500
[5 empty] | 505500361500 | 177 | 505500 | 361500
[5 empty] | 506500361500 | 177 | 506500 | 361500
[5 empty] | 507500361500 | 177 | 507500 | 361500
[5 empty] | 508500361500 | 177 | 508500 | 361500
[5 empty] | 509500361500 | 177 | 509500 | 361500
[5 empty] | 510500361500 | 177 | 510500 | 361500
[5 empty] | 511500361500 | 177 | 511500 | 361500
[5 empty] | 512500361500 | 177 | 512500 | 361500
[5 empty] | 513500361500 | 177 | 513500 | 361500
[5 empty] | 514500361500 | 177 | 514500 | 361500
[5 empty] | 515500361500 | 177 | 515500 | 361500
[5 empty] | 516500361500 | 177 | 516500 | 361500
[5 empty] | 517500361500 | 177 | 517500 | 361500
[5 empty] | 486500360500 | 177 | 486500 | 360500
[5 empty] | 487500360500 | 177 | 487500 | 360500
[5 empty] | 488500360500 | 177 | 488500 | 360500
[5 empty] | 489500360500 | 177 | 489500 | 360500
[5 empty] | 490500360500 | 177 | 490500 | 360500
[5 empty] | 491500360500 | 177 | 491500 | 360500
[5 empty] | 492500360500 | 177 | 492500 | 360500
[5 empty] | 493500360500 | 177 | 493500 | 360500
[5 empty] | 494500360500 | 177 | 494500 | 360500
[5 empty] | 495500360500 | 177 | 495500 | 360500
[5 empty] | 496500360500 | 177 | 496500 | 360500
[5 empty] | 497500360500 | 177 | 497500 | 360500
[5 empty] | 498500360500 | 177 | 498500 | 360500
[5 empty] | 499500360500 | 177 | 499500 | 360500
[5 empty] | 500500360500 | 177 | 500500 | 360500
[5 empty] | 501500360500 | 177 | 501500 | 360500
[5 empty] | 502500360500 | 177 | 502500 | 360500
[5 empty] | 503500360500 | 177 | 503500 | 360500
[5 empty] | 504500360500 | 177 | 504500 | 360500
[5 empty] | 505500360500 | 177 | 505500 | 360500
[5 empty] | 506500360500 | 177 | 506500 | 360500
[5 empty] | 507500360500 | 177 | 507500 | 360500
[5 empty] | 508500360500 | 177 | 508500 | 360500
[5 empty] | 509500360500 | 177 | 509500 | 360500
[5 empty] | 510500360500 | 177 | 510500 | 360500
[5 empty] | 511500360500 | 177 | 511500 | 360500
[5 empty] | 512500360500 | 177 | 512500 | 360500
[5 empty] | 513500360500 | 177 | 513500 | 360500
[5 empty] | 514500360500 | 177 | 514500 | 360500
[5 empty] | 515500360500 | 177 | 515500 | 360500
[5 empty] | 516500360500 | 177 | 516500 | 360500
[5 empty] | 517500360500 | 177 | 517500 | 360500
[5 empty] | 485500359500 | 177 | 485500 | 359500
[5 empty] | 486500359500 | 177 | 486500 | 359500
[5 empty] | 487500359500 | 177 | 487500 | 359500
[5 empty] | 488500359500 | 177 | 488500 | 359500
[5 empty] | 489500359500 | 177 | 489500 | 359500
[5 empty] | 490500359500 | 177 | 490500 | 359500
[5 empty] | 491500359500 | 177 | 491500 | 359500
[5 empty] | 492500359500 | 177 | 492500 | 359500
[5 empty] | 493500359500 | 177 | 493500 | 359500
[5 empty] | 494500359500 | 177 | 494500 | 359500
[5 empty] | 495500359500 | 177 | 495500 | 359500
[5 empty] | 496500359500 | 177 | 496500 | 359500
[5 empty] | 497500359500 | 177 | 497500 | 359500
[5 empty] | 498500359500 | 177 | 498500 | 359500
[5 empty] | 499500359500 | 177 | 499500 | 359500
[5 empty] | 500500359500 | 177 | 500500 | 359500
[5 empty] | 501500359500 | 177 | 501500 | 359500
[5 empty] | 502500359500 | 177 | 502500 | 359500
[5 empty] | 503500359500 | 177 | 503500 | 359500
[5 empty] | 504500359500 | 177 | 504500 | 359500
[5 empty] | 505500359500 | 177 | 505500 | 359500
[5 empty] | 506500359500 | 177 | 506500 | 359500
[5 empty] | 507500359500 | 177 | 507500 | 359500
[5 empty] | 508500359500 | 177 | 508500 | 359500
[5 empty] | 509500359500 | 177 | 509500 | 359500
[5 empty] | 510500359500 | 177 | 510500 | 359500
[5 empty] | 511500359500 | 177 | 511500 | 359500
[5 empty] | 512500359500 | 177 | 512500 | 359500
[5 empty] | 513500359500 | 177 | 513500 | 359500
[5 empty] | 514500359500 | 177 | 514500 | 359500
[5 empty] | 515500359500 | 177 | 515500 | 359500
[5 empty] | 516500359500 | 177 | 516500 | 359500
[5 empty] | 517500359500 | 177 | 517500 | 359500
[5 empty] | 518500359500 | 177 | 518500 | 359500
[5 empty] | 486500358500 | 177 | 486500 | 358500
[5 empty] | 487500358500 | 177 | 487500 | 358500
[5 empty] | 488500358500 | 177 | 488500 | 358500
[5 empty] | 489500358500 | 177 | 489500 | 358500
[5 empty] | 490500358500 | 177 | 490500 | 358500
[5 empty] | 491500358500 | 177 | 491500 | 358500
[5 empty] | 492500358500 | 177 | 492500 | 358500
[5 empty] | 493500358500 | 177 | 493500 | 358500
[5 empty] | 494500358500 | 177 | 494500 | 358500
[5 empty] | 495500358500 | 177 | 495500 | 358500
[5 empty] | 496500358500 | 177 | 496500 | 358500
[5 empty] | 497500358500 | 177 | 497500 | 358500
[5 empty] | 498500358500 | 177 | 498500 | 358500
[5 empty] | 499500358500 | 177 | 499500 | 358500
[5 empty] | 500500358500 | 177 | 500500 | 358500
[5 empty] | 501500358500 | 177 | 501500 | 358500
[5 empty] | 502500358500 | 177 | 502500 | 358500
[5 empty] | 503500358500 | 177 | 503500 | 358500
[5 empty] | 504500358500 | 177 | 504500 | 358500
[5 empty] | 505500358500 | 177 | 505500 | 358500
[5 empty] | 506500358500 | 177 | 506500 | 358500
[5 empty] | 507500358500 | 177 | 507500 | 358500
[5 empty] | 508500358500 | 177 | 508500 | 358500
[5 empty] | 509500358500 | 177 | 509500 | 358500
[5 empty] | 510500358500 | 177 | 510500 | 358500
[5 empty] | 511500358500 | 177 | 511500 | 358500
[5 empty] | 512500358500 | 177 | 512500 | 358500
[5 empty] | 513500358500 | 177 | 513500 | 358500
[5 empty] | 514500358500 | 177 | 514500 | 358500
[5 empty] | 515500358500 | 177 | 515500 | 358500
[5 empty] | 516500358500 | 177 | 516500 | 358500
[5 empty] | 517500358500 | 177 | 517500 | 358500
[5 empty] | 518500358500 | 177 | 518500 | 358500
[5 empty] | 486500357500 | 177 | 486500 | 357500
[5 empty] | 487500357500 | 177 | 487500 | 357500
[5 empty] | 488500357500 | 177 | 488500 | 357500
[5 empty] | 489500357500 | 177 | 489500 | 357500
[5 empty] | 490500357500 | 177 | 490500 | 357500
[5 empty] | 491500357500 | 177 | 491500 | 357500
[5 empty] | 492500357500 | 177 | 492500 | 357500
[5 empty] | 493500357500 | 177 | 493500 | 357500
[5 empty] | 494500357500 | 177 | 494500 | 357500
[5 empty] | 495500357500 | 177 | 495500 | 357500
[5 empty] | 496500357500 | 177 | 496500 | 357500
[5 empty] | 497500357500 | 177 | 497500 | 357500
[5 empty] | 498500357500 | 177 | 498500 | 357500
[5 empty] | 499500357500 | 177 | 499500 | 357500
[5 empty] | 500500357500 | 177 | 500500 | 357500
[5 empty] | 501500357500 | 177 | 501500 | 357500
[5 empty] | 502500357500 | 177 | 502500 | 357500
[5 empty] | 503500357500 | 177 | 503500 | 357500
[5 empty] | 504500357500 | 177 | 504500 | 357500
[5 empty] | 505500357500 | 177 | 505500 | 357500
[5 empty] | 506500357500 | 177 | 506500 | 357500
[5 empty] | 507500357500 | 177 | 507500 | 357500
[5 empty] | 508500357500 | 177 | 508500 | 357500
[5 empty] | 509500357500 | 177 | 509500 | 357500
[5 empty] | 510500357500 | 177 | 510500 | 357500
[5 empty] | 511500357500 | 177 | 511500 | 357500
[5 empty] | 512500357500 | 177 | 512500 | 357500
[5 empty] | 513500357500 | 177 | 513500 | 357500
[5 empty] | 514500357500 | 177 | 514500 | 357500
[5 empty] | 515500357500 | 177 | 515500 | 357500
[5 empty] | 516500357500 | 177 | 516500 | 357500
[5 empty] | 517500357500 | 177 | 517500 | 357500
[5 empty] | 518500357500 | 177 | 518500 | 357500
[5 empty] | 485500356500 | 177 | 485500 | 356500
[5 empty] | 486500356500 | 177 | 486500 | 356500
[5 empty] | 487500356500 | 177 | 487500 | 356500
[5 empty] | 488500356500 | 177 | 488500 | 356500
[5 empty] | 489500356500 | 177 | 489500 | 356500
[5 empty] | 490500356500 | 177 | 490500 | 356500
[5 empty] | 491500356500 | 177 | 491500 | 356500
[5 empty] | 492500356500 | 177 | 492500 | 356500
[5 empty] | 493500356500 | 177 | 493500 | 356500
[5 empty] | 494500356500 | 177 | 494500 | 356500
[5 empty] | 495500356500 | 177 | 495500 | 356500
[5 empty] | 496500356500 | 177 | 496500 | 356500
[5 empty] | 497500356500 | 177 | 497500 | 356500
[5 empty] | 498500356500 | 177 | 498500 | 356500
[5 empty] | 499500356500 | 177 | 499500 | 356500
[5 empty] | 500500356500 | 177 | 500500 | 356500
[5 empty] | 501500356500 | 177 | 501500 | 356500
[5 empty] | 502500356500 | 177 | 502500 | 356500
[5 empty] | 503500356500 | 177 | 503500 | 356500
[5 empty] | 504500356500 | 177 | 504500 | 356500
[5 empty] | 505500356500 | 177 | 505500 | 356500
[5 empty] | 506500356500 | 177 | 506500 | 356500
[5 empty] | 507500356500 | 177 | 507500 | 356500
[5 empty] | 508500356500 | 177 | 508500 | 356500
[5 empty] | 509500356500 | 177 | 509500 | 356500
[5 empty] | 510500356500 | 177 | 510500 | 356500
[5 empty] | 511500356500 | 177 | 511500 | 356500
[5 empty] | 512500356500 | 177 | 512500 | 356500
[5 empty] | 513500356500 | 177 | 513500 | 356500
[5 empty] | 514500356500 | 177 | 514500 | 356500
[5 empty] | 515500356500 | 177 | 515500 | 356500
[5 empty] | 516500356500 | 177 | 516500 | 356500
[5 empty] | 517500356500 | 177 | 517500 | 356500
[5 empty] | 518500356500 | 177 | 518500 | 356500
[5 empty] | 519500356500 | 177 | 519500 | 356500
[5 empty] | 486500355500 | 177 | 486500 | 355500
[5 empty] | 487500355500 | 177 | 487500 | 355500
[5 empty] | 488500355500 | 177 | 488500 | 355500
[5 empty] | 489500355500 | 177 | 489500 | 355500
[5 empty] | 490500355500 | 177 | 490500 | 355500
[5 empty] | 491500355500 | 177 | 491500 | 355500
[5 empty] | 492500355500 | 177 | 492500 | 355500
[5 empty] | 493500355500 | 177 | 493500 | 355500
[5 empty] | 494500355500 | 177 | 494500 | 355500
[5 empty] | 495500355500 | 177 | 495500 | 355500
[5 empty] | 496500355500 | 177 | 496500 | 355500
[5 empty] | 497500355500 | 177 | 497500 | 355500
[5 empty] | 498500355500 | 177 | 498500 | 355500
[5 empty] | 499500355500 | 177 | 499500 | 355500
[5 empty] | 500500355500 | 177 | 500500 | 355500
[5 empty] | 501500355500 | 177 | 501500 | 355500
[5 empty] | 502500355500 | 177 | 502500 | 355500
[5 empty] | 503500355500 | 177 | 503500 | 355500
[5 empty] | 504500355500 | 177 | 504500 | 355500
[5 empty] | 505500355500 | 177 | 505500 | 355500
[5 empty] | 506500355500 | 177 | 506500 | 355500
[5 empty] | 507500355500 | 177 | 507500 | 355500
[5 empty] | 508500355500 | 177 | 508500 | 355500
[5 empty] | 509500355500 | 177 | 509500 | 355500
[5 empty] | 510500355500 | 177 | 510500 | 355500
[5 empty] | 511500355500 | 177 | 511500 | 355500
[5 empty] | 512500355500 | 177 | 512500 | 355500
[5 empty] | 513500355500 | 177 | 513500 | 355500
[5 empty] | 514500355500 | 177 | 514500 | 355500
[5 empty] | 515500355500 | 177 | 515500 | 355500
[5 empty] | 516500355500 | 177 | 516500 | 355500
[5 empty] | 517500355500 | 177 | 517500 | 355500
[5 empty] | 518500355500 | 177 | 518500 | 355500
[5 empty] | 519500355500 | 177 | 519500 | 355500
[5 empty] | 520500355500 | 177 | 520500 | 355500
[5 empty] | 487500354500 | 177 | 487500 | 354500
[5 empty] | 488500354500 | 177 | 488500 | 354500
[5 empty] | 489500354500 | 177 | 489500 | 354500
[5 empty] | 490500354500 | 177 | 490500 | 354500
[5 empty] | 491500354500 | 177 | 491500 | 354500
[5 empty] | 492500354500 | 177 | 492500 | 354500
[5 empty] | 493500354500 | 177 | 493500 | 354500
[5 empty] | 494500354500 | 177 | 494500 | 354500
[5 empty] | 495500354500 | 177 | 495500 | 354500
[5 empty] | 496500354500 | 177 | 496500 | 354500
[5 empty] | 497500354500 | 177 | 497500 | 354500
[5 empty] | 498500354500 | 177 | 498500 | 354500
[5 empty] | 499500354500 | 177 | 499500 | 354500
[5 empty] | 500500354500 | 177 | 500500 | 354500
[5 empty] | 501500354500 | 177 | 501500 | 354500
[5 empty] | 502500354500 | 177 | 502500 | 354500
[5 empty] | 503500354500 | 177 | 503500 | 354500
[5 empty] | 504500354500 | 177 | 504500 | 354500
[5 empty] | 505500354500 | 177 | 505500 | 354500
[5 empty] | 506500354500 | 177 | 506500 | 354500
[5 empty] | 507500354500 | 177 | 507500 | 354500
[5 empty] | 508500354500 | 177 | 508500 | 354500
[5 empty] | 509500354500 | 177 | 509500 | 354500
[5 empty] | 510500354500 | 177 | 510500 | 354500
[5 empty] | 511500354500 | 177 | 511500 | 354500
[5 empty] | 512500354500 | 177 | 512500 | 354500
[5 empty] | 513500354500 | 177 | 513500 | 354500
[5 empty] | 514500354500 | 177 | 514500 | 354500
[5 empty] | 515500354500 | 177 | 515500 | 354500
[5 empty] | 516500354500 | 177 | 516500 | 354500
[5 empty] | 517500354500 | 177 | 517500 | 354500
[5 empty] | 518500354500 | 177 | 518500 | 354500
[5 empty] | 519500354500 | 177 | 519500 | 354500
[5 empty] | 520500354500 | 177 | 520500 | 354500
[5 empty] | 487500353500 | 177 | 487500 | 353500
[5 empty] | 488500353500 | 177 | 488500 | 353500
[5 empty] | 489500353500 | 177 | 489500 | 353500
[5 empty] | 490500353500 | 177 | 490500 | 353500
[5 empty] | 491500353500 | 177 | 491500 | 353500
[5 empty] | 492500353500 | 177 | 492500 | 353500
[5 empty] | 493500353500 | 177 | 493500 | 353500
[5 empty] | 494500353500 | 177 | 494500 | 353500
[5 empty] | 495500353500 | 177 | 495500 | 353500
[5 empty] | 496500353500 | 177 | 496500 | 353500
[5 empty] | 497500353500 | 177 | 497500 | 353500
[5 empty] | 498500353500 | 177 | 498500 | 353500
[5 empty] | 499500353500 | 177 | 499500 | 353500
[5 empty] | 500500353500 | 177 | 500500 | 353500
[5 empty] | 501500353500 | 177 | 501500 | 353500
[5 empty] | 502500353500 | 177 | 502500 | 353500
[5 empty] | 503500353500 | 177 | 503500 | 353500
[5 empty] | 504500353500 | 177 | 504500 | 353500
[5 empty] | 505500353500 | 177 | 505500 | 353500
[5 empty] | 506500353500 | 177 | 506500 | 353500
[5 empty] | 507500353500 | 177 | 507500 | 353500
[5 empty] | 508500353500 | 177 | 508500 | 353500
[5 empty] | 509500353500 | 177 | 509500 | 353500
[5 empty] | 510500353500 | 177 | 510500 | 353500
[5 empty] | 511500353500 | 177 | 511500 | 353500
[5 empty] | 512500353500 | 177 | 512500 | 353500
[5 empty] | 513500353500 | 177 | 513500 | 353500
[5 empty] | 514500353500 | 177 | 514500 | 353500
[5 empty] | 515500353500 | 177 | 515500 | 353500
[5 empty] | 516500353500 | 177 | 516500 | 353500
[5 empty] | 517500353500 | 177 | 517500 | 353500
[5 empty] | 518500353500 | 177 | 518500 | 353500
[5 empty] | 519500353500 | 177 | 519500 | 353500
[5 empty] | 486500352500 | 177 | 486500 | 352500
[5 empty] | 487500352500 | 177 | 487500 | 352500
[5 empty] | 488500352500 | 177 | 488500 | 352500
[5 empty] | 489500352500 | 177 | 489500 | 352500
[5 empty] | 490500352500 | 177 | 490500 | 352500
[5 empty] | 491500352500 | 177 | 491500 | 352500
[5 empty] | 492500352500 | 177 | 492500 | 352500
[5 empty] | 493500352500 | 177 | 493500 | 352500
[5 empty] | 494500352500 | 177 | 494500 | 352500
[5 empty] | 495500352500 | 177 | 495500 | 352500
[5 empty] | 496500352500 | 177 | 496500 | 352500
[5 empty] | 497500352500 | 177 | 497500 | 352500
[5 empty] | 498500352500 | 177 | 498500 | 352500
[5 empty] | 499500352500 | 177 | 499500 | 352500
[5 empty] | 500500352500 | 177 | 500500 | 352500
[5 empty] | 501500352500 | 177 | 501500 | 352500
[5 empty] | 502500352500 | 177 | 502500 | 352500
[5 empty] | 503500352500 | 177 | 503500 | 352500
[5 empty] | 504500352500 | 177 | 504500 | 352500
[5 empty] | 505500352500 | 177 | 505500 | 352500
[5 empty] | 506500352500 | 177 | 506500 | 352500
[5 empty] | 507500352500 | 177 | 507500 | 352500
[5 empty] | 508500352500 | 177 | 508500 | 352500
[5 empty] | 509500352500 | 177 | 509500 | 352500
[5 empty] | 510500352500 | 177 | 510500 | 352500
[5 empty] | 511500352500 | 177 | 511500 | 352500
[5 empty] | 512500352500 | 177 | 512500 | 352500
[5 empty] | 513500352500 | 177 | 513500 | 352500
[5 empty] | 514500352500 | 177 | 514500 | 352500
[5 empty] | 515500352500 | 177 | 515500 | 352500
[5 empty] | 516500352500 | 177 | 516500 | 352500
[5 empty] | 517500352500 | 177 | 517500 | 352500
[5 empty] | 518500352500 | 177 | 518500 | 352500
[5 empty] | 519500352500 | 177 | 519500 | 352500
[5 empty] | 493500351500 | 177 | 493500 | 351500
[5 empty] | 494500351500 | 177 | 494500 | 351500
[5 empty] | 495500351500 | 177 | 495500 | 351500
[5 empty] | 496500351500 | 177 | 496500 | 351500
[5 empty] | 497500351500 | 177 | 497500 | 351500
[5 empty] | 498500351500 | 177 | 498500 | 351500
[5 empty] | 499500351500 | 177 | 499500 | 351500
[5 empty] | 500500351500 | 177 | 500500 | 351500
[5 empty] | 501500351500 | 177 | 501500 | 351500
[5 empty] | 502500351500 | 177 | 502500 | 351500
[5 empty] | 503500351500 | 177 | 503500 | 351500
[5 empty] | 504500351500 | 177 | 504500 | 351500
[5 empty] | 505500351500 | 177 | 505500 | 351500
[5 empty] | 506500351500 | 177 | 506500 | 351500
[5 empty] | 507500351500 | 177 | 507500 | 351500
[5 empty] | 508500351500 | 177 | 508500 | 351500
[5 empty] | 509500351500 | 177 | 509500 | 351500
[5 empty] | 510500351500 | 177 | 510500 | 351500
[5 empty] | 511500351500 | 177 | 511500 | 351500
[5 empty] | 512500351500 | 177 | 512500 | 351500
[5 empty] | 513500351500 | 177 | 513500 | 351500
[5 empty] | 514500351500 | 177 | 514500 | 351500
[5 empty] | 515500351500 | 177 | 515500 | 351500
[5 empty] | 516500351500 | 177 | 516500 | 351500
[5 empty] | 517500351500 | 177 | 517500 | 351500
[5 empty] | 518500351500 | 177 | 518500 | 351500
[5 empty] | 499500350500 | 177 | 499500 | 350500
[5 empty] | 500500350500 | 177 | 500500 | 350500
[5 empty] | 501500350500 | 177 | 501500 | 350500
[5 empty] | 502500350500 | 177 | 502500 | 350500
[5 empty] | 503500350500 | 177 | 503500 | 350500
[5 empty] | 504500350500 | 177 | 504500 | 350500
[5 empty] | 505500350500 | 177 | 505500 | 350500
[5 empty] | 506500350500 | 177 | 506500 | 350500
[5 empty] | 507500350500 | 177 | 507500 | 350500
[5 empty] | 508500350500 | 177 | 508500 | 350500
[5 empty] | 509500350500 | 177 | 509500 | 350500
[5 empty] | 510500350500 | 177 | 510500 | 350500
[5 empty] | 511500350500 | 177 | 511500 | 350500
[5 empty] | 512500350500 | 177 | 512500 | 350500
[5 empty] | 513500350500 | 177 | 513500 | 350500
[5 empty] | 514500350500 | 177 | 514500 | 350500
[5 empty] | 515500350500 | 177 | 515500 | 350500
[5 empty] | 516500350500 | 177 | 516500 | 350500
[5 empty] | 517500350500 | 177 | 517500 | 350500
[5 empty] | 518500350500 | 177 | 518500 | 350500
[5 empty] | 499500349500 | 177 | 499500 | 349500
[5 empty] | 500500349500 | 177 | 500500 | 349500
[5 empty] | 501500349500 | 177 | 501500 | 349500
[5 empty] | 502500349500 | 177 | 502500 | 349500
[5 empty] | 503500349500 | 177 | 503500 | 349500
[5 empty] | 504500349500 | 177 | 504500 | 349500
[5 empty] | 505500349500 | 177 | 505500 | 349500
[5 empty] | 506500349500 | 177 | 506500 | 349500
[5 empty] | 507500349500 | 177 | 507500 | 349500
[5 empty] | 508500349500 | 177 | 508500 | 349500
[5 empty] | 509500349500 | 177 | 509500 | 349500
[5 empty] | 510500349500 | 177 | 510500 | 349500
[5 empty] | 511500349500 | 177 | 511500 | 349500
[5 empty] | 512500349500 | 177 | 512500 | 349500
[5 empty] | 513500349500 | 177 | 513500 | 349500
[5 empty] | 514500349500 | 177 | 514500 | 349500
[5 empty] | 515500349500 | 177 | 515500 | 349500
[5 empty] | 516500349500 | 177 | 516500 | 349500
[5 empty] | 517500349500 | 177 | 517500 | 349500
[5 empty] | 518500349500 | 177 | 518500 | 349500
[5 empty] | 499500348500 | 177 | 499500 | 348500
[5 empty] | 500500348500 | 177 | 500500 | 348500
[5 empty] | 501500348500 | 177 | 501500 | 348500
[5 empty] | 502500348500 | 177 | 502500 | 348500
[5 empty] | 503500348500 | 177 | 503500 | 348500
[5 empty] | 504500348500 | 177 | 504500 | 348500
[5 empty] | 505500348500 | 177 | 505500 | 348500
[5 empty] | 506500348500 | 177 | 506500 | 348500
[5 empty] | 507500348500 | 177 | 507500 | 348500
[5 empty] | 508500348500 | 177 | 508500 | 348500
[5 empty] | 509500348500 | 177 | 509500 | 348500
[5 empty] | 510500348500 | 177 | 510500 | 348500
[5 empty] | 511500348500 | 177 | 511500 | 348500
[5 empty] | 512500348500 | 177 | 512500 | 348500
[5 empty] | 513500348500 | 177 | 513500 | 348500
[5 empty] | 514500348500 | 177 | 514500 | 348500
[5 empty] | 515500348500 | 177 | 515500 | 348500
[5 empty] | 516500348500 | 177 | 516500 | 348500
[5 empty] | 517500348500 | 177 | 517500 | 348500
[5 empty] | 518500348500 | 177 | 518500 | 348500
[5 empty] | 519500348500 | 177 | 519500 | 348500
[5 empty] | 499500347500 | 177 | 499500 | 347500
[5 empty] | 500500347500 | 177 | 500500 | 347500
[5 empty] | 501500347500 | 177 | 501500 | 347500
[5 empty] | 502500347500 | 177 | 502500 | 347500
[5 empty] | 503500347500 | 177 | 503500 | 347500
[5 empty] | 504500347500 | 177 | 504500 | 347500
[5 empty] | 505500347500 | 177 | 505500 | 347500
[5 empty] | 506500347500 | 177 | 506500 | 347500
[5 empty] | 507500347500 | 177 | 507500 | 347500
[5 empty] | 508500347500 | 177 | 508500 | 347500
[5 empty] | 509500347500 | 177 | 509500 | 347500
[5 empty] | 510500347500 | 177 | 510500 | 347500
[5 empty] | 511500347500 | 177 | 511500 | 347500
[5 empty] | 512500347500 | 177 | 512500 | 347500
[5 empty] | 513500347500 | 177 | 513500 | 347500
[5 empty] | 514500347500 | 177 | 514500 | 347500
[5 empty] | 515500347500 | 177 | 515500 | 347500
[5 empty] | 516500347500 | 177 | 516500 | 347500
[5 empty] | 517500347500 | 177 | 517500 | 347500
[5 empty] | 518500347500 | 177 | 518500 | 347500
[5 empty] | 519500347500 | 177 | 519500 | 347500
[5 empty] | 499500346500 | 177 | 499500 | 346500
[5 empty] | 500500346500 | 177 | 500500 | 346500
[5 empty] | 501500346500 | 177 | 501500 | 346500
[5 empty] | 502500346500 | 177 | 502500 | 346500
[5 empty] | 503500346500 | 177 | 503500 | 346500
[5 empty] | 504500346500 | 177 | 504500 | 346500
[5 empty] | 505500346500 | 177 | 505500 | 346500
[5 empty] | 506500346500 | 177 | 506500 | 346500
[5 empty] | 507500346500 | 177 | 507500 | 346500
[5 empty] | 508500346500 | 177 | 508500 | 346500
[5 empty] | 509500346500 | 177 | 509500 | 346500
[5 empty] | 510500346500 | 177 | 510500 | 346500
[5 empty] | 511500346500 | 177 | 511500 | 346500
[5 empty] | 512500346500 | 177 | 512500 | 346500
[5 empty] | 513500346500 | 177 | 513500 | 346500
[5 empty] | 514500346500 | 177 | 514500 | 346500
[5 empty] | 515500346500 | 177 | 515500 | 346500
[5 empty] | 516500346500 | 177 | 516500 | 346500
[5 empty] | 517500346500 | 177 | 517500 | 346500
[5 empty] | 518500346500 | 177 | 518500 | 346500
[5 empty] | 519500346500 | 177 | 519500 | 346500
[5 empty] | 520500346500 | 177 | 520500 | 346500
[5 empty] | 499500345500 | 177 | 499500 | 345500
[5 empty] | 500500345500 | 177 | 500500 | 345500
[5 empty] | 501500345500 | 177 | 501500 | 345500
[5 empty] | 502500345500 | 177 | 502500 | 345500
[5 empty] | 503500345500 | 177 | 503500 | 345500
[5 empty] | 504500345500 | 177 | 504500 | 345500
[5 empty] | 505500345500 | 177 | 505500 | 345500
[5 empty] | 506500345500 | 177 | 506500 | 345500
[5 empty] | 507500345500 | 177 | 507500 | 345500
[5 empty] | 508500345500 | 177 | 508500 | 345500
[5 empty] | 509500345500 | 177 | 509500 | 345500
[5 empty] | 510500345500 | 177 | 510500 | 345500
[5 empty] | 511500345500 | 177 | 511500 | 345500
[5 empty] | 512500345500 | 177 | 512500 | 345500
[5 empty] | 513500345500 | 177 | 513500 | 345500
[5 empty] | 514500345500 | 177 | 514500 | 345500
[5 empty] | 515500345500 | 177 | 515500 | 345500
[5 empty] | 516500345500 | 177 | 516500 | 345500
[5 empty] | 517500345500 | 177 | 517500 | 345500
[5 empty] | 518500345500 | 177 | 518500 | 345500
[5 empty] | 519500345500 | 177 | 519500 | 345500
[5 empty] | 520500345500 | 177 | 520500 | 345500
[5 empty] | 499500344500 | 177 | 499500 | 344500
[5 empty] | 500500344500 | 177 | 500500 | 344500
[5 empty] | 501500344500 | 177 | 501500 | 344500
[5 empty] | 502500344500 | 177 | 502500 | 344500
[5 empty] | 503500344500 | 177 | 503500 | 344500
[5 empty] | 504500344500 | 177 | 504500 | 344500
[5 empty] | 505500344500 | 177 | 505500 | 344500
[5 empty] | 506500344500 | 177 | 506500 | 344500
[5 empty] | 507500344500 | 177 | 507500 | 344500
[5 empty] | 508500344500 | 177 | 508500 | 344500
[5 empty] | 509500344500 | 177 | 509500 | 344500
[5 empty] | 510500344500 | 177 | 510500 | 344500
[5 empty] | 511500344500 | 177 | 511500 | 344500
[5 empty] | 512500344500 | 177 | 512500 | 344500
[5 empty] | 513500344500 | 177 | 513500 | 344500
[5 empty] | 514500344500 | 177 | 514500 | 344500
[5 empty] | 515500344500 | 177 | 515500 | 344500
[5 empty] | 516500344500 | 177 | 516500 | 344500
[5 empty] | 517500344500 | 177 | 517500 | 344500
[5 empty] | 518500344500 | 177 | 518500 | 344500
[5 empty] | 519500344500 | 177 | 519500 | 344500
[5 empty] | 520500344500 | 177 | 520500 | 344500
[5 empty] | 499500343500 | 177 | 499500 | 343500
[5 empty] | 500500343500 | 177 | 500500 | 343500
[5 empty] | 501500343500 | 177 | 501500 | 343500
[5 empty] | 502500343500 | 177 | 502500 | 343500
[5 empty] | 503500343500 | 177 | 503500 | 343500
[5 empty] | 504500343500 | 177 | 504500 | 343500
[5 empty] | 505500343500 | 177 | 505500 | 343500
[5 empty] | 506500343500 | 177 | 506500 | 343500
[5 empty] | 507500343500 | 177 | 507500 | 343500
[5 empty] | 508500343500 | 177 | 508500 | 343500
[5 empty] | 509500343500 | 177 | 509500 | 343500
[5 empty] | 510500343500 | 177 | 510500 | 343500
[5 empty] | 511500343500 | 177 | 511500 | 343500
[5 empty] | 512500343500 | 177 | 512500 | 343500
[5 empty] | 513500343500 | 177 | 513500 | 343500
[5 empty] | 514500343500 | 177 | 514500 | 343500
[5 empty] | 515500343500 | 177 | 515500 | 343500
[5 empty] | 516500343500 | 177 | 516500 | 343500
[5 empty] | 517500343500 | 177 | 517500 | 343500
[5 empty] | 518500343500 | 177 | 518500 | 343500
[5 empty] | 519500343500 | 177 | 519500 | 343500
[5 empty] | 520500343500 | 177 | 520500 | 343500
[5 empty] | 499500342500 | 177 | 499500 | 342500
[5 empty] | 500500342500 | 177 | 500500 | 342500
[5 empty] | 501500342500 | 177 | 501500 | 342500
[5 empty] | 502500342500 | 177 | 502500 | 342500
[5 empty] | 503500342500 | 177 | 503500 | 342500
[5 empty] | 504500342500 | 177 | 504500 | 342500
[5 empty] | 505500342500 | 177 | 505500 | 342500
[5 empty] | 506500342500 | 177 | 506500 | 342500
[5 empty] | 507500342500 | 177 | 507500 | 342500
[5 empty] | 508500342500 | 177 | 508500 | 342500
[5 empty] | 509500342500 | 177 | 509500 | 342500
[5 empty] | 510500342500 | 177 | 510500 | 342500
[5 empty] | 511500342500 | 177 | 511500 | 342500
[5 empty] | 512500342500 | 177 | 512500 | 342500
[5 empty] | 513500342500 | 177 | 513500 | 342500
[5 empty] | 514500342500 | 177 | 514500 | 342500
[5 empty] | 515500342500 | 177 | 515500 | 342500
[5 empty] | 516500342500 | 177 | 516500 | 342500
[5 empty] | 517500342500 | 177 | 517500 | 342500
[5 empty] | 518500342500 | 177 | 518500 | 342500
[5 empty] | 519500342500 | 177 | 519500 | 342500
[5 empty] | 498500341500 | 177 | 498500 | 341500
[5 empty] | 499500341500 | 177 | 499500 | 341500
[5 empty] | 500500341500 | 177 | 500500 | 341500
[5 empty] | 501500341500 | 177 | 501500 | 341500
[5 empty] | 502500341500 | 177 | 502500 | 341500
[5 empty] | 503500341500 | 177 | 503500 | 341500
[5 empty] | 504500341500 | 177 | 504500 | 341500
[5 empty] | 505500341500 | 177 | 505500 | 341500
[5 empty] | 506500341500 | 177 | 506500 | 341500
[5 empty] | 507500341500 | 177 | 507500 | 341500
[5 empty] | 508500341500 | 177 | 508500 | 341500
[5 empty] | 509500341500 | 177 | 509500 | 341500
[5 empty] | 510500341500 | 177 | 510500 | 341500
[5 empty] | 511500341500 | 177 | 511500 | 341500
[5 empty] | 512500341500 | 177 | 512500 | 341500
[5 empty] | 513500341500 | 177 | 513500 | 341500
[5 empty] | 514500341500 | 177 | 514500 | 341500
[5 empty] | 515500341500 | 177 | 515500 | 341500
[5 empty] | 516500341500 | 177 | 516500 | 341500
[5 empty] | 517500341500 | 177 | 517500 | 341500
[5 empty] | 518500341500 | 177 | 518500 | 341500
[5 empty] | 519500341500 | 177 | 519500 | 341500
[5 empty] | 500500340500 | 177 | 500500 | 340500
[5 empty] | 501500340500 | 177 | 501500 | 340500
[5 empty] | 502500340500 | 177 | 502500 | 340500
[5 empty] | 503500340500 | 177 | 503500 | 340500
[5 empty] | 504500340500 | 177 | 504500 | 340500
[5 empty] | 505500340500 | 177 | 505500 | 340500
[5 empty] | 506500340500 | 177 | 506500 | 340500
[5 empty] | 507500340500 | 177 | 507500 | 340500
[5 empty] | 508500340500 | 177 | 508500 | 340500
[5 empty] | 509500340500 | 177 | 509500 | 340500
[5 empty] | 510500340500 | 177 | 510500 | 340500
[5 empty] | 511500340500 | 177 | 511500 | 340500
[5 empty] | 512500340500 | 177 | 512500 | 340500
[5 empty] | 513500340500 | 177 | 513500 | 340500
[5 empty] | 514500340500 | 177 | 514500 | 340500
[5 empty] | 515500340500 | 177 | 515500 | 340500
[5 empty] | 516500340500 | 177 | 516500 | 340500
[5 empty] | 517500340500 | 177 | 517500 | 340500
[5 empty] | 518500340500 | 177 | 518500 | 340500
[5 empty] | 502500339500 | 177 | 502500 | 339500
[5 empty] | 503500339500 | 177 | 503500 | 339500
[5 empty] | 504500339500 | 177 | 504500 | 339500
[5 empty] | 505500339500 | 177 | 505500 | 339500
[5 empty] | 506500339500 | 177 | 506500 | 339500
[5 empty] | 507500339500 | 177 | 507500 | 339500
[5 empty] | 508500339500 | 177 | 508500 | 339500
[5 empty] | 509500339500 | 177 | 509500 | 339500
[5 empty] | 510500339500 | 177 | 510500 | 339500
[5 empty] | 511500339500 | 177 | 511500 | 339500
[5 empty] | 512500339500 | 177 | 512500 | 339500
[5 empty] | 513500339500 | 177 | 513500 | 339500
[5 empty] | 514500339500 | 177 | 514500 | 339500
[5 empty] | 515500339500 | 177 | 515500 | 339500
[5 empty] | 516500339500 | 177 | 516500 | 339500
[5 empty] | 517500339500 | 177 | 517500 | 339500
[5 empty] | 518500339500 | 177 | 518500 | 339500
[5 empty] | 502500338500 | 177 | 502500 | 338500
[5 empty] | 503500338500 | 177 | 503500 | 338500
[5 empty] | 504500338500 | 177 | 504500 | 338500
[5 empty] | 505500338500 | 177 | 505500 | 338500
[5 empty] | 506500338500 | 177 | 506500 | 338500
[5 empty] | 507500338500 | 177 | 507500 | 338500
[5 empty] | 508500338500 | 177 | 508500 | 338500
[5 empty] | 509500338500 | 177 | 509500 | 338500
[5 empty] | 510500338500 | 177 | 510500 | 338500
[5 empty] | 511500338500 | 177 | 511500 | 338500
[5 empty] | 512500338500 | 177 | 512500 | 338500
[5 empty] | 513500338500 | 177 | 513500 | 338500
[5 empty] | 514500338500 | 177 | 514500 | 338500
[5 empty] | 515500338500 | 177 | 515500 | 338500
[5 empty] | 516500338500 | 177 | 516500 | 338500
[5 empty] | 517500338500 | 177 | 517500 | 338500
[5 empty] | 502500337500 | 177 | 502500 | 337500
[5 empty] | 503500337500 | 177 | 503500 | 337500
[5 empty] | 504500337500 | 177 | 504500 | 337500
[5 empty] | 505500337500 | 177 | 505500 | 337500
[5 empty] | 506500337500 | 177 | 506500 | 337500
[5 empty] | 507500337500 | 177 | 507500 | 337500
[5 empty] | 508500337500 | 177 | 508500 | 337500
[5 empty] | 509500337500 | 177 | 509500 | 337500
[5 empty] | 510500337500 | 177 | 510500 | 337500
[5 empty] | 511500337500 | 177 | 511500 | 337500
[5 empty] | 512500337500 | 177 | 512500 | 337500
[5 empty] | 513500337500 | 177 | 513500 | 337500
[5 empty] | 514500337500 | 177 | 514500 | 337500
[5 empty] | 515500337500 | 177 | 515500 | 337500
[5 empty] | 516500337500 | 177 | 516500 | 337500
[5 empty] | 517500337500 | 177 | 517500 | 337500
[5 empty] | 502500336500 | 177 | 502500 | 336500
[5 empty] | 503500336500 | 177 | 503500 | 336500
[5 empty] | 504500336500 | 177 | 504500 | 336500
[5 empty] | 505500336500 | 177 | 505500 | 336500
[5 empty] | 506500336500 | 177 | 506500 | 336500
[5 empty] | 507500336500 | 177 | 507500 | 336500
[5 empty] | 508500336500 | 177 | 508500 | 336500
[5 empty] | 509500336500 | 177 | 509500 | 336500
[5 empty] | 510500336500 | 177 | 510500 | 336500
[5 empty] | 514500336500 | 177 | 514500 | 336500
[5 empty] | 515500336500 | 177 | 515500 | 336500
[5 empty] | 516500336500 | 177 | 516500 | 336500
[5 empty] | 517500336500 | 177 | 517500 | 336500
[5 empty] | 502500335500 | 177 | 502500 | 335500
[5 empty] | 503500335500 | 177 | 503500 | 335500
[5 empty] | 504500335500 | 177 | 504500 | 335500
[5 empty] | 505500335500 | 177 | 505500 | 335500
[5 empty] | 506500335500 | 177 | 506500 | 335500
[5 empty] | 507500335500 | 177 | 507500 | 335500
[5 empty] | 508500335500 | 177 | 508500 | 335500
[5 empty] | 509500335500 | 177 | 509500 | 335500
[5 empty] | 505500334500 | 177 | 505500 | 334500
[5 empty] | 506500334500 | 177 | 506500 | 334500
[5 empty] | 507500334500 | 177 | 507500 | 334500
[5 empty] | 491500425500 | 178 | 491500 | 425500
[5 empty] | 492500425500 | 178 | 492500 | 425500
[5 empty] | 509500425500 | 178 | 509500 | 425500
[5 empty] | 510500425500 | 178 | 510500 | 425500
[5 empty] | 511500425500 | 178 | 511500 | 425500
[5 empty] | 512500425500 | 178 | 512500 | 425500
[5 empty] | 513500425500 | 178 | 513500 | 425500
[5 empty] | 488500424500 | 178 | 488500 | 424500
[5 empty] | 489500424500 | 178 | 489500 | 424500
[5 empty] | 490500424500 | 178 | 490500 | 424500
[5 empty] | 491500424500 | 178 | 491500 | 424500
[5 empty] | 492500424500 | 178 | 492500 | 424500
[5 empty] | 506500424500 | 178 | 506500 | 424500
[5 empty] | 507500424500 | 178 | 507500 | 424500
[5 empty] | 508500424500 | 178 | 508500 | 424500
[5 empty] | 509500424500 | 178 | 509500 | 424500
[5 empty] | 510500424500 | 178 | 510500 | 424500
[5 empty] | 511500424500 | 178 | 511500 | 424500
[5 empty] | 512500424500 | 178 | 512500 | 424500
[5 empty] | 513500424500 | 178 | 513500 | 424500
[5 empty] | 514500424500 | 178 | 514500 | 424500
[5 empty] | 486500423500 | 178 | 486500 | 423500
[5 empty] | 487500423500 | 178 | 487500 | 423500
[5 empty] | 488500423500 | 178 | 488500 | 423500
[5 empty] | 489500423500 | 178 | 489500 | 423500
[5 empty] | 490500423500 | 178 | 490500 | 423500
[5 empty] | 491500423500 | 178 | 491500 | 423500
[5 empty] | 492500423500 | 178 | 492500 | 423500
[5 empty] | 493500423500 | 178 | 493500 | 423500
[5 empty] | 500500423500 | 178 | 500500 | 423500
[5 empty] | 501500423500 | 178 | 501500 | 423500
[5 empty] | 502500423500 | 178 | 502500 | 423500
[5 empty] | 503500423500 | 178 | 503500 | 423500
[5 empty] | 504500423500 | 178 | 504500 | 423500
[5 empty] | 505500423500 | 178 | 505500 | 423500
[5 empty] | 506500423500 | 178 | 506500 | 423500
[5 empty] | 507500423500 | 178 | 507500 | 423500
[5 empty] | 508500423500 | 178 | 508500 | 423500
[5 empty] | 509500423500 | 178 | 509500 | 423500
[5 empty] | 510500423500 | 178 | 510500 | 423500
[5 empty] | 511500423500 | 178 | 511500 | 423500
[5 empty] | 512500423500 | 178 | 512500 | 423500
[5 empty] | 513500423500 | 178 | 513500 | 423500
[5 empty] | 514500423500 | 178 | 514500 | 423500
[5 empty] | 486500422500 | 178 | 486500 | 422500
[5 empty] | 487500422500 | 178 | 487500 | 422500
[5 empty] | 488500422500 | 178 | 488500 | 422500
[5 empty] | 489500422500 | 178 | 489500 | 422500
[5 empty] | 490500422500 | 178 | 490500 | 422500
[5 empty] | 491500422500 | 178 | 491500 | 422500
[5 empty] | 492500422500 | 178 | 492500 | 422500
[5 empty] | 493500422500 | 178 | 493500 | 422500
[5 empty] | 494500422500 | 178 | 494500 | 422500
[5 empty] | 495500422500 | 178 | 495500 | 422500
[5 empty] | 496500422500 | 178 | 496500 | 422500
[5 empty] | 497500422500 | 178 | 497500 | 422500
[5 empty] | 499500422500 | 178 | 499500 | 422500
[5 empty] | 500500422500 | 178 | 500500 | 422500
[5 empty] | 501500422500 | 178 | 501500 | 422500
[5 empty] | 502500422500 | 178 | 502500 | 422500
[5 empty] | 503500422500 | 178 | 503500 | 422500
[5 empty] | 504500422500 | 178 | 504500 | 422500
[5 empty] | 505500422500 | 178 | 505500 | 422500
[5 empty] | 506500422500 | 178 | 506500 | 422500
[5 empty] | 507500422500 | 178 | 507500 | 422500
[5 empty] | 508500422500 | 178 | 508500 | 422500
[5 empty] | 509500422500 | 178 | 509500 | 422500
[5 empty] | 510500422500 | 178 | 510500 | 422500
[5 empty] | 511500422500 | 178 | 511500 | 422500
[5 empty] | 512500422500 | 178 | 512500 | 422500
[5 empty] | 513500422500 | 178 | 513500 | 422500
[5 empty] | 514500422500 | 178 | 514500 | 422500
[5 empty] | 515500422500 | 178 | 515500 | 422500
[5 empty] | 486500421500 | 178 | 486500 | 421500
[5 empty] | 487500421500 | 178 | 487500 | 421500
[5 empty] | 488500421500 | 178 | 488500 | 421500
[5 empty] | 489500421500 | 178 | 489500 | 421500
[5 empty] | 490500421500 | 178 | 490500 | 421500
[5 empty] | 491500421500 | 178 | 491500 | 421500
[5 empty] | 492500421500 | 178 | 492500 | 421500
[5 empty] | 493500421500 | 178 | 493500 | 421500
[5 empty] | 494500421500 | 178 | 494500 | 421500
[5 empty] | 495500421500 | 178 | 495500 | 421500
[5 empty] | 496500421500 | 178 | 496500 | 421500
[5 empty] | 497500421500 | 178 | 497500 | 421500
[5 empty] | 498500421500 | 178 | 498500 | 421500
[5 empty] | 499500421500 | 178 | 499500 | 421500
[5 empty] | 500500421500 | 178 | 500500 | 421500
[5 empty] | 501500421500 | 178 | 501500 | 421500
[5 empty] | 502500421500 | 178 | 502500 | 421500
[5 empty] | 503500421500 | 178 | 503500 | 421500
[5 empty] | 504500421500 | 178 | 504500 | 421500
[5 empty] | 505500421500 | 178 | 505500 | 421500
[5 empty] | 506500421500 | 178 | 506500 | 421500
[5 empty] | 507500421500 | 178 | 507500 | 421500
[5 empty] | 508500421500 | 178 | 508500 | 421500
[5 empty] | 509500421500 | 178 | 509500 | 421500
[5 empty] | 510500421500 | 178 | 510500 | 421500
[5 empty] | 511500421500 | 178 | 511500 | 421500
[5 empty] | 512500421500 | 178 | 512500 | 421500
[5 empty] | 513500421500 | 178 | 513500 | 421500
[5 empty] | 514500421500 | 178 | 514500 | 421500
[5 empty] | 515500421500 | 178 | 515500 | 421500
[5 empty] | 484500420500 | 178 | 484500 | 420500
[5 empty] | 485500420500 | 178 | 485500 | 420500
[5 empty] | 486500420500 | 178 | 486500 | 420500
[5 empty] | 487500420500 | 178 | 487500 | 420500
[5 empty] | 488500420500 | 178 | 488500 | 420500
[5 empty] | 489500420500 | 178 | 489500 | 420500
[5 empty] | 490500420500 | 178 | 490500 | 420500
[5 empty] | 491500420500 | 178 | 491500 | 420500
[5 empty] | 492500420500 | 178 | 492500 | 420500
[5 empty] | 493500420500 | 178 | 493500 | 420500
[5 empty] | 494500420500 | 178 | 494500 | 420500
[5 empty] | 495500420500 | 178 | 495500 | 420500
[5 empty] | 496500420500 | 178 | 496500 | 420500
[5 empty] | 497500420500 | 178 | 497500 | 420500
[5 empty] | 498500420500 | 178 | 498500 | 420500
[5 empty] | 499500420500 | 178 | 499500 | 420500
[5 empty] | 500500420500 | 178 | 500500 | 420500
[5 empty] | 501500420500 | 178 | 501500 | 420500
[5 empty] | 502500420500 | 178 | 502500 | 420500
[5 empty] | 503500420500 | 178 | 503500 | 420500
[5 empty] | 504500420500 | 178 | 504500 | 420500
[5 empty] | 505500420500 | 178 | 505500 | 420500
[5 empty] | 506500420500 | 178 | 506500 | 420500
[5 empty] | 507500420500 | 178 | 507500 | 420500
[5 empty] | 508500420500 | 178 | 508500 | 420500
[5 empty] | 509500420500 | 178 | 509500 | 420500
[5 empty] | 510500420500 | 178 | 510500 | 420500
[5 empty] | 511500420500 | 178 | 511500 | 420500
[5 empty] | 512500420500 | 178 | 512500 | 420500
[5 empty] | 513500420500 | 178 | 513500 | 420500
[5 empty] | 514500420500 | 178 | 514500 | 420500
[5 empty] | 515500420500 | 178 | 515500 | 420500
[5 empty] | 516500420500 | 178 | 516500 | 420500
[5 empty] | 482500419500 | 178 | 482500 | 419500
[5 empty] | 483500419500 | 178 | 483500 | 419500
[5 empty] | 484500419500 | 178 | 484500 | 419500
[5 empty] | 485500419500 | 178 | 485500 | 419500
[5 empty] | 486500419500 | 178 | 486500 | 419500
[5 empty] | 487500419500 | 178 | 487500 | 419500
[5 empty] | 488500419500 | 178 | 488500 | 419500
[5 empty] | 489500419500 | 178 | 489500 | 419500
[5 empty] | 490500419500 | 178 | 490500 | 419500
[5 empty] | 491500419500 | 178 | 491500 | 419500
[5 empty] | 492500419500 | 178 | 492500 | 419500
[5 empty] | 493500419500 | 178 | 493500 | 419500
[5 empty] | 494500419500 | 178 | 494500 | 419500
[5 empty] | 495500419500 | 178 | 495500 | 419500
[5 empty] | 496500419500 | 178 | 496500 | 419500
[5 empty] | 497500419500 | 178 | 497500 | 419500
[5 empty] | 498500419500 | 178 | 498500 | 419500
[5 empty] | 499500419500 | 178 | 499500 | 419500
[5 empty] | 500500419500 | 178 | 500500 | 419500
[5 empty] | 501500419500 | 178 | 501500 | 419500
[5 empty] | 502500419500 | 178 | 502500 | 419500
[5 empty] | 503500419500 | 178 | 503500 | 419500
[5 empty] | 504500419500 | 178 | 504500 | 419500
[5 empty] | 505500419500 | 178 | 505500 | 419500
[5 empty] | 506500419500 | 178 | 506500 | 419500
[5 empty] | 507500419500 | 178 | 507500 | 419500
[5 empty] | 508500419500 | 178 | 508500 | 419500
[5 empty] | 509500419500 | 178 | 509500 | 419500
[5 empty] | 510500419500 | 178 | 510500 | 419500
[5 empty] | 511500419500 | 178 | 511500 | 419500
[5 empty] | 512500419500 | 178 | 512500 | 419500
[5 empty] | 513500419500 | 178 | 513500 | 419500
[5 empty] | 514500419500 | 178 | 514500 | 419500
[5 empty] | 515500419500 | 178 | 515500 | 419500
[5 empty] | 516500419500 | 178 | 516500 | 419500
[5 empty] | 517500419500 | 178 | 517500 | 419500
[5 empty] | 480500418500 | 178 | 480500 | 418500
[5 empty] | 481500418500 | 178 | 481500 | 418500
[5 empty] | 482500418500 | 178 | 482500 | 418500
[5 empty] | 483500418500 | 178 | 483500 | 418500
[5 empty] | 484500418500 | 178 | 484500 | 418500
[5 empty] | 485500418500 | 178 | 485500 | 418500
[5 empty] | 486500418500 | 178 | 486500 | 418500
[5 empty] | 487500418500 | 178 | 487500 | 418500
[5 empty] | 488500418500 | 178 | 488500 | 418500
[5 empty] | 489500418500 | 178 | 489500 | 418500
[5 empty] | 490500418500 | 178 | 490500 | 418500
[5 empty] | 491500418500 | 178 | 491500 | 418500
[5 empty] | 492500418500 | 178 | 492500 | 418500
[5 empty] | 493500418500 | 178 | 493500 | 418500
[5 empty] | 494500418500 | 178 | 494500 | 418500
[5 empty] | 495500418500 | 178 | 495500 | 418500
[5 empty] | 496500418500 | 178 | 496500 | 418500
[5 empty] | 497500418500 | 178 | 497500 | 418500
[5 empty] | 498500418500 | 178 | 498500 | 418500
[5 empty] | 499500418500 | 178 | 499500 | 418500
[5 empty] | 500500418500 | 178 | 500500 | 418500
[5 empty] | 501500418500 | 178 | 501500 | 418500
[5 empty] | 502500418500 | 178 | 502500 | 418500
[5 empty] | 503500418500 | 178 | 503500 | 418500
[5 empty] | 504500418500 | 178 | 504500 | 418500
[5 empty] | 505500418500 | 178 | 505500 | 418500
[5 empty] | 506500418500 | 178 | 506500 | 418500
[5 empty] | 507500418500 | 178 | 507500 | 418500
[5 empty] | 508500418500 | 178 | 508500 | 418500
[5 empty] | 509500418500 | 178 | 509500 | 418500
[5 empty] | 510500418500 | 178 | 510500 | 418500
[5 empty] | 511500418500 | 178 | 511500 | 418500
[5 empty] | 512500418500 | 178 | 512500 | 418500
[5 empty] | 513500418500 | 178 | 513500 | 418500
[5 empty] | 514500418500 | 178 | 514500 | 418500
[5 empty] | 515500418500 | 178 | 515500 | 418500
[5 empty] | 516500418500 | 178 | 516500 | 418500
[5 empty] | 517500418500 | 178 | 517500 | 418500
[5 empty] | 518500418500 | 178 | 518500 | 418500
[5 empty] | 479500417500 | 178 | 479500 | 417500
[5 empty] | 480500417500 | 178 | 480500 | 417500
[5 empty] | 481500417500 | 178 | 481500 | 417500
[5 empty] | 482500417500 | 178 | 482500 | 417500
[5 empty] | 483500417500 | 178 | 483500 | 417500
[5 empty] | 484500417500 | 178 | 484500 | 417500
[5 empty] | 485500417500 | 178 | 485500 | 417500
[5 empty] | 486500417500 | 178 | 486500 | 417500
[5 empty] | 487500417500 | 178 | 487500 | 417500
[5 empty] | 488500417500 | 178 | 488500 | 417500
[5 empty] | 489500417500 | 178 | 489500 | 417500
[5 empty] | 490500417500 | 178 | 490500 | 417500
[5 empty] | 491500417500 | 178 | 491500 | 417500
[5 empty] | 492500417500 | 178 | 492500 | 417500
[5 empty] | 493500417500 | 178 | 493500 | 417500
[5 empty] | 494500417500 | 178 | 494500 | 417500
[5 empty] | 495500417500 | 178 | 495500 | 417500
[5 empty] | 496500417500 | 178 | 496500 | 417500
[5 empty] | 497500417500 | 178 | 497500 | 417500
[5 empty] | 498500417500 | 178 | 498500 | 417500
[5 empty] | 499500417500 | 178 | 499500 | 417500
[5 empty] | 500500417500 | 178 | 500500 | 417500
[5 empty] | 501500417500 | 178 | 501500 | 417500
[5 empty] | 502500417500 | 178 | 502500 | 417500
[5 empty] | 503500417500 | 178 | 503500 | 417500
[5 empty] | 504500417500 | 178 | 504500 | 417500
[5 empty] | 505500417500 | 178 | 505500 | 417500
[5 empty] | 506500417500 | 178 | 506500 | 417500
[5 empty] | 507500417500 | 178 | 507500 | 417500
[5 empty] | 508500417500 | 178 | 508500 | 417500
[5 empty] | 509500417500 | 178 | 509500 | 417500
[5 empty] | 510500417500 | 178 | 510500 | 417500
[5 empty] | 511500417500 | 178 | 511500 | 417500
[5 empty] | 512500417500 | 178 | 512500 | 417500
[5 empty] | 513500417500 | 178 | 513500 | 417500
[5 empty] | 514500417500 | 178 | 514500 | 417500
[5 empty] | 515500417500 | 178 | 515500 | 417500
[5 empty] | 516500417500 | 178 | 516500 | 417500
[5 empty] | 517500417500 | 178 | 517500 | 417500
[5 empty] | 518500417500 | 178 | 518500 | 417500
[5 empty] | 477500416500 | 178 | 477500 | 416500
[5 empty] | 478500416500 | 178 | 478500 | 416500
[5 empty] | 479500416500 | 178 | 479500 | 416500
[5 empty] | 480500416500 | 178 | 480500 | 416500
[5 empty] | 481500416500 | 178 | 481500 | 416500
[5 empty] | 482500416500 | 178 | 482500 | 416500
[5 empty] | 483500416500 | 178 | 483500 | 416500
[5 empty] | 484500416500 | 178 | 484500 | 416500
[5 empty] | 485500416500 | 178 | 485500 | 416500
[5 empty] | 486500416500 | 178 | 486500 | 416500
[5 empty] | 487500416500 | 178 | 487500 | 416500
[5 empty] | 488500416500 | 178 | 488500 | 416500
[5 empty] | 489500416500 | 178 | 489500 | 416500
[5 empty] | 490500416500 | 178 | 490500 | 416500
[5 empty] | 491500416500 | 178 | 491500 | 416500
[5 empty] | 492500416500 | 178 | 492500 | 416500
[5 empty] | 493500416500 | 178 | 493500 | 416500
[5 empty] | 494500416500 | 178 | 494500 | 416500
[5 empty] | 495500416500 | 178 | 495500 | 416500
[5 empty] | 496500416500 | 178 | 496500 | 416500
[5 empty] | 497500416500 | 178 | 497500 | 416500
[5 empty] | 498500416500 | 178 | 498500 | 416500
[5 empty] | 499500416500 | 178 | 499500 | 416500
[5 empty] | 500500416500 | 178 | 500500 | 416500
[5 empty] | 501500416500 | 178 | 501500 | 416500
[5 empty] | 502500416500 | 178 | 502500 | 416500
[5 empty] | 503500416500 | 178 | 503500 | 416500
[5 empty] | 504500416500 | 178 | 504500 | 416500
[5 empty] | 505500416500 | 178 | 505500 | 416500
[5 empty] | 506500416500 | 178 | 506500 | 416500
[5 empty] | 507500416500 | 178 | 507500 | 416500
[5 empty] | 508500416500 | 178 | 508500 | 416500
[5 empty] | 509500416500 | 178 | 509500 | 416500
[5 empty] | 510500416500 | 178 | 510500 | 416500
[5 empty] | 511500416500 | 178 | 511500 | 416500
[5 empty] | 512500416500 | 178 | 512500 | 416500
[5 empty] | 513500416500 | 178 | 513500 | 416500
[5 empty] | 514500416500 | 178 | 514500 | 416500
[5 empty] | 515500416500 | 178 | 515500 | 416500
[5 empty] | 516500416500 | 178 | 516500 | 416500
[5 empty] | 517500416500 | 178 | 517500 | 416500
[5 empty] | 475500415500 | 178 | 475500 | 415500
[5 empty] | 476500415500 | 178 | 476500 | 415500
[5 empty] | 477500415500 | 178 | 477500 | 415500
[5 empty] | 478500415500 | 178 | 478500 | 415500
[5 empty] | 479500415500 | 178 | 479500 | 415500
[5 empty] | 480500415500 | 178 | 480500 | 415500
[5 empty] | 481500415500 | 178 | 481500 | 415500
[5 empty] | 482500415500 | 178 | 482500 | 415500
[5 empty] | 483500415500 | 178 | 483500 | 415500
[5 empty] | 484500415500 | 178 | 484500 | 415500
[5 empty] | 485500415500 | 178 | 485500 | 415500
[5 empty] | 486500415500 | 178 | 486500 | 415500
[5 empty] | 487500415500 | 178 | 487500 | 415500
[5 empty] | 488500415500 | 178 | 488500 | 415500
[5 empty] | 489500415500 | 178 | 489500 | 415500
[5 empty] | 490500415500 | 178 | 490500 | 415500
[5 empty] | 491500415500 | 178 | 491500 | 415500
[5 empty] | 492500415500 | 178 | 492500 | 415500
[5 empty] | 493500415500 | 178 | 493500 | 415500
[5 empty] | 494500415500 | 178 | 494500 | 415500
[5 empty] | 495500415500 | 178 | 495500 | 415500
[5 empty] | 496500415500 | 178 | 496500 | 415500
[5 empty] | 497500415500 | 178 | 497500 | 415500
[5 empty] | 498500415500 | 178 | 498500 | 415500
[5 empty] | 499500415500 | 178 | 499500 | 415500
[5 empty] | 500500415500 | 178 | 500500 | 415500
[5 empty] | 501500415500 | 178 | 501500 | 415500
[5 empty] | 502500415500 | 178 | 502500 | 415500
[5 empty] | 503500415500 | 178 | 503500 | 415500
[5 empty] | 504500415500 | 178 | 504500 | 415500
[5 empty] | 505500415500 | 178 | 505500 | 415500
[5 empty] | 506500415500 | 178 | 506500 | 415500
[5 empty] | 507500415500 | 178 | 507500 | 415500
[5 empty] | 508500415500 | 178 | 508500 | 415500
[5 empty] | 509500415500 | 178 | 509500 | 415500
[5 empty] | 510500415500 | 178 | 510500 | 415500
[5 empty] | 511500415500 | 178 | 511500 | 415500
[5 empty] | 512500415500 | 178 | 512500 | 415500
[5 empty] | 513500415500 | 178 | 513500 | 415500
[5 empty] | 514500415500 | 178 | 514500 | 415500
[5 empty] | 515500415500 | 178 | 515500 | 415500
[5 empty] | 474500414500 | 178 | 474500 | 414500
[5 empty] | 475500414500 | 178 | 475500 | 414500
[5 empty] | 476500414500 | 178 | 476500 | 414500
[5 empty] | 477500414500 | 178 | 477500 | 414500
[5 empty] | 478500414500 | 178 | 478500 | 414500
[5 empty] | 479500414500 | 178 | 479500 | 414500
[5 empty] | 480500414500 | 178 | 480500 | 414500
[5 empty] | 481500414500 | 178 | 481500 | 414500
[5 empty] | 482500414500 | 178 | 482500 | 414500
[5 empty] | 483500414500 | 178 | 483500 | 414500
[5 empty] | 484500414500 | 178 | 484500 | 414500
[5 empty] | 485500414500 | 178 | 485500 | 414500
[5 empty] | 486500414500 | 178 | 486500 | 414500
[5 empty] | 487500414500 | 178 | 487500 | 414500
[5 empty] | 488500414500 | 178 | 488500 | 414500
[5 empty] | 489500414500 | 178 | 489500 | 414500
[5 empty] | 490500414500 | 178 | 490500 | 414500
[5 empty] | 491500414500 | 178 | 491500 | 414500
[5 empty] | 492500414500 | 178 | 492500 | 414500
[5 empty] | 493500414500 | 178 | 493500 | 414500
[5 empty] | 494500414500 | 178 | 494500 | 414500
[5 empty] | 495500414500 | 178 | 495500 | 414500
[5 empty] | 496500414500 | 178 | 496500 | 414500
[5 empty] | 497500414500 | 178 | 497500 | 414500
[5 empty] | 498500414500 | 178 | 498500 | 414500
[5 empty] | 499500414500 | 178 | 499500 | 414500
[5 empty] | 500500414500 | 178 | 500500 | 414500
[5 empty] | 501500414500 | 178 | 501500 | 414500
[5 empty] | 502500414500 | 178 | 502500 | 414500
[5 empty] | 503500414500 | 178 | 503500 | 414500
[5 empty] | 504500414500 | 178 | 504500 | 414500
[5 empty] | 505500414500 | 178 | 505500 | 414500
[5 empty] | 506500414500 | 178 | 506500 | 414500
[5 empty] | 507500414500 | 178 | 507500 | 414500
[5 empty] | 508500414500 | 178 | 508500 | 414500
[5 empty] | 509500414500 | 178 | 509500 | 414500
[5 empty] | 510500414500 | 178 | 510500 | 414500
[5 empty] | 511500414500 | 178 | 511500 | 414500
[5 empty] | 512500414500 | 178 | 512500 | 414500
[5 empty] | 474500413500 | 178 | 474500 | 413500
[5 empty] | 475500413500 | 178 | 475500 | 413500
[5 empty] | 476500413500 | 178 | 476500 | 413500
[5 empty] | 477500413500 | 178 | 477500 | 413500
[5 empty] | 478500413500 | 178 | 478500 | 413500
[5 empty] | 479500413500 | 178 | 479500 | 413500
[5 empty] | 480500413500 | 178 | 480500 | 413500
[5 empty] | 481500413500 | 178 | 481500 | 413500
[5 empty] | 482500413500 | 178 | 482500 | 413500
[5 empty] | 483500413500 | 178 | 483500 | 413500
[5 empty] | 484500413500 | 178 | 484500 | 413500
[5 empty] | 485500413500 | 178 | 485500 | 413500
[5 empty] | 486500413500 | 178 | 486500 | 413500
[5 empty] | 487500413500 | 178 | 487500 | 413500
[5 empty] | 488500413500 | 178 | 488500 | 413500
[5 empty] | 489500413500 | 178 | 489500 | 413500
[5 empty] | 490500413500 | 178 | 490500 | 413500
[5 empty] | 491500413500 | 178 | 491500 | 413500
[5 empty] | 492500413500 | 178 | 492500 | 413500
[5 empty] | 493500413500 | 178 | 493500 | 413500
[5 empty] | 494500413500 | 178 | 494500 | 413500
[5 empty] | 495500413500 | 178 | 495500 | 413500
[5 empty] | 496500413500 | 178 | 496500 | 413500
[5 empty] | 497500413500 | 178 | 497500 | 413500
[5 empty] | 498500413500 | 178 | 498500 | 413500
[5 empty] | 499500413500 | 178 | 499500 | 413500
[5 empty] | 500500413500 | 178 | 500500 | 413500
[5 empty] | 501500413500 | 178 | 501500 | 413500
[5 empty] | 502500413500 | 178 | 502500 | 413500
[5 empty] | 503500413500 | 178 | 503500 | 413500
[5 empty] | 504500413500 | 178 | 504500 | 413500
[5 empty] | 505500413500 | 178 | 505500 | 413500
[5 empty] | 506500413500 | 178 | 506500 | 413500
[5 empty] | 507500413500 | 178 | 507500 | 413500
[5 empty] | 508500413500 | 178 | 508500 | 413500
[5 empty] | 509500413500 | 178 | 509500 | 413500
[5 empty] | 510500413500 | 178 | 510500 | 413500
[5 empty] | 511500413500 | 178 | 511500 | 413500
[5 empty] | 474500412500 | 178 | 474500 | 412500
[5 empty] | 475500412500 | 178 | 475500 | 412500
[5 empty] | 476500412500 | 178 | 476500 | 412500
[5 empty] | 477500412500 | 178 | 477500 | 412500
[5 empty] | 478500412500 | 178 | 478500 | 412500
[5 empty] | 479500412500 | 178 | 479500 | 412500
[5 empty] | 480500412500 | 178 | 480500 | 412500
[5 empty] | 481500412500 | 178 | 481500 | 412500
[5 empty] | 482500412500 | 178 | 482500 | 412500
[5 empty] | 483500412500 | 178 | 483500 | 412500
[5 empty] | 484500412500 | 178 | 484500 | 412500
[5 empty] | 485500412500 | 178 | 485500 | 412500
[5 empty] | 486500412500 | 178 | 486500 | 412500
[5 empty] | 487500412500 | 178 | 487500 | 412500
[5 empty] | 488500412500 | 178 | 488500 | 412500
[5 empty] | 489500412500 | 178 | 489500 | 412500
[5 empty] | 490500412500 | 178 | 490500 | 412500
[5 empty] | 491500412500 | 178 | 491500 | 412500
[5 empty] | 492500412500 | 178 | 492500 | 412500
[5 empty] | 493500412500 | 178 | 493500 | 412500
[5 empty] | 494500412500 | 178 | 494500 | 412500
[5 empty] | 495500412500 | 178 | 495500 | 412500
[5 empty] | 496500412500 | 178 | 496500 | 412500
[5 empty] | 497500412500 | 178 | 497500 | 412500
[5 empty] | 498500412500 | 178 | 498500 | 412500
[5 empty] | 499500412500 | 178 | 499500 | 412500
[5 empty] | 500500412500 | 178 | 500500 | 412500
[5 empty] | 501500412500 | 178 | 501500 | 412500
[5 empty] | 502500412500 | 178 | 502500 | 412500
[5 empty] | 503500412500 | 178 | 503500 | 412500
[5 empty] | 504500412500 | 178 | 504500 | 412500
[5 empty] | 505500412500 | 178 | 505500 | 412500
[5 empty] | 506500412500 | 178 | 506500 | 412500
[5 empty] | 507500412500 | 178 | 507500 | 412500
[5 empty] | 508500412500 | 178 | 508500 | 412500
[5 empty] | 509500412500 | 178 | 509500 | 412500
[5 empty] | 510500412500 | 178 | 510500 | 412500
[5 empty] | 511500412500 | 178 | 511500 | 412500
[5 empty] | 474500411500 | 178 | 474500 | 411500
[5 empty] | 475500411500 | 178 | 475500 | 411500
[5 empty] | 476500411500 | 178 | 476500 | 411500
[5 empty] | 477500411500 | 178 | 477500 | 411500
[5 empty] | 478500411500 | 178 | 478500 | 411500
[5 empty] | 479500411500 | 178 | 479500 | 411500
[5 empty] | 480500411500 | 178 | 480500 | 411500
[5 empty] | 481500411500 | 178 | 481500 | 411500
[5 empty] | 482500411500 | 178 | 482500 | 411500
[5 empty] | 483500411500 | 178 | 483500 | 411500
[5 empty] | 484500411500 | 178 | 484500 | 411500
[5 empty] | 485500411500 | 178 | 485500 | 411500
[5 empty] | 486500411500 | 178 | 486500 | 411500
[5 empty] | 487500411500 | 178 | 487500 | 411500
[5 empty] | 488500411500 | 178 | 488500 | 411500
[5 empty] | 489500411500 | 178 | 489500 | 411500
[5 empty] | 490500411500 | 178 | 490500 | 411500
[5 empty] | 491500411500 | 178 | 491500 | 411500
[5 empty] | 492500411500 | 178 | 492500 | 411500
[5 empty] | 493500411500 | 178 | 493500 | 411500
[5 empty] | 494500411500 | 178 | 494500 | 411500
[5 empty] | 495500411500 | 178 | 495500 | 411500
[5 empty] | 496500411500 | 178 | 496500 | 411500
[5 empty] | 497500411500 | 178 | 497500 | 411500
[5 empty] | 498500411500 | 178 | 498500 | 411500
[5 empty] | 499500411500 | 178 | 499500 | 411500
[5 empty] | 500500411500 | 178 | 500500 | 411500
[5 empty] | 501500411500 | 178 | 501500 | 411500
[5 empty] | 502500411500 | 178 | 502500 | 411500
[5 empty] | 503500411500 | 178 | 503500 | 411500
[5 empty] | 504500411500 | 178 | 504500 | 411500
[5 empty] | 505500411500 | 178 | 505500 | 411500
[5 empty] | 506500411500 | 178 | 506500 | 411500
[5 empty] | 507500411500 | 178 | 507500 | 411500
[5 empty] | 508500411500 | 178 | 508500 | 411500
[5 empty] | 509500411500 | 178 | 509500 | 411500
[5 empty] | 510500411500 | 178 | 510500 | 411500
[5 empty] | 511500411500 | 178 | 511500 | 411500
[5 empty] | 473500410500 | 178 | 473500 | 410500
[5 empty] | 474500410500 | 178 | 474500 | 410500
[5 empty] | 475500410500 | 178 | 475500 | 410500
[5 empty] | 476500410500 | 178 | 476500 | 410500
[5 empty] | 477500410500 | 178 | 477500 | 410500
[5 empty] | 478500410500 | 178 | 478500 | 410500
[5 empty] | 479500410500 | 178 | 479500 | 410500
[5 empty] | 480500410500 | 178 | 480500 | 410500
[5 empty] | 481500410500 | 178 | 481500 | 410500
[5 empty] | 482500410500 | 178 | 482500 | 410500
[5 empty] | 483500410500 | 178 | 483500 | 410500
[5 empty] | 484500410500 | 178 | 484500 | 410500
[5 empty] | 485500410500 | 178 | 485500 | 410500
[5 empty] | 486500410500 | 178 | 486500 | 410500
[5 empty] | 487500410500 | 178 | 487500 | 410500
[5 empty] | 488500410500 | 178 | 488500 | 410500
[5 empty] | 489500410500 | 178 | 489500 | 410500
[5 empty] | 490500410500 | 178 | 490500 | 410500
[5 empty] | 491500410500 | 178 | 491500 | 410500
[5 empty] | 492500410500 | 178 | 492500 | 410500
[5 empty] | 493500410500 | 178 | 493500 | 410500
[5 empty] | 494500410500 | 178 | 494500 | 410500
[5 empty] | 495500410500 | 178 | 495500 | 410500
[5 empty] | 496500410500 | 178 | 496500 | 410500
[5 empty] | 497500410500 | 178 | 497500 | 410500
[5 empty] | 498500410500 | 178 | 498500 | 410500
[5 empty] | 499500410500 | 178 | 499500 | 410500
[5 empty] | 500500410500 | 178 | 500500 | 410500
[5 empty] | 501500410500 | 178 | 501500 | 410500
[5 empty] | 502500410500 | 178 | 502500 | 410500
[5 empty] | 503500410500 | 178 | 503500 | 410500
[5 empty] | 504500410500 | 178 | 504500 | 410500
[5 empty] | 505500410500 | 178 | 505500 | 410500
[5 empty] | 506500410500 | 178 | 506500 | 410500
[5 empty] | 507500410500 | 178 | 507500 | 410500
[5 empty] | 508500410500 | 178 | 508500 | 410500
[5 empty] | 509500410500 | 178 | 509500 | 410500
[5 empty] | 510500410500 | 178 | 510500 | 410500
[5 empty] | 473500409500 | 178 | 473500 | 409500
[5 empty] | 474500409500 | 178 | 474500 | 409500
[5 empty] | 475500409500 | 178 | 475500 | 409500
[5 empty] | 476500409500 | 178 | 476500 | 409500
[5 empty] | 477500409500 | 178 | 477500 | 409500
[5 empty] | 478500409500 | 178 | 478500 | 409500
[5 empty] | 479500409500 | 178 | 479500 | 409500
[5 empty] | 480500409500 | 178 | 480500 | 409500
[5 empty] | 481500409500 | 178 | 481500 | 409500
[5 empty] | 482500409500 | 178 | 482500 | 409500
[5 empty] | 483500409500 | 178 | 483500 | 409500
[5 empty] | 484500409500 | 178 | 484500 | 409500
[5 empty] | 485500409500 | 178 | 485500 | 409500
[5 empty] | 486500409500 | 178 | 486500 | 409500
[5 empty] | 487500409500 | 178 | 487500 | 409500
[5 empty] | 488500409500 | 178 | 488500 | 409500
[5 empty] | 489500409500 | 178 | 489500 | 409500
[5 empty] | 490500409500 | 178 | 490500 | 409500
[5 empty] | 491500409500 | 178 | 491500 | 409500
[5 empty] | 492500409500 | 178 | 492500 | 409500
[5 empty] | 493500409500 | 178 | 493500 | 409500
[5 empty] | 494500409500 | 178 | 494500 | 409500
[5 empty] | 495500409500 | 178 | 495500 | 409500
[5 empty] | 496500409500 | 178 | 496500 | 409500
[5 empty] | 497500409500 | 178 | 497500 | 409500
[5 empty] | 498500409500 | 178 | 498500 | 409500
[5 empty] | 499500409500 | 178 | 499500 | 409500
[5 empty] | 500500409500 | 178 | 500500 | 409500
[5 empty] | 501500409500 | 178 | 501500 | 409500
[5 empty] | 502500409500 | 178 | 502500 | 409500
[5 empty] | 503500409500 | 178 | 503500 | 409500
[5 empty] | 504500409500 | 178 | 504500 | 409500
[5 empty] | 505500409500 | 178 | 505500 | 409500
[5 empty] | 506500409500 | 178 | 506500 | 409500
[5 empty] | 507500409500 | 178 | 507500 | 409500
[5 empty] | 508500409500 | 178 | 508500 | 409500
[5 empty] | 509500409500 | 178 | 509500 | 409500
[5 empty] | 510500409500 | 178 | 510500 | 409500
[5 empty] | 473500408500 | 178 | 473500 | 408500
[5 empty] | 474500408500 | 178 | 474500 | 408500
[5 empty] | 475500408500 | 178 | 475500 | 408500
[5 empty] | 476500408500 | 178 | 476500 | 408500
[5 empty] | 477500408500 | 178 | 477500 | 408500
[5 empty] | 478500408500 | 178 | 478500 | 408500
[5 empty] | 479500408500 | 178 | 479500 | 408500
[5 empty] | 480500408500 | 178 | 480500 | 408500
[5 empty] | 481500408500 | 178 | 481500 | 408500
[5 empty] | 482500408500 | 178 | 482500 | 408500
[5 empty] | 483500408500 | 178 | 483500 | 408500
[5 empty] | 484500408500 | 178 | 484500 | 408500
[5 empty] | 485500408500 | 178 | 485500 | 408500
[5 empty] | 486500408500 | 178 | 486500 | 408500
[5 empty] | 487500408500 | 178 | 487500 | 408500
[5 empty] | 488500408500 | 178 | 488500 | 408500
[5 empty] | 489500408500 | 178 | 489500 | 408500
[5 empty] | 490500408500 | 178 | 490500 | 408500
[5 empty] | 491500408500 | 178 | 491500 | 408500
[5 empty] | 492500408500 | 178 | 492500 | 408500
[5 empty] | 493500408500 | 178 | 493500 | 408500
[5 empty] | 494500408500 | 178 | 494500 | 408500
[5 empty] | 495500408500 | 178 | 495500 | 408500
[5 empty] | 496500408500 | 178 | 496500 | 408500
[5 empty] | 497500408500 | 178 | 497500 | 408500
[5 empty] | 498500408500 | 178 | 498500 | 408500
[5 empty] | 499500408500 | 178 | 499500 | 408500
[5 empty] | 500500408500 | 178 | 500500 | 408500
[5 empty] | 501500408500 | 178 | 501500 | 408500
[5 empty] | 502500408500 | 178 | 502500 | 408500
[5 empty] | 505500408500 | 178 | 505500 | 408500
[5 empty] | 506500408500 | 178 | 506500 | 408500
[5 empty] | 507500408500 | 178 | 507500 | 408500
[5 empty] | 508500408500 | 178 | 508500 | 408500
[5 empty] | 509500408500 | 178 | 509500 | 408500
[5 empty] | 473500407500 | 178 | 473500 | 407500
[5 empty] | 474500407500 | 178 | 474500 | 407500
[5 empty] | 475500407500 | 178 | 475500 | 407500
[5 empty] | 476500407500 | 178 | 476500 | 407500
[5 empty] | 477500407500 | 178 | 477500 | 407500
[5 empty] | 478500407500 | 178 | 478500 | 407500
[5 empty] | 479500407500 | 178 | 479500 | 407500
[5 empty] | 480500407500 | 178 | 480500 | 407500
[5 empty] | 481500407500 | 178 | 481500 | 407500
[5 empty] | 482500407500 | 178 | 482500 | 407500
[5 empty] | 483500407500 | 178 | 483500 | 407500
[5 empty] | 484500407500 | 178 | 484500 | 407500
[5 empty] | 485500407500 | 178 | 485500 | 407500
[5 empty] | 486500407500 | 178 | 486500 | 407500
[5 empty] | 487500407500 | 178 | 487500 | 407500
[5 empty] | 488500407500 | 178 | 488500 | 407500
[5 empty] | 489500407500 | 178 | 489500 | 407500
[5 empty] | 490500407500 | 178 | 490500 | 407500
[5 empty] | 491500407500 | 178 | 491500 | 407500
[5 empty] | 492500407500 | 178 | 492500 | 407500
[5 empty] | 493500407500 | 178 | 493500 | 407500
[5 empty] | 494500407500 | 178 | 494500 | 407500
[5 empty] | 495500407500 | 178 | 495500 | 407500
[5 empty] | 496500407500 | 178 | 496500 | 407500
[5 empty] | 497500407500 | 178 | 497500 | 407500
[5 empty] | 498500407500 | 178 | 498500 | 407500
[5 empty] | 499500407500 | 178 | 499500 | 407500
[5 empty] | 500500407500 | 178 | 500500 | 407500
[5 empty] | 501500407500 | 178 | 501500 | 407500
[5 empty] | 473500406500 | 178 | 473500 | 406500
[5 empty] | 474500406500 | 178 | 474500 | 406500
[5 empty] | 475500406500 | 178 | 475500 | 406500
[5 empty] | 476500406500 | 178 | 476500 | 406500
[5 empty] | 477500406500 | 178 | 477500 | 406500
[5 empty] | 478500406500 | 178 | 478500 | 406500
[5 empty] | 479500406500 | 178 | 479500 | 406500
[5 empty] | 480500406500 | 178 | 480500 | 406500
[5 empty] | 481500406500 | 178 | 481500 | 406500
[5 empty] | 482500406500 | 178 | 482500 | 406500
[5 empty] | 483500406500 | 178 | 483500 | 406500
[5 empty] | 484500406500 | 178 | 484500 | 406500
[5 empty] | 485500406500 | 178 | 485500 | 406500
[5 empty] | 486500406500 | 178 | 486500 | 406500
[5 empty] | 487500406500 | 178 | 487500 | 406500
[5 empty] | 488500406500 | 178 | 488500 | 406500
[5 empty] | 489500406500 | 178 | 489500 | 406500
[5 empty] | 490500406500 | 178 | 490500 | 406500
[5 empty] | 491500406500 | 178 | 491500 | 406500
[5 empty] | 492500406500 | 178 | 492500 | 406500
[5 empty] | 493500406500 | 178 | 493500 | 406500
[5 empty] | 494500406500 | 178 | 494500 | 406500
[5 empty] | 495500406500 | 178 | 495500 | 406500
[5 empty] | 496500406500 | 178 | 496500 | 406500
[5 empty] | 497500406500 | 178 | 497500 | 406500
[5 empty] | 498500406500 | 178 | 498500 | 406500
[5 empty] | 499500406500 | 178 | 499500 | 406500
[5 empty] | 503500406500 | 178 | 503500 | 406500
[5 empty] | 473500405500 | 178 | 473500 | 405500
[5 empty] | 474500405500 | 178 | 474500 | 405500
[5 empty] | 475500405500 | 178 | 475500 | 405500
[5 empty] | 476500405500 | 178 | 476500 | 405500
[5 empty] | 477500405500 | 178 | 477500 | 405500
[5 empty] | 478500405500 | 178 | 478500 | 405500
[5 empty] | 479500405500 | 178 | 479500 | 405500
[5 empty] | 480500405500 | 178 | 480500 | 405500
[5 empty] | 481500405500 | 178 | 481500 | 405500
[5 empty] | 482500405500 | 178 | 482500 | 405500
[5 empty] | 483500405500 | 178 | 483500 | 405500
[5 empty] | 484500405500 | 178 | 484500 | 405500
[5 empty] | 485500405500 | 178 | 485500 | 405500
[5 empty] | 486500405500 | 178 | 486500 | 405500
[5 empty] | 487500405500 | 178 | 487500 | 405500
[5 empty] | 488500405500 | 178 | 488500 | 405500
[5 empty] | 489500405500 | 178 | 489500 | 405500
[5 empty] | 490500405500 | 178 | 490500 | 405500
[5 empty] | 491500405500 | 178 | 491500 | 405500
[5 empty] | 492500405500 | 178 | 492500 | 405500
[5 empty] | 493500405500 | 178 | 493500 | 405500
[5 empty] | 494500405500 | 178 | 494500 | 405500
[5 empty] | 495500405500 | 178 | 495500 | 405500
[5 empty] | 496500405500 | 178 | 496500 | 405500
[5 empty] | 497500405500 | 178 | 497500 | 405500
[5 empty] | 498500405500 | 178 | 498500 | 405500
[5 empty] | 499500405500 | 178 | 499500 | 405500
[5 empty] | 500500405500 | 178 | 500500 | 405500
[5 empty] | 501500405500 | 178 | 501500 | 405500
[5 empty] | 502500405500 | 178 | 502500 | 405500
[5 empty] | 503500405500 | 178 | 503500 | 405500
[5 empty] | 504500405500 | 178 | 504500 | 405500
[5 empty] | 471500404500 | 178 | 471500 | 404500
[5 empty] | 472500404500 | 178 | 472500 | 404500
[5 empty] | 473500404500 | 178 | 473500 | 404500
[5 empty] | 474500404500 | 178 | 474500 | 404500
[5 empty] | 475500404500 | 178 | 475500 | 404500
[5 empty] | 476500404500 | 178 | 476500 | 404500
[5 empty] | 477500404500 | 178 | 477500 | 404500
[5 empty] | 478500404500 | 178 | 478500 | 404500
[5 empty] | 479500404500 | 178 | 479500 | 404500
[5 empty] | 480500404500 | 178 | 480500 | 404500
[5 empty] | 481500404500 | 178 | 481500 | 404500
[5 empty] | 482500404500 | 178 | 482500 | 404500
[5 empty] | 483500404500 | 178 | 483500 | 404500
[5 empty] | 484500404500 | 178 | 484500 | 404500
[5 empty] | 485500404500 | 178 | 485500 | 404500
[5 empty] | 486500404500 | 178 | 486500 | 404500
[5 empty] | 487500404500 | 178 | 487500 | 404500
[5 empty] | 488500404500 | 178 | 488500 | 404500
[5 empty] | 489500404500 | 178 | 489500 | 404500
[5 empty] | 490500404500 | 178 | 490500 | 404500
[5 empty] | 491500404500 | 178 | 491500 | 404500
[5 empty] | 492500404500 | 178 | 492500 | 404500
[5 empty] | 493500404500 | 178 | 493500 | 404500
[5 empty] | 494500404500 | 178 | 494500 | 404500
[5 empty] | 495500404500 | 178 | 495500 | 404500
[5 empty] | 496500404500 | 178 | 496500 | 404500
[5 empty] | 497500404500 | 178 | 497500 | 404500
[5 empty] | 498500404500 | 178 | 498500 | 404500
[5 empty] | 499500404500 | 178 | 499500 | 404500
[5 empty] | 500500404500 | 178 | 500500 | 404500
[5 empty] | 501500404500 | 178 | 501500 | 404500
[5 empty] | 502500404500 | 178 | 502500 | 404500
[5 empty] | 503500404500 | 178 | 503500 | 404500
[5 empty] | 504500404500 | 178 | 504500 | 404500
[5 empty] | 505500404500 | 178 | 505500 | 404500
[5 empty] | 470500403500 | 178 | 470500 | 403500
[5 empty] | 471500403500 | 178 | 471500 | 403500
[5 empty] | 472500403500 | 178 | 472500 | 403500
[5 empty] | 473500403500 | 178 | 473500 | 403500
[5 empty] | 474500403500 | 178 | 474500 | 403500
[5 empty] | 475500403500 | 178 | 475500 | 403500
[5 empty] | 476500403500 | 178 | 476500 | 403500
[5 empty] | 477500403500 | 178 | 477500 | 403500
[5 empty] | 478500403500 | 178 | 478500 | 403500
[5 empty] | 479500403500 | 178 | 479500 | 403500
[5 empty] | 480500403500 | 178 | 480500 | 403500
[5 empty] | 481500403500 | 178 | 481500 | 403500
[5 empty] | 482500403500 | 178 | 482500 | 403500
[5 empty] | 483500403500 | 178 | 483500 | 403500
[5 empty] | 484500403500 | 178 | 484500 | 403500
[5 empty] | 485500403500 | 178 | 485500 | 403500
[5 empty] | 486500403500 | 178 | 486500 | 403500
[5 empty] | 487500403500 | 178 | 487500 | 403500
[5 empty] | 488500403500 | 178 | 488500 | 403500
[5 empty] | 489500403500 | 178 | 489500 | 403500
[5 empty] | 490500403500 | 178 | 490500 | 403500
[5 empty] | 491500403500 | 178 | 491500 | 403500
[5 empty] | 492500403500 | 178 | 492500 | 403500
[5 empty] | 493500403500 | 178 | 493500 | 403500
[5 empty] | 494500403500 | 178 | 494500 | 403500
[5 empty] | 495500403500 | 178 | 495500 | 403500
[5 empty] | 496500403500 | 178 | 496500 | 403500
[5 empty] | 497500403500 | 178 | 497500 | 403500
[5 empty] | 498500403500 | 178 | 498500 | 403500
[5 empty] | 499500403500 | 178 | 499500 | 403500
[5 empty] | 500500403500 | 178 | 500500 | 403500
[5 empty] | 501500403500 | 178 | 501500 | 403500
[5 empty] | 502500403500 | 178 | 502500 | 403500
[5 empty] | 503500403500 | 178 | 503500 | 403500
[5 empty] | 504500403500 | 178 | 504500 | 403500
[5 empty] | 505500403500 | 178 | 505500 | 403500
[5 empty] | 470500402500 | 178 | 470500 | 402500
[5 empty] | 471500402500 | 178 | 471500 | 402500
[5 empty] | 472500402500 | 178 | 472500 | 402500
[5 empty] | 473500402500 | 178 | 473500 | 402500
[5 empty] | 474500402500 | 178 | 474500 | 402500
[5 empty] | 475500402500 | 178 | 475500 | 402500
[5 empty] | 476500402500 | 178 | 476500 | 402500
[5 empty] | 477500402500 | 178 | 477500 | 402500
[5 empty] | 478500402500 | 178 | 478500 | 402500
[5 empty] | 479500402500 | 178 | 479500 | 402500
[5 empty] | 480500402500 | 178 | 480500 | 402500
[5 empty] | 481500402500 | 178 | 481500 | 402500
[5 empty] | 482500402500 | 178 | 482500 | 402500
[5 empty] | 491500402500 | 178 | 491500 | 402500
[5 empty] | 492500402500 | 178 | 492500 | 402500
[5 empty] | 493500402500 | 178 | 493500 | 402500
[5 empty] | 494500402500 | 178 | 494500 | 402500
[5 empty] | 495500402500 | 178 | 495500 | 402500
[5 empty] | 496500402500 | 178 | 496500 | 402500
[5 empty] | 497500402500 | 178 | 497500 | 402500
[5 empty] | 498500402500 | 178 | 498500 | 402500
[5 empty] | 499500402500 | 178 | 499500 | 402500
[5 empty] | 500500402500 | 178 | 500500 | 402500
[5 empty] | 501500402500 | 178 | 501500 | 402500
[5 empty] | 502500402500 | 178 | 502500 | 402500
[5 empty] | 471500401500 | 178 | 471500 | 401500
[5 empty] | 472500401500 | 178 | 472500 | 401500
[5 empty] | 473500401500 | 178 | 473500 | 401500
[5 empty] | 474500401500 | 178 | 474500 | 401500
[5 empty] | 475500401500 | 178 | 475500 | 401500
[5 empty] | 476500401500 | 178 | 476500 | 401500
[5 empty] | 477500401500 | 178 | 477500 | 401500
[5 empty] | 478500401500 | 178 | 478500 | 401500
[5 empty] | 479500401500 | 178 | 479500 | 401500
[5 empty] | 480500401500 | 178 | 480500 | 401500
[5 empty] | 481500401500 | 178 | 481500 | 401500
[5 empty] | 482500401500 | 178 | 482500 | 401500
[5 empty] | 491500401500 | 178 | 491500 | 401500
[5 empty] | 492500401500 | 178 | 492500 | 401500
[5 empty] | 493500401500 | 178 | 493500 | 401500
[5 empty] | 494500401500 | 178 | 494500 | 401500
[5 empty] | 495500401500 | 178 | 495500 | 401500
[5 empty] | 496500401500 | 178 | 496500 | 401500
[5 empty] | 497500401500 | 178 | 497500 | 401500
[5 empty] | 498500401500 | 178 | 498500 | 401500
[5 empty] | 499500401500 | 178 | 499500 | 401500
[5 empty] | 500500401500 | 178 | 500500 | 401500
[5 empty] | 471500400500 | 178 | 471500 | 400500
[5 empty] | 472500400500 | 178 | 472500 | 400500
[5 empty] | 473500400500 | 178 | 473500 | 400500
[5 empty] | 474500400500 | 178 | 474500 | 400500
[5 empty] | 475500400500 | 178 | 475500 | 400500
[5 empty] | 476500400500 | 178 | 476500 | 400500
[5 empty] | 477500400500 | 178 | 477500 | 400500
[5 empty] | 478500400500 | 178 | 478500 | 400500
[5 empty] | 479500400500 | 178 | 479500 | 400500
[5 empty] | 480500400500 | 178 | 480500 | 400500
[5 empty] | 481500400500 | 178 | 481500 | 400500
[5 empty] | 491500400500 | 178 | 491500 | 400500
[5 empty] | 492500400500 | 178 | 492500 | 400500
[5 empty] | 493500400500 | 178 | 493500 | 400500
[5 empty] | 494500400500 | 178 | 494500 | 400500
[5 empty] | 495500400500 | 178 | 495500 | 400500
[5 empty] | 496500400500 | 178 | 496500 | 400500
[5 empty] | 497500400500 | 178 | 497500 | 400500
[5 empty] | 498500400500 | 178 | 498500 | 400500
[5 empty] | 499500400500 | 178 | 499500 | 400500
[5 empty] | 500500400500 | 178 | 500500 | 400500
[5 empty] | 472500399500 | 178 | 472500 | 399500
[5 empty] | 473500399500 | 178 | 473500 | 399500
[5 empty] | 474500399500 | 178 | 474500 | 399500
[5 empty] | 475500399500 | 178 | 475500 | 399500
[5 empty] | 476500399500 | 178 | 476500 | 399500
[5 empty] | 477500399500 | 178 | 477500 | 399500
[5 empty] | 478500399500 | 178 | 478500 | 399500
[5 empty] | 479500399500 | 178 | 479500 | 399500
[5 empty] | 480500399500 | 178 | 480500 | 399500
[5 empty] | 491500399500 | 178 | 491500 | 399500
[5 empty] | 492500399500 | 178 | 492500 | 399500
[5 empty] | 493500399500 | 178 | 493500 | 399500
[5 empty] | 494500399500 | 178 | 494500 | 399500
[5 empty] | 495500399500 | 178 | 495500 | 399500
[5 empty] | 496500399500 | 178 | 496500 | 399500
[5 empty] | 497500399500 | 178 | 497500 | 399500
[5 empty] | 498500399500 | 178 | 498500 | 399500
[5 empty] | 499500399500 | 178 | 499500 | 399500
[5 empty] | 500500399500 | 178 | 500500 | 399500
[5 empty] | 473500398500 | 178 | 473500 | 398500
[5 empty] | 474500398500 | 178 | 474500 | 398500
[5 empty] | 475500398500 | 178 | 475500 | 398500
[5 empty] | 476500398500 | 178 | 476500 | 398500
[5 empty] | 477500398500 | 178 | 477500 | 398500
[5 empty] | 478500398500 | 178 | 478500 | 398500
[5 empty] | 479500398500 | 178 | 479500 | 398500
[5 empty] | 480500398500 | 178 | 480500 | 398500
[5 empty] | 491500398500 | 178 | 491500 | 398500
[5 empty] | 492500398500 | 178 | 492500 | 398500
[5 empty] | 493500398500 | 178 | 493500 | 398500
[5 empty] | 494500398500 | 178 | 494500 | 398500
[5 empty] | 495500398500 | 178 | 495500 | 398500
[5 empty] | 496500398500 | 178 | 496500 | 398500
[5 empty] | 497500398500 | 178 | 497500 | 398500
[5 empty] | 498500398500 | 178 | 498500 | 398500
[5 empty] | 499500398500 | 178 | 499500 | 398500
[5 empty] | 500500398500 | 178 | 500500 | 398500
[5 empty] | 472500397500 | 178 | 472500 | 397500
[5 empty] | 473500397500 | 178 | 473500 | 397500
[5 empty] | 474500397500 | 178 | 474500 | 397500
[5 empty] | 475500397500 | 178 | 475500 | 397500
[5 empty] | 476500397500 | 178 | 476500 | 397500
[5 empty] | 477500397500 | 178 | 477500 | 397500
[5 empty] | 478500397500 | 178 | 478500 | 397500
[5 empty] | 479500397500 | 178 | 479500 | 397500
[5 empty] | 480500397500 | 178 | 480500 | 397500
[5 empty] | 491500397500 | 178 | 491500 | 397500
[5 empty] | 492500397500 | 178 | 492500 | 397500
[5 empty] | 493500397500 | 178 | 493500 | 397500
[5 empty] | 494500397500 | 178 | 494500 | 397500
[5 empty] | 495500397500 | 178 | 495500 | 397500
[5 empty] | 496500397500 | 178 | 496500 | 397500
[5 empty] | 497500397500 | 178 | 497500 | 397500
[5 empty] | 479500396500 | 178 | 479500 | 396500
[5 empty] | 492500396500 | 178 | 492500 | 396500
[5 empty] | 493500396500 | 178 | 493500 | 396500
[5 empty] | 589500346500 | 179 | 589500 | 346500
[5 empty] | 590500346500 | 179 | 590500 | 346500
[5 empty] | 592500346500 | 179 | 592500 | 346500
[5 empty] | 593500346500 | 179 | 593500 | 346500
[5 empty] | 598500346500 | 179 | 598500 | 346500
[5 empty] | 599500346500 | 179 | 599500 | 346500
[5 empty] | 600500346500 | 179 | 600500 | 346500
[5 empty] | 601500346500 | 179 | 601500 | 346500
[5 empty] | 602500346500 | 179 | 602500 | 346500
[5 empty] | 587500345500 | 179 | 587500 | 345500
[5 empty] | 588500345500 | 179 | 588500 | 345500
[5 empty] | 589500345500 | 179 | 589500 | 345500
[5 empty] | 590500345500 | 179 | 590500 | 345500
[5 empty] | 591500345500 | 179 | 591500 | 345500
[5 empty] | 592500345500 | 179 | 592500 | 345500
[5 empty] | 593500345500 | 179 | 593500 | 345500
[5 empty] | 594500345500 | 179 | 594500 | 345500
[5 empty] | 598500345500 | 179 | 598500 | 345500
[5 empty] | 599500345500 | 179 | 599500 | 345500
[5 empty] | 600500345500 | 179 | 600500 | 345500
[5 empty] | 601500345500 | 179 | 601500 | 345500
[5 empty] | 602500345500 | 179 | 602500 | 345500
[5 empty] | 603500345500 | 179 | 603500 | 345500
[5 empty] | 604500345500 | 179 | 604500 | 345500
[5 empty] | 605500345500 | 179 | 605500 | 345500
[5 empty] | 606500345500 | 179 | 606500 | 345500
[5 empty] | 587500344500 | 179 | 587500 | 344500
[5 empty] | 588500344500 | 179 | 588500 | 344500
[5 empty] | 589500344500 | 179 | 589500 | 344500
[5 empty] | 590500344500 | 179 | 590500 | 344500
[5 empty] | 591500344500 | 179 | 591500 | 344500
[5 empty] | 592500344500 | 179 | 592500 | 344500
[5 empty] | 593500344500 | 179 | 593500 | 344500
[5 empty] | 594500344500 | 179 | 594500 | 344500
[5 empty] | 595500344500 | 179 | 595500 | 344500
[5 empty] | 596500344500 | 179 | 596500 | 344500
[5 empty] | 597500344500 | 179 | 597500 | 344500
[5 empty] | 598500344500 | 179 | 598500 | 344500
[5 empty] | 599500344500 | 179 | 599500 | 344500
[5 empty] | 600500344500 | 179 | 600500 | 344500
[5 empty] | 601500344500 | 179 | 601500 | 344500
[5 empty] | 602500344500 | 179 | 602500 | 344500
[5 empty] | 603500344500 | 179 | 603500 | 344500
[5 empty] | 604500344500 | 179 | 604500 | 344500
[5 empty] | 605500344500 | 179 | 605500 | 344500
[5 empty] | 606500344500 | 179 | 606500 | 344500
[5 empty] | 607500344500 | 179 | 607500 | 344500
[5 empty] | 608500344500 | 179 | 608500 | 344500
[5 empty] | 609500344500 | 179 | 609500 | 344500
[5 empty] | 587500343500 | 179 | 587500 | 343500
[5 empty] | 588500343500 | 179 | 588500 | 343500
[5 empty] | 589500343500 | 179 | 589500 | 343500
[5 empty] | 590500343500 | 179 | 590500 | 343500
[5 empty] | 591500343500 | 179 | 591500 | 343500
[5 empty] | 592500343500 | 179 | 592500 | 343500
[5 empty] | 593500343500 | 179 | 593500 | 343500
[5 empty] | 594500343500 | 179 | 594500 | 343500
[5 empty] | 595500343500 | 179 | 595500 | 343500
[5 empty] | 596500343500 | 179 | 596500 | 343500
[5 empty] | 597500343500 | 179 | 597500 | 343500
[5 empty] | 598500343500 | 179 | 598500 | 343500
[5 empty] | 599500343500 | 179 | 599500 | 343500
[5 empty] | 600500343500 | 179 | 600500 | 343500
[5 empty] | 601500343500 | 179 | 601500 | 343500
[5 empty] | 602500343500 | 179 | 602500 | 343500
[5 empty] | 603500343500 | 179 | 603500 | 343500
[5 empty] | 604500343500 | 179 | 604500 | 343500
[5 empty] | 605500343500 | 179 | 605500 | 343500
[5 empty] | 606500343500 | 179 | 606500 | 343500
[5 empty] | 607500343500 | 179 | 607500 | 343500
[5 empty] | 608500343500 | 179 | 608500 | 343500
[5 empty] | 609500343500 | 179 | 609500 | 343500
[5 empty] | 610500343500 | 179 | 610500 | 343500
[5 empty] | 611500343500 | 179 | 611500 | 343500
[5 empty] | 612500343500 | 179 | 612500 | 343500
[5 empty] | 613500343500 | 179 | 613500 | 343500
[5 empty] | 614500343500 | 179 | 614500 | 343500
[5 empty] | 615500343500 | 179 | 615500 | 343500
[5 empty] | 616500343500 | 179 | 616500 | 343500
[5 empty] | 617500343500 | 179 | 617500 | 343500
[5 empty] | 618500343500 | 179 | 618500 | 343500
[5 empty] | 619500343500 | 179 | 619500 | 343500
[5 empty] | 587500342500 | 179 | 587500 | 342500
[5 empty] | 588500342500 | 179 | 588500 | 342500
[5 empty] | 589500342500 | 179 | 589500 | 342500
[5 empty] | 590500342500 | 179 | 590500 | 342500
[5 empty] | 591500342500 | 179 | 591500 | 342500
[5 empty] | 592500342500 | 179 | 592500 | 342500
[5 empty] | 593500342500 | 179 | 593500 | 342500
[5 empty] | 594500342500 | 179 | 594500 | 342500
[5 empty] | 595500342500 | 179 | 595500 | 342500
[5 empty] | 596500342500 | 179 | 596500 | 342500
[5 empty] | 597500342500 | 179 | 597500 | 342500
[5 empty] | 598500342500 | 179 | 598500 | 342500
[5 empty] | 599500342500 | 179 | 599500 | 342500
[5 empty] | 600500342500 | 179 | 600500 | 342500
[5 empty] | 601500342500 | 179 | 601500 | 342500
[5 empty] | 602500342500 | 179 | 602500 | 342500
[5 empty] | 603500342500 | 179 | 603500 | 342500
[5 empty] | 604500342500 | 179 | 604500 | 342500
[5 empty] | 605500342500 | 179 | 605500 | 342500
[5 empty] | 606500342500 | 179 | 606500 | 342500
[5 empty] | 607500342500 | 179 | 607500 | 342500
[5 empty] | 608500342500 | 179 | 608500 | 342500
[5 empty] | 609500342500 | 179 | 609500 | 342500
[5 empty] | 610500342500 | 179 | 610500 | 342500
[5 empty] | 611500342500 | 179 | 611500 | 342500
[5 empty] | 612500342500 | 179 | 612500 | 342500
[5 empty] | 613500342500 | 179 | 613500 | 342500
[5 empty] | 614500342500 | 179 | 614500 | 342500
[5 empty] | 615500342500 | 179 | 615500 | 342500
[5 empty] | 616500342500 | 179 | 616500 | 342500
[5 empty] | 617500342500 | 179 | 617500 | 342500
[5 empty] | 618500342500 | 179 | 618500 | 342500
[5 empty] | 619500342500 | 179 | 619500 | 342500
[5 empty] | 620500342500 | 179 | 620500 | 342500
[5 empty] | 621500342500 | 179 | 621500 | 342500
[5 empty] | 622500342500 | 179 | 622500 | 342500
[5 empty] | 623500342500 | 179 | 623500 | 342500
[5 empty] | 587500341500 | 179 | 587500 | 341500
[5 empty] | 588500341500 | 179 | 588500 | 341500
[5 empty] | 589500341500 | 179 | 589500 | 341500
[5 empty] | 590500341500 | 179 | 590500 | 341500
[5 empty] | 591500341500 | 179 | 591500 | 341500
[5 empty] | 592500341500 | 179 | 592500 | 341500
[5 empty] | 593500341500 | 179 | 593500 | 341500
[5 empty] | 594500341500 | 179 | 594500 | 341500
[5 empty] | 595500341500 | 179 | 595500 | 341500
[5 empty] | 596500341500 | 179 | 596500 | 341500
[5 empty] | 597500341500 | 179 | 597500 | 341500
[5 empty] | 598500341500 | 179 | 598500 | 341500
[5 empty] | 599500341500 | 179 | 599500 | 341500
[5 empty] | 600500341500 | 179 | 600500 | 341500
[5 empty] | 601500341500 | 179 | 601500 | 341500
[5 empty] | 602500341500 | 179 | 602500 | 341500
[5 empty] | 603500341500 | 179 | 603500 | 341500
[5 empty] | 604500341500 | 179 | 604500 | 341500
[5 empty] | 605500341500 | 179 | 605500 | 341500
[5 empty] | 606500341500 | 179 | 606500 | 341500
[5 empty] | 607500341500 | 179 | 607500 | 341500
[5 empty] | 608500341500 | 179 | 608500 | 341500
[5 empty] | 609500341500 | 179 | 609500 | 341500
[5 empty] | 610500341500 | 179 | 610500 | 341500
[5 empty] | 611500341500 | 179 | 611500 | 341500
[5 empty] | 612500341500 | 179 | 612500 | 341500
[5 empty] | 613500341500 | 179 | 613500 | 341500
[5 empty] | 614500341500 | 179 | 614500 | 341500
[5 empty] | 615500341500 | 179 | 615500 | 341500
[5 empty] | 616500341500 | 179 | 616500 | 341500
[5 empty] | 617500341500 | 179 | 617500 | 341500
[5 empty] | 618500341500 | 179 | 618500 | 341500
[5 empty] | 619500341500 | 179 | 619500 | 341500
[5 empty] | 620500341500 | 179 | 620500 | 341500
[5 empty] | 621500341500 | 179 | 621500 | 341500
[5 empty] | 622500341500 | 179 | 622500 | 341500
[5 empty] | 623500341500 | 179 | 623500 | 341500
[5 empty] | 624500341500 | 179 | 624500 | 341500
[5 empty] | 625500341500 | 179 | 625500 | 341500
[5 empty] | 587500340500 | 179 | 587500 | 340500
[5 empty] | 588500340500 | 179 | 588500 | 340500
[5 empty] | 589500340500 | 179 | 589500 | 340500
[5 empty] | 590500340500 | 179 | 590500 | 340500
[5 empty] | 591500340500 | 179 | 591500 | 340500
[5 empty] | 592500340500 | 179 | 592500 | 340500
[5 empty] | 593500340500 | 179 | 593500 | 340500
[5 empty] | 594500340500 | 179 | 594500 | 340500
[5 empty] | 595500340500 | 179 | 595500 | 340500
[5 empty] | 596500340500 | 179 | 596500 | 340500
[5 empty] | 597500340500 | 179 | 597500 | 340500
[5 empty] | 598500340500 | 179 | 598500 | 340500
[5 empty] | 599500340500 | 179 | 599500 | 340500
[5 empty] | 600500340500 | 179 | 600500 | 340500
[5 empty] | 601500340500 | 179 | 601500 | 340500
[5 empty] | 602500340500 | 179 | 602500 | 340500
[5 empty] | 603500340500 | 179 | 603500 | 340500
[5 empty] | 604500340500 | 179 | 604500 | 340500
[5 empty] | 605500340500 | 179 | 605500 | 340500
[5 empty] | 606500340500 | 179 | 606500 | 340500
[5 empty] | 607500340500 | 179 | 607500 | 340500
[5 empty] | 608500340500 | 179 | 608500 | 340500
[5 empty] | 609500340500 | 179 | 609500 | 340500
[5 empty] | 610500340500 | 179 | 610500 | 340500
[5 empty] | 611500340500 | 179 | 611500 | 340500
[5 empty] | 612500340500 | 179 | 612500 | 340500
[5 empty] | 613500340500 | 179 | 613500 | 340500
[5 empty] | 614500340500 | 179 | 614500 | 340500
[5 empty] | 615500340500 | 179 | 615500 | 340500
[5 empty] | 616500340500 | 179 | 616500 | 340500
[5 empty] | 617500340500 | 179 | 617500 | 340500
[5 empty] | 618500340500 | 179 | 618500 | 340500
[5 empty] | 619500340500 | 179 | 619500 | 340500
[5 empty] | 620500340500 | 179 | 620500 | 340500
[5 empty] | 621500340500 | 179 | 621500 | 340500
[5 empty] | 622500340500 | 179 | 622500 | 340500
[5 empty] | 623500340500 | 179 | 623500 | 340500
[5 empty] | 624500340500 | 179 | 624500 | 340500
[5 empty] | 625500340500 | 179 | 625500 | 340500
[5 empty] | 626500340500 | 179 | 626500 | 340500
[5 empty] | 587500339500 | 179 | 587500 | 339500
[5 empty] | 588500339500 | 179 | 588500 | 339500
[5 empty] | 589500339500 | 179 | 589500 | 339500
[5 empty] | 590500339500 | 179 | 590500 | 339500
[5 empty] | 591500339500 | 179 | 591500 | 339500
[5 empty] | 592500339500 | 179 | 592500 | 339500
[5 empty] | 593500339500 | 179 | 593500 | 339500
[5 empty] | 594500339500 | 179 | 594500 | 339500
[5 empty] | 595500339500 | 179 | 595500 | 339500
[5 empty] | 596500339500 | 179 | 596500 | 339500
[5 empty] | 597500339500 | 179 | 597500 | 339500
[5 empty] | 598500339500 | 179 | 598500 | 339500
[5 empty] | 599500339500 | 179 | 599500 | 339500
[5 empty] | 600500339500 | 179 | 600500 | 339500
[5 empty] | 601500339500 | 179 | 601500 | 339500
[5 empty] | 602500339500 | 179 | 602500 | 339500
[5 empty] | 603500339500 | 179 | 603500 | 339500
[5 empty] | 604500339500 | 179 | 604500 | 339500
[5 empty] | 605500339500 | 179 | 605500 | 339500
[5 empty] | 606500339500 | 179 | 606500 | 339500
[5 empty] | 607500339500 | 179 | 607500 | 339500
[5 empty] | 608500339500 | 179 | 608500 | 339500
[5 empty] | 609500339500 | 179 | 609500 | 339500
[5 empty] | 610500339500 | 179 | 610500 | 339500
[5 empty] | 611500339500 | 179 | 611500 | 339500
[5 empty] | 612500339500 | 179 | 612500 | 339500
[5 empty] | 613500339500 | 179 | 613500 | 339500
[5 empty] | 614500339500 | 179 | 614500 | 339500
[5 empty] | 615500339500 | 179 | 615500 | 339500
[5 empty] | 616500339500 | 179 | 616500 | 339500
[5 empty] | 617500339500 | 179 | 617500 | 339500
[5 empty] | 618500339500 | 179 | 618500 | 339500
[5 empty] | 619500339500 | 179 | 619500 | 339500
[5 empty] | 620500339500 | 179 | 620500 | 339500
[5 empty] | 621500339500 | 179 | 621500 | 339500
[5 empty] | 622500339500 | 179 | 622500 | 339500
[5 empty] | 623500339500 | 179 | 623500 | 339500
[5 empty] | 624500339500 | 179 | 624500 | 339500
[5 empty] | 625500339500 | 179 | 625500 | 339500
[5 empty] | 626500339500 | 179 | 626500 | 339500
[5 empty] | 627500339500 | 179 | 627500 | 339500
[5 empty] | 628500339500 | 179 | 628500 | 339500
[5 empty] | 588500338500 | 179 | 588500 | 338500
[5 empty] | 589500338500 | 179 | 589500 | 338500
[5 empty] | 590500338500 | 179 | 590500 | 338500
[5 empty] | 591500338500 | 179 | 591500 | 338500
[5 empty] | 592500338500 | 179 | 592500 | 338500
[5 empty] | 593500338500 | 179 | 593500 | 338500
[5 empty] | 594500338500 | 179 | 594500 | 338500
[5 empty] | 595500338500 | 179 | 595500 | 338500
[5 empty] | 596500338500 | 179 | 596500 | 338500
[5 empty] | 597500338500 | 179 | 597500 | 338500
[5 empty] | 598500338500 | 179 | 598500 | 338500
[5 empty] | 599500338500 | 179 | 599500 | 338500
[5 empty] | 600500338500 | 179 | 600500 | 338500
[5 empty] | 601500338500 | 179 | 601500 | 338500
[5 empty] | 602500338500 | 179 | 602500 | 338500
[5 empty] | 603500338500 | 179 | 603500 | 338500
[5 empty] | 604500338500 | 179 | 604500 | 338500
[5 empty] | 605500338500 | 179 | 605500 | 338500
[5 empty] | 606500338500 | 179 | 606500 | 338500
[5 empty] | 607500338500 | 179 | 607500 | 338500
[5 empty] | 608500338500 | 179 | 608500 | 338500
[5 empty] | 609500338500 | 179 | 609500 | 338500
[5 empty] | 610500338500 | 179 | 610500 | 338500
[5 empty] | 611500338500 | 179 | 611500 | 338500
[5 empty] | 612500338500 | 179 | 612500 | 338500
[5 empty] | 613500338500 | 179 | 613500 | 338500
[5 empty] | 614500338500 | 179 | 614500 | 338500
[5 empty] | 615500338500 | 179 | 615500 | 338500
[5 empty] | 616500338500 | 179 | 616500 | 338500
[5 empty] | 617500338500 | 179 | 617500 | 338500
[5 empty] | 618500338500 | 179 | 618500 | 338500
[5 empty] | 619500338500 | 179 | 619500 | 338500
[5 empty] | 620500338500 | 179 | 620500 | 338500
[5 empty] | 621500338500 | 179 | 621500 | 338500
[5 empty] | 622500338500 | 179 | 622500 | 338500
[5 empty] | 623500338500 | 179 | 623500 | 338500
[5 empty] | 624500338500 | 179 | 624500 | 338500
[5 empty] | 625500338500 | 179 | 625500 | 338500
[5 empty] | 626500338500 | 179 | 626500 | 338500
[5 empty] | 627500338500 | 179 | 627500 | 338500
[5 empty] | 628500338500 | 179 | 628500 | 338500
[5 empty] | 629500338500 | 179 | 629500 | 338500
[5 empty] | 588500337500 | 179 | 588500 | 337500
[5 empty] | 589500337500 | 179 | 589500 | 337500
[5 empty] | 590500337500 | 179 | 590500 | 337500
[5 empty] | 591500337500 | 179 | 591500 | 337500
[5 empty] | 592500337500 | 179 | 592500 | 337500
[5 empty] | 593500337500 | 179 | 593500 | 337500
[5 empty] | 594500337500 | 179 | 594500 | 337500
[5 empty] | 595500337500 | 179 | 595500 | 337500
[5 empty] | 596500337500 | 179 | 596500 | 337500
[5 empty] | 597500337500 | 179 | 597500 | 337500
[5 empty] | 598500337500 | 179 | 598500 | 337500
[5 empty] | 599500337500 | 179 | 599500 | 337500
[5 empty] | 600500337500 | 179 | 600500 | 337500
[5 empty] | 601500337500 | 179 | 601500 | 337500
[5 empty] | 602500337500 | 179 | 602500 | 337500
[5 empty] | 603500337500 | 179 | 603500 | 337500
[5 empty] | 604500337500 | 179 | 604500 | 337500
[5 empty] | 605500337500 | 179 | 605500 | 337500
[5 empty] | 606500337500 | 179 | 606500 | 337500
[5 empty] | 607500337500 | 179 | 607500 | 337500
[5 empty] | 608500337500 | 179 | 608500 | 337500
[5 empty] | 609500337500 | 179 | 609500 | 337500
[5 empty] | 610500337500 | 179 | 610500 | 337500
[5 empty] | 611500337500 | 179 | 611500 | 337500
[5 empty] | 612500337500 | 179 | 612500 | 337500
[5 empty] | 613500337500 | 179 | 613500 | 337500
[5 empty] | 614500337500 | 179 | 614500 | 337500
[5 empty] | 615500337500 | 179 | 615500 | 337500
[5 empty] | 616500337500 | 179 | 616500 | 337500
[5 empty] | 617500337500 | 179 | 617500 | 337500
[5 empty] | 618500337500 | 179 | 618500 | 337500
[5 empty] | 619500337500 | 179 | 619500 | 337500
[5 empty] | 620500337500 | 179 | 620500 | 337500
[5 empty] | 621500337500 | 179 | 621500 | 337500
[5 empty] | 622500337500 | 179 | 622500 | 337500
[5 empty] | 623500337500 | 179 | 623500 | 337500
[5 empty] | 624500337500 | 179 | 624500 | 337500
[5 empty] | 625500337500 | 179 | 625500 | 337500
[5 empty] | 626500337500 | 179 | 626500 | 337500
[5 empty] | 627500337500 | 179 | 627500 | 337500
[5 empty] | 628500337500 | 179 | 628500 | 337500
[5 empty] | 629500337500 | 179 | 629500 | 337500
[5 empty] | 630500337500 | 179 | 630500 | 337500
[5 empty] | 631500337500 | 179 | 631500 | 337500
[5 empty] | 590500336500 | 179 | 590500 | 336500
[5 empty] | 591500336500 | 179 | 591500 | 336500
[5 empty] | 592500336500 | 179 | 592500 | 336500
[5 empty] | 593500336500 | 179 | 593500 | 336500
[5 empty] | 594500336500 | 179 | 594500 | 336500
[5 empty] | 595500336500 | 179 | 595500 | 336500
[5 empty] | 596500336500 | 179 | 596500 | 336500
[5 empty] | 597500336500 | 179 | 597500 | 336500
[5 empty] | 598500336500 | 179 | 598500 | 336500
[5 empty] | 599500336500 | 179 | 599500 | 336500
[5 empty] | 600500336500 | 179 | 600500 | 336500
[5 empty] | 601500336500 | 179 | 601500 | 336500
[5 empty] | 602500336500 | 179 | 602500 | 336500
[5 empty] | 603500336500 | 179 | 603500 | 336500
[5 empty] | 604500336500 | 179 | 604500 | 336500
[5 empty] | 605500336500 | 179 | 605500 | 336500
[5 empty] | 606500336500 | 179 | 606500 | 336500
[5 empty] | 607500336500 | 179 | 607500 | 336500
[5 empty] | 608500336500 | 179 | 608500 | 336500
[5 empty] | 609500336500 | 179 | 609500 | 336500
[5 empty] | 610500336500 | 179 | 610500 | 336500
[5 empty] | 611500336500 | 179 | 611500 | 336500
[5 empty] | 612500336500 | 179 | 612500 | 336500
[5 empty] | 613500336500 | 179 | 613500 | 336500
[5 empty] | 614500336500 | 179 | 614500 | 336500
[5 empty] | 615500336500 | 179 | 615500 | 336500
[5 empty] | 616500336500 | 179 | 616500 | 336500
[5 empty] | 617500336500 | 179 | 617500 | 336500
[5 empty] | 618500336500 | 179 | 618500 | 336500
[5 empty] | 619500336500 | 179 | 619500 | 336500
[5 empty] | 620500336500 | 179 | 620500 | 336500
[5 empty] | 621500336500 | 179 | 621500 | 336500
[5 empty] | 622500336500 | 179 | 622500 | 336500
[5 empty] | 623500336500 | 179 | 623500 | 336500
[5 empty] | 624500336500 | 179 | 624500 | 336500
[5 empty] | 625500336500 | 179 | 625500 | 336500
[5 empty] | 626500336500 | 179 | 626500 | 336500
[5 empty] | 627500336500 | 179 | 627500 | 336500
[5 empty] | 628500336500 | 179 | 628500 | 336500
[5 empty] | 629500336500 | 179 | 629500 | 336500
[5 empty] | 630500336500 | 179 | 630500 | 336500
[5 empty] | 631500336500 | 179 | 631500 | 336500
[5 empty] | 632500336500 | 179 | 632500 | 336500
[5 empty] | 589500335500 | 179 | 589500 | 335500
[5 empty] | 590500335500 | 179 | 590500 | 335500
[5 empty] | 591500335500 | 179 | 591500 | 335500
[5 empty] | 592500335500 | 179 | 592500 | 335500
[5 empty] | 593500335500 | 179 | 593500 | 335500
[5 empty] | 594500335500 | 179 | 594500 | 335500
[5 empty] | 595500335500 | 179 | 595500 | 335500
[5 empty] | 596500335500 | 179 | 596500 | 335500
[5 empty] | 597500335500 | 179 | 597500 | 335500
[5 empty] | 598500335500 | 179 | 598500 | 335500
[5 empty] | 599500335500 | 179 | 599500 | 335500
[5 empty] | 600500335500 | 179 | 600500 | 335500
[5 empty] | 601500335500 | 179 | 601500 | 335500
[5 empty] | 602500335500 | 179 | 602500 | 335500
[5 empty] | 603500335500 | 179 | 603500 | 335500
[5 empty] | 604500335500 | 179 | 604500 | 335500
[5 empty] | 605500335500 | 179 | 605500 | 335500
[5 empty] | 606500335500 | 179 | 606500 | 335500
[5 empty] | 607500335500 | 179 | 607500 | 335500
[5 empty] | 608500335500 | 179 | 608500 | 335500
[5 empty] | 609500335500 | 179 | 609500 | 335500
[5 empty] | 610500335500 | 179 | 610500 | 335500
[5 empty] | 611500335500 | 179 | 611500 | 335500
[5 empty] | 612500335500 | 179 | 612500 | 335500
[5 empty] | 613500335500 | 179 | 613500 | 335500
[5 empty] | 614500335500 | 179 | 614500 | 335500
[5 empty] | 615500335500 | 179 | 615500 | 335500
[5 empty] | 616500335500 | 179 | 616500 | 335500
[5 empty] | 617500335500 | 179 | 617500 | 335500
[5 empty] | 618500335500 | 179 | 618500 | 335500
[5 empty] | 619500335500 | 179 | 619500 | 335500
[5 empty] | 620500335500 | 179 | 620500 | 335500
[5 empty] | 621500335500 | 179 | 621500 | 335500
[5 empty] | 622500335500 | 179 | 622500 | 335500
[5 empty] | 623500335500 | 179 | 623500 | 335500
[5 empty] | 624500335500 | 179 | 624500 | 335500
[5 empty] | 625500335500 | 179 | 625500 | 335500
[5 empty] | 626500335500 | 179 | 626500 | 335500
[5 empty] | 627500335500 | 179 | 627500 | 335500
[5 empty] | 628500335500 | 179 | 628500 | 335500
[5 empty] | 629500335500 | 179 | 629500 | 335500
[5 empty] | 630500335500 | 179 | 630500 | 335500
[5 empty] | 631500335500 | 179 | 631500 | 335500
[5 empty] | 632500335500 | 179 | 632500 | 335500
[5 empty] | 633500335500 | 179 | 633500 | 335500
[5 empty] | 588500334500 | 179 | 588500 | 334500
[5 empty] | 589500334500 | 179 | 589500 | 334500
[5 empty] | 590500334500 | 179 | 590500 | 334500
[5 empty] | 591500334500 | 179 | 591500 | 334500
[5 empty] | 592500334500 | 179 | 592500 | 334500
[5 empty] | 593500334500 | 179 | 593500 | 334500
[5 empty] | 594500334500 | 179 | 594500 | 334500
[5 empty] | 595500334500 | 179 | 595500 | 334500
[5 empty] | 596500334500 | 179 | 596500 | 334500
[5 empty] | 597500334500 | 179 | 597500 | 334500
[5 empty] | 598500334500 | 179 | 598500 | 334500
[5 empty] | 599500334500 | 179 | 599500 | 334500
[5 empty] | 600500334500 | 179 | 600500 | 334500
[5 empty] | 601500334500 | 179 | 601500 | 334500
[5 empty] | 602500334500 | 179 | 602500 | 334500
[5 empty] | 603500334500 | 179 | 603500 | 334500
[5 empty] | 604500334500 | 179 | 604500 | 334500
[5 empty] | 605500334500 | 179 | 605500 | 334500
[5 empty] | 606500334500 | 179 | 606500 | 334500
[5 empty] | 607500334500 | 179 | 607500 | 334500
[5 empty] | 608500334500 | 179 | 608500 | 334500
[5 empty] | 609500334500 | 179 | 609500 | 334500
[5 empty] | 610500334500 | 179 | 610500 | 334500
[5 empty] | 611500334500 | 179 | 611500 | 334500
[5 empty] | 612500334500 | 179 | 612500 | 334500
[5 empty] | 613500334500 | 179 | 613500 | 334500
[5 empty] | 614500334500 | 179 | 614500 | 334500
[5 empty] | 615500334500 | 179 | 615500 | 334500
[5 empty] | 616500334500 | 179 | 616500 | 334500
[5 empty] | 617500334500 | 179 | 617500 | 334500
[5 empty] | 618500334500 | 179 | 618500 | 334500
[5 empty] | 619500334500 | 179 | 619500 | 334500
[5 empty] | 620500334500 | 179 | 620500 | 334500
[5 empty] | 621500334500 | 179 | 621500 | 334500
[5 empty] | 622500334500 | 179 | 622500 | 334500
[5 empty] | 623500334500 | 179 | 623500 | 334500
[5 empty] | 624500334500 | 179 | 624500 | 334500
[5 empty] | 625500334500 | 179 | 625500 | 334500
[5 empty] | 626500334500 | 179 | 626500 | 334500
[5 empty] | 627500334500 | 179 | 627500 | 334500
[5 empty] | 628500334500 | 179 | 628500 | 334500
[5 empty] | 629500334500 | 179 | 629500 | 334500
[5 empty] | 630500334500 | 179 | 630500 | 334500
[5 empty] | 631500334500 | 179 | 631500 | 334500
[5 empty] | 632500334500 | 179 | 632500 | 334500
[5 empty] | 633500334500 | 179 | 633500 | 334500
[5 empty] | 634500334500 | 179 | 634500 | 334500
[5 empty] | 588500333500 | 179 | 588500 | 333500
[5 empty] | 589500333500 | 179 | 589500 | 333500
[5 empty] | 590500333500 | 179 | 590500 | 333500
[5 empty] | 591500333500 | 179 | 591500 | 333500
[5 empty] | 592500333500 | 179 | 592500 | 333500
[5 empty] | 593500333500 | 179 | 593500 | 333500
[5 empty] | 594500333500 | 179 | 594500 | 333500
[5 empty] | 595500333500 | 179 | 595500 | 333500
[5 empty] | 596500333500 | 179 | 596500 | 333500
[5 empty] | 597500333500 | 179 | 597500 | 333500
[5 empty] | 598500333500 | 179 | 598500 | 333500
[5 empty] | 599500333500 | 179 | 599500 | 333500
[5 empty] | 600500333500 | 179 | 600500 | 333500
[5 empty] | 601500333500 | 179 | 601500 | 333500
[5 empty] | 602500333500 | 179 | 602500 | 333500
[5 empty] | 603500333500 | 179 | 603500 | 333500
[5 empty] | 604500333500 | 179 | 604500 | 333500
[5 empty] | 605500333500 | 179 | 605500 | 333500
[5 empty] | 606500333500 | 179 | 606500 | 333500
[5 empty] | 607500333500 | 179 | 607500 | 333500
[5 empty] | 608500333500 | 179 | 608500 | 333500
[5 empty] | 609500333500 | 179 | 609500 | 333500
[5 empty] | 610500333500 | 179 | 610500 | 333500
[5 empty] | 611500333500 | 179 | 611500 | 333500
[5 empty] | 612500333500 | 179 | 612500 | 333500
[5 empty] | 613500333500 | 179 | 613500 | 333500
[5 empty] | 614500333500 | 179 | 614500 | 333500
[5 empty] | 615500333500 | 179 | 615500 | 333500
[5 empty] | 616500333500 | 179 | 616500 | 333500
[5 empty] | 617500333500 | 179 | 617500 | 333500
[5 empty] | 618500333500 | 179 | 618500 | 333500
[5 empty] | 619500333500 | 179 | 619500 | 333500
[5 empty] | 620500333500 | 179 | 620500 | 333500
[5 empty] | 621500333500 | 179 | 621500 | 333500
[5 empty] | 622500333500 | 179 | 622500 | 333500
[5 empty] | 623500333500 | 179 | 623500 | 333500
[5 empty] | 624500333500 | 179 | 624500 | 333500
[5 empty] | 625500333500 | 179 | 625500 | 333500
[5 empty] | 626500333500 | 179 | 626500 | 333500
[5 empty] | 627500333500 | 179 | 627500 | 333500
[5 empty] | 628500333500 | 179 | 628500 | 333500
[5 empty] | 629500333500 | 179 | 629500 | 333500
[5 empty] | 630500333500 | 179 | 630500 | 333500
[5 empty] | 631500333500 | 179 | 631500 | 333500
[5 empty] | 632500333500 | 179 | 632500 | 333500
[5 empty] | 633500333500 | 179 | 633500 | 333500
[5 empty] | 634500333500 | 179 | 634500 | 333500
[5 empty] | 635500333500 | 179 | 635500 | 333500
[5 empty] | 636500333500 | 179 | 636500 | 333500
[5 empty] | 587500332500 | 179 | 587500 | 332500
[5 empty] | 588500332500 | 179 | 588500 | 332500
[5 empty] | 589500332500 | 179 | 589500 | 332500
[5 empty] | 590500332500 | 179 | 590500 | 332500
[5 empty] | 591500332500 | 179 | 591500 | 332500
[5 empty] | 592500332500 | 179 | 592500 | 332500
[5 empty] | 593500332500 | 179 | 593500 | 332500
[5 empty] | 594500332500 | 179 | 594500 | 332500
[5 empty] | 595500332500 | 179 | 595500 | 332500
[5 empty] | 596500332500 | 179 | 596500 | 332500
[5 empty] | 597500332500 | 179 | 597500 | 332500
[5 empty] | 598500332500 | 179 | 598500 | 332500
[5 empty] | 599500332500 | 179 | 599500 | 332500
[5 empty] | 600500332500 | 179 | 600500 | 332500
[5 empty] | 601500332500 | 179 | 601500 | 332500
[5 empty] | 602500332500 | 179 | 602500 | 332500
[5 empty] | 603500332500 | 179 | 603500 | 332500
[5 empty] | 604500332500 | 179 | 604500 | 332500
[5 empty] | 605500332500 | 179 | 605500 | 332500
[5 empty] | 606500332500 | 179 | 606500 | 332500
[5 empty] | 607500332500 | 179 | 607500 | 332500
[5 empty] | 608500332500 | 179 | 608500 | 332500
[5 empty] | 609500332500 | 179 | 609500 | 332500
[5 empty] | 610500332500 | 179 | 610500 | 332500
[5 empty] | 611500332500 | 179 | 611500 | 332500
[5 empty] | 612500332500 | 179 | 612500 | 332500
[5 empty] | 613500332500 | 179 | 613500 | 332500
[5 empty] | 614500332500 | 179 | 614500 | 332500
[5 empty] | 615500332500 | 179 | 615500 | 332500
[5 empty] | 616500332500 | 179 | 616500 | 332500
[5 empty] | 617500332500 | 179 | 617500 | 332500
[5 empty] | 618500332500 | 179 | 618500 | 332500
[5 empty] | 619500332500 | 179 | 619500 | 332500
[5 empty] | 620500332500 | 179 | 620500 | 332500
[5 empty] | 621500332500 | 179 | 621500 | 332500
[5 empty] | 622500332500 | 179 | 622500 | 332500
[5 empty] | 623500332500 | 179 | 623500 | 332500
[5 empty] | 624500332500 | 179 | 624500 | 332500
[5 empty] | 625500332500 | 179 | 625500 | 332500
[5 empty] | 626500332500 | 179 | 626500 | 332500
[5 empty] | 627500332500 | 179 | 627500 | 332500
[5 empty] | 628500332500 | 179 | 628500 | 332500
[5 empty] | 629500332500 | 179 | 629500 | 332500
[5 empty] | 630500332500 | 179 | 630500 | 332500
[5 empty] | 631500332500 | 179 | 631500 | 332500
[5 empty] | 632500332500 | 179 | 632500 | 332500
[5 empty] | 633500332500 | 179 | 633500 | 332500
[5 empty] | 634500332500 | 179 | 634500 | 332500
[5 empty] | 635500332500 | 179 | 635500 | 332500
[5 empty] | 636500332500 | 179 | 636500 | 332500
[5 empty] | 637500332500 | 179 | 637500 | 332500
[5 empty] | 584500331500 | 179 | 584500 | 331500
[5 empty] | 585500331500 | 179 | 585500 | 331500
[5 empty] | 586500331500 | 179 | 586500 | 331500
[5 empty] | 587500331500 | 179 | 587500 | 331500
[5 empty] | 588500331500 | 179 | 588500 | 331500
[5 empty] | 589500331500 | 179 | 589500 | 331500
[5 empty] | 590500331500 | 179 | 590500 | 331500
[5 empty] | 591500331500 | 179 | 591500 | 331500
[5 empty] | 592500331500 | 179 | 592500 | 331500
[5 empty] | 593500331500 | 179 | 593500 | 331500
[5 empty] | 594500331500 | 179 | 594500 | 331500
[5 empty] | 595500331500 | 179 | 595500 | 331500
[5 empty] | 596500331500 | 179 | 596500 | 331500
[5 empty] | 597500331500 | 179 | 597500 | 331500
[5 empty] | 598500331500 | 179 | 598500 | 331500
[5 empty] | 599500331500 | 179 | 599500 | 331500
[5 empty] | 600500331500 | 179 | 600500 | 331500
[5 empty] | 601500331500 | 179 | 601500 | 331500
[5 empty] | 602500331500 | 179 | 602500 | 331500
[5 empty] | 603500331500 | 179 | 603500 | 331500
[5 empty] | 604500331500 | 179 | 604500 | 331500
[5 empty] | 605500331500 | 179 | 605500 | 331500
[5 empty] | 606500331500 | 179 | 606500 | 331500
[5 empty] | 607500331500 | 179 | 607500 | 331500
[5 empty] | 608500331500 | 179 | 608500 | 331500
[5 empty] | 609500331500 | 179 | 609500 | 331500
[5 empty] | 610500331500 | 179 | 610500 | 331500
[5 empty] | 611500331500 | 179 | 611500 | 331500
[5 empty] | 612500331500 | 179 | 612500 | 331500
[5 empty] | 613500331500 | 179 | 613500 | 331500
[5 empty] | 614500331500 | 179 | 614500 | 331500
[5 empty] | 615500331500 | 179 | 615500 | 331500
[5 empty] | 616500331500 | 179 | 616500 | 331500
[5 empty] | 617500331500 | 179 | 617500 | 331500
[5 empty] | 618500331500 | 179 | 618500 | 331500
[5 empty] | 619500331500 | 179 | 619500 | 331500
[5 empty] | 620500331500 | 179 | 620500 | 331500
[5 empty] | 621500331500 | 179 | 621500 | 331500
[5 empty] | 622500331500 | 179 | 622500 | 331500
[5 empty] | 623500331500 | 179 | 623500 | 331500
[5 empty] | 624500331500 | 179 | 624500 | 331500
[5 empty] | 625500331500 | 179 | 625500 | 331500
[5 empty] | 626500331500 | 179 | 626500 | 331500
[5 empty] | 627500331500 | 179 | 627500 | 331500
[5 empty] | 628500331500 | 179 | 628500 | 331500
[5 empty] | 629500331500 | 179 | 629500 | 331500
[5 empty] | 630500331500 | 179 | 630500 | 331500
[5 empty] | 631500331500 | 179 | 631500 | 331500
[5 empty] | 632500331500 | 179 | 632500 | 331500
[5 empty] | 633500331500 | 179 | 633500 | 331500
[5 empty] | 634500331500 | 179 | 634500 | 331500
[5 empty] | 635500331500 | 179 | 635500 | 331500
[5 empty] | 636500331500 | 179 | 636500 | 331500
[5 empty] | 637500331500 | 179 | 637500 | 331500
[5 empty] | 638500331500 | 179 | 638500 | 331500
[5 empty] | 584500330500 | 179 | 584500 | 330500
[5 empty] | 585500330500 | 179 | 585500 | 330500
[5 empty] | 586500330500 | 179 | 586500 | 330500
[5 empty] | 587500330500 | 179 | 587500 | 330500
[5 empty] | 588500330500 | 179 | 588500 | 330500
[5 empty] | 589500330500 | 179 | 589500 | 330500
[5 empty] | 590500330500 | 179 | 590500 | 330500
[5 empty] | 591500330500 | 179 | 591500 | 330500
[5 empty] | 592500330500 | 179 | 592500 | 330500
[5 empty] | 593500330500 | 179 | 593500 | 330500
[5 empty] | 594500330500 | 179 | 594500 | 330500
[5 empty] | 595500330500 | 179 | 595500 | 330500
[5 empty] | 596500330500 | 179 | 596500 | 330500
[5 empty] | 597500330500 | 179 | 597500 | 330500
[5 empty] | 598500330500 | 179 | 598500 | 330500
[5 empty] | 599500330500 | 179 | 599500 | 330500
[5 empty] | 600500330500 | 179 | 600500 | 330500
[5 empty] | 601500330500 | 179 | 601500 | 330500
[5 empty] | 602500330500 | 179 | 602500 | 330500
[5 empty] | 603500330500 | 179 | 603500 | 330500
[5 empty] | 604500330500 | 179 | 604500 | 330500
[5 empty] | 605500330500 | 179 | 605500 | 330500
[5 empty] | 606500330500 | 179 | 606500 | 330500
[5 empty] | 607500330500 | 179 | 607500 | 330500
[5 empty] | 608500330500 | 179 | 608500 | 330500
[5 empty] | 609500330500 | 179 | 609500 | 330500
[5 empty] | 610500330500 | 179 | 610500 | 330500
[5 empty] | 611500330500 | 179 | 611500 | 330500
[5 empty] | 612500330500 | 179 | 612500 | 330500
[5 empty] | 613500330500 | 179 | 613500 | 330500
[5 empty] | 614500330500 | 179 | 614500 | 330500
[5 empty] | 615500330500 | 179 | 615500 | 330500
[5 empty] | 616500330500 | 179 | 616500 | 330500
[5 empty] | 617500330500 | 179 | 617500 | 330500
[5 empty] | 618500330500 | 179 | 618500 | 330500
[5 empty] | 619500330500 | 179 | 619500 | 330500
[5 empty] | 620500330500 | 179 | 620500 | 330500
[5 empty] | 621500330500 | 179 | 621500 | 330500
[5 empty] | 622500330500 | 179 | 622500 | 330500
[5 empty] | 623500330500 | 179 | 623500 | 330500
[5 empty] | 624500330500 | 179 | 624500 | 330500
[5 empty] | 625500330500 | 179 | 625500 | 330500
[5 empty] | 626500330500 | 179 | 626500 | 330500
[5 empty] | 627500330500 | 179 | 627500 | 330500
[5 empty] | 628500330500 | 179 | 628500 | 330500
[5 empty] | 629500330500 | 179 | 629500 | 330500
[5 empty] | 630500330500 | 179 | 630500 | 330500
[5 empty] | 631500330500 | 179 | 631500 | 330500
[5 empty] | 632500330500 | 179 | 632500 | 330500
[5 empty] | 633500330500 | 179 | 633500 | 330500
[5 empty] | 634500330500 | 179 | 634500 | 330500
[5 empty] | 635500330500 | 179 | 635500 | 330500
[5 empty] | 636500330500 | 179 | 636500 | 330500
[5 empty] | 637500330500 | 179 | 637500 | 330500
[5 empty] | 638500330500 | 179 | 638500 | 330500
[5 empty] | 639500330500 | 179 | 639500 | 330500
[5 empty] | 585500329500 | 179 | 585500 | 329500
[5 empty] | 586500329500 | 179 | 586500 | 329500
[5 empty] | 587500329500 | 179 | 587500 | 329500
[5 empty] | 588500329500 | 179 | 588500 | 329500
[5 empty] | 589500329500 | 179 | 589500 | 329500
[5 empty] | 590500329500 | 179 | 590500 | 329500
[5 empty] | 591500329500 | 179 | 591500 | 329500
[5 empty] | 592500329500 | 179 | 592500 | 329500
[5 empty] | 593500329500 | 179 | 593500 | 329500
[5 empty] | 594500329500 | 179 | 594500 | 329500
[5 empty] | 595500329500 | 179 | 595500 | 329500
[5 empty] | 596500329500 | 179 | 596500 | 329500
[5 empty] | 597500329500 | 179 | 597500 | 329500
[5 empty] | 598500329500 | 179 | 598500 | 329500
[5 empty] | 599500329500 | 179 | 599500 | 329500
[5 empty] | 600500329500 | 179 | 600500 | 329500
[5 empty] | 601500329500 | 179 | 601500 | 329500
[5 empty] | 602500329500 | 179 | 602500 | 329500
[5 empty] | 603500329500 | 179 | 603500 | 329500
[5 empty] | 604500329500 | 179 | 604500 | 329500
[5 empty] | 605500329500 | 179 | 605500 | 329500
[5 empty] | 606500329500 | 179 | 606500 | 329500
[5 empty] | 607500329500 | 179 | 607500 | 329500
[5 empty] | 608500329500 | 179 | 608500 | 329500
[5 empty] | 610500329500 | 179 | 610500 | 329500
[5 empty] | 611500329500 | 179 | 611500 | 329500
[5 empty] | 615500329500 | 179 | 615500 | 329500
[5 empty] | 619500329500 | 179 | 619500 | 329500
[5 empty] | 621500329500 | 179 | 621500 | 329500
[5 empty] | 622500329500 | 179 | 622500 | 329500
[5 empty] | 623500329500 | 179 | 623500 | 329500
[5 empty] | 624500329500 | 179 | 624500 | 329500
[5 empty] | 625500329500 | 179 | 625500 | 329500
[5 empty] | 626500329500 | 179 | 626500 | 329500
[5 empty] | 627500329500 | 179 | 627500 | 329500
[5 empty] | 628500329500 | 179 | 628500 | 329500
[5 empty] | 629500329500 | 179 | 629500 | 329500
[5 empty] | 630500329500 | 179 | 630500 | 329500
[5 empty] | 631500329500 | 179 | 631500 | 329500
[5 empty] | 632500329500 | 179 | 632500 | 329500
[5 empty] | 633500329500 | 179 | 633500 | 329500
[5 empty] | 634500329500 | 179 | 634500 | 329500
[5 empty] | 635500329500 | 179 | 635500 | 329500
[5 empty] | 636500329500 | 179 | 636500 | 329500
[5 empty] | 637500329500 | 179 | 637500 | 329500
[5 empty] | 638500329500 | 179 | 638500 | 329500
[5 empty] | 639500329500 | 179 | 639500 | 329500
[5 empty] | 640500329500 | 179 | 640500 | 329500
[5 empty] | 641500329500 | 179 | 641500 | 329500
[5 empty] | 585500328500 | 179 | 585500 | 328500
[5 empty] | 586500328500 | 179 | 586500 | 328500
[5 empty] | 587500328500 | 179 | 587500 | 328500
[5 empty] | 588500328500 | 179 | 588500 | 328500
[5 empty] | 589500328500 | 179 | 589500 | 328500
[5 empty] | 590500328500 | 179 | 590500 | 328500
[5 empty] | 591500328500 | 179 | 591500 | 328500
[5 empty] | 592500328500 | 179 | 592500 | 328500
[5 empty] | 593500328500 | 179 | 593500 | 328500
[5 empty] | 594500328500 | 179 | 594500 | 328500
[5 empty] | 595500328500 | 179 | 595500 | 328500
[5 empty] | 596500328500 | 179 | 596500 | 328500
[5 empty] | 597500328500 | 179 | 597500 | 328500
[5 empty] | 598500328500 | 179 | 598500 | 328500
[5 empty] | 599500328500 | 179 | 599500 | 328500
[5 empty] | 600500328500 | 179 | 600500 | 328500
[5 empty] | 601500328500 | 179 | 601500 | 328500
[5 empty] | 602500328500 | 179 | 602500 | 328500
[5 empty] | 603500328500 | 179 | 603500 | 328500
[5 empty] | 604500328500 | 179 | 604500 | 328500
[5 empty] | 605500328500 | 179 | 605500 | 328500
[5 empty] | 621500328500 | 179 | 621500 | 328500
[5 empty] | 622500328500 | 179 | 622500 | 328500
[5 empty] | 623500328500 | 179 | 623500 | 328500
[5 empty] | 624500328500 | 179 | 624500 | 328500
[5 empty] | 625500328500 | 179 | 625500 | 328500
[5 empty] | 626500328500 | 179 | 626500 | 328500
[5 empty] | 627500328500 | 179 | 627500 | 328500
[5 empty] | 628500328500 | 179 | 628500 | 328500
[5 empty] | 629500328500 | 179 | 629500 | 328500
[5 empty] | 630500328500 | 179 | 630500 | 328500
[5 empty] | 631500328500 | 179 | 631500 | 328500
[5 empty] | 632500328500 | 179 | 632500 | 328500
[5 empty] | 633500328500 | 179 | 633500 | 328500
[5 empty] | 634500328500 | 179 | 634500 | 328500
[5 empty] | 635500328500 | 179 | 635500 | 328500
[5 empty] | 636500328500 | 179 | 636500 | 328500
[5 empty] | 637500328500 | 179 | 637500 | 328500
[5 empty] | 638500328500 | 179 | 638500 | 328500
[5 empty] | 639500328500 | 179 | 639500 | 328500
[5 empty] | 640500328500 | 179 | 640500 | 328500
[5 empty] | 641500328500 | 179 | 641500 | 328500
[5 empty] | 642500328500 | 179 | 642500 | 328500
[5 empty] | 585500327500 | 179 | 585500 | 327500
[5 empty] | 586500327500 | 179 | 586500 | 327500
[5 empty] | 587500327500 | 179 | 587500 | 327500
[5 empty] | 588500327500 | 179 | 588500 | 327500
[5 empty] | 589500327500 | 179 | 589500 | 327500
[5 empty] | 590500327500 | 179 | 590500 | 327500
[5 empty] | 591500327500 | 179 | 591500 | 327500
[5 empty] | 592500327500 | 179 | 592500 | 327500
[5 empty] | 593500327500 | 179 | 593500 | 327500
[5 empty] | 594500327500 | 179 | 594500 | 327500
[5 empty] | 595500327500 | 179 | 595500 | 327500
[5 empty] | 596500327500 | 179 | 596500 | 327500
[5 empty] | 597500327500 | 179 | 597500 | 327500
[5 empty] | 598500327500 | 179 | 598500 | 327500
[5 empty] | 599500327500 | 179 | 599500 | 327500
[5 empty] | 600500327500 | 179 | 600500 | 327500
[5 empty] | 601500327500 | 179 | 601500 | 327500
[5 empty] | 602500327500 | 179 | 602500 | 327500
[5 empty] | 603500327500 | 179 | 603500 | 327500
[5 empty] | 623500327500 | 179 | 623500 | 327500
[5 empty] | 624500327500 | 179 | 624500 | 327500
[5 empty] | 625500327500 | 179 | 625500 | 327500
[5 empty] | 626500327500 | 179 | 626500 | 327500
[5 empty] | 627500327500 | 179 | 627500 | 327500
[5 empty] | 628500327500 | 179 | 628500 | 327500
[5 empty] | 629500327500 | 179 | 629500 | 327500
[5 empty] | 630500327500 | 179 | 630500 | 327500
[5 empty] | 631500327500 | 179 | 631500 | 327500
[5 empty] | 632500327500 | 179 | 632500 | 327500
[5 empty] | 633500327500 | 179 | 633500 | 327500
[5 empty] | 634500327500 | 179 | 634500 | 327500
[5 empty] | 635500327500 | 179 | 635500 | 327500
[5 empty] | 636500327500 | 179 | 636500 | 327500
[5 empty] | 637500327500 | 179 | 637500 | 327500
[5 empty] | 638500327500 | 179 | 638500 | 327500
[5 empty] | 639500327500 | 179 | 639500 | 327500
[5 empty] | 640500327500 | 179 | 640500 | 327500
[5 empty] | 641500327500 | 179 | 641500 | 327500
[5 empty] | 642500327500 | 179 | 642500 | 327500
[5 empty] | 643500327500 | 179 | 643500 | 327500
[5 empty] | 584500326500 | 179 | 584500 | 326500
[5 empty] | 585500326500 | 179 | 585500 | 326500
[5 empty] | 586500326500 | 179 | 586500 | 326500
[5 empty] | 587500326500 | 179 | 587500 | 326500
[5 empty] | 588500326500 | 179 | 588500 | 326500
[5 empty] | 589500326500 | 179 | 589500 | 326500
[5 empty] | 590500326500 | 179 | 590500 | 326500
[5 empty] | 594500326500 | 179 | 594500 | 326500
[5 empty] | 595500326500 | 179 | 595500 | 326500
[5 empty] | 597500326500 | 179 | 597500 | 326500
[5 empty] | 624500326500 | 179 | 624500 | 326500
[5 empty] | 625500326500 | 179 | 625500 | 326500
[5 empty] | 626500326500 | 179 | 626500 | 326500
[5 empty] | 627500326500 | 179 | 627500 | 326500
[5 empty] | 628500326500 | 179 | 628500 | 326500
[5 empty] | 629500326500 | 179 | 629500 | 326500
[5 empty] | 630500326500 | 179 | 630500 | 326500
[5 empty] | 631500326500 | 179 | 631500 | 326500
[5 empty] | 632500326500 | 179 | 632500 | 326500
[5 empty] | 633500326500 | 179 | 633500 | 326500
[5 empty] | 634500326500 | 179 | 634500 | 326500
[5 empty] | 635500326500 | 179 | 635500 | 326500
[5 empty] | 636500326500 | 179 | 636500 | 326500
[5 empty] | 637500326500 | 179 | 637500 | 326500
[5 empty] | 638500326500 | 179 | 638500 | 326500
[5 empty] | 639500326500 | 179 | 639500 | 326500
[5 empty] | 640500326500 | 179 | 640500 | 326500
[5 empty] | 641500326500 | 179 | 641500 | 326500
[5 empty] | 642500326500 | 179 | 642500 | 326500
[5 empty] | 643500326500 | 179 | 643500 | 326500
[5 empty] | 644500326500 | 179 | 644500 | 326500
[5 empty] | 584500325500 | 179 | 584500 | 325500
[5 empty] | 585500325500 | 179 | 585500 | 325500
[5 empty] | 586500325500 | 179 | 586500 | 325500
[5 empty] | 587500325500 | 179 | 587500 | 325500
[5 empty] | 588500325500 | 179 | 588500 | 325500
[5 empty] | 589500325500 | 179 | 589500 | 325500
[5 empty] | 624500325500 | 179 | 624500 | 325500
[5 empty] | 625500325500 | 179 | 625500 | 325500
[5 empty] | 626500325500 | 179 | 626500 | 325500
[5 empty] | 627500325500 | 179 | 627500 | 325500
[5 empty] | 628500325500 | 179 | 628500 | 325500
[5 empty] | 629500325500 | 179 | 629500 | 325500
[5 empty] | 630500325500 | 179 | 630500 | 325500
[5 empty] | 631500325500 | 179 | 631500 | 325500
[5 empty] | 632500325500 | 179 | 632500 | 325500
[5 empty] | 633500325500 | 179 | 633500 | 325500
[5 empty] | 634500325500 | 179 | 634500 | 325500
[5 empty] | 635500325500 | 179 | 635500 | 325500
[5 empty] | 636500325500 | 179 | 636500 | 325500
[5 empty] | 637500325500 | 179 | 637500 | 325500
[5 empty] | 638500325500 | 179 | 638500 | 325500
[5 empty] | 639500325500 | 179 | 639500 | 325500
[5 empty] | 640500325500 | 179 | 640500 | 325500
[5 empty] | 641500325500 | 179 | 641500 | 325500
[5 empty] | 642500325500 | 179 | 642500 | 325500
[5 empty] | 643500325500 | 179 | 643500 | 325500
[5 empty] | 644500325500 | 179 | 644500 | 325500
[5 empty] | 645500325500 | 179 | 645500 | 325500
[5 empty] | 583500324500 | 179 | 583500 | 324500
[5 empty] | 584500324500 | 179 | 584500 | 324500
[5 empty] | 585500324500 | 179 | 585500 | 324500
[5 empty] | 586500324500 | 179 | 586500 | 324500
[5 empty] | 587500324500 | 179 | 587500 | 324500
[5 empty] | 588500324500 | 179 | 588500 | 324500
[5 empty] | 589500324500 | 179 | 589500 | 324500
[5 empty] | 624500324500 | 179 | 624500 | 324500
[5 empty] | 625500324500 | 179 | 625500 | 324500
[5 empty] | 626500324500 | 179 | 626500 | 324500
[5 empty] | 627500324500 | 179 | 627500 | 324500
[5 empty] | 628500324500 | 179 | 628500 | 324500
[5 empty] | 629500324500 | 179 | 629500 | 324500
[5 empty] | 630500324500 | 179 | 630500 | 324500
[5 empty] | 631500324500 | 179 | 631500 | 324500
[5 empty] | 632500324500 | 179 | 632500 | 324500
[5 empty] | 633500324500 | 179 | 633500 | 324500
[5 empty] | 634500324500 | 179 | 634500 | 324500
[5 empty] | 635500324500 | 179 | 635500 | 324500
[5 empty] | 636500324500 | 179 | 636500 | 324500
[5 empty] | 637500324500 | 179 | 637500 | 324500
[5 empty] | 638500324500 | 179 | 638500 | 324500
[5 empty] | 639500324500 | 179 | 639500 | 324500
[5 empty] | 640500324500 | 179 | 640500 | 324500
[5 empty] | 641500324500 | 179 | 641500 | 324500
[5 empty] | 642500324500 | 179 | 642500 | 324500
[5 empty] | 643500324500 | 179 | 643500 | 324500
[5 empty] | 644500324500 | 179 | 644500 | 324500
[5 empty] | 645500324500 | 179 | 645500 | 324500
[5 empty] | 646500324500 | 179 | 646500 | 324500
[5 empty] | 587500323500 | 179 | 587500 | 323500
[5 empty] | 588500323500 | 179 | 588500 | 323500
[5 empty] | 625500323500 | 179 | 625500 | 323500
[5 empty] | 626500323500 | 179 | 626500 | 323500
[5 empty] | 627500323500 | 179 | 627500 | 323500
[5 empty] | 628500323500 | 179 | 628500 | 323500
[5 empty] | 629500323500 | 179 | 629500 | 323500
[5 empty] | 630500323500 | 179 | 630500 | 323500
[5 empty] | 631500323500 | 179 | 631500 | 323500
[5 empty] | 632500323500 | 179 | 632500 | 323500
[5 empty] | 633500323500 | 179 | 633500 | 323500
[5 empty] | 634500323500 | 179 | 634500 | 323500
[5 empty] | 635500323500 | 179 | 635500 | 323500
[5 empty] | 636500323500 | 179 | 636500 | 323500
[5 empty] | 637500323500 | 179 | 637500 | 323500
[5 empty] | 638500323500 | 179 | 638500 | 323500
[5 empty] | 639500323500 | 179 | 639500 | 323500
[5 empty] | 640500323500 | 179 | 640500 | 323500
[5 empty] | 641500323500 | 179 | 641500 | 323500
[5 empty] | 642500323500 | 179 | 642500 | 323500
[5 empty] | 643500323500 | 179 | 643500 | 323500
[5 empty] | 644500323500 | 179 | 644500 | 323500
[5 empty] | 645500323500 | 179 | 645500 | 323500
[5 empty] | 646500323500 | 179 | 646500 | 323500
[5 empty] | 647500323500 | 179 | 647500 | 323500
[5 empty] | 626500322500 | 179 | 626500 | 322500
[5 empty] | 627500322500 | 179 | 627500 | 322500
[5 empty] | 628500322500 | 179 | 628500 | 322500
[5 empty] | 629500322500 | 179 | 629500 | 322500
[5 empty] | 630500322500 | 179 | 630500 | 322500
[5 empty] | 631500322500 | 179 | 631500 | 322500
[5 empty] | 632500322500 | 179 | 632500 | 322500
[5 empty] | 633500322500 | 179 | 633500 | 322500
[5 empty] | 634500322500 | 179 | 634500 | 322500
[5 empty] | 635500322500 | 179 | 635500 | 322500
[5 empty] | 636500322500 | 179 | 636500 | 322500
[5 empty] | 637500322500 | 179 | 637500 | 322500
[5 empty] | 638500322500 | 179 | 638500 | 322500
[5 empty] | 639500322500 | 179 | 639500 | 322500
[5 empty] | 640500322500 | 179 | 640500 | 322500
[5 empty] | 641500322500 | 179 | 641500 | 322500
[5 empty] | 642500322500 | 179 | 642500 | 322500
[5 empty] | 643500322500 | 179 | 643500 | 322500
[5 empty] | 644500322500 | 179 | 644500 | 322500
[5 empty] | 645500322500 | 179 | 645500 | 322500
[5 empty] | 646500322500 | 179 | 646500 | 322500
[5 empty] | 647500322500 | 179 | 647500 | 322500
[5 empty] | 628500321500 | 179 | 628500 | 321500
[5 empty] | 629500321500 | 179 | 629500 | 321500
[5 empty] | 630500321500 | 179 | 630500 | 321500
[5 empty] | 631500321500 | 179 | 631500 | 321500
[5 empty] | 632500321500 | 179 | 632500 | 321500
[5 empty] | 633500321500 | 179 | 633500 | 321500
[5 empty] | 634500321500 | 179 | 634500 | 321500
[5 empty] | 635500321500 | 179 | 635500 | 321500
[5 empty] | 636500321500 | 179 | 636500 | 321500
[5 empty] | 637500321500 | 179 | 637500 | 321500
[5 empty] | 638500321500 | 179 | 638500 | 321500
[5 empty] | 639500321500 | 179 | 639500 | 321500
[5 empty] | 640500321500 | 179 | 640500 | 321500
[5 empty] | 641500321500 | 179 | 641500 | 321500
[5 empty] | 642500321500 | 179 | 642500 | 321500
[5 empty] | 643500321500 | 179 | 643500 | 321500
[5 empty] | 644500321500 | 179 | 644500 | 321500
[5 empty] | 645500321500 | 179 | 645500 | 321500
[5 empty] | 629500320500 | 179 | 629500 | 320500
[5 empty] | 630500320500 | 179 | 630500 | 320500
[5 empty] | 631500320500 | 179 | 631500 | 320500
[5 empty] | 632500320500 | 179 | 632500 | 320500
[5 empty] | 633500320500 | 179 | 633500 | 320500
[5 empty] | 634500320500 | 179 | 634500 | 320500
[5 empty] | 635500320500 | 179 | 635500 | 320500
[5 empty] | 636500320500 | 179 | 636500 | 320500
[5 empty] | 637500320500 | 179 | 637500 | 320500
[5 empty] | 638500320500 | 179 | 638500 | 320500
[5 empty] | 639500320500 | 179 | 639500 | 320500
[5 empty] | 640500320500 | 179 | 640500 | 320500
[5 empty] | 641500320500 | 179 | 641500 | 320500
[5 empty] | 642500320500 | 179 | 642500 | 320500
[5 empty] | 643500320500 | 179 | 643500 | 320500
[5 empty] | 644500320500 | 179 | 644500 | 320500
[5 empty] | 630500319500 | 179 | 630500 | 319500
[5 empty] | 631500319500 | 179 | 631500 | 319500
[5 empty] | 632500319500 | 179 | 632500 | 319500
[5 empty] | 633500319500 | 179 | 633500 | 319500
[5 empty] | 634500319500 | 179 | 634500 | 319500
[5 empty] | 635500319500 | 179 | 635500 | 319500
[5 empty] | 636500319500 | 179 | 636500 | 319500
[5 empty] | 637500319500 | 179 | 637500 | 319500
[5 empty] | 638500319500 | 179 | 638500 | 319500
[5 empty] | 639500319500 | 179 | 639500 | 319500
[5 empty] | 640500319500 | 179 | 640500 | 319500
[5 empty] | 641500319500 | 179 | 641500 | 319500
[5 empty] | 642500319500 | 179 | 642500 | 319500
[5 empty] | 643500319500 | 179 | 643500 | 319500
[5 empty] | 630500318500 | 179 | 630500 | 318500
[5 empty] | 631500318500 | 179 | 631500 | 318500
[5 empty] | 632500318500 | 179 | 632500 | 318500
[5 empty] | 633500318500 | 179 | 633500 | 318500
[5 empty] | 634500318500 | 179 | 634500 | 318500
[5 empty] | 635500318500 | 179 | 635500 | 318500
[5 empty] | 636500318500 | 179 | 636500 | 318500
[5 empty] | 637500318500 | 179 | 637500 | 318500
[5 empty] | 638500318500 | 179 | 638500 | 318500
[5 empty] | 639500318500 | 179 | 639500 | 318500
[5 empty] | 640500318500 | 179 | 640500 | 318500
[5 empty] | 641500318500 | 179 | 641500 | 318500
[5 empty] | 631500317500 | 179 | 631500 | 317500
[5 empty] | 632500317500 | 179 | 632500 | 317500
[5 empty] | 633500317500 | 179 | 633500 | 317500
[5 empty] | 634500317500 | 179 | 634500 | 317500
[5 empty] | 635500317500 | 179 | 635500 | 317500
[5 empty] | 636500317500 | 179 | 636500 | 317500
[5 empty] | 637500317500 | 179 | 637500 | 317500
[5 empty] | 638500317500 | 179 | 638500 | 317500
[5 empty] | 639500317500 | 179 | 639500 | 317500
[5 empty] | 640500317500 | 179 | 640500 | 317500
[5 empty] | 631500316500 | 179 | 631500 | 316500
[5 empty] | 632500316500 | 179 | 632500 | 316500
[5 empty] | 634500316500 | 179 | 634500 | 316500
[5 empty] | 635500316500 | 179 | 635500 | 316500
[5 empty] | 636500316500 | 179 | 636500 | 316500
[5 empty] | 637500316500 | 179 | 637500 | 316500
[5 empty] | 638500316500 | 179 | 638500 | 316500
[5 empty] | 639500316500 | 179 | 639500 | 316500
[5 empty] | 638500315500 | 179 | 638500 | 315500
[5 empty] | 639500315500 | 179 | 639500 | 315500
[5 empty] | 349500178500 | 181 | 349500 | 178500
[5 empty] | 346500177500 | 181 | 346500 | 177500
[5 empty] | 347500177500 | 181 | 347500 | 177500
[5 empty] | 348500177500 | 181 | 348500 | 177500
[5 empty] | 349500177500 | 181 | 349500 | 177500
[5 empty] | 350500177500 | 181 | 350500 | 177500
[5 empty] | 343500176500 | 181 | 343500 | 176500
[5 empty] | 344500176500 | 181 | 344500 | 176500
[5 empty] | 345500176500 | 181 | 345500 | 176500
[5 empty] | 346500176500 | 181 | 346500 | 176500
[5 empty] | 347500176500 | 181 | 347500 | 176500
[5 empty] | 348500176500 | 181 | 348500 | 176500
[5 empty] | 349500176500 | 181 | 349500 | 176500
[5 empty] | 350500176500 | 181 | 350500 | 176500
[5 empty] | 351500176500 | 181 | 351500 | 176500
[5 empty] | 343500175500 | 181 | 343500 | 175500
[5 empty] | 344500175500 | 181 | 344500 | 175500
[5 empty] | 345500175500 | 181 | 345500 | 175500
[5 empty] | 346500175500 | 181 | 346500 | 175500
[5 empty] | 347500175500 | 181 | 347500 | 175500
[5 empty] | 348500175500 | 181 | 348500 | 175500
[5 empty] | 349500175500 | 181 | 349500 | 175500
[5 empty] | 350500175500 | 181 | 350500 | 175500
[5 empty] | 351500175500 | 181 | 351500 | 175500
[5 empty] | 352500175500 | 181 | 352500 | 175500
[5 empty] | 353500175500 | 181 | 353500 | 175500
[5 empty] | 354500175500 | 181 | 354500 | 175500
[5 empty] | 341500174500 | 181 | 341500 | 174500
[5 empty] | 342500174500 | 181 | 342500 | 174500
[5 empty] | 343500174500 | 181 | 343500 | 174500
[5 empty] | 344500174500 | 181 | 344500 | 174500
[5 empty] | 345500174500 | 181 | 345500 | 174500
[5 empty] | 346500174500 | 181 | 346500 | 174500
[5 empty] | 347500174500 | 181 | 347500 | 174500
[5 empty] | 348500174500 | 181 | 348500 | 174500
[5 empty] | 349500174500 | 181 | 349500 | 174500
[5 empty] | 350500174500 | 181 | 350500 | 174500
[5 empty] | 351500174500 | 181 | 351500 | 174500
[5 empty] | 352500174500 | 181 | 352500 | 174500
[5 empty] | 353500174500 | 181 | 353500 | 174500
[5 empty] | 354500174500 | 181 | 354500 | 174500
[5 empty] | 355500174500 | 181 | 355500 | 174500
[5 empty] | 340500173500 | 181 | 340500 | 173500
[5 empty] | 341500173500 | 181 | 341500 | 173500
[5 empty] | 342500173500 | 181 | 342500 | 173500
[5 empty] | 343500173500 | 181 | 343500 | 173500
[5 empty] | 344500173500 | 181 | 344500 | 173500
[5 empty] | 345500173500 | 181 | 345500 | 173500
[5 empty] | 346500173500 | 181 | 346500 | 173500
[5 empty] | 347500173500 | 181 | 347500 | 173500
[5 empty] | 348500173500 | 181 | 348500 | 173500
[5 empty] | 349500173500 | 181 | 349500 | 173500
[5 empty] | 350500173500 | 181 | 350500 | 173500
[5 empty] | 351500173500 | 181 | 351500 | 173500
[5 empty] | 352500173500 | 181 | 352500 | 173500
[5 empty] | 353500173500 | 181 | 353500 | 173500
[5 empty] | 354500173500 | 181 | 354500 | 173500
[5 empty] | 355500173500 | 181 | 355500 | 173500
[5 empty] | 340500172500 | 181 | 340500 | 172500
[5 empty] | 341500172500 | 181 | 341500 | 172500
[5 empty] | 342500172500 | 181 | 342500 | 172500
[5 empty] | 343500172500 | 181 | 343500 | 172500
[5 empty] | 344500172500 | 181 | 344500 | 172500
[5 empty] | 345500172500 | 181 | 345500 | 172500
[5 empty] | 346500172500 | 181 | 346500 | 172500
[5 empty] | 347500172500 | 181 | 347500 | 172500
[5 empty] | 348500172500 | 181 | 348500 | 172500
[5 empty] | 349500172500 | 181 | 349500 | 172500
[5 empty] | 350500172500 | 181 | 350500 | 172500
[5 empty] | 351500172500 | 181 | 351500 | 172500
[5 empty] | 352500172500 | 181 | 352500 | 172500
[5 empty] | 353500172500 | 181 | 353500 | 172500
[5 empty] | 354500172500 | 181 | 354500 | 172500
[5 empty] | 355500172500 | 181 | 355500 | 172500
[5 empty] | 339500171500 | 181 | 339500 | 171500
[5 empty] | 340500171500 | 181 | 340500 | 171500
[5 empty] | 341500171500 | 181 | 341500 | 171500
[5 empty] | 342500171500 | 181 | 342500 | 171500
[5 empty] | 343500171500 | 181 | 343500 | 171500
[5 empty] | 344500171500 | 181 | 344500 | 171500
[5 empty] | 345500171500 | 181 | 345500 | 171500
[5 empty] | 346500171500 | 181 | 346500 | 171500
[5 empty] | 347500171500 | 181 | 347500 | 171500
[5 empty] | 348500171500 | 181 | 348500 | 171500
[5 empty] | 349500171500 | 181 | 349500 | 171500
[5 empty] | 350500171500 | 181 | 350500 | 171500
[5 empty] | 351500171500 | 181 | 351500 | 171500
[5 empty] | 352500171500 | 181 | 352500 | 171500
[5 empty] | 353500171500 | 181 | 353500 | 171500
[5 empty] | 354500171500 | 181 | 354500 | 171500
[5 empty] | 355500171500 | 181 | 355500 | 171500
[5 empty] | 338500170500 | 181 | 338500 | 170500
[5 empty] | 339500170500 | 181 | 339500 | 170500
[5 empty] | 340500170500 | 181 | 340500 | 170500
[5 empty] | 341500170500 | 181 | 341500 | 170500
[5 empty] | 342500170500 | 181 | 342500 | 170500
[5 empty] | 343500170500 | 181 | 343500 | 170500
[5 empty] | 344500170500 | 181 | 344500 | 170500
[5 empty] | 345500170500 | 181 | 345500 | 170500
[5 empty] | 346500170500 | 181 | 346500 | 170500
[5 empty] | 347500170500 | 181 | 347500 | 170500
[5 empty] | 348500170500 | 181 | 348500 | 170500
[5 empty] | 349500170500 | 181 | 349500 | 170500
[5 empty] | 350500170500 | 181 | 350500 | 170500
[5 empty] | 351500170500 | 181 | 351500 | 170500
[5 empty] | 352500170500 | 181 | 352500 | 170500
[5 empty] | 353500170500 | 181 | 353500 | 170500
[5 empty] | 354500170500 | 181 | 354500 | 170500
[5 empty] | 355500170500 | 181 | 355500 | 170500
[5 empty] | 338500169500 | 181 | 338500 | 169500
[5 empty] | 339500169500 | 181 | 339500 | 169500
[5 empty] | 340500169500 | 181 | 340500 | 169500
[5 empty] | 341500169500 | 181 | 341500 | 169500
[5 empty] | 342500169500 | 181 | 342500 | 169500
[5 empty] | 343500169500 | 181 | 343500 | 169500
[5 empty] | 344500169500 | 181 | 344500 | 169500
[5 empty] | 345500169500 | 181 | 345500 | 169500
[5 empty] | 346500169500 | 181 | 346500 | 169500
[5 empty] | 347500169500 | 181 | 347500 | 169500
[5 empty] | 348500169500 | 181 | 348500 | 169500
[5 empty] | 349500169500 | 181 | 349500 | 169500
[5 empty] | 350500169500 | 181 | 350500 | 169500
[5 empty] | 351500169500 | 181 | 351500 | 169500
[5 empty] | 352500169500 | 181 | 352500 | 169500
[5 empty] | 353500169500 | 181 | 353500 | 169500
[5 empty] | 354500169500 | 181 | 354500 | 169500
[5 empty] | 355500169500 | 181 | 355500 | 169500
[5 empty] | 337500168500 | 181 | 337500 | 168500
[5 empty] | 338500168500 | 181 | 338500 | 168500
[5 empty] | 339500168500 | 181 | 339500 | 168500
[5 empty] | 340500168500 | 181 | 340500 | 168500
[5 empty] | 341500168500 | 181 | 341500 | 168500
[5 empty] | 342500168500 | 181 | 342500 | 168500
[5 empty] | 343500168500 | 181 | 343500 | 168500
[5 empty] | 344500168500 | 181 | 344500 | 168500
[5 empty] | 345500168500 | 181 | 345500 | 168500
[5 empty] | 346500168500 | 181 | 346500 | 168500
[5 empty] | 347500168500 | 181 | 347500 | 168500
[5 empty] | 348500168500 | 181 | 348500 | 168500
[5 empty] | 349500168500 | 181 | 349500 | 168500
[5 empty] | 350500168500 | 181 | 350500 | 168500
[5 empty] | 351500168500 | 181 | 351500 | 168500
[5 empty] | 352500168500 | 181 | 352500 | 168500
[5 empty] | 353500168500 | 181 | 353500 | 168500
[5 empty] | 354500168500 | 181 | 354500 | 168500
[5 empty] | 355500168500 | 181 | 355500 | 168500
[5 empty] | 336500167500 | 181 | 336500 | 167500
[5 empty] | 337500167500 | 181 | 337500 | 167500
[5 empty] | 338500167500 | 181 | 338500 | 167500
[5 empty] | 339500167500 | 181 | 339500 | 167500
[5 empty] | 340500167500 | 181 | 340500 | 167500
[5 empty] | 341500167500 | 181 | 341500 | 167500
[5 empty] | 342500167500 | 181 | 342500 | 167500
[5 empty] | 343500167500 | 181 | 343500 | 167500
[5 empty] | 344500167500 | 181 | 344500 | 167500
[5 empty] | 345500167500 | 181 | 345500 | 167500
[5 empty] | 346500167500 | 181 | 346500 | 167500
[5 empty] | 347500167500 | 181 | 347500 | 167500
[5 empty] | 348500167500 | 181 | 348500 | 167500
[5 empty] | 349500167500 | 181 | 349500 | 167500
[5 empty] | 350500167500 | 181 | 350500 | 167500
[5 empty] | 351500167500 | 181 | 351500 | 167500
[5 empty] | 352500167500 | 181 | 352500 | 167500
[5 empty] | 353500167500 | 181 | 353500 | 167500
[5 empty] | 354500167500 | 181 | 354500 | 167500
[5 empty] | 355500167500 | 181 | 355500 | 167500
[5 empty] | 332500166500 | 181 | 332500 | 166500
[5 empty] | 333500166500 | 181 | 333500 | 166500
[5 empty] | 334500166500 | 181 | 334500 | 166500
[5 empty] | 335500166500 | 181 | 335500 | 166500
[5 empty] | 336500166500 | 181 | 336500 | 166500
[5 empty] | 337500166500 | 181 | 337500 | 166500
[5 empty] | 338500166500 | 181 | 338500 | 166500
[5 empty] | 339500166500 | 181 | 339500 | 166500
[5 empty] | 340500166500 | 181 | 340500 | 166500
[5 empty] | 341500166500 | 181 | 341500 | 166500
[5 empty] | 342500166500 | 181 | 342500 | 166500
[5 empty] | 343500166500 | 181 | 343500 | 166500
[5 empty] | 344500166500 | 181 | 344500 | 166500
[5 empty] | 345500166500 | 181 | 345500 | 166500
[5 empty] | 346500166500 | 181 | 346500 | 166500
[5 empty] | 347500166500 | 181 | 347500 | 166500
[5 empty] | 348500166500 | 181 | 348500 | 166500
[5 empty] | 349500166500 | 181 | 349500 | 166500
[5 empty] | 350500166500 | 181 | 350500 | 166500
[5 empty] | 351500166500 | 181 | 351500 | 166500
[5 empty] | 352500166500 | 181 | 352500 | 166500
[5 empty] | 353500166500 | 181 | 353500 | 166500
[5 empty] | 354500166500 | 181 | 354500 | 166500
[5 empty] | 355500166500 | 181 | 355500 | 166500
[5 empty] | 356500166500 | 181 | 356500 | 166500
[5 empty] | 357500166500 | 181 | 357500 | 166500
[5 empty] | 358500166500 | 181 | 358500 | 166500
[5 empty] | 331500165500 | 181 | 331500 | 165500
[5 empty] | 332500165500 | 181 | 332500 | 165500
[5 empty] | 333500165500 | 181 | 333500 | 165500
[5 empty] | 334500165500 | 181 | 334500 | 165500
[5 empty] | 335500165500 | 181 | 335500 | 165500
[5 empty] | 336500165500 | 181 | 336500 | 165500
[5 empty] | 337500165500 | 181 | 337500 | 165500
[5 empty] | 338500165500 | 181 | 338500 | 165500
[5 empty] | 339500165500 | 181 | 339500 | 165500
[5 empty] | 340500165500 | 181 | 340500 | 165500
[5 empty] | 341500165500 | 181 | 341500 | 165500
[5 empty] | 342500165500 | 181 | 342500 | 165500
[5 empty] | 343500165500 | 181 | 343500 | 165500
[5 empty] | 344500165500 | 181 | 344500 | 165500
[5 empty] | 345500165500 | 181 | 345500 | 165500
[5 empty] | 346500165500 | 181 | 346500 | 165500
[5 empty] | 347500165500 | 181 | 347500 | 165500
[5 empty] | 348500165500 | 181 | 348500 | 165500
[5 empty] | 349500165500 | 181 | 349500 | 165500
[5 empty] | 350500165500 | 181 | 350500 | 165500
[5 empty] | 351500165500 | 181 | 351500 | 165500
[5 empty] | 352500165500 | 181 | 352500 | 165500
[5 empty] | 353500165500 | 181 | 353500 | 165500
[5 empty] | 354500165500 | 181 | 354500 | 165500
[5 empty] | 355500165500 | 181 | 355500 | 165500
[5 empty] | 356500165500 | 181 | 356500 | 165500
[5 empty] | 332500164500 | 181 | 332500 | 164500
[5 empty] | 333500164500 | 181 | 333500 | 164500
[5 empty] | 334500164500 | 181 | 334500 | 164500
[5 empty] | 335500164500 | 181 | 335500 | 164500
[5 empty] | 336500164500 | 181 | 336500 | 164500
[5 empty] | 337500164500 | 181 | 337500 | 164500
[5 empty] | 338500164500 | 181 | 338500 | 164500
[5 empty] | 339500164500 | 181 | 339500 | 164500
[5 empty] | 340500164500 | 181 | 340500 | 164500
[5 empty] | 341500164500 | 181 | 341500 | 164500
[5 empty] | 342500164500 | 181 | 342500 | 164500
[5 empty] | 343500164500 | 181 | 343500 | 164500
[5 empty] | 344500164500 | 181 | 344500 | 164500
[5 empty] | 345500164500 | 181 | 345500 | 164500
[5 empty] | 346500164500 | 181 | 346500 | 164500
[5 empty] | 347500164500 | 181 | 347500 | 164500
[5 empty] | 348500164500 | 181 | 348500 | 164500
[5 empty] | 349500164500 | 181 | 349500 | 164500
[5 empty] | 350500164500 | 181 | 350500 | 164500
[5 empty] | 351500164500 | 181 | 351500 | 164500
[5 empty] | 352500164500 | 181 | 352500 | 164500
[5 empty] | 353500164500 | 181 | 353500 | 164500
[5 empty] | 354500164500 | 181 | 354500 | 164500
[5 empty] | 355500164500 | 181 | 355500 | 164500
[5 empty] | 332500163500 | 181 | 332500 | 163500
[5 empty] | 333500163500 | 181 | 333500 | 163500
[5 empty] | 334500163500 | 181 | 334500 | 163500
[5 empty] | 335500163500 | 181 | 335500 | 163500
[5 empty] | 336500163500 | 181 | 336500 | 163500
[5 empty] | 337500163500 | 181 | 337500 | 163500
[5 empty] | 338500163500 | 181 | 338500 | 163500
[5 empty] | 339500163500 | 181 | 339500 | 163500
[5 empty] | 340500163500 | 181 | 340500 | 163500
[5 empty] | 341500163500 | 181 | 341500 | 163500
[5 empty] | 342500163500 | 181 | 342500 | 163500
[5 empty] | 343500163500 | 181 | 343500 | 163500
[5 empty] | 344500163500 | 181 | 344500 | 163500
[5 empty] | 345500163500 | 181 | 345500 | 163500
[5 empty] | 346500163500 | 181 | 346500 | 163500
[5 empty] | 347500163500 | 181 | 347500 | 163500
[5 empty] | 348500163500 | 181 | 348500 | 163500
[5 empty] | 349500163500 | 181 | 349500 | 163500
[5 empty] | 350500163500 | 181 | 350500 | 163500
[5 empty] | 351500163500 | 181 | 351500 | 163500
[5 empty] | 353500163500 | 181 | 353500 | 163500
[5 empty] | 354500163500 | 181 | 354500 | 163500
[5 empty] | 330500162500 | 181 | 330500 | 162500
[5 empty] | 331500162500 | 181 | 331500 | 162500
[5 empty] | 332500162500 | 181 | 332500 | 162500
[5 empty] | 333500162500 | 181 | 333500 | 162500
[5 empty] | 334500162500 | 181 | 334500 | 162500
[5 empty] | 335500162500 | 181 | 335500 | 162500
[5 empty] | 336500162500 | 181 | 336500 | 162500
[5 empty] | 337500162500 | 181 | 337500 | 162500
[5 empty] | 338500162500 | 181 | 338500 | 162500
[5 empty] | 339500162500 | 181 | 339500 | 162500
[5 empty] | 340500162500 | 181 | 340500 | 162500
[5 empty] | 341500162500 | 181 | 341500 | 162500
[5 empty] | 342500162500 | 181 | 342500 | 162500
[5 empty] | 343500162500 | 181 | 343500 | 162500
[5 empty] | 344500162500 | 181 | 344500 | 162500
[5 empty] | 345500162500 | 181 | 345500 | 162500
[5 empty] | 346500162500 | 181 | 346500 | 162500
[5 empty] | 347500162500 | 181 | 347500 | 162500
[5 empty] | 348500162500 | 181 | 348500 | 162500
[5 empty] | 349500162500 | 181 | 349500 | 162500
[5 empty] | 350500162500 | 181 | 350500 | 162500
[5 empty] | 351500162500 | 181 | 351500 | 162500
[5 empty] | 353500162500 | 181 | 353500 | 162500
[5 empty] | 354500162500 | 181 | 354500 | 162500
[5 empty] | 330500161500 | 181 | 330500 | 161500
[5 empty] | 331500161500 | 181 | 331500 | 161500
[5 empty] | 332500161500 | 181 | 332500 | 161500
[5 empty] | 333500161500 | 181 | 333500 | 161500
[5 empty] | 334500161500 | 181 | 334500 | 161500
[5 empty] | 335500161500 | 181 | 335500 | 161500
[5 empty] | 336500161500 | 181 | 336500 | 161500
[5 empty] | 337500161500 | 181 | 337500 | 161500
[5 empty] | 338500161500 | 181 | 338500 | 161500
[5 empty] | 339500161500 | 181 | 339500 | 161500
[5 empty] | 340500161500 | 181 | 340500 | 161500
[5 empty] | 341500161500 | 181 | 341500 | 161500
[5 empty] | 342500161500 | 181 | 342500 | 161500
[5 empty] | 343500161500 | 181 | 343500 | 161500
[5 empty] | 344500161500 | 181 | 344500 | 161500
[5 empty] | 345500161500 | 181 | 345500 | 161500
[5 empty] | 346500161500 | 181 | 346500 | 161500
[5 empty] | 347500161500 | 181 | 347500 | 161500
[5 empty] | 348500161500 | 181 | 348500 | 161500
[5 empty] | 349500161500 | 181 | 349500 | 161500
[5 empty] | 350500161500 | 181 | 350500 | 161500
[5 empty] | 351500161500 | 181 | 351500 | 161500
[5 empty] | 353500161500 | 181 | 353500 | 161500
[5 empty] | 354500161500 | 181 | 354500 | 161500
[5 empty] | 322500160500 | 181 | 322500 | 160500
[5 empty] | 323500160500 | 181 | 323500 | 160500
[5 empty] | 331500160500 | 181 | 331500 | 160500
[5 empty] | 332500160500 | 181 | 332500 | 160500
[5 empty] | 333500160500 | 181 | 333500 | 160500
[5 empty] | 334500160500 | 181 | 334500 | 160500
[5 empty] | 335500160500 | 181 | 335500 | 160500
[5 empty] | 336500160500 | 181 | 336500 | 160500
[5 empty] | 337500160500 | 181 | 337500 | 160500
[5 empty] | 338500160500 | 181 | 338500 | 160500
[5 empty] | 339500160500 | 181 | 339500 | 160500
[5 empty] | 340500160500 | 181 | 340500 | 160500
[5 empty] | 341500160500 | 181 | 341500 | 160500
[5 empty] | 342500160500 | 181 | 342500 | 160500
[5 empty] | 343500160500 | 181 | 343500 | 160500
[5 empty] | 344500160500 | 181 | 344500 | 160500
[5 empty] | 345500160500 | 181 | 345500 | 160500
[5 empty] | 346500160500 | 181 | 346500 | 160500
[5 empty] | 347500160500 | 181 | 347500 | 160500
[5 empty] | 348500160500 | 181 | 348500 | 160500
[5 empty] | 349500160500 | 181 | 349500 | 160500
[5 empty] | 350500160500 | 181 | 350500 | 160500
[5 empty] | 330500159500 | 181 | 330500 | 159500
[5 empty] | 331500159500 | 181 | 331500 | 159500
[5 empty] | 332500159500 | 181 | 332500 | 159500
[5 empty] | 333500159500 | 181 | 333500 | 159500
[5 empty] | 334500159500 | 181 | 334500 | 159500
[5 empty] | 335500159500 | 181 | 335500 | 159500
[5 empty] | 336500159500 | 181 | 336500 | 159500
[5 empty] | 337500159500 | 181 | 337500 | 159500
[5 empty] | 338500159500 | 181 | 338500 | 159500
[5 empty] | 339500159500 | 181 | 339500 | 159500
[5 empty] | 340500159500 | 181 | 340500 | 159500
[5 empty] | 341500159500 | 181 | 341500 | 159500
[5 empty] | 342500159500 | 181 | 342500 | 159500
[5 empty] | 343500159500 | 181 | 343500 | 159500
[5 empty] | 344500159500 | 181 | 344500 | 159500
[5 empty] | 345500159500 | 181 | 345500 | 159500
[5 empty] | 346500159500 | 181 | 346500 | 159500
[5 empty] | 347500159500 | 181 | 347500 | 159500
[5 empty] | 348500159500 | 181 | 348500 | 159500
[5 empty] | 349500159500 | 181 | 349500 | 159500
[5 empty] | 350500159500 | 181 | 350500 | 159500
[5 empty] | 351500159500 | 181 | 351500 | 159500
[5 empty] | 331500158500 | 181 | 331500 | 158500
[5 empty] | 332500158500 | 181 | 332500 | 158500
[5 empty] | 333500158500 | 181 | 333500 | 158500
[5 empty] | 334500158500 | 181 | 334500 | 158500
[5 empty] | 335500158500 | 181 | 335500 | 158500
[5 empty] | 336500158500 | 181 | 336500 | 158500
[5 empty] | 337500158500 | 181 | 337500 | 158500
[5 empty] | 338500158500 | 181 | 338500 | 158500
[5 empty] | 339500158500 | 181 | 339500 | 158500
[5 empty] | 340500158500 | 181 | 340500 | 158500
[5 empty] | 341500158500 | 181 | 341500 | 158500
[5 empty] | 342500158500 | 181 | 342500 | 158500
[5 empty] | 346500158500 | 181 | 346500 | 158500
[5 empty] | 347500158500 | 181 | 347500 | 158500
[5 empty] | 348500158500 | 181 | 348500 | 158500
[5 empty] | 349500158500 | 181 | 349500 | 158500
[5 empty] | 350500158500 | 181 | 350500 | 158500
[5 empty] | 351500158500 | 181 | 351500 | 158500
[5 empty] | 331500157500 | 181 | 331500 | 157500
[5 empty] | 332500157500 | 181 | 332500 | 157500
[5 empty] | 333500157500 | 181 | 333500 | 157500
[5 empty] | 334500157500 | 181 | 334500 | 157500
[5 empty] | 335500157500 | 181 | 335500 | 157500
[5 empty] | 336500157500 | 181 | 336500 | 157500
[5 empty] | 337500157500 | 181 | 337500 | 157500
[5 empty] | 338500157500 | 181 | 338500 | 157500
[5 empty] | 339500157500 | 181 | 339500 | 157500
[5 empty] | 340500157500 | 181 | 340500 | 157500
[5 empty] | 341500157500 | 181 | 341500 | 157500
[5 empty] | 342500157500 | 181 | 342500 | 157500
[5 empty] | 343500157500 | 181 | 343500 | 157500
[5 empty] | 331500156500 | 181 | 331500 | 156500
[5 empty] | 332500156500 | 181 | 332500 | 156500
[5 empty] | 334500156500 | 181 | 334500 | 156500
[5 empty] | 335500156500 | 181 | 335500 | 156500
[5 empty] | 336500156500 | 181 | 336500 | 156500
[5 empty] | 337500156500 | 181 | 337500 | 156500
[5 empty] | 338500156500 | 181 | 338500 | 156500
[5 empty] | 339500156500 | 181 | 339500 | 156500
[5 empty] | 340500156500 | 181 | 340500 | 156500
[5 empty] | 341500156500 | 181 | 341500 | 156500
[5 empty] | 342500156500 | 181 | 342500 | 156500
[5 empty] | 343500156500 | 181 | 343500 | 156500
[5 empty] | 336500155500 | 181 | 336500 | 155500
[5 empty] | 337500155500 | 181 | 337500 | 155500
[5 empty] | 434500575500 | 182 | 434500 | 575500
[5 empty] | 435500575500 | 182 | 435500 | 575500
[5 empty] | 423500574500 | 182 | 423500 | 574500
[5 empty] | 424500574500 | 182 | 424500 | 574500
[5 empty] | 425500574500 | 182 | 425500 | 574500
[5 empty] | 433500574500 | 182 | 433500 | 574500
[5 empty] | 434500574500 | 182 | 434500 | 574500
[5 empty] | 435500574500 | 182 | 435500 | 574500
[5 empty] | 423500573500 | 182 | 423500 | 573500
[5 empty] | 424500573500 | 182 | 424500 | 573500
[5 empty] | 425500573500 | 182 | 425500 | 573500
[5 empty] | 426500573500 | 182 | 426500 | 573500
[5 empty] | 427500573500 | 182 | 427500 | 573500
[5 empty] | 429500573500 | 182 | 429500 | 573500
[5 empty] | 433500573500 | 182 | 433500 | 573500
[5 empty] | 434500573500 | 182 | 434500 | 573500
[5 empty] | 435500573500 | 182 | 435500 | 573500
[5 empty] | 423500572500 | 182 | 423500 | 572500
[5 empty] | 424500572500 | 182 | 424500 | 572500
[5 empty] | 425500572500 | 182 | 425500 | 572500
[5 empty] | 426500572500 | 182 | 426500 | 572500
[5 empty] | 427500572500 | 182 | 427500 | 572500
[5 empty] | 428500572500 | 182 | 428500 | 572500
[5 empty] | 429500572500 | 182 | 429500 | 572500
[5 empty] | 430500572500 | 182 | 430500 | 572500
[5 empty] | 431500572500 | 182 | 431500 | 572500
[5 empty] | 432500572500 | 182 | 432500 | 572500
[5 empty] | 433500572500 | 182 | 433500 | 572500
[5 empty] | 434500572500 | 182 | 434500 | 572500
[5 empty] | 435500572500 | 182 | 435500 | 572500
[5 empty] | 436500572500 | 182 | 436500 | 572500
[5 empty] | 426500571500 | 182 | 426500 | 571500
[5 empty] | 427500571500 | 182 | 427500 | 571500
[5 empty] | 428500571500 | 182 | 428500 | 571500
[5 empty] | 429500571500 | 182 | 429500 | 571500
[5 empty] | 430500571500 | 182 | 430500 | 571500
[5 empty] | 431500571500 | 182 | 431500 | 571500
[5 empty] | 432500571500 | 182 | 432500 | 571500
[5 empty] | 433500571500 | 182 | 433500 | 571500
[5 empty] | 434500571500 | 182 | 434500 | 571500
[5 empty] | 435500571500 | 182 | 435500 | 571500
[5 empty] | 436500571500 | 182 | 436500 | 571500
[5 empty] | 426500570500 | 182 | 426500 | 570500
[5 empty] | 427500570500 | 182 | 427500 | 570500
[5 empty] | 428500570500 | 182 | 428500 | 570500
[5 empty] | 429500570500 | 182 | 429500 | 570500
[5 empty] | 430500570500 | 182 | 430500 | 570500
[5 empty] | 431500570500 | 182 | 431500 | 570500
[5 empty] | 432500570500 | 182 | 432500 | 570500
[5 empty] | 433500570500 | 182 | 433500 | 570500
[5 empty] | 434500570500 | 182 | 434500 | 570500
[5 empty] | 435500570500 | 182 | 435500 | 570500
[5 empty] | 436500570500 | 182 | 436500 | 570500
[5 empty] | 426500569500 | 182 | 426500 | 569500
[5 empty] | 427500569500 | 182 | 427500 | 569500
[5 empty] | 428500569500 | 182 | 428500 | 569500
[5 empty] | 429500569500 | 182 | 429500 | 569500
[5 empty] | 430500569500 | 182 | 430500 | 569500
[5 empty] | 431500569500 | 182 | 431500 | 569500
[5 empty] | 432500569500 | 182 | 432500 | 569500
[5 empty] | 433500569500 | 182 | 433500 | 569500
[5 empty] | 434500569500 | 182 | 434500 | 569500
[5 empty] | 435500569500 | 182 | 435500 | 569500
[5 empty] | 436500569500 | 182 | 436500 | 569500
[5 empty] | 437500569500 | 182 | 437500 | 569500
[5 empty] | 438500569500 | 182 | 438500 | 569500
[5 empty] | 426500568500 | 182 | 426500 | 568500
[5 empty] | 427500568500 | 182 | 427500 | 568500
[5 empty] | 428500568500 | 182 | 428500 | 568500
[5 empty] | 429500568500 | 182 | 429500 | 568500
[5 empty] | 430500568500 | 182 | 430500 | 568500
[5 empty] | 431500568500 | 182 | 431500 | 568500
[5 empty] | 432500568500 | 182 | 432500 | 568500
[5 empty] | 433500568500 | 182 | 433500 | 568500
[5 empty] | 434500568500 | 182 | 434500 | 568500
[5 empty] | 435500568500 | 182 | 435500 | 568500
[5 empty] | 436500568500 | 182 | 436500 | 568500
[5 empty] | 437500568500 | 182 | 437500 | 568500
[5 empty] | 428500567500 | 182 | 428500 | 567500
[5 empty] | 429500567500 | 182 | 429500 | 567500
[5 empty] | 430500567500 | 182 | 430500 | 567500
[5 empty] | 431500567500 | 182 | 431500 | 567500
[5 empty] | 432500567500 | 182 | 432500 | 567500
[5 empty] | 433500567500 | 182 | 433500 | 567500
[5 empty] | 434500567500 | 182 | 434500 | 567500
[5 empty] | 435500567500 | 182 | 435500 | 567500
[5 empty] | 429500566500 | 182 | 429500 | 566500
[5 empty] | 430500566500 | 182 | 430500 | 566500
[5 empty] | 431500566500 | 182 | 431500 | 566500
[5 empty] | 432500566500 | 182 | 432500 | 566500
[5 empty] | 433500566500 | 182 | 433500 | 566500
[5 empty] | 434500566500 | 182 | 434500 | 566500
[5 empty] | 427500309500 | 183 | 427500 | 309500
[5 empty] | 427500308500 | 183 | 427500 | 308500
[5 empty] | 428500308500 | 183 | 428500 | 308500
[5 empty] | 429500308500 | 183 | 429500 | 308500
[5 empty] | 425500307500 | 183 | 425500 | 307500
[5 empty] | 426500307500 | 183 | 426500 | 307500
[5 empty] | 427500307500 | 183 | 427500 | 307500
[5 empty] | 428500307500 | 183 | 428500 | 307500
[5 empty] | 429500307500 | 183 | 429500 | 307500
[5 empty] | 430500307500 | 183 | 430500 | 307500
[5 empty] | 424500306500 | 183 | 424500 | 306500
[5 empty] | 425500306500 | 183 | 425500 | 306500
[5 empty] | 426500306500 | 183 | 426500 | 306500
[5 empty] | 427500306500 | 183 | 427500 | 306500
[5 empty] | 428500306500 | 183 | 428500 | 306500
[5 empty] | 429500306500 | 183 | 429500 | 306500
[5 empty] | 430500306500 | 183 | 430500 | 306500
[5 empty] | 425500305500 | 183 | 425500 | 305500
[5 empty] | 426500305500 | 183 | 426500 | 305500
[5 empty] | 427500305500 | 183 | 427500 | 305500
[5 empty] | 428500305500 | 183 | 428500 | 305500
[5 empty] | 429500305500 | 183 | 429500 | 305500
[5 empty] | 430500305500 | 183 | 430500 | 305500
[5 empty] | 424500304500 | 183 | 424500 | 304500
[5 empty] | 425500304500 | 183 | 425500 | 304500
[5 empty] | 426500304500 | 183 | 426500 | 304500
[5 empty] | 427500304500 | 183 | 427500 | 304500
[5 empty] | 428500304500 | 183 | 428500 | 304500
[5 empty] | 429500304500 | 183 | 429500 | 304500
[5 empty] | 424500303500 | 183 | 424500 | 303500
[5 empty] | 425500303500 | 183 | 425500 | 303500
[5 empty] | 426500303500 | 183 | 426500 | 303500
[5 empty] | 427500303500 | 183 | 427500 | 303500
[5 empty] | 428500303500 | 183 | 428500 | 303500
[5 empty] | 424500302500 | 183 | 424500 | 302500
[5 empty] | 425500302500 | 183 | 425500 | 302500
[5 empty] | 426500302500 | 183 | 426500 | 302500
[5 empty] | 427500302500 | 183 | 427500 | 302500
[5 empty] | 428500302500 | 183 | 428500 | 302500
[5 empty] | 429500302500 | 183 | 429500 | 302500
[5 empty] | 424500301500 | 183 | 424500 | 301500
[5 empty] | 425500301500 | 183 | 425500 | 301500
[5 empty] | 426500301500 | 183 | 426500 | 301500
[5 empty] | 427500301500 | 183 | 427500 | 301500
[5 empty] | 428500301500 | 183 | 428500 | 301500
[5 empty] | 429500301500 | 183 | 429500 | 301500
[5 empty] | 424500300500 | 183 | 424500 | 300500
[5 empty] | 425500300500 | 183 | 425500 | 300500
[5 empty] | 426500300500 | 183 | 426500 | 300500
[5 empty] | 427500300500 | 183 | 427500 | 300500
[5 empty] | 428500300500 | 183 | 428500 | 300500
[5 empty] | 429500300500 | 183 | 429500 | 300500
[5 empty] | 422500299500 | 183 | 422500 | 299500
[5 empty] | 423500299500 | 183 | 423500 | 299500
[5 empty] | 424500299500 | 183 | 424500 | 299500
[5 empty] | 425500299500 | 183 | 425500 | 299500
[5 empty] | 426500299500 | 183 | 426500 | 299500
[5 empty] | 427500299500 | 183 | 427500 | 299500
[5 empty] | 428500299500 | 183 | 428500 | 299500
[5 empty] | 429500299500 | 183 | 429500 | 299500
[5 empty] | 430500299500 | 183 | 430500 | 299500
[5 empty] | 415500298500 | 183 | 415500 | 298500
[5 empty] | 416500298500 | 183 | 416500 | 298500
[5 empty] | 417500298500 | 183 | 417500 | 298500
[5 empty] | 418500298500 | 183 | 418500 | 298500
[5 empty] | 419500298500 | 183 | 419500 | 298500
[5 empty] | 420500298500 | 183 | 420500 | 298500
[5 empty] | 421500298500 | 183 | 421500 | 298500
[5 empty] | 422500298500 | 183 | 422500 | 298500
[5 empty] | 423500298500 | 183 | 423500 | 298500
[5 empty] | 424500298500 | 183 | 424500 | 298500
[5 empty] | 425500298500 | 183 | 425500 | 298500
[5 empty] | 426500298500 | 183 | 426500 | 298500
[5 empty] | 427500298500 | 183 | 427500 | 298500
[5 empty] | 428500298500 | 183 | 428500 | 298500
[5 empty] | 429500298500 | 183 | 429500 | 298500
[5 empty] | 430500298500 | 183 | 430500 | 298500
[5 empty] | 431500298500 | 183 | 431500 | 298500
[5 empty] | 415500297500 | 183 | 415500 | 297500
[5 empty] | 416500297500 | 183 | 416500 | 297500
[5 empty] | 417500297500 | 183 | 417500 | 297500
[5 empty] | 418500297500 | 183 | 418500 | 297500
[5 empty] | 419500297500 | 183 | 419500 | 297500
[5 empty] | 420500297500 | 183 | 420500 | 297500
[5 empty] | 421500297500 | 183 | 421500 | 297500
[5 empty] | 422500297500 | 183 | 422500 | 297500
[5 empty] | 423500297500 | 183 | 423500 | 297500
[5 empty] | 424500297500 | 183 | 424500 | 297500
[5 empty] | 425500297500 | 183 | 425500 | 297500
[5 empty] | 426500297500 | 183 | 426500 | 297500
[5 empty] | 427500297500 | 183 | 427500 | 297500
[5 empty] | 428500297500 | 183 | 428500 | 297500
[5 empty] | 429500297500 | 183 | 429500 | 297500
[5 empty] | 430500297500 | 183 | 430500 | 297500
[5 empty] | 431500297500 | 183 | 431500 | 297500
[5 empty] | 416500296500 | 183 | 416500 | 296500
[5 empty] | 417500296500 | 183 | 417500 | 296500
[5 empty] | 418500296500 | 183 | 418500 | 296500
[5 empty] | 419500296500 | 183 | 419500 | 296500
[5 empty] | 420500296500 | 183 | 420500 | 296500
[5 empty] | 421500296500 | 183 | 421500 | 296500
[5 empty] | 422500296500 | 183 | 422500 | 296500
[5 empty] | 423500296500 | 183 | 423500 | 296500
[5 empty] | 424500296500 | 183 | 424500 | 296500
[5 empty] | 425500296500 | 183 | 425500 | 296500
[5 empty] | 426500296500 | 183 | 426500 | 296500
[5 empty] | 427500296500 | 183 | 427500 | 296500
[5 empty] | 428500296500 | 183 | 428500 | 296500
[5 empty] | 429500296500 | 183 | 429500 | 296500
[5 empty] | 430500296500 | 183 | 430500 | 296500
[5 empty] | 431500296500 | 183 | 431500 | 296500
[5 empty] | 432500296500 | 183 | 432500 | 296500
[5 empty] | 433500296500 | 183 | 433500 | 296500
[5 empty] | 416500295500 | 183 | 416500 | 295500
[5 empty] | 417500295500 | 183 | 417500 | 295500
[5 empty] | 418500295500 | 183 | 418500 | 295500
[5 empty] | 419500295500 | 183 | 419500 | 295500
[5 empty] | 420500295500 | 183 | 420500 | 295500
[5 empty] | 421500295500 | 183 | 421500 | 295500
[5 empty] | 422500295500 | 183 | 422500 | 295500
[5 empty] | 423500295500 | 183 | 423500 | 295500
[5 empty] | 424500295500 | 183 | 424500 | 295500
[5 empty] | 425500295500 | 183 | 425500 | 295500
[5 empty] | 426500295500 | 183 | 426500 | 295500
[5 empty] | 427500295500 | 183 | 427500 | 295500
[5 empty] | 428500295500 | 183 | 428500 | 295500
[5 empty] | 429500295500 | 183 | 429500 | 295500
[5 empty] | 430500295500 | 183 | 430500 | 295500
[5 empty] | 431500295500 | 183 | 431500 | 295500
[5 empty] | 432500295500 | 183 | 432500 | 295500
[5 empty] | 433500295500 | 183 | 433500 | 295500
[5 empty] | 434500295500 | 183 | 434500 | 295500
[5 empty] | 435500295500 | 183 | 435500 | 295500
[5 empty] | 417500294500 | 183 | 417500 | 294500
[5 empty] | 418500294500 | 183 | 418500 | 294500
[5 empty] | 419500294500 | 183 | 419500 | 294500
[5 empty] | 420500294500 | 183 | 420500 | 294500
[5 empty] | 421500294500 | 183 | 421500 | 294500
[5 empty] | 422500294500 | 183 | 422500 | 294500
[5 empty] | 423500294500 | 183 | 423500 | 294500
[5 empty] | 424500294500 | 183 | 424500 | 294500
[5 empty] | 425500294500 | 183 | 425500 | 294500
[5 empty] | 426500294500 | 183 | 426500 | 294500
[5 empty] | 427500294500 | 183 | 427500 | 294500
[5 empty] | 428500294500 | 183 | 428500 | 294500
[5 empty] | 429500294500 | 183 | 429500 | 294500
[5 empty] | 430500294500 | 183 | 430500 | 294500
[5 empty] | 431500294500 | 183 | 431500 | 294500
[5 empty] | 432500294500 | 183 | 432500 | 294500
[5 empty] | 433500294500 | 183 | 433500 | 294500
[5 empty] | 434500294500 | 183 | 434500 | 294500
[5 empty] | 435500294500 | 183 | 435500 | 294500
[5 empty] | 417500293500 | 183 | 417500 | 293500
[5 empty] | 418500293500 | 183 | 418500 | 293500
[5 empty] | 419500293500 | 183 | 419500 | 293500
[5 empty] | 420500293500 | 183 | 420500 | 293500
[5 empty] | 421500293500 | 183 | 421500 | 293500
[5 empty] | 422500293500 | 183 | 422500 | 293500
[5 empty] | 423500293500 | 183 | 423500 | 293500
[5 empty] | 424500293500 | 183 | 424500 | 293500
[5 empty] | 425500293500 | 183 | 425500 | 293500
[5 empty] | 426500293500 | 183 | 426500 | 293500
[5 empty] | 427500293500 | 183 | 427500 | 293500
[5 empty] | 428500293500 | 183 | 428500 | 293500
[5 empty] | 429500293500 | 183 | 429500 | 293500
[5 empty] | 430500293500 | 183 | 430500 | 293500
[5 empty] | 431500293500 | 183 | 431500 | 293500
[5 empty] | 432500293500 | 183 | 432500 | 293500
[5 empty] | 433500293500 | 183 | 433500 | 293500
[5 empty] | 418500292500 | 183 | 418500 | 292500
[5 empty] | 419500292500 | 183 | 419500 | 292500
[5 empty] | 420500292500 | 183 | 420500 | 292500
[5 empty] | 421500292500 | 183 | 421500 | 292500
[5 empty] | 422500292500 | 183 | 422500 | 292500
[5 empty] | 423500292500 | 183 | 423500 | 292500
[5 empty] | 424500292500 | 183 | 424500 | 292500
[5 empty] | 425500292500 | 183 | 425500 | 292500
[5 empty] | 426500292500 | 183 | 426500 | 292500
[5 empty] | 427500292500 | 183 | 427500 | 292500
[5 empty] | 428500292500 | 183 | 428500 | 292500
[5 empty] | 429500292500 | 183 | 429500 | 292500
[5 empty] | 418500291500 | 183 | 418500 | 291500
[5 empty] | 419500291500 | 183 | 419500 | 291500
[5 empty] | 420500291500 | 183 | 420500 | 291500
[5 empty] | 421500291500 | 183 | 421500 | 291500
[5 empty] | 422500291500 | 183 | 422500 | 291500
[5 empty] | 423500291500 | 183 | 423500 | 291500
[5 empty] | 424500291500 | 183 | 424500 | 291500
[5 empty] | 425500291500 | 183 | 425500 | 291500
[5 empty] | 426500291500 | 183 | 426500 | 291500
[5 empty] | 427500291500 | 183 | 427500 | 291500
[5 empty] | 428500291500 | 183 | 428500 | 291500
[5 empty] | 429500291500 | 183 | 429500 | 291500
[5 empty] | 417500290500 | 183 | 417500 | 290500
[5 empty] | 418500290500 | 183 | 418500 | 290500
[5 empty] | 419500290500 | 183 | 419500 | 290500
[5 empty] | 420500290500 | 183 | 420500 | 290500
[5 empty] | 421500290500 | 183 | 421500 | 290500
[5 empty] | 422500290500 | 183 | 422500 | 290500
[5 empty] | 423500290500 | 183 | 423500 | 290500
[5 empty] | 424500290500 | 183 | 424500 | 290500
[5 empty] | 425500290500 | 183 | 425500 | 290500
[5 empty] | 426500290500 | 183 | 426500 | 290500
[5 empty] | 427500290500 | 183 | 427500 | 290500
[5 empty] | 428500290500 | 183 | 428500 | 290500
[5 empty] | 429500290500 | 183 | 429500 | 290500
[5 empty] | 430500290500 | 183 | 430500 | 290500
[5 empty] | 418500289500 | 183 | 418500 | 289500
[5 empty] | 419500289500 | 183 | 419500 | 289500
[5 empty] | 420500289500 | 183 | 420500 | 289500
[5 empty] | 421500289500 | 183 | 421500 | 289500
[5 empty] | 422500289500 | 183 | 422500 | 289500
[5 empty] | 423500289500 | 183 | 423500 | 289500
[5 empty] | 424500289500 | 183 | 424500 | 289500
[5 empty] | 425500289500 | 183 | 425500 | 289500
[5 empty] | 426500289500 | 183 | 426500 | 289500
[5 empty] | 427500289500 | 183 | 427500 | 289500
[5 empty] | 428500289500 | 183 | 428500 | 289500
[5 empty] | 429500289500 | 183 | 429500 | 289500
[5 empty] | 430500289500 | 183 | 430500 | 289500
[5 empty] | 431500289500 | 183 | 431500 | 289500
[5 empty] | 418500288500 | 183 | 418500 | 288500
[5 empty] | 419500288500 | 183 | 419500 | 288500
[5 empty] | 420500288500 | 183 | 420500 | 288500
[5 empty] | 421500288500 | 183 | 421500 | 288500
[5 empty] | 422500288500 | 183 | 422500 | 288500
[5 empty] | 423500288500 | 183 | 423500 | 288500
[5 empty] | 424500288500 | 183 | 424500 | 288500
[5 empty] | 425500288500 | 183 | 425500 | 288500
[5 empty] | 426500288500 | 183 | 426500 | 288500
[5 empty] | 427500288500 | 183 | 427500 | 288500
[5 empty] | 428500288500 | 183 | 428500 | 288500
[5 empty] | 429500288500 | 183 | 429500 | 288500
[5 empty] | 430500288500 | 183 | 430500 | 288500
[5 empty] | 431500288500 | 183 | 431500 | 288500
[5 empty] | 419500287500 | 183 | 419500 | 287500
[5 empty] | 420500287500 | 183 | 420500 | 287500
[5 empty] | 421500287500 | 183 | 421500 | 287500
[5 empty] | 422500287500 | 183 | 422500 | 287500
[5 empty] | 423500287500 | 183 | 423500 | 287500
[5 empty] | 424500287500 | 183 | 424500 | 287500
[5 empty] | 425500287500 | 183 | 425500 | 287500
[5 empty] | 426500287500 | 183 | 426500 | 287500
[5 empty] | 427500287500 | 183 | 427500 | 287500
[5 empty] | 428500287500 | 183 | 428500 | 287500
[5 empty] | 429500287500 | 183 | 429500 | 287500
[5 empty] | 430500287500 | 183 | 430500 | 287500
[5 empty] | 431500287500 | 183 | 431500 | 287500
[5 empty] | 432500287500 | 183 | 432500 | 287500
[5 empty] | 420500286500 | 183 | 420500 | 286500
[5 empty] | 421500286500 | 183 | 421500 | 286500
[5 empty] | 422500286500 | 183 | 422500 | 286500
[5 empty] | 423500286500 | 183 | 423500 | 286500
[5 empty] | 424500286500 | 183 | 424500 | 286500
[5 empty] | 425500286500 | 183 | 425500 | 286500
[5 empty] | 426500286500 | 183 | 426500 | 286500
[5 empty] | 427500286500 | 183 | 427500 | 286500
[5 empty] | 428500286500 | 183 | 428500 | 286500
[5 empty] | 429500286500 | 183 | 429500 | 286500
[5 empty] | 430500286500 | 183 | 430500 | 286500
[5 empty] | 431500286500 | 183 | 431500 | 286500
[5 empty] | 420500285500 | 183 | 420500 | 285500
[5 empty] | 421500285500 | 183 | 421500 | 285500
[5 empty] | 422500285500 | 183 | 422500 | 285500
[5 empty] | 423500285500 | 183 | 423500 | 285500
[5 empty] | 424500285500 | 183 | 424500 | 285500
[5 empty] | 425500285500 | 183 | 425500 | 285500
[5 empty] | 426500285500 | 183 | 426500 | 285500
[5 empty] | 427500285500 | 183 | 427500 | 285500
[5 empty] | 428500285500 | 183 | 428500 | 285500
[5 empty] | 429500285500 | 183 | 429500 | 285500
[5 empty] | 430500285500 | 183 | 430500 | 285500
[5 empty] | 431500285500 | 183 | 431500 | 285500
[5 empty] | 420500284500 | 183 | 420500 | 284500
[5 empty] | 421500284500 | 183 | 421500 | 284500
[5 empty] | 422500284500 | 183 | 422500 | 284500
[5 empty] | 423500284500 | 183 | 423500 | 284500
[5 empty] | 424500284500 | 183 | 424500 | 284500
[5 empty] | 427500284500 | 183 | 427500 | 284500
[5 empty] | 429500284500 | 183 | 429500 | 284500
[5 empty] | 421500283500 | 183 | 421500 | 283500
[5 empty] | 422500283500 | 183 | 422500 | 283500
[5 empty] | 423500283500 | 183 | 423500 | 283500
[5 empty] | 424500283500 | 183 | 424500 | 283500
[5 empty] | 422500282500 | 183 | 422500 | 282500
[5 empty] | 446500330500 | 184 | 446500 | 330500
[5 empty] | 447500330500 | 184 | 447500 | 330500
[5 empty] | 448500330500 | 184 | 448500 | 330500
[5 empty] | 444500329500 | 184 | 444500 | 329500
[5 empty] | 445500329500 | 184 | 445500 | 329500
[5 empty] | 446500329500 | 184 | 446500 | 329500
[5 empty] | 447500329500 | 184 | 447500 | 329500
[5 empty] | 448500329500 | 184 | 448500 | 329500
[5 empty] | 443500328500 | 184 | 443500 | 328500
[5 empty] | 444500328500 | 184 | 444500 | 328500
[5 empty] | 445500328500 | 184 | 445500 | 328500
[5 empty] | 446500328500 | 184 | 446500 | 328500
[5 empty] | 447500328500 | 184 | 447500 | 328500
[5 empty] | 448500328500 | 184 | 448500 | 328500
[5 empty] | 442500327500 | 184 | 442500 | 327500
[5 empty] | 443500327500 | 184 | 443500 | 327500
[5 empty] | 444500327500 | 184 | 444500 | 327500
[5 empty] | 445500327500 | 184 | 445500 | 327500
[5 empty] | 446500327500 | 184 | 446500 | 327500
[5 empty] | 447500327500 | 184 | 447500 | 327500
[5 empty] | 448500327500 | 184 | 448500 | 327500
[5 empty] | 441500326500 | 184 | 441500 | 326500
[5 empty] | 442500326500 | 184 | 442500 | 326500
[5 empty] | 443500326500 | 184 | 443500 | 326500
[5 empty] | 444500326500 | 184 | 444500 | 326500
[5 empty] | 445500326500 | 184 | 445500 | 326500
[5 empty] | 446500326500 | 184 | 446500 | 326500
[5 empty] | 447500326500 | 184 | 447500 | 326500
[5 empty] | 448500326500 | 184 | 448500 | 326500
[5 empty] | 441500325500 | 184 | 441500 | 325500
[5 empty] | 442500325500 | 184 | 442500 | 325500
[5 empty] | 443500325500 | 184 | 443500 | 325500
[5 empty] | 444500325500 | 184 | 444500 | 325500
[5 empty] | 445500325500 | 184 | 445500 | 325500
[5 empty] | 446500325500 | 184 | 446500 | 325500
[5 empty] | 447500325500 | 184 | 447500 | 325500
[5 empty] | 448500325500 | 184 | 448500 | 325500
[5 empty] | 440500324500 | 184 | 440500 | 324500
[5 empty] | 441500324500 | 184 | 441500 | 324500
[5 empty] | 442500324500 | 184 | 442500 | 324500
[5 empty] | 443500324500 | 184 | 443500 | 324500
[5 empty] | 444500324500 | 184 | 444500 | 324500
[5 empty] | 445500324500 | 184 | 445500 | 324500
[5 empty] | 446500324500 | 184 | 446500 | 324500
[5 empty] | 447500324500 | 184 | 447500 | 324500
[5 empty] | 448500324500 | 184 | 448500 | 324500
[5 empty] | 449500324500 | 184 | 449500 | 324500
[5 empty] | 440500323500 | 184 | 440500 | 323500
[5 empty] | 441500323500 | 184 | 441500 | 323500
[5 empty] | 442500323500 | 184 | 442500 | 323500
[5 empty] | 443500323500 | 184 | 443500 | 323500
[5 empty] | 444500323500 | 184 | 444500 | 323500
[5 empty] | 445500323500 | 184 | 445500 | 323500
[5 empty] | 446500323500 | 184 | 446500 | 323500
[5 empty] | 447500323500 | 184 | 447500 | 323500
[5 empty] | 448500323500 | 184 | 448500 | 323500
[5 empty] | 438500322500 | 184 | 438500 | 322500
[5 empty] | 439500322500 | 184 | 439500 | 322500
[5 empty] | 440500322500 | 184 | 440500 | 322500
[5 empty] | 441500322500 | 184 | 441500 | 322500
[5 empty] | 442500322500 | 184 | 442500 | 322500
[5 empty] | 443500322500 | 184 | 443500 | 322500
[5 empty] | 444500322500 | 184 | 444500 | 322500
[5 empty] | 445500322500 | 184 | 445500 | 322500
[5 empty] | 446500322500 | 184 | 446500 | 322500
[5 empty] | 447500322500 | 184 | 447500 | 322500
[5 empty] | 448500322500 | 184 | 448500 | 322500
[5 empty] | 437500321500 | 184 | 437500 | 321500
[5 empty] | 438500321500 | 184 | 438500 | 321500
[5 empty] | 439500321500 | 184 | 439500 | 321500
[5 empty] | 440500321500 | 184 | 440500 | 321500
[5 empty] | 441500321500 | 184 | 441500 | 321500
[5 empty] | 442500321500 | 184 | 442500 | 321500
[5 empty] | 443500321500 | 184 | 443500 | 321500
[5 empty] | 444500321500 | 184 | 444500 | 321500
[5 empty] | 445500321500 | 184 | 445500 | 321500
[5 empty] | 446500321500 | 184 | 446500 | 321500
[5 empty] | 447500321500 | 184 | 447500 | 321500
[5 empty] | 448500321500 | 184 | 448500 | 321500
[5 empty] | 437500320500 | 184 | 437500 | 320500
[5 empty] | 438500320500 | 184 | 438500 | 320500
[5 empty] | 439500320500 | 184 | 439500 | 320500
[5 empty] | 440500320500 | 184 | 440500 | 320500
[5 empty] | 441500320500 | 184 | 441500 | 320500
[5 empty] | 442500320500 | 184 | 442500 | 320500
[5 empty] | 443500320500 | 184 | 443500 | 320500
[5 empty] | 444500320500 | 184 | 444500 | 320500
[5 empty] | 445500320500 | 184 | 445500 | 320500
[5 empty] | 436500319500 | 184 | 436500 | 319500
[5 empty] | 437500319500 | 184 | 437500 | 319500
[5 empty] | 438500319500 | 184 | 438500 | 319500
[5 empty] | 439500319500 | 184 | 439500 | 319500
[5 empty] | 440500319500 | 184 | 440500 | 319500
[5 empty] | 441500319500 | 184 | 441500 | 319500
[5 empty] | 442500319500 | 184 | 442500 | 319500
[5 empty] | 443500319500 | 184 | 443500 | 319500
[5 empty] | 444500319500 | 184 | 444500 | 319500
[5 empty] | 432500318500 | 184 | 432500 | 318500
[5 empty] | 433500318500 | 184 | 433500 | 318500
[5 empty] | 435500318500 | 184 | 435500 | 318500
[5 empty] | 436500318500 | 184 | 436500 | 318500
[5 empty] | 437500318500 | 184 | 437500 | 318500
[5 empty] | 438500318500 | 184 | 438500 | 318500
[5 empty] | 439500318500 | 184 | 439500 | 318500
[5 empty] | 440500318500 | 184 | 440500 | 318500
[5 empty] | 441500318500 | 184 | 441500 | 318500
[5 empty] | 442500318500 | 184 | 442500 | 318500
[5 empty] | 443500318500 | 184 | 443500 | 318500
[5 empty] | 444500318500 | 184 | 444500 | 318500
[5 empty] | 430500317500 | 184 | 430500 | 317500
[5 empty] | 431500317500 | 184 | 431500 | 317500
[5 empty] | 432500317500 | 184 | 432500 | 317500
[5 empty] | 433500317500 | 184 | 433500 | 317500
[5 empty] | 434500317500 | 184 | 434500 | 317500
[5 empty] | 435500317500 | 184 | 435500 | 317500
[5 empty] | 436500317500 | 184 | 436500 | 317500
[5 empty] | 437500317500 | 184 | 437500 | 317500
[5 empty] | 438500317500 | 184 | 438500 | 317500
[5 empty] | 439500317500 | 184 | 439500 | 317500
[5 empty] | 440500317500 | 184 | 440500 | 317500
[5 empty] | 441500317500 | 184 | 441500 | 317500
[5 empty] | 442500317500 | 184 | 442500 | 317500
[5 empty] | 443500317500 | 184 | 443500 | 317500
[5 empty] | 444500317500 | 184 | 444500 | 317500
[5 empty] | 445500317500 | 184 | 445500 | 317500
[5 empty] | 430500316500 | 184 | 430500 | 316500
[5 empty] | 431500316500 | 184 | 431500 | 316500
[5 empty] | 432500316500 | 184 | 432500 | 316500
[5 empty] | 433500316500 | 184 | 433500 | 316500
[5 empty] | 434500316500 | 184 | 434500 | 316500
[5 empty] | 435500316500 | 184 | 435500 | 316500
[5 empty] | 436500316500 | 184 | 436500 | 316500
[5 empty] | 437500316500 | 184 | 437500 | 316500
[5 empty] | 438500316500 | 184 | 438500 | 316500
[5 empty] | 439500316500 | 184 | 439500 | 316500
[5 empty] | 440500316500 | 184 | 440500 | 316500
[5 empty] | 441500316500 | 184 | 441500 | 316500
[5 empty] | 442500316500 | 184 | 442500 | 316500
[5 empty] | 443500316500 | 184 | 443500 | 316500
[5 empty] | 444500316500 | 184 | 444500 | 316500
[5 empty] | 445500316500 | 184 | 445500 | 316500
[5 empty] | 446500316500 | 184 | 446500 | 316500
[5 empty] | 430500315500 | 184 | 430500 | 315500
[5 empty] | 431500315500 | 184 | 431500 | 315500
[5 empty] | 432500315500 | 184 | 432500 | 315500
[5 empty] | 433500315500 | 184 | 433500 | 315500
[5 empty] | 434500315500 | 184 | 434500 | 315500
[5 empty] | 435500315500 | 184 | 435500 | 315500
[5 empty] | 436500315500 | 184 | 436500 | 315500
[5 empty] | 437500315500 | 184 | 437500 | 315500
[5 empty] | 438500315500 | 184 | 438500 | 315500
[5 empty] | 439500315500 | 184 | 439500 | 315500
[5 empty] | 440500315500 | 184 | 440500 | 315500
[5 empty] | 441500315500 | 184 | 441500 | 315500
[5 empty] | 442500315500 | 184 | 442500 | 315500
[5 empty] | 443500315500 | 184 | 443500 | 315500
[5 empty] | 444500315500 | 184 | 444500 | 315500
[5 empty] | 445500315500 | 184 | 445500 | 315500
[5 empty] | 446500315500 | 184 | 446500 | 315500
[5 empty] | 447500315500 | 184 | 447500 | 315500
[5 empty] | 448500315500 | 184 | 448500 | 315500
[5 empty] | 449500315500 | 184 | 449500 | 315500
[5 empty] | 431500314500 | 184 | 431500 | 314500
[5 empty] | 432500314500 | 184 | 432500 | 314500
[5 empty] | 433500314500 | 184 | 433500 | 314500
[5 empty] | 434500314500 | 184 | 434500 | 314500
[5 empty] | 435500314500 | 184 | 435500 | 314500
[5 empty] | 436500314500 | 184 | 436500 | 314500
[5 empty] | 437500314500 | 184 | 437500 | 314500
[5 empty] | 438500314500 | 184 | 438500 | 314500
[5 empty] | 439500314500 | 184 | 439500 | 314500
[5 empty] | 440500314500 | 184 | 440500 | 314500
[5 empty] | 441500314500 | 184 | 441500 | 314500
[5 empty] | 442500314500 | 184 | 442500 | 314500
[5 empty] | 443500314500 | 184 | 443500 | 314500
[5 empty] | 444500314500 | 184 | 444500 | 314500
[5 empty] | 445500314500 | 184 | 445500 | 314500
[5 empty] | 446500314500 | 184 | 446500 | 314500
[5 empty] | 447500314500 | 184 | 447500 | 314500
[5 empty] | 448500314500 | 184 | 448500 | 314500
[5 empty] | 449500314500 | 184 | 449500 | 314500
[5 empty] | 430500313500 | 184 | 430500 | 313500
[5 empty] | 431500313500 | 184 | 431500 | 313500
[5 empty] | 432500313500 | 184 | 432500 | 313500
[5 empty] | 433500313500 | 184 | 433500 | 313500
[5 empty] | 434500313500 | 184 | 434500 | 313500
[5 empty] | 435500313500 | 184 | 435500 | 313500
[5 empty] | 436500313500 | 184 | 436500 | 313500
[5 empty] | 437500313500 | 184 | 437500 | 313500
[5 empty] | 438500313500 | 184 | 438500 | 313500
[5 empty] | 439500313500 | 184 | 439500 | 313500
[5 empty] | 440500313500 | 184 | 440500 | 313500
[5 empty] | 441500313500 | 184 | 441500 | 313500
[5 empty] | 442500313500 | 184 | 442500 | 313500
[5 empty] | 443500313500 | 184 | 443500 | 313500
[5 empty] | 444500313500 | 184 | 444500 | 313500
[5 empty] | 445500313500 | 184 | 445500 | 313500
[5 empty] | 446500313500 | 184 | 446500 | 313500
[5 empty] | 447500313500 | 184 | 447500 | 313500
[5 empty] | 448500313500 | 184 | 448500 | 313500
[5 empty] | 428500312500 | 184 | 428500 | 312500
[5 empty] | 429500312500 | 184 | 429500 | 312500
[5 empty] | 430500312500 | 184 | 430500 | 312500
[5 empty] | 431500312500 | 184 | 431500 | 312500
[5 empty] | 432500312500 | 184 | 432500 | 312500
[5 empty] | 433500312500 | 184 | 433500 | 312500
[5 empty] | 434500312500 | 184 | 434500 | 312500
[5 empty] | 435500312500 | 184 | 435500 | 312500
[5 empty] | 436500312500 | 184 | 436500 | 312500
[5 empty] | 437500312500 | 184 | 437500 | 312500
[5 empty] | 438500312500 | 184 | 438500 | 312500
[5 empty] | 439500312500 | 184 | 439500 | 312500
[5 empty] | 440500312500 | 184 | 440500 | 312500
[5 empty] | 441500312500 | 184 | 441500 | 312500
[5 empty] | 442500312500 | 184 | 442500 | 312500
[5 empty] | 443500312500 | 184 | 443500 | 312500
[5 empty] | 444500312500 | 184 | 444500 | 312500
[5 empty] | 445500312500 | 184 | 445500 | 312500
[5 empty] | 446500312500 | 184 | 446500 | 312500
[5 empty] | 447500312500 | 184 | 447500 | 312500
[5 empty] | 427500311500 | 184 | 427500 | 311500
[5 empty] | 428500311500 | 184 | 428500 | 311500
[5 empty] | 429500311500 | 184 | 429500 | 311500
[5 empty] | 430500311500 | 184 | 430500 | 311500
[5 empty] | 431500311500 | 184 | 431500 | 311500
[5 empty] | 432500311500 | 184 | 432500 | 311500
[5 empty] | 433500311500 | 184 | 433500 | 311500
[5 empty] | 434500311500 | 184 | 434500 | 311500
[5 empty] | 435500311500 | 184 | 435500 | 311500
[5 empty] | 436500311500 | 184 | 436500 | 311500
[5 empty] | 437500311500 | 184 | 437500 | 311500
[5 empty] | 438500311500 | 184 | 438500 | 311500
[5 empty] | 439500311500 | 184 | 439500 | 311500
[5 empty] | 440500311500 | 184 | 440500 | 311500
[5 empty] | 441500311500 | 184 | 441500 | 311500
[5 empty] | 442500311500 | 184 | 442500 | 311500
[5 empty] | 443500311500 | 184 | 443500 | 311500
[5 empty] | 444500311500 | 184 | 444500 | 311500
[5 empty] | 445500311500 | 184 | 445500 | 311500
[5 empty] | 428500310500 | 184 | 428500 | 310500
[5 empty] | 429500310500 | 184 | 429500 | 310500
[5 empty] | 430500310500 | 184 | 430500 | 310500
[5 empty] | 431500310500 | 184 | 431500 | 310500
[5 empty] | 432500310500 | 184 | 432500 | 310500
[5 empty] | 433500310500 | 184 | 433500 | 310500
[5 empty] | 434500310500 | 184 | 434500 | 310500
[5 empty] | 435500310500 | 184 | 435500 | 310500
[5 empty] | 436500310500 | 184 | 436500 | 310500
[5 empty] | 437500310500 | 184 | 437500 | 310500
[5 empty] | 438500310500 | 184 | 438500 | 310500
[5 empty] | 439500310500 | 184 | 439500 | 310500
[5 empty] | 440500310500 | 184 | 440500 | 310500
[5 empty] | 441500310500 | 184 | 441500 | 310500
[5 empty] | 442500310500 | 184 | 442500 | 310500
[5 empty] | 443500310500 | 184 | 443500 | 310500
[5 empty] | 428500309500 | 184 | 428500 | 309500
[5 empty] | 429500309500 | 184 | 429500 | 309500
[5 empty] | 430500309500 | 184 | 430500 | 309500
[5 empty] | 431500309500 | 184 | 431500 | 309500
[5 empty] | 432500309500 | 184 | 432500 | 309500
[5 empty] | 433500309500 | 184 | 433500 | 309500
[5 empty] | 434500309500 | 184 | 434500 | 309500
[5 empty] | 435500309500 | 184 | 435500 | 309500
[5 empty] | 436500309500 | 184 | 436500 | 309500
[5 empty] | 437500309500 | 184 | 437500 | 309500
[5 empty] | 438500309500 | 184 | 438500 | 309500
[5 empty] | 439500309500 | 184 | 439500 | 309500
[5 empty] | 440500309500 | 184 | 440500 | 309500
[5 empty] | 441500309500 | 184 | 441500 | 309500
[5 empty] | 442500309500 | 184 | 442500 | 309500
[5 empty] | 430500308500 | 184 | 430500 | 308500
[5 empty] | 431500308500 | 184 | 431500 | 308500
[5 empty] | 432500308500 | 184 | 432500 | 308500
[5 empty] | 434500308500 | 184 | 434500 | 308500
[5 empty] | 436500308500 | 184 | 436500 | 308500
[5 empty] | 437500308500 | 184 | 437500 | 308500
[5 empty] | 474500264500 | 515 | 474500 | 264500
[5 empty] | 475500264500 | 515 | 475500 | 264500
[5 empty] | 476500264500 | 515 | 476500 | 264500
[5 empty] | 477500264500 | 515 | 477500 | 264500
[5 empty] | 478500264500 | 515 | 478500 | 264500
[5 empty] | 479500264500 | 515 | 479500 | 264500
[5 empty] | 480500264500 | 515 | 480500 | 264500
[5 empty] | 472500263500 | 515 | 472500 | 263500
[5 empty] | 473500263500 | 515 | 473500 | 263500
[5 empty] | 474500263500 | 515 | 474500 | 263500
[5 empty] | 475500263500 | 515 | 475500 | 263500
[5 empty] | 476500263500 | 515 | 476500 | 263500
[5 empty] | 477500263500 | 515 | 477500 | 263500
[5 empty] | 478500263500 | 515 | 478500 | 263500
[5 empty] | 479500263500 | 515 | 479500 | 263500
[5 empty] | 480500263500 | 515 | 480500 | 263500
[5 empty] | 481500263500 | 515 | 481500 | 263500
[5 empty] | 471500262500 | 515 | 471500 | 262500
[5 empty] | 472500262500 | 515 | 472500 | 262500
[5 empty] | 473500262500 | 515 | 473500 | 262500
[5 empty] | 474500262500 | 515 | 474500 | 262500
[5 empty] | 475500262500 | 515 | 475500 | 262500
[5 empty] | 476500262500 | 515 | 476500 | 262500
[5 empty] | 477500262500 | 515 | 477500 | 262500
[5 empty] | 478500262500 | 515 | 478500 | 262500
[5 empty] | 479500262500 | 515 | 479500 | 262500
[5 empty] | 480500262500 | 515 | 480500 | 262500
[5 empty] | 481500262500 | 515 | 481500 | 262500
[5 empty] | 471500261500 | 515 | 471500 | 261500
[5 empty] | 472500261500 | 515 | 472500 | 261500
[5 empty] | 473500261500 | 515 | 473500 | 261500
[5 empty] | 474500261500 | 515 | 474500 | 261500
[5 empty] | 475500261500 | 515 | 475500 | 261500
[5 empty] | 476500261500 | 515 | 476500 | 261500
[5 empty] | 477500261500 | 515 | 477500 | 261500
[5 empty] | 478500261500 | 515 | 478500 | 261500
[5 empty] | 479500261500 | 515 | 479500 | 261500
[5 empty] | 480500261500 | 515 | 480500 | 261500
[5 empty] | 481500261500 | 515 | 481500 | 261500
[5 empty] | 482500261500 | 515 | 482500 | 261500
[5 empty] | 471500260500 | 515 | 471500 | 260500
[5 empty] | 472500260500 | 515 | 472500 | 260500
[5 empty] | 473500260500 | 515 | 473500 | 260500
[5 empty] | 474500260500 | 515 | 474500 | 260500
[5 empty] | 475500260500 | 515 | 475500 | 260500
[5 empty] | 476500260500 | 515 | 476500 | 260500
[5 empty] | 477500260500 | 515 | 477500 | 260500
[5 empty] | 478500260500 | 515 | 478500 | 260500
[5 empty] | 479500260500 | 515 | 479500 | 260500
[5 empty] | 471500259500 | 515 | 471500 | 259500
[5 empty] | 472500259500 | 515 | 472500 | 259500
[5 empty] | 473500259500 | 515 | 473500 | 259500
[5 empty] | 474500259500 | 515 | 474500 | 259500
[5 empty] | 475500259500 | 515 | 475500 | 259500
[5 empty] | 476500259500 | 515 | 476500 | 259500
[5 empty] | 477500259500 | 515 | 477500 | 259500
[5 empty] | 478500259500 | 515 | 478500 | 259500
[5 empty] | 479500259500 | 515 | 479500 | 259500
[5 empty] | 471500258500 | 515 | 471500 | 258500
[5 empty] | 472500258500 | 515 | 472500 | 258500
[5 empty] | 473500258500 | 515 | 473500 | 258500
[5 empty] | 474500258500 | 515 | 474500 | 258500
[5 empty] | 475500258500 | 515 | 475500 | 258500
[5 empty] | 476500258500 | 515 | 476500 | 258500
[5 empty] | 477500258500 | 515 | 477500 | 258500
[5 empty] | 478500258500 | 515 | 478500 | 258500
[5 empty] | 479500258500 | 515 | 479500 | 258500
[5 empty] | 472500257500 | 515 | 472500 | 257500
[5 empty] | 473500257500 | 515 | 473500 | 257500
[5 empty] | 474500257500 | 515 | 474500 | 257500
[5 empty] | 475500257500 | 515 | 475500 | 257500
[5 empty] | 476500257500 | 515 | 476500 | 257500
[5 empty] | 477500257500 | 515 | 477500 | 257500
[5 empty] | 478500257500 | 515 | 478500 | 257500
[5 empty] | 474500256500 | 515 | 474500 | 256500
[5 empty] | 475500256500 | 515 | 475500 | 256500
[5 empty] | 476500256500 | 515 | 476500 | 256500
[5 empty] | 475500255500 | 515 | 475500 | 255500
[5 empty] | 621500313500 | 187 | 621500 | 313500
[5 empty] | 622500313500 | 187 | 622500 | 313500
[5 empty] | 622500312500 | 187 | 622500 | 312500
[5 empty] | 622500311500 | 187 | 622500 | 311500
[5 empty] | 620500310500 | 187 | 620500 | 310500
[5 empty] | 621500310500 | 187 | 621500 | 310500
[5 empty] | 622500310500 | 187 | 622500 | 310500
[5 empty] | 623500310500 | 187 | 623500 | 310500
[5 empty] | 624500310500 | 187 | 624500 | 310500
[5 empty] | 625500310500 | 187 | 625500 | 310500
[5 empty] | 617500309500 | 187 | 617500 | 309500
[5 empty] | 618500309500 | 187 | 618500 | 309500
[5 empty] | 619500309500 | 187 | 619500 | 309500
[5 empty] | 620500309500 | 187 | 620500 | 309500
[5 empty] | 621500309500 | 187 | 621500 | 309500
[5 empty] | 622500309500 | 187 | 622500 | 309500
[5 empty] | 623500309500 | 187 | 623500 | 309500
[5 empty] | 624500309500 | 187 | 624500 | 309500
[5 empty] | 625500309500 | 187 | 625500 | 309500
[5 empty] | 618500308500 | 187 | 618500 | 308500
[5 empty] | 619500308500 | 187 | 619500 | 308500
[5 empty] | 620500308500 | 187 | 620500 | 308500
[5 empty] | 621500308500 | 187 | 621500 | 308500
[5 empty] | 622500308500 | 187 | 622500 | 308500
[5 empty] | 623500308500 | 187 | 623500 | 308500
[5 empty] | 624500308500 | 187 | 624500 | 308500
[5 empty] | 619500307500 | 187 | 619500 | 307500
[5 empty] | 620500307500 | 187 | 620500 | 307500
[5 empty] | 621500307500 | 187 | 621500 | 307500
[5 empty] | 622500307500 | 187 | 622500 | 307500
[5 empty] | 623500307500 | 187 | 623500 | 307500
[5 empty] | 624500307500 | 187 | 624500 | 307500
[5 empty] | 620500306500 | 187 | 620500 | 306500
[5 empty] | 621500306500 | 187 | 621500 | 306500
[5 empty] | 622500306500 | 187 | 622500 | 306500
[5 empty] | 623500306500 | 187 | 623500 | 306500
[5 empty] | 620500305500 | 187 | 620500 | 305500
[5 empty] | 621500305500 | 187 | 621500 | 305500
[5 empty] | 622500305500 | 187 | 622500 | 305500
[5 empty] | 453500346500 | 188 | 453500 | 346500
[5 empty] | 454500346500 | 188 | 454500 | 346500
[5 empty] | 455500346500 | 188 | 455500 | 346500
[5 empty] | 452500345500 | 188 | 452500 | 345500
[5 empty] | 453500345500 | 188 | 453500 | 345500
[5 empty] | 454500345500 | 188 | 454500 | 345500
[5 empty] | 455500345500 | 188 | 455500 | 345500
[5 empty] | 456500345500 | 188 | 456500 | 345500
[5 empty] | 453500344500 | 188 | 453500 | 344500
[5 empty] | 454500344500 | 188 | 454500 | 344500
[5 empty] | 455500344500 | 188 | 455500 | 344500
[5 empty] | 456500344500 | 188 | 456500 | 344500
[5 empty] | 457500344500 | 188 | 457500 | 344500
[5 empty] | 453500343500 | 188 | 453500 | 343500
[5 empty] | 454500343500 | 188 | 454500 | 343500
[5 empty] | 455500343500 | 188 | 455500 | 343500
[5 empty] | 456500343500 | 188 | 456500 | 343500
[5 empty] | 457500343500 | 188 | 457500 | 343500
[5 empty] | 451500342500 | 188 | 451500 | 342500
[5 empty] | 452500342500 | 188 | 452500 | 342500
[5 empty] | 453500342500 | 188 | 453500 | 342500
[5 empty] | 454500342500 | 188 | 454500 | 342500
[5 empty] | 455500342500 | 188 | 455500 | 342500
[5 empty] | 456500342500 | 188 | 456500 | 342500
[5 empty] | 457500342500 | 188 | 457500 | 342500
[5 empty] | 458500342500 | 188 | 458500 | 342500
[5 empty] | 451500341500 | 188 | 451500 | 341500
[5 empty] | 452500341500 | 188 | 452500 | 341500
[5 empty] | 453500341500 | 188 | 453500 | 341500
[5 empty] | 454500341500 | 188 | 454500 | 341500
[5 empty] | 455500341500 | 188 | 455500 | 341500
[5 empty] | 456500341500 | 188 | 456500 | 341500
[5 empty] | 457500341500 | 188 | 457500 | 341500
[5 empty] | 458500341500 | 188 | 458500 | 341500
[5 empty] | 451500340500 | 188 | 451500 | 340500
[5 empty] | 452500340500 | 188 | 452500 | 340500
[5 empty] | 453500340500 | 188 | 453500 | 340500
[5 empty] | 454500340500 | 188 | 454500 | 340500
[5 empty] | 455500340500 | 188 | 455500 | 340500
[5 empty] | 456500340500 | 188 | 456500 | 340500
[5 empty] | 457500340500 | 188 | 457500 | 340500
[5 empty] | 458500340500 | 188 | 458500 | 340500
[5 empty] | 459500340500 | 188 | 459500 | 340500
[5 empty] | 460500340500 | 188 | 460500 | 340500
[5 empty] | 451500339500 | 188 | 451500 | 339500
[5 empty] | 452500339500 | 188 | 452500 | 339500
[5 empty] | 453500339500 | 188 | 453500 | 339500
[5 empty] | 454500339500 | 188 | 454500 | 339500
[5 empty] | 455500339500 | 188 | 455500 | 339500
[5 empty] | 456500339500 | 188 | 456500 | 339500
[5 empty] | 457500339500 | 188 | 457500 | 339500
[5 empty] | 458500339500 | 188 | 458500 | 339500
[5 empty] | 459500339500 | 188 | 459500 | 339500
[5 empty] | 460500339500 | 188 | 460500 | 339500
[5 empty] | 452500338500 | 188 | 452500 | 338500
[5 empty] | 453500338500 | 188 | 453500 | 338500
[5 empty] | 454500338500 | 188 | 454500 | 338500
[5 empty] | 455500338500 | 188 | 455500 | 338500
[5 empty] | 456500338500 | 188 | 456500 | 338500
[5 empty] | 457500338500 | 188 | 457500 | 338500
[5 empty] | 454500337500 | 188 | 454500 | 337500
[5 empty] | 455500337500 | 188 | 455500 | 337500
[5 empty] | 456500337500 | 188 | 456500 | 337500
[5 empty] | 455500336500 | 188 | 455500 | 336500
[5 empty] | 456500336500 | 188 | 456500 | 336500
[5 empty] | 455500335500 | 188 | 455500 | 335500
[5 empty] | 456500335500 | 188 | 456500 | 335500
[5 empty] | 453500334500 | 188 | 453500 | 334500
[5 empty] | 454500334500 | 188 | 454500 | 334500
[5 empty] | 455500334500 | 188 | 455500 | 334500
[5 empty] | 456500334500 | 188 | 456500 | 334500
[5 empty] | 454500333500 | 188 | 454500 | 333500
[5 empty] | 455500333500 | 188 | 455500 | 333500
[5 empty] | 436500294500 | 189 | 436500 | 294500
[5 empty] | 437500294500 | 189 | 437500 | 294500
[5 empty] | 434500293500 | 189 | 434500 | 293500
[5 empty] | 435500293500 | 189 | 435500 | 293500
[5 empty] | 436500293500 | 189 | 436500 | 293500
[5 empty] | 437500293500 | 189 | 437500 | 293500
[5 empty] | 438500293500 | 189 | 438500 | 293500
[5 empty] | 430500292500 | 189 | 430500 | 292500
[5 empty] | 431500292500 | 189 | 431500 | 292500
[5 empty] | 432500292500 | 189 | 432500 | 292500
[5 empty] | 433500292500 | 189 | 433500 | 292500
[5 empty] | 434500292500 | 189 | 434500 | 292500
[5 empty] | 435500292500 | 189 | 435500 | 292500
[5 empty] | 436500292500 | 189 | 436500 | 292500
[5 empty] | 437500292500 | 189 | 437500 | 292500
[5 empty] | 438500292500 | 189 | 438500 | 292500
[5 empty] | 430500291500 | 189 | 430500 | 291500
[5 empty] | 431500291500 | 189 | 431500 | 291500
[5 empty] | 432500291500 | 189 | 432500 | 291500
[5 empty] | 433500291500 | 189 | 433500 | 291500
[5 empty] | 434500291500 | 189 | 434500 | 291500
[5 empty] | 435500291500 | 189 | 435500 | 291500
[5 empty] | 436500291500 | 189 | 436500 | 291500
[5 empty] | 437500291500 | 189 | 437500 | 291500
[5 empty] | 438500291500 | 189 | 438500 | 291500
[5 empty] | 431500290500 | 189 | 431500 | 290500
[5 empty] | 432500290500 | 189 | 432500 | 290500
[5 empty] | 433500290500 | 189 | 433500 | 290500
[5 empty] | 434500290500 | 189 | 434500 | 290500
[5 empty] | 435500290500 | 189 | 435500 | 290500
[5 empty] | 436500290500 | 189 | 436500 | 290500
[5 empty] | 437500290500 | 189 | 437500 | 290500
[5 empty] | 438500290500 | 189 | 438500 | 290500
[5 empty] | 439500290500 | 189 | 439500 | 290500
[5 empty] | 432500289500 | 189 | 432500 | 289500
[5 empty] | 433500289500 | 189 | 433500 | 289500
[5 empty] | 434500289500 | 189 | 434500 | 289500
[5 empty] | 435500289500 | 189 | 435500 | 289500
[5 empty] | 436500289500 | 189 | 436500 | 289500
[5 empty] | 437500289500 | 189 | 437500 | 289500
[5 empty] | 438500289500 | 189 | 438500 | 289500
[5 empty] | 439500289500 | 189 | 439500 | 289500
[5 empty] | 432500288500 | 189 | 432500 | 288500
[5 empty] | 433500288500 | 189 | 433500 | 288500
[5 empty] | 434500288500 | 189 | 434500 | 288500
[5 empty] | 435500288500 | 189 | 435500 | 288500
[5 empty] | 436500288500 | 189 | 436500 | 288500
[5 empty] | 437500288500 | 189 | 437500 | 288500
[5 empty] | 438500288500 | 189 | 438500 | 288500
[5 empty] | 439500288500 | 189 | 439500 | 288500
[5 empty] | 433500287500 | 189 | 433500 | 287500
[5 empty] | 434500287500 | 189 | 434500 | 287500
[5 empty] | 435500287500 | 189 | 435500 | 287500
[5 empty] | 436500287500 | 189 | 436500 | 287500
[5 empty] | 437500287500 | 189 | 437500 | 287500
[5 empty] | 438500287500 | 189 | 438500 | 287500
[5 empty] | 439500287500 | 189 | 439500 | 287500
[5 empty] | 432500286500 | 189 | 432500 | 286500
[5 empty] | 433500286500 | 189 | 433500 | 286500
[5 empty] | 434500286500 | 189 | 434500 | 286500
[5 empty] | 435500286500 | 189 | 435500 | 286500
[5 empty] | 436500286500 | 189 | 436500 | 286500
[5 empty] | 437500286500 | 189 | 437500 | 286500
[5 empty] | 438500286500 | 189 | 438500 | 286500
[5 empty] | 439500286500 | 189 | 439500 | 286500
[5 empty] | 432500285500 | 189 | 432500 | 285500
[5 empty] | 433500285500 | 189 | 433500 | 285500
[5 empty] | 434500285500 | 189 | 434500 | 285500
[5 empty] | 435500285500 | 189 | 435500 | 285500
[5 empty] | 436500285500 | 189 | 436500 | 285500
[5 empty] | 437500285500 | 189 | 437500 | 285500
[5 empty] | 439500285500 | 189 | 439500 | 285500
[5 empty] | 432500284500 | 189 | 432500 | 284500
[5 empty] | 433500284500 | 189 | 433500 | 284500
[5 empty] | 434500284500 | 189 | 434500 | 284500
[5 empty] | 435500284500 | 189 | 435500 | 284500
[5 empty] | 436500284500 | 189 | 436500 | 284500
[5 empty] | 461500301500 | 190 | 461500 | 301500
[5 empty] | 462500301500 | 190 | 462500 | 301500
[5 empty] | 463500301500 | 190 | 463500 | 301500
[5 empty] | 461500300500 | 190 | 461500 | 300500
[5 empty] | 462500300500 | 190 | 462500 | 300500
[5 empty] | 463500300500 | 190 | 463500 | 300500
[5 empty] | 464500300500 | 190 | 464500 | 300500
[5 empty] | 459500299500 | 190 | 459500 | 299500
[5 empty] | 460500299500 | 190 | 460500 | 299500
[5 empty] | 461500299500 | 190 | 461500 | 299500
[5 empty] | 462500299500 | 190 | 462500 | 299500
[5 empty] | 463500299500 | 190 | 463500 | 299500
[5 empty] | 458500298500 | 190 | 458500 | 298500
[5 empty] | 459500298500 | 190 | 459500 | 298500
[5 empty] | 460500298500 | 190 | 460500 | 298500
[5 empty] | 461500298500 | 190 | 461500 | 298500
[5 empty] | 462500298500 | 190 | 462500 | 298500
[5 empty] | 459500297500 | 190 | 459500 | 297500
[5 empty] | 460500297500 | 190 | 460500 | 297500
[5 empty] | 461500297500 | 190 | 461500 | 297500
[5 empty] | 462500297500 | 190 | 462500 | 297500
[5 empty] | 461500296500 | 190 | 461500 | 296500
[5 empty] | 462500296500 | 190 | 462500 | 296500
[5 empty] | 398500413500 | 191 | 398500 | 413500
[5 empty] | 398500412500 | 191 | 398500 | 412500
[5 empty] | 399500412500 | 191 | 399500 | 412500
[5 empty] | 397500411500 | 191 | 397500 | 411500
[5 empty] | 398500411500 | 191 | 398500 | 411500
[5 empty] | 399500411500 | 191 | 399500 | 411500
[5 empty] | 400500411500 | 191 | 400500 | 411500
[5 empty] | 392500410500 | 191 | 392500 | 410500
[5 empty] | 393500410500 | 191 | 393500 | 410500
[5 empty] | 394500410500 | 191 | 394500 | 410500
[5 empty] | 395500410500 | 191 | 395500 | 410500
[5 empty] | 396500410500 | 191 | 396500 | 410500
[5 empty] | 397500410500 | 191 | 397500 | 410500
[5 empty] | 398500410500 | 191 | 398500 | 410500
[5 empty] | 399500410500 | 191 | 399500 | 410500
[5 empty] | 400500410500 | 191 | 400500 | 410500
[5 empty] | 390500409500 | 191 | 390500 | 409500
[5 empty] | 391500409500 | 191 | 391500 | 409500
[5 empty] | 392500409500 | 191 | 392500 | 409500
[5 empty] | 393500409500 | 191 | 393500 | 409500
[5 empty] | 394500409500 | 191 | 394500 | 409500
[5 empty] | 395500409500 | 191 | 395500 | 409500
[5 empty] | 396500409500 | 191 | 396500 | 409500
[5 empty] | 397500409500 | 191 | 397500 | 409500
[5 empty] | 398500409500 | 191 | 398500 | 409500
[5 empty] | 399500409500 | 191 | 399500 | 409500
[5 empty] | 400500409500 | 191 | 400500 | 409500
[5 empty] | 401500409500 | 191 | 401500 | 409500
[5 empty] | 390500408500 | 191 | 390500 | 408500
[5 empty] | 391500408500 | 191 | 391500 | 408500
[5 empty] | 392500408500 | 191 | 392500 | 408500
[5 empty] | 393500408500 | 191 | 393500 | 408500
[5 empty] | 394500408500 | 191 | 394500 | 408500
[5 empty] | 395500408500 | 191 | 395500 | 408500
[5 empty] | 396500408500 | 191 | 396500 | 408500
[5 empty] | 397500408500 | 191 | 397500 | 408500
[5 empty] | 398500408500 | 191 | 398500 | 408500
[5 empty] | 399500408500 | 191 | 399500 | 408500
[5 empty] | 400500408500 | 191 | 400500 | 408500
[5 empty] | 401500408500 | 191 | 401500 | 408500
[5 empty] | 402500408500 | 191 | 402500 | 408500
[5 empty] | 390500407500 | 191 | 390500 | 407500
[5 empty] | 391500407500 | 191 | 391500 | 407500
[5 empty] | 392500407500 | 191 | 392500 | 407500
[5 empty] | 393500407500 | 191 | 393500 | 407500
[5 empty] | 394500407500 | 191 | 394500 | 407500
[5 empty] | 395500407500 | 191 | 395500 | 407500
[5 empty] | 396500407500 | 191 | 396500 | 407500
[5 empty] | 397500407500 | 191 | 397500 | 407500
[5 empty] | 398500407500 | 191 | 398500 | 407500
[5 empty] | 399500407500 | 191 | 399500 | 407500
[5 empty] | 400500407500 | 191 | 400500 | 407500
[5 empty] | 401500407500 | 191 | 401500 | 407500
[5 empty] | 402500407500 | 191 | 402500 | 407500
[5 empty] | 403500407500 | 191 | 403500 | 407500
[5 empty] | 389500406500 | 191 | 389500 | 406500
[5 empty] | 390500406500 | 191 | 390500 | 406500
[5 empty] | 391500406500 | 191 | 391500 | 406500
[5 empty] | 392500406500 | 191 | 392500 | 406500
[5 empty] | 393500406500 | 191 | 393500 | 406500
[5 empty] | 394500406500 | 191 | 394500 | 406500
[5 empty] | 395500406500 | 191 | 395500 | 406500
[5 empty] | 396500406500 | 191 | 396500 | 406500
[5 empty] | 397500406500 | 191 | 397500 | 406500
[5 empty] | 398500406500 | 191 | 398500 | 406500
[5 empty] | 399500406500 | 191 | 399500 | 406500
[5 empty] | 400500406500 | 191 | 400500 | 406500
[5 empty] | 401500406500 | 191 | 401500 | 406500
[5 empty] | 402500406500 | 191 | 402500 | 406500
[5 empty] | 403500406500 | 191 | 403500 | 406500
[5 empty] | 404500406500 | 191 | 404500 | 406500
[5 empty] | 389500405500 | 191 | 389500 | 405500
[5 empty] | 390500405500 | 191 | 390500 | 405500
[5 empty] | 391500405500 | 191 | 391500 | 405500
[5 empty] | 392500405500 | 191 | 392500 | 405500
[5 empty] | 393500405500 | 191 | 393500 | 405500
[5 empty] | 394500405500 | 191 | 394500 | 405500
[5 empty] | 395500405500 | 191 | 395500 | 405500
[5 empty] | 396500405500 | 191 | 396500 | 405500
[5 empty] | 397500405500 | 191 | 397500 | 405500
[5 empty] | 398500405500 | 191 | 398500 | 405500
[5 empty] | 399500405500 | 191 | 399500 | 405500
[5 empty] | 400500405500 | 191 | 400500 | 405500
[5 empty] | 401500405500 | 191 | 401500 | 405500
[5 empty] | 402500405500 | 191 | 402500 | 405500
[5 empty] | 403500405500 | 191 | 403500 | 405500
[5 empty] | 404500405500 | 191 | 404500 | 405500
[5 empty] | 405500405500 | 191 | 405500 | 405500
[5 empty] | 388500404500 | 191 | 388500 | 404500
[5 empty] | 389500404500 | 191 | 389500 | 404500
[5 empty] | 390500404500 | 191 | 390500 | 404500
[5 empty] | 391500404500 | 191 | 391500 | 404500
[5 empty] | 392500404500 | 191 | 392500 | 404500
[5 empty] | 393500404500 | 191 | 393500 | 404500
[5 empty] | 394500404500 | 191 | 394500 | 404500
[5 empty] | 395500404500 | 191 | 395500 | 404500
[5 empty] | 396500404500 | 191 | 396500 | 404500
[5 empty] | 397500404500 | 191 | 397500 | 404500
[5 empty] | 398500404500 | 191 | 398500 | 404500
[5 empty] | 399500404500 | 191 | 399500 | 404500
[5 empty] | 400500404500 | 191 | 400500 | 404500
[5 empty] | 401500404500 | 191 | 401500 | 404500
[5 empty] | 402500404500 | 191 | 402500 | 404500
[5 empty] | 403500404500 | 191 | 403500 | 404500
[5 empty] | 404500404500 | 191 | 404500 | 404500
[5 empty] | 405500404500 | 191 | 405500 | 404500
[5 empty] | 388500403500 | 191 | 388500 | 403500
[5 empty] | 389500403500 | 191 | 389500 | 403500
[5 empty] | 390500403500 | 191 | 390500 | 403500
[5 empty] | 391500403500 | 191 | 391500 | 403500
[5 empty] | 392500403500 | 191 | 392500 | 403500
[5 empty] | 393500403500 | 191 | 393500 | 403500
[5 empty] | 394500403500 | 191 | 394500 | 403500
[5 empty] | 395500403500 | 191 | 395500 | 403500
[5 empty] | 396500403500 | 191 | 396500 | 403500
[5 empty] | 398500403500 | 191 | 398500 | 403500
[5 empty] | 399500403500 | 191 | 399500 | 403500
[5 empty] | 400500403500 | 191 | 400500 | 403500
[5 empty] | 401500403500 | 191 | 401500 | 403500
[5 empty] | 402500403500 | 191 | 402500 | 403500
[5 empty] | 403500403500 | 191 | 403500 | 403500
[5 empty] | 404500403500 | 191 | 404500 | 403500
[5 empty] | 390500402500 | 191 | 390500 | 402500
[5 empty] | 391500402500 | 191 | 391500 | 402500
[5 empty] | 392500402500 | 191 | 392500 | 402500
[5 empty] | 393500402500 | 191 | 393500 | 402500
[5 empty] | 401500402500 | 191 | 401500 | 402500
[5 empty] | 402500402500 | 191 | 402500 | 402500
[5 empty] | 403500402500 | 191 | 403500 | 402500
[5 empty] | 404500402500 | 191 | 404500 | 402500
[5 empty] | 389500401500 | 191 | 389500 | 401500
[5 empty] | 390500401500 | 191 | 390500 | 401500
[5 empty] | 391500401500 | 191 | 391500 | 401500
[5 empty] | 392500401500 | 191 | 392500 | 401500
[5 empty] | 402500401500 | 191 | 402500 | 401500
[5 empty] | 403500401500 | 191 | 403500 | 401500
[5 empty] | 404500401500 | 191 | 404500 | 401500
[5 empty] | 389500400500 | 191 | 389500 | 400500
[5 empty] | 390500400500 | 191 | 390500 | 400500
[5 empty] | 391500400500 | 191 | 391500 | 400500
[5 empty] | 449500210500 | 193 | 449500 | 210500
[5 empty] | 450500210500 | 193 | 450500 | 210500
[5 empty] | 448500209500 | 193 | 448500 | 209500
[5 empty] | 449500209500 | 193 | 449500 | 209500
[5 empty] | 450500209500 | 193 | 450500 | 209500
[5 empty] | 451500209500 | 193 | 451500 | 209500
[5 empty] | 448500208500 | 193 | 448500 | 208500
[5 empty] | 449500208500 | 193 | 449500 | 208500
[5 empty] | 450500208500 | 193 | 450500 | 208500
[5 empty] | 451500208500 | 193 | 451500 | 208500
[5 empty] | 452500208500 | 193 | 452500 | 208500
[5 empty] | 453500208500 | 193 | 453500 | 208500
[5 empty] | 449500207500 | 193 | 449500 | 207500
[5 empty] | 450500207500 | 193 | 450500 | 207500
[5 empty] | 451500207500 | 193 | 451500 | 207500
[5 empty] | 452500207500 | 193 | 452500 | 207500
[5 empty] | 453500207500 | 193 | 453500 | 207500
[5 empty] | 454500207500 | 193 | 454500 | 207500
[5 empty] | 455500207500 | 193 | 455500 | 207500
[5 empty] | 449500206500 | 193 | 449500 | 206500
[5 empty] | 450500206500 | 193 | 450500 | 206500
[5 empty] | 451500206500 | 193 | 451500 | 206500
[5 empty] | 452500206500 | 193 | 452500 | 206500
[5 empty] | 453500206500 | 193 | 453500 | 206500
[5 empty] | 454500206500 | 193 | 454500 | 206500
[5 empty] | 455500206500 | 193 | 455500 | 206500
[5 empty] | 450500205500 | 193 | 450500 | 205500
[5 empty] | 451500205500 | 193 | 451500 | 205500
[5 empty] | 452500205500 | 193 | 452500 | 205500
[5 empty] | 453500205500 | 193 | 453500 | 205500
[5 empty] | 454500205500 | 193 | 454500 | 205500
[5 empty] | 455500205500 | 193 | 455500 | 205500
[5 empty] | 451500204500 | 193 | 451500 | 204500
[5 empty] | 452500204500 | 193 | 452500 | 204500
[5 empty] | 453500204500 | 193 | 453500 | 204500
[5 empty] | 454500204500 | 193 | 454500 | 204500
[5 empty] | 455500204500 | 193 | 455500 | 204500
[5 empty] | 452500203500 | 193 | 452500 | 203500
[5 empty] | 453500203500 | 193 | 453500 | 203500
[5 empty] | 454500203500 | 193 | 454500 | 203500
[5 empty] | 455500203500 | 193 | 455500 | 203500
[5 empty] | 453500202500 | 193 | 453500 | 202500
[5 empty] | 454500202500 | 193 | 454500 | 202500
[5 empty] | 455500202500 | 193 | 455500 | 202500
[5 empty] | 385500449500 | 194 | 385500 | 449500
[5 empty] | 386500449500 | 194 | 386500 | 449500
[5 empty] | 387500449500 | 194 | 387500 | 449500
[5 empty] | 384500448500 | 194 | 384500 | 448500
[5 empty] | 385500448500 | 194 | 385500 | 448500
[5 empty] | 386500448500 | 194 | 386500 | 448500
[5 empty] | 387500448500 | 194 | 387500 | 448500
[5 empty] | 388500448500 | 194 | 388500 | 448500
[5 empty] | 384500447500 | 194 | 384500 | 447500
[5 empty] | 385500447500 | 194 | 385500 | 447500
[5 empty] | 386500447500 | 194 | 386500 | 447500
[5 empty] | 387500447500 | 194 | 387500 | 447500
[5 empty] | 388500447500 | 194 | 388500 | 447500
[5 empty] | 389500447500 | 194 | 389500 | 447500
[5 empty] | 390500447500 | 194 | 390500 | 447500
[5 empty] | 391500447500 | 194 | 391500 | 447500
[5 empty] | 384500446500 | 194 | 384500 | 446500
[5 empty] | 385500446500 | 194 | 385500 | 446500
[5 empty] | 386500446500 | 194 | 386500 | 446500
[5 empty] | 387500446500 | 194 | 387500 | 446500
[5 empty] | 388500446500 | 194 | 388500 | 446500
[5 empty] | 389500446500 | 194 | 389500 | 446500
[5 empty] | 390500446500 | 194 | 390500 | 446500
[5 empty] | 391500446500 | 194 | 391500 | 446500
[5 empty] | 392500446500 | 194 | 392500 | 446500
[5 empty] | 385500445500 | 194 | 385500 | 445500
[5 empty] | 386500445500 | 194 | 386500 | 445500
[5 empty] | 387500445500 | 194 | 387500 | 445500
[5 empty] | 388500445500 | 194 | 388500 | 445500
[5 empty] | 389500445500 | 194 | 389500 | 445500
[5 empty] | 390500445500 | 194 | 390500 | 445500
[5 empty] | 391500445500 | 194 | 391500 | 445500
[5 empty] | 392500445500 | 194 | 392500 | 445500
[5 empty] | 385500444500 | 194 | 385500 | 444500
[5 empty] | 386500444500 | 194 | 386500 | 444500
[5 empty] | 387500444500 | 194 | 387500 | 444500
[5 empty] | 388500444500 | 194 | 388500 | 444500
[5 empty] | 389500444500 | 194 | 389500 | 444500
[5 empty] | 390500444500 | 194 | 390500 | 444500
[5 empty] | 391500444500 | 194 | 391500 | 444500
[5 empty] | 392500444500 | 194 | 392500 | 444500
[5 empty] | 385500443500 | 194 | 385500 | 443500
[5 empty] | 386500443500 | 194 | 386500 | 443500
[5 empty] | 387500443500 | 194 | 387500 | 443500
[5 empty] | 388500443500 | 194 | 388500 | 443500
[5 empty] | 389500443500 | 194 | 389500 | 443500
[5 empty] | 390500443500 | 194 | 390500 | 443500
[5 empty] | 391500443500 | 194 | 391500 | 443500
[5 empty] | 392500443500 | 194 | 392500 | 443500
[5 empty] | 393500443500 | 194 | 393500 | 443500
[5 empty] | 383500442500 | 194 | 383500 | 442500
[5 empty] | 384500442500 | 194 | 384500 | 442500
[5 empty] | 385500442500 | 194 | 385500 | 442500
[5 empty] | 386500442500 | 194 | 386500 | 442500
[5 empty] | 387500442500 | 194 | 387500 | 442500
[5 empty] | 388500442500 | 194 | 388500 | 442500
[5 empty] | 389500442500 | 194 | 389500 | 442500
[5 empty] | 390500442500 | 194 | 390500 | 442500
[5 empty] | 391500442500 | 194 | 391500 | 442500
[5 empty] | 392500442500 | 194 | 392500 | 442500
[5 empty] | 393500442500 | 194 | 393500 | 442500
[5 empty] | 394500442500 | 194 | 394500 | 442500
[5 empty] | 380500441500 | 194 | 380500 | 441500
[5 empty] | 381500441500 | 194 | 381500 | 441500
[5 empty] | 382500441500 | 194 | 382500 | 441500
[5 empty] | 383500441500 | 194 | 383500 | 441500
[5 empty] | 384500441500 | 194 | 384500 | 441500
[5 empty] | 385500441500 | 194 | 385500 | 441500
[5 empty] | 386500441500 | 194 | 386500 | 441500
[5 empty] | 387500441500 | 194 | 387500 | 441500
[5 empty] | 388500441500 | 194 | 388500 | 441500
[5 empty] | 389500441500 | 194 | 389500 | 441500
[5 empty] | 390500441500 | 194 | 390500 | 441500
[5 empty] | 391500441500 | 194 | 391500 | 441500
[5 empty] | 392500441500 | 194 | 392500 | 441500
[5 empty] | 393500441500 | 194 | 393500 | 441500
[5 empty] | 394500441500 | 194 | 394500 | 441500
[5 empty] | 379500440500 | 194 | 379500 | 440500
[5 empty] | 380500440500 | 194 | 380500 | 440500
[5 empty] | 381500440500 | 194 | 381500 | 440500
[5 empty] | 382500440500 | 194 | 382500 | 440500
[5 empty] | 383500440500 | 194 | 383500 | 440500
[5 empty] | 384500440500 | 194 | 384500 | 440500
[5 empty] | 385500440500 | 194 | 385500 | 440500
[5 empty] | 386500440500 | 194 | 386500 | 440500
[5 empty] | 387500440500 | 194 | 387500 | 440500
[5 empty] | 388500440500 | 194 | 388500 | 440500
[5 empty] | 389500440500 | 194 | 389500 | 440500
[5 empty] | 390500440500 | 194 | 390500 | 440500
[5 empty] | 391500440500 | 194 | 391500 | 440500
[5 empty] | 392500440500 | 194 | 392500 | 440500
[5 empty] | 393500440500 | 194 | 393500 | 440500
[5 empty] | 394500440500 | 194 | 394500 | 440500
[5 empty] | 395500440500 | 194 | 395500 | 440500
[5 empty] | 379500439500 | 194 | 379500 | 439500
[5 empty] | 380500439500 | 194 | 380500 | 439500
[5 empty] | 381500439500 | 194 | 381500 | 439500
[5 empty] | 382500439500 | 194 | 382500 | 439500
[5 empty] | 383500439500 | 194 | 383500 | 439500
[5 empty] | 384500439500 | 194 | 384500 | 439500
[5 empty] | 385500439500 | 194 | 385500 | 439500
[5 empty] | 386500439500 | 194 | 386500 | 439500
[5 empty] | 387500439500 | 194 | 387500 | 439500
[5 empty] | 388500439500 | 194 | 388500 | 439500
[5 empty] | 389500439500 | 194 | 389500 | 439500
[5 empty] | 390500439500 | 194 | 390500 | 439500
[5 empty] | 391500439500 | 194 | 391500 | 439500
[5 empty] | 392500439500 | 194 | 392500 | 439500
[5 empty] | 393500439500 | 194 | 393500 | 439500
[5 empty] | 394500439500 | 194 | 394500 | 439500
[5 empty] | 395500439500 | 194 | 395500 | 439500
[5 empty] | 396500439500 | 194 | 396500 | 439500
[5 empty] | 379500438500 | 194 | 379500 | 438500
[5 empty] | 380500438500 | 194 | 380500 | 438500
[5 empty] | 381500438500 | 194 | 381500 | 438500
[5 empty] | 382500438500 | 194 | 382500 | 438500
[5 empty] | 383500438500 | 194 | 383500 | 438500
[5 empty] | 384500438500 | 194 | 384500 | 438500
[5 empty] | 385500438500 | 194 | 385500 | 438500
[5 empty] | 386500438500 | 194 | 386500 | 438500
[5 empty] | 387500438500 | 194 | 387500 | 438500
[5 empty] | 388500438500 | 194 | 388500 | 438500
[5 empty] | 389500438500 | 194 | 389500 | 438500
[5 empty] | 390500438500 | 194 | 390500 | 438500
[5 empty] | 391500438500 | 194 | 391500 | 438500
[5 empty] | 392500438500 | 194 | 392500 | 438500
[5 empty] | 393500438500 | 194 | 393500 | 438500
[5 empty] | 394500438500 | 194 | 394500 | 438500
[5 empty] | 395500438500 | 194 | 395500 | 438500
[5 empty] | 396500438500 | 194 | 396500 | 438500
[5 empty] | 380500437500 | 194 | 380500 | 437500
[5 empty] | 381500437500 | 194 | 381500 | 437500
[5 empty] | 382500437500 | 194 | 382500 | 437500
[5 empty] | 383500437500 | 194 | 383500 | 437500
[5 empty] | 384500437500 | 194 | 384500 | 437500
[5 empty] | 385500437500 | 194 | 385500 | 437500
[5 empty] | 386500437500 | 194 | 386500 | 437500
[5 empty] | 387500437500 | 194 | 387500 | 437500
[5 empty] | 388500437500 | 194 | 388500 | 437500
[5 empty] | 389500437500 | 194 | 389500 | 437500
[5 empty] | 390500437500 | 194 | 390500 | 437500
[5 empty] | 391500437500 | 194 | 391500 | 437500
[5 empty] | 392500437500 | 194 | 392500 | 437500
[5 empty] | 393500437500 | 194 | 393500 | 437500
[5 empty] | 394500437500 | 194 | 394500 | 437500
[5 empty] | 395500437500 | 194 | 395500 | 437500
[5 empty] | 396500437500 | 194 | 396500 | 437500
[5 empty] | 379500436500 | 194 | 379500 | 436500
[5 empty] | 380500436500 | 194 | 380500 | 436500
[5 empty] | 381500436500 | 194 | 381500 | 436500
[5 empty] | 382500436500 | 194 | 382500 | 436500
[5 empty] | 383500436500 | 194 | 383500 | 436500
[5 empty] | 384500436500 | 194 | 384500 | 436500
[5 empty] | 385500436500 | 194 | 385500 | 436500
[5 empty] | 386500436500 | 194 | 386500 | 436500
[5 empty] | 387500436500 | 194 | 387500 | 436500
[5 empty] | 388500436500 | 194 | 388500 | 436500
[5 empty] | 389500436500 | 194 | 389500 | 436500
[5 empty] | 390500436500 | 194 | 390500 | 436500
[5 empty] | 391500436500 | 194 | 391500 | 436500
[5 empty] | 392500436500 | 194 | 392500 | 436500
[5 empty] | 393500436500 | 194 | 393500 | 436500
[5 empty] | 394500436500 | 194 | 394500 | 436500
[5 empty] | 395500436500 | 194 | 395500 | 436500
[5 empty] | 379500435500 | 194 | 379500 | 435500
[5 empty] | 380500435500 | 194 | 380500 | 435500
[5 empty] | 381500435500 | 194 | 381500 | 435500
[5 empty] | 382500435500 | 194 | 382500 | 435500
[5 empty] | 383500435500 | 194 | 383500 | 435500
[5 empty] | 384500435500 | 194 | 384500 | 435500
[5 empty] | 386500435500 | 194 | 386500 | 435500
[5 empty] | 392500435500 | 194 | 392500 | 435500
[5 empty] | 393500435500 | 194 | 393500 | 435500
[5 empty] | 513500309500 | 196 | 513500 | 309500
[5 empty] | 514500309500 | 196 | 514500 | 309500
[5 empty] | 528500309500 | 196 | 528500 | 309500
[5 empty] | 529500309500 | 196 | 529500 | 309500
[5 empty] | 530500309500 | 196 | 530500 | 309500
[5 empty] | 531500309500 | 196 | 531500 | 309500
[5 empty] | 532500309500 | 196 | 532500 | 309500
[5 empty] | 512500308500 | 196 | 512500 | 308500
[5 empty] | 513500308500 | 196 | 513500 | 308500
[5 empty] | 514500308500 | 196 | 514500 | 308500
[5 empty] | 515500308500 | 196 | 515500 | 308500
[5 empty] | 516500308500 | 196 | 516500 | 308500
[5 empty] | 519500308500 | 196 | 519500 | 308500
[5 empty] | 520500308500 | 196 | 520500 | 308500
[5 empty] | 521500308500 | 196 | 521500 | 308500
[5 empty] | 527500308500 | 196 | 527500 | 308500
[5 empty] | 528500308500 | 196 | 528500 | 308500
[5 empty] | 529500308500 | 196 | 529500 | 308500
[5 empty] | 530500308500 | 196 | 530500 | 308500
[5 empty] | 531500308500 | 196 | 531500 | 308500
[5 empty] | 532500308500 | 196 | 532500 | 308500
[5 empty] | 509500307500 | 196 | 509500 | 307500
[5 empty] | 510500307500 | 196 | 510500 | 307500
[5 empty] | 511500307500 | 196 | 511500 | 307500
[5 empty] | 512500307500 | 196 | 512500 | 307500
[5 empty] | 513500307500 | 196 | 513500 | 307500
[5 empty] | 514500307500 | 196 | 514500 | 307500
[5 empty] | 515500307500 | 196 | 515500 | 307500
[5 empty] | 516500307500 | 196 | 516500 | 307500
[5 empty] | 517500307500 | 196 | 517500 | 307500
[5 empty] | 518500307500 | 196 | 518500 | 307500
[5 empty] | 519500307500 | 196 | 519500 | 307500
[5 empty] | 520500307500 | 196 | 520500 | 307500
[5 empty] | 521500307500 | 196 | 521500 | 307500
[5 empty] | 522500307500 | 196 | 522500 | 307500
[5 empty] | 523500307500 | 196 | 523500 | 307500
[5 empty] | 524500307500 | 196 | 524500 | 307500
[5 empty] | 525500307500 | 196 | 525500 | 307500
[5 empty] | 526500307500 | 196 | 526500 | 307500
[5 empty] | 527500307500 | 196 | 527500 | 307500
[5 empty] | 528500307500 | 196 | 528500 | 307500
[5 empty] | 529500307500 | 196 | 529500 | 307500
[5 empty] | 530500307500 | 196 | 530500 | 307500
[5 empty] | 531500307500 | 196 | 531500 | 307500
[5 empty] | 532500307500 | 196 | 532500 | 307500
[5 empty] | 503500306500 | 196 | 503500 | 306500
[5 empty] | 504500306500 | 196 | 504500 | 306500
[5 empty] | 505500306500 | 196 | 505500 | 306500
[5 empty] | 506500306500 | 196 | 506500 | 306500
[5 empty] | 507500306500 | 196 | 507500 | 306500
[5 empty] | 508500306500 | 196 | 508500 | 306500
[5 empty] | 509500306500 | 196 | 509500 | 306500
[5 empty] | 510500306500 | 196 | 510500 | 306500
[5 empty] | 511500306500 | 196 | 511500 | 306500
[5 empty] | 512500306500 | 196 | 512500 | 306500
[5 empty] | 513500306500 | 196 | 513500 | 306500
[5 empty] | 514500306500 | 196 | 514500 | 306500
[5 empty] | 515500306500 | 196 | 515500 | 306500
[5 empty] | 516500306500 | 196 | 516500 | 306500
[5 empty] | 517500306500 | 196 | 517500 | 306500
[5 empty] | 518500306500 | 196 | 518500 | 306500
[5 empty] | 519500306500 | 196 | 519500 | 306500
[5 empty] | 520500306500 | 196 | 520500 | 306500
[5 empty] | 521500306500 | 196 | 521500 | 306500
[5 empty] | 522500306500 | 196 | 522500 | 306500
[5 empty] | 523500306500 | 196 | 523500 | 306500
[5 empty] | 524500306500 | 196 | 524500 | 306500
[5 empty] | 525500306500 | 196 | 525500 | 306500
[5 empty] | 526500306500 | 196 | 526500 | 306500
[5 empty] | 527500306500 | 196 | 527500 | 306500
[5 empty] | 528500306500 | 196 | 528500 | 306500
[5 empty] | 529500306500 | 196 | 529500 | 306500
[5 empty] | 530500306500 | 196 | 530500 | 306500
[5 empty] | 531500306500 | 196 | 531500 | 306500
[5 empty] | 532500306500 | 196 | 532500 | 306500
[5 empty] | 533500306500 | 196 | 533500 | 306500
[5 empty] | 502500305500 | 196 | 502500 | 305500
[5 empty] | 503500305500 | 196 | 503500 | 305500
[5 empty] | 504500305500 | 196 | 504500 | 305500
[5 empty] | 505500305500 | 196 | 505500 | 305500
[5 empty] | 506500305500 | 196 | 506500 | 305500
[5 empty] | 507500305500 | 196 | 507500 | 305500
[5 empty] | 508500305500 | 196 | 508500 | 305500
[5 empty] | 509500305500 | 196 | 509500 | 305500
[5 empty] | 510500305500 | 196 | 510500 | 305500
[5 empty] | 511500305500 | 196 | 511500 | 305500
[5 empty] | 512500305500 | 196 | 512500 | 305500
[5 empty] | 513500305500 | 196 | 513500 | 305500
[5 empty] | 514500305500 | 196 | 514500 | 305500
[5 empty] | 515500305500 | 196 | 515500 | 305500
[5 empty] | 516500305500 | 196 | 516500 | 305500
[5 empty] | 517500305500 | 196 | 517500 | 305500
[5 empty] | 518500305500 | 196 | 518500 | 305500
[5 empty] | 519500305500 | 196 | 519500 | 305500
[5 empty] | 520500305500 | 196 | 520500 | 305500
[5 empty] | 521500305500 | 196 | 521500 | 305500
[5 empty] | 522500305500 | 196 | 522500 | 305500
[5 empty] | 523500305500 | 196 | 523500 | 305500
[5 empty] | 524500305500 | 196 | 524500 | 305500
[5 empty] | 525500305500 | 196 | 525500 | 305500
[5 empty] | 526500305500 | 196 | 526500 | 305500
[5 empty] | 527500305500 | 196 | 527500 | 305500
[5 empty] | 528500305500 | 196 | 528500 | 305500
[5 empty] | 529500305500 | 196 | 529500 | 305500
[5 empty] | 530500305500 | 196 | 530500 | 305500
[5 empty] | 531500305500 | 196 | 531500 | 305500
[5 empty] | 532500305500 | 196 | 532500 | 305500
[5 empty] | 533500305500 | 196 | 533500 | 305500
[5 empty] | 503500304500 | 196 | 503500 | 304500
[5 empty] | 504500304500 | 196 | 504500 | 304500
[5 empty] | 505500304500 | 196 | 505500 | 304500
[5 empty] | 506500304500 | 196 | 506500 | 304500
[5 empty] | 507500304500 | 196 | 507500 | 304500
[5 empty] | 508500304500 | 196 | 508500 | 304500
[5 empty] | 509500304500 | 196 | 509500 | 304500
[5 empty] | 510500304500 | 196 | 510500 | 304500
[5 empty] | 511500304500 | 196 | 511500 | 304500
[5 empty] | 512500304500 | 196 | 512500 | 304500
[5 empty] | 513500304500 | 196 | 513500 | 304500
[5 empty] | 514500304500 | 196 | 514500 | 304500
[5 empty] | 515500304500 | 196 | 515500 | 304500
[5 empty] | 516500304500 | 196 | 516500 | 304500
[5 empty] | 517500304500 | 196 | 517500 | 304500
[5 empty] | 518500304500 | 196 | 518500 | 304500
[5 empty] | 519500304500 | 196 | 519500 | 304500
[5 empty] | 520500304500 | 196 | 520500 | 304500
[5 empty] | 521500304500 | 196 | 521500 | 304500
[5 empty] | 522500304500 | 196 | 522500 | 304500
[5 empty] | 523500304500 | 196 | 523500 | 304500
[5 empty] | 524500304500 | 196 | 524500 | 304500
[5 empty] | 525500304500 | 196 | 525500 | 304500
[5 empty] | 526500304500 | 196 | 526500 | 304500
[5 empty] | 527500304500 | 196 | 527500 | 304500
[5 empty] | 528500304500 | 196 | 528500 | 304500
[5 empty] | 529500304500 | 196 | 529500 | 304500
[5 empty] | 530500304500 | 196 | 530500 | 304500
[5 empty] | 531500304500 | 196 | 531500 | 304500
[5 empty] | 532500304500 | 196 | 532500 | 304500
[5 empty] | 533500304500 | 196 | 533500 | 304500
[5 empty] | 504500303500 | 196 | 504500 | 303500
[5 empty] | 505500303500 | 196 | 505500 | 303500
[5 empty] | 506500303500 | 196 | 506500 | 303500
[5 empty] | 507500303500 | 196 | 507500 | 303500
[5 empty] | 508500303500 | 196 | 508500 | 303500
[5 empty] | 509500303500 | 196 | 509500 | 303500
[5 empty] | 510500303500 | 196 | 510500 | 303500
[5 empty] | 511500303500 | 196 | 511500 | 303500
[5 empty] | 512500303500 | 196 | 512500 | 303500
[5 empty] | 513500303500 | 196 | 513500 | 303500
[5 empty] | 514500303500 | 196 | 514500 | 303500
[5 empty] | 515500303500 | 196 | 515500 | 303500
[5 empty] | 516500303500 | 196 | 516500 | 303500
[5 empty] | 517500303500 | 196 | 517500 | 303500
[5 empty] | 518500303500 | 196 | 518500 | 303500
[5 empty] | 519500303500 | 196 | 519500 | 303500
[5 empty] | 520500303500 | 196 | 520500 | 303500
[5 empty] | 521500303500 | 196 | 521500 | 303500
[5 empty] | 522500303500 | 196 | 522500 | 303500
[5 empty] | 523500303500 | 196 | 523500 | 303500
[5 empty] | 524500303500 | 196 | 524500 | 303500
[5 empty] | 525500303500 | 196 | 525500 | 303500
[5 empty] | 526500303500 | 196 | 526500 | 303500
[5 empty] | 527500303500 | 196 | 527500 | 303500
[5 empty] | 528500303500 | 196 | 528500 | 303500
[5 empty] | 529500303500 | 196 | 529500 | 303500
[5 empty] | 530500303500 | 196 | 530500 | 303500
[5 empty] | 531500303500 | 196 | 531500 | 303500
[5 empty] | 532500303500 | 196 | 532500 | 303500
[5 empty] | 533500303500 | 196 | 533500 | 303500
[5 empty] | 503500302500 | 196 | 503500 | 302500
[5 empty] | 504500302500 | 196 | 504500 | 302500
[5 empty] | 505500302500 | 196 | 505500 | 302500
[5 empty] | 506500302500 | 196 | 506500 | 302500
[5 empty] | 507500302500 | 196 | 507500 | 302500
[5 empty] | 508500302500 | 196 | 508500 | 302500
[5 empty] | 509500302500 | 196 | 509500 | 302500
[5 empty] | 510500302500 | 196 | 510500 | 302500
[5 empty] | 511500302500 | 196 | 511500 | 302500
[5 empty] | 512500302500 | 196 | 512500 | 302500
[5 empty] | 513500302500 | 196 | 513500 | 302500
[5 empty] | 514500302500 | 196 | 514500 | 302500
[5 empty] | 515500302500 | 196 | 515500 | 302500
[5 empty] | 516500302500 | 196 | 516500 | 302500
[5 empty] | 517500302500 | 196 | 517500 | 302500
[5 empty] | 518500302500 | 196 | 518500 | 302500
[5 empty] | 519500302500 | 196 | 519500 | 302500
[5 empty] | 520500302500 | 196 | 520500 | 302500
[5 empty] | 521500302500 | 196 | 521500 | 302500
[5 empty] | 522500302500 | 196 | 522500 | 302500
[5 empty] | 523500302500 | 196 | 523500 | 302500
[5 empty] | 524500302500 | 196 | 524500 | 302500
[5 empty] | 525500302500 | 196 | 525500 | 302500
[5 empty] | 526500302500 | 196 | 526500 | 302500
[5 empty] | 527500302500 | 196 | 527500 | 302500
[5 empty] | 528500302500 | 196 | 528500 | 302500
[5 empty] | 529500302500 | 196 | 529500 | 302500
[5 empty] | 530500302500 | 196 | 530500 | 302500
[5 empty] | 531500302500 | 196 | 531500 | 302500
[5 empty] | 532500302500 | 196 | 532500 | 302500
[5 empty] | 533500302500 | 196 | 533500 | 302500
[5 empty] | 503500301500 | 196 | 503500 | 301500
[5 empty] | 504500301500 | 196 | 504500 | 301500
[5 empty] | 505500301500 | 196 | 505500 | 301500
[5 empty] | 506500301500 | 196 | 506500 | 301500
[5 empty] | 507500301500 | 196 | 507500 | 301500
[5 empty] | 508500301500 | 196 | 508500 | 301500
[5 empty] | 509500301500 | 196 | 509500 | 301500
[5 empty] | 510500301500 | 196 | 510500 | 301500
[5 empty] | 511500301500 | 196 | 511500 | 301500
[5 empty] | 512500301500 | 196 | 512500 | 301500
[5 empty] | 513500301500 | 196 | 513500 | 301500
[5 empty] | 514500301500 | 196 | 514500 | 301500
[5 empty] | 515500301500 | 196 | 515500 | 301500
[5 empty] | 516500301500 | 196 | 516500 | 301500
[5 empty] | 517500301500 | 196 | 517500 | 301500
[5 empty] | 518500301500 | 196 | 518500 | 301500
[5 empty] | 519500301500 | 196 | 519500 | 301500
[5 empty] | 520500301500 | 196 | 520500 | 301500
[5 empty] | 521500301500 | 196 | 521500 | 301500
[5 empty] | 522500301500 | 196 | 522500 | 301500
[5 empty] | 523500301500 | 196 | 523500 | 301500
[5 empty] | 524500301500 | 196 | 524500 | 301500
[5 empty] | 525500301500 | 196 | 525500 | 301500
[5 empty] | 526500301500 | 196 | 526500 | 301500
[5 empty] | 527500301500 | 196 | 527500 | 301500
[5 empty] | 528500301500 | 196 | 528500 | 301500
[5 empty] | 529500301500 | 196 | 529500 | 301500
[5 empty] | 530500301500 | 196 | 530500 | 301500
[5 empty] | 531500301500 | 196 | 531500 | 301500
[5 empty] | 532500301500 | 196 | 532500 | 301500
[5 empty] | 533500301500 | 196 | 533500 | 301500
[5 empty] | 502500300500 | 196 | 502500 | 300500
[5 empty] | 503500300500 | 196 | 503500 | 300500
[5 empty] | 504500300500 | 196 | 504500 | 300500
[5 empty] | 505500300500 | 196 | 505500 | 300500
[5 empty] | 506500300500 | 196 | 506500 | 300500
[5 empty] | 507500300500 | 196 | 507500 | 300500
[5 empty] | 508500300500 | 196 | 508500 | 300500
[5 empty] | 509500300500 | 196 | 509500 | 300500
[5 empty] | 510500300500 | 196 | 510500 | 300500
[5 empty] | 511500300500 | 196 | 511500 | 300500
[5 empty] | 512500300500 | 196 | 512500 | 300500
[5 empty] | 513500300500 | 196 | 513500 | 300500
[5 empty] | 514500300500 | 196 | 514500 | 300500
[5 empty] | 515500300500 | 196 | 515500 | 300500
[5 empty] | 516500300500 | 196 | 516500 | 300500
[5 empty] | 517500300500 | 196 | 517500 | 300500
[5 empty] | 518500300500 | 196 | 518500 | 300500
[5 empty] | 519500300500 | 196 | 519500 | 300500
[5 empty] | 520500300500 | 196 | 520500 | 300500
[5 empty] | 521500300500 | 196 | 521500 | 300500
[5 empty] | 522500300500 | 196 | 522500 | 300500
[5 empty] | 523500300500 | 196 | 523500 | 300500
[5 empty] | 524500300500 | 196 | 524500 | 300500
[5 empty] | 525500300500 | 196 | 525500 | 300500
[5 empty] | 526500300500 | 196 | 526500 | 300500
[5 empty] | 527500300500 | 196 | 527500 | 300500
[5 empty] | 528500300500 | 196 | 528500 | 300500
[5 empty] | 529500300500 | 196 | 529500 | 300500
[5 empty] | 530500300500 | 196 | 530500 | 300500
[5 empty] | 502500299500 | 196 | 502500 | 299500
[5 empty] | 503500299500 | 196 | 503500 | 299500
[5 empty] | 504500299500 | 196 | 504500 | 299500
[5 empty] | 505500299500 | 196 | 505500 | 299500
[5 empty] | 506500299500 | 196 | 506500 | 299500
[5 empty] | 507500299500 | 196 | 507500 | 299500
[5 empty] | 509500299500 | 196 | 509500 | 299500
[5 empty] | 510500299500 | 196 | 510500 | 299500
[5 empty] | 511500299500 | 196 | 511500 | 299500
[5 empty] | 512500299500 | 196 | 512500 | 299500
[5 empty] | 513500299500 | 196 | 513500 | 299500
[5 empty] | 514500299500 | 196 | 514500 | 299500
[5 empty] | 515500299500 | 196 | 515500 | 299500
[5 empty] | 516500299500 | 196 | 516500 | 299500
[5 empty] | 517500299500 | 196 | 517500 | 299500
[5 empty] | 518500299500 | 196 | 518500 | 299500
[5 empty] | 519500299500 | 196 | 519500 | 299500
[5 empty] | 520500299500 | 196 | 520500 | 299500
[5 empty] | 521500299500 | 196 | 521500 | 299500
[5 empty] | 522500299500 | 196 | 522500 | 299500
[5 empty] | 523500299500 | 196 | 523500 | 299500
[5 empty] | 524500299500 | 196 | 524500 | 299500
[5 empty] | 525500299500 | 196 | 525500 | 299500
[5 empty] | 526500299500 | 196 | 526500 | 299500
[5 empty] | 527500299500 | 196 | 527500 | 299500
[5 empty] | 509500298500 | 196 | 509500 | 298500
[5 empty] | 510500298500 | 196 | 510500 | 298500
[5 empty] | 511500298500 | 196 | 511500 | 298500
[5 empty] | 512500298500 | 196 | 512500 | 298500
[5 empty] | 513500298500 | 196 | 513500 | 298500
[5 empty] | 514500298500 | 196 | 514500 | 298500
[5 empty] | 515500298500 | 196 | 515500 | 298500
[5 empty] | 516500298500 | 196 | 516500 | 298500
[5 empty] | 517500298500 | 196 | 517500 | 298500
[5 empty] | 518500298500 | 196 | 518500 | 298500
[5 empty] | 519500298500 | 196 | 519500 | 298500
[5 empty] | 520500298500 | 196 | 520500 | 298500
[5 empty] | 521500298500 | 196 | 521500 | 298500
[5 empty] | 522500298500 | 196 | 522500 | 298500
[5 empty] | 523500298500 | 196 | 523500 | 298500
[5 empty] | 524500298500 | 196 | 524500 | 298500
[5 empty] | 512500297500 | 196 | 512500 | 297500
[5 empty] | 513500297500 | 196 | 513500 | 297500
[5 empty] | 514500297500 | 196 | 514500 | 297500
[5 empty] | 515500297500 | 196 | 515500 | 297500
[5 empty] | 516500297500 | 196 | 516500 | 297500
[5 empty] | 517500297500 | 196 | 517500 | 297500
[5 empty] | 518500297500 | 196 | 518500 | 297500
[5 empty] | 519500297500 | 196 | 519500 | 297500
[5 empty] | 520500297500 | 196 | 520500 | 297500
[5 empty] | 521500297500 | 196 | 521500 | 297500
[5 empty] | 522500297500 | 196 | 522500 | 297500
[5 empty] | 513500296500 | 196 | 513500 | 296500
[5 empty] | 514500296500 | 196 | 514500 | 296500
[5 empty] | 515500296500 | 196 | 515500 | 296500
[5 empty] | 516500296500 | 196 | 516500 | 296500
[5 empty] | 517500296500 | 196 | 517500 | 296500
[5 empty] | 518500296500 | 196 | 518500 | 296500
[5 empty] | 519500296500 | 196 | 519500 | 296500
[5 empty] | 520500296500 | 196 | 520500 | 296500
[5 empty] | 521500296500 | 196 | 521500 | 296500
[5 empty] | 522500296500 | 196 | 522500 | 296500
[5 empty] | 513500295500 | 196 | 513500 | 295500
[5 empty] | 514500295500 | 196 | 514500 | 295500
[5 empty] | 515500295500 | 196 | 515500 | 295500
[5 empty] | 516500295500 | 196 | 516500 | 295500
[5 empty] | 517500295500 | 196 | 517500 | 295500
[5 empty] | 518500295500 | 196 | 518500 | 295500
[5 empty] | 519500295500 | 196 | 519500 | 295500
[5 empty] | 520500295500 | 196 | 520500 | 295500
[5 empty] | 521500295500 | 196 | 521500 | 295500
[5 empty] | 514500294500 | 196 | 514500 | 294500
[5 empty] | 515500294500 | 196 | 515500 | 294500
[5 empty] | 516500294500 | 196 | 516500 | 294500
[5 empty] | 517500294500 | 196 | 517500 | 294500
[5 empty] | 518500294500 | 196 | 518500 | 294500
[5 empty] | 519500294500 | 196 | 519500 | 294500
[5 empty] | 515500293500 | 196 | 515500 | 293500
[5 empty] | 516500293500 | 196 | 516500 | 293500
[5 empty] | 517500293500 | 196 | 517500 | 293500
[5 empty] | 518500293500 | 196 | 518500 | 293500
[5 empty] | 515500292500 | 196 | 515500 | 292500
[5 empty] | 516500292500 | 196 | 516500 | 292500
[5 empty] | 516500291500 | 196 | 516500 | 291500
[5 empty] | 24750061500 | 197 | 247500 | 61500
[5 empty] | 24950061500 | 197 | 249500 | 61500
[5 empty] | 24450060500 | 197 | 244500 | 60500
[5 empty] | 24650060500 | 197 | 246500 | 60500
[5 empty] | 24750060500 | 197 | 247500 | 60500
[5 empty] | 24850060500 | 197 | 248500 | 60500
[5 empty] | 24950060500 | 197 | 249500 | 60500
[5 empty] | 25050060500 | 197 | 250500 | 60500
[5 empty] | 25150060500 | 197 | 251500 | 60500
[5 empty] | 24450059500 | 197 | 244500 | 59500
[5 empty] | 24550059500 | 197 | 245500 | 59500
[5 empty] | 24650059500 | 197 | 246500 | 59500
[5 empty] | 24750059500 | 197 | 247500 | 59500
[5 empty] | 24850059500 | 197 | 248500 | 59500
[5 empty] | 24950059500 | 197 | 249500 | 59500
[5 empty] | 25050059500 | 197 | 250500 | 59500
[5 empty] | 25150059500 | 197 | 251500 | 59500
[5 empty] | 24350058500 | 197 | 243500 | 58500
[5 empty] | 24450058500 | 197 | 244500 | 58500
[5 empty] | 24550058500 | 197 | 245500 | 58500
[5 empty] | 24650058500 | 197 | 246500 | 58500
[5 empty] | 24750058500 | 197 | 247500 | 58500
[5 empty] | 24850058500 | 197 | 248500 | 58500
[5 empty] | 24950058500 | 197 | 249500 | 58500
[5 empty] | 25050058500 | 197 | 250500 | 58500
[5 empty] | 25150058500 | 197 | 251500 | 58500
[5 empty] | 25250058500 | 197 | 252500 | 58500
[5 empty] | 24350057500 | 197 | 243500 | 57500
[5 empty] | 24450057500 | 197 | 244500 | 57500
[5 empty] | 24550057500 | 197 | 245500 | 57500
[5 empty] | 24650057500 | 197 | 246500 | 57500
[5 empty] | 24750057500 | 197 | 247500 | 57500
[5 empty] | 24850057500 | 197 | 248500 | 57500
[5 empty] | 24950057500 | 197 | 249500 | 57500
[5 empty] | 25050057500 | 197 | 250500 | 57500
[5 empty] | 25150057500 | 197 | 251500 | 57500
[5 empty] | 25250057500 | 197 | 252500 | 57500
[5 empty] | 25350057500 | 197 | 253500 | 57500
[5 empty] | 25450057500 | 197 | 254500 | 57500
[5 empty] | 24450056500 | 197 | 244500 | 56500
[5 empty] | 24550056500 | 197 | 245500 | 56500
[5 empty] | 24650056500 | 197 | 246500 | 56500
[5 empty] | 24750056500 | 197 | 247500 | 56500
[5 empty] | 24850056500 | 197 | 248500 | 56500
[5 empty] | 24950056500 | 197 | 249500 | 56500
[5 empty] | 25050056500 | 197 | 250500 | 56500
[5 empty] | 25150056500 | 197 | 251500 | 56500
[5 empty] | 25250056500 | 197 | 252500 | 56500
[5 empty] | 25350056500 | 197 | 253500 | 56500
[5 empty] | 25450056500 | 197 | 254500 | 56500
[5 empty] | 25550056500 | 197 | 255500 | 56500
[5 empty] | 24450055500 | 197 | 244500 | 55500
[5 empty] | 24550055500 | 197 | 245500 | 55500
[5 empty] | 24650055500 | 197 | 246500 | 55500
[5 empty] | 24750055500 | 197 | 247500 | 55500
[5 empty] | 24850055500 | 197 | 248500 | 55500
[5 empty] | 24950055500 | 197 | 249500 | 55500
[5 empty] | 25050055500 | 197 | 250500 | 55500
[5 empty] | 25150055500 | 197 | 251500 | 55500
[5 empty] | 25250055500 | 197 | 252500 | 55500
[5 empty] | 25350055500 | 197 | 253500 | 55500
[5 empty] | 25450055500 | 197 | 254500 | 55500
[5 empty] | 25550055500 | 197 | 255500 | 55500
[5 empty] | 24450054500 | 197 | 244500 | 54500
[5 empty] | 24550054500 | 197 | 245500 | 54500
[5 empty] | 24650054500 | 197 | 246500 | 54500
[5 empty] | 24750054500 | 197 | 247500 | 54500
[5 empty] | 24850054500 | 197 | 248500 | 54500
[5 empty] | 24950054500 | 197 | 249500 | 54500
[5 empty] | 25050054500 | 197 | 250500 | 54500
[5 empty] | 25150054500 | 197 | 251500 | 54500
[5 empty] | 25250054500 | 197 | 252500 | 54500
[5 empty] | 25350054500 | 197 | 253500 | 54500
[5 empty] | 24650053500 | 197 | 246500 | 53500
[5 empty] | 24750053500 | 197 | 247500 | 53500
[5 empty] | 24850053500 | 197 | 248500 | 53500
[5 empty] | 24950053500 | 197 | 249500 | 53500
[5 empty] | 25050053500 | 197 | 250500 | 53500
[5 empty] | 25150053500 | 197 | 251500 | 53500
[5 empty] | 25250053500 | 197 | 252500 | 53500
[5 empty] | 25350053500 | 197 | 253500 | 53500
[5 empty] | 24650052500 | 197 | 246500 | 52500
[5 empty] | 24750052500 | 197 | 247500 | 52500
[5 empty] | 24850052500 | 197 | 248500 | 52500
[5 empty] | 24950052500 | 197 | 249500 | 52500
[5 empty] | 25050052500 | 197 | 250500 | 52500
[5 empty] | 25150052500 | 197 | 251500 | 52500
[5 empty] | 25250052500 | 197 | 252500 | 52500
[5 empty] | 25150051500 | 197 | 251500 | 51500
[5 empty] | 24650050500 | 197 | 246500 | 50500
[5 empty] | 24750050500 | 197 | 247500 | 50500
[5 empty] | 462500106500 | 198 | 462500 | 106500
[5 empty] | 463500106500 | 198 | 463500 | 106500
[5 empty] | 464500106500 | 198 | 464500 | 106500
[5 empty] | 465500106500 | 198 | 465500 | 106500
[5 empty] | 466500106500 | 198 | 466500 | 106500
[5 empty] | 462500105500 | 198 | 462500 | 105500
[5 empty] | 463500105500 | 198 | 463500 | 105500
[5 empty] | 464500105500 | 198 | 464500 | 105500
[5 empty] | 465500105500 | 198 | 465500 | 105500
[5 empty] | 466500105500 | 198 | 466500 | 105500
[5 empty] | 467500105500 | 198 | 467500 | 105500
[5 empty] | 468500105500 | 198 | 468500 | 105500
[5 empty] | 460500104500 | 198 | 460500 | 104500
[5 empty] | 461500104500 | 198 | 461500 | 104500
[5 empty] | 462500104500 | 198 | 462500 | 104500
[5 empty] | 463500104500 | 198 | 463500 | 104500
[5 empty] | 464500104500 | 198 | 464500 | 104500
[5 empty] | 465500104500 | 198 | 465500 | 104500
[5 empty] | 466500104500 | 198 | 466500 | 104500
[5 empty] | 467500104500 | 198 | 467500 | 104500
[5 empty] | 468500104500 | 198 | 468500 | 104500
[5 empty] | 460500103500 | 198 | 460500 | 103500
[5 empty] | 463500103500 | 198 | 463500 | 103500
[5 empty] | 464500103500 | 198 | 464500 | 103500
[5 empty] | 465500103500 | 198 | 465500 | 103500
[5 empty] | 466500103500 | 198 | 466500 | 103500
[5 empty] | 467500103500 | 198 | 467500 | 103500
[5 empty] | 468500103500 | 198 | 468500 | 103500
[5 empty] | 461500102500 | 198 | 461500 | 102500
[5 empty] | 463500102500 | 198 | 463500 | 102500
[5 empty] | 464500102500 | 198 | 464500 | 102500
[5 empty] | 465500102500 | 198 | 465500 | 102500
[5 empty] | 466500102500 | 198 | 466500 | 102500
[5 empty] | 467500102500 | 198 | 467500 | 102500
[5 empty] | 462500101500 | 198 | 462500 | 101500
[5 empty] | 463500101500 | 198 | 463500 | 101500
[5 empty] | 464500101500 | 198 | 464500 | 101500
[5 empty] | 465500101500 | 198 | 465500 | 101500
[5 empty] | 466500101500 | 198 | 466500 | 101500
[5 empty] | 467500101500 | 198 | 467500 | 101500
[5 empty] | 468500101500 | 198 | 468500 | 101500
[5 empty] | 462500100500 | 198 | 462500 | 100500
[5 empty] | 463500100500 | 198 | 463500 | 100500
[5 empty] | 464500100500 | 198 | 464500 | 100500
[5 empty] | 465500100500 | 198 | 465500 | 100500
[5 empty] | 466500100500 | 198 | 466500 | 100500
[5 empty] | 467500100500 | 198 | 467500 | 100500
[5 empty] | 468500100500 | 198 | 468500 | 100500
[5 empty] | 46350099500 | 198 | 463500 | 99500
[5 empty] | 46450099500 | 198 | 464500 | 99500
[5 empty] | 46550099500 | 198 | 465500 | 99500
[5 empty] | 46650099500 | 198 | 466500 | 99500
[5 empty] | 46750099500 | 198 | 467500 | 99500
[5 empty] | 46850099500 | 198 | 468500 | 99500
[5 empty] | 46250098500 | 198 | 462500 | 98500
[5 empty] | 46350098500 | 198 | 463500 | 98500
[5 empty] | 46450098500 | 198 | 464500 | 98500
[5 empty] | 46550098500 | 198 | 465500 | 98500
[5 empty] | 46650098500 | 198 | 466500 | 98500
[5 empty] | 46750098500 | 198 | 467500 | 98500
[5 empty] | 46850098500 | 198 | 468500 | 98500
[5 empty] | 46350097500 | 198 | 463500 | 97500
[5 empty] | 46450097500 | 198 | 464500 | 97500
[5 empty] | 46550094500 | 198 | 465500 | 94500
[5 empty] | 355500443500 | 199 | 355500 | 443500
[5 empty] | 356500443500 | 199 | 356500 | 443500
[5 empty] | 357500443500 | 199 | 357500 | 443500
[5 empty] | 355500442500 | 199 | 355500 | 442500
[5 empty] | 356500442500 | 199 | 356500 | 442500
[5 empty] | 357500442500 | 199 | 357500 | 442500
[5 empty] | 358500442500 | 199 | 358500 | 442500
[5 empty] | 354500441500 | 199 | 354500 | 441500
[5 empty] | 355500441500 | 199 | 355500 | 441500
[5 empty] | 356500441500 | 199 | 356500 | 441500
[5 empty] | 357500441500 | 199 | 357500 | 441500
[5 empty] | 358500441500 | 199 | 358500 | 441500
[5 empty] | 353500440500 | 199 | 353500 | 440500
[5 empty] | 354500440500 | 199 | 354500 | 440500
[5 empty] | 355500440500 | 199 | 355500 | 440500
[5 empty] | 356500440500 | 199 | 356500 | 440500
[5 empty] | 357500440500 | 199 | 357500 | 440500
[5 empty] | 358500440500 | 199 | 358500 | 440500
[5 empty] | 351500439500 | 199 | 351500 | 439500
[5 empty] | 352500439500 | 199 | 352500 | 439500
[5 empty] | 353500439500 | 199 | 353500 | 439500
[5 empty] | 354500439500 | 199 | 354500 | 439500
[5 empty] | 355500439500 | 199 | 355500 | 439500
[5 empty] | 356500439500 | 199 | 356500 | 439500
[5 empty] | 357500439500 | 199 | 357500 | 439500
[5 empty] | 358500439500 | 199 | 358500 | 439500
[5 empty] | 351500438500 | 199 | 351500 | 438500
[5 empty] | 352500438500 | 199 | 352500 | 438500
[5 empty] | 353500438500 | 199 | 353500 | 438500
[5 empty] | 354500438500 | 199 | 354500 | 438500
[5 empty] | 355500438500 | 199 | 355500 | 438500
[5 empty] | 356500438500 | 199 | 356500 | 438500
[5 empty] | 357500438500 | 199 | 357500 | 438500
[5 empty] | 358500438500 | 199 | 358500 | 438500
[5 empty] | 359500438500 | 199 | 359500 | 438500
[5 empty] | 348500437500 | 199 | 348500 | 437500
[5 empty] | 349500437500 | 199 | 349500 | 437500
[5 empty] | 352500437500 | 199 | 352500 | 437500
[5 empty] | 353500437500 | 199 | 353500 | 437500
[5 empty] | 354500437500 | 199 | 354500 | 437500
[5 empty] | 355500437500 | 199 | 355500 | 437500
[5 empty] | 356500437500 | 199 | 356500 | 437500
[5 empty] | 357500437500 | 199 | 357500 | 437500
[5 empty] | 358500437500 | 199 | 358500 | 437500
[5 empty] | 359500437500 | 199 | 359500 | 437500
[5 empty] | 346500436500 | 199 | 346500 | 436500
[5 empty] | 347500436500 | 199 | 347500 | 436500
[5 empty] | 348500436500 | 199 | 348500 | 436500
[5 empty] | 349500436500 | 199 | 349500 | 436500
[5 empty] | 350500436500 | 199 | 350500 | 436500
[5 empty] | 351500436500 | 199 | 351500 | 436500
[5 empty] | 352500436500 | 199 | 352500 | 436500
[5 empty] | 353500436500 | 199 | 353500 | 436500
[5 empty] | 354500436500 | 199 | 354500 | 436500
[5 empty] | 355500436500 | 199 | 355500 | 436500
[5 empty] | 356500436500 | 199 | 356500 | 436500
[5 empty] | 357500436500 | 199 | 357500 | 436500
[5 empty] | 358500436500 | 199 | 358500 | 436500
[5 empty] | 359500436500 | 199 | 359500 | 436500
[5 empty] | 346500435500 | 199 | 346500 | 435500
[5 empty] | 347500435500 | 199 | 347500 | 435500
[5 empty] | 348500435500 | 199 | 348500 | 435500
[5 empty] | 349500435500 | 199 | 349500 | 435500
[5 empty] | 350500435500 | 199 | 350500 | 435500
[5 empty] | 351500435500 | 199 | 351500 | 435500
[5 empty] | 352500435500 | 199 | 352500 | 435500
[5 empty] | 353500435500 | 199 | 353500 | 435500
[5 empty] | 354500435500 | 199 | 354500 | 435500
[5 empty] | 355500435500 | 199 | 355500 | 435500
[5 empty] | 356500435500 | 199 | 356500 | 435500
[5 empty] | 357500435500 | 199 | 357500 | 435500
[5 empty] | 358500435500 | 199 | 358500 | 435500
[5 empty] | 347500434500 | 199 | 347500 | 434500
[5 empty] | 348500434500 | 199 | 348500 | 434500
[5 empty] | 349500434500 | 199 | 349500 | 434500
[5 empty] | 350500434500 | 199 | 350500 | 434500
[5 empty] | 351500434500 | 199 | 351500 | 434500
[5 empty] | 352500434500 | 199 | 352500 | 434500
[5 empty] | 353500434500 | 199 | 353500 | 434500
[5 empty] | 354500434500 | 199 | 354500 | 434500
[5 empty] | 355500434500 | 199 | 355500 | 434500
[5 empty] | 356500434500 | 199 | 356500 | 434500
[5 empty] | 357500434500 | 199 | 357500 | 434500
[5 empty] | 358500434500 | 199 | 358500 | 434500
[5 empty] | 359500434500 | 199 | 359500 | 434500
[5 empty] | 348500433500 | 199 | 348500 | 433500
[5 empty] | 349500433500 | 199 | 349500 | 433500
[5 empty] | 350500433500 | 199 | 350500 | 433500
[5 empty] | 351500433500 | 199 | 351500 | 433500
[5 empty] | 352500433500 | 199 | 352500 | 433500
[5 empty] | 353500433500 | 199 | 353500 | 433500
[5 empty] | 354500433500 | 199 | 354500 | 433500
[5 empty] | 355500433500 | 199 | 355500 | 433500
[5 empty] | 356500433500 | 199 | 356500 | 433500
[5 empty] | 357500433500 | 199 | 357500 | 433500
[5 empty] | 358500433500 | 199 | 358500 | 433500
[5 empty] | 359500433500 | 199 | 359500 | 433500
[5 empty] | 360500433500 | 199 | 360500 | 433500
[5 empty] | 348500432500 | 199 | 348500 | 432500
[5 empty] | 349500432500 | 199 | 349500 | 432500
[5 empty] | 350500432500 | 199 | 350500 | 432500
[5 empty] | 351500432500 | 199 | 351500 | 432500
[5 empty] | 352500432500 | 199 | 352500 | 432500
[5 empty] | 353500432500 | 199 | 353500 | 432500
[5 empty] | 354500432500 | 199 | 354500 | 432500
[5 empty] | 355500432500 | 199 | 355500 | 432500
[5 empty] | 356500432500 | 199 | 356500 | 432500
[5 empty] | 357500432500 | 199 | 357500 | 432500
[5 empty] | 358500432500 | 199 | 358500 | 432500
[5 empty] | 359500432500 | 199 | 359500 | 432500
[5 empty] | 348500431500 | 199 | 348500 | 431500
[5 empty] | 349500431500 | 199 | 349500 | 431500
[5 empty] | 350500431500 | 199 | 350500 | 431500
[5 empty] | 351500431500 | 199 | 351500 | 431500
[5 empty] | 352500431500 | 199 | 352500 | 431500
[5 empty] | 353500431500 | 199 | 353500 | 431500
[5 empty] | 354500431500 | 199 | 354500 | 431500
[5 empty] | 355500431500 | 199 | 355500 | 431500
[5 empty] | 356500431500 | 199 | 356500 | 431500
[5 empty] | 357500431500 | 199 | 357500 | 431500
[5 empty] | 358500431500 | 199 | 358500 | 431500
[5 empty] | 347500430500 | 199 | 347500 | 430500
[5 empty] | 348500430500 | 199 | 348500 | 430500
[5 empty] | 349500430500 | 199 | 349500 | 430500
[5 empty] | 350500430500 | 199 | 350500 | 430500
[5 empty] | 351500430500 | 199 | 351500 | 430500
[5 empty] | 352500430500 | 199 | 352500 | 430500
[5 empty] | 353500430500 | 199 | 353500 | 430500
[5 empty] | 354500430500 | 199 | 354500 | 430500
[5 empty] | 355500430500 | 199 | 355500 | 430500
[5 empty] | 356500430500 | 199 | 356500 | 430500
[5 empty] | 357500430500 | 199 | 357500 | 430500
[5 empty] | 358500430500 | 199 | 358500 | 430500
[5 empty] | 348500429500 | 199 | 348500 | 429500
[5 empty] | 349500429500 | 199 | 349500 | 429500
[5 empty] | 350500429500 | 199 | 350500 | 429500
[5 empty] | 351500429500 | 199 | 351500 | 429500
[5 empty] | 352500429500 | 199 | 352500 | 429500
[5 empty] | 353500429500 | 199 | 353500 | 429500
[5 empty] | 354500429500 | 199 | 354500 | 429500
[5 empty] | 355500429500 | 199 | 355500 | 429500
[5 empty] | 356500429500 | 199 | 356500 | 429500
[5 empty] | 353500428500 | 199 | 353500 | 428500
[5 empty] | 354500428500 | 199 | 354500 | 428500
[5 empty] | 355500428500 | 199 | 355500 | 428500
[5 empty] | 39150098500 | 510 | 391500 | 98500
[5 empty] | 39250098500 | 510 | 392500 | 98500
[5 empty] | 39350098500 | 510 | 393500 | 98500
[5 empty] | 39450098500 | 510 | 394500 | 98500
[5 empty] | 38250097500 | 510 | 382500 | 97500
[5 empty] | 38350097500 | 510 | 383500 | 97500
[5 empty] | 39150097500 | 510 | 391500 | 97500
[5 empty] | 39250097500 | 510 | 392500 | 97500
[5 empty] | 39350097500 | 510 | 393500 | 97500
[5 empty] | 38250096500 | 510 | 382500 | 96500
[5 empty] | 38350096500 | 510 | 383500 | 96500
[5 empty] | 38450096500 | 510 | 384500 | 96500
[5 empty] | 38550096500 | 510 | 385500 | 96500
[5 empty] | 38750096500 | 510 | 387500 | 96500
[5 empty] | 38850096500 | 510 | 388500 | 96500
[5 empty] | 38950096500 | 510 | 389500 | 96500
[5 empty] | 39050096500 | 510 | 390500 | 96500
[5 empty] | 39150096500 | 510 | 391500 | 96500
[5 empty] | 39250096500 | 510 | 392500 | 96500
[5 empty] | 39350096500 | 510 | 393500 | 96500
[5 empty] | 39450096500 | 510 | 394500 | 96500
[5 empty] | 39550096500 | 510 | 395500 | 96500
[5 empty] | 38150095500 | 510 | 381500 | 95500
[5 empty] | 38250095500 | 510 | 382500 | 95500
[5 empty] | 38350095500 | 510 | 383500 | 95500
[5 empty] | 38450095500 | 510 | 384500 | 95500
[5 empty] | 38550095500 | 510 | 385500 | 95500
[5 empty] | 38650095500 | 510 | 386500 | 95500
[5 empty] | 38750095500 | 510 | 387500 | 95500
[5 empty] | 38850095500 | 510 | 388500 | 95500
[5 empty] | 38950095500 | 510 | 389500 | 95500
[5 empty] | 39050095500 | 510 | 390500 | 95500
[5 empty] | 39150095500 | 510 | 391500 | 95500
[5 empty] | 39250095500 | 510 | 392500 | 95500
[5 empty] | 39350095500 | 510 | 393500 | 95500
[5 empty] | 39450095500 | 510 | 394500 | 95500
[5 empty] | 39550095500 | 510 | 395500 | 95500
[5 empty] | 39650095500 | 510 | 396500 | 95500
[5 empty] | 38050094500 | 510 | 380500 | 94500
[5 empty] | 38150094500 | 510 | 381500 | 94500
[5 empty] | 38250094500 | 510 | 382500 | 94500
[5 empty] | 38350094500 | 510 | 383500 | 94500
[5 empty] | 38450094500 | 510 | 384500 | 94500
[5 empty] | 38550094500 | 510 | 385500 | 94500
[5 empty] | 38650094500 | 510 | 386500 | 94500
[5 empty] | 38750094500 | 510 | 387500 | 94500
[5 empty] | 38850094500 | 510 | 388500 | 94500
[5 empty] | 38950094500 | 510 | 389500 | 94500
[5 empty] | 39050094500 | 510 | 390500 | 94500
[5 empty] | 39150094500 | 510 | 391500 | 94500
[5 empty] | 39250094500 | 510 | 392500 | 94500
[5 empty] | 39350094500 | 510 | 393500 | 94500
[5 empty] | 39450094500 | 510 | 394500 | 94500
[5 empty] | 39550094500 | 510 | 395500 | 94500
[5 empty] | 39650094500 | 510 | 396500 | 94500
[5 empty] | 39750094500 | 510 | 397500 | 94500
[5 empty] | 37950093500 | 510 | 379500 | 93500
[5 empty] | 38050093500 | 510 | 380500 | 93500
[5 empty] | 38150093500 | 510 | 381500 | 93500
[5 empty] | 38250093500 | 510 | 382500 | 93500
[5 empty] | 38350093500 | 510 | 383500 | 93500
[5 empty] | 38450093500 | 510 | 384500 | 93500
[5 empty] | 38550093500 | 510 | 385500 | 93500
[5 empty] | 38650093500 | 510 | 386500 | 93500
[5 empty] | 38750093500 | 510 | 387500 | 93500
[5 empty] | 38850093500 | 510 | 388500 | 93500
[5 empty] | 38950093500 | 510 | 389500 | 93500
[5 empty] | 39050093500 | 510 | 390500 | 93500
[5 empty] | 39150093500 | 510 | 391500 | 93500
[5 empty] | 39250093500 | 510 | 392500 | 93500
[5 empty] | 39350093500 | 510 | 393500 | 93500
[5 empty] | 39450093500 | 510 | 394500 | 93500
[5 empty] | 39550093500 | 510 | 395500 | 93500
[5 empty] | 39650093500 | 510 | 396500 | 93500
[5 empty] | 39750093500 | 510 | 397500 | 93500
[5 empty] | 39850093500 | 510 | 398500 | 93500
[5 empty] | 37950092500 | 510 | 379500 | 92500
[5 empty] | 38050092500 | 510 | 380500 | 92500
[5 empty] | 38150092500 | 510 | 381500 | 92500
[5 empty] | 38250092500 | 510 | 382500 | 92500
[5 empty] | 38350092500 | 510 | 383500 | 92500
[5 empty] | 38450092500 | 510 | 384500 | 92500
[5 empty] | 38550092500 | 510 | 385500 | 92500
[5 empty] | 38650092500 | 510 | 386500 | 92500
[5 empty] | 38750092500 | 510 | 387500 | 92500
[5 empty] | 38850092500 | 510 | 388500 | 92500
[5 empty] | 38950092500 | 510 | 389500 | 92500
[5 empty] | 39050092500 | 510 | 390500 | 92500
[5 empty] | 39150092500 | 510 | 391500 | 92500
[5 empty] | 39250092500 | 510 | 392500 | 92500
[5 empty] | 39350092500 | 510 | 393500 | 92500
[5 empty] | 39450092500 | 510 | 394500 | 92500
[5 empty] | 39550092500 | 510 | 395500 | 92500
[5 empty] | 39650092500 | 510 | 396500 | 92500
[5 empty] | 39750092500 | 510 | 397500 | 92500
[5 empty] | 37850091500 | 510 | 378500 | 91500
[5 empty] | 37950091500 | 510 | 379500 | 91500
[5 empty] | 38050091500 | 510 | 380500 | 91500
[5 empty] | 38150091500 | 510 | 381500 | 91500
[5 empty] | 38250091500 | 510 | 382500 | 91500
[5 empty] | 38350091500 | 510 | 383500 | 91500
[5 empty] | 38450091500 | 510 | 384500 | 91500
[5 empty] | 38550091500 | 510 | 385500 | 91500
[5 empty] | 38650091500 | 510 | 386500 | 91500
[5 empty] | 38750091500 | 510 | 387500 | 91500
[5 empty] | 38850091500 | 510 | 388500 | 91500
[5 empty] | 38950091500 | 510 | 389500 | 91500
[5 empty] | 39050091500 | 510 | 390500 | 91500
[5 empty] | 39150091500 | 510 | 391500 | 91500
[5 empty] | 39250091500 | 510 | 392500 | 91500
[5 empty] | 39350091500 | 510 | 393500 | 91500
[5 empty] | 39450091500 | 510 | 394500 | 91500
[5 empty] | 39550091500 | 510 | 395500 | 91500
[5 empty] | 39650091500 | 510 | 396500 | 91500
[5 empty] | 37850090500 | 510 | 378500 | 90500
[5 empty] | 37950090500 | 510 | 379500 | 90500
[5 empty] | 38050090500 | 510 | 380500 | 90500
[5 empty] | 38150090500 | 510 | 381500 | 90500
[5 empty] | 38250090500 | 510 | 382500 | 90500
[5 empty] | 38350090500 | 510 | 383500 | 90500
[5 empty] | 38450090500 | 510 | 384500 | 90500
[5 empty] | 38550090500 | 510 | 385500 | 90500
[5 empty] | 38650090500 | 510 | 386500 | 90500
[5 empty] | 38750090500 | 510 | 387500 | 90500
[5 empty] | 38850090500 | 510 | 388500 | 90500
[5 empty] | 38950090500 | 510 | 389500 | 90500
[5 empty] | 39050090500 | 510 | 390500 | 90500
[5 empty] | 39150090500 | 510 | 391500 | 90500
[5 empty] | 39250090500 | 510 | 392500 | 90500
[5 empty] | 39350090500 | 510 | 393500 | 90500
[5 empty] | 39450090500 | 510 | 394500 | 90500
[5 empty] | 39550090500 | 510 | 395500 | 90500
[5 empty] | 39650090500 | 510 | 396500 | 90500
[5 empty] | 39750090500 | 510 | 397500 | 90500
[5 empty] | 37850089500 | 510 | 378500 | 89500
[5 empty] | 37950089500 | 510 | 379500 | 89500
[5 empty] | 38050089500 | 510 | 380500 | 89500
[5 empty] | 38150089500 | 510 | 381500 | 89500
[5 empty] | 38250089500 | 510 | 382500 | 89500
[5 empty] | 38350089500 | 510 | 383500 | 89500
[5 empty] | 38450089500 | 510 | 384500 | 89500
[5 empty] | 38550089500 | 510 | 385500 | 89500
[5 empty] | 38650089500 | 510 | 386500 | 89500
[5 empty] | 38750089500 | 510 | 387500 | 89500
[5 empty] | 38850089500 | 510 | 388500 | 89500
[5 empty] | 38950089500 | 510 | 389500 | 89500
[5 empty] | 39050089500 | 510 | 390500 | 89500
[5 empty] | 39150089500 | 510 | 391500 | 89500
[5 empty] | 39250089500 | 510 | 392500 | 89500
[5 empty] | 39350089500 | 510 | 393500 | 89500
[5 empty] | 39450089500 | 510 | 394500 | 89500
[5 empty] | 39550089500 | 510 | 395500 | 89500
[5 empty] | 39650089500 | 510 | 396500 | 89500
[5 empty] | 39750089500 | 510 | 397500 | 89500
[5 empty] | 39850089500 | 510 | 398500 | 89500
[5 empty] | 37850088500 | 510 | 378500 | 88500
[5 empty] | 37950088500 | 510 | 379500 | 88500
[5 empty] | 38050088500 | 510 | 380500 | 88500
[5 empty] | 38150088500 | 510 | 381500 | 88500
[5 empty] | 38250088500 | 510 | 382500 | 88500
[5 empty] | 38350088500 | 510 | 383500 | 88500
[5 empty] | 38450088500 | 510 | 384500 | 88500
[5 empty] | 38550088500 | 510 | 385500 | 88500
[5 empty] | 38650088500 | 510 | 386500 | 88500
[5 empty] | 38750088500 | 510 | 387500 | 88500
[5 empty] | 38850088500 | 510 | 388500 | 88500
[5 empty] | 38950088500 | 510 | 389500 | 88500
[5 empty] | 39050088500 | 510 | 390500 | 88500
[5 empty] | 39150088500 | 510 | 391500 | 88500
[5 empty] | 39250088500 | 510 | 392500 | 88500
[5 empty] | 39350088500 | 510 | 393500 | 88500
[5 empty] | 39450088500 | 510 | 394500 | 88500
[5 empty] | 39550088500 | 510 | 395500 | 88500
[5 empty] | 39650088500 | 510 | 396500 | 88500
[5 empty] | 39750088500 | 510 | 397500 | 88500
[5 empty] | 39850088500 | 510 | 398500 | 88500
[5 empty] | 40050088500 | 510 | 400500 | 88500
[5 empty] | 40150088500 | 510 | 401500 | 88500
[5 empty] | 40250088500 | 510 | 402500 | 88500
[5 empty] | 40350088500 | 510 | 403500 | 88500
[5 empty] | 37950087500 | 510 | 379500 | 87500
[5 empty] | 38050087500 | 510 | 380500 | 87500
[5 empty] | 38150087500 | 510 | 381500 | 87500
[5 empty] | 38250087500 | 510 | 382500 | 87500
[5 empty] | 38350087500 | 510 | 383500 | 87500
[5 empty] | 38450087500 | 510 | 384500 | 87500
[5 empty] | 38550087500 | 510 | 385500 | 87500
[5 empty] | 38650087500 | 510 | 386500 | 87500
[5 empty] | 38750087500 | 510 | 387500 | 87500
[5 empty] | 38850087500 | 510 | 388500 | 87500
[5 empty] | 38950087500 | 510 | 389500 | 87500
[5 empty] | 39050087500 | 510 | 390500 | 87500
[5 empty] | 39150087500 | 510 | 391500 | 87500
[5 empty] | 39250087500 | 510 | 392500 | 87500
[5 empty] | 39350087500 | 510 | 393500 | 87500
[5 empty] | 39450087500 | 510 | 394500 | 87500
[5 empty] | 39550087500 | 510 | 395500 | 87500
[5 empty] | 39650087500 | 510 | 396500 | 87500
[5 empty] | 39750087500 | 510 | 397500 | 87500
[5 empty] | 39850087500 | 510 | 398500 | 87500
[5 empty] | 39950087500 | 510 | 399500 | 87500
[5 empty] | 40050087500 | 510 | 400500 | 87500
[5 empty] | 40150087500 | 510 | 401500 | 87500
[5 empty] | 40250087500 | 510 | 402500 | 87500
[5 empty] | 37950086500 | 510 | 379500 | 86500
[5 empty] | 38050086500 | 510 | 380500 | 86500
[5 empty] | 38150086500 | 510 | 381500 | 86500
[5 empty] | 38250086500 | 510 | 382500 | 86500
[5 empty] | 38350086500 | 510 | 383500 | 86500
[5 empty] | 38450086500 | 510 | 384500 | 86500
[5 empty] | 38550086500 | 510 | 385500 | 86500
[5 empty] | 38650086500 | 510 | 386500 | 86500
[5 empty] | 38750086500 | 510 | 387500 | 86500
[5 empty] | 38850086500 | 510 | 388500 | 86500
[5 empty] | 38950086500 | 510 | 389500 | 86500
[5 empty] | 39050086500 | 510 | 390500 | 86500
[5 empty] | 39150086500 | 510 | 391500 | 86500
[5 empty] | 39250086500 | 510 | 392500 | 86500
[5 empty] | 39350086500 | 510 | 393500 | 86500
[5 empty] | 39450086500 | 510 | 394500 | 86500
[5 empty] | 39550086500 | 510 | 395500 | 86500
[5 empty] | 39650086500 | 510 | 396500 | 86500
[5 empty] | 39750086500 | 510 | 397500 | 86500
[5 empty] | 39850086500 | 510 | 398500 | 86500
[5 empty] | 39950086500 | 510 | 399500 | 86500
[5 empty] | 40050086500 | 510 | 400500 | 86500
[5 empty] | 40150086500 | 510 | 401500 | 86500
[5 empty] | 40250086500 | 510 | 402500 | 86500
[5 empty] | 40350086500 | 510 | 403500 | 86500
[5 empty] | 40450086500 | 510 | 404500 | 86500
[5 empty] | 37950085500 | 510 | 379500 | 85500
[5 empty] | 38050085500 | 510 | 380500 | 85500
[5 empty] | 38150085500 | 510 | 381500 | 85500
[5 empty] | 38250085500 | 510 | 382500 | 85500
[5 empty] | 38350085500 | 510 | 383500 | 85500
[5 empty] | 38450085500 | 510 | 384500 | 85500
[5 empty] | 38550085500 | 510 | 385500 | 85500
[5 empty] | 38650085500 | 510 | 386500 | 85500
[5 empty] | 38750085500 | 510 | 387500 | 85500
[5 empty] | 38850085500 | 510 | 388500 | 85500
[5 empty] | 38950085500 | 510 | 389500 | 85500
[5 empty] | 39050085500 | 510 | 390500 | 85500
[5 empty] | 39150085500 | 510 | 391500 | 85500
[5 empty] | 39250085500 | 510 | 392500 | 85500
[5 empty] | 39350085500 | 510 | 393500 | 85500
[5 empty] | 39450085500 | 510 | 394500 | 85500
[5 empty] | 39550085500 | 510 | 395500 | 85500
[5 empty] | 39650085500 | 510 | 396500 | 85500
[5 empty] | 39750085500 | 510 | 397500 | 85500
[5 empty] | 39850085500 | 510 | 398500 | 85500
[5 empty] | 39950085500 | 510 | 399500 | 85500
[5 empty] | 40050085500 | 510 | 400500 | 85500
[5 empty] | 40150085500 | 510 | 401500 | 85500
[5 empty] | 40250085500 | 510 | 402500 | 85500
[5 empty] | 40350085500 | 510 | 403500 | 85500
[5 empty] | 40450085500 | 510 | 404500 | 85500
[5 empty] | 37850084500 | 510 | 378500 | 84500
[5 empty] | 37950084500 | 510 | 379500 | 84500
[5 empty] | 38050084500 | 510 | 380500 | 84500
[5 empty] | 38150084500 | 510 | 381500 | 84500
[5 empty] | 38250084500 | 510 | 382500 | 84500
[5 empty] | 38350084500 | 510 | 383500 | 84500
[5 empty] | 38450084500 | 510 | 384500 | 84500
[5 empty] | 38550084500 | 510 | 385500 | 84500
[5 empty] | 38650084500 | 510 | 386500 | 84500
[5 empty] | 38750084500 | 510 | 387500 | 84500
[5 empty] | 38850084500 | 510 | 388500 | 84500
[5 empty] | 38950084500 | 510 | 389500 | 84500
[5 empty] | 39050084500 | 510 | 390500 | 84500
[5 empty] | 39150084500 | 510 | 391500 | 84500
[5 empty] | 39250084500 | 510 | 392500 | 84500
[5 empty] | 39350084500 | 510 | 393500 | 84500
[5 empty] | 39450084500 | 510 | 394500 | 84500
[5 empty] | 39550084500 | 510 | 395500 | 84500
[5 empty] | 39650084500 | 510 | 396500 | 84500
[5 empty] | 39750084500 | 510 | 397500 | 84500
[5 empty] | 39850084500 | 510 | 398500 | 84500
[5 empty] | 39950084500 | 510 | 399500 | 84500
[5 empty] | 40050084500 | 510 | 400500 | 84500
[5 empty] | 40150084500 | 510 | 401500 | 84500
[5 empty] | 40250084500 | 510 | 402500 | 84500
[5 empty] | 40350084500 | 510 | 403500 | 84500
[5 empty] | 37750083500 | 510 | 377500 | 83500
[5 empty] | 37850083500 | 510 | 378500 | 83500
[5 empty] | 37950083500 | 510 | 379500 | 83500
[5 empty] | 38050083500 | 510 | 380500 | 83500
[5 empty] | 38150083500 | 510 | 381500 | 83500
[5 empty] | 38250083500 | 510 | 382500 | 83500
[5 empty] | 38350083500 | 510 | 383500 | 83500
[5 empty] | 38450083500 | 510 | 384500 | 83500
[5 empty] | 38550083500 | 510 | 385500 | 83500
[5 empty] | 38650083500 | 510 | 386500 | 83500
[5 empty] | 38750083500 | 510 | 387500 | 83500
[5 empty] | 38850083500 | 510 | 388500 | 83500
[5 empty] | 38950083500 | 510 | 389500 | 83500
[5 empty] | 39050083500 | 510 | 390500 | 83500
[5 empty] | 39150083500 | 510 | 391500 | 83500
[5 empty] | 39250083500 | 510 | 392500 | 83500
[5 empty] | 39350083500 | 510 | 393500 | 83500
[5 empty] | 39450083500 | 510 | 394500 | 83500
[5 empty] | 39550083500 | 510 | 395500 | 83500
[5 empty] | 39650083500 | 510 | 396500 | 83500
[5 empty] | 39750083500 | 510 | 397500 | 83500
[5 empty] | 39850083500 | 510 | 398500 | 83500
[5 empty] | 39950083500 | 510 | 399500 | 83500
[5 empty] | 40050083500 | 510 | 400500 | 83500
[5 empty] | 40150083500 | 510 | 401500 | 83500
[5 empty] | 40250083500 | 510 | 402500 | 83500
[5 empty] | 40350083500 | 510 | 403500 | 83500
[5 empty] | 37750082500 | 510 | 377500 | 82500
[5 empty] | 37850082500 | 510 | 378500 | 82500
[5 empty] | 37950082500 | 510 | 379500 | 82500
[5 empty] | 38050082500 | 510 | 380500 | 82500
[5 empty] | 38150082500 | 510 | 381500 | 82500
[5 empty] | 38250082500 | 510 | 382500 | 82500
[5 empty] | 38350082500 | 510 | 383500 | 82500
[5 empty] | 38450082500 | 510 | 384500 | 82500
[5 empty] | 38550082500 | 510 | 385500 | 82500
[5 empty] | 38650082500 | 510 | 386500 | 82500
[5 empty] | 38750082500 | 510 | 387500 | 82500
[5 empty] | 38850082500 | 510 | 388500 | 82500
[5 empty] | 38950082500 | 510 | 389500 | 82500
[5 empty] | 39050082500 | 510 | 390500 | 82500
[5 empty] | 39150082500 | 510 | 391500 | 82500
[5 empty] | 39250082500 | 510 | 392500 | 82500
[5 empty] | 39350082500 | 510 | 393500 | 82500
[5 empty] | 39450082500 | 510 | 394500 | 82500
[5 empty] | 39550082500 | 510 | 395500 | 82500
[5 empty] | 39650082500 | 510 | 396500 | 82500
[5 empty] | 39750082500 | 510 | 397500 | 82500
[5 empty] | 39850082500 | 510 | 398500 | 82500
[5 empty] | 39950082500 | 510 | 399500 | 82500
[5 empty] | 40050082500 | 510 | 400500 | 82500
[5 empty] | 40150082500 | 510 | 401500 | 82500
[5 empty] | 40250082500 | 510 | 402500 | 82500
[5 empty] | 40350082500 | 510 | 403500 | 82500
[5 empty] | 40450082500 | 510 | 404500 | 82500
[5 empty] | 40550082500 | 510 | 405500 | 82500
[5 empty] | 37750081500 | 510 | 377500 | 81500
[5 empty] | 37850081500 | 510 | 378500 | 81500
[5 empty] | 37950081500 | 510 | 379500 | 81500
[5 empty] | 38050081500 | 510 | 380500 | 81500
[5 empty] | 38150081500 | 510 | 381500 | 81500
[5 empty] | 38250081500 | 510 | 382500 | 81500
[5 empty] | 38350081500 | 510 | 383500 | 81500
[5 empty] | 38450081500 | 510 | 384500 | 81500
[5 empty] | 38550081500 | 510 | 385500 | 81500
[5 empty] | 38650081500 | 510 | 386500 | 81500
[5 empty] | 38750081500 | 510 | 387500 | 81500
[5 empty] | 38850081500 | 510 | 388500 | 81500
[5 empty] | 38950081500 | 510 | 389500 | 81500
[5 empty] | 39050081500 | 510 | 390500 | 81500
[5 empty] | 39150081500 | 510 | 391500 | 81500
[5 empty] | 39250081500 | 510 | 392500 | 81500
[5 empty] | 39350081500 | 510 | 393500 | 81500
[5 empty] | 39450081500 | 510 | 394500 | 81500
[5 empty] | 39550081500 | 510 | 395500 | 81500
[5 empty] | 39650081500 | 510 | 396500 | 81500
[5 empty] | 39750081500 | 510 | 397500 | 81500
[5 empty] | 39850081500 | 510 | 398500 | 81500
[5 empty] | 39950081500 | 510 | 399500 | 81500
[5 empty] | 40050081500 | 510 | 400500 | 81500
[5 empty] | 40150081500 | 510 | 401500 | 81500
[5 empty] | 40250081500 | 510 | 402500 | 81500
[5 empty] | 40350081500 | 510 | 403500 | 81500
[5 empty] | 40450081500 | 510 | 404500 | 81500
[5 empty] | 40550081500 | 510 | 405500 | 81500
[5 empty] | 37750080500 | 510 | 377500 | 80500
[5 empty] | 37850080500 | 510 | 378500 | 80500
[5 empty] | 37950080500 | 510 | 379500 | 80500
[5 empty] | 38050080500 | 510 | 380500 | 80500
[5 empty] | 38150080500 | 510 | 381500 | 80500
[5 empty] | 38250080500 | 510 | 382500 | 80500
[5 empty] | 38350080500 | 510 | 383500 | 80500
[5 empty] | 38450080500 | 510 | 384500 | 80500
[5 empty] | 38550080500 | 510 | 385500 | 80500
[5 empty] | 38650080500 | 510 | 386500 | 80500
[5 empty] | 38750080500 | 510 | 387500 | 80500
[5 empty] | 38850080500 | 510 | 388500 | 80500
[5 empty] | 38950080500 | 510 | 389500 | 80500
[5 empty] | 39050080500 | 510 | 390500 | 80500
[5 empty] | 39150080500 | 510 | 391500 | 80500
[5 empty] | 39250080500 | 510 | 392500 | 80500
[5 empty] | 39350080500 | 510 | 393500 | 80500
[5 empty] | 39450080500 | 510 | 394500 | 80500
[5 empty] | 39550080500 | 510 | 395500 | 80500
[5 empty] | 39650080500 | 510 | 396500 | 80500
[5 empty] | 39750080500 | 510 | 397500 | 80500
[5 empty] | 39850080500 | 510 | 398500 | 80500
[5 empty] | 39950080500 | 510 | 399500 | 80500
[5 empty] | 40050080500 | 510 | 400500 | 80500
[5 empty] | 40150080500 | 510 | 401500 | 80500
[5 empty] | 40250080500 | 510 | 402500 | 80500
[5 empty] | 40350080500 | 510 | 403500 | 80500
[5 empty] | 38150079500 | 510 | 381500 | 79500
[5 empty] | 38250079500 | 510 | 382500 | 79500
[5 empty] | 38350079500 | 510 | 383500 | 79500
[5 empty] | 38450079500 | 510 | 384500 | 79500
[5 empty] | 38650079500 | 510 | 386500 | 79500
[5 empty] | 38750079500 | 510 | 387500 | 79500
[5 empty] | 38850079500 | 510 | 388500 | 79500
[5 empty] | 38950079500 | 510 | 389500 | 79500
[5 empty] | 39050079500 | 510 | 390500 | 79500
[5 empty] | 39150079500 | 510 | 391500 | 79500
[5 empty] | 39250079500 | 510 | 392500 | 79500
[5 empty] | 39350079500 | 510 | 393500 | 79500
[5 empty] | 39450079500 | 510 | 394500 | 79500
[5 empty] | 39550079500 | 510 | 395500 | 79500
[5 empty] | 39650079500 | 510 | 396500 | 79500
[5 empty] | 39750079500 | 510 | 397500 | 79500
[5 empty] | 39850079500 | 510 | 398500 | 79500
[5 empty] | 39950079500 | 510 | 399500 | 79500
[5 empty] | 40050079500 | 510 | 400500 | 79500
[5 empty] | 40150079500 | 510 | 401500 | 79500
[5 empty] | 40250079500 | 510 | 402500 | 79500
[5 empty] | 40350079500 | 510 | 403500 | 79500
[5 empty] | 38950078500 | 510 | 389500 | 78500
[5 empty] | 39050078500 | 510 | 390500 | 78500
[5 empty] | 39150078500 | 510 | 391500 | 78500
[5 empty] | 39250078500 | 510 | 392500 | 78500
[5 empty] | 39350078500 | 510 | 393500 | 78500
[5 empty] | 39450078500 | 510 | 394500 | 78500
[5 empty] | 39550078500 | 510 | 395500 | 78500
[5 empty] | 39650078500 | 510 | 396500 | 78500
[5 empty] | 39750078500 | 510 | 397500 | 78500
[5 empty] | 39850078500 | 510 | 398500 | 78500
[5 empty] | 39950078500 | 510 | 399500 | 78500
[5 empty] | 40050078500 | 510 | 400500 | 78500
[5 empty] | 40150078500 | 510 | 401500 | 78500
[5 empty] | 40250078500 | 510 | 402500 | 78500
[5 empty] | 40350078500 | 510 | 403500 | 78500
[5 empty] | 40450078500 | 510 | 404500 | 78500
[5 empty] | 39150077500 | 510 | 391500 | 77500
[5 empty] | 39250077500 | 510 | 392500 | 77500
[5 empty] | 39350077500 | 510 | 393500 | 77500
[5 empty] | 39450077500 | 510 | 394500 | 77500
[5 empty] | 39550077500 | 510 | 395500 | 77500
[5 empty] | 39650077500 | 510 | 396500 | 77500
[5 empty] | 39750077500 | 510 | 397500 | 77500
[5 empty] | 39850077500 | 510 | 398500 | 77500
[5 empty] | 39950077500 | 510 | 399500 | 77500
[5 empty] | 40050077500 | 510 | 400500 | 77500
[5 empty] | 40150077500 | 510 | 401500 | 77500
[5 empty] | 40250077500 | 510 | 402500 | 77500
[5 empty] | 40350077500 | 510 | 403500 | 77500
[5 empty] | 39450076500 | 510 | 394500 | 76500
[5 empty] | 39550076500 | 510 | 395500 | 76500
[5 empty] | 39650076500 | 510 | 396500 | 76500
[5 empty] | 39750076500 | 510 | 397500 | 76500
[5 empty] | 39850076500 | 510 | 398500 | 76500
[5 empty] | 39950076500 | 510 | 399500 | 76500
[5 empty] | 40050076500 | 510 | 400500 | 76500
[5 empty] | 40150076500 | 510 | 401500 | 76500
[5 empty] | 40250076500 | 510 | 402500 | 76500
[5 empty] | 40350076500 | 510 | 403500 | 76500
[5 empty] | 39550075500 | 510 | 395500 | 75500
[5 empty] | 39650075500 | 510 | 396500 | 75500
[5 empty] | 39750075500 | 510 | 397500 | 75500
[5 empty] | 470500176500 | 201 | 470500 | 176500
[5 empty] | 471500176500 | 201 | 471500 | 176500
[5 empty] | 472500176500 | 201 | 472500 | 176500
[5 empty] | 469500175500 | 201 | 469500 | 175500
[5 empty] | 470500175500 | 201 | 470500 | 175500
[5 empty] | 471500175500 | 201 | 471500 | 175500
[5 empty] | 472500175500 | 201 | 472500 | 175500
[5 empty] | 466500174500 | 201 | 466500 | 174500
[5 empty] | 467500174500 | 201 | 467500 | 174500
[5 empty] | 468500174500 | 201 | 468500 | 174500
[5 empty] | 469500174500 | 201 | 469500 | 174500
[5 empty] | 470500174500 | 201 | 470500 | 174500
[5 empty] | 471500174500 | 201 | 471500 | 174500
[5 empty] | 472500174500 | 201 | 472500 | 174500
[5 empty] | 466500173500 | 201 | 466500 | 173500
[5 empty] | 467500173500 | 201 | 467500 | 173500
[5 empty] | 468500173500 | 201 | 468500 | 173500
[5 empty] | 469500173500 | 201 | 469500 | 173500
[5 empty] | 470500173500 | 201 | 470500 | 173500
[5 empty] | 471500173500 | 201 | 471500 | 173500
[5 empty] | 472500173500 | 201 | 472500 | 173500
[5 empty] | 473500173500 | 201 | 473500 | 173500
[5 empty] | 468500172500 | 201 | 468500 | 172500
[5 empty] | 469500172500 | 201 | 469500 | 172500
[5 empty] | 470500172500 | 201 | 470500 | 172500
[5 empty] | 471500172500 | 201 | 471500 | 172500
[5 empty] | 472500172500 | 201 | 472500 | 172500
[5 empty] | 473500172500 | 201 | 473500 | 172500
[5 empty] | 468500171500 | 201 | 468500 | 171500
[5 empty] | 469500171500 | 201 | 469500 | 171500
[5 empty] | 470500171500 | 201 | 470500 | 171500
[5 empty] | 471500171500 | 201 | 471500 | 171500
[5 empty] | 472500171500 | 201 | 472500 | 171500
[5 empty] | 470500170500 | 201 | 470500 | 170500
[5 empty] | 471500170500 | 201 | 471500 | 170500
[5 empty] | 472500170500 | 201 | 472500 | 170500
[5 empty] | 471500169500 | 201 | 471500 | 169500
[5 empty] | 472500169500 | 201 | 472500 | 169500
[5 empty] | 455500528500 | 202 | 455500 | 528500
[5 empty] | 455500527500 | 202 | 455500 | 527500
[5 empty] | 456500527500 | 202 | 456500 | 527500
[5 empty] | 454500526500 | 202 | 454500 | 526500
[5 empty] | 455500526500 | 202 | 455500 | 526500
[5 empty] | 456500526500 | 202 | 456500 | 526500
[5 empty] | 457500526500 | 202 | 457500 | 526500
[5 empty] | 455500525500 | 202 | 455500 | 525500
[5 empty] | 456500525500 | 202 | 456500 | 525500
[5 empty] | 457500525500 | 202 | 457500 | 525500
[5 empty] | 458500525500 | 202 | 458500 | 525500
[5 empty] | 459500525500 | 202 | 459500 | 525500
[5 empty] | 460500525500 | 202 | 460500 | 525500
[5 empty] | 461500525500 | 202 | 461500 | 525500
[5 empty] | 455500524500 | 202 | 455500 | 524500
[5 empty] | 456500524500 | 202 | 456500 | 524500
[5 empty] | 457500524500 | 202 | 457500 | 524500
[5 empty] | 458500524500 | 202 | 458500 | 524500
[5 empty] | 459500524500 | 202 | 459500 | 524500
[5 empty] | 460500524500 | 202 | 460500 | 524500
[5 empty] | 461500524500 | 202 | 461500 | 524500
[5 empty] | 462500524500 | 202 | 462500 | 524500
[5 empty] | 454500523500 | 202 | 454500 | 523500
[5 empty] | 455500523500 | 202 | 455500 | 523500
[5 empty] | 456500523500 | 202 | 456500 | 523500
[5 empty] | 457500523500 | 202 | 457500 | 523500
[5 empty] | 458500523500 | 202 | 458500 | 523500
[5 empty] | 459500523500 | 202 | 459500 | 523500
[5 empty] | 460500523500 | 202 | 460500 | 523500
[5 empty] | 461500523500 | 202 | 461500 | 523500
[5 empty] | 462500523500 | 202 | 462500 | 523500
[5 empty] | 463500523500 | 202 | 463500 | 523500
[5 empty] | 453500522500 | 202 | 453500 | 522500
[5 empty] | 454500522500 | 202 | 454500 | 522500
[5 empty] | 455500522500 | 202 | 455500 | 522500
[5 empty] | 456500522500 | 202 | 456500 | 522500
[5 empty] | 457500522500 | 202 | 457500 | 522500
[5 empty] | 458500522500 | 202 | 458500 | 522500
[5 empty] | 459500522500 | 202 | 459500 | 522500
[5 empty] | 460500522500 | 202 | 460500 | 522500
[5 empty] | 461500522500 | 202 | 461500 | 522500
[5 empty] | 462500522500 | 202 | 462500 | 522500
[5 empty] | 463500522500 | 202 | 463500 | 522500
[5 empty] | 464500522500 | 202 | 464500 | 522500
[5 empty] | 465500522500 | 202 | 465500 | 522500
[5 empty] | 468500522500 | 202 | 468500 | 522500
[5 empty] | 452500521500 | 202 | 452500 | 521500
[5 empty] | 453500521500 | 202 | 453500 | 521500
[5 empty] | 454500521500 | 202 | 454500 | 521500
[5 empty] | 455500521500 | 202 | 455500 | 521500
[5 empty] | 456500521500 | 202 | 456500 | 521500
[5 empty] | 457500521500 | 202 | 457500 | 521500
[5 empty] | 458500521500 | 202 | 458500 | 521500
[5 empty] | 459500521500 | 202 | 459500 | 521500
[5 empty] | 460500521500 | 202 | 460500 | 521500
[5 empty] | 461500521500 | 202 | 461500 | 521500
[5 empty] | 462500521500 | 202 | 462500 | 521500
[5 empty] | 463500521500 | 202 | 463500 | 521500
[5 empty] | 464500521500 | 202 | 464500 | 521500
[5 empty] | 465500521500 | 202 | 465500 | 521500
[5 empty] | 466500521500 | 202 | 466500 | 521500
[5 empty] | 467500521500 | 202 | 467500 | 521500
[5 empty] | 468500521500 | 202 | 468500 | 521500
[5 empty] | 469500521500 | 202 | 469500 | 521500
[5 empty] | 470500521500 | 202 | 470500 | 521500
[5 empty] | 452500520500 | 202 | 452500 | 520500
[5 empty] | 453500520500 | 202 | 453500 | 520500
[5 empty] | 454500520500 | 202 | 454500 | 520500
[5 empty] | 455500520500 | 202 | 455500 | 520500
[5 empty] | 456500520500 | 202 | 456500 | 520500
[5 empty] | 457500520500 | 202 | 457500 | 520500
[5 empty] | 458500520500 | 202 | 458500 | 520500
[5 empty] | 459500520500 | 202 | 459500 | 520500
[5 empty] | 460500520500 | 202 | 460500 | 520500
[5 empty] | 461500520500 | 202 | 461500 | 520500
[5 empty] | 462500520500 | 202 | 462500 | 520500
[5 empty] | 463500520500 | 202 | 463500 | 520500
[5 empty] | 464500520500 | 202 | 464500 | 520500
[5 empty] | 465500520500 | 202 | 465500 | 520500
[5 empty] | 466500520500 | 202 | 466500 | 520500
[5 empty] | 467500520500 | 202 | 467500 | 520500
[5 empty] | 468500520500 | 202 | 468500 | 520500
[5 empty] | 469500520500 | 202 | 469500 | 520500
[5 empty] | 470500520500 | 202 | 470500 | 520500
[5 empty] | 471500520500 | 202 | 471500 | 520500
[5 empty] | 472500520500 | 202 | 472500 | 520500
[5 empty] | 473500520500 | 202 | 473500 | 520500
[5 empty] | 474500520500 | 202 | 474500 | 520500
[5 empty] | 453500519500 | 202 | 453500 | 519500
[5 empty] | 454500519500 | 202 | 454500 | 519500
[5 empty] | 455500519500 | 202 | 455500 | 519500
[5 empty] | 456500519500 | 202 | 456500 | 519500
[5 empty] | 457500519500 | 202 | 457500 | 519500
[5 empty] | 458500519500 | 202 | 458500 | 519500
[5 empty] | 459500519500 | 202 | 459500 | 519500
[5 empty] | 460500519500 | 202 | 460500 | 519500
[5 empty] | 461500519500 | 202 | 461500 | 519500
[5 empty] | 462500519500 | 202 | 462500 | 519500
[5 empty] | 463500519500 | 202 | 463500 | 519500
[5 empty] | 464500519500 | 202 | 464500 | 519500
[5 empty] | 465500519500 | 202 | 465500 | 519500
[5 empty] | 466500519500 | 202 | 466500 | 519500
[5 empty] | 467500519500 | 202 | 467500 | 519500
[5 empty] | 468500519500 | 202 | 468500 | 519500
[5 empty] | 469500519500 | 202 | 469500 | 519500
[5 empty] | 470500519500 | 202 | 470500 | 519500
[5 empty] | 471500519500 | 202 | 471500 | 519500
[5 empty] | 472500519500 | 202 | 472500 | 519500
[5 empty] | 473500519500 | 202 | 473500 | 519500
[5 empty] | 474500519500 | 202 | 474500 | 519500
[5 empty] | 475500519500 | 202 | 475500 | 519500
[5 empty] | 476500519500 | 202 | 476500 | 519500
[5 empty] | 478500519500 | 202 | 478500 | 519500
[5 empty] | 454500518500 | 202 | 454500 | 518500
[5 empty] | 455500518500 | 202 | 455500 | 518500
[5 empty] | 456500518500 | 202 | 456500 | 518500
[5 empty] | 457500518500 | 202 | 457500 | 518500
[5 empty] | 458500518500 | 202 | 458500 | 518500
[5 empty] | 459500518500 | 202 | 459500 | 518500
[5 empty] | 460500518500 | 202 | 460500 | 518500
[5 empty] | 461500518500 | 202 | 461500 | 518500
[5 empty] | 462500518500 | 202 | 462500 | 518500
[5 empty] | 463500518500 | 202 | 463500 | 518500
[5 empty] | 464500518500 | 202 | 464500 | 518500
[5 empty] | 465500518500 | 202 | 465500 | 518500
[5 empty] | 466500518500 | 202 | 466500 | 518500
[5 empty] | 467500518500 | 202 | 467500 | 518500
[5 empty] | 468500518500 | 202 | 468500 | 518500
[5 empty] | 469500518500 | 202 | 469500 | 518500
[5 empty] | 470500518500 | 202 | 470500 | 518500
[5 empty] | 471500518500 | 202 | 471500 | 518500
[5 empty] | 472500518500 | 202 | 472500 | 518500
[5 empty] | 473500518500 | 202 | 473500 | 518500
[5 empty] | 474500518500 | 202 | 474500 | 518500
[5 empty] | 475500518500 | 202 | 475500 | 518500
[5 empty] | 476500518500 | 202 | 476500 | 518500
[5 empty] | 477500518500 | 202 | 477500 | 518500
[5 empty] | 453500517500 | 202 | 453500 | 517500
[5 empty] | 454500517500 | 202 | 454500 | 517500
[5 empty] | 455500517500 | 202 | 455500 | 517500
[5 empty] | 456500517500 | 202 | 456500 | 517500
[5 empty] | 457500517500 | 202 | 457500 | 517500
[5 empty] | 458500517500 | 202 | 458500 | 517500
[5 empty] | 459500517500 | 202 | 459500 | 517500
[5 empty] | 460500517500 | 202 | 460500 | 517500
[5 empty] | 461500517500 | 202 | 461500 | 517500
[5 empty] | 462500517500 | 202 | 462500 | 517500
[5 empty] | 463500517500 | 202 | 463500 | 517500
[5 empty] | 464500517500 | 202 | 464500 | 517500
[5 empty] | 465500517500 | 202 | 465500 | 517500
[5 empty] | 466500517500 | 202 | 466500 | 517500
[5 empty] | 467500517500 | 202 | 467500 | 517500
[5 empty] | 468500517500 | 202 | 468500 | 517500
[5 empty] | 469500517500 | 202 | 469500 | 517500
[5 empty] | 470500517500 | 202 | 470500 | 517500
[5 empty] | 471500517500 | 202 | 471500 | 517500
[5 empty] | 472500517500 | 202 | 472500 | 517500
[5 empty] | 473500517500 | 202 | 473500 | 517500
[5 empty] | 474500517500 | 202 | 474500 | 517500
[5 empty] | 475500517500 | 202 | 475500 | 517500
[5 empty] | 452500516500 | 202 | 452500 | 516500
[5 empty] | 453500516500 | 202 | 453500 | 516500
[5 empty] | 454500516500 | 202 | 454500 | 516500
[5 empty] | 455500516500 | 202 | 455500 | 516500
[5 empty] | 456500516500 | 202 | 456500 | 516500
[5 empty] | 457500516500 | 202 | 457500 | 516500
[5 empty] | 458500516500 | 202 | 458500 | 516500
[5 empty] | 459500516500 | 202 | 459500 | 516500
[5 empty] | 460500516500 | 202 | 460500 | 516500
[5 empty] | 461500516500 | 202 | 461500 | 516500
[5 empty] | 462500516500 | 202 | 462500 | 516500
[5 empty] | 463500516500 | 202 | 463500 | 516500
[5 empty] | 464500516500 | 202 | 464500 | 516500
[5 empty] | 465500516500 | 202 | 465500 | 516500
[5 empty] | 466500516500 | 202 | 466500 | 516500
[5 empty] | 467500516500 | 202 | 467500 | 516500
[5 empty] | 468500516500 | 202 | 468500 | 516500
[5 empty] | 469500516500 | 202 | 469500 | 516500
[5 empty] | 470500516500 | 202 | 470500 | 516500
[5 empty] | 471500516500 | 202 | 471500 | 516500
[5 empty] | 472500516500 | 202 | 472500 | 516500
[5 empty] | 473500516500 | 202 | 473500 | 516500
[5 empty] | 474500516500 | 202 | 474500 | 516500
[5 empty] | 453500515500 | 202 | 453500 | 515500
[5 empty] | 454500515500 | 202 | 454500 | 515500
[5 empty] | 455500515500 | 202 | 455500 | 515500
[5 empty] | 456500515500 | 202 | 456500 | 515500
[5 empty] | 457500515500 | 202 | 457500 | 515500
[5 empty] | 458500515500 | 202 | 458500 | 515500
[5 empty] | 459500515500 | 202 | 459500 | 515500
[5 empty] | 460500515500 | 202 | 460500 | 515500
[5 empty] | 461500515500 | 202 | 461500 | 515500
[5 empty] | 462500515500 | 202 | 462500 | 515500
[5 empty] | 463500515500 | 202 | 463500 | 515500
[5 empty] | 464500515500 | 202 | 464500 | 515500
[5 empty] | 465500515500 | 202 | 465500 | 515500
[5 empty] | 466500515500 | 202 | 466500 | 515500
[5 empty] | 467500515500 | 202 | 467500 | 515500
[5 empty] | 468500515500 | 202 | 468500 | 515500
[5 empty] | 469500515500 | 202 | 469500 | 515500
[5 empty] | 470500515500 | 202 | 470500 | 515500
[5 empty] | 471500515500 | 202 | 471500 | 515500
[5 empty] | 472500515500 | 202 | 472500 | 515500
[5 empty] | 473500515500 | 202 | 473500 | 515500
[5 empty] | 474500515500 | 202 | 474500 | 515500
[5 empty] | 454500514500 | 202 | 454500 | 514500
[5 empty] | 455500514500 | 202 | 455500 | 514500
[5 empty] | 456500514500 | 202 | 456500 | 514500
[5 empty] | 457500514500 | 202 | 457500 | 514500
[5 empty] | 458500514500 | 202 | 458500 | 514500
[5 empty] | 459500514500 | 202 | 459500 | 514500
[5 empty] | 460500514500 | 202 | 460500 | 514500
[5 empty] | 461500514500 | 202 | 461500 | 514500
[5 empty] | 462500514500 | 202 | 462500 | 514500
[5 empty] | 463500514500 | 202 | 463500 | 514500
[5 empty] | 464500514500 | 202 | 464500 | 514500
[5 empty] | 465500514500 | 202 | 465500 | 514500
[5 empty] | 466500514500 | 202 | 466500 | 514500
[5 empty] | 467500514500 | 202 | 467500 | 514500
[5 empty] | 468500514500 | 202 | 468500 | 514500
[5 empty] | 469500514500 | 202 | 469500 | 514500
[5 empty] | 470500514500 | 202 | 470500 | 514500
[5 empty] | 471500514500 | 202 | 471500 | 514500
[5 empty] | 472500514500 | 202 | 472500 | 514500
[5 empty] | 473500514500 | 202 | 473500 | 514500
[5 empty] | 456500513500 | 202 | 456500 | 513500
[5 empty] | 457500513500 | 202 | 457500 | 513500
[5 empty] | 458500513500 | 202 | 458500 | 513500
[5 empty] | 459500513500 | 202 | 459500 | 513500
[5 empty] | 460500513500 | 202 | 460500 | 513500
[5 empty] | 461500513500 | 202 | 461500 | 513500
[5 empty] | 462500513500 | 202 | 462500 | 513500
[5 empty] | 463500513500 | 202 | 463500 | 513500
[5 empty] | 464500513500 | 202 | 464500 | 513500
[5 empty] | 465500513500 | 202 | 465500 | 513500
[5 empty] | 466500513500 | 202 | 466500 | 513500
[5 empty] | 467500513500 | 202 | 467500 | 513500
[5 empty] | 468500513500 | 202 | 468500 | 513500
[5 empty] | 469500513500 | 202 | 469500 | 513500
[5 empty] | 470500513500 | 202 | 470500 | 513500
[5 empty] | 471500513500 | 202 | 471500 | 513500
[5 empty] | 472500513500 | 202 | 472500 | 513500
[5 empty] | 473500513500 | 202 | 473500 | 513500
[5 empty] | 456500512500 | 202 | 456500 | 512500
[5 empty] | 457500512500 | 202 | 457500 | 512500
[5 empty] | 459500512500 | 202 | 459500 | 512500
[5 empty] | 460500512500 | 202 | 460500 | 512500
[5 empty] | 461500512500 | 202 | 461500 | 512500
[5 empty] | 462500512500 | 202 | 462500 | 512500
[5 empty] | 463500512500 | 202 | 463500 | 512500
[5 empty] | 464500512500 | 202 | 464500 | 512500
[5 empty] | 465500512500 | 202 | 465500 | 512500
[5 empty] | 466500512500 | 202 | 466500 | 512500
[5 empty] | 467500512500 | 202 | 467500 | 512500
[5 empty] | 468500512500 | 202 | 468500 | 512500
[5 empty] | 469500512500 | 202 | 469500 | 512500
[5 empty] | 470500512500 | 202 | 470500 | 512500
[5 empty] | 471500512500 | 202 | 471500 | 512500
[5 empty] | 472500512500 | 202 | 472500 | 512500
[5 empty] | 473500512500 | 202 | 473500 | 512500
[5 empty] | 462500511500 | 202 | 462500 | 511500
[5 empty] | 467500511500 | 202 | 467500 | 511500
[5 empty] | 468500511500 | 202 | 468500 | 511500
[5 empty] | 469500511500 | 202 | 469500 | 511500
[5 empty] | 470500511500 | 202 | 470500 | 511500
[5 empty] | 473500511500 | 202 | 473500 | 511500
[5 empty] | 474500511500 | 202 | 474500 | 511500
[5 empty] | 404500269500 | 203 | 404500 | 269500
[5 empty] | 402500268500 | 203 | 402500 | 268500
[5 empty] | 403500268500 | 203 | 403500 | 268500
[5 empty] | 404500268500 | 203 | 404500 | 268500
[5 empty] | 405500268500 | 203 | 405500 | 268500
[5 empty] | 406500268500 | 203 | 406500 | 268500
[5 empty] | 407500268500 | 203 | 407500 | 268500
[5 empty] | 402500267500 | 203 | 402500 | 267500
[5 empty] | 403500267500 | 203 | 403500 | 267500
[5 empty] | 404500267500 | 203 | 404500 | 267500
[5 empty] | 405500267500 | 203 | 405500 | 267500
[5 empty] | 406500267500 | 203 | 406500 | 267500
[5 empty] | 407500267500 | 203 | 407500 | 267500
[5 empty] | 401500266500 | 203 | 401500 | 266500
[5 empty] | 402500266500 | 203 | 402500 | 266500
[5 empty] | 403500266500 | 203 | 403500 | 266500
[5 empty] | 404500266500 | 203 | 404500 | 266500
[5 empty] | 405500266500 | 203 | 405500 | 266500
[5 empty] | 406500266500 | 203 | 406500 | 266500
[5 empty] | 407500266500 | 203 | 407500 | 266500
[5 empty] | 400500265500 | 203 | 400500 | 265500
[5 empty] | 401500265500 | 203 | 401500 | 265500
[5 empty] | 402500265500 | 203 | 402500 | 265500
[5 empty] | 403500265500 | 203 | 403500 | 265500
[5 empty] | 404500265500 | 203 | 404500 | 265500
[5 empty] | 405500265500 | 203 | 405500 | 265500
[5 empty] | 406500265500 | 203 | 406500 | 265500
[5 empty] | 407500265500 | 203 | 407500 | 265500
[5 empty] | 400500264500 | 203 | 400500 | 264500
[5 empty] | 401500264500 | 203 | 401500 | 264500
[5 empty] | 402500264500 | 203 | 402500 | 264500
[5 empty] | 403500264500 | 203 | 403500 | 264500
[5 empty] | 404500264500 | 203 | 404500 | 264500
[5 empty] | 405500264500 | 203 | 405500 | 264500
[5 empty] | 399500263500 | 203 | 399500 | 263500
[5 empty] | 400500263500 | 203 | 400500 | 263500
[5 empty] | 401500263500 | 203 | 401500 | 263500
[5 empty] | 402500263500 | 203 | 402500 | 263500
[5 empty] | 403500263500 | 203 | 403500 | 263500
[5 empty] | 399500262500 | 203 | 399500 | 262500
[5 empty] | 400500262500 | 203 | 400500 | 262500
[5 empty] | 401500262500 | 203 | 401500 | 262500
[5 empty] | 402500262500 | 203 | 402500 | 262500
[5 empty] | 403500262500 | 203 | 403500 | 262500
[5 empty] | 404500262500 | 203 | 404500 | 262500
[5 empty] | 399500261500 | 203 | 399500 | 261500
[5 empty] | 400500261500 | 203 | 400500 | 261500
[5 empty] | 401500261500 | 203 | 401500 | 261500
[5 empty] | 402500261500 | 203 | 402500 | 261500
[5 empty] | 403500261500 | 203 | 403500 | 261500
[5 empty] | 399500260500 | 203 | 399500 | 260500
[5 empty] | 400500260500 | 203 | 400500 | 260500
[5 empty] | 401500260500 | 203 | 401500 | 260500
[5 empty] | 402500260500 | 203 | 402500 | 260500
[5 empty] | 525500161500 | 204 | 525500 | 161500
[5 empty] | 526500161500 | 204 | 526500 | 161500
[5 empty] | 524500160500 | 204 | 524500 | 160500
[5 empty] | 525500160500 | 204 | 525500 | 160500
[5 empty] | 526500160500 | 204 | 526500 | 160500
[5 empty] | 527500160500 | 204 | 527500 | 160500
[5 empty] | 523500159500 | 204 | 523500 | 159500
[5 empty] | 524500159500 | 204 | 524500 | 159500
[5 empty] | 525500159500 | 204 | 525500 | 159500
[5 empty] | 526500159500 | 204 | 526500 | 159500
[5 empty] | 527500159500 | 204 | 527500 | 159500
[5 empty] | 523500158500 | 204 | 523500 | 158500
[5 empty] | 524500158500 | 204 | 524500 | 158500
[5 empty] | 525500158500 | 204 | 525500 | 158500
[5 empty] | 526500158500 | 204 | 526500 | 158500
[5 empty] | 527500158500 | 204 | 527500 | 158500
[5 empty] | 528500158500 | 204 | 528500 | 158500
[5 empty] | 522500157500 | 204 | 522500 | 157500
[5 empty] | 523500157500 | 204 | 523500 | 157500
[5 empty] | 524500157500 | 204 | 524500 | 157500
[5 empty] | 525500157500 | 204 | 525500 | 157500
[5 empty] | 526500157500 | 204 | 526500 | 157500
[5 empty] | 527500157500 | 204 | 527500 | 157500
[5 empty] | 528500157500 | 204 | 528500 | 157500
[5 empty] | 521500156500 | 204 | 521500 | 156500
[5 empty] | 522500156500 | 204 | 522500 | 156500
[5 empty] | 523500156500 | 204 | 523500 | 156500
[5 empty] | 524500156500 | 204 | 524500 | 156500
[5 empty] | 525500156500 | 204 | 525500 | 156500
[5 empty] | 526500156500 | 204 | 526500 | 156500
[5 empty] | 527500156500 | 204 | 527500 | 156500
[5 empty] | 528500156500 | 204 | 528500 | 156500
[5 empty] | 529500156500 | 204 | 529500 | 156500
[5 empty] | 530500156500 | 204 | 530500 | 156500
[5 empty] | 521500155500 | 204 | 521500 | 155500
[5 empty] | 522500155500 | 204 | 522500 | 155500
[5 empty] | 523500155500 | 204 | 523500 | 155500
[5 empty] | 524500155500 | 204 | 524500 | 155500
[5 empty] | 525500155500 | 204 | 525500 | 155500
[5 empty] | 526500155500 | 204 | 526500 | 155500
[5 empty] | 527500155500 | 204 | 527500 | 155500
[5 empty] | 528500155500 | 204 | 528500 | 155500
[5 empty] | 529500155500 | 204 | 529500 | 155500
[5 empty] | 530500155500 | 204 | 530500 | 155500
[5 empty] | 521500154500 | 204 | 521500 | 154500
[5 empty] | 522500154500 | 204 | 522500 | 154500
[5 empty] | 523500154500 | 204 | 523500 | 154500
[5 empty] | 524500154500 | 204 | 524500 | 154500
[5 empty] | 525500154500 | 204 | 525500 | 154500
[5 empty] | 526500154500 | 204 | 526500 | 154500
[5 empty] | 527500154500 | 204 | 527500 | 154500
[5 empty] | 528500154500 | 204 | 528500 | 154500
[5 empty] | 529500154500 | 204 | 529500 | 154500
[5 empty] | 521500153500 | 204 | 521500 | 153500
[5 empty] | 522500153500 | 204 | 522500 | 153500
[5 empty] | 523500153500 | 204 | 523500 | 153500
[5 empty] | 524500153500 | 204 | 524500 | 153500
[5 empty] | 525500153500 | 204 | 525500 | 153500
[5 empty] | 526500153500 | 204 | 526500 | 153500
[5 empty] | 527500153500 | 204 | 527500 | 153500
[5 empty] | 528500153500 | 204 | 528500 | 153500
[5 empty] | 529500153500 | 204 | 529500 | 153500
[5 empty] | 530500153500 | 204 | 530500 | 153500
[5 empty] | 523500152500 | 204 | 523500 | 152500
[5 empty] | 524500152500 | 204 | 524500 | 152500
[5 empty] | 525500152500 | 204 | 525500 | 152500
[5 empty] | 526500152500 | 204 | 526500 | 152500
[5 empty] | 527500152500 | 204 | 527500 | 152500
[5 empty] | 528500152500 | 204 | 528500 | 152500
[5 empty] | 529500152500 | 204 | 529500 | 152500
[5 empty] | 524500151500 | 204 | 524500 | 151500
[5 empty] | 525500151500 | 204 | 525500 | 151500
[5 empty] | 526500151500 | 204 | 526500 | 151500
[5 empty] | 527500151500 | 204 | 527500 | 151500
[5 empty] | 528500151500 | 204 | 528500 | 151500
[5 empty] | 529500151500 | 204 | 529500 | 151500
[5 empty] | 523500150500 | 204 | 523500 | 150500
[5 empty] | 524500150500 | 204 | 524500 | 150500
[5 empty] | 525500150500 | 204 | 525500 | 150500
[5 empty] | 526500150500 | 204 | 526500 | 150500
[5 empty] | 527500150500 | 204 | 527500 | 150500
[5 empty] | 528500150500 | 204 | 528500 | 150500
[5 empty] | 529500150500 | 204 | 529500 | 150500
[5 empty] | 522500149500 | 204 | 522500 | 149500
[5 empty] | 523500149500 | 204 | 523500 | 149500
[5 empty] | 524500149500 | 204 | 524500 | 149500
[5 empty] | 525500149500 | 204 | 525500 | 149500
[5 empty] | 526500149500 | 204 | 526500 | 149500
[5 empty] | 527500149500 | 204 | 527500 | 149500
[5 empty] | 528500149500 | 204 | 528500 | 149500
[5 empty] | 523500148500 | 204 | 523500 | 148500
[5 empty] | 524500148500 | 204 | 524500 | 148500
[5 empty] | 525500148500 | 204 | 525500 | 148500
[5 empty] | 526500148500 | 204 | 526500 | 148500
[5 empty] | 527500148500 | 204 | 527500 | 148500
[5 empty] | 528500148500 | 204 | 528500 | 148500
[5 empty] | 524500147500 | 204 | 524500 | 147500
[5 empty] | 525500147500 | 204 | 525500 | 147500
[5 empty] | 526500147500 | 204 | 526500 | 147500
[5 empty] | 527500147500 | 204 | 527500 | 147500
[5 empty] | 528500147500 | 204 | 528500 | 147500
[5 empty] | 529500147500 | 204 | 529500 | 147500
[5 empty] | 524500146500 | 204 | 524500 | 146500
[5 empty] | 525500146500 | 204 | 525500 | 146500
[5 empty] | 526500146500 | 204 | 526500 | 146500
[5 empty] | 527500146500 | 204 | 527500 | 146500
[5 empty] | 528500146500 | 204 | 528500 | 146500
[5 empty] | 529500146500 | 204 | 529500 | 146500
[5 empty] | 525500145500 | 204 | 525500 | 145500
[5 empty] | 526500145500 | 204 | 526500 | 145500
[5 empty] | 527500145500 | 204 | 527500 | 145500
[5 empty] | 528500145500 | 204 | 528500 | 145500
[5 empty] | 529500145500 | 204 | 529500 | 145500
[5 empty] | 523500144500 | 204 | 523500 | 144500
[5 empty] | 524500144500 | 204 | 524500 | 144500
[5 empty] | 525500144500 | 204 | 525500 | 144500
[5 empty] | 526500144500 | 204 | 526500 | 144500
[5 empty] | 527500144500 | 204 | 527500 | 144500
[5 empty] | 528500144500 | 204 | 528500 | 144500
[5 empty] | 529500144500 | 204 | 529500 | 144500
[5 empty] | 524500143500 | 204 | 524500 | 143500
[5 empty] | 525500143500 | 204 | 525500 | 143500
[5 empty] | 527500143500 | 204 | 527500 | 143500
[5 empty] | 528500143500 | 204 | 528500 | 143500
[5 empty] | 529500143500 | 204 | 529500 | 143500
[5 empty] | 530500143500 | 204 | 530500 | 143500
[5 empty] | 527500142500 | 204 | 527500 | 142500
[5 empty] | 528500142500 | 204 | 528500 | 142500
[5 empty] | 529500142500 | 204 | 529500 | 142500
[5 empty] | 530500142500 | 204 | 530500 | 142500
[5 empty] | 368500460500 | 206 | 368500 | 460500
[5 empty] | 369500460500 | 206 | 369500 | 460500
[5 empty] | 370500460500 | 206 | 370500 | 460500
[5 empty] | 371500460500 | 206 | 371500 | 460500
[5 empty] | 372500460500 | 206 | 372500 | 460500
[5 empty] | 373500460500 | 206 | 373500 | 460500
[5 empty] | 374500460500 | 206 | 374500 | 460500
[5 empty] | 375500460500 | 206 | 375500 | 460500
[5 empty] | 368500459500 | 206 | 368500 | 459500
[5 empty] | 369500459500 | 206 | 369500 | 459500
[5 empty] | 370500459500 | 206 | 370500 | 459500
[5 empty] | 371500459500 | 206 | 371500 | 459500
[5 empty] | 372500459500 | 206 | 372500 | 459500
[5 empty] | 373500459500 | 206 | 373500 | 459500
[5 empty] | 374500459500 | 206 | 374500 | 459500
[5 empty] | 375500459500 | 206 | 375500 | 459500
[5 empty] | 365500458500 | 206 | 365500 | 458500
[5 empty] | 366500458500 | 206 | 366500 | 458500
[5 empty] | 367500458500 | 206 | 367500 | 458500
[5 empty] | 368500458500 | 206 | 368500 | 458500
[5 empty] | 369500458500 | 206 | 369500 | 458500
[5 empty] | 370500458500 | 206 | 370500 | 458500
[5 empty] | 371500458500 | 206 | 371500 | 458500
[5 empty] | 372500458500 | 206 | 372500 | 458500
[5 empty] | 373500458500 | 206 | 373500 | 458500
[5 empty] | 374500458500 | 206 | 374500 | 458500
[5 empty] | 375500458500 | 206 | 375500 | 458500
[5 empty] | 376500458500 | 206 | 376500 | 458500
[5 empty] | 362500457500 | 206 | 362500 | 457500
[5 empty] | 363500457500 | 206 | 363500 | 457500
[5 empty] | 364500457500 | 206 | 364500 | 457500
[5 empty] | 365500457500 | 206 | 365500 | 457500
[5 empty] | 366500457500 | 206 | 366500 | 457500
[5 empty] | 367500457500 | 206 | 367500 | 457500
[5 empty] | 368500457500 | 206 | 368500 | 457500
[5 empty] | 369500457500 | 206 | 369500 | 457500
[5 empty] | 370500457500 | 206 | 370500 | 457500
[5 empty] | 371500457500 | 206 | 371500 | 457500
[5 empty] | 372500457500 | 206 | 372500 | 457500
[5 empty] | 373500457500 | 206 | 373500 | 457500
[5 empty] | 374500457500 | 206 | 374500 | 457500
[5 empty] | 375500457500 | 206 | 375500 | 457500
[5 empty] | 376500457500 | 206 | 376500 | 457500
[5 empty] | 377500457500 | 206 | 377500 | 457500
[5 empty] | 362500456500 | 206 | 362500 | 456500
[5 empty] | 363500456500 | 206 | 363500 | 456500
[5 empty] | 364500456500 | 206 | 364500 | 456500
[5 empty] | 365500456500 | 206 | 365500 | 456500
[5 empty] | 366500456500 | 206 | 366500 | 456500
[5 empty] | 367500456500 | 206 | 367500 | 456500
[5 empty] | 368500456500 | 206 | 368500 | 456500
[5 empty] | 369500456500 | 206 | 369500 | 456500
[5 empty] | 370500456500 | 206 | 370500 | 456500
[5 empty] | 371500456500 | 206 | 371500 | 456500
[5 empty] | 372500456500 | 206 | 372500 | 456500
[5 empty] | 373500456500 | 206 | 373500 | 456500
[5 empty] | 374500456500 | 206 | 374500 | 456500
[5 empty] | 375500456500 | 206 | 375500 | 456500
[5 empty] | 376500456500 | 206 | 376500 | 456500
[5 empty] | 362500455500 | 206 | 362500 | 455500
[5 empty] | 363500455500 | 206 | 363500 | 455500
[5 empty] | 364500455500 | 206 | 364500 | 455500
[5 empty] | 365500455500 | 206 | 365500 | 455500
[5 empty] | 366500455500 | 206 | 366500 | 455500
[5 empty] | 367500455500 | 206 | 367500 | 455500
[5 empty] | 368500455500 | 206 | 368500 | 455500
[5 empty] | 369500455500 | 206 | 369500 | 455500
[5 empty] | 370500455500 | 206 | 370500 | 455500
[5 empty] | 371500455500 | 206 | 371500 | 455500
[5 empty] | 372500455500 | 206 | 372500 | 455500
[5 empty] | 373500455500 | 206 | 373500 | 455500
[5 empty] | 374500455500 | 206 | 374500 | 455500
[5 empty] | 375500455500 | 206 | 375500 | 455500
[5 empty] | 376500455500 | 206 | 376500 | 455500
[5 empty] | 363500454500 | 206 | 363500 | 454500
[5 empty] | 364500454500 | 206 | 364500 | 454500
[5 empty] | 365500454500 | 206 | 365500 | 454500
[5 empty] | 366500454500 | 206 | 366500 | 454500
[5 empty] | 367500454500 | 206 | 367500 | 454500
[5 empty] | 368500454500 | 206 | 368500 | 454500
[5 empty] | 369500454500 | 206 | 369500 | 454500
[5 empty] | 370500454500 | 206 | 370500 | 454500
[5 empty] | 371500454500 | 206 | 371500 | 454500
[5 empty] | 372500454500 | 206 | 372500 | 454500
[5 empty] | 373500454500 | 206 | 373500 | 454500
[5 empty] | 374500454500 | 206 | 374500 | 454500
[5 empty] | 375500454500 | 206 | 375500 | 454500
[5 empty] | 376500454500 | 206 | 376500 | 454500
[5 empty] | 377500454500 | 206 | 377500 | 454500
[5 empty] | 378500454500 | 206 | 378500 | 454500
[5 empty] | 379500454500 | 206 | 379500 | 454500
[5 empty] | 363500453500 | 206 | 363500 | 453500
[5 empty] | 364500453500 | 206 | 364500 | 453500
[5 empty] | 365500453500 | 206 | 365500 | 453500
[5 empty] | 366500453500 | 206 | 366500 | 453500
[5 empty] | 367500453500 | 206 | 367500 | 453500
[5 empty] | 368500453500 | 206 | 368500 | 453500
[5 empty] | 369500453500 | 206 | 369500 | 453500
[5 empty] | 370500453500 | 206 | 370500 | 453500
[5 empty] | 371500453500 | 206 | 371500 | 453500
[5 empty] | 372500453500 | 206 | 372500 | 453500
[5 empty] | 373500453500 | 206 | 373500 | 453500
[5 empty] | 374500453500 | 206 | 374500 | 453500
[5 empty] | 375500453500 | 206 | 375500 | 453500
[5 empty] | 376500453500 | 206 | 376500 | 453500
[5 empty] | 377500453500 | 206 | 377500 | 453500
[5 empty] | 378500453500 | 206 | 378500 | 453500
[5 empty] | 379500453500 | 206 | 379500 | 453500
[5 empty] | 380500453500 | 206 | 380500 | 453500
[5 empty] | 383500453500 | 206 | 383500 | 453500
[5 empty] | 384500453500 | 206 | 384500 | 453500
[5 empty] | 362500452500 | 206 | 362500 | 452500
[5 empty] | 363500452500 | 206 | 363500 | 452500
[5 empty] | 364500452500 | 206 | 364500 | 452500
[5 empty] | 365500452500 | 206 | 365500 | 452500
[5 empty] | 366500452500 | 206 | 366500 | 452500
[5 empty] | 367500452500 | 206 | 367500 | 452500
[5 empty] | 368500452500 | 206 | 368500 | 452500
[5 empty] | 369500452500 | 206 | 369500 | 452500
[5 empty] | 370500452500 | 206 | 370500 | 452500
[5 empty] | 371500452500 | 206 | 371500 | 452500
[5 empty] | 372500452500 | 206 | 372500 | 452500
[5 empty] | 373500452500 | 206 | 373500 | 452500
[5 empty] | 374500452500 | 206 | 374500 | 452500
[5 empty] | 375500452500 | 206 | 375500 | 452500
[5 empty] | 376500452500 | 206 | 376500 | 452500
[5 empty] | 377500452500 | 206 | 377500 | 452500
[5 empty] | 378500452500 | 206 | 378500 | 452500
[5 empty] | 379500452500 | 206 | 379500 | 452500
[5 empty] | 380500452500 | 206 | 380500 | 452500
[5 empty] | 381500452500 | 206 | 381500 | 452500
[5 empty] | 382500452500 | 206 | 382500 | 452500
[5 empty] | 383500452500 | 206 | 383500 | 452500
[5 empty] | 384500452500 | 206 | 384500 | 452500
[5 empty] | 361500451500 | 206 | 361500 | 451500
[5 empty] | 362500451500 | 206 | 362500 | 451500
[5 empty] | 363500451500 | 206 | 363500 | 451500
[5 empty] | 364500451500 | 206 | 364500 | 451500
[5 empty] | 365500451500 | 206 | 365500 | 451500
[5 empty] | 366500451500 | 206 | 366500 | 451500
[5 empty] | 367500451500 | 206 | 367500 | 451500
[5 empty] | 368500451500 | 206 | 368500 | 451500
[5 empty] | 369500451500 | 206 | 369500 | 451500
[5 empty] | 370500451500 | 206 | 370500 | 451500
[5 empty] | 371500451500 | 206 | 371500 | 451500
[5 empty] | 372500451500 | 206 | 372500 | 451500
[5 empty] | 373500451500 | 206 | 373500 | 451500
[5 empty] | 374500451500 | 206 | 374500 | 451500
[5 empty] | 375500451500 | 206 | 375500 | 451500
[5 empty] | 376500451500 | 206 | 376500 | 451500
[5 empty] | 377500451500 | 206 | 377500 | 451500
[5 empty] | 378500451500 | 206 | 378500 | 451500
[5 empty] | 379500451500 | 206 | 379500 | 451500
[5 empty] | 380500451500 | 206 | 380500 | 451500
[5 empty] | 381500451500 | 206 | 381500 | 451500
[5 empty] | 382500451500 | 206 | 382500 | 451500
[5 empty] | 383500451500 | 206 | 383500 | 451500
[5 empty] | 384500451500 | 206 | 384500 | 451500
[5 empty] | 385500451500 | 206 | 385500 | 451500
[5 empty] | 386500451500 | 206 | 386500 | 451500
[5 empty] | 387500451500 | 206 | 387500 | 451500
[5 empty] | 358500450500 | 206 | 358500 | 450500
[5 empty] | 359500450500 | 206 | 359500 | 450500
[5 empty] | 360500450500 | 206 | 360500 | 450500
[5 empty] | 361500450500 | 206 | 361500 | 450500
[5 empty] | 362500450500 | 206 | 362500 | 450500
[5 empty] | 363500450500 | 206 | 363500 | 450500
[5 empty] | 364500450500 | 206 | 364500 | 450500
[5 empty] | 365500450500 | 206 | 365500 | 450500
[5 empty] | 366500450500 | 206 | 366500 | 450500
[5 empty] | 367500450500 | 206 | 367500 | 450500
[5 empty] | 368500450500 | 206 | 368500 | 450500
[5 empty] | 369500450500 | 206 | 369500 | 450500
[5 empty] | 370500450500 | 206 | 370500 | 450500
[5 empty] | 371500450500 | 206 | 371500 | 450500
[5 empty] | 372500450500 | 206 | 372500 | 450500
[5 empty] | 373500450500 | 206 | 373500 | 450500
[5 empty] | 374500450500 | 206 | 374500 | 450500
[5 empty] | 375500450500 | 206 | 375500 | 450500
[5 empty] | 376500450500 | 206 | 376500 | 450500
[5 empty] | 377500450500 | 206 | 377500 | 450500
[5 empty] | 378500450500 | 206 | 378500 | 450500
[5 empty] | 379500450500 | 206 | 379500 | 450500
[5 empty] | 380500450500 | 206 | 380500 | 450500
[5 empty] | 381500450500 | 206 | 381500 | 450500
[5 empty] | 382500450500 | 206 | 382500 | 450500
[5 empty] | 383500450500 | 206 | 383500 | 450500
[5 empty] | 384500450500 | 206 | 384500 | 450500
[5 empty] | 385500450500 | 206 | 385500 | 450500
[5 empty] | 386500450500 | 206 | 386500 | 450500
[5 empty] | 387500450500 | 206 | 387500 | 450500
[5 empty] | 359500449500 | 206 | 359500 | 449500
[5 empty] | 360500449500 | 206 | 360500 | 449500
[5 empty] | 361500449500 | 206 | 361500 | 449500
[5 empty] | 362500449500 | 206 | 362500 | 449500
[5 empty] | 363500449500 | 206 | 363500 | 449500
[5 empty] | 364500449500 | 206 | 364500 | 449500
[5 empty] | 365500449500 | 206 | 365500 | 449500
[5 empty] | 366500449500 | 206 | 366500 | 449500
[5 empty] | 367500449500 | 206 | 367500 | 449500
[5 empty] | 368500449500 | 206 | 368500 | 449500
[5 empty] | 369500449500 | 206 | 369500 | 449500
[5 empty] | 370500449500 | 206 | 370500 | 449500
[5 empty] | 371500449500 | 206 | 371500 | 449500
[5 empty] | 372500449500 | 206 | 372500 | 449500
[5 empty] | 373500449500 | 206 | 373500 | 449500
[5 empty] | 374500449500 | 206 | 374500 | 449500
[5 empty] | 375500449500 | 206 | 375500 | 449500
[5 empty] | 376500449500 | 206 | 376500 | 449500
[5 empty] | 377500449500 | 206 | 377500 | 449500
[5 empty] | 378500449500 | 206 | 378500 | 449500
[5 empty] | 379500449500 | 206 | 379500 | 449500
[5 empty] | 380500449500 | 206 | 380500 | 449500
[5 empty] | 381500449500 | 206 | 381500 | 449500
[5 empty] | 382500449500 | 206 | 382500 | 449500
[5 empty] | 383500449500 | 206 | 383500 | 449500
[5 empty] | 384500449500 | 206 | 384500 | 449500
[5 empty] | 359500448500 | 206 | 359500 | 448500
[5 empty] | 360500448500 | 206 | 360500 | 448500
[5 empty] | 361500448500 | 206 | 361500 | 448500
[5 empty] | 362500448500 | 206 | 362500 | 448500
[5 empty] | 363500448500 | 206 | 363500 | 448500
[5 empty] | 364500448500 | 206 | 364500 | 448500
[5 empty] | 365500448500 | 206 | 365500 | 448500
[5 empty] | 366500448500 | 206 | 366500 | 448500
[5 empty] | 367500448500 | 206 | 367500 | 448500
[5 empty] | 368500448500 | 206 | 368500 | 448500
[5 empty] | 369500448500 | 206 | 369500 | 448500
[5 empty] | 370500448500 | 206 | 370500 | 448500
[5 empty] | 371500448500 | 206 | 371500 | 448500
[5 empty] | 372500448500 | 206 | 372500 | 448500
[5 empty] | 373500448500 | 206 | 373500 | 448500
[5 empty] | 374500448500 | 206 | 374500 | 448500
[5 empty] | 375500448500 | 206 | 375500 | 448500
[5 empty] | 376500448500 | 206 | 376500 | 448500
[5 empty] | 377500448500 | 206 | 377500 | 448500
[5 empty] | 378500448500 | 206 | 378500 | 448500
[5 empty] | 379500448500 | 206 | 379500 | 448500
[5 empty] | 380500448500 | 206 | 380500 | 448500
[5 empty] | 381500448500 | 206 | 381500 | 448500
[5 empty] | 382500448500 | 206 | 382500 | 448500
[5 empty] | 383500448500 | 206 | 383500 | 448500
[5 empty] | 360500447500 | 206 | 360500 | 447500
[5 empty] | 361500447500 | 206 | 361500 | 447500
[5 empty] | 362500447500 | 206 | 362500 | 447500
[5 empty] | 363500447500 | 206 | 363500 | 447500
[5 empty] | 364500447500 | 206 | 364500 | 447500
[5 empty] | 365500447500 | 206 | 365500 | 447500
[5 empty] | 366500447500 | 206 | 366500 | 447500
[5 empty] | 367500447500 | 206 | 367500 | 447500
[5 empty] | 368500447500 | 206 | 368500 | 447500
[5 empty] | 369500447500 | 206 | 369500 | 447500
[5 empty] | 370500447500 | 206 | 370500 | 447500
[5 empty] | 371500447500 | 206 | 371500 | 447500
[5 empty] | 372500447500 | 206 | 372500 | 447500
[5 empty] | 373500447500 | 206 | 373500 | 447500
[5 empty] | 374500447500 | 206 | 374500 | 447500
[5 empty] | 375500447500 | 206 | 375500 | 447500
[5 empty] | 376500447500 | 206 | 376500 | 447500
[5 empty] | 377500447500 | 206 | 377500 | 447500
[5 empty] | 378500447500 | 206 | 378500 | 447500
[5 empty] | 379500447500 | 206 | 379500 | 447500
[5 empty] | 380500447500 | 206 | 380500 | 447500
[5 empty] | 381500447500 | 206 | 381500 | 447500
[5 empty] | 382500447500 | 206 | 382500 | 447500
[5 empty] | 383500447500 | 206 | 383500 | 447500
[5 empty] | 360500446500 | 206 | 360500 | 446500
[5 empty] | 361500446500 | 206 | 361500 | 446500
[5 empty] | 362500446500 | 206 | 362500 | 446500
[5 empty] | 363500446500 | 206 | 363500 | 446500
[5 empty] | 364500446500 | 206 | 364500 | 446500
[5 empty] | 365500446500 | 206 | 365500 | 446500
[5 empty] | 366500446500 | 206 | 366500 | 446500
[5 empty] | 367500446500 | 206 | 367500 | 446500
[5 empty] | 368500446500 | 206 | 368500 | 446500
[5 empty] | 369500446500 | 206 | 369500 | 446500
[5 empty] | 370500446500 | 206 | 370500 | 446500
[5 empty] | 371500446500 | 206 | 371500 | 446500
[5 empty] | 372500446500 | 206 | 372500 | 446500
[5 empty] | 373500446500 | 206 | 373500 | 446500
[5 empty] | 374500446500 | 206 | 374500 | 446500
[5 empty] | 375500446500 | 206 | 375500 | 446500
[5 empty] | 376500446500 | 206 | 376500 | 446500
[5 empty] | 377500446500 | 206 | 377500 | 446500
[5 empty] | 378500446500 | 206 | 378500 | 446500
[5 empty] | 379500446500 | 206 | 379500 | 446500
[5 empty] | 380500446500 | 206 | 380500 | 446500
[5 empty] | 381500446500 | 206 | 381500 | 446500
[5 empty] | 382500446500 | 206 | 382500 | 446500
[5 empty] | 383500446500 | 206 | 383500 | 446500
[5 empty] | 360500445500 | 206 | 360500 | 445500
[5 empty] | 361500445500 | 206 | 361500 | 445500
[5 empty] | 362500445500 | 206 | 362500 | 445500
[5 empty] | 363500445500 | 206 | 363500 | 445500
[5 empty] | 364500445500 | 206 | 364500 | 445500
[5 empty] | 365500445500 | 206 | 365500 | 445500
[5 empty] | 366500445500 | 206 | 366500 | 445500
[5 empty] | 367500445500 | 206 | 367500 | 445500
[5 empty] | 368500445500 | 206 | 368500 | 445500
[5 empty] | 369500445500 | 206 | 369500 | 445500
[5 empty] | 370500445500 | 206 | 370500 | 445500
[5 empty] | 371500445500 | 206 | 371500 | 445500
[5 empty] | 372500445500 | 206 | 372500 | 445500
[5 empty] | 373500445500 | 206 | 373500 | 445500
[5 empty] | 374500445500 | 206 | 374500 | 445500
[5 empty] | 375500445500 | 206 | 375500 | 445500
[5 empty] | 376500445500 | 206 | 376500 | 445500
[5 empty] | 377500445500 | 206 | 377500 | 445500
[5 empty] | 378500445500 | 206 | 378500 | 445500
[5 empty] | 379500445500 | 206 | 379500 | 445500
[5 empty] | 380500445500 | 206 | 380500 | 445500
[5 empty] | 381500445500 | 206 | 381500 | 445500
[5 empty] | 382500445500 | 206 | 382500 | 445500
[5 empty] | 383500445500 | 206 | 383500 | 445500
[5 empty] | 384500445500 | 206 | 384500 | 445500
[5 empty] | 359500444500 | 206 | 359500 | 444500
[5 empty] | 360500444500 | 206 | 360500 | 444500
[5 empty] | 361500444500 | 206 | 361500 | 444500
[5 empty] | 362500444500 | 206 | 362500 | 444500
[5 empty] | 363500444500 | 206 | 363500 | 444500
[5 empty] | 364500444500 | 206 | 364500 | 444500
[5 empty] | 365500444500 | 206 | 365500 | 444500
[5 empty] | 366500444500 | 206 | 366500 | 444500
[5 empty] | 367500444500 | 206 | 367500 | 444500
[5 empty] | 368500444500 | 206 | 368500 | 444500
[5 empty] | 369500444500 | 206 | 369500 | 444500
[5 empty] | 370500444500 | 206 | 370500 | 444500
[5 empty] | 371500444500 | 206 | 371500 | 444500
[5 empty] | 372500444500 | 206 | 372500 | 444500
[5 empty] | 373500444500 | 206 | 373500 | 444500
[5 empty] | 374500444500 | 206 | 374500 | 444500
[5 empty] | 375500444500 | 206 | 375500 | 444500
[5 empty] | 376500444500 | 206 | 376500 | 444500
[5 empty] | 377500444500 | 206 | 377500 | 444500
[5 empty] | 378500444500 | 206 | 378500 | 444500
[5 empty] | 379500444500 | 206 | 379500 | 444500
[5 empty] | 380500444500 | 206 | 380500 | 444500
[5 empty] | 381500444500 | 206 | 381500 | 444500
[5 empty] | 382500444500 | 206 | 382500 | 444500
[5 empty] | 383500444500 | 206 | 383500 | 444500
[5 empty] | 384500444500 | 206 | 384500 | 444500
[5 empty] | 358500443500 | 206 | 358500 | 443500
[5 empty] | 359500443500 | 206 | 359500 | 443500
[5 empty] | 360500443500 | 206 | 360500 | 443500
[5 empty] | 361500443500 | 206 | 361500 | 443500
[5 empty] | 362500443500 | 206 | 362500 | 443500
[5 empty] | 363500443500 | 206 | 363500 | 443500
[5 empty] | 364500443500 | 206 | 364500 | 443500
[5 empty] | 365500443500 | 206 | 365500 | 443500
[5 empty] | 366500443500 | 206 | 366500 | 443500
[5 empty] | 367500443500 | 206 | 367500 | 443500
[5 empty] | 368500443500 | 206 | 368500 | 443500
[5 empty] | 369500443500 | 206 | 369500 | 443500
[5 empty] | 370500443500 | 206 | 370500 | 443500
[5 empty] | 371500443500 | 206 | 371500 | 443500
[5 empty] | 372500443500 | 206 | 372500 | 443500
[5 empty] | 373500443500 | 206 | 373500 | 443500
[5 empty] | 374500443500 | 206 | 374500 | 443500
[5 empty] | 375500443500 | 206 | 375500 | 443500
[5 empty] | 376500443500 | 206 | 376500 | 443500
[5 empty] | 377500443500 | 206 | 377500 | 443500
[5 empty] | 378500443500 | 206 | 378500 | 443500
[5 empty] | 379500443500 | 206 | 379500 | 443500
[5 empty] | 380500443500 | 206 | 380500 | 443500
[5 empty] | 381500443500 | 206 | 381500 | 443500
[5 empty] | 382500443500 | 206 | 382500 | 443500
[5 empty] | 383500443500 | 206 | 383500 | 443500
[5 empty] | 384500443500 | 206 | 384500 | 443500
[5 empty] | 359500442500 | 206 | 359500 | 442500
[5 empty] | 360500442500 | 206 | 360500 | 442500
[5 empty] | 361500442500 | 206 | 361500 | 442500
[5 empty] | 362500442500 | 206 | 362500 | 442500
[5 empty] | 363500442500 | 206 | 363500 | 442500
[5 empty] | 364500442500 | 206 | 364500 | 442500
[5 empty] | 365500442500 | 206 | 365500 | 442500
[5 empty] | 366500442500 | 206 | 366500 | 442500
[5 empty] | 367500442500 | 206 | 367500 | 442500
[5 empty] | 368500442500 | 206 | 368500 | 442500
[5 empty] | 369500442500 | 206 | 369500 | 442500
[5 empty] | 370500442500 | 206 | 370500 | 442500
[5 empty] | 371500442500 | 206 | 371500 | 442500
[5 empty] | 372500442500 | 206 | 372500 | 442500
[5 empty] | 373500442500 | 206 | 373500 | 442500
[5 empty] | 374500442500 | 206 | 374500 | 442500
[5 empty] | 375500442500 | 206 | 375500 | 442500
[5 empty] | 376500442500 | 206 | 376500 | 442500
[5 empty] | 377500442500 | 206 | 377500 | 442500
[5 empty] | 378500442500 | 206 | 378500 | 442500
[5 empty] | 379500442500 | 206 | 379500 | 442500
[5 empty] | 380500442500 | 206 | 380500 | 442500
[5 empty] | 381500442500 | 206 | 381500 | 442500
[5 empty] | 382500442500 | 206 | 382500 | 442500
[5 empty] | 359500441500 | 206 | 359500 | 441500
[5 empty] | 360500441500 | 206 | 360500 | 441500
[5 empty] | 361500441500 | 206 | 361500 | 441500
[5 empty] | 362500441500 | 206 | 362500 | 441500
[5 empty] | 363500441500 | 206 | 363500 | 441500
[5 empty] | 364500441500 | 206 | 364500 | 441500
[5 empty] | 365500441500 | 206 | 365500 | 441500
[5 empty] | 366500441500 | 206 | 366500 | 441500
[5 empty] | 367500441500 | 206 | 367500 | 441500
[5 empty] | 368500441500 | 206 | 368500 | 441500
[5 empty] | 369500441500 | 206 | 369500 | 441500
[5 empty] | 370500441500 | 206 | 370500 | 441500
[5 empty] | 371500441500 | 206 | 371500 | 441500
[5 empty] | 372500441500 | 206 | 372500 | 441500
[5 empty] | 373500441500 | 206 | 373500 | 441500
[5 empty] | 374500441500 | 206 | 374500 | 441500
[5 empty] | 375500441500 | 206 | 375500 | 441500
[5 empty] | 376500441500 | 206 | 376500 | 441500
[5 empty] | 377500441500 | 206 | 377500 | 441500
[5 empty] | 378500441500 | 206 | 378500 | 441500
[5 empty] | 379500441500 | 206 | 379500 | 441500
[5 empty] | 359500440500 | 206 | 359500 | 440500
[5 empty] | 360500440500 | 206 | 360500 | 440500
[5 empty] | 361500440500 | 206 | 361500 | 440500
[5 empty] | 362500440500 | 206 | 362500 | 440500
[5 empty] | 363500440500 | 206 | 363500 | 440500
[5 empty] | 364500440500 | 206 | 364500 | 440500
[5 empty] | 365500440500 | 206 | 365500 | 440500
[5 empty] | 366500440500 | 206 | 366500 | 440500
[5 empty] | 367500440500 | 206 | 367500 | 440500
[5 empty] | 368500440500 | 206 | 368500 | 440500
[5 empty] | 369500440500 | 206 | 369500 | 440500
[5 empty] | 370500440500 | 206 | 370500 | 440500
[5 empty] | 371500440500 | 206 | 371500 | 440500
[5 empty] | 372500440500 | 206 | 372500 | 440500
[5 empty] | 373500440500 | 206 | 373500 | 440500
[5 empty] | 374500440500 | 206 | 374500 | 440500
[5 empty] | 375500440500 | 206 | 375500 | 440500
[5 empty] | 376500440500 | 206 | 376500 | 440500
[5 empty] | 377500440500 | 206 | 377500 | 440500
[5 empty] | 378500440500 | 206 | 378500 | 440500
[5 empty] | 359500439500 | 206 | 359500 | 439500
[5 empty] | 360500439500 | 206 | 360500 | 439500
[5 empty] | 361500439500 | 206 | 361500 | 439500
[5 empty] | 362500439500 | 206 | 362500 | 439500
[5 empty] | 363500439500 | 206 | 363500 | 439500
[5 empty] | 364500439500 | 206 | 364500 | 439500
[5 empty] | 365500439500 | 206 | 365500 | 439500
[5 empty] | 366500439500 | 206 | 366500 | 439500
[5 empty] | 367500439500 | 206 | 367500 | 439500
[5 empty] | 368500439500 | 206 | 368500 | 439500
[5 empty] | 369500439500 | 206 | 369500 | 439500
[5 empty] | 370500439500 | 206 | 370500 | 439500
[5 empty] | 371500439500 | 206 | 371500 | 439500
[5 empty] | 372500439500 | 206 | 372500 | 439500
[5 empty] | 373500439500 | 206 | 373500 | 439500
[5 empty] | 374500439500 | 206 | 374500 | 439500
[5 empty] | 375500439500 | 206 | 375500 | 439500
[5 empty] | 376500439500 | 206 | 376500 | 439500
[5 empty] | 377500439500 | 206 | 377500 | 439500
[5 empty] | 378500439500 | 206 | 378500 | 439500
[5 empty] | 360500438500 | 206 | 360500 | 438500
[5 empty] | 361500438500 | 206 | 361500 | 438500
[5 empty] | 362500438500 | 206 | 362500 | 438500
[5 empty] | 363500438500 | 206 | 363500 | 438500
[5 empty] | 364500438500 | 206 | 364500 | 438500
[5 empty] | 365500438500 | 206 | 365500 | 438500
[5 empty] | 366500438500 | 206 | 366500 | 438500
[5 empty] | 367500438500 | 206 | 367500 | 438500
[5 empty] | 368500438500 | 206 | 368500 | 438500
[5 empty] | 369500438500 | 206 | 369500 | 438500
[5 empty] | 370500438500 | 206 | 370500 | 438500
[5 empty] | 371500438500 | 206 | 371500 | 438500
[5 empty] | 372500438500 | 206 | 372500 | 438500
[5 empty] | 373500438500 | 206 | 373500 | 438500
[5 empty] | 374500438500 | 206 | 374500 | 438500
[5 empty] | 375500438500 | 206 | 375500 | 438500
[5 empty] | 376500438500 | 206 | 376500 | 438500
[5 empty] | 377500438500 | 206 | 377500 | 438500
[5 empty] | 378500438500 | 206 | 378500 | 438500
[5 empty] | 360500437500 | 206 | 360500 | 437500
[5 empty] | 361500437500 | 206 | 361500 | 437500
[5 empty] | 362500437500 | 206 | 362500 | 437500
[5 empty] | 363500437500 | 206 | 363500 | 437500
[5 empty] | 364500437500 | 206 | 364500 | 437500
[5 empty] | 365500437500 | 206 | 365500 | 437500
[5 empty] | 366500437500 | 206 | 366500 | 437500
[5 empty] | 367500437500 | 206 | 367500 | 437500
[5 empty] | 368500437500 | 206 | 368500 | 437500
[5 empty] | 369500437500 | 206 | 369500 | 437500
[5 empty] | 370500437500 | 206 | 370500 | 437500
[5 empty] | 371500437500 | 206 | 371500 | 437500
[5 empty] | 372500437500 | 206 | 372500 | 437500
[5 empty] | 373500437500 | 206 | 373500 | 437500
[5 empty] | 374500437500 | 206 | 374500 | 437500
[5 empty] | 375500437500 | 206 | 375500 | 437500
[5 empty] | 376500437500 | 206 | 376500 | 437500
[5 empty] | 377500437500 | 206 | 377500 | 437500
[5 empty] | 378500437500 | 206 | 378500 | 437500
[5 empty] | 379500437500 | 206 | 379500 | 437500
[5 empty] | 360500436500 | 206 | 360500 | 436500
[5 empty] | 361500436500 | 206 | 361500 | 436500
[5 empty] | 362500436500 | 206 | 362500 | 436500
[5 empty] | 363500436500 | 206 | 363500 | 436500
[5 empty] | 364500436500 | 206 | 364500 | 436500
[5 empty] | 365500436500 | 206 | 365500 | 436500
[5 empty] | 366500436500 | 206 | 366500 | 436500
[5 empty] | 367500436500 | 206 | 367500 | 436500
[5 empty] | 368500436500 | 206 | 368500 | 436500
[5 empty] | 369500436500 | 206 | 369500 | 436500
[5 empty] | 370500436500 | 206 | 370500 | 436500
[5 empty] | 371500436500 | 206 | 371500 | 436500
[5 empty] | 372500436500 | 206 | 372500 | 436500
[5 empty] | 373500436500 | 206 | 373500 | 436500
[5 empty] | 374500436500 | 206 | 374500 | 436500
[5 empty] | 375500436500 | 206 | 375500 | 436500
[5 empty] | 376500436500 | 206 | 376500 | 436500
[5 empty] | 377500436500 | 206 | 377500 | 436500
[5 empty] | 378500436500 | 206 | 378500 | 436500
[5 empty] | 359500435500 | 206 | 359500 | 435500
[5 empty] | 360500435500 | 206 | 360500 | 435500
[5 empty] | 361500435500 | 206 | 361500 | 435500
[5 empty] | 362500435500 | 206 | 362500 | 435500
[5 empty] | 363500435500 | 206 | 363500 | 435500
[5 empty] | 364500435500 | 206 | 364500 | 435500
[5 empty] | 365500435500 | 206 | 365500 | 435500
[5 empty] | 366500435500 | 206 | 366500 | 435500
[5 empty] | 367500435500 | 206 | 367500 | 435500
[5 empty] | 368500435500 | 206 | 368500 | 435500
[5 empty] | 369500435500 | 206 | 369500 | 435500
[5 empty] | 370500435500 | 206 | 370500 | 435500
[5 empty] | 371500435500 | 206 | 371500 | 435500
[5 empty] | 372500435500 | 206 | 372500 | 435500
[5 empty] | 373500435500 | 206 | 373500 | 435500
[5 empty] | 374500435500 | 206 | 374500 | 435500
[5 empty] | 375500435500 | 206 | 375500 | 435500
[5 empty] | 376500435500 | 206 | 376500 | 435500
[5 empty] | 377500435500 | 206 | 377500 | 435500
[5 empty] | 378500435500 | 206 | 378500 | 435500
[5 empty] | 360500434500 | 206 | 360500 | 434500
[5 empty] | 361500434500 | 206 | 361500 | 434500
[5 empty] | 362500434500 | 206 | 362500 | 434500
[5 empty] | 363500434500 | 206 | 363500 | 434500
[5 empty] | 364500434500 | 206 | 364500 | 434500
[5 empty] | 365500434500 | 206 | 365500 | 434500
[5 empty] | 366500434500 | 206 | 366500 | 434500
[5 empty] | 367500434500 | 206 | 367500 | 434500
[5 empty] | 368500434500 | 206 | 368500 | 434500
[5 empty] | 369500434500 | 206 | 369500 | 434500
[5 empty] | 370500434500 | 206 | 370500 | 434500
[5 empty] | 371500434500 | 206 | 371500 | 434500
[5 empty] | 372500434500 | 206 | 372500 | 434500
[5 empty] | 374500434500 | 206 | 374500 | 434500
[5 empty] | 375500434500 | 206 | 375500 | 434500
[5 empty] | 376500434500 | 206 | 376500 | 434500
[5 empty] | 377500434500 | 206 | 377500 | 434500
[5 empty] | 361500433500 | 206 | 361500 | 433500
[5 empty] | 362500433500 | 206 | 362500 | 433500
[5 empty] | 363500433500 | 206 | 363500 | 433500
[5 empty] | 364500433500 | 206 | 364500 | 433500
[5 empty] | 365500433500 | 206 | 365500 | 433500
[5 empty] | 366500433500 | 206 | 366500 | 433500
[5 empty] | 367500433500 | 206 | 367500 | 433500
[5 empty] | 368500433500 | 206 | 368500 | 433500
[5 empty] | 369500433500 | 206 | 369500 | 433500
[5 empty] | 370500433500 | 206 | 370500 | 433500
[5 empty] | 376500433500 | 206 | 376500 | 433500
[5 empty] | 377500433500 | 206 | 377500 | 433500
[5 empty] | 360500432500 | 206 | 360500 | 432500
[5 empty] | 361500432500 | 206 | 361500 | 432500
[5 empty] | 362500432500 | 206 | 362500 | 432500
[5 empty] | 363500432500 | 206 | 363500 | 432500
[5 empty] | 364500432500 | 206 | 364500 | 432500
[5 empty] | 365500432500 | 206 | 365500 | 432500
[5 empty] | 366500432500 | 206 | 366500 | 432500
[5 empty] | 367500432500 | 206 | 367500 | 432500
[5 empty] | 368500432500 | 206 | 368500 | 432500
[5 empty] | 369500432500 | 206 | 369500 | 432500
[5 empty] | 370500432500 | 206 | 370500 | 432500
[5 empty] | 362500431500 | 206 | 362500 | 431500
[5 empty] | 363500431500 | 206 | 363500 | 431500
[5 empty] | 364500431500 | 206 | 364500 | 431500
[5 empty] | 365500431500 | 206 | 365500 | 431500
[5 empty] | 366500431500 | 206 | 366500 | 431500
[5 empty] | 367500431500 | 206 | 367500 | 431500
[5 empty] | 368500431500 | 206 | 368500 | 431500
[5 empty] | 364500430500 | 206 | 364500 | 430500
[5 empty] | 365500430500 | 206 | 365500 | 430500
[5 empty] | 366500430500 | 206 | 366500 | 430500
[5 empty] | 363500429500 | 206 | 363500 | 429500
[5 empty] | 364500429500 | 206 | 364500 | 429500
[5 empty] | 418500515500 | 517 | 418500 | 515500
[5 empty] | 419500515500 | 517 | 419500 | 515500
[5 empty] | 421500515500 | 517 | 421500 | 515500
[5 empty] | 414500514500 | 517 | 414500 | 514500
[5 empty] | 415500514500 | 517 | 415500 | 514500
[5 empty] | 416500514500 | 517 | 416500 | 514500
[5 empty] | 417500514500 | 517 | 417500 | 514500
[5 empty] | 418500514500 | 517 | 418500 | 514500
[5 empty] | 419500514500 | 517 | 419500 | 514500
[5 empty] | 420500514500 | 517 | 420500 | 514500
[5 empty] | 421500514500 | 517 | 421500 | 514500
[5 empty] | 422500514500 | 517 | 422500 | 514500
[5 empty] | 415500513500 | 517 | 415500 | 513500
[5 empty] | 416500513500 | 517 | 416500 | 513500
[5 empty] | 417500513500 | 517 | 417500 | 513500
[5 empty] | 418500513500 | 517 | 418500 | 513500
[5 empty] | 419500513500 | 517 | 419500 | 513500
[5 empty] | 420500513500 | 517 | 420500 | 513500
[5 empty] | 421500513500 | 517 | 421500 | 513500
[5 empty] | 422500513500 | 517 | 422500 | 513500
[5 empty] | 423500513500 | 517 | 423500 | 513500
[5 empty] | 425500513500 | 517 | 425500 | 513500
[5 empty] | 414500512500 | 517 | 414500 | 512500
[5 empty] | 415500512500 | 517 | 415500 | 512500
[5 empty] | 416500512500 | 517 | 416500 | 512500
[5 empty] | 417500512500 | 517 | 417500 | 512500
[5 empty] | 418500512500 | 517 | 418500 | 512500
[5 empty] | 419500512500 | 517 | 419500 | 512500
[5 empty] | 420500512500 | 517 | 420500 | 512500
[5 empty] | 421500512500 | 517 | 421500 | 512500
[5 empty] | 422500512500 | 517 | 422500 | 512500
[5 empty] | 423500512500 | 517 | 423500 | 512500
[5 empty] | 424500512500 | 517 | 424500 | 512500
[5 empty] | 425500512500 | 517 | 425500 | 512500
[5 empty] | 426500512500 | 517 | 426500 | 512500
[5 empty] | 409500511500 | 517 | 409500 | 511500
[5 empty] | 410500511500 | 517 | 410500 | 511500
[5 empty] | 414500511500 | 517 | 414500 | 511500
[5 empty] | 415500511500 | 517 | 415500 | 511500
[5 empty] | 416500511500 | 517 | 416500 | 511500
[5 empty] | 417500511500 | 517 | 417500 | 511500
[5 empty] | 418500511500 | 517 | 418500 | 511500
[5 empty] | 419500511500 | 517 | 419500 | 511500
[5 empty] | 420500511500 | 517 | 420500 | 511500
[5 empty] | 421500511500 | 517 | 421500 | 511500
[5 empty] | 422500511500 | 517 | 422500 | 511500
[5 empty] | 423500511500 | 517 | 423500 | 511500
[5 empty] | 424500511500 | 517 | 424500 | 511500
[5 empty] | 425500511500 | 517 | 425500 | 511500
[5 empty] | 426500511500 | 517 | 426500 | 511500
[5 empty] | 409500510500 | 517 | 409500 | 510500
[5 empty] | 410500510500 | 517 | 410500 | 510500
[5 empty] | 411500510500 | 517 | 411500 | 510500
[5 empty] | 412500510500 | 517 | 412500 | 510500
[5 empty] | 414500510500 | 517 | 414500 | 510500
[5 empty] | 415500510500 | 517 | 415500 | 510500
[5 empty] | 416500510500 | 517 | 416500 | 510500
[5 empty] | 417500510500 | 517 | 417500 | 510500
[5 empty] | 418500510500 | 517 | 418500 | 510500
[5 empty] | 419500510500 | 517 | 419500 | 510500
[5 empty] | 420500510500 | 517 | 420500 | 510500
[5 empty] | 421500510500 | 517 | 421500 | 510500
[5 empty] | 422500510500 | 517 | 422500 | 510500
[5 empty] | 423500510500 | 517 | 423500 | 510500
[5 empty] | 424500510500 | 517 | 424500 | 510500
[5 empty] | 425500510500 | 517 | 425500 | 510500
[5 empty] | 426500510500 | 517 | 426500 | 510500
[5 empty] | 427500510500 | 517 | 427500 | 510500
[5 empty] | 396500509500 | 517 | 396500 | 509500
[5 empty] | 409500509500 | 517 | 409500 | 509500
[5 empty] | 410500509500 | 517 | 410500 | 509500
[5 empty] | 411500509500 | 517 | 411500 | 509500
[5 empty] | 412500509500 | 517 | 412500 | 509500
[5 empty] | 413500509500 | 517 | 413500 | 509500
[5 empty] | 414500509500 | 517 | 414500 | 509500
[5 empty] | 415500509500 | 517 | 415500 | 509500
[5 empty] | 416500509500 | 517 | 416500 | 509500
[5 empty] | 417500509500 | 517 | 417500 | 509500
[5 empty] | 418500509500 | 517 | 418500 | 509500
[5 empty] | 419500509500 | 517 | 419500 | 509500
[5 empty] | 420500509500 | 517 | 420500 | 509500
[5 empty] | 421500509500 | 517 | 421500 | 509500
[5 empty] | 422500509500 | 517 | 422500 | 509500
[5 empty] | 423500509500 | 517 | 423500 | 509500
[5 empty] | 424500509500 | 517 | 424500 | 509500
[5 empty] | 425500509500 | 517 | 425500 | 509500
[5 empty] | 426500509500 | 517 | 426500 | 509500
[5 empty] | 427500509500 | 517 | 427500 | 509500
[5 empty] | 428500509500 | 517 | 428500 | 509500
[5 empty] | 431500509500 | 517 | 431500 | 509500
[5 empty] | 432500509500 | 517 | 432500 | 509500
[5 empty] | 395500508500 | 517 | 395500 | 508500
[5 empty] | 396500508500 | 517 | 396500 | 508500
[5 empty] | 397500508500 | 517 | 397500 | 508500
[5 empty] | 398500508500 | 517 | 398500 | 508500
[5 empty] | 407500508500 | 517 | 407500 | 508500
[5 empty] | 408500508500 | 517 | 408500 | 508500
[5 empty] | 409500508500 | 517 | 409500 | 508500
[5 empty] | 410500508500 | 517 | 410500 | 508500
[5 empty] | 411500508500 | 517 | 411500 | 508500
[5 empty] | 412500508500 | 517 | 412500 | 508500
[5 empty] | 413500508500 | 517 | 413500 | 508500
[5 empty] | 414500508500 | 517 | 414500 | 508500
[5 empty] | 415500508500 | 517 | 415500 | 508500
[5 empty] | 416500508500 | 517 | 416500 | 508500
[5 empty] | 417500508500 | 517 | 417500 | 508500
[5 empty] | 418500508500 | 517 | 418500 | 508500
[5 empty] | 419500508500 | 517 | 419500 | 508500
[5 empty] | 420500508500 | 517 | 420500 | 508500
[5 empty] | 421500508500 | 517 | 421500 | 508500
[5 empty] | 422500508500 | 517 | 422500 | 508500
[5 empty] | 423500508500 | 517 | 423500 | 508500
[5 empty] | 424500508500 | 517 | 424500 | 508500
[5 empty] | 425500508500 | 517 | 425500 | 508500
[5 empty] | 426500508500 | 517 | 426500 | 508500
[5 empty] | 427500508500 | 517 | 427500 | 508500
[5 empty] | 428500508500 | 517 | 428500 | 508500
[5 empty] | 429500508500 | 517 | 429500 | 508500
[5 empty] | 431500508500 | 517 | 431500 | 508500
[5 empty] | 432500508500 | 517 | 432500 | 508500
[5 empty] | 433500508500 | 517 | 433500 | 508500
[5 empty] | 393500507500 | 517 | 393500 | 507500
[5 empty] | 394500507500 | 517 | 394500 | 507500
[5 empty] | 395500507500 | 517 | 395500 | 507500
[5 empty] | 396500507500 | 517 | 396500 | 507500
[5 empty] | 397500507500 | 517 | 397500 | 507500
[5 empty] | 398500507500 | 517 | 398500 | 507500
[5 empty] | 399500507500 | 517 | 399500 | 507500
[5 empty] | 400500507500 | 517 | 400500 | 507500
[5 empty] | 406500507500 | 517 | 406500 | 507500
[5 empty] | 407500507500 | 517 | 407500 | 507500
[5 empty] | 408500507500 | 517 | 408500 | 507500
[5 empty] | 409500507500 | 517 | 409500 | 507500
[5 empty] | 410500507500 | 517 | 410500 | 507500
[5 empty] | 411500507500 | 517 | 411500 | 507500
[5 empty] | 412500507500 | 517 | 412500 | 507500
[5 empty] | 413500507500 | 517 | 413500 | 507500
[5 empty] | 414500507500 | 517 | 414500 | 507500
[5 empty] | 415500507500 | 517 | 415500 | 507500
[5 empty] | 416500507500 | 517 | 416500 | 507500
[5 empty] | 417500507500 | 517 | 417500 | 507500
[5 empty] | 418500507500 | 517 | 418500 | 507500
[5 empty] | 419500507500 | 517 | 419500 | 507500
[5 empty] | 420500507500 | 517 | 420500 | 507500
[5 empty] | 421500507500 | 517 | 421500 | 507500
[5 empty] | 422500507500 | 517 | 422500 | 507500
[5 empty] | 423500507500 | 517 | 423500 | 507500
[5 empty] | 424500507500 | 517 | 424500 | 507500
[5 empty] | 425500507500 | 517 | 425500 | 507500
[5 empty] | 426500507500 | 517 | 426500 | 507500
[5 empty] | 427500507500 | 517 | 427500 | 507500
[5 empty] | 428500507500 | 517 | 428500 | 507500
[5 empty] | 429500507500 | 517 | 429500 | 507500
[5 empty] | 430500507500 | 517 | 430500 | 507500
[5 empty] | 431500507500 | 517 | 431500 | 507500
[5 empty] | 432500507500 | 517 | 432500 | 507500
[5 empty] | 433500507500 | 517 | 433500 | 507500
[5 empty] | 434500507500 | 517 | 434500 | 507500
[5 empty] | 388500506500 | 517 | 388500 | 506500
[5 empty] | 389500506500 | 517 | 389500 | 506500
[5 empty] | 390500506500 | 517 | 390500 | 506500
[5 empty] | 391500506500 | 517 | 391500 | 506500
[5 empty] | 392500506500 | 517 | 392500 | 506500
[5 empty] | 393500506500 | 517 | 393500 | 506500
[5 empty] | 394500506500 | 517 | 394500 | 506500
[5 empty] | 395500506500 | 517 | 395500 | 506500
[5 empty] | 396500506500 | 517 | 396500 | 506500
[5 empty] | 397500506500 | 517 | 397500 | 506500
[5 empty] | 398500506500 | 517 | 398500 | 506500
[5 empty] | 399500506500 | 517 | 399500 | 506500
[5 empty] | 400500506500 | 517 | 400500 | 506500
[5 empty] | 401500506500 | 517 | 401500 | 506500
[5 empty] | 404500506500 | 517 | 404500 | 506500
[5 empty] | 405500506500 | 517 | 405500 | 506500
[5 empty] | 406500506500 | 517 | 406500 | 506500
[5 empty] | 407500506500 | 517 | 407500 | 506500
[5 empty] | 408500506500 | 517 | 408500 | 506500
[5 empty] | 409500506500 | 517 | 409500 | 506500
[5 empty] | 410500506500 | 517 | 410500 | 506500
[5 empty] | 411500506500 | 517 | 411500 | 506500
[5 empty] | 412500506500 | 517 | 412500 | 506500
[5 empty] | 413500506500 | 517 | 413500 | 506500
[5 empty] | 414500506500 | 517 | 414500 | 506500
[5 empty] | 415500506500 | 517 | 415500 | 506500
[5 empty] | 416500506500 | 517 | 416500 | 506500
[5 empty] | 417500506500 | 517 | 417500 | 506500
[5 empty] | 418500506500 | 517 | 418500 | 506500
[5 empty] | 419500506500 | 517 | 419500 | 506500
[5 empty] | 420500506500 | 517 | 420500 | 506500
[5 empty] | 421500506500 | 517 | 421500 | 506500
[5 empty] | 422500506500 | 517 | 422500 | 506500
[5 empty] | 423500506500 | 517 | 423500 | 506500
[5 empty] | 424500506500 | 517 | 424500 | 506500
[5 empty] | 425500506500 | 517 | 425500 | 506500
[5 empty] | 426500506500 | 517 | 426500 | 506500
[5 empty] | 427500506500 | 517 | 427500 | 506500
[5 empty] | 428500506500 | 517 | 428500 | 506500
[5 empty] | 429500506500 | 517 | 429500 | 506500
[5 empty] | 430500506500 | 517 | 430500 | 506500
[5 empty] | 431500506500 | 517 | 431500 | 506500
[5 empty] | 432500506500 | 517 | 432500 | 506500
[5 empty] | 433500506500 | 517 | 433500 | 506500
[5 empty] | 383500505500 | 517 | 383500 | 505500
[5 empty] | 384500505500 | 517 | 384500 | 505500
[5 empty] | 385500505500 | 517 | 385500 | 505500
[5 empty] | 386500505500 | 517 | 386500 | 505500
[5 empty] | 387500505500 | 517 | 387500 | 505500
[5 empty] | 388500505500 | 517 | 388500 | 505500
[5 empty] | 389500505500 | 517 | 389500 | 505500
[5 empty] | 390500505500 | 517 | 390500 | 505500
[5 empty] | 391500505500 | 517 | 391500 | 505500
[5 empty] | 392500505500 | 517 | 392500 | 505500
[5 empty] | 393500505500 | 517 | 393500 | 505500
[5 empty] | 394500505500 | 517 | 394500 | 505500
[5 empty] | 395500505500 | 517 | 395500 | 505500
[5 empty] | 396500505500 | 517 | 396500 | 505500
[5 empty] | 397500505500 | 517 | 397500 | 505500
[5 empty] | 398500505500 | 517 | 398500 | 505500
[5 empty] | 399500505500 | 517 | 399500 | 505500
[5 empty] | 400500505500 | 517 | 400500 | 505500
[5 empty] | 401500505500 | 517 | 401500 | 505500
[5 empty] | 402500505500 | 517 | 402500 | 505500
[5 empty] | 403500505500 | 517 | 403500 | 505500
[5 empty] | 404500505500 | 517 | 404500 | 505500
[5 empty] | 405500505500 | 517 | 405500 | 505500
[5 empty] | 406500505500 | 517 | 406500 | 505500
[5 empty] | 407500505500 | 517 | 407500 | 505500
[5 empty] | 408500505500 | 517 | 408500 | 505500
[5 empty] | 409500505500 | 517 | 409500 | 505500
[5 empty] | 410500505500 | 517 | 410500 | 505500
[5 empty] | 411500505500 | 517 | 411500 | 505500
[5 empty] | 412500505500 | 517 | 412500 | 505500
[5 empty] | 413500505500 | 517 | 413500 | 505500
[5 empty] | 414500505500 | 517 | 414500 | 505500
[5 empty] | 415500505500 | 517 | 415500 | 505500
[5 empty] | 416500505500 | 517 | 416500 | 505500
[5 empty] | 417500505500 | 517 | 417500 | 505500
[5 empty] | 418500505500 | 517 | 418500 | 505500
[5 empty] | 419500505500 | 517 | 419500 | 505500
[5 empty] | 420500505500 | 517 | 420500 | 505500
[5 empty] | 421500505500 | 517 | 421500 | 505500
[5 empty] | 422500505500 | 517 | 422500 | 505500
[5 empty] | 423500505500 | 517 | 423500 | 505500
[5 empty] | 424500505500 | 517 | 424500 | 505500
[5 empty] | 425500505500 | 517 | 425500 | 505500
[5 empty] | 426500505500 | 517 | 426500 | 505500
[5 empty] | 427500505500 | 517 | 427500 | 505500
[5 empty] | 428500505500 | 517 | 428500 | 505500
[5 empty] | 429500505500 | 517 | 429500 | 505500
[5 empty] | 381500504500 | 517 | 381500 | 504500
[5 empty] | 382500504500 | 517 | 382500 | 504500
[5 empty] | 383500504500 | 517 | 383500 | 504500
[5 empty] | 384500504500 | 517 | 384500 | 504500
[5 empty] | 385500504500 | 517 | 385500 | 504500
[5 empty] | 386500504500 | 517 | 386500 | 504500
[5 empty] | 387500504500 | 517 | 387500 | 504500
[5 empty] | 388500504500 | 517 | 388500 | 504500
[5 empty] | 389500504500 | 517 | 389500 | 504500
[5 empty] | 390500504500 | 517 | 390500 | 504500
[5 empty] | 391500504500 | 517 | 391500 | 504500
[5 empty] | 392500504500 | 517 | 392500 | 504500
[5 empty] | 393500504500 | 517 | 393500 | 504500
[5 empty] | 394500504500 | 517 | 394500 | 504500
[5 empty] | 395500504500 | 517 | 395500 | 504500
[5 empty] | 396500504500 | 517 | 396500 | 504500
[5 empty] | 397500504500 | 517 | 397500 | 504500
[5 empty] | 398500504500 | 517 | 398500 | 504500
[5 empty] | 399500504500 | 517 | 399500 | 504500
[5 empty] | 400500504500 | 517 | 400500 | 504500
[5 empty] | 401500504500 | 517 | 401500 | 504500
[5 empty] | 402500504500 | 517 | 402500 | 504500
[5 empty] | 403500504500 | 517 | 403500 | 504500
[5 empty] | 404500504500 | 517 | 404500 | 504500
[5 empty] | 405500504500 | 517 | 405500 | 504500
[5 empty] | 406500504500 | 517 | 406500 | 504500
[5 empty] | 407500504500 | 517 | 407500 | 504500
[5 empty] | 408500504500 | 517 | 408500 | 504500
[5 empty] | 409500504500 | 517 | 409500 | 504500
[5 empty] | 410500504500 | 517 | 410500 | 504500
[5 empty] | 411500504500 | 517 | 411500 | 504500
[5 empty] | 412500504500 | 517 | 412500 | 504500
[5 empty] | 413500504500 | 517 | 413500 | 504500
[5 empty] | 414500504500 | 517 | 414500 | 504500
[5 empty] | 415500504500 | 517 | 415500 | 504500
[5 empty] | 416500504500 | 517 | 416500 | 504500
[5 empty] | 417500504500 | 517 | 417500 | 504500
[5 empty] | 418500504500 | 517 | 418500 | 504500
[5 empty] | 419500504500 | 517 | 419500 | 504500
[5 empty] | 420500504500 | 517 | 420500 | 504500
[5 empty] | 421500504500 | 517 | 421500 | 504500
[5 empty] | 422500504500 | 517 | 422500 | 504500
[5 empty] | 423500504500 | 517 | 423500 | 504500
[5 empty] | 424500504500 | 517 | 424500 | 504500
[5 empty] | 425500504500 | 517 | 425500 | 504500
[5 empty] | 426500504500 | 517 | 426500 | 504500
[5 empty] | 427500504500 | 517 | 427500 | 504500
[5 empty] | 428500504500 | 517 | 428500 | 504500
[5 empty] | 381500503500 | 517 | 381500 | 503500
[5 empty] | 382500503500 | 517 | 382500 | 503500
[5 empty] | 383500503500 | 517 | 383500 | 503500
[5 empty] | 384500503500 | 517 | 384500 | 503500
[5 empty] | 385500503500 | 517 | 385500 | 503500
[5 empty] | 386500503500 | 517 | 386500 | 503500
[5 empty] | 387500503500 | 517 | 387500 | 503500
[5 empty] | 388500503500 | 517 | 388500 | 503500
[5 empty] | 389500503500 | 517 | 389500 | 503500
[5 empty] | 390500503500 | 517 | 390500 | 503500
[5 empty] | 391500503500 | 517 | 391500 | 503500
[5 empty] | 392500503500 | 517 | 392500 | 503500
[5 empty] | 393500503500 | 517 | 393500 | 503500
[5 empty] | 394500503500 | 517 | 394500 | 503500
[5 empty] | 395500503500 | 517 | 395500 | 503500
[5 empty] | 396500503500 | 517 | 396500 | 503500
[5 empty] | 397500503500 | 517 | 397500 | 503500
[5 empty] | 398500503500 | 517 | 398500 | 503500
[5 empty] | 399500503500 | 517 | 399500 | 503500
[5 empty] | 400500503500 | 517 | 400500 | 503500
[5 empty] | 401500503500 | 517 | 401500 | 503500
[5 empty] | 402500503500 | 517 | 402500 | 503500
[5 empty] | 403500503500 | 517 | 403500 | 503500
[5 empty] | 404500503500 | 517 | 404500 | 503500
[5 empty] | 405500503500 | 517 | 405500 | 503500
[5 empty] | 406500503500 | 517 | 406500 | 503500
[5 empty] | 407500503500 | 517 | 407500 | 503500
[5 empty] | 408500503500 | 517 | 408500 | 503500
[5 empty] | 409500503500 | 517 | 409500 | 503500
[5 empty] | 410500503500 | 517 | 410500 | 503500
[5 empty] | 411500503500 | 517 | 411500 | 503500
[5 empty] | 412500503500 | 517 | 412500 | 503500
[5 empty] | 413500503500 | 517 | 413500 | 503500
[5 empty] | 414500503500 | 517 | 414500 | 503500
[5 empty] | 415500503500 | 517 | 415500 | 503500
[5 empty] | 416500503500 | 517 | 416500 | 503500
[5 empty] | 417500503500 | 517 | 417500 | 503500
[5 empty] | 418500503500 | 517 | 418500 | 503500
[5 empty] | 419500503500 | 517 | 419500 | 503500
[5 empty] | 420500503500 | 517 | 420500 | 503500
[5 empty] | 421500503500 | 517 | 421500 | 503500
[5 empty] | 422500503500 | 517 | 422500 | 503500
[5 empty] | 423500503500 | 517 | 423500 | 503500
[5 empty] | 424500503500 | 517 | 424500 | 503500
[5 empty] | 425500503500 | 517 | 425500 | 503500
[5 empty] | 426500503500 | 517 | 426500 | 503500
[5 empty] | 427500503500 | 517 | 427500 | 503500
[5 empty] | 428500503500 | 517 | 428500 | 503500
[5 empty] | 380500502500 | 517 | 380500 | 502500
[5 empty] | 381500502500 | 517 | 381500 | 502500
[5 empty] | 382500502500 | 517 | 382500 | 502500
[5 empty] | 383500502500 | 517 | 383500 | 502500
[5 empty] | 384500502500 | 517 | 384500 | 502500
[5 empty] | 385500502500 | 517 | 385500 | 502500
[5 empty] | 386500502500 | 517 | 386500 | 502500
[5 empty] | 387500502500 | 517 | 387500 | 502500
[5 empty] | 388500502500 | 517 | 388500 | 502500
[5 empty] | 389500502500 | 517 | 389500 | 502500
[5 empty] | 390500502500 | 517 | 390500 | 502500
[5 empty] | 391500502500 | 517 | 391500 | 502500
[5 empty] | 392500502500 | 517 | 392500 | 502500
[5 empty] | 393500502500 | 517 | 393500 | 502500
[5 empty] | 394500502500 | 517 | 394500 | 502500
[5 empty] | 395500502500 | 517 | 395500 | 502500
[5 empty] | 396500502500 | 517 | 396500 | 502500
[5 empty] | 397500502500 | 517 | 397500 | 502500
[5 empty] | 398500502500 | 517 | 398500 | 502500
[5 empty] | 399500502500 | 517 | 399500 | 502500
[5 empty] | 400500502500 | 517 | 400500 | 502500
[5 empty] | 401500502500 | 517 | 401500 | 502500
[5 empty] | 402500502500 | 517 | 402500 | 502500
[5 empty] | 403500502500 | 517 | 403500 | 502500
[5 empty] | 404500502500 | 517 | 404500 | 502500
[5 empty] | 405500502500 | 517 | 405500 | 502500
[5 empty] | 406500502500 | 517 | 406500 | 502500
[5 empty] | 407500502500 | 517 | 407500 | 502500
[5 empty] | 408500502500 | 517 | 408500 | 502500
[5 empty] | 409500502500 | 517 | 409500 | 502500
[5 empty] | 410500502500 | 517 | 410500 | 502500
[5 empty] | 411500502500 | 517 | 411500 | 502500
[5 empty] | 412500502500 | 517 | 412500 | 502500
[5 empty] | 413500502500 | 517 | 413500 | 502500
[5 empty] | 414500502500 | 517 | 414500 | 502500
[5 empty] | 415500502500 | 517 | 415500 | 502500
[5 empty] | 416500502500 | 517 | 416500 | 502500
[5 empty] | 417500502500 | 517 | 417500 | 502500
[5 empty] | 418500502500 | 517 | 418500 | 502500
[5 empty] | 419500502500 | 517 | 419500 | 502500
[5 empty] | 420500502500 | 517 | 420500 | 502500
[5 empty] | 421500502500 | 517 | 421500 | 502500
[5 empty] | 422500502500 | 517 | 422500 | 502500
[5 empty] | 423500502500 | 517 | 423500 | 502500
[5 empty] | 424500502500 | 517 | 424500 | 502500
[5 empty] | 425500502500 | 517 | 425500 | 502500
[5 empty] | 426500502500 | 517 | 426500 | 502500
[5 empty] | 427500502500 | 517 | 427500 | 502500
[5 empty] | 380500501500 | 517 | 380500 | 501500
[5 empty] | 381500501500 | 517 | 381500 | 501500
[5 empty] | 382500501500 | 517 | 382500 | 501500
[5 empty] | 383500501500 | 517 | 383500 | 501500
[5 empty] | 384500501500 | 517 | 384500 | 501500
[5 empty] | 385500501500 | 517 | 385500 | 501500
[5 empty] | 386500501500 | 517 | 386500 | 501500
[5 empty] | 387500501500 | 517 | 387500 | 501500
[5 empty] | 388500501500 | 517 | 388500 | 501500
[5 empty] | 389500501500 | 517 | 389500 | 501500
[5 empty] | 390500501500 | 517 | 390500 | 501500
[5 empty] | 391500501500 | 517 | 391500 | 501500
[5 empty] | 392500501500 | 517 | 392500 | 501500
[5 empty] | 393500501500 | 517 | 393500 | 501500
[5 empty] | 394500501500 | 517 | 394500 | 501500
[5 empty] | 395500501500 | 517 | 395500 | 501500
[5 empty] | 396500501500 | 517 | 396500 | 501500
[5 empty] | 397500501500 | 517 | 397500 | 501500
[5 empty] | 398500501500 | 517 | 398500 | 501500
[5 empty] | 399500501500 | 517 | 399500 | 501500
[5 empty] | 400500501500 | 517 | 400500 | 501500
[5 empty] | 401500501500 | 517 | 401500 | 501500
[5 empty] | 402500501500 | 517 | 402500 | 501500
[5 empty] | 403500501500 | 517 | 403500 | 501500
[5 empty] | 404500501500 | 517 | 404500 | 501500
[5 empty] | 405500501500 | 517 | 405500 | 501500
[5 empty] | 406500501500 | 517 | 406500 | 501500
[5 empty] | 407500501500 | 517 | 407500 | 501500
[5 empty] | 408500501500 | 517 | 408500 | 501500
[5 empty] | 409500501500 | 517 | 409500 | 501500
[5 empty] | 410500501500 | 517 | 410500 | 501500
[5 empty] | 411500501500 | 517 | 411500 | 501500
[5 empty] | 412500501500 | 517 | 412500 | 501500
[5 empty] | 413500501500 | 517 | 413500 | 501500
[5 empty] | 414500501500 | 517 | 414500 | 501500
[5 empty] | 415500501500 | 517 | 415500 | 501500
[5 empty] | 416500501500 | 517 | 416500 | 501500
[5 empty] | 417500501500 | 517 | 417500 | 501500
[5 empty] | 418500501500 | 517 | 418500 | 501500
[5 empty] | 419500501500 | 517 | 419500 | 501500
[5 empty] | 420500501500 | 517 | 420500 | 501500
[5 empty] | 421500501500 | 517 | 421500 | 501500
[5 empty] | 422500501500 | 517 | 422500 | 501500
[5 empty] | 423500501500 | 517 | 423500 | 501500
[5 empty] | 424500501500 | 517 | 424500 | 501500
[5 empty] | 425500501500 | 517 | 425500 | 501500
[5 empty] | 426500501500 | 517 | 426500 | 501500
[5 empty] | 427500501500 | 517 | 427500 | 501500
[5 empty] | 380500500500 | 517 | 380500 | 500500
[5 empty] | 381500500500 | 517 | 381500 | 500500
[5 empty] | 382500500500 | 517 | 382500 | 500500
[5 empty] | 383500500500 | 517 | 383500 | 500500
[5 empty] | 384500500500 | 517 | 384500 | 500500
[5 empty] | 385500500500 | 517 | 385500 | 500500
[5 empty] | 386500500500 | 517 | 386500 | 500500
[5 empty] | 387500500500 | 517 | 387500 | 500500
[5 empty] | 388500500500 | 517 | 388500 | 500500
[5 empty] | 389500500500 | 517 | 389500 | 500500
[5 empty] | 390500500500 | 517 | 390500 | 500500
[5 empty] | 391500500500 | 517 | 391500 | 500500
[5 empty] | 392500500500 | 517 | 392500 | 500500
[5 empty] | 393500500500 | 517 | 393500 | 500500
[5 empty] | 394500500500 | 517 | 394500 | 500500
[5 empty] | 395500500500 | 517 | 395500 | 500500
[5 empty] | 396500500500 | 517 | 396500 | 500500
[5 empty] | 397500500500 | 517 | 397500 | 500500
[5 empty] | 398500500500 | 517 | 398500 | 500500
[5 empty] | 399500500500 | 517 | 399500 | 500500
[5 empty] | 400500500500 | 517 | 400500 | 500500
[5 empty] | 401500500500 | 517 | 401500 | 500500
[5 empty] | 402500500500 | 517 | 402500 | 500500
[5 empty] | 403500500500 | 517 | 403500 | 500500
[5 empty] | 404500500500 | 517 | 404500 | 500500
[5 empty] | 405500500500 | 517 | 405500 | 500500
[5 empty] | 406500500500 | 517 | 406500 | 500500
[5 empty] | 407500500500 | 517 | 407500 | 500500
[5 empty] | 408500500500 | 517 | 408500 | 500500
[5 empty] | 409500500500 | 517 | 409500 | 500500
[5 empty] | 410500500500 | 517 | 410500 | 500500
[5 empty] | 411500500500 | 517 | 411500 | 500500
[5 empty] | 412500500500 | 517 | 412500 | 500500
[5 empty] | 413500500500 | 517 | 413500 | 500500
[5 empty] | 414500500500 | 517 | 414500 | 500500
[5 empty] | 415500500500 | 517 | 415500 | 500500
[5 empty] | 416500500500 | 517 | 416500 | 500500
[5 empty] | 417500500500 | 517 | 417500 | 500500
[5 empty] | 418500500500 | 517 | 418500 | 500500
[5 empty] | 419500500500 | 517 | 419500 | 500500
[5 empty] | 420500500500 | 517 | 420500 | 500500
[5 empty] | 421500500500 | 517 | 421500 | 500500
[5 empty] | 422500500500 | 517 | 422500 | 500500
[5 empty] | 423500500500 | 517 | 423500 | 500500
[5 empty] | 424500500500 | 517 | 424500 | 500500
[5 empty] | 425500500500 | 517 | 425500 | 500500
[5 empty] | 426500500500 | 517 | 426500 | 500500
[5 empty] | 427500500500 | 517 | 427500 | 500500
[5 empty] | 381500499500 | 517 | 381500 | 499500
[5 empty] | 382500499500 | 517 | 382500 | 499500
[5 empty] | 383500499500 | 517 | 383500 | 499500
[5 empty] | 384500499500 | 517 | 384500 | 499500
[5 empty] | 385500499500 | 517 | 385500 | 499500
[5 empty] | 386500499500 | 517 | 386500 | 499500
[5 empty] | 387500499500 | 517 | 387500 | 499500
[5 empty] | 388500499500 | 517 | 388500 | 499500
[5 empty] | 389500499500 | 517 | 389500 | 499500
[5 empty] | 390500499500 | 517 | 390500 | 499500
[5 empty] | 391500499500 | 517 | 391500 | 499500
[5 empty] | 392500499500 | 517 | 392500 | 499500
[5 empty] | 393500499500 | 517 | 393500 | 499500
[5 empty] | 394500499500 | 517 | 394500 | 499500
[5 empty] | 395500499500 | 517 | 395500 | 499500
[5 empty] | 396500499500 | 517 | 396500 | 499500
[5 empty] | 397500499500 | 517 | 397500 | 499500
[5 empty] | 398500499500 | 517 | 398500 | 499500
[5 empty] | 399500499500 | 517 | 399500 | 499500
[5 empty] | 400500499500 | 517 | 400500 | 499500
[5 empty] | 401500499500 | 517 | 401500 | 499500
[5 empty] | 402500499500 | 517 | 402500 | 499500
[5 empty] | 403500499500 | 517 | 403500 | 499500
[5 empty] | 404500499500 | 517 | 404500 | 499500
[5 empty] | 405500499500 | 517 | 405500 | 499500
[5 empty] | 406500499500 | 517 | 406500 | 499500
[5 empty] | 407500499500 | 517 | 407500 | 499500
[5 empty] | 408500499500 | 517 | 408500 | 499500
[5 empty] | 409500499500 | 517 | 409500 | 499500
[5 empty] | 410500499500 | 517 | 410500 | 499500
[5 empty] | 411500499500 | 517 | 411500 | 499500
[5 empty] | 412500499500 | 517 | 412500 | 499500
[5 empty] | 413500499500 | 517 | 413500 | 499500
[5 empty] | 414500499500 | 517 | 414500 | 499500
[5 empty] | 415500499500 | 517 | 415500 | 499500
[5 empty] | 416500499500 | 517 | 416500 | 499500
[5 empty] | 417500499500 | 517 | 417500 | 499500
[5 empty] | 418500499500 | 517 | 418500 | 499500
[5 empty] | 419500499500 | 517 | 419500 | 499500
[5 empty] | 420500499500 | 517 | 420500 | 499500
[5 empty] | 421500499500 | 517 | 421500 | 499500
[5 empty] | 422500499500 | 517 | 422500 | 499500
[5 empty] | 423500499500 | 517 | 423500 | 499500
[5 empty] | 424500499500 | 517 | 424500 | 499500
[5 empty] | 425500499500 | 517 | 425500 | 499500
[5 empty] | 426500499500 | 517 | 426500 | 499500
[5 empty] | 427500499500 | 517 | 427500 | 499500
[5 empty] | 381500498500 | 517 | 381500 | 498500
[5 empty] | 382500498500 | 517 | 382500 | 498500
[5 empty] | 383500498500 | 517 | 383500 | 498500
[5 empty] | 384500498500 | 517 | 384500 | 498500
[5 empty] | 385500498500 | 517 | 385500 | 498500
[5 empty] | 386500498500 | 517 | 386500 | 498500
[5 empty] | 387500498500 | 517 | 387500 | 498500
[5 empty] | 388500498500 | 517 | 388500 | 498500
[5 empty] | 389500498500 | 517 | 389500 | 498500
[5 empty] | 390500498500 | 517 | 390500 | 498500
[5 empty] | 391500498500 | 517 | 391500 | 498500
[5 empty] | 392500498500 | 517 | 392500 | 498500
[5 empty] | 393500498500 | 517 | 393500 | 498500
[5 empty] | 394500498500 | 517 | 394500 | 498500
[5 empty] | 395500498500 | 517 | 395500 | 498500
[5 empty] | 396500498500 | 517 | 396500 | 498500
[5 empty] | 397500498500 | 517 | 397500 | 498500
[5 empty] | 398500498500 | 517 | 398500 | 498500
[5 empty] | 399500498500 | 517 | 399500 | 498500
[5 empty] | 400500498500 | 517 | 400500 | 498500
[5 empty] | 401500498500 | 517 | 401500 | 498500
[5 empty] | 402500498500 | 517 | 402500 | 498500
[5 empty] | 403500498500 | 517 | 403500 | 498500
[5 empty] | 404500498500 | 517 | 404500 | 498500
[5 empty] | 405500498500 | 517 | 405500 | 498500
[5 empty] | 406500498500 | 517 | 406500 | 498500
[5 empty] | 407500498500 | 517 | 407500 | 498500
[5 empty] | 408500498500 | 517 | 408500 | 498500
[5 empty] | 409500498500 | 517 | 409500 | 498500
[5 empty] | 410500498500 | 517 | 410500 | 498500
[5 empty] | 411500498500 | 517 | 411500 | 498500
[5 empty] | 412500498500 | 517 | 412500 | 498500
[5 empty] | 413500498500 | 517 | 413500 | 498500
[5 empty] | 414500498500 | 517 | 414500 | 498500
[5 empty] | 415500498500 | 517 | 415500 | 498500
[5 empty] | 416500498500 | 517 | 416500 | 498500
[5 empty] | 417500498500 | 517 | 417500 | 498500
[5 empty] | 418500498500 | 517 | 418500 | 498500
[5 empty] | 419500498500 | 517 | 419500 | 498500
[5 empty] | 420500498500 | 517 | 420500 | 498500
[5 empty] | 421500498500 | 517 | 421500 | 498500
[5 empty] | 422500498500 | 517 | 422500 | 498500
[5 empty] | 423500498500 | 517 | 423500 | 498500
[5 empty] | 424500498500 | 517 | 424500 | 498500
[5 empty] | 425500498500 | 517 | 425500 | 498500
[5 empty] | 426500498500 | 517 | 426500 | 498500
[5 empty] | 427500498500 | 517 | 427500 | 498500
[5 empty] | 379500497500 | 517 | 379500 | 497500
[5 empty] | 380500497500 | 517 | 380500 | 497500
[5 empty] | 381500497500 | 517 | 381500 | 497500
[5 empty] | 382500497500 | 517 | 382500 | 497500
[5 empty] | 383500497500 | 517 | 383500 | 497500
[5 empty] | 384500497500 | 517 | 384500 | 497500
[5 empty] | 385500497500 | 517 | 385500 | 497500
[5 empty] | 386500497500 | 517 | 386500 | 497500
[5 empty] | 387500497500 | 517 | 387500 | 497500
[5 empty] | 388500497500 | 517 | 388500 | 497500
[5 empty] | 389500497500 | 517 | 389500 | 497500
[5 empty] | 390500497500 | 517 | 390500 | 497500
[5 empty] | 391500497500 | 517 | 391500 | 497500
[5 empty] | 392500497500 | 517 | 392500 | 497500
[5 empty] | 393500497500 | 517 | 393500 | 497500
[5 empty] | 394500497500 | 517 | 394500 | 497500
[5 empty] | 395500497500 | 517 | 395500 | 497500
[5 empty] | 396500497500 | 517 | 396500 | 497500
[5 empty] | 397500497500 | 517 | 397500 | 497500
[5 empty] | 398500497500 | 517 | 398500 | 497500
[5 empty] | 399500497500 | 517 | 399500 | 497500
[5 empty] | 400500497500 | 517 | 400500 | 497500
[5 empty] | 401500497500 | 517 | 401500 | 497500
[5 empty] | 402500497500 | 517 | 402500 | 497500
[5 empty] | 403500497500 | 517 | 403500 | 497500
[5 empty] | 404500497500 | 517 | 404500 | 497500
[5 empty] | 405500497500 | 517 | 405500 | 497500
[5 empty] | 406500497500 | 517 | 406500 | 497500
[5 empty] | 407500497500 | 517 | 407500 | 497500
[5 empty] | 408500497500 | 517 | 408500 | 497500
[5 empty] | 409500497500 | 517 | 409500 | 497500
[5 empty] | 410500497500 | 517 | 410500 | 497500
[5 empty] | 411500497500 | 517 | 411500 | 497500
[5 empty] | 412500497500 | 517 | 412500 | 497500
[5 empty] | 413500497500 | 517 | 413500 | 497500
[5 empty] | 414500497500 | 517 | 414500 | 497500
[5 empty] | 415500497500 | 517 | 415500 | 497500
[5 empty] | 416500497500 | 517 | 416500 | 497500
[5 empty] | 417500497500 | 517 | 417500 | 497500
[5 empty] | 418500497500 | 517 | 418500 | 497500
[5 empty] | 419500497500 | 517 | 419500 | 497500
[5 empty] | 420500497500 | 517 | 420500 | 497500
[5 empty] | 421500497500 | 517 | 421500 | 497500
[5 empty] | 422500497500 | 517 | 422500 | 497500
[5 empty] | 423500497500 | 517 | 423500 | 497500
[5 empty] | 424500497500 | 517 | 424500 | 497500
[5 empty] | 425500497500 | 517 | 425500 | 497500
[5 empty] | 426500497500 | 517 | 426500 | 497500
[5 empty] | 378500496500 | 517 | 378500 | 496500
[5 empty] | 379500496500 | 517 | 379500 | 496500
[5 empty] | 380500496500 | 517 | 380500 | 496500
[5 empty] | 381500496500 | 517 | 381500 | 496500
[5 empty] | 382500496500 | 517 | 382500 | 496500
[5 empty] | 383500496500 | 517 | 383500 | 496500
[5 empty] | 384500496500 | 517 | 384500 | 496500
[5 empty] | 385500496500 | 517 | 385500 | 496500
[5 empty] | 386500496500 | 517 | 386500 | 496500
[5 empty] | 387500496500 | 517 | 387500 | 496500
[5 empty] | 388500496500 | 517 | 388500 | 496500
[5 empty] | 389500496500 | 517 | 389500 | 496500
[5 empty] | 390500496500 | 517 | 390500 | 496500
[5 empty] | 391500496500 | 517 | 391500 | 496500
[5 empty] | 392500496500 | 517 | 392500 | 496500
[5 empty] | 393500496500 | 517 | 393500 | 496500
[5 empty] | 394500496500 | 517 | 394500 | 496500
[5 empty] | 395500496500 | 517 | 395500 | 496500
[5 empty] | 396500496500 | 517 | 396500 | 496500
[5 empty] | 397500496500 | 517 | 397500 | 496500
[5 empty] | 398500496500 | 517 | 398500 | 496500
[5 empty] | 399500496500 | 517 | 399500 | 496500
[5 empty] | 400500496500 | 517 | 400500 | 496500
[5 empty] | 401500496500 | 517 | 401500 | 496500
[5 empty] | 402500496500 | 517 | 402500 | 496500
[5 empty] | 403500496500 | 517 | 403500 | 496500
[5 empty] | 404500496500 | 517 | 404500 | 496500
[5 empty] | 405500496500 | 517 | 405500 | 496500
[5 empty] | 406500496500 | 517 | 406500 | 496500
[5 empty] | 407500496500 | 517 | 407500 | 496500
[5 empty] | 408500496500 | 517 | 408500 | 496500
[5 empty] | 409500496500 | 517 | 409500 | 496500
[5 empty] | 410500496500 | 517 | 410500 | 496500
[5 empty] | 411500496500 | 517 | 411500 | 496500
[5 empty] | 412500496500 | 517 | 412500 | 496500
[5 empty] | 413500496500 | 517 | 413500 | 496500
[5 empty] | 414500496500 | 517 | 414500 | 496500
[5 empty] | 415500496500 | 517 | 415500 | 496500
[5 empty] | 416500496500 | 517 | 416500 | 496500
[5 empty] | 417500496500 | 517 | 417500 | 496500
[5 empty] | 418500496500 | 517 | 418500 | 496500
[5 empty] | 419500496500 | 517 | 419500 | 496500
[5 empty] | 420500496500 | 517 | 420500 | 496500
[5 empty] | 421500496500 | 517 | 421500 | 496500
[5 empty] | 422500496500 | 517 | 422500 | 496500
[5 empty] | 423500496500 | 517 | 423500 | 496500
[5 empty] | 424500496500 | 517 | 424500 | 496500
[5 empty] | 425500496500 | 517 | 425500 | 496500
[5 empty] | 426500496500 | 517 | 426500 | 496500
[5 empty] | 377500495500 | 517 | 377500 | 495500
[5 empty] | 378500495500 | 517 | 378500 | 495500
[5 empty] | 379500495500 | 517 | 379500 | 495500
[5 empty] | 380500495500 | 517 | 380500 | 495500
[5 empty] | 381500495500 | 517 | 381500 | 495500
[5 empty] | 382500495500 | 517 | 382500 | 495500
[5 empty] | 383500495500 | 517 | 383500 | 495500
[5 empty] | 384500495500 | 517 | 384500 | 495500
[5 empty] | 385500495500 | 517 | 385500 | 495500
[5 empty] | 386500495500 | 517 | 386500 | 495500
[5 empty] | 387500495500 | 517 | 387500 | 495500
[5 empty] | 388500495500 | 517 | 388500 | 495500
[5 empty] | 389500495500 | 517 | 389500 | 495500
[5 empty] | 390500495500 | 517 | 390500 | 495500
[5 empty] | 391500495500 | 517 | 391500 | 495500
[5 empty] | 392500495500 | 517 | 392500 | 495500
[5 empty] | 393500495500 | 517 | 393500 | 495500
[5 empty] | 394500495500 | 517 | 394500 | 495500
[5 empty] | 395500495500 | 517 | 395500 | 495500
[5 empty] | 396500495500 | 517 | 396500 | 495500
[5 empty] | 397500495500 | 517 | 397500 | 495500
[5 empty] | 398500495500 | 517 | 398500 | 495500
[5 empty] | 399500495500 | 517 | 399500 | 495500
[5 empty] | 400500495500 | 517 | 400500 | 495500
[5 empty] | 401500495500 | 517 | 401500 | 495500
[5 empty] | 402500495500 | 517 | 402500 | 495500
[5 empty] | 403500495500 | 517 | 403500 | 495500
[5 empty] | 404500495500 | 517 | 404500 | 495500
[5 empty] | 405500495500 | 517 | 405500 | 495500
[5 empty] | 406500495500 | 517 | 406500 | 495500
[5 empty] | 407500495500 | 517 | 407500 | 495500
[5 empty] | 408500495500 | 517 | 408500 | 495500
[5 empty] | 409500495500 | 517 | 409500 | 495500
[5 empty] | 410500495500 | 517 | 410500 | 495500
[5 empty] | 411500495500 | 517 | 411500 | 495500
[5 empty] | 412500495500 | 517 | 412500 | 495500
[5 empty] | 413500495500 | 517 | 413500 | 495500
[5 empty] | 414500495500 | 517 | 414500 | 495500
[5 empty] | 415500495500 | 517 | 415500 | 495500
[5 empty] | 416500495500 | 517 | 416500 | 495500
[5 empty] | 417500495500 | 517 | 417500 | 495500
[5 empty] | 418500495500 | 517 | 418500 | 495500
[5 empty] | 419500495500 | 517 | 419500 | 495500
[5 empty] | 420500495500 | 517 | 420500 | 495500
[5 empty] | 421500495500 | 517 | 421500 | 495500
[5 empty] | 422500495500 | 517 | 422500 | 495500
[5 empty] | 423500495500 | 517 | 423500 | 495500
[5 empty] | 424500495500 | 517 | 424500 | 495500
[5 empty] | 378500494500 | 517 | 378500 | 494500
[5 empty] | 379500494500 | 517 | 379500 | 494500
[5 empty] | 380500494500 | 517 | 380500 | 494500
[5 empty] | 381500494500 | 517 | 381500 | 494500
[5 empty] | 382500494500 | 517 | 382500 | 494500
[5 empty] | 383500494500 | 517 | 383500 | 494500
[5 empty] | 384500494500 | 517 | 384500 | 494500
[5 empty] | 385500494500 | 517 | 385500 | 494500
[5 empty] | 386500494500 | 517 | 386500 | 494500
[5 empty] | 387500494500 | 517 | 387500 | 494500
[5 empty] | 388500494500 | 517 | 388500 | 494500
[5 empty] | 389500494500 | 517 | 389500 | 494500
[5 empty] | 390500494500 | 517 | 390500 | 494500
[5 empty] | 391500494500 | 517 | 391500 | 494500
[5 empty] | 392500494500 | 517 | 392500 | 494500
[5 empty] | 393500494500 | 517 | 393500 | 494500
[5 empty] | 394500494500 | 517 | 394500 | 494500
[5 empty] | 395500494500 | 517 | 395500 | 494500
[5 empty] | 396500494500 | 517 | 396500 | 494500
[5 empty] | 397500494500 | 517 | 397500 | 494500
[5 empty] | 398500494500 | 517 | 398500 | 494500
[5 empty] | 399500494500 | 517 | 399500 | 494500
[5 empty] | 400500494500 | 517 | 400500 | 494500
[5 empty] | 401500494500 | 517 | 401500 | 494500
[5 empty] | 402500494500 | 517 | 402500 | 494500
[5 empty] | 403500494500 | 517 | 403500 | 494500
[5 empty] | 404500494500 | 517 | 404500 | 494500
[5 empty] | 405500494500 | 517 | 405500 | 494500
[5 empty] | 406500494500 | 517 | 406500 | 494500
[5 empty] | 407500494500 | 517 | 407500 | 494500
[5 empty] | 408500494500 | 517 | 408500 | 494500
[5 empty] | 409500494500 | 517 | 409500 | 494500
[5 empty] | 410500494500 | 517 | 410500 | 494500
[5 empty] | 411500494500 | 517 | 411500 | 494500
[5 empty] | 412500494500 | 517 | 412500 | 494500
[5 empty] | 413500494500 | 517 | 413500 | 494500
[5 empty] | 414500494500 | 517 | 414500 | 494500
[5 empty] | 415500494500 | 517 | 415500 | 494500
[5 empty] | 416500494500 | 517 | 416500 | 494500
[5 empty] | 417500494500 | 517 | 417500 | 494500
[5 empty] | 418500494500 | 517 | 418500 | 494500
[5 empty] | 419500494500 | 517 | 419500 | 494500
[5 empty] | 420500494500 | 517 | 420500 | 494500
[5 empty] | 421500494500 | 517 | 421500 | 494500
[5 empty] | 422500494500 | 517 | 422500 | 494500
[5 empty] | 423500494500 | 517 | 423500 | 494500
[5 empty] | 378500493500 | 517 | 378500 | 493500
[5 empty] | 379500493500 | 517 | 379500 | 493500
[5 empty] | 380500493500 | 517 | 380500 | 493500
[5 empty] | 381500493500 | 517 | 381500 | 493500
[5 empty] | 382500493500 | 517 | 382500 | 493500
[5 empty] | 383500493500 | 517 | 383500 | 493500
[5 empty] | 384500493500 | 517 | 384500 | 493500
[5 empty] | 385500493500 | 517 | 385500 | 493500
[5 empty] | 386500493500 | 517 | 386500 | 493500
[5 empty] | 387500493500 | 517 | 387500 | 493500
[5 empty] | 388500493500 | 517 | 388500 | 493500
[5 empty] | 389500493500 | 517 | 389500 | 493500
[5 empty] | 390500493500 | 517 | 390500 | 493500
[5 empty] | 391500493500 | 517 | 391500 | 493500
[5 empty] | 392500493500 | 517 | 392500 | 493500
[5 empty] | 393500493500 | 517 | 393500 | 493500
[5 empty] | 394500493500 | 517 | 394500 | 493500
[5 empty] | 395500493500 | 517 | 395500 | 493500
[5 empty] | 396500493500 | 517 | 396500 | 493500
[5 empty] | 397500493500 | 517 | 397500 | 493500
[5 empty] | 398500493500 | 517 | 398500 | 493500
[5 empty] | 399500493500 | 517 | 399500 | 493500
[5 empty] | 400500493500 | 517 | 400500 | 493500
[5 empty] | 401500493500 | 517 | 401500 | 493500
[5 empty] | 402500493500 | 517 | 402500 | 493500
[5 empty] | 403500493500 | 517 | 403500 | 493500
[5 empty] | 404500493500 | 517 | 404500 | 493500
[5 empty] | 405500493500 | 517 | 405500 | 493500
[5 empty] | 406500493500 | 517 | 406500 | 493500
[5 empty] | 407500493500 | 517 | 407500 | 493500
[5 empty] | 408500493500 | 517 | 408500 | 493500
[5 empty] | 409500493500 | 517 | 409500 | 493500
[5 empty] | 410500493500 | 517 | 410500 | 493500
[5 empty] | 411500493500 | 517 | 411500 | 493500
[5 empty] | 412500493500 | 517 | 412500 | 493500
[5 empty] | 413500493500 | 517 | 413500 | 493500
[5 empty] | 414500493500 | 517 | 414500 | 493500
[5 empty] | 415500493500 | 517 | 415500 | 493500
[5 empty] | 416500493500 | 517 | 416500 | 493500
[5 empty] | 417500493500 | 517 | 417500 | 493500
[5 empty] | 418500493500 | 517 | 418500 | 493500
[5 empty] | 419500493500 | 517 | 419500 | 493500
[5 empty] | 420500493500 | 517 | 420500 | 493500
[5 empty] | 421500493500 | 517 | 421500 | 493500
[5 empty] | 422500493500 | 517 | 422500 | 493500
[5 empty] | 423500493500 | 517 | 423500 | 493500
[5 empty] | 380500492500 | 517 | 380500 | 492500
[5 empty] | 381500492500 | 517 | 381500 | 492500
[5 empty] | 382500492500 | 517 | 382500 | 492500
[5 empty] | 383500492500 | 517 | 383500 | 492500
[5 empty] | 384500492500 | 517 | 384500 | 492500
[5 empty] | 385500492500 | 517 | 385500 | 492500
[5 empty] | 386500492500 | 517 | 386500 | 492500
[5 empty] | 387500492500 | 517 | 387500 | 492500
[5 empty] | 388500492500 | 517 | 388500 | 492500
[5 empty] | 389500492500 | 517 | 389500 | 492500
[5 empty] | 390500492500 | 517 | 390500 | 492500
[5 empty] | 391500492500 | 517 | 391500 | 492500
[5 empty] | 392500492500 | 517 | 392500 | 492500
[5 empty] | 393500492500 | 517 | 393500 | 492500
[5 empty] | 394500492500 | 517 | 394500 | 492500
[5 empty] | 395500492500 | 517 | 395500 | 492500
[5 empty] | 396500492500 | 517 | 396500 | 492500
[5 empty] | 397500492500 | 517 | 397500 | 492500
[5 empty] | 398500492500 | 517 | 398500 | 492500
[5 empty] | 399500492500 | 517 | 399500 | 492500
[5 empty] | 400500492500 | 517 | 400500 | 492500
[5 empty] | 401500492500 | 517 | 401500 | 492500
[5 empty] | 402500492500 | 517 | 402500 | 492500
[5 empty] | 403500492500 | 517 | 403500 | 492500
[5 empty] | 404500492500 | 517 | 404500 | 492500
[5 empty] | 405500492500 | 517 | 405500 | 492500
[5 empty] | 406500492500 | 517 | 406500 | 492500
[5 empty] | 407500492500 | 517 | 407500 | 492500
[5 empty] | 408500492500 | 517 | 408500 | 492500
[5 empty] | 409500492500 | 517 | 409500 | 492500
[5 empty] | 410500492500 | 517 | 410500 | 492500
[5 empty] | 411500492500 | 517 | 411500 | 492500
[5 empty] | 412500492500 | 517 | 412500 | 492500
[5 empty] | 413500492500 | 517 | 413500 | 492500
[5 empty] | 414500492500 | 517 | 414500 | 492500
[5 empty] | 415500492500 | 517 | 415500 | 492500
[5 empty] | 416500492500 | 517 | 416500 | 492500
[5 empty] | 417500492500 | 517 | 417500 | 492500
[5 empty] | 418500492500 | 517 | 418500 | 492500
[5 empty] | 419500492500 | 517 | 419500 | 492500
[5 empty] | 420500492500 | 517 | 420500 | 492500
[5 empty] | 421500492500 | 517 | 421500 | 492500
[5 empty] | 422500492500 | 517 | 422500 | 492500
[5 empty] | 423500492500 | 517 | 423500 | 492500
[5 empty] | 380500491500 | 517 | 380500 | 491500
[5 empty] | 381500491500 | 517 | 381500 | 491500
[5 empty] | 382500491500 | 517 | 382500 | 491500
[5 empty] | 383500491500 | 517 | 383500 | 491500
[5 empty] | 384500491500 | 517 | 384500 | 491500
[5 empty] | 385500491500 | 517 | 385500 | 491500
[5 empty] | 386500491500 | 517 | 386500 | 491500
[5 empty] | 387500491500 | 517 | 387500 | 491500
[5 empty] | 388500491500 | 517 | 388500 | 491500
[5 empty] | 389500491500 | 517 | 389500 | 491500
[5 empty] | 390500491500 | 517 | 390500 | 491500
[5 empty] | 391500491500 | 517 | 391500 | 491500
[5 empty] | 392500491500 | 517 | 392500 | 491500
[5 empty] | 393500491500 | 517 | 393500 | 491500
[5 empty] | 394500491500 | 517 | 394500 | 491500
[5 empty] | 395500491500 | 517 | 395500 | 491500
[5 empty] | 396500491500 | 517 | 396500 | 491500
[5 empty] | 397500491500 | 517 | 397500 | 491500
[5 empty] | 398500491500 | 517 | 398500 | 491500
[5 empty] | 399500491500 | 517 | 399500 | 491500
[5 empty] | 400500491500 | 517 | 400500 | 491500
[5 empty] | 401500491500 | 517 | 401500 | 491500
[5 empty] | 402500491500 | 517 | 402500 | 491500
[5 empty] | 403500491500 | 517 | 403500 | 491500
[5 empty] | 404500491500 | 517 | 404500 | 491500
[5 empty] | 405500491500 | 517 | 405500 | 491500
[5 empty] | 406500491500 | 517 | 406500 | 491500
[5 empty] | 407500491500 | 517 | 407500 | 491500
[5 empty] | 408500491500 | 517 | 408500 | 491500
[5 empty] | 409500491500 | 517 | 409500 | 491500
[5 empty] | 410500491500 | 517 | 410500 | 491500
[5 empty] | 411500491500 | 517 | 411500 | 491500
[5 empty] | 412500491500 | 517 | 412500 | 491500
[5 empty] | 413500491500 | 517 | 413500 | 491500
[5 empty] | 414500491500 | 517 | 414500 | 491500
[5 empty] | 415500491500 | 517 | 415500 | 491500
[5 empty] | 416500491500 | 517 | 416500 | 491500
[5 empty] | 417500491500 | 517 | 417500 | 491500
[5 empty] | 418500491500 | 517 | 418500 | 491500
[5 empty] | 419500491500 | 517 | 419500 | 491500
[5 empty] | 420500491500 | 517 | 420500 | 491500
[5 empty] | 421500491500 | 517 | 421500 | 491500
[5 empty] | 422500491500 | 517 | 422500 | 491500
[5 empty] | 379500490500 | 517 | 379500 | 490500
[5 empty] | 380500490500 | 517 | 380500 | 490500
[5 empty] | 381500490500 | 517 | 381500 | 490500
[5 empty] | 382500490500 | 517 | 382500 | 490500
[5 empty] | 383500490500 | 517 | 383500 | 490500
[5 empty] | 384500490500 | 517 | 384500 | 490500
[5 empty] | 385500490500 | 517 | 385500 | 490500
[5 empty] | 386500490500 | 517 | 386500 | 490500
[5 empty] | 387500490500 | 517 | 387500 | 490500
[5 empty] | 388500490500 | 517 | 388500 | 490500
[5 empty] | 389500490500 | 517 | 389500 | 490500
[5 empty] | 390500490500 | 517 | 390500 | 490500
[5 empty] | 391500490500 | 517 | 391500 | 490500
[5 empty] | 392500490500 | 517 | 392500 | 490500
[5 empty] | 393500490500 | 517 | 393500 | 490500
[5 empty] | 394500490500 | 517 | 394500 | 490500
[5 empty] | 395500490500 | 517 | 395500 | 490500
[5 empty] | 396500490500 | 517 | 396500 | 490500
[5 empty] | 397500490500 | 517 | 397500 | 490500
[5 empty] | 398500490500 | 517 | 398500 | 490500
[5 empty] | 399500490500 | 517 | 399500 | 490500
[5 empty] | 400500490500 | 517 | 400500 | 490500
[5 empty] | 401500490500 | 517 | 401500 | 490500
[5 empty] | 402500490500 | 517 | 402500 | 490500
[5 empty] | 403500490500 | 517 | 403500 | 490500
[5 empty] | 404500490500 | 517 | 404500 | 490500
[5 empty] | 405500490500 | 517 | 405500 | 490500
[5 empty] | 406500490500 | 517 | 406500 | 490500
[5 empty] | 407500490500 | 517 | 407500 | 490500
[5 empty] | 408500490500 | 517 | 408500 | 490500
[5 empty] | 409500490500 | 517 | 409500 | 490500
[5 empty] | 410500490500 | 517 | 410500 | 490500
[5 empty] | 411500490500 | 517 | 411500 | 490500
[5 empty] | 412500490500 | 517 | 412500 | 490500
[5 empty] | 413500490500 | 517 | 413500 | 490500
[5 empty] | 414500490500 | 517 | 414500 | 490500
[5 empty] | 415500490500 | 517 | 415500 | 490500
[5 empty] | 416500490500 | 517 | 416500 | 490500
[5 empty] | 417500490500 | 517 | 417500 | 490500
[5 empty] | 418500490500 | 517 | 418500 | 490500
[5 empty] | 419500490500 | 517 | 419500 | 490500
[5 empty] | 420500490500 | 517 | 420500 | 490500
[5 empty] | 421500490500 | 517 | 421500 | 490500
[5 empty] | 422500490500 | 517 | 422500 | 490500
[5 empty] | 379500489500 | 517 | 379500 | 489500
[5 empty] | 380500489500 | 517 | 380500 | 489500
[5 empty] | 381500489500 | 517 | 381500 | 489500
[5 empty] | 382500489500 | 517 | 382500 | 489500
[5 empty] | 383500489500 | 517 | 383500 | 489500
[5 empty] | 384500489500 | 517 | 384500 | 489500
[5 empty] | 385500489500 | 517 | 385500 | 489500
[5 empty] | 386500489500 | 517 | 386500 | 489500
[5 empty] | 387500489500 | 517 | 387500 | 489500
[5 empty] | 388500489500 | 517 | 388500 | 489500
[5 empty] | 389500489500 | 517 | 389500 | 489500
[5 empty] | 390500489500 | 517 | 390500 | 489500
[5 empty] | 391500489500 | 517 | 391500 | 489500
[5 empty] | 392500489500 | 517 | 392500 | 489500
[5 empty] | 393500489500 | 517 | 393500 | 489500
[5 empty] | 394500489500 | 517 | 394500 | 489500
[5 empty] | 395500489500 | 517 | 395500 | 489500
[5 empty] | 396500489500 | 517 | 396500 | 489500
[5 empty] | 397500489500 | 517 | 397500 | 489500
[5 empty] | 398500489500 | 517 | 398500 | 489500
[5 empty] | 399500489500 | 517 | 399500 | 489500
[5 empty] | 400500489500 | 517 | 400500 | 489500
[5 empty] | 401500489500 | 517 | 401500 | 489500
[5 empty] | 402500489500 | 517 | 402500 | 489500
[5 empty] | 403500489500 | 517 | 403500 | 489500
[5 empty] | 404500489500 | 517 | 404500 | 489500
[5 empty] | 405500489500 | 517 | 405500 | 489500
[5 empty] | 406500489500 | 517 | 406500 | 489500
[5 empty] | 407500489500 | 517 | 407500 | 489500
[5 empty] | 408500489500 | 517 | 408500 | 489500
[5 empty] | 409500489500 | 517 | 409500 | 489500
[5 empty] | 410500489500 | 517 | 410500 | 489500
[5 empty] | 411500489500 | 517 | 411500 | 489500
[5 empty] | 412500489500 | 517 | 412500 | 489500
[5 empty] | 413500489500 | 517 | 413500 | 489500
[5 empty] | 414500489500 | 517 | 414500 | 489500
[5 empty] | 415500489500 | 517 | 415500 | 489500
[5 empty] | 416500489500 | 517 | 416500 | 489500
[5 empty] | 417500489500 | 517 | 417500 | 489500
[5 empty] | 418500489500 | 517 | 418500 | 489500
[5 empty] | 419500489500 | 517 | 419500 | 489500
[5 empty] | 420500489500 | 517 | 420500 | 489500
[5 empty] | 421500489500 | 517 | 421500 | 489500
[5 empty] | 422500489500 | 517 | 422500 | 489500
[5 empty] | 379500488500 | 517 | 379500 | 488500
[5 empty] | 380500488500 | 517 | 380500 | 488500
[5 empty] | 381500488500 | 517 | 381500 | 488500
[5 empty] | 382500488500 | 517 | 382500 | 488500
[5 empty] | 383500488500 | 517 | 383500 | 488500
[5 empty] | 384500488500 | 517 | 384500 | 488500
[5 empty] | 385500488500 | 517 | 385500 | 488500
[5 empty] | 386500488500 | 517 | 386500 | 488500
[5 empty] | 387500488500 | 517 | 387500 | 488500
[5 empty] | 388500488500 | 517 | 388500 | 488500
[5 empty] | 389500488500 | 517 | 389500 | 488500
[5 empty] | 390500488500 | 517 | 390500 | 488500
[5 empty] | 391500488500 | 517 | 391500 | 488500
[5 empty] | 392500488500 | 517 | 392500 | 488500
[5 empty] | 393500488500 | 517 | 393500 | 488500
[5 empty] | 394500488500 | 517 | 394500 | 488500
[5 empty] | 395500488500 | 517 | 395500 | 488500
[5 empty] | 396500488500 | 517 | 396500 | 488500
[5 empty] | 397500488500 | 517 | 397500 | 488500
[5 empty] | 398500488500 | 517 | 398500 | 488500
[5 empty] | 399500488500 | 517 | 399500 | 488500
[5 empty] | 400500488500 | 517 | 400500 | 488500
[5 empty] | 401500488500 | 517 | 401500 | 488500
[5 empty] | 402500488500 | 517 | 402500 | 488500
[5 empty] | 403500488500 | 517 | 403500 | 488500
[5 empty] | 404500488500 | 517 | 404500 | 488500
[5 empty] | 405500488500 | 517 | 405500 | 488500
[5 empty] | 406500488500 | 517 | 406500 | 488500
[5 empty] | 407500488500 | 517 | 407500 | 488500
[5 empty] | 408500488500 | 517 | 408500 | 488500
[5 empty] | 409500488500 | 517 | 409500 | 488500
[5 empty] | 410500488500 | 517 | 410500 | 488500
[5 empty] | 411500488500 | 517 | 411500 | 488500
[5 empty] | 412500488500 | 517 | 412500 | 488500
[5 empty] | 413500488500 | 517 | 413500 | 488500
[5 empty] | 414500488500 | 517 | 414500 | 488500
[5 empty] | 415500488500 | 517 | 415500 | 488500
[5 empty] | 416500488500 | 517 | 416500 | 488500
[5 empty] | 417500488500 | 517 | 417500 | 488500
[5 empty] | 418500488500 | 517 | 418500 | 488500
[5 empty] | 419500488500 | 517 | 419500 | 488500
[5 empty] | 420500488500 | 517 | 420500 | 488500
[5 empty] | 421500488500 | 517 | 421500 | 488500
[5 empty] | 379500487500 | 517 | 379500 | 487500
[5 empty] | 380500487500 | 517 | 380500 | 487500
[5 empty] | 381500487500 | 517 | 381500 | 487500
[5 empty] | 382500487500 | 517 | 382500 | 487500
[5 empty] | 383500487500 | 517 | 383500 | 487500
[5 empty] | 384500487500 | 517 | 384500 | 487500
[5 empty] | 385500487500 | 517 | 385500 | 487500
[5 empty] | 386500487500 | 517 | 386500 | 487500
[5 empty] | 387500487500 | 517 | 387500 | 487500
[5 empty] | 388500487500 | 517 | 388500 | 487500
[5 empty] | 389500487500 | 517 | 389500 | 487500
[5 empty] | 390500487500 | 517 | 390500 | 487500
[5 empty] | 391500487500 | 517 | 391500 | 487500
[5 empty] | 392500487500 | 517 | 392500 | 487500
[5 empty] | 393500487500 | 517 | 393500 | 487500
[5 empty] | 394500487500 | 517 | 394500 | 487500
[5 empty] | 395500487500 | 517 | 395500 | 487500
[5 empty] | 396500487500 | 517 | 396500 | 487500
[5 empty] | 397500487500 | 517 | 397500 | 487500
[5 empty] | 398500487500 | 517 | 398500 | 487500
[5 empty] | 399500487500 | 517 | 399500 | 487500
[5 empty] | 400500487500 | 517 | 400500 | 487500
[5 empty] | 401500487500 | 517 | 401500 | 487500
[5 empty] | 402500487500 | 517 | 402500 | 487500
[5 empty] | 403500487500 | 517 | 403500 | 487500
[5 empty] | 404500487500 | 517 | 404500 | 487500
[5 empty] | 405500487500 | 517 | 405500 | 487500
[5 empty] | 406500487500 | 517 | 406500 | 487500
[5 empty] | 407500487500 | 517 | 407500 | 487500
[5 empty] | 408500487500 | 517 | 408500 | 487500
[5 empty] | 409500487500 | 517 | 409500 | 487500
[5 empty] | 410500487500 | 517 | 410500 | 487500
[5 empty] | 411500487500 | 517 | 411500 | 487500
[5 empty] | 412500487500 | 517 | 412500 | 487500
[5 empty] | 413500487500 | 517 | 413500 | 487500
[5 empty] | 414500487500 | 517 | 414500 | 487500
[5 empty] | 415500487500 | 517 | 415500 | 487500
[5 empty] | 416500487500 | 517 | 416500 | 487500
[5 empty] | 417500487500 | 517 | 417500 | 487500
[5 empty] | 418500487500 | 517 | 418500 | 487500
[5 empty] | 379500486500 | 517 | 379500 | 486500
[5 empty] | 380500486500 | 517 | 380500 | 486500
[5 empty] | 381500486500 | 517 | 381500 | 486500
[5 empty] | 382500486500 | 517 | 382500 | 486500
[5 empty] | 383500486500 | 517 | 383500 | 486500
[5 empty] | 384500486500 | 517 | 384500 | 486500
[5 empty] | 385500486500 | 517 | 385500 | 486500
[5 empty] | 386500486500 | 517 | 386500 | 486500
[5 empty] | 387500486500 | 517 | 387500 | 486500
[5 empty] | 388500486500 | 517 | 388500 | 486500
[5 empty] | 389500486500 | 517 | 389500 | 486500
[5 empty] | 390500486500 | 517 | 390500 | 486500
[5 empty] | 391500486500 | 517 | 391500 | 486500
[5 empty] | 392500486500 | 517 | 392500 | 486500
[5 empty] | 393500486500 | 517 | 393500 | 486500
[5 empty] | 394500486500 | 517 | 394500 | 486500
[5 empty] | 395500486500 | 517 | 395500 | 486500
[5 empty] | 396500486500 | 517 | 396500 | 486500
[5 empty] | 397500486500 | 517 | 397500 | 486500
[5 empty] | 398500486500 | 517 | 398500 | 486500
[5 empty] | 399500486500 | 517 | 399500 | 486500
[5 empty] | 400500486500 | 517 | 400500 | 486500
[5 empty] | 401500486500 | 517 | 401500 | 486500
[5 empty] | 402500486500 | 517 | 402500 | 486500
[5 empty] | 403500486500 | 517 | 403500 | 486500
[5 empty] | 404500486500 | 517 | 404500 | 486500
[5 empty] | 405500486500 | 517 | 405500 | 486500
[5 empty] | 406500486500 | 517 | 406500 | 486500
[5 empty] | 407500486500 | 517 | 407500 | 486500
[5 empty] | 408500486500 | 517 | 408500 | 486500
[5 empty] | 409500486500 | 517 | 409500 | 486500
[5 empty] | 410500486500 | 517 | 410500 | 486500
[5 empty] | 411500486500 | 517 | 411500 | 486500
[5 empty] | 412500486500 | 517 | 412500 | 486500
[5 empty] | 413500486500 | 517 | 413500 | 486500
[5 empty] | 414500486500 | 517 | 414500 | 486500
[5 empty] | 415500486500 | 517 | 415500 | 486500
[5 empty] | 416500486500 | 517 | 416500 | 486500
[5 empty] | 417500486500 | 517 | 417500 | 486500
[5 empty] | 418500486500 | 517 | 418500 | 486500
[5 empty] | 419500486500 | 517 | 419500 | 486500
[5 empty] | 379500485500 | 517 | 379500 | 485500
[5 empty] | 380500485500 | 517 | 380500 | 485500
[5 empty] | 381500485500 | 517 | 381500 | 485500
[5 empty] | 382500485500 | 517 | 382500 | 485500
[5 empty] | 383500485500 | 517 | 383500 | 485500
[5 empty] | 384500485500 | 517 | 384500 | 485500
[5 empty] | 385500485500 | 517 | 385500 | 485500
[5 empty] | 386500485500 | 517 | 386500 | 485500
[5 empty] | 387500485500 | 517 | 387500 | 485500
[5 empty] | 388500485500 | 517 | 388500 | 485500
[5 empty] | 389500485500 | 517 | 389500 | 485500
[5 empty] | 390500485500 | 517 | 390500 | 485500
[5 empty] | 391500485500 | 517 | 391500 | 485500
[5 empty] | 392500485500 | 517 | 392500 | 485500
[5 empty] | 393500485500 | 517 | 393500 | 485500
[5 empty] | 394500485500 | 517 | 394500 | 485500
[5 empty] | 395500485500 | 517 | 395500 | 485500
[5 empty] | 396500485500 | 517 | 396500 | 485500
[5 empty] | 397500485500 | 517 | 397500 | 485500
[5 empty] | 398500485500 | 517 | 398500 | 485500
[5 empty] | 399500485500 | 517 | 399500 | 485500
[5 empty] | 400500485500 | 517 | 400500 | 485500
[5 empty] | 401500485500 | 517 | 401500 | 485500
[5 empty] | 402500485500 | 517 | 402500 | 485500
[5 empty] | 403500485500 | 517 | 403500 | 485500
[5 empty] | 404500485500 | 517 | 404500 | 485500
[5 empty] | 405500485500 | 517 | 405500 | 485500
[5 empty] | 406500485500 | 517 | 406500 | 485500
[5 empty] | 407500485500 | 517 | 407500 | 485500
[5 empty] | 408500485500 | 517 | 408500 | 485500
[5 empty] | 409500485500 | 517 | 409500 | 485500
[5 empty] | 410500485500 | 517 | 410500 | 485500
[5 empty] | 411500485500 | 517 | 411500 | 485500
[5 empty] | 412500485500 | 517 | 412500 | 485500
[5 empty] | 413500485500 | 517 | 413500 | 485500
[5 empty] | 414500485500 | 517 | 414500 | 485500
[5 empty] | 415500485500 | 517 | 415500 | 485500
[5 empty] | 416500485500 | 517 | 416500 | 485500
[5 empty] | 417500485500 | 517 | 417500 | 485500
[5 empty] | 418500485500 | 517 | 418500 | 485500
[5 empty] | 419500485500 | 517 | 419500 | 485500
[5 empty] | 379500484500 | 517 | 379500 | 484500
[5 empty] | 380500484500 | 517 | 380500 | 484500
[5 empty] | 381500484500 | 517 | 381500 | 484500
[5 empty] | 382500484500 | 517 | 382500 | 484500
[5 empty] | 383500484500 | 517 | 383500 | 484500
[5 empty] | 384500484500 | 517 | 384500 | 484500
[5 empty] | 385500484500 | 517 | 385500 | 484500
[5 empty] | 386500484500 | 517 | 386500 | 484500
[5 empty] | 387500484500 | 517 | 387500 | 484500
[5 empty] | 388500484500 | 517 | 388500 | 484500
[5 empty] | 389500484500 | 517 | 389500 | 484500
[5 empty] | 390500484500 | 517 | 390500 | 484500
[5 empty] | 391500484500 | 517 | 391500 | 484500
[5 empty] | 392500484500 | 517 | 392500 | 484500
[5 empty] | 393500484500 | 517 | 393500 | 484500
[5 empty] | 394500484500 | 517 | 394500 | 484500
[5 empty] | 395500484500 | 517 | 395500 | 484500
[5 empty] | 396500484500 | 517 | 396500 | 484500
[5 empty] | 397500484500 | 517 | 397500 | 484500
[5 empty] | 398500484500 | 517 | 398500 | 484500
[5 empty] | 399500484500 | 517 | 399500 | 484500
[5 empty] | 400500484500 | 517 | 400500 | 484500
[5 empty] | 401500484500 | 517 | 401500 | 484500
[5 empty] | 402500484500 | 517 | 402500 | 484500
[5 empty] | 403500484500 | 517 | 403500 | 484500
[5 empty] | 404500484500 | 517 | 404500 | 484500
[5 empty] | 405500484500 | 517 | 405500 | 484500
[5 empty] | 406500484500 | 517 | 406500 | 484500
[5 empty] | 407500484500 | 517 | 407500 | 484500
[5 empty] | 408500484500 | 517 | 408500 | 484500
[5 empty] | 409500484500 | 517 | 409500 | 484500
[5 empty] | 410500484500 | 517 | 410500 | 484500
[5 empty] | 411500484500 | 517 | 411500 | 484500
[5 empty] | 412500484500 | 517 | 412500 | 484500
[5 empty] | 413500484500 | 517 | 413500 | 484500
[5 empty] | 414500484500 | 517 | 414500 | 484500
[5 empty] | 415500484500 | 517 | 415500 | 484500
[5 empty] | 416500484500 | 517 | 416500 | 484500
[5 empty] | 417500484500 | 517 | 417500 | 484500
[5 empty] | 381500483500 | 517 | 381500 | 483500
[5 empty] | 382500483500 | 517 | 382500 | 483500
[5 empty] | 387500483500 | 517 | 387500 | 483500
[5 empty] | 388500483500 | 517 | 388500 | 483500
[5 empty] | 389500483500 | 517 | 389500 | 483500
[5 empty] | 390500483500 | 517 | 390500 | 483500
[5 empty] | 391500483500 | 517 | 391500 | 483500
[5 empty] | 392500483500 | 517 | 392500 | 483500
[5 empty] | 393500483500 | 517 | 393500 | 483500
[5 empty] | 394500483500 | 517 | 394500 | 483500
[5 empty] | 395500483500 | 517 | 395500 | 483500
[5 empty] | 396500483500 | 517 | 396500 | 483500
[5 empty] | 397500483500 | 517 | 397500 | 483500
[5 empty] | 398500483500 | 517 | 398500 | 483500
[5 empty] | 399500483500 | 517 | 399500 | 483500
[5 empty] | 400500483500 | 517 | 400500 | 483500
[5 empty] | 401500483500 | 517 | 401500 | 483500
[5 empty] | 402500483500 | 517 | 402500 | 483500
[5 empty] | 403500483500 | 517 | 403500 | 483500
[5 empty] | 404500483500 | 517 | 404500 | 483500
[5 empty] | 405500483500 | 517 | 405500 | 483500
[5 empty] | 406500483500 | 517 | 406500 | 483500
[5 empty] | 407500483500 | 517 | 407500 | 483500
[5 empty] | 408500483500 | 517 | 408500 | 483500
[5 empty] | 409500483500 | 517 | 409500 | 483500
[5 empty] | 410500483500 | 517 | 410500 | 483500
[5 empty] | 411500483500 | 517 | 411500 | 483500
[5 empty] | 412500483500 | 517 | 412500 | 483500
[5 empty] | 413500483500 | 517 | 413500 | 483500
[5 empty] | 414500483500 | 517 | 414500 | 483500
[5 empty] | 415500483500 | 517 | 415500 | 483500
[5 empty] | 416500483500 | 517 | 416500 | 483500
[5 empty] | 388500482500 | 517 | 388500 | 482500
[5 empty] | 389500482500 | 517 | 389500 | 482500
[5 empty] | 390500482500 | 517 | 390500 | 482500
[5 empty] | 391500482500 | 517 | 391500 | 482500
[5 empty] | 392500482500 | 517 | 392500 | 482500
[5 empty] | 393500482500 | 517 | 393500 | 482500
[5 empty] | 394500482500 | 517 | 394500 | 482500
[5 empty] | 395500482500 | 517 | 395500 | 482500
[5 empty] | 396500482500 | 517 | 396500 | 482500
[5 empty] | 397500482500 | 517 | 397500 | 482500
[5 empty] | 398500482500 | 517 | 398500 | 482500
[5 empty] | 399500482500 | 517 | 399500 | 482500
[5 empty] | 400500482500 | 517 | 400500 | 482500
[5 empty] | 401500482500 | 517 | 401500 | 482500
[5 empty] | 402500482500 | 517 | 402500 | 482500
[5 empty] | 403500482500 | 517 | 403500 | 482500
[5 empty] | 404500482500 | 517 | 404500 | 482500
[5 empty] | 405500482500 | 517 | 405500 | 482500
[5 empty] | 406500482500 | 517 | 406500 | 482500
[5 empty] | 407500482500 | 517 | 407500 | 482500
[5 empty] | 408500482500 | 517 | 408500 | 482500
[5 empty] | 409500482500 | 517 | 409500 | 482500
[5 empty] | 410500482500 | 517 | 410500 | 482500
[5 empty] | 411500482500 | 517 | 411500 | 482500
[5 empty] | 391500481500 | 517 | 391500 | 481500
[5 empty] | 394500481500 | 517 | 394500 | 481500
[5 empty] | 395500481500 | 517 | 395500 | 481500
[5 empty] | 396500481500 | 517 | 396500 | 481500
[5 empty] | 397500481500 | 517 | 397500 | 481500
[5 empty] | 398500481500 | 517 | 398500 | 481500
[5 empty] | 399500481500 | 517 | 399500 | 481500
[5 empty] | 400500481500 | 517 | 400500 | 481500
[5 empty] | 401500481500 | 517 | 401500 | 481500
[5 empty] | 402500481500 | 517 | 402500 | 481500
[5 empty] | 403500481500 | 517 | 403500 | 481500
[5 empty] | 404500481500 | 517 | 404500 | 481500
[5 empty] | 405500481500 | 517 | 405500 | 481500
[5 empty] | 406500481500 | 517 | 406500 | 481500
[5 empty] | 407500481500 | 517 | 407500 | 481500
[5 empty] | 408500481500 | 517 | 408500 | 481500
[5 empty] | 409500481500 | 517 | 409500 | 481500
[5 empty] | 395500480500 | 517 | 395500 | 480500
[5 empty] | 396500480500 | 517 | 396500 | 480500
[5 empty] | 397500480500 | 517 | 397500 | 480500
[5 empty] | 398500480500 | 517 | 398500 | 480500
[5 empty] | 399500480500 | 517 | 399500 | 480500
[5 empty] | 400500480500 | 517 | 400500 | 480500
[5 empty] | 401500480500 | 517 | 401500 | 480500
[5 empty] | 402500480500 | 517 | 402500 | 480500
[5 empty] | 403500480500 | 517 | 403500 | 480500
[5 empty] | 404500480500 | 517 | 404500 | 480500
[5 empty] | 405500480500 | 517 | 405500 | 480500
[5 empty] | 406500480500 | 517 | 406500 | 480500
[5 empty] | 407500480500 | 517 | 407500 | 480500
[5 empty] | 396500479500 | 517 | 396500 | 479500
[5 empty] | 397500479500 | 517 | 397500 | 479500
[5 empty] | 398500479500 | 517 | 398500 | 479500
[5 empty] | 399500479500 | 517 | 399500 | 479500
[5 empty] | 400500479500 | 517 | 400500 | 479500
[5 empty] | 401500479500 | 517 | 401500 | 479500
[5 empty] | 402500479500 | 517 | 402500 | 479500
[5 empty] | 403500479500 | 517 | 403500 | 479500
[5 empty] | 404500479500 | 517 | 404500 | 479500
[5 empty] | 405500479500 | 517 | 405500 | 479500
[5 empty] | 406500479500 | 517 | 406500 | 479500
[5 empty] | 396500478500 | 517 | 396500 | 478500
[5 empty] | 397500478500 | 517 | 397500 | 478500
[5 empty] | 398500478500 | 517 | 398500 | 478500
[5 empty] | 399500478500 | 517 | 399500 | 478500
[5 empty] | 400500478500 | 517 | 400500 | 478500
[5 empty] | 401500478500 | 517 | 401500 | 478500
[5 empty] | 402500478500 | 517 | 402500 | 478500
[5 empty] | 403500478500 | 517 | 403500 | 478500
[5 empty] | 404500478500 | 517 | 404500 | 478500
[5 empty] | 397500477500 | 517 | 397500 | 477500
[5 empty] | 398500477500 | 517 | 398500 | 477500
[5 empty] | 399500477500 | 517 | 399500 | 477500
[5 empty] | 400500477500 | 517 | 400500 | 477500
[5 empty] | 401500477500 | 517 | 401500 | 477500
[5 empty] | 397500476500 | 517 | 397500 | 476500
[5 empty] | 398500476500 | 517 | 398500 | 476500
[5 empty] | 399500476500 | 517 | 399500 | 476500
[5 empty] | 400500476500 | 517 | 400500 | 476500
[5 empty] | 399500475500 | 517 | 399500 | 475500
[5 empty] | 391500420500 | 209 | 391500 | 420500
[5 empty] | 396500420500 | 209 | 396500 | 420500
[5 empty] | 390500419500 | 209 | 390500 | 419500
[5 empty] | 391500419500 | 209 | 391500 | 419500
[5 empty] | 394500419500 | 209 | 394500 | 419500
[5 empty] | 395500419500 | 209 | 395500 | 419500
[5 empty] | 396500419500 | 209 | 396500 | 419500
[5 empty] | 384500418500 | 209 | 384500 | 418500
[5 empty] | 385500418500 | 209 | 385500 | 418500
[5 empty] | 390500418500 | 209 | 390500 | 418500
[5 empty] | 391500418500 | 209 | 391500 | 418500
[5 empty] | 392500418500 | 209 | 392500 | 418500
[5 empty] | 393500418500 | 209 | 393500 | 418500
[5 empty] | 394500418500 | 209 | 394500 | 418500
[5 empty] | 395500418500 | 209 | 395500 | 418500
[5 empty] | 396500418500 | 209 | 396500 | 418500
[5 empty] | 383500417500 | 209 | 383500 | 417500
[5 empty] | 384500417500 | 209 | 384500 | 417500
[5 empty] | 385500417500 | 209 | 385500 | 417500
[5 empty] | 386500417500 | 209 | 386500 | 417500
[5 empty] | 389500417500 | 209 | 389500 | 417500
[5 empty] | 390500417500 | 209 | 390500 | 417500
[5 empty] | 391500417500 | 209 | 391500 | 417500
[5 empty] | 392500417500 | 209 | 392500 | 417500
[5 empty] | 393500417500 | 209 | 393500 | 417500
[5 empty] | 394500417500 | 209 | 394500 | 417500
[5 empty] | 395500417500 | 209 | 395500 | 417500
[5 empty] | 396500417500 | 209 | 396500 | 417500
[5 empty] | 397500417500 | 209 | 397500 | 417500
[5 empty] | 382500416500 | 209 | 382500 | 416500
[5 empty] | 383500416500 | 209 | 383500 | 416500
[5 empty] | 384500416500 | 209 | 384500 | 416500
[5 empty] | 385500416500 | 209 | 385500 | 416500
[5 empty] | 386500416500 | 209 | 386500 | 416500
[5 empty] | 387500416500 | 209 | 387500 | 416500
[5 empty] | 389500416500 | 209 | 389500 | 416500
[5 empty] | 390500416500 | 209 | 390500 | 416500
[5 empty] | 391500416500 | 209 | 391500 | 416500
[5 empty] | 392500416500 | 209 | 392500 | 416500
[5 empty] | 393500416500 | 209 | 393500 | 416500
[5 empty] | 394500416500 | 209 | 394500 | 416500
[5 empty] | 395500416500 | 209 | 395500 | 416500
[5 empty] | 396500416500 | 209 | 396500 | 416500
[5 empty] | 383500415500 | 209 | 383500 | 415500
[5 empty] | 384500415500 | 209 | 384500 | 415500
[5 empty] | 385500415500 | 209 | 385500 | 415500
[5 empty] | 386500415500 | 209 | 386500 | 415500
[5 empty] | 387500415500 | 209 | 387500 | 415500
[5 empty] | 388500415500 | 209 | 388500 | 415500
[5 empty] | 389500415500 | 209 | 389500 | 415500
[5 empty] | 390500415500 | 209 | 390500 | 415500
[5 empty] | 391500415500 | 209 | 391500 | 415500
[5 empty] | 392500415500 | 209 | 392500 | 415500
[5 empty] | 393500415500 | 209 | 393500 | 415500
[5 empty] | 394500415500 | 209 | 394500 | 415500
[5 empty] | 395500415500 | 209 | 395500 | 415500
[5 empty] | 396500415500 | 209 | 396500 | 415500
[5 empty] | 397500415500 | 209 | 397500 | 415500
[5 empty] | 383500414500 | 209 | 383500 | 414500
[5 empty] | 384500414500 | 209 | 384500 | 414500
[5 empty] | 385500414500 | 209 | 385500 | 414500
[5 empty] | 386500414500 | 209 | 386500 | 414500
[5 empty] | 387500414500 | 209 | 387500 | 414500
[5 empty] | 388500414500 | 209 | 388500 | 414500
[5 empty] | 389500414500 | 209 | 389500 | 414500
[5 empty] | 390500414500 | 209 | 390500 | 414500
[5 empty] | 391500414500 | 209 | 391500 | 414500
[5 empty] | 392500414500 | 209 | 392500 | 414500
[5 empty] | 393500414500 | 209 | 393500 | 414500
[5 empty] | 394500414500 | 209 | 394500 | 414500
[5 empty] | 395500414500 | 209 | 395500 | 414500
[5 empty] | 396500414500 | 209 | 396500 | 414500
[5 empty] | 397500414500 | 209 | 397500 | 414500
[5 empty] | 383500413500 | 209 | 383500 | 413500
[5 empty] | 384500413500 | 209 | 384500 | 413500
[5 empty] | 385500413500 | 209 | 385500 | 413500
[5 empty] | 386500413500 | 209 | 386500 | 413500
[5 empty] | 387500413500 | 209 | 387500 | 413500
[5 empty] | 388500413500 | 209 | 388500 | 413500
[5 empty] | 389500413500 | 209 | 389500 | 413500
[5 empty] | 390500413500 | 209 | 390500 | 413500
[5 empty] | 391500413500 | 209 | 391500 | 413500
[5 empty] | 392500413500 | 209 | 392500 | 413500
[5 empty] | 393500413500 | 209 | 393500 | 413500
[5 empty] | 394500413500 | 209 | 394500 | 413500
[5 empty] | 395500413500 | 209 | 395500 | 413500
[5 empty] | 396500413500 | 209 | 396500 | 413500
[5 empty] | 397500413500 | 209 | 397500 | 413500
[5 empty] | 383500412500 | 209 | 383500 | 412500
[5 empty] | 384500412500 | 209 | 384500 | 412500
[5 empty] | 385500412500 | 209 | 385500 | 412500
[5 empty] | 386500412500 | 209 | 386500 | 412500
[5 empty] | 387500412500 | 209 | 387500 | 412500
[5 empty] | 388500412500 | 209 | 388500 | 412500
[5 empty] | 389500412500 | 209 | 389500 | 412500
[5 empty] | 390500412500 | 209 | 390500 | 412500
[5 empty] | 391500412500 | 209 | 391500 | 412500
[5 empty] | 392500412500 | 209 | 392500 | 412500
[5 empty] | 393500412500 | 209 | 393500 | 412500
[5 empty] | 394500412500 | 209 | 394500 | 412500
[5 empty] | 395500412500 | 209 | 395500 | 412500
[5 empty] | 396500412500 | 209 | 396500 | 412500
[5 empty] | 397500412500 | 209 | 397500 | 412500
[5 empty] | 384500411500 | 209 | 384500 | 411500
[5 empty] | 385500411500 | 209 | 385500 | 411500
[5 empty] | 386500411500 | 209 | 386500 | 411500
[5 empty] | 387500411500 | 209 | 387500 | 411500
[5 empty] | 388500411500 | 209 | 388500 | 411500
[5 empty] | 389500411500 | 209 | 389500 | 411500
[5 empty] | 390500411500 | 209 | 390500 | 411500
[5 empty] | 391500411500 | 209 | 391500 | 411500
[5 empty] | 392500411500 | 209 | 392500 | 411500
[5 empty] | 393500411500 | 209 | 393500 | 411500
[5 empty] | 394500411500 | 209 | 394500 | 411500
[5 empty] | 395500411500 | 209 | 395500 | 411500
[5 empty] | 396500411500 | 209 | 396500 | 411500
[5 empty] | 382500410500 | 209 | 382500 | 410500
[5 empty] | 383500410500 | 209 | 383500 | 410500
[5 empty] | 384500410500 | 209 | 384500 | 410500
[5 empty] | 385500410500 | 209 | 385500 | 410500
[5 empty] | 386500410500 | 209 | 386500 | 410500
[5 empty] | 387500410500 | 209 | 387500 | 410500
[5 empty] | 388500410500 | 209 | 388500 | 410500
[5 empty] | 389500410500 | 209 | 389500 | 410500
[5 empty] | 390500410500 | 209 | 390500 | 410500
[5 empty] | 391500410500 | 209 | 391500 | 410500
[5 empty] | 383500409500 | 209 | 383500 | 409500
[5 empty] | 384500409500 | 209 | 384500 | 409500
[5 empty] | 385500409500 | 209 | 385500 | 409500
[5 empty] | 386500409500 | 209 | 386500 | 409500
[5 empty] | 387500409500 | 209 | 387500 | 409500
[5 empty] | 388500409500 | 209 | 388500 | 409500
[5 empty] | 389500409500 | 209 | 389500 | 409500
[5 empty] | 384500408500 | 209 | 384500 | 408500
[5 empty] | 385500408500 | 209 | 385500 | 408500
[5 empty] | 386500408500 | 209 | 386500 | 408500
[5 empty] | 387500408500 | 209 | 387500 | 408500
[5 empty] | 388500408500 | 209 | 388500 | 408500
[5 empty] | 389500408500 | 209 | 389500 | 408500
[5 empty] | 384500407500 | 209 | 384500 | 407500
[5 empty] | 385500407500 | 209 | 385500 | 407500
[5 empty] | 386500407500 | 209 | 386500 | 407500
[5 empty] | 387500407500 | 209 | 387500 | 407500
[5 empty] | 388500407500 | 209 | 388500 | 407500
[5 empty] | 389500407500 | 209 | 389500 | 407500
[5 empty] | 384500406500 | 209 | 384500 | 406500
[5 empty] | 385500406500 | 209 | 385500 | 406500
[5 empty] | 386500406500 | 209 | 386500 | 406500
[5 empty] | 387500406500 | 209 | 387500 | 406500
[5 empty] | 388500406500 | 209 | 388500 | 406500
[5 empty] | 385500405500 | 209 | 385500 | 405500
[5 empty] | 386500405500 | 209 | 386500 | 405500
[5 empty] | 387500405500 | 209 | 387500 | 405500
[5 empty] | 388500405500 | 209 | 388500 | 405500
[5 empty] | 386500404500 | 209 | 386500 | 404500
[5 empty] | 387500404500 | 209 | 387500 | 404500
[5 empty] | 588500196500 | 210 | 588500 | 196500
[5 empty] | 591500196500 | 210 | 591500 | 196500
[5 empty] | 579500195500 | 210 | 579500 | 195500
[5 empty] | 580500195500 | 210 | 580500 | 195500
[5 empty] | 581500195500 | 210 | 581500 | 195500
[5 empty] | 582500195500 | 210 | 582500 | 195500
[5 empty] | 583500195500 | 210 | 583500 | 195500
[5 empty] | 584500195500 | 210 | 584500 | 195500
[5 empty] | 585500195500 | 210 | 585500 | 195500
[5 empty] | 586500195500 | 210 | 586500 | 195500
[5 empty] | 587500195500 | 210 | 587500 | 195500
[5 empty] | 588500195500 | 210 | 588500 | 195500
[5 empty] | 589500195500 | 210 | 589500 | 195500
[5 empty] | 590500195500 | 210 | 590500 | 195500
[5 empty] | 591500195500 | 210 | 591500 | 195500
[5 empty] | 592500195500 | 210 | 592500 | 195500
[5 empty] | 602500195500 | 210 | 602500 | 195500
[5 empty] | 603500195500 | 210 | 603500 | 195500
[5 empty] | 604500195500 | 210 | 604500 | 195500
[5 empty] | 578500194500 | 210 | 578500 | 194500
[5 empty] | 579500194500 | 210 | 579500 | 194500
[5 empty] | 580500194500 | 210 | 580500 | 194500
[5 empty] | 581500194500 | 210 | 581500 | 194500
[5 empty] | 582500194500 | 210 | 582500 | 194500
[5 empty] | 583500194500 | 210 | 583500 | 194500
[5 empty] | 584500194500 | 210 | 584500 | 194500
[5 empty] | 585500194500 | 210 | 585500 | 194500
[5 empty] | 586500194500 | 210 | 586500 | 194500
[5 empty] | 587500194500 | 210 | 587500 | 194500
[5 empty] | 588500194500 | 210 | 588500 | 194500
[5 empty] | 589500194500 | 210 | 589500 | 194500
[5 empty] | 590500194500 | 210 | 590500 | 194500
[5 empty] | 591500194500 | 210 | 591500 | 194500
[5 empty] | 592500194500 | 210 | 592500 | 194500
[5 empty] | 593500194500 | 210 | 593500 | 194500
[5 empty] | 594500194500 | 210 | 594500 | 194500
[5 empty] | 595500194500 | 210 | 595500 | 194500
[5 empty] | 596500194500 | 210 | 596500 | 194500
[5 empty] | 597500194500 | 210 | 597500 | 194500
[5 empty] | 598500194500 | 210 | 598500 | 194500
[5 empty] | 599500194500 | 210 | 599500 | 194500
[5 empty] | 600500194500 | 210 | 600500 | 194500
[5 empty] | 601500194500 | 210 | 601500 | 194500
[5 empty] | 602500194500 | 210 | 602500 | 194500
[5 empty] | 603500194500 | 210 | 603500 | 194500
[5 empty] | 604500194500 | 210 | 604500 | 194500
[5 empty] | 577500193500 | 210 | 577500 | 193500
[5 empty] | 578500193500 | 210 | 578500 | 193500
[5 empty] | 579500193500 | 210 | 579500 | 193500
[5 empty] | 580500193500 | 210 | 580500 | 193500
[5 empty] | 581500193500 | 210 | 581500 | 193500
[5 empty] | 582500193500 | 210 | 582500 | 193500
[5 empty] | 583500193500 | 210 | 583500 | 193500
[5 empty] | 584500193500 | 210 | 584500 | 193500
[5 empty] | 585500193500 | 210 | 585500 | 193500
[5 empty] | 586500193500 | 210 | 586500 | 193500
[5 empty] | 587500193500 | 210 | 587500 | 193500
[5 empty] | 588500193500 | 210 | 588500 | 193500
[5 empty] | 589500193500 | 210 | 589500 | 193500
[5 empty] | 590500193500 | 210 | 590500 | 193500
[5 empty] | 591500193500 | 210 | 591500 | 193500
[5 empty] | 592500193500 | 210 | 592500 | 193500
[5 empty] | 593500193500 | 210 | 593500 | 193500
[5 empty] | 594500193500 | 210 | 594500 | 193500
[5 empty] | 595500193500 | 210 | 595500 | 193500
[5 empty] | 596500193500 | 210 | 596500 | 193500
[5 empty] | 597500193500 | 210 | 597500 | 193500
[5 empty] | 598500193500 | 210 | 598500 | 193500
[5 empty] | 599500193500 | 210 | 599500 | 193500
[5 empty] | 600500193500 | 210 | 600500 | 193500
[5 empty] | 601500193500 | 210 | 601500 | 193500
[5 empty] | 602500193500 | 210 | 602500 | 193500
[5 empty] | 603500193500 | 210 | 603500 | 193500
[5 empty] | 604500193500 | 210 | 604500 | 193500
[5 empty] | 577500192500 | 210 | 577500 | 192500
[5 empty] | 578500192500 | 210 | 578500 | 192500
[5 empty] | 579500192500 | 210 | 579500 | 192500
[5 empty] | 580500192500 | 210 | 580500 | 192500
[5 empty] | 581500192500 | 210 | 581500 | 192500
[5 empty] | 582500192500 | 210 | 582500 | 192500
[5 empty] | 583500192500 | 210 | 583500 | 192500
[5 empty] | 584500192500 | 210 | 584500 | 192500
[5 empty] | 585500192500 | 210 | 585500 | 192500
[5 empty] | 586500192500 | 210 | 586500 | 192500
[5 empty] | 587500192500 | 210 | 587500 | 192500
[5 empty] | 588500192500 | 210 | 588500 | 192500
[5 empty] | 589500192500 | 210 | 589500 | 192500
[5 empty] | 590500192500 | 210 | 590500 | 192500
[5 empty] | 591500192500 | 210 | 591500 | 192500
[5 empty] | 592500192500 | 210 | 592500 | 192500
[5 empty] | 593500192500 | 210 | 593500 | 192500
[5 empty] | 594500192500 | 210 | 594500 | 192500
[5 empty] | 595500192500 | 210 | 595500 | 192500
[5 empty] | 596500192500 | 210 | 596500 | 192500
[5 empty] | 597500192500 | 210 | 597500 | 192500
[5 empty] | 598500192500 | 210 | 598500 | 192500
[5 empty] | 599500192500 | 210 | 599500 | 192500
[5 empty] | 600500192500 | 210 | 600500 | 192500
[5 empty] | 601500192500 | 210 | 601500 | 192500
[5 empty] | 602500192500 | 210 | 602500 | 192500
[5 empty] | 603500192500 | 210 | 603500 | 192500
[5 empty] | 577500191500 | 210 | 577500 | 191500
[5 empty] | 578500191500 | 210 | 578500 | 191500
[5 empty] | 579500191500 | 210 | 579500 | 191500
[5 empty] | 580500191500 | 210 | 580500 | 191500
[5 empty] | 581500191500 | 210 | 581500 | 191500
[5 empty] | 582500191500 | 210 | 582500 | 191500
[5 empty] | 583500191500 | 210 | 583500 | 191500
[5 empty] | 584500191500 | 210 | 584500 | 191500
[5 empty] | 585500191500 | 210 | 585500 | 191500
[5 empty] | 586500191500 | 210 | 586500 | 191500
[5 empty] | 587500191500 | 210 | 587500 | 191500
[5 empty] | 588500191500 | 210 | 588500 | 191500
[5 empty] | 589500191500 | 210 | 589500 | 191500
[5 empty] | 590500191500 | 210 | 590500 | 191500
[5 empty] | 591500191500 | 210 | 591500 | 191500
[5 empty] | 592500191500 | 210 | 592500 | 191500
[5 empty] | 593500191500 | 210 | 593500 | 191500
[5 empty] | 594500191500 | 210 | 594500 | 191500
[5 empty] | 595500191500 | 210 | 595500 | 191500
[5 empty] | 596500191500 | 210 | 596500 | 191500
[5 empty] | 597500191500 | 210 | 597500 | 191500
[5 empty] | 598500191500 | 210 | 598500 | 191500
[5 empty] | 599500191500 | 210 | 599500 | 191500
[5 empty] | 600500191500 | 210 | 600500 | 191500
[5 empty] | 601500191500 | 210 | 601500 | 191500
[5 empty] | 602500191500 | 210 | 602500 | 191500
[5 empty] | 579500190500 | 210 | 579500 | 190500
[5 empty] | 580500190500 | 210 | 580500 | 190500
[5 empty] | 581500190500 | 210 | 581500 | 190500
[5 empty] | 582500190500 | 210 | 582500 | 190500
[5 empty] | 583500190500 | 210 | 583500 | 190500
[5 empty] | 584500190500 | 210 | 584500 | 190500
[5 empty] | 585500190500 | 210 | 585500 | 190500
[5 empty] | 586500190500 | 210 | 586500 | 190500
[5 empty] | 587500190500 | 210 | 587500 | 190500
[5 empty] | 588500190500 | 210 | 588500 | 190500
[5 empty] | 589500190500 | 210 | 589500 | 190500
[5 empty] | 590500190500 | 210 | 590500 | 190500
[5 empty] | 591500190500 | 210 | 591500 | 190500
[5 empty] | 592500190500 | 210 | 592500 | 190500
[5 empty] | 593500190500 | 210 | 593500 | 190500
[5 empty] | 594500190500 | 210 | 594500 | 190500
[5 empty] | 595500190500 | 210 | 595500 | 190500
[5 empty] | 596500190500 | 210 | 596500 | 190500
[5 empty] | 597500190500 | 210 | 597500 | 190500
[5 empty] | 598500190500 | 210 | 598500 | 190500
[5 empty] | 599500190500 | 210 | 599500 | 190500
[5 empty] | 600500190500 | 210 | 600500 | 190500
[5 empty] | 601500190500 | 210 | 601500 | 190500
[5 empty] | 581500189500 | 210 | 581500 | 189500
[5 empty] | 582500189500 | 210 | 582500 | 189500
[5 empty] | 584500189500 | 210 | 584500 | 189500
[5 empty] | 585500189500 | 210 | 585500 | 189500
[5 empty] | 586500189500 | 210 | 586500 | 189500
[5 empty] | 587500189500 | 210 | 587500 | 189500
[5 empty] | 588500189500 | 210 | 588500 | 189500
[5 empty] | 589500189500 | 210 | 589500 | 189500
[5 empty] | 590500189500 | 210 | 590500 | 189500
[5 empty] | 591500189500 | 210 | 591500 | 189500
[5 empty] | 592500189500 | 210 | 592500 | 189500
[5 empty] | 593500189500 | 210 | 593500 | 189500
[5 empty] | 594500189500 | 210 | 594500 | 189500
[5 empty] | 595500189500 | 210 | 595500 | 189500
[5 empty] | 596500189500 | 210 | 596500 | 189500
[5 empty] | 597500189500 | 210 | 597500 | 189500
[5 empty] | 598500189500 | 210 | 598500 | 189500
[5 empty] | 599500189500 | 210 | 599500 | 189500
[5 empty] | 600500189500 | 210 | 600500 | 189500
[5 empty] | 588500188500 | 210 | 588500 | 188500
[5 empty] | 589500188500 | 210 | 589500 | 188500
[5 empty] | 590500188500 | 210 | 590500 | 188500
[5 empty] | 591500188500 | 210 | 591500 | 188500
[5 empty] | 592500188500 | 210 | 592500 | 188500
[5 empty] | 593500188500 | 210 | 593500 | 188500
[5 empty] | 594500188500 | 210 | 594500 | 188500
[5 empty] | 595500188500 | 210 | 595500 | 188500
[5 empty] | 596500188500 | 210 | 596500 | 188500
[5 empty] | 597500188500 | 210 | 597500 | 188500
[5 empty] | 598500188500 | 210 | 598500 | 188500
[5 empty] | 599500188500 | 210 | 599500 | 188500
[5 empty] | 591500187500 | 210 | 591500 | 187500
[5 empty] | 592500187500 | 210 | 592500 | 187500
[5 empty] | 593500187500 | 210 | 593500 | 187500
[5 empty] | 594500187500 | 210 | 594500 | 187500
[5 empty] | 595500187500 | 210 | 595500 | 187500
[5 empty] | 596500187500 | 210 | 596500 | 187500
[5 empty] | 597500187500 | 210 | 597500 | 187500
[5 empty] | 594500186500 | 210 | 594500 | 186500
[5 empty] | 595500186500 | 210 | 595500 | 186500
[5 empty] | 596500186500 | 210 | 596500 | 186500
[5 empty] | 597500186500 | 210 | 597500 | 186500
[5 empty] | 379500427500 | 211 | 379500 | 427500
[5 empty] | 380500427500 | 211 | 380500 | 427500
[5 empty] | 381500427500 | 211 | 381500 | 427500
[5 empty] | 382500427500 | 211 | 382500 | 427500
[5 empty] | 383500427500 | 211 | 383500 | 427500
[5 empty] | 378500426500 | 211 | 378500 | 426500
[5 empty] | 379500426500 | 211 | 379500 | 426500
[5 empty] | 380500426500 | 211 | 380500 | 426500
[5 empty] | 381500426500 | 211 | 381500 | 426500
[5 empty] | 382500426500 | 211 | 382500 | 426500
[5 empty] | 383500426500 | 211 | 383500 | 426500
[5 empty] | 384500426500 | 211 | 384500 | 426500
[5 empty] | 385500426500 | 211 | 385500 | 426500
[5 empty] | 378500425500 | 211 | 378500 | 425500
[5 empty] | 379500425500 | 211 | 379500 | 425500
[5 empty] | 380500425500 | 211 | 380500 | 425500
[5 empty] | 381500425500 | 211 | 381500 | 425500
[5 empty] | 382500425500 | 211 | 382500 | 425500
[5 empty] | 383500425500 | 211 | 383500 | 425500
[5 empty] | 384500425500 | 211 | 384500 | 425500
[5 empty] | 385500425500 | 211 | 385500 | 425500
[5 empty] | 386500425500 | 211 | 386500 | 425500
[5 empty] | 387500425500 | 211 | 387500 | 425500
[5 empty] | 376500424500 | 211 | 376500 | 424500
[5 empty] | 377500424500 | 211 | 377500 | 424500
[5 empty] | 378500424500 | 211 | 378500 | 424500
[5 empty] | 379500424500 | 211 | 379500 | 424500
[5 empty] | 380500424500 | 211 | 380500 | 424500
[5 empty] | 381500424500 | 211 | 381500 | 424500
[5 empty] | 382500424500 | 211 | 382500 | 424500
[5 empty] | 383500424500 | 211 | 383500 | 424500
[5 empty] | 384500424500 | 211 | 384500 | 424500
[5 empty] | 385500424500 | 211 | 385500 | 424500
[5 empty] | 386500424500 | 211 | 386500 | 424500
[5 empty] | 387500424500 | 211 | 387500 | 424500
[5 empty] | 388500424500 | 211 | 388500 | 424500
[5 empty] | 374500423500 | 211 | 374500 | 423500
[5 empty] | 375500423500 | 211 | 375500 | 423500
[5 empty] | 376500423500 | 211 | 376500 | 423500
[5 empty] | 377500423500 | 211 | 377500 | 423500
[5 empty] | 378500423500 | 211 | 378500 | 423500
[5 empty] | 379500423500 | 211 | 379500 | 423500
[5 empty] | 380500423500 | 211 | 380500 | 423500
[5 empty] | 381500423500 | 211 | 381500 | 423500
[5 empty] | 382500423500 | 211 | 382500 | 423500
[5 empty] | 383500423500 | 211 | 383500 | 423500
[5 empty] | 384500423500 | 211 | 384500 | 423500
[5 empty] | 385500423500 | 211 | 385500 | 423500
[5 empty] | 386500423500 | 211 | 386500 | 423500
[5 empty] | 387500423500 | 211 | 387500 | 423500
[5 empty] | 388500423500 | 211 | 388500 | 423500
[5 empty] | 373500422500 | 211 | 373500 | 422500
[5 empty] | 374500422500 | 211 | 374500 | 422500
[5 empty] | 375500422500 | 211 | 375500 | 422500
[5 empty] | 376500422500 | 211 | 376500 | 422500
[5 empty] | 377500422500 | 211 | 377500 | 422500
[5 empty] | 378500422500 | 211 | 378500 | 422500
[5 empty] | 379500422500 | 211 | 379500 | 422500
[5 empty] | 380500422500 | 211 | 380500 | 422500
[5 empty] | 381500422500 | 211 | 381500 | 422500
[5 empty] | 382500422500 | 211 | 382500 | 422500
[5 empty] | 383500422500 | 211 | 383500 | 422500
[5 empty] | 384500422500 | 211 | 384500 | 422500
[5 empty] | 385500422500 | 211 | 385500 | 422500
[5 empty] | 386500422500 | 211 | 386500 | 422500
[5 empty] | 387500422500 | 211 | 387500 | 422500
[5 empty] | 388500422500 | 211 | 388500 | 422500
[5 empty] | 389500422500 | 211 | 389500 | 422500
[5 empty] | 374500421500 | 211 | 374500 | 421500
[5 empty] | 375500421500 | 211 | 375500 | 421500
[5 empty] | 376500421500 | 211 | 376500 | 421500
[5 empty] | 377500421500 | 211 | 377500 | 421500
[5 empty] | 378500421500 | 211 | 378500 | 421500
[5 empty] | 379500421500 | 211 | 379500 | 421500
[5 empty] | 380500421500 | 211 | 380500 | 421500
[5 empty] | 381500421500 | 211 | 381500 | 421500
[5 empty] | 382500421500 | 211 | 382500 | 421500
[5 empty] | 383500421500 | 211 | 383500 | 421500
[5 empty] | 384500421500 | 211 | 384500 | 421500
[5 empty] | 385500421500 | 211 | 385500 | 421500
[5 empty] | 386500421500 | 211 | 386500 | 421500
[5 empty] | 387500421500 | 211 | 387500 | 421500
[5 empty] | 388500421500 | 211 | 388500 | 421500
[5 empty] | 389500421500 | 211 | 389500 | 421500
[5 empty] | 375500420500 | 211 | 375500 | 420500
[5 empty] | 376500420500 | 211 | 376500 | 420500
[5 empty] | 377500420500 | 211 | 377500 | 420500
[5 empty] | 378500420500 | 211 | 378500 | 420500
[5 empty] | 379500420500 | 211 | 379500 | 420500
[5 empty] | 380500420500 | 211 | 380500 | 420500
[5 empty] | 381500420500 | 211 | 381500 | 420500
[5 empty] | 382500420500 | 211 | 382500 | 420500
[5 empty] | 383500420500 | 211 | 383500 | 420500
[5 empty] | 384500420500 | 211 | 384500 | 420500
[5 empty] | 385500420500 | 211 | 385500 | 420500
[5 empty] | 386500420500 | 211 | 386500 | 420500
[5 empty] | 387500420500 | 211 | 387500 | 420500
[5 empty] | 388500420500 | 211 | 388500 | 420500
[5 empty] | 389500420500 | 211 | 389500 | 420500
[5 empty] | 390500420500 | 211 | 390500 | 420500
[5 empty] | 375500419500 | 211 | 375500 | 419500
[5 empty] | 376500419500 | 211 | 376500 | 419500
[5 empty] | 377500419500 | 211 | 377500 | 419500
[5 empty] | 378500419500 | 211 | 378500 | 419500
[5 empty] | 379500419500 | 211 | 379500 | 419500
[5 empty] | 380500419500 | 211 | 380500 | 419500
[5 empty] | 381500419500 | 211 | 381500 | 419500
[5 empty] | 382500419500 | 211 | 382500 | 419500
[5 empty] | 383500419500 | 211 | 383500 | 419500
[5 empty] | 384500419500 | 211 | 384500 | 419500
[5 empty] | 385500419500 | 211 | 385500 | 419500
[5 empty] | 386500419500 | 211 | 386500 | 419500
[5 empty] | 387500419500 | 211 | 387500 | 419500
[5 empty] | 388500419500 | 211 | 388500 | 419500
[5 empty] | 389500419500 | 211 | 389500 | 419500
[5 empty] | 376500418500 | 211 | 376500 | 418500
[5 empty] | 377500418500 | 211 | 377500 | 418500
[5 empty] | 378500418500 | 211 | 378500 | 418500
[5 empty] | 379500418500 | 211 | 379500 | 418500
[5 empty] | 380500418500 | 211 | 380500 | 418500
[5 empty] | 381500418500 | 211 | 381500 | 418500
[5 empty] | 382500418500 | 211 | 382500 | 418500
[5 empty] | 383500418500 | 211 | 383500 | 418500
[5 empty] | 386500418500 | 211 | 386500 | 418500
[5 empty] | 387500418500 | 211 | 387500 | 418500
[5 empty] | 388500418500 | 211 | 388500 | 418500
[5 empty] | 389500418500 | 211 | 389500 | 418500
[5 empty] | 381500417500 | 211 | 381500 | 417500
[5 empty] | 382500417500 | 211 | 382500 | 417500
[5 empty] | 387500417500 | 211 | 387500 | 417500
[5 empty] | 388500417500 | 211 | 388500 | 417500
[5 empty] | 380500416500 | 211 | 380500 | 416500
[5 empty] | 381500416500 | 211 | 381500 | 416500
[5 empty] | 388500416500 | 211 | 388500 | 416500
[5 empty] | 381500415500 | 211 | 381500 | 415500
[5 empty] | 382500415500 | 211 | 382500 | 415500
[5 empty] | 381500414500 | 211 | 381500 | 414500
[5 empty] | 382500414500 | 211 | 382500 | 414500
[5 empty] | 382500413500 | 211 | 382500 | 413500
[5 empty] | 568500133500 | 212 | 568500 | 133500
[5 empty] | 566500132500 | 212 | 566500 | 132500
[5 empty] | 567500132500 | 212 | 567500 | 132500
[5 empty] | 568500132500 | 212 | 568500 | 132500
[5 empty] | 565500131500 | 212 | 565500 | 131500
[5 empty] | 566500131500 | 212 | 566500 | 131500
[5 empty] | 567500131500 | 212 | 567500 | 131500
[5 empty] | 568500131500 | 212 | 568500 | 131500
[5 empty] | 569500131500 | 212 | 569500 | 131500
[5 empty] | 570500131500 | 212 | 570500 | 131500
[5 empty] | 571500131500 | 212 | 571500 | 131500
[5 empty] | 565500130500 | 212 | 565500 | 130500
[5 empty] | 566500130500 | 212 | 566500 | 130500
[5 empty] | 567500130500 | 212 | 567500 | 130500
[5 empty] | 568500130500 | 212 | 568500 | 130500
[5 empty] | 569500130500 | 212 | 569500 | 130500
[5 empty] | 570500130500 | 212 | 570500 | 130500
[5 empty] | 571500130500 | 212 | 571500 | 130500
[5 empty] | 572500130500 | 212 | 572500 | 130500
[5 empty] | 565500129500 | 212 | 565500 | 129500
[5 empty] | 566500129500 | 212 | 566500 | 129500
[5 empty] | 567500129500 | 212 | 567500 | 129500
[5 empty] | 568500129500 | 212 | 568500 | 129500
[5 empty] | 569500129500 | 212 | 569500 | 129500
[5 empty] | 570500129500 | 212 | 570500 | 129500
[5 empty] | 571500129500 | 212 | 571500 | 129500
[5 empty] | 572500129500 | 212 | 572500 | 129500
[5 empty] | 565500128500 | 212 | 565500 | 128500
[5 empty] | 566500128500 | 212 | 566500 | 128500
[5 empty] | 567500128500 | 212 | 567500 | 128500
[5 empty] | 568500128500 | 212 | 568500 | 128500
[5 empty] | 569500128500 | 212 | 569500 | 128500
[5 empty] | 570500128500 | 212 | 570500 | 128500
[5 empty] | 571500128500 | 212 | 571500 | 128500
[5 empty] | 572500128500 | 212 | 572500 | 128500
[5 empty] | 573500128500 | 212 | 573500 | 128500
[5 empty] | 574500128500 | 212 | 574500 | 128500
[5 empty] | 565500127500 | 212 | 565500 | 127500
[5 empty] | 566500127500 | 212 | 566500 | 127500
[5 empty] | 567500127500 | 212 | 567500 | 127500
[5 empty] | 568500127500 | 212 | 568500 | 127500
[5 empty] | 569500127500 | 212 | 569500 | 127500
[5 empty] | 570500127500 | 212 | 570500 | 127500
[5 empty] | 571500127500 | 212 | 571500 | 127500
[5 empty] | 572500127500 | 212 | 572500 | 127500
[5 empty] | 573500127500 | 212 | 573500 | 127500
[5 empty] | 574500127500 | 212 | 574500 | 127500
[5 empty] | 575500127500 | 212 | 575500 | 127500
[5 empty] | 576500127500 | 212 | 576500 | 127500
[5 empty] | 577500127500 | 212 | 577500 | 127500
[5 empty] | 564500126500 | 212 | 564500 | 126500
[5 empty] | 565500126500 | 212 | 565500 | 126500
[5 empty] | 566500126500 | 212 | 566500 | 126500
[5 empty] | 567500126500 | 212 | 567500 | 126500
[5 empty] | 568500126500 | 212 | 568500 | 126500
[5 empty] | 569500126500 | 212 | 569500 | 126500
[5 empty] | 570500126500 | 212 | 570500 | 126500
[5 empty] | 571500126500 | 212 | 571500 | 126500
[5 empty] | 572500126500 | 212 | 572500 | 126500
[5 empty] | 573500126500 | 212 | 573500 | 126500
[5 empty] | 574500126500 | 212 | 574500 | 126500
[5 empty] | 575500126500 | 212 | 575500 | 126500
[5 empty] | 576500126500 | 212 | 576500 | 126500
[5 empty] | 577500126500 | 212 | 577500 | 126500
[5 empty] | 578500126500 | 212 | 578500 | 126500
[5 empty] | 582500126500 | 212 | 582500 | 126500
[5 empty] | 583500126500 | 212 | 583500 | 126500
[5 empty] | 584500126500 | 212 | 584500 | 126500
[5 empty] | 585500126500 | 212 | 585500 | 126500
[5 empty] | 586500126500 | 212 | 586500 | 126500
[5 empty] | 587500126500 | 212 | 587500 | 126500
[5 empty] | 564500125500 | 212 | 564500 | 125500
[5 empty] | 565500125500 | 212 | 565500 | 125500
[5 empty] | 566500125500 | 212 | 566500 | 125500
[5 empty] | 567500125500 | 212 | 567500 | 125500
[5 empty] | 568500125500 | 212 | 568500 | 125500
[5 empty] | 569500125500 | 212 | 569500 | 125500
[5 empty] | 570500125500 | 212 | 570500 | 125500
[5 empty] | 571500125500 | 212 | 571500 | 125500
[5 empty] | 572500125500 | 212 | 572500 | 125500
[5 empty] | 573500125500 | 212 | 573500 | 125500
[5 empty] | 574500125500 | 212 | 574500 | 125500
[5 empty] | 575500125500 | 212 | 575500 | 125500
[5 empty] | 576500125500 | 212 | 576500 | 125500
[5 empty] | 577500125500 | 212 | 577500 | 125500
[5 empty] | 578500125500 | 212 | 578500 | 125500
[5 empty] | 579500125500 | 212 | 579500 | 125500
[5 empty] | 580500125500 | 212 | 580500 | 125500
[5 empty] | 581500125500 | 212 | 581500 | 125500
[5 empty] | 582500125500 | 212 | 582500 | 125500
[5 empty] | 583500125500 | 212 | 583500 | 125500
[5 empty] | 584500125500 | 212 | 584500 | 125500
[5 empty] | 585500125500 | 212 | 585500 | 125500
[5 empty] | 586500125500 | 212 | 586500 | 125500
[5 empty] | 587500125500 | 212 | 587500 | 125500
[5 empty] | 588500125500 | 212 | 588500 | 125500
[5 empty] | 590500125500 | 212 | 590500 | 125500
[5 empty] | 591500125500 | 212 | 591500 | 125500
[5 empty] | 592500125500 | 212 | 592500 | 125500
[5 empty] | 563500124500 | 212 | 563500 | 124500
[5 empty] | 564500124500 | 212 | 564500 | 124500
[5 empty] | 565500124500 | 212 | 565500 | 124500
[5 empty] | 566500124500 | 212 | 566500 | 124500
[5 empty] | 567500124500 | 212 | 567500 | 124500
[5 empty] | 568500124500 | 212 | 568500 | 124500
[5 empty] | 569500124500 | 212 | 569500 | 124500
[5 empty] | 570500124500 | 212 | 570500 | 124500
[5 empty] | 571500124500 | 212 | 571500 | 124500
[5 empty] | 572500124500 | 212 | 572500 | 124500
[5 empty] | 573500124500 | 212 | 573500 | 124500
[5 empty] | 574500124500 | 212 | 574500 | 124500
[5 empty] | 575500124500 | 212 | 575500 | 124500
[5 empty] | 576500124500 | 212 | 576500 | 124500
[5 empty] | 577500124500 | 212 | 577500 | 124500
[5 empty] | 578500124500 | 212 | 578500 | 124500
[5 empty] | 579500124500 | 212 | 579500 | 124500
[5 empty] | 580500124500 | 212 | 580500 | 124500
[5 empty] | 581500124500 | 212 | 581500 | 124500
[5 empty] | 582500124500 | 212 | 582500 | 124500
[5 empty] | 583500124500 | 212 | 583500 | 124500
[5 empty] | 584500124500 | 212 | 584500 | 124500
[5 empty] | 585500124500 | 212 | 585500 | 124500
[5 empty] | 586500124500 | 212 | 586500 | 124500
[5 empty] | 587500124500 | 212 | 587500 | 124500
[5 empty] | 588500124500 | 212 | 588500 | 124500
[5 empty] | 589500124500 | 212 | 589500 | 124500
[5 empty] | 590500124500 | 212 | 590500 | 124500
[5 empty] | 591500124500 | 212 | 591500 | 124500
[5 empty] | 592500124500 | 212 | 592500 | 124500
[5 empty] | 593500124500 | 212 | 593500 | 124500
[5 empty] | 594500124500 | 212 | 594500 | 124500
[5 empty] | 563500123500 | 212 | 563500 | 123500
[5 empty] | 564500123500 | 212 | 564500 | 123500
[5 empty] | 565500123500 | 212 | 565500 | 123500
[5 empty] | 566500123500 | 212 | 566500 | 123500
[5 empty] | 567500123500 | 212 | 567500 | 123500
[5 empty] | 568500123500 | 212 | 568500 | 123500
[5 empty] | 569500123500 | 212 | 569500 | 123500
[5 empty] | 570500123500 | 212 | 570500 | 123500
[5 empty] | 571500123500 | 212 | 571500 | 123500
[5 empty] | 572500123500 | 212 | 572500 | 123500
[5 empty] | 573500123500 | 212 | 573500 | 123500
[5 empty] | 574500123500 | 212 | 574500 | 123500
[5 empty] | 575500123500 | 212 | 575500 | 123500
[5 empty] | 576500123500 | 212 | 576500 | 123500
[5 empty] | 577500123500 | 212 | 577500 | 123500
[5 empty] | 578500123500 | 212 | 578500 | 123500
[5 empty] | 579500123500 | 212 | 579500 | 123500
[5 empty] | 580500123500 | 212 | 580500 | 123500
[5 empty] | 581500123500 | 212 | 581500 | 123500
[5 empty] | 582500123500 | 212 | 582500 | 123500
[5 empty] | 583500123500 | 212 | 583500 | 123500
[5 empty] | 584500123500 | 212 | 584500 | 123500
[5 empty] | 585500123500 | 212 | 585500 | 123500
[5 empty] | 586500123500 | 212 | 586500 | 123500
[5 empty] | 587500123500 | 212 | 587500 | 123500
[5 empty] | 588500123500 | 212 | 588500 | 123500
[5 empty] | 589500123500 | 212 | 589500 | 123500
[5 empty] | 590500123500 | 212 | 590500 | 123500
[5 empty] | 591500123500 | 212 | 591500 | 123500
[5 empty] | 592500123500 | 212 | 592500 | 123500
[5 empty] | 593500123500 | 212 | 593500 | 123500
[5 empty] | 594500123500 | 212 | 594500 | 123500
[5 empty] | 564500122500 | 212 | 564500 | 122500
[5 empty] | 565500122500 | 212 | 565500 | 122500
[5 empty] | 566500122500 | 212 | 566500 | 122500
[5 empty] | 567500122500 | 212 | 567500 | 122500
[5 empty] | 568500122500 | 212 | 568500 | 122500
[5 empty] | 569500122500 | 212 | 569500 | 122500
[5 empty] | 570500122500 | 212 | 570500 | 122500
[5 empty] | 571500122500 | 212 | 571500 | 122500
[5 empty] | 572500122500 | 212 | 572500 | 122500
[5 empty] | 573500122500 | 212 | 573500 | 122500
[5 empty] | 574500122500 | 212 | 574500 | 122500
[5 empty] | 575500122500 | 212 | 575500 | 122500
[5 empty] | 576500122500 | 212 | 576500 | 122500
[5 empty] | 577500122500 | 212 | 577500 | 122500
[5 empty] | 578500122500 | 212 | 578500 | 122500
[5 empty] | 579500122500 | 212 | 579500 | 122500
[5 empty] | 580500122500 | 212 | 580500 | 122500
[5 empty] | 581500122500 | 212 | 581500 | 122500
[5 empty] | 582500122500 | 212 | 582500 | 122500
[5 empty] | 583500122500 | 212 | 583500 | 122500
[5 empty] | 584500122500 | 212 | 584500 | 122500
[5 empty] | 585500122500 | 212 | 585500 | 122500
[5 empty] | 586500122500 | 212 | 586500 | 122500
[5 empty] | 587500122500 | 212 | 587500 | 122500
[5 empty] | 588500122500 | 212 | 588500 | 122500
[5 empty] | 589500122500 | 212 | 589500 | 122500
[5 empty] | 590500122500 | 212 | 590500 | 122500
[5 empty] | 591500122500 | 212 | 591500 | 122500
[5 empty] | 592500122500 | 212 | 592500 | 122500
[5 empty] | 593500122500 | 212 | 593500 | 122500
[5 empty] | 594500122500 | 212 | 594500 | 122500
[5 empty] | 595500122500 | 212 | 595500 | 122500
[5 empty] | 564500121500 | 212 | 564500 | 121500
[5 empty] | 565500121500 | 212 | 565500 | 121500
[5 empty] | 566500121500 | 212 | 566500 | 121500
[5 empty] | 567500121500 | 212 | 567500 | 121500
[5 empty] | 568500121500 | 212 | 568500 | 121500
[5 empty] | 569500121500 | 212 | 569500 | 121500
[5 empty] | 570500121500 | 212 | 570500 | 121500
[5 empty] | 571500121500 | 212 | 571500 | 121500
[5 empty] | 572500121500 | 212 | 572500 | 121500
[5 empty] | 573500121500 | 212 | 573500 | 121500
[5 empty] | 574500121500 | 212 | 574500 | 121500
[5 empty] | 575500121500 | 212 | 575500 | 121500
[5 empty] | 576500121500 | 212 | 576500 | 121500
[5 empty] | 577500121500 | 212 | 577500 | 121500
[5 empty] | 578500121500 | 212 | 578500 | 121500
[5 empty] | 579500121500 | 212 | 579500 | 121500
[5 empty] | 580500121500 | 212 | 580500 | 121500
[5 empty] | 581500121500 | 212 | 581500 | 121500
[5 empty] | 582500121500 | 212 | 582500 | 121500
[5 empty] | 583500121500 | 212 | 583500 | 121500
[5 empty] | 584500121500 | 212 | 584500 | 121500
[5 empty] | 585500121500 | 212 | 585500 | 121500
[5 empty] | 586500121500 | 212 | 586500 | 121500
[5 empty] | 587500121500 | 212 | 587500 | 121500
[5 empty] | 588500121500 | 212 | 588500 | 121500
[5 empty] | 589500121500 | 212 | 589500 | 121500
[5 empty] | 590500121500 | 212 | 590500 | 121500
[5 empty] | 591500121500 | 212 | 591500 | 121500
[5 empty] | 592500121500 | 212 | 592500 | 121500
[5 empty] | 593500121500 | 212 | 593500 | 121500
[5 empty] | 594500121500 | 212 | 594500 | 121500
[5 empty] | 595500121500 | 212 | 595500 | 121500
[5 empty] | 596500121500 | 212 | 596500 | 121500
[5 empty] | 564500120500 | 212 | 564500 | 120500
[5 empty] | 565500120500 | 212 | 565500 | 120500
[5 empty] | 566500120500 | 212 | 566500 | 120500
[5 empty] | 567500120500 | 212 | 567500 | 120500
[5 empty] | 568500120500 | 212 | 568500 | 120500
[5 empty] | 569500120500 | 212 | 569500 | 120500
[5 empty] | 570500120500 | 212 | 570500 | 120500
[5 empty] | 571500120500 | 212 | 571500 | 120500
[5 empty] | 572500120500 | 212 | 572500 | 120500
[5 empty] | 573500120500 | 212 | 573500 | 120500
[5 empty] | 574500120500 | 212 | 574500 | 120500
[5 empty] | 575500120500 | 212 | 575500 | 120500
[5 empty] | 576500120500 | 212 | 576500 | 120500
[5 empty] | 577500120500 | 212 | 577500 | 120500
[5 empty] | 578500120500 | 212 | 578500 | 120500
[5 empty] | 579500120500 | 212 | 579500 | 120500
[5 empty] | 580500120500 | 212 | 580500 | 120500
[5 empty] | 581500120500 | 212 | 581500 | 120500
[5 empty] | 582500120500 | 212 | 582500 | 120500
[5 empty] | 583500120500 | 212 | 583500 | 120500
[5 empty] | 584500120500 | 212 | 584500 | 120500
[5 empty] | 585500120500 | 212 | 585500 | 120500
[5 empty] | 586500120500 | 212 | 586500 | 120500
[5 empty] | 587500120500 | 212 | 587500 | 120500
[5 empty] | 588500120500 | 212 | 588500 | 120500
[5 empty] | 589500120500 | 212 | 589500 | 120500
[5 empty] | 590500120500 | 212 | 590500 | 120500
[5 empty] | 591500120500 | 212 | 591500 | 120500
[5 empty] | 592500120500 | 212 | 592500 | 120500
[5 empty] | 593500120500 | 212 | 593500 | 120500
[5 empty] | 594500120500 | 212 | 594500 | 120500
[5 empty] | 595500120500 | 212 | 595500 | 120500
[5 empty] | 596500120500 | 212 | 596500 | 120500
[5 empty] | 597500120500 | 212 | 597500 | 120500
[5 empty] | 599500120500 | 212 | 599500 | 120500
[5 empty] | 600500120500 | 212 | 600500 | 120500
[5 empty] | 564500119500 | 212 | 564500 | 119500
[5 empty] | 565500119500 | 212 | 565500 | 119500
[5 empty] | 566500119500 | 212 | 566500 | 119500
[5 empty] | 567500119500 | 212 | 567500 | 119500
[5 empty] | 568500119500 | 212 | 568500 | 119500
[5 empty] | 569500119500 | 212 | 569500 | 119500
[5 empty] | 570500119500 | 212 | 570500 | 119500
[5 empty] | 571500119500 | 212 | 571500 | 119500
[5 empty] | 572500119500 | 212 | 572500 | 119500
[5 empty] | 573500119500 | 212 | 573500 | 119500
[5 empty] | 574500119500 | 212 | 574500 | 119500
[5 empty] | 575500119500 | 212 | 575500 | 119500
[5 empty] | 576500119500 | 212 | 576500 | 119500
[5 empty] | 577500119500 | 212 | 577500 | 119500
[5 empty] | 578500119500 | 212 | 578500 | 119500
[5 empty] | 579500119500 | 212 | 579500 | 119500
[5 empty] | 580500119500 | 212 | 580500 | 119500
[5 empty] | 581500119500 | 212 | 581500 | 119500
[5 empty] | 582500119500 | 212 | 582500 | 119500
[5 empty] | 583500119500 | 212 | 583500 | 119500
[5 empty] | 584500119500 | 212 | 584500 | 119500
[5 empty] | 585500119500 | 212 | 585500 | 119500
[5 empty] | 586500119500 | 212 | 586500 | 119500
[5 empty] | 587500119500 | 212 | 587500 | 119500
[5 empty] | 588500119500 | 212 | 588500 | 119500
[5 empty] | 589500119500 | 212 | 589500 | 119500
[5 empty] | 590500119500 | 212 | 590500 | 119500
[5 empty] | 591500119500 | 212 | 591500 | 119500
[5 empty] | 592500119500 | 212 | 592500 | 119500
[5 empty] | 593500119500 | 212 | 593500 | 119500
[5 empty] | 594500119500 | 212 | 594500 | 119500
[5 empty] | 595500119500 | 212 | 595500 | 119500
[5 empty] | 596500119500 | 212 | 596500 | 119500
[5 empty] | 597500119500 | 212 | 597500 | 119500
[5 empty] | 598500119500 | 212 | 598500 | 119500
[5 empty] | 599500119500 | 212 | 599500 | 119500
[5 empty] | 600500119500 | 212 | 600500 | 119500
[5 empty] | 565500118500 | 212 | 565500 | 118500
[5 empty] | 566500118500 | 212 | 566500 | 118500
[5 empty] | 567500118500 | 212 | 567500 | 118500
[5 empty] | 568500118500 | 212 | 568500 | 118500
[5 empty] | 569500118500 | 212 | 569500 | 118500
[5 empty] | 570500118500 | 212 | 570500 | 118500
[5 empty] | 571500118500 | 212 | 571500 | 118500
[5 empty] | 572500118500 | 212 | 572500 | 118500
[5 empty] | 573500118500 | 212 | 573500 | 118500
[5 empty] | 574500118500 | 212 | 574500 | 118500
[5 empty] | 575500118500 | 212 | 575500 | 118500
[5 empty] | 576500118500 | 212 | 576500 | 118500
[5 empty] | 577500118500 | 212 | 577500 | 118500
[5 empty] | 578500118500 | 212 | 578500 | 118500
[5 empty] | 579500118500 | 212 | 579500 | 118500
[5 empty] | 580500118500 | 212 | 580500 | 118500
[5 empty] | 581500118500 | 212 | 581500 | 118500
[5 empty] | 582500118500 | 212 | 582500 | 118500
[5 empty] | 583500118500 | 212 | 583500 | 118500
[5 empty] | 584500118500 | 212 | 584500 | 118500
[5 empty] | 585500118500 | 212 | 585500 | 118500
[5 empty] | 586500118500 | 212 | 586500 | 118500
[5 empty] | 587500118500 | 212 | 587500 | 118500
[5 empty] | 588500118500 | 212 | 588500 | 118500
[5 empty] | 589500118500 | 212 | 589500 | 118500
[5 empty] | 590500118500 | 212 | 590500 | 118500
[5 empty] | 591500118500 | 212 | 591500 | 118500
[5 empty] | 592500118500 | 212 | 592500 | 118500
[5 empty] | 593500118500 | 212 | 593500 | 118500
[5 empty] | 594500118500 | 212 | 594500 | 118500
[5 empty] | 595500118500 | 212 | 595500 | 118500
[5 empty] | 596500118500 | 212 | 596500 | 118500
[5 empty] | 597500118500 | 212 | 597500 | 118500
[5 empty] | 598500118500 | 212 | 598500 | 118500
[5 empty] | 599500118500 | 212 | 599500 | 118500
[5 empty] | 600500118500 | 212 | 600500 | 118500
[5 empty] | 566500117500 | 212 | 566500 | 117500
[5 empty] | 567500117500 | 212 | 567500 | 117500
[5 empty] | 568500117500 | 212 | 568500 | 117500
[5 empty] | 569500117500 | 212 | 569500 | 117500
[5 empty] | 570500117500 | 212 | 570500 | 117500
[5 empty] | 571500117500 | 212 | 571500 | 117500
[5 empty] | 572500117500 | 212 | 572500 | 117500
[5 empty] | 573500117500 | 212 | 573500 | 117500
[5 empty] | 574500117500 | 212 | 574500 | 117500
[5 empty] | 575500117500 | 212 | 575500 | 117500
[5 empty] | 576500117500 | 212 | 576500 | 117500
[5 empty] | 577500117500 | 212 | 577500 | 117500
[5 empty] | 578500117500 | 212 | 578500 | 117500
[5 empty] | 579500117500 | 212 | 579500 | 117500
[5 empty] | 580500117500 | 212 | 580500 | 117500
[5 empty] | 581500117500 | 212 | 581500 | 117500
[5 empty] | 582500117500 | 212 | 582500 | 117500
[5 empty] | 583500117500 | 212 | 583500 | 117500
[5 empty] | 584500117500 | 212 | 584500 | 117500
[5 empty] | 585500117500 | 212 | 585500 | 117500
[5 empty] | 586500117500 | 212 | 586500 | 117500
[5 empty] | 587500117500 | 212 | 587500 | 117500
[5 empty] | 588500117500 | 212 | 588500 | 117500
[5 empty] | 589500117500 | 212 | 589500 | 117500
[5 empty] | 590500117500 | 212 | 590500 | 117500
[5 empty] | 591500117500 | 212 | 591500 | 117500
[5 empty] | 592500117500 | 212 | 592500 | 117500
[5 empty] | 593500117500 | 212 | 593500 | 117500
[5 empty] | 594500117500 | 212 | 594500 | 117500
[5 empty] | 595500117500 | 212 | 595500 | 117500
[5 empty] | 598500117500 | 212 | 598500 | 117500
[5 empty] | 599500117500 | 212 | 599500 | 117500
[5 empty] | 600500117500 | 212 | 600500 | 117500
[5 empty] | 566500116500 | 212 | 566500 | 116500
[5 empty] | 567500116500 | 212 | 567500 | 116500
[5 empty] | 568500116500 | 212 | 568500 | 116500
[5 empty] | 569500116500 | 212 | 569500 | 116500
[5 empty] | 570500116500 | 212 | 570500 | 116500
[5 empty] | 571500116500 | 212 | 571500 | 116500
[5 empty] | 572500116500 | 212 | 572500 | 116500
[5 empty] | 573500116500 | 212 | 573500 | 116500
[5 empty] | 574500116500 | 212 | 574500 | 116500
[5 empty] | 575500116500 | 212 | 575500 | 116500
[5 empty] | 576500116500 | 212 | 576500 | 116500
[5 empty] | 577500116500 | 212 | 577500 | 116500
[5 empty] | 578500116500 | 212 | 578500 | 116500
[5 empty] | 579500116500 | 212 | 579500 | 116500
[5 empty] | 580500116500 | 212 | 580500 | 116500
[5 empty] | 581500116500 | 212 | 581500 | 116500
[5 empty] | 582500116500 | 212 | 582500 | 116500
[5 empty] | 583500116500 | 212 | 583500 | 116500
[5 empty] | 584500116500 | 212 | 584500 | 116500
[5 empty] | 585500116500 | 212 | 585500 | 116500
[5 empty] | 586500116500 | 212 | 586500 | 116500
[5 empty] | 587500116500 | 212 | 587500 | 116500
[5 empty] | 588500116500 | 212 | 588500 | 116500
[5 empty] | 589500116500 | 212 | 589500 | 116500
[5 empty] | 590500116500 | 212 | 590500 | 116500
[5 empty] | 591500116500 | 212 | 591500 | 116500
[5 empty] | 592500116500 | 212 | 592500 | 116500
[5 empty] | 593500116500 | 212 | 593500 | 116500
[5 empty] | 566500115500 | 212 | 566500 | 115500
[5 empty] | 567500115500 | 212 | 567500 | 115500
[5 empty] | 568500115500 | 212 | 568500 | 115500
[5 empty] | 569500115500 | 212 | 569500 | 115500
[5 empty] | 570500115500 | 212 | 570500 | 115500
[5 empty] | 571500115500 | 212 | 571500 | 115500
[5 empty] | 572500115500 | 212 | 572500 | 115500
[5 empty] | 573500115500 | 212 | 573500 | 115500
[5 empty] | 574500115500 | 212 | 574500 | 115500
[5 empty] | 575500115500 | 212 | 575500 | 115500
[5 empty] | 576500115500 | 212 | 576500 | 115500
[5 empty] | 577500115500 | 212 | 577500 | 115500
[5 empty] | 578500115500 | 212 | 578500 | 115500
[5 empty] | 579500115500 | 212 | 579500 | 115500
[5 empty] | 580500115500 | 212 | 580500 | 115500
[5 empty] | 581500115500 | 212 | 581500 | 115500
[5 empty] | 582500115500 | 212 | 582500 | 115500
[5 empty] | 583500115500 | 212 | 583500 | 115500
[5 empty] | 584500115500 | 212 | 584500 | 115500
[5 empty] | 585500115500 | 212 | 585500 | 115500
[5 empty] | 586500115500 | 212 | 586500 | 115500
[5 empty] | 587500115500 | 212 | 587500 | 115500
[5 empty] | 588500115500 | 212 | 588500 | 115500
[5 empty] | 589500115500 | 212 | 589500 | 115500
[5 empty] | 590500115500 | 212 | 590500 | 115500
[5 empty] | 591500115500 | 212 | 591500 | 115500
[5 empty] | 592500115500 | 212 | 592500 | 115500
[5 empty] | 566500114500 | 212 | 566500 | 114500
[5 empty] | 567500114500 | 212 | 567500 | 114500
[5 empty] | 568500114500 | 212 | 568500 | 114500
[5 empty] | 569500114500 | 212 | 569500 | 114500
[5 empty] | 570500114500 | 212 | 570500 | 114500
[5 empty] | 571500114500 | 212 | 571500 | 114500
[5 empty] | 572500114500 | 212 | 572500 | 114500
[5 empty] | 573500114500 | 212 | 573500 | 114500
[5 empty] | 574500114500 | 212 | 574500 | 114500
[5 empty] | 575500114500 | 212 | 575500 | 114500
[5 empty] | 576500114500 | 212 | 576500 | 114500
[5 empty] | 577500114500 | 212 | 577500 | 114500
[5 empty] | 578500114500 | 212 | 578500 | 114500
[5 empty] | 579500114500 | 212 | 579500 | 114500
[5 empty] | 580500114500 | 212 | 580500 | 114500
[5 empty] | 581500114500 | 212 | 581500 | 114500
[5 empty] | 582500114500 | 212 | 582500 | 114500
[5 empty] | 583500114500 | 212 | 583500 | 114500
[5 empty] | 584500114500 | 212 | 584500 | 114500
[5 empty] | 585500114500 | 212 | 585500 | 114500
[5 empty] | 586500114500 | 212 | 586500 | 114500
[5 empty] | 587500114500 | 212 | 587500 | 114500
[5 empty] | 588500114500 | 212 | 588500 | 114500
[5 empty] | 589500114500 | 212 | 589500 | 114500
[5 empty] | 590500114500 | 212 | 590500 | 114500
[5 empty] | 567500113500 | 212 | 567500 | 113500
[5 empty] | 568500113500 | 212 | 568500 | 113500
[5 empty] | 569500113500 | 212 | 569500 | 113500
[5 empty] | 570500113500 | 212 | 570500 | 113500
[5 empty] | 571500113500 | 212 | 571500 | 113500
[5 empty] | 572500113500 | 212 | 572500 | 113500
[5 empty] | 573500113500 | 212 | 573500 | 113500
[5 empty] | 574500113500 | 212 | 574500 | 113500
[5 empty] | 575500113500 | 212 | 575500 | 113500
[5 empty] | 576500113500 | 212 | 576500 | 113500
[5 empty] | 577500113500 | 212 | 577500 | 113500
[5 empty] | 578500113500 | 212 | 578500 | 113500
[5 empty] | 579500113500 | 212 | 579500 | 113500
[5 empty] | 580500113500 | 212 | 580500 | 113500
[5 empty] | 581500113500 | 212 | 581500 | 113500
[5 empty] | 582500113500 | 212 | 582500 | 113500
[5 empty] | 583500113500 | 212 | 583500 | 113500
[5 empty] | 584500113500 | 212 | 584500 | 113500
[5 empty] | 585500113500 | 212 | 585500 | 113500
[5 empty] | 586500113500 | 212 | 586500 | 113500
[5 empty] | 587500113500 | 212 | 587500 | 113500
[5 empty] | 588500113500 | 212 | 588500 | 113500
[5 empty] | 589500113500 | 212 | 589500 | 113500
[5 empty] | 567500112500 | 212 | 567500 | 112500
[5 empty] | 572500112500 | 212 | 572500 | 112500
[5 empty] | 573500112500 | 212 | 573500 | 112500
[5 empty] | 574500112500 | 212 | 574500 | 112500
[5 empty] | 575500112500 | 212 | 575500 | 112500
[5 empty] | 576500112500 | 212 | 576500 | 112500
[5 empty] | 577500112500 | 212 | 577500 | 112500
[5 empty] | 583500112500 | 212 | 583500 | 112500
[5 empty] | 585500112500 | 212 | 585500 | 112500
[5 empty] | 586500112500 | 212 | 586500 | 112500
[5 empty] | 587500112500 | 212 | 587500 | 112500
[5 empty] | 588500112500 | 212 | 588500 | 112500
[5 empty] | 589500112500 | 212 | 589500 | 112500
[5 empty] | 572500111500 | 212 | 572500 | 111500
[5 empty] | 573500111500 | 212 | 573500 | 111500
[5 empty] | 574500111500 | 212 | 574500 | 111500
[5 empty] | 575500111500 | 212 | 575500 | 111500
[5 empty] | 576500111500 | 212 | 576500 | 111500
[5 empty] | 586500111500 | 212 | 586500 | 111500
[5 empty] | 587500111500 | 212 | 587500 | 111500
[5 empty] | 588500111500 | 212 | 588500 | 111500
[5 empty] | 572500110500 | 212 | 572500 | 110500
[5 empty] | 573500110500 | 212 | 573500 | 110500
[5 empty] | 574500110500 | 212 | 574500 | 110500
[5 empty] | 575500110500 | 212 | 575500 | 110500
[5 empty] | 576500110500 | 212 | 576500 | 110500
[5 empty] | 570500109500 | 212 | 570500 | 109500
[5 empty] | 571500109500 | 212 | 571500 | 109500
[5 empty] | 572500109500 | 212 | 572500 | 109500
[5 empty] | 573500109500 | 212 | 573500 | 109500
[5 empty] | 574500109500 | 212 | 574500 | 109500
[5 empty] | 575500109500 | 212 | 575500 | 109500
[5 empty] | 576500109500 | 212 | 576500 | 109500
[5 empty] | 569500108500 | 212 | 569500 | 108500
[5 empty] | 570500108500 | 212 | 570500 | 108500
[5 empty] | 571500108500 | 212 | 571500 | 108500
[5 empty] | 572500108500 | 212 | 572500 | 108500
[5 empty] | 573500108500 | 212 | 573500 | 108500
[5 empty] | 574500108500 | 212 | 574500 | 108500
[5 empty] | 575500108500 | 212 | 575500 | 108500
[5 empty] | 576500108500 | 212 | 576500 | 108500
[5 empty] | 568500107500 | 212 | 568500 | 107500
[5 empty] | 569500107500 | 212 | 569500 | 107500
[5 empty] | 570500107500 | 212 | 570500 | 107500
[5 empty] | 571500107500 | 212 | 571500 | 107500
[5 empty] | 572500107500 | 212 | 572500 | 107500
[5 empty] | 573500107500 | 212 | 573500 | 107500
[5 empty] | 574500107500 | 212 | 574500 | 107500
[5 empty] | 575500107500 | 212 | 575500 | 107500
[5 empty] | 567500106500 | 212 | 567500 | 106500
[5 empty] | 568500106500 | 212 | 568500 | 106500
[5 empty] | 569500106500 | 212 | 569500 | 106500
[5 empty] | 570500106500 | 212 | 570500 | 106500
[5 empty] | 571500106500 | 212 | 571500 | 106500
[5 empty] | 572500106500 | 212 | 572500 | 106500
[5 empty] | 573500106500 | 212 | 573500 | 106500
[5 empty] | 574500106500 | 212 | 574500 | 106500
[5 empty] | 567500105500 | 212 | 567500 | 105500
[5 empty] | 568500105500 | 212 | 568500 | 105500
[5 empty] | 569500105500 | 212 | 569500 | 105500
[5 empty] | 440500401500 | 213 | 440500 | 401500
[5 empty] | 441500401500 | 213 | 441500 | 401500
[5 empty] | 442500401500 | 213 | 442500 | 401500
[5 empty] | 443500401500 | 213 | 443500 | 401500
[5 empty] | 444500401500 | 213 | 444500 | 401500
[5 empty] | 445500401500 | 213 | 445500 | 401500
[5 empty] | 439500400500 | 213 | 439500 | 400500
[5 empty] | 440500400500 | 213 | 440500 | 400500
[5 empty] | 441500400500 | 213 | 441500 | 400500
[5 empty] | 442500400500 | 213 | 442500 | 400500
[5 empty] | 443500400500 | 213 | 443500 | 400500
[5 empty] | 444500400500 | 213 | 444500 | 400500
[5 empty] | 445500400500 | 213 | 445500 | 400500
[5 empty] | 439500399500 | 213 | 439500 | 399500
[5 empty] | 440500399500 | 213 | 440500 | 399500
[5 empty] | 441500399500 | 213 | 441500 | 399500
[5 empty] | 442500399500 | 213 | 442500 | 399500
[5 empty] | 443500399500 | 213 | 443500 | 399500
[5 empty] | 444500399500 | 213 | 444500 | 399500
[5 empty] | 445500399500 | 213 | 445500 | 399500
[5 empty] | 446500399500 | 213 | 446500 | 399500
[5 empty] | 437500398500 | 213 | 437500 | 398500
[5 empty] | 438500398500 | 213 | 438500 | 398500
[5 empty] | 439500398500 | 213 | 439500 | 398500
[5 empty] | 440500398500 | 213 | 440500 | 398500
[5 empty] | 441500398500 | 213 | 441500 | 398500
[5 empty] | 442500398500 | 213 | 442500 | 398500
[5 empty] | 443500398500 | 213 | 443500 | 398500
[5 empty] | 444500398500 | 213 | 444500 | 398500
[5 empty] | 445500398500 | 213 | 445500 | 398500
[5 empty] | 446500398500 | 213 | 446500 | 398500
[5 empty] | 448500398500 | 213 | 448500 | 398500
[5 empty] | 436500397500 | 213 | 436500 | 397500
[5 empty] | 437500397500 | 213 | 437500 | 397500
[5 empty] | 438500397500 | 213 | 438500 | 397500
[5 empty] | 439500397500 | 213 | 439500 | 397500
[5 empty] | 440500397500 | 213 | 440500 | 397500
[5 empty] | 441500397500 | 213 | 441500 | 397500
[5 empty] | 442500397500 | 213 | 442500 | 397500
[5 empty] | 443500397500 | 213 | 443500 | 397500
[5 empty] | 444500397500 | 213 | 444500 | 397500
[5 empty] | 445500397500 | 213 | 445500 | 397500
[5 empty] | 446500397500 | 213 | 446500 | 397500
[5 empty] | 447500397500 | 213 | 447500 | 397500
[5 empty] | 448500397500 | 213 | 448500 | 397500
[5 empty] | 449500397500 | 213 | 449500 | 397500
[5 empty] | 437500396500 | 213 | 437500 | 396500
[5 empty] | 438500396500 | 213 | 438500 | 396500
[5 empty] | 439500396500 | 213 | 439500 | 396500
[5 empty] | 440500396500 | 213 | 440500 | 396500
[5 empty] | 441500396500 | 213 | 441500 | 396500
[5 empty] | 442500396500 | 213 | 442500 | 396500
[5 empty] | 443500396500 | 213 | 443500 | 396500
[5 empty] | 444500396500 | 213 | 444500 | 396500
[5 empty] | 445500396500 | 213 | 445500 | 396500
[5 empty] | 446500396500 | 213 | 446500 | 396500
[5 empty] | 447500396500 | 213 | 447500 | 396500
[5 empty] | 448500396500 | 213 | 448500 | 396500
[5 empty] | 437500395500 | 213 | 437500 | 395500
[5 empty] | 438500395500 | 213 | 438500 | 395500
[5 empty] | 439500395500 | 213 | 439500 | 395500
[5 empty] | 440500395500 | 213 | 440500 | 395500
[5 empty] | 441500395500 | 213 | 441500 | 395500
[5 empty] | 442500395500 | 213 | 442500 | 395500
[5 empty] | 443500395500 | 213 | 443500 | 395500
[5 empty] | 444500395500 | 213 | 444500 | 395500
[5 empty] | 445500395500 | 213 | 445500 | 395500
[5 empty] | 446500395500 | 213 | 446500 | 395500
[5 empty] | 447500395500 | 213 | 447500 | 395500
[5 empty] | 448500395500 | 213 | 448500 | 395500
[5 empty] | 449500395500 | 213 | 449500 | 395500
[5 empty] | 437500394500 | 213 | 437500 | 394500
[5 empty] | 438500394500 | 213 | 438500 | 394500
[5 empty] | 439500394500 | 213 | 439500 | 394500
[5 empty] | 440500394500 | 213 | 440500 | 394500
[5 empty] | 441500394500 | 213 | 441500 | 394500
[5 empty] | 442500394500 | 213 | 442500 | 394500
[5 empty] | 443500394500 | 213 | 443500 | 394500
[5 empty] | 444500394500 | 213 | 444500 | 394500
[5 empty] | 445500394500 | 213 | 445500 | 394500
[5 empty] | 446500394500 | 213 | 446500 | 394500
[5 empty] | 447500394500 | 213 | 447500 | 394500
[5 empty] | 448500394500 | 213 | 448500 | 394500
[5 empty] | 449500394500 | 213 | 449500 | 394500
[5 empty] | 438500393500 | 213 | 438500 | 393500
[5 empty] | 439500393500 | 213 | 439500 | 393500
[5 empty] | 440500393500 | 213 | 440500 | 393500
[5 empty] | 441500393500 | 213 | 441500 | 393500
[5 empty] | 442500393500 | 213 | 442500 | 393500
[5 empty] | 443500393500 | 213 | 443500 | 393500
[5 empty] | 444500393500 | 213 | 444500 | 393500
[5 empty] | 445500393500 | 213 | 445500 | 393500
[5 empty] | 446500393500 | 213 | 446500 | 393500
[5 empty] | 447500393500 | 213 | 447500 | 393500
[5 empty] | 448500393500 | 213 | 448500 | 393500
[5 empty] | 449500393500 | 213 | 449500 | 393500
[5 empty] | 450500393500 | 213 | 450500 | 393500
[5 empty] | 439500392500 | 213 | 439500 | 392500
[5 empty] | 440500392500 | 213 | 440500 | 392500
[5 empty] | 441500392500 | 213 | 441500 | 392500
[5 empty] | 442500392500 | 213 | 442500 | 392500
[5 empty] | 443500392500 | 213 | 443500 | 392500
[5 empty] | 444500392500 | 213 | 444500 | 392500
[5 empty] | 445500392500 | 213 | 445500 | 392500
[5 empty] | 446500392500 | 213 | 446500 | 392500
[5 empty] | 447500392500 | 213 | 447500 | 392500
[5 empty] | 448500392500 | 213 | 448500 | 392500
[5 empty] | 449500392500 | 213 | 449500 | 392500
[5 empty] | 450500392500 | 213 | 450500 | 392500
[5 empty] | 451500392500 | 213 | 451500 | 392500
[5 empty] | 452500392500 | 213 | 452500 | 392500
[5 empty] | 453500392500 | 213 | 453500 | 392500
[5 empty] | 454500392500 | 213 | 454500 | 392500
[5 empty] | 455500392500 | 213 | 455500 | 392500
[5 empty] | 441500391500 | 213 | 441500 | 391500
[5 empty] | 442500391500 | 213 | 442500 | 391500
[5 empty] | 443500391500 | 213 | 443500 | 391500
[5 empty] | 444500391500 | 213 | 444500 | 391500
[5 empty] | 445500391500 | 213 | 445500 | 391500
[5 empty] | 446500391500 | 213 | 446500 | 391500
[5 empty] | 447500391500 | 213 | 447500 | 391500
[5 empty] | 448500391500 | 213 | 448500 | 391500
[5 empty] | 449500391500 | 213 | 449500 | 391500
[5 empty] | 450500391500 | 213 | 450500 | 391500
[5 empty] | 451500391500 | 213 | 451500 | 391500
[5 empty] | 452500391500 | 213 | 452500 | 391500
[5 empty] | 453500391500 | 213 | 453500 | 391500
[5 empty] | 454500391500 | 213 | 454500 | 391500
[5 empty] | 455500391500 | 213 | 455500 | 391500
[5 empty] | 456500391500 | 213 | 456500 | 391500
[5 empty] | 441500390500 | 213 | 441500 | 390500
[5 empty] | 442500390500 | 213 | 442500 | 390500
[5 empty] | 443500390500 | 213 | 443500 | 390500
[5 empty] | 444500390500 | 213 | 444500 | 390500
[5 empty] | 445500390500 | 213 | 445500 | 390500
[5 empty] | 446500390500 | 213 | 446500 | 390500
[5 empty] | 447500390500 | 213 | 447500 | 390500
[5 empty] | 448500390500 | 213 | 448500 | 390500
[5 empty] | 449500390500 | 213 | 449500 | 390500
[5 empty] | 450500390500 | 213 | 450500 | 390500
[5 empty] | 451500390500 | 213 | 451500 | 390500
[5 empty] | 452500390500 | 213 | 452500 | 390500
[5 empty] | 453500390500 | 213 | 453500 | 390500
[5 empty] | 454500390500 | 213 | 454500 | 390500
[5 empty] | 455500390500 | 213 | 455500 | 390500
[5 empty] | 456500390500 | 213 | 456500 | 390500
[5 empty] | 457500390500 | 213 | 457500 | 390500
[5 empty] | 458500390500 | 213 | 458500 | 390500
[5 empty] | 441500389500 | 213 | 441500 | 389500
[5 empty] | 442500389500 | 213 | 442500 | 389500
[5 empty] | 443500389500 | 213 | 443500 | 389500
[5 empty] | 444500389500 | 213 | 444500 | 389500
[5 empty] | 445500389500 | 213 | 445500 | 389500
[5 empty] | 446500389500 | 213 | 446500 | 389500
[5 empty] | 447500389500 | 213 | 447500 | 389500
[5 empty] | 448500389500 | 213 | 448500 | 389500
[5 empty] | 449500389500 | 213 | 449500 | 389500
[5 empty] | 450500389500 | 213 | 450500 | 389500
[5 empty] | 451500389500 | 213 | 451500 | 389500
[5 empty] | 452500389500 | 213 | 452500 | 389500
[5 empty] | 453500389500 | 213 | 453500 | 389500
[5 empty] | 454500389500 | 213 | 454500 | 389500
[5 empty] | 455500389500 | 213 | 455500 | 389500
[5 empty] | 456500389500 | 213 | 456500 | 389500
[5 empty] | 457500389500 | 213 | 457500 | 389500
[5 empty] | 458500389500 | 213 | 458500 | 389500
[5 empty] | 441500388500 | 213 | 441500 | 388500
[5 empty] | 442500388500 | 213 | 442500 | 388500
[5 empty] | 443500388500 | 213 | 443500 | 388500
[5 empty] | 444500388500 | 213 | 444500 | 388500
[5 empty] | 445500388500 | 213 | 445500 | 388500
[5 empty] | 446500388500 | 213 | 446500 | 388500
[5 empty] | 447500388500 | 213 | 447500 | 388500
[5 empty] | 448500388500 | 213 | 448500 | 388500
[5 empty] | 449500388500 | 213 | 449500 | 388500
[5 empty] | 450500388500 | 213 | 450500 | 388500
[5 empty] | 451500388500 | 213 | 451500 | 388500
[5 empty] | 452500388500 | 213 | 452500 | 388500
[5 empty] | 453500388500 | 213 | 453500 | 388500
[5 empty] | 454500388500 | 213 | 454500 | 388500
[5 empty] | 455500388500 | 213 | 455500 | 388500
[5 empty] | 456500388500 | 213 | 456500 | 388500
[5 empty] | 457500388500 | 213 | 457500 | 388500
[5 empty] | 441500387500 | 213 | 441500 | 387500
[5 empty] | 442500387500 | 213 | 442500 | 387500
[5 empty] | 443500387500 | 213 | 443500 | 387500
[5 empty] | 444500387500 | 213 | 444500 | 387500
[5 empty] | 445500387500 | 213 | 445500 | 387500
[5 empty] | 446500387500 | 213 | 446500 | 387500
[5 empty] | 447500387500 | 213 | 447500 | 387500
[5 empty] | 448500387500 | 213 | 448500 | 387500
[5 empty] | 449500387500 | 213 | 449500 | 387500
[5 empty] | 450500387500 | 213 | 450500 | 387500
[5 empty] | 451500387500 | 213 | 451500 | 387500
[5 empty] | 452500387500 | 213 | 452500 | 387500
[5 empty] | 453500387500 | 213 | 453500 | 387500
[5 empty] | 454500387500 | 213 | 454500 | 387500
[5 empty] | 455500387500 | 213 | 455500 | 387500
[5 empty] | 456500387500 | 213 | 456500 | 387500
[5 empty] | 457500387500 | 213 | 457500 | 387500
[5 empty] | 442500386500 | 213 | 442500 | 386500
[5 empty] | 443500386500 | 213 | 443500 | 386500
[5 empty] | 444500386500 | 213 | 444500 | 386500
[5 empty] | 445500386500 | 213 | 445500 | 386500
[5 empty] | 446500386500 | 213 | 446500 | 386500
[5 empty] | 447500386500 | 213 | 447500 | 386500
[5 empty] | 448500386500 | 213 | 448500 | 386500
[5 empty] | 449500386500 | 213 | 449500 | 386500
[5 empty] | 450500386500 | 213 | 450500 | 386500
[5 empty] | 451500386500 | 213 | 451500 | 386500
[5 empty] | 452500386500 | 213 | 452500 | 386500
[5 empty] | 453500386500 | 213 | 453500 | 386500
[5 empty] | 454500386500 | 213 | 454500 | 386500
[5 empty] | 455500386500 | 213 | 455500 | 386500
[5 empty] | 456500386500 | 213 | 456500 | 386500
[5 empty] | 443500385500 | 213 | 443500 | 385500
[5 empty] | 444500385500 | 213 | 444500 | 385500
[5 empty] | 445500385500 | 213 | 445500 | 385500
[5 empty] | 446500385500 | 213 | 446500 | 385500
[5 empty] | 447500385500 | 213 | 447500 | 385500
[5 empty] | 448500385500 | 213 | 448500 | 385500
[5 empty] | 449500385500 | 213 | 449500 | 385500
[5 empty] | 450500385500 | 213 | 450500 | 385500
[5 empty] | 451500385500 | 213 | 451500 | 385500
[5 empty] | 452500385500 | 213 | 452500 | 385500
[5 empty] | 453500385500 | 213 | 453500 | 385500
[5 empty] | 454500385500 | 213 | 454500 | 385500
[5 empty] | 455500385500 | 213 | 455500 | 385500
[5 empty] | 456500385500 | 213 | 456500 | 385500
[5 empty] | 444500384500 | 213 | 444500 | 384500
[5 empty] | 445500384500 | 213 | 445500 | 384500
[5 empty] | 446500384500 | 213 | 446500 | 384500
[5 empty] | 447500384500 | 213 | 447500 | 384500
[5 empty] | 448500384500 | 213 | 448500 | 384500
[5 empty] | 449500384500 | 213 | 449500 | 384500
[5 empty] | 450500384500 | 213 | 450500 | 384500
[5 empty] | 451500384500 | 213 | 451500 | 384500
[5 empty] | 452500384500 | 213 | 452500 | 384500
[5 empty] | 453500384500 | 213 | 453500 | 384500
[5 empty] | 454500384500 | 213 | 454500 | 384500
[5 empty] | 455500384500 | 213 | 455500 | 384500
[5 empty] | 445500383500 | 213 | 445500 | 383500
[5 empty] | 446500383500 | 213 | 446500 | 383500
[5 empty] | 447500383500 | 213 | 447500 | 383500
[5 empty] | 448500383500 | 213 | 448500 | 383500
[5 empty] | 449500383500 | 213 | 449500 | 383500
[5 empty] | 450500383500 | 213 | 450500 | 383500
[5 empty] | 451500383500 | 213 | 451500 | 383500
[5 empty] | 452500383500 | 213 | 452500 | 383500
[5 empty] | 453500383500 | 213 | 453500 | 383500
[5 empty] | 454500383500 | 213 | 454500 | 383500
[5 empty] | 455500383500 | 213 | 455500 | 383500
[5 empty] | 456500383500 | 213 | 456500 | 383500
[5 empty] | 445500382500 | 213 | 445500 | 382500
[5 empty] | 446500382500 | 213 | 446500 | 382500
[5 empty] | 447500382500 | 213 | 447500 | 382500
[5 empty] | 448500382500 | 213 | 448500 | 382500
[5 empty] | 449500382500 | 213 | 449500 | 382500
[5 empty] | 450500382500 | 213 | 450500 | 382500
[5 empty] | 451500382500 | 213 | 451500 | 382500
[5 empty] | 452500382500 | 213 | 452500 | 382500
[5 empty] | 453500382500 | 213 | 453500 | 382500
[5 empty] | 454500382500 | 213 | 454500 | 382500
[5 empty] | 455500382500 | 213 | 455500 | 382500
[5 empty] | 445500381500 | 213 | 445500 | 381500
[5 empty] | 447500381500 | 213 | 447500 | 381500
[5 empty] | 448500381500 | 213 | 448500 | 381500
[5 empty] | 449500381500 | 213 | 449500 | 381500
[5 empty] | 450500381500 | 213 | 450500 | 381500
[5 empty] | 451500381500 | 213 | 451500 | 381500
[5 empty] | 452500381500 | 213 | 452500 | 381500
[5 empty] | 453500381500 | 213 | 453500 | 381500
[5 empty] | 454500381500 | 213 | 454500 | 381500
[5 empty] | 447500380500 | 213 | 447500 | 380500
[5 empty] | 448500380500 | 213 | 448500 | 380500
[5 empty] | 449500380500 | 213 | 449500 | 380500
[5 empty] | 450500380500 | 213 | 450500 | 380500
[5 empty] | 451500380500 | 213 | 451500 | 380500
[5 empty] | 452500380500 | 213 | 452500 | 380500
[5 empty] | 453500380500 | 213 | 453500 | 380500
[5 empty] | 448500379500 | 213 | 448500 | 379500
[5 empty] | 449500379500 | 213 | 449500 | 379500
[5 empty] | 450500379500 | 213 | 450500 | 379500
[5 empty] | 451500379500 | 213 | 451500 | 379500
[5 empty] | 452500379500 | 213 | 452500 | 379500
[5 empty] | 453500379500 | 213 | 453500 | 379500
[5 empty] | 439500292500 | 214 | 439500 | 292500
[5 empty] | 440500292500 | 214 | 440500 | 292500
[5 empty] | 439500291500 | 214 | 439500 | 291500
[5 empty] | 440500291500 | 214 | 440500 | 291500
[5 empty] | 441500291500 | 214 | 441500 | 291500
[5 empty] | 440500290500 | 214 | 440500 | 290500
[5 empty] | 441500290500 | 214 | 441500 | 290500
[5 empty] | 442500290500 | 214 | 442500 | 290500
[5 empty] | 443500290500 | 214 | 443500 | 290500
[5 empty] | 440500289500 | 214 | 440500 | 289500
[5 empty] | 441500289500 | 214 | 441500 | 289500
[5 empty] | 442500289500 | 214 | 442500 | 289500
[5 empty] | 443500289500 | 214 | 443500 | 289500
[5 empty] | 444500289500 | 214 | 444500 | 289500
[5 empty] | 445500289500 | 214 | 445500 | 289500
[5 empty] | 440500288500 | 214 | 440500 | 288500
[5 empty] | 441500288500 | 214 | 441500 | 288500
[5 empty] | 442500288500 | 214 | 442500 | 288500
[5 empty] | 443500288500 | 214 | 443500 | 288500
[5 empty] | 444500288500 | 214 | 444500 | 288500
[5 empty] | 445500288500 | 214 | 445500 | 288500
[5 empty] | 446500288500 | 214 | 446500 | 288500
[5 empty] | 440500287500 | 214 | 440500 | 287500
[5 empty] | 441500287500 | 214 | 441500 | 287500
[5 empty] | 442500287500 | 214 | 442500 | 287500
[5 empty] | 443500287500 | 214 | 443500 | 287500
[5 empty] | 444500287500 | 214 | 444500 | 287500
[5 empty] | 445500287500 | 214 | 445500 | 287500
[5 empty] | 446500287500 | 214 | 446500 | 287500
[5 empty] | 447500287500 | 214 | 447500 | 287500
[5 empty] | 440500286500 | 214 | 440500 | 286500
[5 empty] | 441500286500 | 214 | 441500 | 286500
[5 empty] | 442500286500 | 214 | 442500 | 286500
[5 empty] | 443500286500 | 214 | 443500 | 286500
[5 empty] | 444500286500 | 214 | 444500 | 286500
[5 empty] | 445500286500 | 214 | 445500 | 286500
[5 empty] | 446500286500 | 214 | 446500 | 286500
[5 empty] | 447500286500 | 214 | 447500 | 286500
[5 empty] | 448500286500 | 214 | 448500 | 286500
[5 empty] | 438500285500 | 214 | 438500 | 285500
[5 empty] | 440500285500 | 214 | 440500 | 285500
[5 empty] | 441500285500 | 214 | 441500 | 285500
[5 empty] | 442500285500 | 214 | 442500 | 285500
[5 empty] | 443500285500 | 214 | 443500 | 285500
[5 empty] | 444500285500 | 214 | 444500 | 285500
[5 empty] | 445500285500 | 214 | 445500 | 285500
[5 empty] | 446500285500 | 214 | 446500 | 285500
[5 empty] | 447500285500 | 214 | 447500 | 285500
[5 empty] | 448500285500 | 214 | 448500 | 285500
[5 empty] | 449500285500 | 214 | 449500 | 285500
[5 empty] | 437500284500 | 214 | 437500 | 284500
[5 empty] | 438500284500 | 214 | 438500 | 284500
[5 empty] | 439500284500 | 214 | 439500 | 284500
[5 empty] | 440500284500 | 214 | 440500 | 284500
[5 empty] | 441500284500 | 214 | 441500 | 284500
[5 empty] | 442500284500 | 214 | 442500 | 284500
[5 empty] | 443500284500 | 214 | 443500 | 284500
[5 empty] | 444500284500 | 214 | 444500 | 284500
[5 empty] | 445500284500 | 214 | 445500 | 284500
[5 empty] | 446500284500 | 214 | 446500 | 284500
[5 empty] | 447500284500 | 214 | 447500 | 284500
[5 empty] | 448500284500 | 214 | 448500 | 284500
[5 empty] | 449500284500 | 214 | 449500 | 284500
[5 empty] | 438500283500 | 214 | 438500 | 283500
[5 empty] | 439500283500 | 214 | 439500 | 283500
[5 empty] | 440500283500 | 214 | 440500 | 283500
[5 empty] | 441500283500 | 214 | 441500 | 283500
[5 empty] | 442500283500 | 214 | 442500 | 283500
[5 empty] | 443500283500 | 214 | 443500 | 283500
[5 empty] | 444500283500 | 214 | 444500 | 283500
[5 empty] | 445500283500 | 214 | 445500 | 283500
[5 empty] | 446500283500 | 214 | 446500 | 283500
[5 empty] | 447500283500 | 214 | 447500 | 283500
[5 empty] | 448500283500 | 214 | 448500 | 283500
[5 empty] | 449500283500 | 214 | 449500 | 283500
[5 empty] | 450500283500 | 214 | 450500 | 283500
[5 empty] | 438500282500 | 214 | 438500 | 282500
[5 empty] | 439500282500 | 214 | 439500 | 282500
[5 empty] | 440500282500 | 214 | 440500 | 282500
[5 empty] | 441500282500 | 214 | 441500 | 282500
[5 empty] | 442500282500 | 214 | 442500 | 282500
[5 empty] | 443500282500 | 214 | 443500 | 282500
[5 empty] | 444500282500 | 214 | 444500 | 282500
[5 empty] | 445500282500 | 214 | 445500 | 282500
[5 empty] | 446500282500 | 214 | 446500 | 282500
[5 empty] | 447500282500 | 214 | 447500 | 282500
[5 empty] | 448500282500 | 214 | 448500 | 282500
[5 empty] | 449500282500 | 214 | 449500 | 282500
[5 empty] | 450500282500 | 214 | 450500 | 282500
[5 empty] | 451500282500 | 214 | 451500 | 282500
[5 empty] | 439500281500 | 214 | 439500 | 281500
[5 empty] | 440500281500 | 214 | 440500 | 281500
[5 empty] | 441500281500 | 214 | 441500 | 281500
[5 empty] | 442500281500 | 214 | 442500 | 281500
[5 empty] | 443500281500 | 214 | 443500 | 281500
[5 empty] | 444500281500 | 214 | 444500 | 281500
[5 empty] | 445500281500 | 214 | 445500 | 281500
[5 empty] | 446500281500 | 214 | 446500 | 281500
[5 empty] | 447500281500 | 214 | 447500 | 281500
[5 empty] | 448500281500 | 214 | 448500 | 281500
[5 empty] | 449500281500 | 214 | 449500 | 281500
[5 empty] | 450500281500 | 214 | 450500 | 281500
[5 empty] | 451500281500 | 214 | 451500 | 281500
[5 empty] | 439500280500 | 214 | 439500 | 280500
[5 empty] | 440500280500 | 214 | 440500 | 280500
[5 empty] | 441500280500 | 214 | 441500 | 280500
[5 empty] | 442500280500 | 214 | 442500 | 280500
[5 empty] | 443500280500 | 214 | 443500 | 280500
[5 empty] | 444500280500 | 214 | 444500 | 280500
[5 empty] | 445500280500 | 214 | 445500 | 280500
[5 empty] | 446500280500 | 214 | 446500 | 280500
[5 empty] | 447500280500 | 214 | 447500 | 280500
[5 empty] | 448500280500 | 214 | 448500 | 280500
[5 empty] | 449500280500 | 214 | 449500 | 280500
[5 empty] | 450500280500 | 214 | 450500 | 280500
[5 empty] | 451500280500 | 214 | 451500 | 280500
[5 empty] | 452500280500 | 214 | 452500 | 280500
[5 empty] | 439500279500 | 214 | 439500 | 279500
[5 empty] | 440500279500 | 214 | 440500 | 279500
[5 empty] | 441500279500 | 214 | 441500 | 279500
[5 empty] | 442500279500 | 214 | 442500 | 279500
[5 empty] | 443500279500 | 214 | 443500 | 279500
[5 empty] | 444500279500 | 214 | 444500 | 279500
[5 empty] | 445500279500 | 214 | 445500 | 279500
[5 empty] | 446500279500 | 214 | 446500 | 279500
[5 empty] | 447500279500 | 214 | 447500 | 279500
[5 empty] | 448500279500 | 214 | 448500 | 279500
[5 empty] | 449500279500 | 214 | 449500 | 279500
[5 empty] | 450500279500 | 214 | 450500 | 279500
[5 empty] | 451500279500 | 214 | 451500 | 279500
[5 empty] | 452500279500 | 214 | 452500 | 279500
[5 empty] | 453500279500 | 214 | 453500 | 279500
[5 empty] | 439500278500 | 214 | 439500 | 278500
[5 empty] | 440500278500 | 214 | 440500 | 278500
[5 empty] | 441500278500 | 214 | 441500 | 278500
[5 empty] | 442500278500 | 214 | 442500 | 278500
[5 empty] | 443500278500 | 214 | 443500 | 278500
[5 empty] | 444500278500 | 214 | 444500 | 278500
[5 empty] | 445500278500 | 214 | 445500 | 278500
[5 empty] | 446500278500 | 214 | 446500 | 278500
[5 empty] | 447500278500 | 214 | 447500 | 278500
[5 empty] | 448500278500 | 214 | 448500 | 278500
[5 empty] | 449500278500 | 214 | 449500 | 278500
[5 empty] | 450500278500 | 214 | 450500 | 278500
[5 empty] | 451500278500 | 214 | 451500 | 278500
[5 empty] | 452500278500 | 214 | 452500 | 278500
[5 empty] | 453500278500 | 214 | 453500 | 278500
[5 empty] | 439500277500 | 214 | 439500 | 277500
[5 empty] | 440500277500 | 214 | 440500 | 277500
[5 empty] | 441500277500 | 214 | 441500 | 277500
[5 empty] | 442500277500 | 214 | 442500 | 277500
[5 empty] | 443500277500 | 214 | 443500 | 277500
[5 empty] | 444500277500 | 214 | 444500 | 277500
[5 empty] | 445500277500 | 214 | 445500 | 277500
[5 empty] | 446500277500 | 214 | 446500 | 277500
[5 empty] | 447500277500 | 214 | 447500 | 277500
[5 empty] | 448500277500 | 214 | 448500 | 277500
[5 empty] | 449500277500 | 214 | 449500 | 277500
[5 empty] | 450500277500 | 214 | 450500 | 277500
[5 empty] | 451500277500 | 214 | 451500 | 277500
[5 empty] | 452500277500 | 214 | 452500 | 277500
[5 empty] | 453500277500 | 214 | 453500 | 277500
[5 empty] | 454500277500 | 214 | 454500 | 277500
[5 empty] | 438500276500 | 214 | 438500 | 276500
[5 empty] | 439500276500 | 214 | 439500 | 276500
[5 empty] | 440500276500 | 214 | 440500 | 276500
[5 empty] | 441500276500 | 214 | 441500 | 276500
[5 empty] | 442500276500 | 214 | 442500 | 276500
[5 empty] | 443500276500 | 214 | 443500 | 276500
[5 empty] | 444500276500 | 214 | 444500 | 276500
[5 empty] | 445500276500 | 214 | 445500 | 276500
[5 empty] | 446500276500 | 214 | 446500 | 276500
[5 empty] | 447500276500 | 214 | 447500 | 276500
[5 empty] | 448500276500 | 214 | 448500 | 276500
[5 empty] | 449500276500 | 214 | 449500 | 276500
[5 empty] | 450500276500 | 214 | 450500 | 276500
[5 empty] | 451500276500 | 214 | 451500 | 276500
[5 empty] | 452500276500 | 214 | 452500 | 276500
[5 empty] | 453500276500 | 214 | 453500 | 276500
[5 empty] | 454500276500 | 214 | 454500 | 276500
[5 empty] | 437500275500 | 214 | 437500 | 275500
[5 empty] | 438500275500 | 214 | 438500 | 275500
[5 empty] | 439500275500 | 214 | 439500 | 275500
[5 empty] | 440500275500 | 214 | 440500 | 275500
[5 empty] | 441500275500 | 214 | 441500 | 275500
[5 empty] | 442500275500 | 214 | 442500 | 275500
[5 empty] | 443500275500 | 214 | 443500 | 275500
[5 empty] | 444500275500 | 214 | 444500 | 275500
[5 empty] | 445500275500 | 214 | 445500 | 275500
[5 empty] | 446500275500 | 214 | 446500 | 275500
[5 empty] | 447500275500 | 214 | 447500 | 275500
[5 empty] | 448500275500 | 214 | 448500 | 275500
[5 empty] | 449500275500 | 214 | 449500 | 275500
[5 empty] | 450500275500 | 214 | 450500 | 275500
[5 empty] | 451500275500 | 214 | 451500 | 275500
[5 empty] | 452500275500 | 214 | 452500 | 275500
[5 empty] | 453500275500 | 214 | 453500 | 275500
[5 empty] | 454500275500 | 214 | 454500 | 275500
[5 empty] | 455500275500 | 214 | 455500 | 275500
[5 empty] | 437500274500 | 214 | 437500 | 274500
[5 empty] | 438500274500 | 214 | 438500 | 274500
[5 empty] | 439500274500 | 214 | 439500 | 274500
[5 empty] | 440500274500 | 214 | 440500 | 274500
[5 empty] | 441500274500 | 214 | 441500 | 274500
[5 empty] | 442500274500 | 214 | 442500 | 274500
[5 empty] | 443500274500 | 214 | 443500 | 274500
[5 empty] | 444500274500 | 214 | 444500 | 274500
[5 empty] | 445500274500 | 214 | 445500 | 274500
[5 empty] | 446500274500 | 214 | 446500 | 274500
[5 empty] | 447500274500 | 214 | 447500 | 274500
[5 empty] | 448500274500 | 214 | 448500 | 274500
[5 empty] | 449500274500 | 214 | 449500 | 274500
[5 empty] | 450500274500 | 214 | 450500 | 274500
[5 empty] | 451500274500 | 214 | 451500 | 274500
[5 empty] | 452500274500 | 214 | 452500 | 274500
[5 empty] | 453500274500 | 214 | 453500 | 274500
[5 empty] | 454500274500 | 214 | 454500 | 274500
[5 empty] | 455500274500 | 214 | 455500 | 274500
[5 empty] | 437500273500 | 214 | 437500 | 273500
[5 empty] | 438500273500 | 214 | 438500 | 273500
[5 empty] | 439500273500 | 214 | 439500 | 273500
[5 empty] | 440500273500 | 214 | 440500 | 273500
[5 empty] | 441500273500 | 214 | 441500 | 273500
[5 empty] | 442500273500 | 214 | 442500 | 273500
[5 empty] | 443500273500 | 214 | 443500 | 273500
[5 empty] | 444500273500 | 214 | 444500 | 273500
[5 empty] | 445500273500 | 214 | 445500 | 273500
[5 empty] | 446500273500 | 214 | 446500 | 273500
[5 empty] | 447500273500 | 214 | 447500 | 273500
[5 empty] | 448500273500 | 214 | 448500 | 273500
[5 empty] | 449500273500 | 214 | 449500 | 273500
[5 empty] | 450500273500 | 214 | 450500 | 273500
[5 empty] | 451500273500 | 214 | 451500 | 273500
[5 empty] | 452500273500 | 214 | 452500 | 273500
[5 empty] | 453500273500 | 214 | 453500 | 273500
[5 empty] | 454500273500 | 214 | 454500 | 273500
[5 empty] | 455500273500 | 214 | 455500 | 273500
[5 empty] | 437500272500 | 214 | 437500 | 272500
[5 empty] | 438500272500 | 214 | 438500 | 272500
[5 empty] | 439500272500 | 214 | 439500 | 272500
[5 empty] | 440500272500 | 214 | 440500 | 272500
[5 empty] | 441500272500 | 214 | 441500 | 272500
[5 empty] | 442500272500 | 214 | 442500 | 272500
[5 empty] | 443500272500 | 214 | 443500 | 272500
[5 empty] | 444500272500 | 214 | 444500 | 272500
[5 empty] | 445500272500 | 214 | 445500 | 272500
[5 empty] | 446500272500 | 214 | 446500 | 272500
[5 empty] | 447500272500 | 214 | 447500 | 272500
[5 empty] | 448500272500 | 214 | 448500 | 272500
[5 empty] | 449500272500 | 214 | 449500 | 272500
[5 empty] | 450500272500 | 214 | 450500 | 272500
[5 empty] | 451500272500 | 214 | 451500 | 272500
[5 empty] | 452500272500 | 214 | 452500 | 272500
[5 empty] | 438500271500 | 214 | 438500 | 271500
[5 empty] | 439500271500 | 214 | 439500 | 271500
[5 empty] | 440500271500 | 214 | 440500 | 271500
[5 empty] | 441500271500 | 214 | 441500 | 271500
[5 empty] | 442500271500 | 214 | 442500 | 271500
[5 empty] | 443500271500 | 214 | 443500 | 271500
[5 empty] | 444500271500 | 214 | 444500 | 271500
[5 empty] | 445500271500 | 214 | 445500 | 271500
[5 empty] | 446500271500 | 214 | 446500 | 271500
[5 empty] | 447500271500 | 214 | 447500 | 271500
[5 empty] | 448500271500 | 214 | 448500 | 271500
[5 empty] | 449500271500 | 214 | 449500 | 271500
[5 empty] | 450500271500 | 214 | 450500 | 271500
[5 empty] | 438500270500 | 214 | 438500 | 270500
[5 empty] | 439500270500 | 214 | 439500 | 270500
[5 empty] | 440500270500 | 214 | 440500 | 270500
[5 empty] | 441500270500 | 214 | 441500 | 270500
[5 empty] | 442500270500 | 214 | 442500 | 270500
[5 empty] | 443500270500 | 214 | 443500 | 270500
[5 empty] | 444500270500 | 214 | 444500 | 270500
[5 empty] | 445500270500 | 214 | 445500 | 270500
[5 empty] | 446500270500 | 214 | 446500 | 270500
[5 empty] | 447500270500 | 214 | 447500 | 270500
[5 empty] | 448500270500 | 214 | 448500 | 270500
[5 empty] | 449500270500 | 214 | 449500 | 270500
[5 empty] | 440500269500 | 214 | 440500 | 269500
[5 empty] | 441500269500 | 214 | 441500 | 269500
[5 empty] | 442500269500 | 214 | 442500 | 269500
[5 empty] | 443500269500 | 214 | 443500 | 269500
[5 empty] | 444500269500 | 214 | 444500 | 269500
[5 empty] | 445500269500 | 214 | 445500 | 269500
[5 empty] | 446500269500 | 214 | 446500 | 269500
[5 empty] | 447500269500 | 214 | 447500 | 269500
[5 empty] | 448500269500 | 214 | 448500 | 269500
[5 empty] | 449500269500 | 214 | 449500 | 269500
[5 empty] | 450500269500 | 214 | 450500 | 269500
[5 empty] | 451500269500 | 214 | 451500 | 269500
[5 empty] | 440500268500 | 214 | 440500 | 268500
[5 empty] | 441500268500 | 214 | 441500 | 268500
[5 empty] | 442500268500 | 214 | 442500 | 268500
[5 empty] | 443500268500 | 214 | 443500 | 268500
[5 empty] | 444500268500 | 214 | 444500 | 268500
[5 empty] | 445500268500 | 214 | 445500 | 268500
[5 empty] | 446500268500 | 214 | 446500 | 268500
[5 empty] | 447500268500 | 214 | 447500 | 268500
[5 empty] | 448500268500 | 214 | 448500 | 268500
[5 empty] | 449500268500 | 214 | 449500 | 268500
[5 empty] | 450500268500 | 214 | 450500 | 268500
[5 empty] | 451500268500 | 214 | 451500 | 268500
[5 empty] | 452500268500 | 214 | 452500 | 268500
[5 empty] | 453500268500 | 214 | 453500 | 268500
[5 empty] | 440500267500 | 214 | 440500 | 267500
[5 empty] | 441500267500 | 214 | 441500 | 267500
[5 empty] | 442500267500 | 214 | 442500 | 267500
[5 empty] | 443500267500 | 214 | 443500 | 267500
[5 empty] | 444500267500 | 214 | 444500 | 267500
[5 empty] | 445500267500 | 214 | 445500 | 267500
[5 empty] | 446500267500 | 214 | 446500 | 267500
[5 empty] | 447500267500 | 214 | 447500 | 267500
[5 empty] | 448500267500 | 214 | 448500 | 267500
[5 empty] | 449500267500 | 214 | 449500 | 267500
[5 empty] | 450500267500 | 214 | 450500 | 267500
[5 empty] | 451500267500 | 214 | 451500 | 267500
[5 empty] | 452500267500 | 214 | 452500 | 267500
[5 empty] | 442500266500 | 214 | 442500 | 266500
[5 empty] | 443500266500 | 214 | 443500 | 266500
[5 empty] | 444500266500 | 214 | 444500 | 266500
[5 empty] | 445500266500 | 214 | 445500 | 266500
[5 empty] | 446500266500 | 214 | 446500 | 266500
[5 empty] | 447500266500 | 214 | 447500 | 266500
[5 empty] | 448500266500 | 214 | 448500 | 266500
[5 empty] | 449500266500 | 214 | 449500 | 266500
[5 empty] | 450500266500 | 214 | 450500 | 266500
[5 empty] | 451500266500 | 214 | 451500 | 266500
[5 empty] | 452500266500 | 214 | 452500 | 266500
[5 empty] | 443500265500 | 214 | 443500 | 265500
[5 empty] | 444500265500 | 214 | 444500 | 265500
[5 empty] | 445500265500 | 214 | 445500 | 265500
[5 empty] | 446500265500 | 214 | 446500 | 265500
[5 empty] | 447500265500 | 214 | 447500 | 265500
[5 empty] | 448500265500 | 214 | 448500 | 265500
[5 empty] | 449500265500 | 214 | 449500 | 265500
[5 empty] | 450500265500 | 214 | 450500 | 265500
[5 empty] | 451500265500 | 214 | 451500 | 265500
[5 empty] | 452500265500 | 214 | 452500 | 265500
[5 empty] | 445500264500 | 214 | 445500 | 264500
[5 empty] | 446500264500 | 214 | 446500 | 264500
[5 empty] | 447500264500 | 214 | 447500 | 264500
[5 empty] | 448500264500 | 214 | 448500 | 264500
[5 empty] | 449500264500 | 214 | 449500 | 264500
[5 empty] | 450500264500 | 214 | 450500 | 264500
[5 empty] | 451500264500 | 214 | 451500 | 264500
[5 empty] | 452500264500 | 214 | 452500 | 264500
[5 empty] | 446500263500 | 214 | 446500 | 263500
[5 empty] | 447500263500 | 214 | 447500 | 263500
[5 empty] | 449500263500 | 214 | 449500 | 263500
[5 empty] | 450500263500 | 214 | 450500 | 263500
[5 empty] | 451500263500 | 214 | 451500 | 263500
[5 empty] | 452500263500 | 214 | 452500 | 263500
[5 empty] | 453500263500 | 214 | 453500 | 263500
[5 empty] | 450500262500 | 214 | 450500 | 262500
[5 empty] | 451500262500 | 214 | 451500 | 262500
[5 empty] | 452500262500 | 214 | 452500 | 262500
[5 empty] | 498500172500 | 215 | 498500 | 172500
[5 empty] | 499500172500 | 215 | 499500 | 172500
[5 empty] | 500500172500 | 215 | 500500 | 172500
[5 empty] | 497500171500 | 215 | 497500 | 171500
[5 empty] | 498500171500 | 215 | 498500 | 171500
[5 empty] | 499500171500 | 215 | 499500 | 171500
[5 empty] | 500500171500 | 215 | 500500 | 171500
[5 empty] | 501500171500 | 215 | 501500 | 171500
[5 empty] | 502500171500 | 215 | 502500 | 171500
[5 empty] | 497500170500 | 215 | 497500 | 170500
[5 empty] | 498500170500 | 215 | 498500 | 170500
[5 empty] | 499500170500 | 215 | 499500 | 170500
[5 empty] | 500500170500 | 215 | 500500 | 170500
[5 empty] | 501500170500 | 215 | 501500 | 170500
[5 empty] | 502500170500 | 215 | 502500 | 170500
[5 empty] | 503500170500 | 215 | 503500 | 170500
[5 empty] | 497500169500 | 215 | 497500 | 169500
[5 empty] | 498500169500 | 215 | 498500 | 169500
[5 empty] | 499500169500 | 215 | 499500 | 169500
[5 empty] | 500500169500 | 215 | 500500 | 169500
[5 empty] | 501500169500 | 215 | 501500 | 169500
[5 empty] | 502500169500 | 215 | 502500 | 169500
[5 empty] | 503500169500 | 215 | 503500 | 169500
[5 empty] | 497500168500 | 215 | 497500 | 168500
[5 empty] | 498500168500 | 215 | 498500 | 168500
[5 empty] | 499500168500 | 215 | 499500 | 168500
[5 empty] | 500500168500 | 215 | 500500 | 168500
[5 empty] | 501500168500 | 215 | 501500 | 168500
[5 empty] | 502500168500 | 215 | 502500 | 168500
[5 empty] | 503500168500 | 215 | 503500 | 168500
[5 empty] | 504500168500 | 215 | 504500 | 168500
[5 empty] | 496500167500 | 215 | 496500 | 167500
[5 empty] | 497500167500 | 215 | 497500 | 167500
[5 empty] | 498500167500 | 215 | 498500 | 167500
[5 empty] | 499500167500 | 215 | 499500 | 167500
[5 empty] | 500500167500 | 215 | 500500 | 167500
[5 empty] | 501500167500 | 215 | 501500 | 167500
[5 empty] | 502500167500 | 215 | 502500 | 167500
[5 empty] | 503500167500 | 215 | 503500 | 167500
[5 empty] | 504500167500 | 215 | 504500 | 167500
[5 empty] | 497500166500 | 215 | 497500 | 166500
[5 empty] | 498500166500 | 215 | 498500 | 166500
[5 empty] | 499500166500 | 215 | 499500 | 166500
[5 empty] | 500500166500 | 215 | 500500 | 166500
[5 empty] | 501500166500 | 215 | 501500 | 166500
[5 empty] | 502500166500 | 215 | 502500 | 166500
[5 empty] | 503500166500 | 215 | 503500 | 166500
[5 empty] | 504500166500 | 215 | 504500 | 166500
[5 empty] | 505500166500 | 215 | 505500 | 166500
[5 empty] | 498500165500 | 215 | 498500 | 165500
[5 empty] | 499500165500 | 215 | 499500 | 165500
[5 empty] | 500500165500 | 215 | 500500 | 165500
[5 empty] | 501500165500 | 215 | 501500 | 165500
[5 empty] | 502500165500 | 215 | 502500 | 165500
[5 empty] | 503500165500 | 215 | 503500 | 165500
[5 empty] | 504500165500 | 215 | 504500 | 165500
[5 empty] | 505500165500 | 215 | 505500 | 165500
[5 empty] | 506500165500 | 215 | 506500 | 165500
[5 empty] | 499500164500 | 215 | 499500 | 164500
[5 empty] | 500500164500 | 215 | 500500 | 164500
[5 empty] | 501500164500 | 215 | 501500 | 164500
[5 empty] | 502500164500 | 215 | 502500 | 164500
[5 empty] | 503500164500 | 215 | 503500 | 164500
[5 empty] | 504500164500 | 215 | 504500 | 164500
[5 empty] | 505500164500 | 215 | 505500 | 164500
[5 empty] | 506500164500 | 215 | 506500 | 164500
[5 empty] | 500500163500 | 215 | 500500 | 163500
[5 empty] | 501500163500 | 215 | 501500 | 163500
[5 empty] | 502500163500 | 215 | 502500 | 163500
[5 empty] | 503500163500 | 215 | 503500 | 163500
[5 empty] | 504500163500 | 215 | 504500 | 163500
[5 empty] | 505500163500 | 215 | 505500 | 163500
[5 empty] | 501500162500 | 215 | 501500 | 162500
[5 empty] | 502500162500 | 215 | 502500 | 162500
[5 empty] | 503500162500 | 215 | 503500 | 162500
[5 empty] | 504500162500 | 215 | 504500 | 162500
[5 empty] | 505500162500 | 215 | 505500 | 162500
[5 empty] | 503500161500 | 215 | 503500 | 161500
[5 empty] | 472500348500 | 216 | 472500 | 348500
[5 empty] | 472500347500 | 216 | 472500 | 347500
[5 empty] | 473500347500 | 216 | 473500 | 347500
[5 empty] | 471500346500 | 216 | 471500 | 346500
[5 empty] | 472500346500 | 216 | 472500 | 346500
[5 empty] | 473500346500 | 216 | 473500 | 346500
[5 empty] | 474500346500 | 216 | 474500 | 346500
[5 empty] | 470500345500 | 216 | 470500 | 345500
[5 empty] | 471500345500 | 216 | 471500 | 345500
[5 empty] | 472500345500 | 216 | 472500 | 345500
[5 empty] | 473500345500 | 216 | 473500 | 345500
[5 empty] | 474500345500 | 216 | 474500 | 345500
[5 empty] | 475500345500 | 216 | 475500 | 345500
[5 empty] | 476500345500 | 216 | 476500 | 345500
[5 empty] | 477500345500 | 216 | 477500 | 345500
[5 empty] | 478500345500 | 216 | 478500 | 345500
[5 empty] | 469500344500 | 216 | 469500 | 344500
[5 empty] | 470500344500 | 216 | 470500 | 344500
[5 empty] | 471500344500 | 216 | 471500 | 344500
[5 empty] | 472500344500 | 216 | 472500 | 344500
[5 empty] | 473500344500 | 216 | 473500 | 344500
[5 empty] | 474500344500 | 216 | 474500 | 344500
[5 empty] | 475500344500 | 216 | 475500 | 344500
[5 empty] | 476500344500 | 216 | 476500 | 344500
[5 empty] | 477500344500 | 216 | 477500 | 344500
[5 empty] | 478500344500 | 216 | 478500 | 344500
[5 empty] | 467500343500 | 216 | 467500 | 343500
[5 empty] | 468500343500 | 216 | 468500 | 343500
[5 empty] | 469500343500 | 216 | 469500 | 343500
[5 empty] | 470500343500 | 216 | 470500 | 343500
[5 empty] | 471500343500 | 216 | 471500 | 343500
[5 empty] | 472500343500 | 216 | 472500 | 343500
[5 empty] | 473500343500 | 216 | 473500 | 343500
[5 empty] | 474500343500 | 216 | 474500 | 343500
[5 empty] | 475500343500 | 216 | 475500 | 343500
[5 empty] | 476500343500 | 216 | 476500 | 343500
[5 empty] | 477500343500 | 216 | 477500 | 343500
[5 empty] | 478500343500 | 216 | 478500 | 343500
[5 empty] | 465500342500 | 216 | 465500 | 342500
[5 empty] | 466500342500 | 216 | 466500 | 342500
[5 empty] | 467500342500 | 216 | 467500 | 342500
[5 empty] | 468500342500 | 216 | 468500 | 342500
[5 empty] | 469500342500 | 216 | 469500 | 342500
[5 empty] | 470500342500 | 216 | 470500 | 342500
[5 empty] | 471500342500 | 216 | 471500 | 342500
[5 empty] | 472500342500 | 216 | 472500 | 342500
[5 empty] | 473500342500 | 216 | 473500 | 342500
[5 empty] | 474500342500 | 216 | 474500 | 342500
[5 empty] | 475500342500 | 216 | 475500 | 342500
[5 empty] | 476500342500 | 216 | 476500 | 342500
[5 empty] | 477500342500 | 216 | 477500 | 342500
[5 empty] | 478500342500 | 216 | 478500 | 342500
[5 empty] | 465500341500 | 216 | 465500 | 341500
[5 empty] | 466500341500 | 216 | 466500 | 341500
[5 empty] | 467500341500 | 216 | 467500 | 341500
[5 empty] | 468500341500 | 216 | 468500 | 341500
[5 empty] | 469500341500 | 216 | 469500 | 341500
[5 empty] | 470500341500 | 216 | 470500 | 341500
[5 empty] | 471500341500 | 216 | 471500 | 341500
[5 empty] | 472500341500 | 216 | 472500 | 341500
[5 empty] | 473500341500 | 216 | 473500 | 341500
[5 empty] | 474500341500 | 216 | 474500 | 341500
[5 empty] | 475500341500 | 216 | 475500 | 341500
[5 empty] | 476500341500 | 216 | 476500 | 341500
[5 empty] | 477500341500 | 216 | 477500 | 341500
[5 empty] | 478500341500 | 216 | 478500 | 341500
[5 empty] | 465500340500 | 216 | 465500 | 340500
[5 empty] | 466500340500 | 216 | 466500 | 340500
[5 empty] | 467500340500 | 216 | 467500 | 340500
[5 empty] | 468500340500 | 216 | 468500 | 340500
[5 empty] | 469500340500 | 216 | 469500 | 340500
[5 empty] | 470500340500 | 216 | 470500 | 340500
[5 empty] | 471500340500 | 216 | 471500 | 340500
[5 empty] | 472500340500 | 216 | 472500 | 340500
[5 empty] | 473500340500 | 216 | 473500 | 340500
[5 empty] | 474500340500 | 216 | 474500 | 340500
[5 empty] | 475500340500 | 216 | 475500 | 340500
[5 empty] | 476500340500 | 216 | 476500 | 340500
[5 empty] | 477500340500 | 216 | 477500 | 340500
[5 empty] | 478500340500 | 216 | 478500 | 340500
[5 empty] | 461500339500 | 216 | 461500 | 339500
[5 empty] | 462500339500 | 216 | 462500 | 339500
[5 empty] | 463500339500 | 216 | 463500 | 339500
[5 empty] | 464500339500 | 216 | 464500 | 339500
[5 empty] | 465500339500 | 216 | 465500 | 339500
[5 empty] | 466500339500 | 216 | 466500 | 339500
[5 empty] | 467500339500 | 216 | 467500 | 339500
[5 empty] | 468500339500 | 216 | 468500 | 339500
[5 empty] | 469500339500 | 216 | 469500 | 339500
[5 empty] | 470500339500 | 216 | 470500 | 339500
[5 empty] | 471500339500 | 216 | 471500 | 339500
[5 empty] | 472500339500 | 216 | 472500 | 339500
[5 empty] | 473500339500 | 216 | 473500 | 339500
[5 empty] | 474500339500 | 216 | 474500 | 339500
[5 empty] | 475500339500 | 216 | 475500 | 339500
[5 empty] | 476500339500 | 216 | 476500 | 339500
[5 empty] | 477500339500 | 216 | 477500 | 339500
[5 empty] | 478500339500 | 216 | 478500 | 339500
[5 empty] | 458500338500 | 216 | 458500 | 338500
[5 empty] | 459500338500 | 216 | 459500 | 338500
[5 empty] | 460500338500 | 216 | 460500 | 338500
[5 empty] | 461500338500 | 216 | 461500 | 338500
[5 empty] | 462500338500 | 216 | 462500 | 338500
[5 empty] | 463500338500 | 216 | 463500 | 338500
[5 empty] | 464500338500 | 216 | 464500 | 338500
[5 empty] | 465500338500 | 216 | 465500 | 338500
[5 empty] | 466500338500 | 216 | 466500 | 338500
[5 empty] | 467500338500 | 216 | 467500 | 338500
[5 empty] | 468500338500 | 216 | 468500 | 338500
[5 empty] | 469500338500 | 216 | 469500 | 338500
[5 empty] | 470500338500 | 216 | 470500 | 338500
[5 empty] | 471500338500 | 216 | 471500 | 338500
[5 empty] | 472500338500 | 216 | 472500 | 338500
[5 empty] | 473500338500 | 216 | 473500 | 338500
[5 empty] | 474500338500 | 216 | 474500 | 338500
[5 empty] | 475500338500 | 216 | 475500 | 338500
[5 empty] | 476500338500 | 216 | 476500 | 338500
[5 empty] | 477500338500 | 216 | 477500 | 338500
[5 empty] | 457500337500 | 216 | 457500 | 337500
[5 empty] | 458500337500 | 216 | 458500 | 337500
[5 empty] | 459500337500 | 216 | 459500 | 337500
[5 empty] | 460500337500 | 216 | 460500 | 337500
[5 empty] | 461500337500 | 216 | 461500 | 337500
[5 empty] | 462500337500 | 216 | 462500 | 337500
[5 empty] | 463500337500 | 216 | 463500 | 337500
[5 empty] | 464500337500 | 216 | 464500 | 337500
[5 empty] | 465500337500 | 216 | 465500 | 337500
[5 empty] | 466500337500 | 216 | 466500 | 337500
[5 empty] | 467500337500 | 216 | 467500 | 337500
[5 empty] | 468500337500 | 216 | 468500 | 337500
[5 empty] | 469500337500 | 216 | 469500 | 337500
[5 empty] | 470500337500 | 216 | 470500 | 337500
[5 empty] | 471500337500 | 216 | 471500 | 337500
[5 empty] | 472500337500 | 216 | 472500 | 337500
[5 empty] | 473500337500 | 216 | 473500 | 337500
[5 empty] | 474500337500 | 216 | 474500 | 337500
[5 empty] | 475500337500 | 216 | 475500 | 337500
[5 empty] | 476500337500 | 216 | 476500 | 337500
[5 empty] | 477500337500 | 216 | 477500 | 337500
[5 empty] | 457500336500 | 216 | 457500 | 336500
[5 empty] | 458500336500 | 216 | 458500 | 336500
[5 empty] | 459500336500 | 216 | 459500 | 336500
[5 empty] | 460500336500 | 216 | 460500 | 336500
[5 empty] | 461500336500 | 216 | 461500 | 336500
[5 empty] | 462500336500 | 216 | 462500 | 336500
[5 empty] | 463500336500 | 216 | 463500 | 336500
[5 empty] | 464500336500 | 216 | 464500 | 336500
[5 empty] | 465500336500 | 216 | 465500 | 336500
[5 empty] | 466500336500 | 216 | 466500 | 336500
[5 empty] | 467500336500 | 216 | 467500 | 336500
[5 empty] | 468500336500 | 216 | 468500 | 336500
[5 empty] | 469500336500 | 216 | 469500 | 336500
[5 empty] | 470500336500 | 216 | 470500 | 336500
[5 empty] | 471500336500 | 216 | 471500 | 336500
[5 empty] | 472500336500 | 216 | 472500 | 336500
[5 empty] | 473500336500 | 216 | 473500 | 336500
[5 empty] | 474500336500 | 216 | 474500 | 336500
[5 empty] | 475500336500 | 216 | 475500 | 336500
[5 empty] | 476500336500 | 216 | 476500 | 336500
[5 empty] | 457500335500 | 216 | 457500 | 335500
[5 empty] | 458500335500 | 216 | 458500 | 335500
[5 empty] | 459500335500 | 216 | 459500 | 335500
[5 empty] | 460500335500 | 216 | 460500 | 335500
[5 empty] | 461500335500 | 216 | 461500 | 335500
[5 empty] | 462500335500 | 216 | 462500 | 335500
[5 empty] | 463500335500 | 216 | 463500 | 335500
[5 empty] | 464500335500 | 216 | 464500 | 335500
[5 empty] | 465500335500 | 216 | 465500 | 335500
[5 empty] | 466500335500 | 216 | 466500 | 335500
[5 empty] | 467500335500 | 216 | 467500 | 335500
[5 empty] | 468500335500 | 216 | 468500 | 335500
[5 empty] | 469500335500 | 216 | 469500 | 335500
[5 empty] | 470500335500 | 216 | 470500 | 335500
[5 empty] | 471500335500 | 216 | 471500 | 335500
[5 empty] | 472500335500 | 216 | 472500 | 335500
[5 empty] | 473500335500 | 216 | 473500 | 335500
[5 empty] | 474500335500 | 216 | 474500 | 335500
[5 empty] | 475500335500 | 216 | 475500 | 335500
[5 empty] | 476500335500 | 216 | 476500 | 335500
[5 empty] | 457500334500 | 216 | 457500 | 334500
[5 empty] | 458500334500 | 216 | 458500 | 334500
[5 empty] | 459500334500 | 216 | 459500 | 334500
[5 empty] | 460500334500 | 216 | 460500 | 334500
[5 empty] | 461500334500 | 216 | 461500 | 334500
[5 empty] | 462500334500 | 216 | 462500 | 334500
[5 empty] | 463500334500 | 216 | 463500 | 334500
[5 empty] | 464500334500 | 216 | 464500 | 334500
[5 empty] | 465500334500 | 216 | 465500 | 334500
[5 empty] | 466500334500 | 216 | 466500 | 334500
[5 empty] | 467500334500 | 216 | 467500 | 334500
[5 empty] | 468500334500 | 216 | 468500 | 334500
[5 empty] | 469500334500 | 216 | 469500 | 334500
[5 empty] | 470500334500 | 216 | 470500 | 334500
[5 empty] | 471500334500 | 216 | 471500 | 334500
[5 empty] | 472500334500 | 216 | 472500 | 334500
[5 empty] | 473500334500 | 216 | 473500 | 334500
[5 empty] | 474500334500 | 216 | 474500 | 334500
[5 empty] | 475500334500 | 216 | 475500 | 334500
[5 empty] | 452500333500 | 216 | 452500 | 333500
[5 empty] | 453500333500 | 216 | 453500 | 333500
[5 empty] | 456500333500 | 216 | 456500 | 333500
[5 empty] | 457500333500 | 216 | 457500 | 333500
[5 empty] | 458500333500 | 216 | 458500 | 333500
[5 empty] | 459500333500 | 216 | 459500 | 333500
[5 empty] | 460500333500 | 216 | 460500 | 333500
[5 empty] | 461500333500 | 216 | 461500 | 333500
[5 empty] | 462500333500 | 216 | 462500 | 333500
[5 empty] | 463500333500 | 216 | 463500 | 333500
[5 empty] | 464500333500 | 216 | 464500 | 333500
[5 empty] | 465500333500 | 216 | 465500 | 333500
[5 empty] | 466500333500 | 216 | 466500 | 333500
[5 empty] | 467500333500 | 216 | 467500 | 333500
[5 empty] | 468500333500 | 216 | 468500 | 333500
[5 empty] | 469500333500 | 216 | 469500 | 333500
[5 empty] | 470500333500 | 216 | 470500 | 333500
[5 empty] | 471500333500 | 216 | 471500 | 333500
[5 empty] | 472500333500 | 216 | 472500 | 333500
[5 empty] | 473500333500 | 216 | 473500 | 333500
[5 empty] | 474500333500 | 216 | 474500 | 333500
[5 empty] | 451500332500 | 216 | 451500 | 332500
[5 empty] | 452500332500 | 216 | 452500 | 332500
[5 empty] | 453500332500 | 216 | 453500 | 332500
[5 empty] | 454500332500 | 216 | 454500 | 332500
[5 empty] | 455500332500 | 216 | 455500 | 332500
[5 empty] | 456500332500 | 216 | 456500 | 332500
[5 empty] | 457500332500 | 216 | 457500 | 332500
[5 empty] | 458500332500 | 216 | 458500 | 332500
[5 empty] | 459500332500 | 216 | 459500 | 332500
[5 empty] | 460500332500 | 216 | 460500 | 332500
[5 empty] | 461500332500 | 216 | 461500 | 332500
[5 empty] | 462500332500 | 216 | 462500 | 332500
[5 empty] | 463500332500 | 216 | 463500 | 332500
[5 empty] | 464500332500 | 216 | 464500 | 332500
[5 empty] | 465500332500 | 216 | 465500 | 332500
[5 empty] | 466500332500 | 216 | 466500 | 332500
[5 empty] | 467500332500 | 216 | 467500 | 332500
[5 empty] | 468500332500 | 216 | 468500 | 332500
[5 empty] | 469500332500 | 216 | 469500 | 332500
[5 empty] | 470500332500 | 216 | 470500 | 332500
[5 empty] | 471500332500 | 216 | 471500 | 332500
[5 empty] | 472500332500 | 216 | 472500 | 332500
[5 empty] | 473500332500 | 216 | 473500 | 332500
[5 empty] | 450500331500 | 216 | 450500 | 331500
[5 empty] | 451500331500 | 216 | 451500 | 331500
[5 empty] | 452500331500 | 216 | 452500 | 331500
[5 empty] | 453500331500 | 216 | 453500 | 331500
[5 empty] | 454500331500 | 216 | 454500 | 331500
[5 empty] | 455500331500 | 216 | 455500 | 331500
[5 empty] | 456500331500 | 216 | 456500 | 331500
[5 empty] | 457500331500 | 216 | 457500 | 331500
[5 empty] | 458500331500 | 216 | 458500 | 331500
[5 empty] | 459500331500 | 216 | 459500 | 331500
[5 empty] | 460500331500 | 216 | 460500 | 331500
[5 empty] | 461500331500 | 216 | 461500 | 331500
[5 empty] | 462500331500 | 216 | 462500 | 331500
[5 empty] | 463500331500 | 216 | 463500 | 331500
[5 empty] | 464500331500 | 216 | 464500 | 331500
[5 empty] | 465500331500 | 216 | 465500 | 331500
[5 empty] | 466500331500 | 216 | 466500 | 331500
[5 empty] | 467500331500 | 216 | 467500 | 331500
[5 empty] | 468500331500 | 216 | 468500 | 331500
[5 empty] | 469500331500 | 216 | 469500 | 331500
[5 empty] | 470500331500 | 216 | 470500 | 331500
[5 empty] | 471500331500 | 216 | 471500 | 331500
[5 empty] | 449500330500 | 216 | 449500 | 330500
[5 empty] | 450500330500 | 216 | 450500 | 330500
[5 empty] | 451500330500 | 216 | 451500 | 330500
[5 empty] | 452500330500 | 216 | 452500 | 330500
[5 empty] | 453500330500 | 216 | 453500 | 330500
[5 empty] | 454500330500 | 216 | 454500 | 330500
[5 empty] | 455500330500 | 216 | 455500 | 330500
[5 empty] | 456500330500 | 216 | 456500 | 330500
[5 empty] | 457500330500 | 216 | 457500 | 330500
[5 empty] | 458500330500 | 216 | 458500 | 330500
[5 empty] | 459500330500 | 216 | 459500 | 330500
[5 empty] | 460500330500 | 216 | 460500 | 330500
[5 empty] | 461500330500 | 216 | 461500 | 330500
[5 empty] | 462500330500 | 216 | 462500 | 330500
[5 empty] | 463500330500 | 216 | 463500 | 330500
[5 empty] | 464500330500 | 216 | 464500 | 330500
[5 empty] | 465500330500 | 216 | 465500 | 330500
[5 empty] | 466500330500 | 216 | 466500 | 330500
[5 empty] | 467500330500 | 216 | 467500 | 330500
[5 empty] | 468500330500 | 216 | 468500 | 330500
[5 empty] | 469500330500 | 216 | 469500 | 330500
[5 empty] | 470500330500 | 216 | 470500 | 330500
[5 empty] | 471500330500 | 216 | 471500 | 330500
[5 empty] | 449500329500 | 216 | 449500 | 329500
[5 empty] | 450500329500 | 216 | 450500 | 329500
[5 empty] | 451500329500 | 216 | 451500 | 329500
[5 empty] | 452500329500 | 216 | 452500 | 329500
[5 empty] | 453500329500 | 216 | 453500 | 329500
[5 empty] | 454500329500 | 216 | 454500 | 329500
[5 empty] | 455500329500 | 216 | 455500 | 329500
[5 empty] | 456500329500 | 216 | 456500 | 329500
[5 empty] | 457500329500 | 216 | 457500 | 329500
[5 empty] | 458500329500 | 216 | 458500 | 329500
[5 empty] | 459500329500 | 216 | 459500 | 329500
[5 empty] | 460500329500 | 216 | 460500 | 329500
[5 empty] | 461500329500 | 216 | 461500 | 329500
[5 empty] | 462500329500 | 216 | 462500 | 329500
[5 empty] | 463500329500 | 216 | 463500 | 329500
[5 empty] | 464500329500 | 216 | 464500 | 329500
[5 empty] | 465500329500 | 216 | 465500 | 329500
[5 empty] | 466500329500 | 216 | 466500 | 329500
[5 empty] | 467500329500 | 216 | 467500 | 329500
[5 empty] | 468500329500 | 216 | 468500 | 329500
[5 empty] | 469500329500 | 216 | 469500 | 329500
[5 empty] | 470500329500 | 216 | 470500 | 329500
[5 empty] | 449500328500 | 216 | 449500 | 328500
[5 empty] | 450500328500 | 216 | 450500 | 328500
[5 empty] | 451500328500 | 216 | 451500 | 328500
[5 empty] | 452500328500 | 216 | 452500 | 328500
[5 empty] | 453500328500 | 216 | 453500 | 328500
[5 empty] | 454500328500 | 216 | 454500 | 328500
[5 empty] | 455500328500 | 216 | 455500 | 328500
[5 empty] | 456500328500 | 216 | 456500 | 328500
[5 empty] | 457500328500 | 216 | 457500 | 328500
[5 empty] | 458500328500 | 216 | 458500 | 328500
[5 empty] | 459500328500 | 216 | 459500 | 328500
[5 empty] | 460500328500 | 216 | 460500 | 328500
[5 empty] | 461500328500 | 216 | 461500 | 328500
[5 empty] | 462500328500 | 216 | 462500 | 328500
[5 empty] | 463500328500 | 216 | 463500 | 328500
[5 empty] | 464500328500 | 216 | 464500 | 328500
[5 empty] | 465500328500 | 216 | 465500 | 328500
[5 empty] | 466500328500 | 216 | 466500 | 328500
[5 empty] | 467500328500 | 216 | 467500 | 328500
[5 empty] | 468500328500 | 216 | 468500 | 328500
[5 empty] | 469500328500 | 216 | 469500 | 328500
[5 empty] | 470500328500 | 216 | 470500 | 328500
[5 empty] | 449500327500 | 216 | 449500 | 327500
[5 empty] | 450500327500 | 216 | 450500 | 327500
[5 empty] | 451500327500 | 216 | 451500 | 327500
[5 empty] | 452500327500 | 216 | 452500 | 327500
[5 empty] | 453500327500 | 216 | 453500 | 327500
[5 empty] | 454500327500 | 216 | 454500 | 327500
[5 empty] | 455500327500 | 216 | 455500 | 327500
[5 empty] | 456500327500 | 216 | 456500 | 327500
[5 empty] | 457500327500 | 216 | 457500 | 327500
[5 empty] | 458500327500 | 216 | 458500 | 327500
[5 empty] | 459500327500 | 216 | 459500 | 327500
[5 empty] | 460500327500 | 216 | 460500 | 327500
[5 empty] | 461500327500 | 216 | 461500 | 327500
[5 empty] | 462500327500 | 216 | 462500 | 327500
[5 empty] | 463500327500 | 216 | 463500 | 327500
[5 empty] | 464500327500 | 216 | 464500 | 327500
[5 empty] | 465500327500 | 216 | 465500 | 327500
[5 empty] | 466500327500 | 216 | 466500 | 327500
[5 empty] | 467500327500 | 216 | 467500 | 327500
[5 empty] | 468500327500 | 216 | 468500 | 327500
[5 empty] | 449500326500 | 216 | 449500 | 326500
[5 empty] | 450500326500 | 216 | 450500 | 326500
[5 empty] | 451500326500 | 216 | 451500 | 326500
[5 empty] | 452500326500 | 216 | 452500 | 326500
[5 empty] | 453500326500 | 216 | 453500 | 326500
[5 empty] | 454500326500 | 216 | 454500 | 326500
[5 empty] | 455500326500 | 216 | 455500 | 326500
[5 empty] | 456500326500 | 216 | 456500 | 326500
[5 empty] | 457500326500 | 216 | 457500 | 326500
[5 empty] | 458500326500 | 216 | 458500 | 326500
[5 empty] | 459500326500 | 216 | 459500 | 326500
[5 empty] | 460500326500 | 216 | 460500 | 326500
[5 empty] | 461500326500 | 216 | 461500 | 326500
[5 empty] | 462500326500 | 216 | 462500 | 326500
[5 empty] | 463500326500 | 216 | 463500 | 326500
[5 empty] | 464500326500 | 216 | 464500 | 326500
[5 empty] | 465500326500 | 216 | 465500 | 326500
[5 empty] | 466500326500 | 216 | 466500 | 326500
[5 empty] | 467500326500 | 216 | 467500 | 326500
[5 empty] | 468500326500 | 216 | 468500 | 326500
[5 empty] | 449500325500 | 216 | 449500 | 325500
[5 empty] | 450500325500 | 216 | 450500 | 325500
[5 empty] | 451500325500 | 216 | 451500 | 325500
[5 empty] | 452500325500 | 216 | 452500 | 325500
[5 empty] | 453500325500 | 216 | 453500 | 325500
[5 empty] | 454500325500 | 216 | 454500 | 325500
[5 empty] | 455500325500 | 216 | 455500 | 325500
[5 empty] | 456500325500 | 216 | 456500 | 325500
[5 empty] | 457500325500 | 216 | 457500 | 325500
[5 empty] | 458500325500 | 216 | 458500 | 325500
[5 empty] | 459500325500 | 216 | 459500 | 325500
[5 empty] | 460500325500 | 216 | 460500 | 325500
[5 empty] | 461500325500 | 216 | 461500 | 325500
[5 empty] | 462500325500 | 216 | 462500 | 325500
[5 empty] | 463500325500 | 216 | 463500 | 325500
[5 empty] | 464500325500 | 216 | 464500 | 325500
[5 empty] | 465500325500 | 216 | 465500 | 325500
[5 empty] | 466500325500 | 216 | 466500 | 325500
[5 empty] | 467500325500 | 216 | 467500 | 325500
[5 empty] | 468500325500 | 216 | 468500 | 325500
[5 empty] | 450500324500 | 216 | 450500 | 324500
[5 empty] | 451500324500 | 216 | 451500 | 324500
[5 empty] | 452500324500 | 216 | 452500 | 324500
[5 empty] | 453500324500 | 216 | 453500 | 324500
[5 empty] | 454500324500 | 216 | 454500 | 324500
[5 empty] | 455500324500 | 216 | 455500 | 324500
[5 empty] | 456500324500 | 216 | 456500 | 324500
[5 empty] | 457500324500 | 216 | 457500 | 324500
[5 empty] | 458500324500 | 216 | 458500 | 324500
[5 empty] | 450500323500 | 216 | 450500 | 323500
[5 empty] | 451500323500 | 216 | 451500 | 323500
[5 empty] | 452500323500 | 216 | 452500 | 323500
[5 empty] | 453500323500 | 216 | 453500 | 323500
[5 empty] | 454500323500 | 216 | 454500 | 323500
[5 empty] | 455500323500 | 216 | 455500 | 323500
[5 empty] | 456500323500 | 216 | 456500 | 323500
[5 empty] | 457500323500 | 216 | 457500 | 323500
[5 empty] | 452500322500 | 216 | 452500 | 322500
[5 empty] | 453500322500 | 216 | 453500 | 322500
[5 empty] | 454500322500 | 216 | 454500 | 322500
[5 empty] | 485500157500 | 217 | 485500 | 157500
[5 empty] | 486500157500 | 217 | 486500 | 157500
[5 empty] | 484500156500 | 217 | 484500 | 156500
[5 empty] | 485500156500 | 217 | 485500 | 156500
[5 empty] | 486500156500 | 217 | 486500 | 156500
[5 empty] | 487500156500 | 217 | 487500 | 156500
[5 empty] | 484500155500 | 217 | 484500 | 155500
[5 empty] | 485500155500 | 217 | 485500 | 155500
[5 empty] | 486500155500 | 217 | 486500 | 155500
[5 empty] | 487500155500 | 217 | 487500 | 155500
[5 empty] | 484500154500 | 217 | 484500 | 154500
[5 empty] | 485500154500 | 217 | 485500 | 154500
[5 empty] | 486500154500 | 217 | 486500 | 154500
[5 empty] | 487500154500 | 217 | 487500 | 154500
[5 empty] | 484500153500 | 217 | 484500 | 153500
[5 empty] | 485500153500 | 217 | 485500 | 153500
[5 empty] | 486500153500 | 217 | 486500 | 153500
[5 empty] | 487500153500 | 217 | 487500 | 153500
[5 empty] | 488500153500 | 217 | 488500 | 153500
[5 empty] | 483500152500 | 217 | 483500 | 152500
[5 empty] | 484500152500 | 217 | 484500 | 152500
[5 empty] | 485500152500 | 217 | 485500 | 152500
[5 empty] | 486500152500 | 217 | 486500 | 152500
[5 empty] | 487500152500 | 217 | 487500 | 152500
[5 empty] | 488500152500 | 217 | 488500 | 152500
[5 empty] | 483500151500 | 217 | 483500 | 151500
[5 empty] | 484500151500 | 217 | 484500 | 151500
[5 empty] | 485500151500 | 217 | 485500 | 151500
[5 empty] | 486500151500 | 217 | 486500 | 151500
[5 empty] | 487500151500 | 217 | 487500 | 151500
[5 empty] | 488500151500 | 217 | 488500 | 151500
[5 empty] | 483500150500 | 217 | 483500 | 150500
[5 empty] | 484500150500 | 217 | 484500 | 150500
[5 empty] | 485500150500 | 217 | 485500 | 150500
[5 empty] | 486500150500 | 217 | 486500 | 150500
[5 empty] | 487500150500 | 217 | 487500 | 150500
[5 empty] | 486500149500 | 217 | 486500 | 149500
[5 empty] | 487500149500 | 217 | 487500 | 149500
[5 empty] | 489500318500 | 218 | 489500 | 318500
[5 empty] | 490500318500 | 218 | 490500 | 318500
[5 empty] | 491500318500 | 218 | 491500 | 318500
[5 empty] | 492500318500 | 218 | 492500 | 318500
[5 empty] | 493500318500 | 218 | 493500 | 318500
[5 empty] | 488500317500 | 218 | 488500 | 317500
[5 empty] | 489500317500 | 218 | 489500 | 317500
[5 empty] | 490500317500 | 218 | 490500 | 317500
[5 empty] | 491500317500 | 218 | 491500 | 317500
[5 empty] | 492500317500 | 218 | 492500 | 317500
[5 empty] | 493500317500 | 218 | 493500 | 317500
[5 empty] | 494500317500 | 218 | 494500 | 317500
[5 empty] | 495500317500 | 218 | 495500 | 317500
[5 empty] | 496500317500 | 218 | 496500 | 317500
[5 empty] | 482500316500 | 218 | 482500 | 316500
[5 empty] | 483500316500 | 218 | 483500 | 316500
[5 empty] | 486500316500 | 218 | 486500 | 316500
[5 empty] | 487500316500 | 218 | 487500 | 316500
[5 empty] | 488500316500 | 218 | 488500 | 316500
[5 empty] | 489500316500 | 218 | 489500 | 316500
[5 empty] | 490500316500 | 218 | 490500 | 316500
[5 empty] | 491500316500 | 218 | 491500 | 316500
[5 empty] | 492500316500 | 218 | 492500 | 316500
[5 empty] | 493500316500 | 218 | 493500 | 316500
[5 empty] | 494500316500 | 218 | 494500 | 316500
[5 empty] | 495500316500 | 218 | 495500 | 316500
[5 empty] | 496500316500 | 218 | 496500 | 316500
[5 empty] | 497500316500 | 218 | 497500 | 316500
[5 empty] | 498500316500 | 218 | 498500 | 316500
[5 empty] | 481500315500 | 218 | 481500 | 315500
[5 empty] | 482500315500 | 218 | 482500 | 315500
[5 empty] | 483500315500 | 218 | 483500 | 315500
[5 empty] | 484500315500 | 218 | 484500 | 315500
[5 empty] | 485500315500 | 218 | 485500 | 315500
[5 empty] | 486500315500 | 218 | 486500 | 315500
[5 empty] | 487500315500 | 218 | 487500 | 315500
[5 empty] | 488500315500 | 218 | 488500 | 315500
[5 empty] | 489500315500 | 218 | 489500 | 315500
[5 empty] | 490500315500 | 218 | 490500 | 315500
[5 empty] | 491500315500 | 218 | 491500 | 315500
[5 empty] | 492500315500 | 218 | 492500 | 315500
[5 empty] | 493500315500 | 218 | 493500 | 315500
[5 empty] | 494500315500 | 218 | 494500 | 315500
[5 empty] | 495500315500 | 218 | 495500 | 315500
[5 empty] | 496500315500 | 218 | 496500 | 315500
[5 empty] | 497500315500 | 218 | 497500 | 315500
[5 empty] | 498500315500 | 218 | 498500 | 315500
[5 empty] | 480500314500 | 218 | 480500 | 314500
[5 empty] | 481500314500 | 218 | 481500 | 314500
[5 empty] | 482500314500 | 218 | 482500 | 314500
[5 empty] | 483500314500 | 218 | 483500 | 314500
[5 empty] | 484500314500 | 218 | 484500 | 314500
[5 empty] | 485500314500 | 218 | 485500 | 314500
[5 empty] | 486500314500 | 218 | 486500 | 314500
[5 empty] | 487500314500 | 218 | 487500 | 314500
[5 empty] | 488500314500 | 218 | 488500 | 314500
[5 empty] | 489500314500 | 218 | 489500 | 314500
[5 empty] | 490500314500 | 218 | 490500 | 314500
[5 empty] | 491500314500 | 218 | 491500 | 314500
[5 empty] | 492500314500 | 218 | 492500 | 314500
[5 empty] | 493500314500 | 218 | 493500 | 314500
[5 empty] | 494500314500 | 218 | 494500 | 314500
[5 empty] | 495500314500 | 218 | 495500 | 314500
[5 empty] | 496500314500 | 218 | 496500 | 314500
[5 empty] | 497500314500 | 218 | 497500 | 314500
[5 empty] | 498500314500 | 218 | 498500 | 314500
[5 empty] | 499500314500 | 218 | 499500 | 314500
[5 empty] | 480500313500 | 218 | 480500 | 313500
[5 empty] | 481500313500 | 218 | 481500 | 313500
[5 empty] | 482500313500 | 218 | 482500 | 313500
[5 empty] | 483500313500 | 218 | 483500 | 313500
[5 empty] | 484500313500 | 218 | 484500 | 313500
[5 empty] | 485500313500 | 218 | 485500 | 313500
[5 empty] | 486500313500 | 218 | 486500 | 313500
[5 empty] | 487500313500 | 218 | 487500 | 313500
[5 empty] | 488500313500 | 218 | 488500 | 313500
[5 empty] | 489500313500 | 218 | 489500 | 313500
[5 empty] | 490500313500 | 218 | 490500 | 313500
[5 empty] | 491500313500 | 218 | 491500 | 313500
[5 empty] | 492500313500 | 218 | 492500 | 313500
[5 empty] | 493500313500 | 218 | 493500 | 313500
[5 empty] | 494500313500 | 218 | 494500 | 313500
[5 empty] | 495500313500 | 218 | 495500 | 313500
[5 empty] | 496500313500 | 218 | 496500 | 313500
[5 empty] | 497500313500 | 218 | 497500 | 313500
[5 empty] | 498500313500 | 218 | 498500 | 313500
[5 empty] | 499500313500 | 218 | 499500 | 313500
[5 empty] | 500500313500 | 218 | 500500 | 313500
[5 empty] | 501500313500 | 218 | 501500 | 313500
[5 empty] | 502500313500 | 218 | 502500 | 313500
[5 empty] | 503500313500 | 218 | 503500 | 313500
[5 empty] | 481500312500 | 218 | 481500 | 312500
[5 empty] | 482500312500 | 218 | 482500 | 312500
[5 empty] | 483500312500 | 218 | 483500 | 312500
[5 empty] | 484500312500 | 218 | 484500 | 312500
[5 empty] | 485500312500 | 218 | 485500 | 312500
[5 empty] | 486500312500 | 218 | 486500 | 312500
[5 empty] | 487500312500 | 218 | 487500 | 312500
[5 empty] | 488500312500 | 218 | 488500 | 312500
[5 empty] | 489500312500 | 218 | 489500 | 312500
[5 empty] | 490500312500 | 218 | 490500 | 312500
[5 empty] | 491500312500 | 218 | 491500 | 312500
[5 empty] | 492500312500 | 218 | 492500 | 312500
[5 empty] | 493500312500 | 218 | 493500 | 312500
[5 empty] | 494500312500 | 218 | 494500 | 312500
[5 empty] | 495500312500 | 218 | 495500 | 312500
[5 empty] | 496500312500 | 218 | 496500 | 312500
[5 empty] | 497500312500 | 218 | 497500 | 312500
[5 empty] | 498500312500 | 218 | 498500 | 312500
[5 empty] | 499500312500 | 218 | 499500 | 312500
[5 empty] | 500500312500 | 218 | 500500 | 312500
[5 empty] | 501500312500 | 218 | 501500 | 312500
[5 empty] | 502500312500 | 218 | 502500 | 312500
[5 empty] | 503500312500 | 218 | 503500 | 312500
[5 empty] | 504500312500 | 218 | 504500 | 312500
[5 empty] | 505500312500 | 218 | 505500 | 312500
[5 empty] | 482500311500 | 218 | 482500 | 311500
[5 empty] | 483500311500 | 218 | 483500 | 311500
[5 empty] | 484500311500 | 218 | 484500 | 311500
[5 empty] | 485500311500 | 218 | 485500 | 311500
[5 empty] | 486500311500 | 218 | 486500 | 311500
[5 empty] | 487500311500 | 218 | 487500 | 311500
[5 empty] | 488500311500 | 218 | 488500 | 311500
[5 empty] | 489500311500 | 218 | 489500 | 311500
[5 empty] | 490500311500 | 218 | 490500 | 311500
[5 empty] | 491500311500 | 218 | 491500 | 311500
[5 empty] | 492500311500 | 218 | 492500 | 311500
[5 empty] | 493500311500 | 218 | 493500 | 311500
[5 empty] | 494500311500 | 218 | 494500 | 311500
[5 empty] | 495500311500 | 218 | 495500 | 311500
[5 empty] | 496500311500 | 218 | 496500 | 311500
[5 empty] | 497500311500 | 218 | 497500 | 311500
[5 empty] | 498500311500 | 218 | 498500 | 311500
[5 empty] | 499500311500 | 218 | 499500 | 311500
[5 empty] | 500500311500 | 218 | 500500 | 311500
[5 empty] | 501500311500 | 218 | 501500 | 311500
[5 empty] | 502500311500 | 218 | 502500 | 311500
[5 empty] | 503500311500 | 218 | 503500 | 311500
[5 empty] | 504500311500 | 218 | 504500 | 311500
[5 empty] | 505500311500 | 218 | 505500 | 311500
[5 empty] | 482500310500 | 218 | 482500 | 310500
[5 empty] | 483500310500 | 218 | 483500 | 310500
[5 empty] | 484500310500 | 218 | 484500 | 310500
[5 empty] | 485500310500 | 218 | 485500 | 310500
[5 empty] | 486500310500 | 218 | 486500 | 310500
[5 empty] | 487500310500 | 218 | 487500 | 310500
[5 empty] | 488500310500 | 218 | 488500 | 310500
[5 empty] | 489500310500 | 218 | 489500 | 310500
[5 empty] | 490500310500 | 218 | 490500 | 310500
[5 empty] | 491500310500 | 218 | 491500 | 310500
[5 empty] | 492500310500 | 218 | 492500 | 310500
[5 empty] | 493500310500 | 218 | 493500 | 310500
[5 empty] | 494500310500 | 218 | 494500 | 310500
[5 empty] | 495500310500 | 218 | 495500 | 310500
[5 empty] | 496500310500 | 218 | 496500 | 310500
[5 empty] | 497500310500 | 218 | 497500 | 310500
[5 empty] | 498500310500 | 218 | 498500 | 310500
[5 empty] | 499500310500 | 218 | 499500 | 310500
[5 empty] | 500500310500 | 218 | 500500 | 310500
[5 empty] | 501500310500 | 218 | 501500 | 310500
[5 empty] | 502500310500 | 218 | 502500 | 310500
[5 empty] | 503500310500 | 218 | 503500 | 310500
[5 empty] | 504500310500 | 218 | 504500 | 310500
[5 empty] | 505500310500 | 218 | 505500 | 310500
[5 empty] | 482500309500 | 218 | 482500 | 309500
[5 empty] | 483500309500 | 218 | 483500 | 309500
[5 empty] | 484500309500 | 218 | 484500 | 309500
[5 empty] | 485500309500 | 218 | 485500 | 309500
[5 empty] | 486500309500 | 218 | 486500 | 309500
[5 empty] | 487500309500 | 218 | 487500 | 309500
[5 empty] | 488500309500 | 218 | 488500 | 309500
[5 empty] | 489500309500 | 218 | 489500 | 309500
[5 empty] | 490500309500 | 218 | 490500 | 309500
[5 empty] | 491500309500 | 218 | 491500 | 309500
[5 empty] | 492500309500 | 218 | 492500 | 309500
[5 empty] | 493500309500 | 218 | 493500 | 309500
[5 empty] | 494500309500 | 218 | 494500 | 309500
[5 empty] | 495500309500 | 218 | 495500 | 309500
[5 empty] | 496500309500 | 218 | 496500 | 309500
[5 empty] | 497500309500 | 218 | 497500 | 309500
[5 empty] | 498500309500 | 218 | 498500 | 309500
[5 empty] | 499500309500 | 218 | 499500 | 309500
[5 empty] | 500500309500 | 218 | 500500 | 309500
[5 empty] | 501500309500 | 218 | 501500 | 309500
[5 empty] | 502500309500 | 218 | 502500 | 309500
[5 empty] | 503500309500 | 218 | 503500 | 309500
[5 empty] | 504500309500 | 218 | 504500 | 309500
[5 empty] | 482500308500 | 218 | 482500 | 308500
[5 empty] | 483500308500 | 218 | 483500 | 308500
[5 empty] | 484500308500 | 218 | 484500 | 308500
[5 empty] | 485500308500 | 218 | 485500 | 308500
[5 empty] | 486500308500 | 218 | 486500 | 308500
[5 empty] | 487500308500 | 218 | 487500 | 308500
[5 empty] | 488500308500 | 218 | 488500 | 308500
[5 empty] | 489500308500 | 218 | 489500 | 308500
[5 empty] | 490500308500 | 218 | 490500 | 308500
[5 empty] | 491500308500 | 218 | 491500 | 308500
[5 empty] | 492500308500 | 218 | 492500 | 308500
[5 empty] | 493500308500 | 218 | 493500 | 308500
[5 empty] | 494500308500 | 218 | 494500 | 308500
[5 empty] | 495500308500 | 218 | 495500 | 308500
[5 empty] | 496500308500 | 218 | 496500 | 308500
[5 empty] | 497500308500 | 218 | 497500 | 308500
[5 empty] | 498500308500 | 218 | 498500 | 308500
[5 empty] | 499500308500 | 218 | 499500 | 308500
[5 empty] | 500500308500 | 218 | 500500 | 308500
[5 empty] | 501500308500 | 218 | 501500 | 308500
[5 empty] | 482500307500 | 218 | 482500 | 307500
[5 empty] | 483500307500 | 218 | 483500 | 307500
[5 empty] | 484500307500 | 218 | 484500 | 307500
[5 empty] | 485500307500 | 218 | 485500 | 307500
[5 empty] | 486500307500 | 218 | 486500 | 307500
[5 empty] | 487500307500 | 218 | 487500 | 307500
[5 empty] | 488500307500 | 218 | 488500 | 307500
[5 empty] | 489500307500 | 218 | 489500 | 307500
[5 empty] | 490500307500 | 218 | 490500 | 307500
[5 empty] | 491500307500 | 218 | 491500 | 307500
[5 empty] | 492500307500 | 218 | 492500 | 307500
[5 empty] | 493500307500 | 218 | 493500 | 307500
[5 empty] | 494500307500 | 218 | 494500 | 307500
[5 empty] | 495500307500 | 218 | 495500 | 307500
[5 empty] | 496500307500 | 218 | 496500 | 307500
[5 empty] | 497500307500 | 218 | 497500 | 307500
[5 empty] | 498500307500 | 218 | 498500 | 307500
[5 empty] | 499500307500 | 218 | 499500 | 307500
[5 empty] | 500500307500 | 218 | 500500 | 307500
[5 empty] | 481500306500 | 218 | 481500 | 306500
[5 empty] | 482500306500 | 218 | 482500 | 306500
[5 empty] | 483500306500 | 218 | 483500 | 306500
[5 empty] | 484500306500 | 218 | 484500 | 306500
[5 empty] | 485500306500 | 218 | 485500 | 306500
[5 empty] | 486500306500 | 218 | 486500 | 306500
[5 empty] | 487500306500 | 218 | 487500 | 306500
[5 empty] | 488500306500 | 218 | 488500 | 306500
[5 empty] | 489500306500 | 218 | 489500 | 306500
[5 empty] | 490500306500 | 218 | 490500 | 306500
[5 empty] | 491500306500 | 218 | 491500 | 306500
[5 empty] | 492500306500 | 218 | 492500 | 306500
[5 empty] | 493500306500 | 218 | 493500 | 306500
[5 empty] | 494500306500 | 218 | 494500 | 306500
[5 empty] | 495500306500 | 218 | 495500 | 306500
[5 empty] | 496500306500 | 218 | 496500 | 306500
[5 empty] | 497500306500 | 218 | 497500 | 306500
[5 empty] | 498500306500 | 218 | 498500 | 306500
[5 empty] | 499500306500 | 218 | 499500 | 306500
[5 empty] | 500500306500 | 218 | 500500 | 306500
[5 empty] | 481500305500 | 218 | 481500 | 305500
[5 empty] | 482500305500 | 218 | 482500 | 305500
[5 empty] | 483500305500 | 218 | 483500 | 305500
[5 empty] | 484500305500 | 218 | 484500 | 305500
[5 empty] | 485500305500 | 218 | 485500 | 305500
[5 empty] | 486500305500 | 218 | 486500 | 305500
[5 empty] | 487500305500 | 218 | 487500 | 305500
[5 empty] | 488500305500 | 218 | 488500 | 305500
[5 empty] | 489500305500 | 218 | 489500 | 305500
[5 empty] | 490500305500 | 218 | 490500 | 305500
[5 empty] | 491500305500 | 218 | 491500 | 305500
[5 empty] | 492500305500 | 218 | 492500 | 305500
[5 empty] | 493500305500 | 218 | 493500 | 305500
[5 empty] | 494500305500 | 218 | 494500 | 305500
[5 empty] | 495500305500 | 218 | 495500 | 305500
[5 empty] | 496500305500 | 218 | 496500 | 305500
[5 empty] | 497500305500 | 218 | 497500 | 305500
[5 empty] | 498500305500 | 218 | 498500 | 305500
[5 empty] | 499500305500 | 218 | 499500 | 305500
[5 empty] | 481500304500 | 218 | 481500 | 304500
[5 empty] | 482500304500 | 218 | 482500 | 304500
[5 empty] | 483500304500 | 218 | 483500 | 304500
[5 empty] | 484500304500 | 218 | 484500 | 304500
[5 empty] | 485500304500 | 218 | 485500 | 304500
[5 empty] | 486500304500 | 218 | 486500 | 304500
[5 empty] | 487500304500 | 218 | 487500 | 304500
[5 empty] | 488500304500 | 218 | 488500 | 304500
[5 empty] | 489500304500 | 218 | 489500 | 304500
[5 empty] | 490500304500 | 218 | 490500 | 304500
[5 empty] | 491500304500 | 218 | 491500 | 304500
[5 empty] | 492500304500 | 218 | 492500 | 304500
[5 empty] | 493500304500 | 218 | 493500 | 304500
[5 empty] | 494500304500 | 218 | 494500 | 304500
[5 empty] | 495500304500 | 218 | 495500 | 304500
[5 empty] | 496500304500 | 218 | 496500 | 304500
[5 empty] | 497500304500 | 218 | 497500 | 304500
[5 empty] | 498500304500 | 218 | 498500 | 304500
[5 empty] | 481500303500 | 218 | 481500 | 303500
[5 empty] | 482500303500 | 218 | 482500 | 303500
[5 empty] | 483500303500 | 218 | 483500 | 303500
[5 empty] | 484500303500 | 218 | 484500 | 303500
[5 empty] | 485500303500 | 218 | 485500 | 303500
[5 empty] | 486500303500 | 218 | 486500 | 303500
[5 empty] | 487500303500 | 218 | 487500 | 303500
[5 empty] | 488500303500 | 218 | 488500 | 303500
[5 empty] | 489500303500 | 218 | 489500 | 303500
[5 empty] | 490500303500 | 218 | 490500 | 303500
[5 empty] | 491500303500 | 218 | 491500 | 303500
[5 empty] | 492500303500 | 218 | 492500 | 303500
[5 empty] | 493500303500 | 218 | 493500 | 303500
[5 empty] | 494500303500 | 218 | 494500 | 303500
[5 empty] | 495500303500 | 218 | 495500 | 303500
[5 empty] | 496500303500 | 218 | 496500 | 303500
[5 empty] | 497500303500 | 218 | 497500 | 303500
[5 empty] | 498500303500 | 218 | 498500 | 303500
[5 empty] | 480500302500 | 218 | 480500 | 302500
[5 empty] | 481500302500 | 218 | 481500 | 302500
[5 empty] | 482500302500 | 218 | 482500 | 302500
[5 empty] | 483500302500 | 218 | 483500 | 302500
[5 empty] | 484500302500 | 218 | 484500 | 302500
[5 empty] | 485500302500 | 218 | 485500 | 302500
[5 empty] | 486500302500 | 218 | 486500 | 302500
[5 empty] | 487500302500 | 218 | 487500 | 302500
[5 empty] | 488500302500 | 218 | 488500 | 302500
[5 empty] | 489500302500 | 218 | 489500 | 302500
[5 empty] | 490500302500 | 218 | 490500 | 302500
[5 empty] | 491500302500 | 218 | 491500 | 302500
[5 empty] | 492500302500 | 218 | 492500 | 302500
[5 empty] | 493500302500 | 218 | 493500 | 302500
[5 empty] | 494500302500 | 218 | 494500 | 302500
[5 empty] | 495500302500 | 218 | 495500 | 302500
[5 empty] | 496500302500 | 218 | 496500 | 302500
[5 empty] | 497500302500 | 218 | 497500 | 302500
[5 empty] | 480500301500 | 218 | 480500 | 301500
[5 empty] | 481500301500 | 218 | 481500 | 301500
[5 empty] | 482500301500 | 218 | 482500 | 301500
[5 empty] | 483500301500 | 218 | 483500 | 301500
[5 empty] | 484500301500 | 218 | 484500 | 301500
[5 empty] | 485500301500 | 218 | 485500 | 301500
[5 empty] | 486500301500 | 218 | 486500 | 301500
[5 empty] | 487500301500 | 218 | 487500 | 301500
[5 empty] | 488500301500 | 218 | 488500 | 301500
[5 empty] | 489500301500 | 218 | 489500 | 301500
[5 empty] | 490500301500 | 218 | 490500 | 301500
[5 empty] | 491500301500 | 218 | 491500 | 301500
[5 empty] | 492500301500 | 218 | 492500 | 301500
[5 empty] | 493500301500 | 218 | 493500 | 301500
[5 empty] | 494500301500 | 218 | 494500 | 301500
[5 empty] | 495500301500 | 218 | 495500 | 301500
[5 empty] | 496500301500 | 218 | 496500 | 301500
[5 empty] | 497500301500 | 218 | 497500 | 301500
[5 empty] | 480500300500 | 218 | 480500 | 300500
[5 empty] | 482500300500 | 218 | 482500 | 300500
[5 empty] | 483500300500 | 218 | 483500 | 300500
[5 empty] | 484500300500 | 218 | 484500 | 300500
[5 empty] | 485500300500 | 218 | 485500 | 300500
[5 empty] | 486500300500 | 218 | 486500 | 300500
[5 empty] | 487500300500 | 218 | 487500 | 300500
[5 empty] | 488500300500 | 218 | 488500 | 300500
[5 empty] | 489500300500 | 218 | 489500 | 300500
[5 empty] | 490500300500 | 218 | 490500 | 300500
[5 empty] | 491500300500 | 218 | 491500 | 300500
[5 empty] | 492500300500 | 218 | 492500 | 300500
[5 empty] | 493500300500 | 218 | 493500 | 300500
[5 empty] | 494500300500 | 218 | 494500 | 300500
[5 empty] | 495500300500 | 218 | 495500 | 300500
[5 empty] | 496500300500 | 218 | 496500 | 300500
[5 empty] | 497500300500 | 218 | 497500 | 300500
[5 empty] | 483500299500 | 218 | 483500 | 299500
[5 empty] | 484500299500 | 218 | 484500 | 299500
[5 empty] | 485500299500 | 218 | 485500 | 299500
[5 empty] | 486500299500 | 218 | 486500 | 299500
[5 empty] | 487500299500 | 218 | 487500 | 299500
[5 empty] | 488500299500 | 218 | 488500 | 299500
[5 empty] | 489500299500 | 218 | 489500 | 299500
[5 empty] | 490500299500 | 218 | 490500 | 299500
[5 empty] | 491500299500 | 218 | 491500 | 299500
[5 empty] | 492500299500 | 218 | 492500 | 299500
[5 empty] | 493500299500 | 218 | 493500 | 299500
[5 empty] | 484500298500 | 218 | 484500 | 298500
[5 empty] | 485500298500 | 218 | 485500 | 298500
[5 empty] | 486500298500 | 218 | 486500 | 298500
[5 empty] | 487500298500 | 218 | 487500 | 298500
[5 empty] | 488500298500 | 218 | 488500 | 298500
[5 empty] | 489500298500 | 218 | 489500 | 298500
[5 empty] | 490500298500 | 218 | 490500 | 298500
[5 empty] | 491500298500 | 218 | 491500 | 298500
[5 empty] | 492500298500 | 218 | 492500 | 298500
[5 empty] | 484500297500 | 218 | 484500 | 297500
[5 empty] | 485500297500 | 218 | 485500 | 297500
[5 empty] | 486500297500 | 218 | 486500 | 297500
[5 empty] | 487500297500 | 218 | 487500 | 297500
[5 empty] | 488500297500 | 218 | 488500 | 297500
[5 empty] | 489500297500 | 218 | 489500 | 297500
[5 empty] | 490500297500 | 218 | 490500 | 297500
[5 empty] | 485500296500 | 218 | 485500 | 296500
[5 empty] | 486500296500 | 218 | 486500 | 296500
[5 empty] | 487500296500 | 218 | 487500 | 296500
[5 empty] | 488500296500 | 218 | 488500 | 296500
[5 empty] | 489500296500 | 218 | 489500 | 296500
[5 empty] | 485500295500 | 218 | 485500 | 295500
[5 empty] | 486500295500 | 218 | 486500 | 295500
[5 empty] | 487500295500 | 218 | 487500 | 295500
[5 empty] | 488500295500 | 218 | 488500 | 295500
[5 empty] | 485500294500 | 218 | 485500 | 294500
[5 empty] | 486500294500 | 218 | 486500 | 294500
[5 empty] | 487500294500 | 218 | 487500 | 294500
[5 empty] | 486500293500 | 218 | 486500 | 293500
[5 empty] | 487500293500 | 218 | 487500 | 293500
[5 empty] | 462500502500 | 517 | 462500 | 502500
[5 empty] | 460500501500 | 517 | 460500 | 501500
[5 empty] | 461500501500 | 517 | 461500 | 501500
[5 empty] | 462500501500 | 517 | 462500 | 501500
[5 empty] | 463500501500 | 517 | 463500 | 501500
[5 empty] | 464500501500 | 517 | 464500 | 501500
[5 empty] | 468500501500 | 517 | 468500 | 501500
[5 empty] | 460500500500 | 517 | 460500 | 500500
[5 empty] | 461500500500 | 517 | 461500 | 500500
[5 empty] | 462500500500 | 517 | 462500 | 500500
[5 empty] | 463500500500 | 517 | 463500 | 500500
[5 empty] | 464500500500 | 517 | 464500 | 500500
[5 empty] | 465500500500 | 517 | 465500 | 500500
[5 empty] | 466500500500 | 517 | 466500 | 500500
[5 empty] | 467500500500 | 517 | 467500 | 500500
[5 empty] | 468500500500 | 517 | 468500 | 500500
[5 empty] | 469500500500 | 517 | 469500 | 500500
[5 empty] | 470500500500 | 517 | 470500 | 500500
[5 empty] | 471500500500 | 517 | 471500 | 500500
[5 empty] | 460500499500 | 517 | 460500 | 499500
[5 empty] | 461500499500 | 517 | 461500 | 499500
[5 empty] | 462500499500 | 517 | 462500 | 499500
[5 empty] | 463500499500 | 517 | 463500 | 499500
[5 empty] | 464500499500 | 517 | 464500 | 499500
[5 empty] | 465500499500 | 517 | 465500 | 499500
[5 empty] | 466500499500 | 517 | 466500 | 499500
[5 empty] | 467500499500 | 517 | 467500 | 499500
[5 empty] | 468500499500 | 517 | 468500 | 499500
[5 empty] | 469500499500 | 517 | 469500 | 499500
[5 empty] | 470500499500 | 517 | 470500 | 499500
[5 empty] | 471500499500 | 517 | 471500 | 499500
[5 empty] | 472500499500 | 517 | 472500 | 499500
[5 empty] | 473500499500 | 517 | 473500 | 499500
[5 empty] | 461500498500 | 517 | 461500 | 498500
[5 empty] | 462500498500 | 517 | 462500 | 498500
[5 empty] | 463500498500 | 517 | 463500 | 498500
[5 empty] | 464500498500 | 517 | 464500 | 498500
[5 empty] | 465500498500 | 517 | 465500 | 498500
[5 empty] | 466500498500 | 517 | 466500 | 498500
[5 empty] | 467500498500 | 517 | 467500 | 498500
[5 empty] | 468500498500 | 517 | 468500 | 498500
[5 empty] | 469500498500 | 517 | 469500 | 498500
[5 empty] | 470500498500 | 517 | 470500 | 498500
[5 empty] | 471500498500 | 517 | 471500 | 498500
[5 empty] | 472500498500 | 517 | 472500 | 498500
[5 empty] | 473500498500 | 517 | 473500 | 498500
[5 empty] | 474500498500 | 517 | 474500 | 498500
[5 empty] | 475500498500 | 517 | 475500 | 498500
[5 empty] | 476500498500 | 517 | 476500 | 498500
[5 empty] | 449500497500 | 517 | 449500 | 497500
[5 empty] | 450500497500 | 517 | 450500 | 497500
[5 empty] | 451500497500 | 517 | 451500 | 497500
[5 empty] | 452500497500 | 517 | 452500 | 497500
[5 empty] | 453500497500 | 517 | 453500 | 497500
[5 empty] | 454500497500 | 517 | 454500 | 497500
[5 empty] | 461500497500 | 517 | 461500 | 497500
[5 empty] | 462500497500 | 517 | 462500 | 497500
[5 empty] | 463500497500 | 517 | 463500 | 497500
[5 empty] | 464500497500 | 517 | 464500 | 497500
[5 empty] | 465500497500 | 517 | 465500 | 497500
[5 empty] | 466500497500 | 517 | 466500 | 497500
[5 empty] | 467500497500 | 517 | 467500 | 497500
[5 empty] | 468500497500 | 517 | 468500 | 497500
[5 empty] | 469500497500 | 517 | 469500 | 497500
[5 empty] | 470500497500 | 517 | 470500 | 497500
[5 empty] | 471500497500 | 517 | 471500 | 497500
[5 empty] | 472500497500 | 517 | 472500 | 497500
[5 empty] | 473500497500 | 517 | 473500 | 497500
[5 empty] | 474500497500 | 517 | 474500 | 497500
[5 empty] | 475500497500 | 517 | 475500 | 497500
[5 empty] | 476500497500 | 517 | 476500 | 497500
[5 empty] | 485500497500 | 517 | 485500 | 497500
[5 empty] | 486500497500 | 517 | 486500 | 497500
[5 empty] | 487500497500 | 517 | 487500 | 497500
[5 empty] | 488500497500 | 517 | 488500 | 497500
[5 empty] | 449500496500 | 517 | 449500 | 496500
[5 empty] | 450500496500 | 517 | 450500 | 496500
[5 empty] | 451500496500 | 517 | 451500 | 496500
[5 empty] | 452500496500 | 517 | 452500 | 496500
[5 empty] | 453500496500 | 517 | 453500 | 496500
[5 empty] | 454500496500 | 517 | 454500 | 496500
[5 empty] | 460500496500 | 517 | 460500 | 496500
[5 empty] | 461500496500 | 517 | 461500 | 496500
[5 empty] | 462500496500 | 517 | 462500 | 496500
[5 empty] | 463500496500 | 517 | 463500 | 496500
[5 empty] | 464500496500 | 517 | 464500 | 496500
[5 empty] | 465500496500 | 517 | 465500 | 496500
[5 empty] | 466500496500 | 517 | 466500 | 496500
[5 empty] | 467500496500 | 517 | 467500 | 496500
[5 empty] | 468500496500 | 517 | 468500 | 496500
[5 empty] | 469500496500 | 517 | 469500 | 496500
[5 empty] | 470500496500 | 517 | 470500 | 496500
[5 empty] | 471500496500 | 517 | 471500 | 496500
[5 empty] | 472500496500 | 517 | 472500 | 496500
[5 empty] | 473500496500 | 517 | 473500 | 496500
[5 empty] | 474500496500 | 517 | 474500 | 496500
[5 empty] | 475500496500 | 517 | 475500 | 496500
[5 empty] | 476500496500 | 517 | 476500 | 496500
[5 empty] | 477500496500 | 517 | 477500 | 496500
[5 empty] | 480500496500 | 517 | 480500 | 496500
[5 empty] | 481500496500 | 517 | 481500 | 496500
[5 empty] | 483500496500 | 517 | 483500 | 496500
[5 empty] | 484500496500 | 517 | 484500 | 496500
[5 empty] | 485500496500 | 517 | 485500 | 496500
[5 empty] | 486500496500 | 517 | 486500 | 496500
[5 empty] | 487500496500 | 517 | 487500 | 496500
[5 empty] | 488500496500 | 517 | 488500 | 496500
[5 empty] | 448500495500 | 517 | 448500 | 495500
[5 empty] | 449500495500 | 517 | 449500 | 495500
[5 empty] | 450500495500 | 517 | 450500 | 495500
[5 empty] | 451500495500 | 517 | 451500 | 495500
[5 empty] | 452500495500 | 517 | 452500 | 495500
[5 empty] | 453500495500 | 517 | 453500 | 495500
[5 empty] | 454500495500 | 517 | 454500 | 495500
[5 empty] | 460500495500 | 517 | 460500 | 495500
[5 empty] | 461500495500 | 517 | 461500 | 495500
[5 empty] | 462500495500 | 517 | 462500 | 495500
[5 empty] | 463500495500 | 517 | 463500 | 495500
[5 empty] | 464500495500 | 517 | 464500 | 495500
[5 empty] | 465500495500 | 517 | 465500 | 495500
[5 empty] | 466500495500 | 517 | 466500 | 495500
[5 empty] | 467500495500 | 517 | 467500 | 495500
[5 empty] | 468500495500 | 517 | 468500 | 495500
[5 empty] | 469500495500 | 517 | 469500 | 495500
[5 empty] | 470500495500 | 517 | 470500 | 495500
[5 empty] | 471500495500 | 517 | 471500 | 495500
[5 empty] | 472500495500 | 517 | 472500 | 495500
[5 empty] | 473500495500 | 517 | 473500 | 495500
[5 empty] | 474500495500 | 517 | 474500 | 495500
[5 empty] | 475500495500 | 517 | 475500 | 495500
[5 empty] | 476500495500 | 517 | 476500 | 495500
[5 empty] | 477500495500 | 517 | 477500 | 495500
[5 empty] | 478500495500 | 517 | 478500 | 495500
[5 empty] | 479500495500 | 517 | 479500 | 495500
[5 empty] | 480500495500 | 517 | 480500 | 495500
[5 empty] | 481500495500 | 517 | 481500 | 495500
[5 empty] | 482500495500 | 517 | 482500 | 495500
[5 empty] | 483500495500 | 517 | 483500 | 495500
[5 empty] | 484500495500 | 517 | 484500 | 495500
[5 empty] | 485500495500 | 517 | 485500 | 495500
[5 empty] | 486500495500 | 517 | 486500 | 495500
[5 empty] | 487500495500 | 517 | 487500 | 495500
[5 empty] | 488500495500 | 517 | 488500 | 495500
[5 empty] | 489500495500 | 517 | 489500 | 495500
[5 empty] | 448500494500 | 517 | 448500 | 494500
[5 empty] | 449500494500 | 517 | 449500 | 494500
[5 empty] | 450500494500 | 517 | 450500 | 494500
[5 empty] | 451500494500 | 517 | 451500 | 494500
[5 empty] | 452500494500 | 517 | 452500 | 494500
[5 empty] | 453500494500 | 517 | 453500 | 494500
[5 empty] | 454500494500 | 517 | 454500 | 494500
[5 empty] | 455500494500 | 517 | 455500 | 494500
[5 empty] | 456500494500 | 517 | 456500 | 494500
[5 empty] | 459500494500 | 517 | 459500 | 494500
[5 empty] | 460500494500 | 517 | 460500 | 494500
[5 empty] | 461500494500 | 517 | 461500 | 494500
[5 empty] | 462500494500 | 517 | 462500 | 494500
[5 empty] | 463500494500 | 517 | 463500 | 494500
[5 empty] | 464500494500 | 517 | 464500 | 494500
[5 empty] | 465500494500 | 517 | 465500 | 494500
[5 empty] | 466500494500 | 517 | 466500 | 494500
[5 empty] | 467500494500 | 517 | 467500 | 494500
[5 empty] | 468500494500 | 517 | 468500 | 494500
[5 empty] | 469500494500 | 517 | 469500 | 494500
[5 empty] | 470500494500 | 517 | 470500 | 494500
[5 empty] | 471500494500 | 517 | 471500 | 494500
[5 empty] | 472500494500 | 517 | 472500 | 494500
[5 empty] | 473500494500 | 517 | 473500 | 494500
[5 empty] | 474500494500 | 517 | 474500 | 494500
[5 empty] | 475500494500 | 517 | 475500 | 494500
[5 empty] | 476500494500 | 517 | 476500 | 494500
[5 empty] | 477500494500 | 517 | 477500 | 494500
[5 empty] | 478500494500 | 517 | 478500 | 494500
[5 empty] | 479500494500 | 517 | 479500 | 494500
[5 empty] | 480500494500 | 517 | 480500 | 494500
[5 empty] | 481500494500 | 517 | 481500 | 494500
[5 empty] | 482500494500 | 517 | 482500 | 494500
[5 empty] | 483500494500 | 517 | 483500 | 494500
[5 empty] | 484500494500 | 517 | 484500 | 494500
[5 empty] | 485500494500 | 517 | 485500 | 494500
[5 empty] | 486500494500 | 517 | 486500 | 494500
[5 empty] | 487500494500 | 517 | 487500 | 494500
[5 empty] | 488500494500 | 517 | 488500 | 494500
[5 empty] | 489500494500 | 517 | 489500 | 494500
[5 empty] | 449500493500 | 517 | 449500 | 493500
[5 empty] | 450500493500 | 517 | 450500 | 493500
[5 empty] | 451500493500 | 517 | 451500 | 493500
[5 empty] | 452500493500 | 517 | 452500 | 493500
[5 empty] | 453500493500 | 517 | 453500 | 493500
[5 empty] | 454500493500 | 517 | 454500 | 493500
[5 empty] | 455500493500 | 517 | 455500 | 493500
[5 empty] | 456500493500 | 517 | 456500 | 493500
[5 empty] | 459500493500 | 517 | 459500 | 493500
[5 empty] | 460500493500 | 517 | 460500 | 493500
[5 empty] | 461500493500 | 517 | 461500 | 493500
[5 empty] | 462500493500 | 517 | 462500 | 493500
[5 empty] | 463500493500 | 517 | 463500 | 493500
[5 empty] | 464500493500 | 517 | 464500 | 493500
[5 empty] | 465500493500 | 517 | 465500 | 493500
[5 empty] | 466500493500 | 517 | 466500 | 493500
[5 empty] | 467500493500 | 517 | 467500 | 493500
[5 empty] | 468500493500 | 517 | 468500 | 493500
[5 empty] | 469500493500 | 517 | 469500 | 493500
[5 empty] | 470500493500 | 517 | 470500 | 493500
[5 empty] | 471500493500 | 517 | 471500 | 493500
[5 empty] | 472500493500 | 517 | 472500 | 493500
[5 empty] | 473500493500 | 517 | 473500 | 493500
[5 empty] | 474500493500 | 517 | 474500 | 493500
[5 empty] | 475500493500 | 517 | 475500 | 493500
[5 empty] | 476500493500 | 517 | 476500 | 493500
[5 empty] | 477500493500 | 517 | 477500 | 493500
[5 empty] | 478500493500 | 517 | 478500 | 493500
[5 empty] | 479500493500 | 517 | 479500 | 493500
[5 empty] | 480500493500 | 517 | 480500 | 493500
[5 empty] | 481500493500 | 517 | 481500 | 493500
[5 empty] | 482500493500 | 517 | 482500 | 493500
[5 empty] | 483500493500 | 517 | 483500 | 493500
[5 empty] | 484500493500 | 517 | 484500 | 493500
[5 empty] | 485500493500 | 517 | 485500 | 493500
[5 empty] | 486500493500 | 517 | 486500 | 493500
[5 empty] | 487500493500 | 517 | 487500 | 493500
[5 empty] | 488500493500 | 517 | 488500 | 493500
[5 empty] | 489500493500 | 517 | 489500 | 493500
[5 empty] | 490500493500 | 517 | 490500 | 493500
[5 empty] | 491500493500 | 517 | 491500 | 493500
[5 empty] | 449500492500 | 517 | 449500 | 492500
[5 empty] | 450500492500 | 517 | 450500 | 492500
[5 empty] | 451500492500 | 517 | 451500 | 492500
[5 empty] | 452500492500 | 517 | 452500 | 492500
[5 empty] | 453500492500 | 517 | 453500 | 492500
[5 empty] | 454500492500 | 517 | 454500 | 492500
[5 empty] | 455500492500 | 517 | 455500 | 492500
[5 empty] | 456500492500 | 517 | 456500 | 492500
[5 empty] | 457500492500 | 517 | 457500 | 492500
[5 empty] | 458500492500 | 517 | 458500 | 492500
[5 empty] | 459500492500 | 517 | 459500 | 492500
[5 empty] | 460500492500 | 517 | 460500 | 492500
[5 empty] | 461500492500 | 517 | 461500 | 492500
[5 empty] | 462500492500 | 517 | 462500 | 492500
[5 empty] | 463500492500 | 517 | 463500 | 492500
[5 empty] | 464500492500 | 517 | 464500 | 492500
[5 empty] | 465500492500 | 517 | 465500 | 492500
[5 empty] | 466500492500 | 517 | 466500 | 492500
[5 empty] | 467500492500 | 517 | 467500 | 492500
[5 empty] | 468500492500 | 517 | 468500 | 492500
[5 empty] | 469500492500 | 517 | 469500 | 492500
[5 empty] | 470500492500 | 517 | 470500 | 492500
[5 empty] | 471500492500 | 517 | 471500 | 492500
[5 empty] | 472500492500 | 517 | 472500 | 492500
[5 empty] | 473500492500 | 517 | 473500 | 492500
[5 empty] | 474500492500 | 517 | 474500 | 492500
[5 empty] | 475500492500 | 517 | 475500 | 492500
[5 empty] | 476500492500 | 517 | 476500 | 492500
[5 empty] | 477500492500 | 517 | 477500 | 492500
[5 empty] | 478500492500 | 517 | 478500 | 492500
[5 empty] | 479500492500 | 517 | 479500 | 492500
[5 empty] | 480500492500 | 517 | 480500 | 492500
[5 empty] | 481500492500 | 517 | 481500 | 492500
[5 empty] | 482500492500 | 517 | 482500 | 492500
[5 empty] | 483500492500 | 517 | 483500 | 492500
[5 empty] | 484500492500 | 517 | 484500 | 492500
[5 empty] | 485500492500 | 517 | 485500 | 492500
[5 empty] | 486500492500 | 517 | 486500 | 492500
[5 empty] | 487500492500 | 517 | 487500 | 492500
[5 empty] | 488500492500 | 517 | 488500 | 492500
[5 empty] | 489500492500 | 517 | 489500 | 492500
[5 empty] | 490500492500 | 517 | 490500 | 492500
[5 empty] | 491500492500 | 517 | 491500 | 492500
[5 empty] | 449500491500 | 517 | 449500 | 491500
[5 empty] | 450500491500 | 517 | 450500 | 491500
[5 empty] | 451500491500 | 517 | 451500 | 491500
[5 empty] | 452500491500 | 517 | 452500 | 491500
[5 empty] | 453500491500 | 517 | 453500 | 491500
[5 empty] | 454500491500 | 517 | 454500 | 491500
[5 empty] | 455500491500 | 517 | 455500 | 491500
[5 empty] | 456500491500 | 517 | 456500 | 491500
[5 empty] | 457500491500 | 517 | 457500 | 491500
[5 empty] | 458500491500 | 517 | 458500 | 491500
[5 empty] | 459500491500 | 517 | 459500 | 491500
[5 empty] | 460500491500 | 517 | 460500 | 491500
[5 empty] | 461500491500 | 517 | 461500 | 491500
[5 empty] | 462500491500 | 517 | 462500 | 491500
[5 empty] | 463500491500 | 517 | 463500 | 491500
[5 empty] | 464500491500 | 517 | 464500 | 491500
[5 empty] | 465500491500 | 517 | 465500 | 491500
[5 empty] | 466500491500 | 517 | 466500 | 491500
[5 empty] | 467500491500 | 517 | 467500 | 491500
[5 empty] | 468500491500 | 517 | 468500 | 491500
[5 empty] | 469500491500 | 517 | 469500 | 491500
[5 empty] | 470500491500 | 517 | 470500 | 491500
[5 empty] | 471500491500 | 517 | 471500 | 491500
[5 empty] | 472500491500 | 517 | 472500 | 491500
[5 empty] | 473500491500 | 517 | 473500 | 491500
[5 empty] | 474500491500 | 517 | 474500 | 491500
[5 empty] | 475500491500 | 517 | 475500 | 491500
[5 empty] | 476500491500 | 517 | 476500 | 491500
[5 empty] | 477500491500 | 517 | 477500 | 491500
[5 empty] | 478500491500 | 517 | 478500 | 491500
[5 empty] | 479500491500 | 517 | 479500 | 491500
[5 empty] | 480500491500 | 517 | 480500 | 491500
[5 empty] | 481500491500 | 517 | 481500 | 491500
[5 empty] | 482500491500 | 517 | 482500 | 491500
[5 empty] | 483500491500 | 517 | 483500 | 491500
[5 empty] | 484500491500 | 517 | 484500 | 491500
[5 empty] | 485500491500 | 517 | 485500 | 491500
[5 empty] | 486500491500 | 517 | 486500 | 491500
[5 empty] | 487500491500 | 517 | 487500 | 491500
[5 empty] | 488500491500 | 517 | 488500 | 491500
[5 empty] | 489500491500 | 517 | 489500 | 491500
[5 empty] | 490500491500 | 517 | 490500 | 491500
[5 empty] | 491500491500 | 517 | 491500 | 491500
[5 empty] | 492500491500 | 517 | 492500 | 491500
[5 empty] | 449500490500 | 517 | 449500 | 490500
[5 empty] | 450500490500 | 517 | 450500 | 490500
[5 empty] | 451500490500 | 517 | 451500 | 490500
[5 empty] | 452500490500 | 517 | 452500 | 490500
[5 empty] | 453500490500 | 517 | 453500 | 490500
[5 empty] | 454500490500 | 517 | 454500 | 490500
[5 empty] | 455500490500 | 517 | 455500 | 490500
[5 empty] | 456500490500 | 517 | 456500 | 490500
[5 empty] | 457500490500 | 517 | 457500 | 490500
[5 empty] | 458500490500 | 517 | 458500 | 490500
[5 empty] | 459500490500 | 517 | 459500 | 490500
[5 empty] | 460500490500 | 517 | 460500 | 490500
[5 empty] | 461500490500 | 517 | 461500 | 490500
[5 empty] | 462500490500 | 517 | 462500 | 490500
[5 empty] | 463500490500 | 517 | 463500 | 490500
[5 empty] | 464500490500 | 517 | 464500 | 490500
[5 empty] | 465500490500 | 517 | 465500 | 490500
[5 empty] | 466500490500 | 517 | 466500 | 490500
[5 empty] | 467500490500 | 517 | 467500 | 490500
[5 empty] | 468500490500 | 517 | 468500 | 490500
[5 empty] | 469500490500 | 517 | 469500 | 490500
[5 empty] | 470500490500 | 517 | 470500 | 490500
[5 empty] | 471500490500 | 517 | 471500 | 490500
[5 empty] | 472500490500 | 517 | 472500 | 490500
[5 empty] | 473500490500 | 517 | 473500 | 490500
[5 empty] | 474500490500 | 517 | 474500 | 490500
[5 empty] | 475500490500 | 517 | 475500 | 490500
[5 empty] | 476500490500 | 517 | 476500 | 490500
[5 empty] | 477500490500 | 517 | 477500 | 490500
[5 empty] | 478500490500 | 517 | 478500 | 490500
[5 empty] | 479500490500 | 517 | 479500 | 490500
[5 empty] | 480500490500 | 517 | 480500 | 490500
[5 empty] | 481500490500 | 517 | 481500 | 490500
[5 empty] | 482500490500 | 517 | 482500 | 490500
[5 empty] | 483500490500 | 517 | 483500 | 490500
[5 empty] | 484500490500 | 517 | 484500 | 490500
[5 empty] | 485500490500 | 517 | 485500 | 490500
[5 empty] | 486500490500 | 517 | 486500 | 490500
[5 empty] | 487500490500 | 517 | 487500 | 490500
[5 empty] | 488500490500 | 517 | 488500 | 490500
[5 empty] | 489500490500 | 517 | 489500 | 490500
[5 empty] | 490500490500 | 517 | 490500 | 490500
[5 empty] | 450500489500 | 517 | 450500 | 489500
[5 empty] | 451500489500 | 517 | 451500 | 489500
[5 empty] | 452500489500 | 517 | 452500 | 489500
[5 empty] | 453500489500 | 517 | 453500 | 489500
[5 empty] | 454500489500 | 517 | 454500 | 489500
[5 empty] | 455500489500 | 517 | 455500 | 489500
[5 empty] | 456500489500 | 517 | 456500 | 489500
[5 empty] | 457500489500 | 517 | 457500 | 489500
[5 empty] | 458500489500 | 517 | 458500 | 489500
[5 empty] | 459500489500 | 517 | 459500 | 489500
[5 empty] | 460500489500 | 517 | 460500 | 489500
[5 empty] | 461500489500 | 517 | 461500 | 489500
[5 empty] | 462500489500 | 517 | 462500 | 489500
[5 empty] | 463500489500 | 517 | 463500 | 489500
[5 empty] | 464500489500 | 517 | 464500 | 489500
[5 empty] | 465500489500 | 517 | 465500 | 489500
[5 empty] | 466500489500 | 517 | 466500 | 489500
[5 empty] | 467500489500 | 517 | 467500 | 489500
[5 empty] | 468500489500 | 517 | 468500 | 489500
[5 empty] | 469500489500 | 517 | 469500 | 489500
[5 empty] | 470500489500 | 517 | 470500 | 489500
[5 empty] | 471500489500 | 517 | 471500 | 489500
[5 empty] | 472500489500 | 517 | 472500 | 489500
[5 empty] | 473500489500 | 517 | 473500 | 489500
[5 empty] | 474500489500 | 517 | 474500 | 489500
[5 empty] | 475500489500 | 517 | 475500 | 489500
[5 empty] | 476500489500 | 517 | 476500 | 489500
[5 empty] | 477500489500 | 517 | 477500 | 489500
[5 empty] | 478500489500 | 517 | 478500 | 489500
[5 empty] | 479500489500 | 517 | 479500 | 489500
[5 empty] | 480500489500 | 517 | 480500 | 489500
[5 empty] | 481500489500 | 517 | 481500 | 489500
[5 empty] | 482500489500 | 517 | 482500 | 489500
[5 empty] | 483500489500 | 517 | 483500 | 489500
[5 empty] | 484500489500 | 517 | 484500 | 489500
[5 empty] | 485500489500 | 517 | 485500 | 489500
[5 empty] | 486500489500 | 517 | 486500 | 489500
[5 empty] | 487500489500 | 517 | 487500 | 489500
[5 empty] | 488500489500 | 517 | 488500 | 489500
[5 empty] | 489500489500 | 517 | 489500 | 489500
[5 empty] | 490500489500 | 517 | 490500 | 489500
[5 empty] | 451500488500 | 517 | 451500 | 488500
[5 empty] | 452500488500 | 517 | 452500 | 488500
[5 empty] | 453500488500 | 517 | 453500 | 488500
[5 empty] | 454500488500 | 517 | 454500 | 488500
[5 empty] | 455500488500 | 517 | 455500 | 488500
[5 empty] | 456500488500 | 517 | 456500 | 488500
[5 empty] | 457500488500 | 517 | 457500 | 488500
[5 empty] | 458500488500 | 517 | 458500 | 488500
[5 empty] | 459500488500 | 517 | 459500 | 488500
[5 empty] | 460500488500 | 517 | 460500 | 488500
[5 empty] | 461500488500 | 517 | 461500 | 488500
[5 empty] | 462500488500 | 517 | 462500 | 488500
[5 empty] | 463500488500 | 517 | 463500 | 488500
[5 empty] | 464500488500 | 517 | 464500 | 488500
[5 empty] | 465500488500 | 517 | 465500 | 488500
[5 empty] | 466500488500 | 517 | 466500 | 488500
[5 empty] | 467500488500 | 517 | 467500 | 488500
[5 empty] | 468500488500 | 517 | 468500 | 488500
[5 empty] | 469500488500 | 517 | 469500 | 488500
[5 empty] | 470500488500 | 517 | 470500 | 488500
[5 empty] | 471500488500 | 517 | 471500 | 488500
[5 empty] | 472500488500 | 517 | 472500 | 488500
[5 empty] | 473500488500 | 517 | 473500 | 488500
[5 empty] | 474500488500 | 517 | 474500 | 488500
[5 empty] | 475500488500 | 517 | 475500 | 488500
[5 empty] | 476500488500 | 517 | 476500 | 488500
[5 empty] | 477500488500 | 517 | 477500 | 488500
[5 empty] | 478500488500 | 517 | 478500 | 488500
[5 empty] | 479500488500 | 517 | 479500 | 488500
[5 empty] | 480500488500 | 517 | 480500 | 488500
[5 empty] | 481500488500 | 517 | 481500 | 488500
[5 empty] | 482500488500 | 517 | 482500 | 488500
[5 empty] | 483500488500 | 517 | 483500 | 488500
[5 empty] | 484500488500 | 517 | 484500 | 488500
[5 empty] | 485500488500 | 517 | 485500 | 488500
[5 empty] | 486500488500 | 517 | 486500 | 488500
[5 empty] | 487500488500 | 517 | 487500 | 488500
[5 empty] | 488500488500 | 517 | 488500 | 488500
[5 empty] | 489500488500 | 517 | 489500 | 488500
[5 empty] | 490500488500 | 517 | 490500 | 488500
[5 empty] | 451500487500 | 517 | 451500 | 487500
[5 empty] | 452500487500 | 517 | 452500 | 487500
[5 empty] | 453500487500 | 517 | 453500 | 487500
[5 empty] | 454500487500 | 517 | 454500 | 487500
[5 empty] | 455500487500 | 517 | 455500 | 487500
[5 empty] | 456500487500 | 517 | 456500 | 487500
[5 empty] | 457500487500 | 517 | 457500 | 487500
[5 empty] | 458500487500 | 517 | 458500 | 487500
[5 empty] | 459500487500 | 517 | 459500 | 487500
[5 empty] | 460500487500 | 517 | 460500 | 487500
[5 empty] | 461500487500 | 517 | 461500 | 487500
[5 empty] | 462500487500 | 517 | 462500 | 487500
[5 empty] | 463500487500 | 517 | 463500 | 487500
[5 empty] | 464500487500 | 517 | 464500 | 487500
[5 empty] | 465500487500 | 517 | 465500 | 487500
[5 empty] | 466500487500 | 517 | 466500 | 487500
[5 empty] | 467500487500 | 517 | 467500 | 487500
[5 empty] | 468500487500 | 517 | 468500 | 487500
[5 empty] | 469500487500 | 517 | 469500 | 487500
[5 empty] | 470500487500 | 517 | 470500 | 487500
[5 empty] | 471500487500 | 517 | 471500 | 487500
[5 empty] | 472500487500 | 517 | 472500 | 487500
[5 empty] | 473500487500 | 517 | 473500 | 487500
[5 empty] | 474500487500 | 517 | 474500 | 487500
[5 empty] | 475500487500 | 517 | 475500 | 487500
[5 empty] | 476500487500 | 517 | 476500 | 487500
[5 empty] | 477500487500 | 517 | 477500 | 487500
[5 empty] | 478500487500 | 517 | 478500 | 487500
[5 empty] | 479500487500 | 517 | 479500 | 487500
[5 empty] | 480500487500 | 517 | 480500 | 487500
[5 empty] | 481500487500 | 517 | 481500 | 487500
[5 empty] | 482500487500 | 517 | 482500 | 487500
[5 empty] | 483500487500 | 517 | 483500 | 487500
[5 empty] | 484500487500 | 517 | 484500 | 487500
[5 empty] | 485500487500 | 517 | 485500 | 487500
[5 empty] | 486500487500 | 517 | 486500 | 487500
[5 empty] | 487500487500 | 517 | 487500 | 487500
[5 empty] | 488500487500 | 517 | 488500 | 487500
[5 empty] | 489500487500 | 517 | 489500 | 487500
[5 empty] | 451500486500 | 517 | 451500 | 486500
[5 empty] | 452500486500 | 517 | 452500 | 486500
[5 empty] | 453500486500 | 517 | 453500 | 486500
[5 empty] | 454500486500 | 517 | 454500 | 486500
[5 empty] | 455500486500 | 517 | 455500 | 486500
[5 empty] | 456500486500 | 517 | 456500 | 486500
[5 empty] | 457500486500 | 517 | 457500 | 486500
[5 empty] | 458500486500 | 517 | 458500 | 486500
[5 empty] | 459500486500 | 517 | 459500 | 486500
[5 empty] | 460500486500 | 517 | 460500 | 486500
[5 empty] | 461500486500 | 517 | 461500 | 486500
[5 empty] | 462500486500 | 517 | 462500 | 486500
[5 empty] | 463500486500 | 517 | 463500 | 486500
[5 empty] | 464500486500 | 517 | 464500 | 486500
[5 empty] | 465500486500 | 517 | 465500 | 486500
[5 empty] | 466500486500 | 517 | 466500 | 486500
[5 empty] | 467500486500 | 517 | 467500 | 486500
[5 empty] | 468500486500 | 517 | 468500 | 486500
[5 empty] | 469500486500 | 517 | 469500 | 486500
[5 empty] | 470500486500 | 517 | 470500 | 486500
[5 empty] | 471500486500 | 517 | 471500 | 486500
[5 empty] | 472500486500 | 517 | 472500 | 486500
[5 empty] | 473500486500 | 517 | 473500 | 486500
[5 empty] | 474500486500 | 517 | 474500 | 486500
[5 empty] | 475500486500 | 517 | 475500 | 486500
[5 empty] | 476500486500 | 517 | 476500 | 486500
[5 empty] | 477500486500 | 517 | 477500 | 486500
[5 empty] | 478500486500 | 517 | 478500 | 486500
[5 empty] | 479500486500 | 517 | 479500 | 486500
[5 empty] | 480500486500 | 517 | 480500 | 486500
[5 empty] | 481500486500 | 517 | 481500 | 486500
[5 empty] | 482500486500 | 517 | 482500 | 486500
[5 empty] | 483500486500 | 517 | 483500 | 486500
[5 empty] | 484500486500 | 517 | 484500 | 486500
[5 empty] | 485500486500 | 517 | 485500 | 486500
[5 empty] | 486500486500 | 517 | 486500 | 486500
[5 empty] | 487500486500 | 517 | 487500 | 486500
[5 empty] | 488500486500 | 517 | 488500 | 486500
[5 empty] | 489500486500 | 517 | 489500 | 486500
[5 empty] | 490500486500 | 517 | 490500 | 486500
[5 empty] | 452500485500 | 517 | 452500 | 485500
[5 empty] | 453500485500 | 517 | 453500 | 485500
[5 empty] | 454500485500 | 517 | 454500 | 485500
[5 empty] | 455500485500 | 517 | 455500 | 485500
[5 empty] | 456500485500 | 517 | 456500 | 485500
[5 empty] | 457500485500 | 517 | 457500 | 485500
[5 empty] | 458500485500 | 517 | 458500 | 485500
[5 empty] | 459500485500 | 517 | 459500 | 485500
[5 empty] | 460500485500 | 517 | 460500 | 485500
[5 empty] | 461500485500 | 517 | 461500 | 485500
[5 empty] | 462500485500 | 517 | 462500 | 485500
[5 empty] | 463500485500 | 517 | 463500 | 485500
[5 empty] | 464500485500 | 517 | 464500 | 485500
[5 empty] | 465500485500 | 517 | 465500 | 485500
[5 empty] | 466500485500 | 517 | 466500 | 485500
[5 empty] | 467500485500 | 517 | 467500 | 485500
[5 empty] | 468500485500 | 517 | 468500 | 485500
[5 empty] | 469500485500 | 517 | 469500 | 485500
[5 empty] | 470500485500 | 517 | 470500 | 485500
[5 empty] | 471500485500 | 517 | 471500 | 485500
[5 empty] | 472500485500 | 517 | 472500 | 485500
[5 empty] | 473500485500 | 517 | 473500 | 485500
[5 empty] | 474500485500 | 517 | 474500 | 485500
[5 empty] | 475500485500 | 517 | 475500 | 485500
[5 empty] | 476500485500 | 517 | 476500 | 485500
[5 empty] | 477500485500 | 517 | 477500 | 485500
[5 empty] | 478500485500 | 517 | 478500 | 485500
[5 empty] | 479500485500 | 517 | 479500 | 485500
[5 empty] | 480500485500 | 517 | 480500 | 485500
[5 empty] | 481500485500 | 517 | 481500 | 485500
[5 empty] | 482500485500 | 517 | 482500 | 485500
[5 empty] | 483500485500 | 517 | 483500 | 485500
[5 empty] | 484500485500 | 517 | 484500 | 485500
[5 empty] | 485500485500 | 517 | 485500 | 485500
[5 empty] | 486500485500 | 517 | 486500 | 485500
[5 empty] | 487500485500 | 517 | 487500 | 485500
[5 empty] | 488500485500 | 517 | 488500 | 485500
[5 empty] | 489500485500 | 517 | 489500 | 485500
[5 empty] | 490500485500 | 517 | 490500 | 485500
[5 empty] | 452500484500 | 517 | 452500 | 484500
[5 empty] | 453500484500 | 517 | 453500 | 484500
[5 empty] | 454500484500 | 517 | 454500 | 484500
[5 empty] | 455500484500 | 517 | 455500 | 484500
[5 empty] | 456500484500 | 517 | 456500 | 484500
[5 empty] | 457500484500 | 517 | 457500 | 484500
[5 empty] | 458500484500 | 517 | 458500 | 484500
[5 empty] | 459500484500 | 517 | 459500 | 484500
[5 empty] | 460500484500 | 517 | 460500 | 484500
[5 empty] | 461500484500 | 517 | 461500 | 484500
[5 empty] | 462500484500 | 517 | 462500 | 484500
[5 empty] | 463500484500 | 517 | 463500 | 484500
[5 empty] | 464500484500 | 517 | 464500 | 484500
[5 empty] | 465500484500 | 517 | 465500 | 484500
[5 empty] | 466500484500 | 517 | 466500 | 484500
[5 empty] | 467500484500 | 517 | 467500 | 484500
[5 empty] | 468500484500 | 517 | 468500 | 484500
[5 empty] | 469500484500 | 517 | 469500 | 484500
[5 empty] | 470500484500 | 517 | 470500 | 484500
[5 empty] | 471500484500 | 517 | 471500 | 484500
[5 empty] | 472500484500 | 517 | 472500 | 484500
[5 empty] | 473500484500 | 517 | 473500 | 484500
[5 empty] | 474500484500 | 517 | 474500 | 484500
[5 empty] | 475500484500 | 517 | 475500 | 484500
[5 empty] | 476500484500 | 517 | 476500 | 484500
[5 empty] | 477500484500 | 517 | 477500 | 484500
[5 empty] | 478500484500 | 517 | 478500 | 484500
[5 empty] | 479500484500 | 517 | 479500 | 484500
[5 empty] | 480500484500 | 517 | 480500 | 484500
[5 empty] | 481500484500 | 517 | 481500 | 484500
[5 empty] | 482500484500 | 517 | 482500 | 484500
[5 empty] | 483500484500 | 517 | 483500 | 484500
[5 empty] | 484500484500 | 517 | 484500 | 484500
[5 empty] | 485500484500 | 517 | 485500 | 484500
[5 empty] | 486500484500 | 517 | 486500 | 484500
[5 empty] | 487500484500 | 517 | 487500 | 484500
[5 empty] | 488500484500 | 517 | 488500 | 484500
[5 empty] | 489500484500 | 517 | 489500 | 484500
[5 empty] | 490500484500 | 517 | 490500 | 484500
[5 empty] | 451500483500 | 517 | 451500 | 483500
[5 empty] | 452500483500 | 517 | 452500 | 483500
[5 empty] | 453500483500 | 517 | 453500 | 483500
[5 empty] | 454500483500 | 517 | 454500 | 483500
[5 empty] | 455500483500 | 517 | 455500 | 483500
[5 empty] | 456500483500 | 517 | 456500 | 483500
[5 empty] | 457500483500 | 517 | 457500 | 483500
[5 empty] | 458500483500 | 517 | 458500 | 483500
[5 empty] | 459500483500 | 517 | 459500 | 483500
[5 empty] | 460500483500 | 517 | 460500 | 483500
[5 empty] | 461500483500 | 517 | 461500 | 483500
[5 empty] | 462500483500 | 517 | 462500 | 483500
[5 empty] | 463500483500 | 517 | 463500 | 483500
[5 empty] | 464500483500 | 517 | 464500 | 483500
[5 empty] | 465500483500 | 517 | 465500 | 483500
[5 empty] | 466500483500 | 517 | 466500 | 483500
[5 empty] | 467500483500 | 517 | 467500 | 483500
[5 empty] | 468500483500 | 517 | 468500 | 483500
[5 empty] | 469500483500 | 517 | 469500 | 483500
[5 empty] | 470500483500 | 517 | 470500 | 483500
[5 empty] | 471500483500 | 517 | 471500 | 483500
[5 empty] | 472500483500 | 517 | 472500 | 483500
[5 empty] | 473500483500 | 517 | 473500 | 483500
[5 empty] | 474500483500 | 517 | 474500 | 483500
[5 empty] | 475500483500 | 517 | 475500 | 483500
[5 empty] | 476500483500 | 517 | 476500 | 483500
[5 empty] | 477500483500 | 517 | 477500 | 483500
[5 empty] | 478500483500 | 517 | 478500 | 483500
[5 empty] | 479500483500 | 517 | 479500 | 483500
[5 empty] | 480500483500 | 517 | 480500 | 483500
[5 empty] | 481500483500 | 517 | 481500 | 483500
[5 empty] | 482500483500 | 517 | 482500 | 483500
[5 empty] | 483500483500 | 517 | 483500 | 483500
[5 empty] | 484500483500 | 517 | 484500 | 483500
[5 empty] | 485500483500 | 517 | 485500 | 483500
[5 empty] | 486500483500 | 517 | 486500 | 483500
[5 empty] | 487500483500 | 517 | 487500 | 483500
[5 empty] | 488500483500 | 517 | 488500 | 483500
[5 empty] | 489500483500 | 517 | 489500 | 483500
[5 empty] | 490500483500 | 517 | 490500 | 483500
[5 empty] | 452500482500 | 517 | 452500 | 482500
[5 empty] | 453500482500 | 517 | 453500 | 482500
[5 empty] | 454500482500 | 517 | 454500 | 482500
[5 empty] | 455500482500 | 517 | 455500 | 482500
[5 empty] | 456500482500 | 517 | 456500 | 482500
[5 empty] | 457500482500 | 517 | 457500 | 482500
[5 empty] | 458500482500 | 517 | 458500 | 482500
[5 empty] | 459500482500 | 517 | 459500 | 482500
[5 empty] | 460500482500 | 517 | 460500 | 482500