[5 empty] | 410500160500 | 443 | 410500 | 160500
[5 empty] | 411500160500 | 443 | 411500 | 160500
[5 empty] | 412500160500 | 443 | 412500 | 160500
[5 empty] | 413500160500 | 443 | 413500 | 160500
[5 empty] | 414500160500 | 443 | 414500 | 160500
[5 empty] | 415500160500 | 443 | 415500 | 160500
[5 empty] | 416500160500 | 443 | 416500 | 160500
[5 empty] | 417500160500 | 443 | 417500 | 160500
[5 empty] | 418500160500 | 443 | 418500 | 160500
[5 empty] | 419500160500 | 443 | 419500 | 160500
[5 empty] | 420500160500 | 443 | 420500 | 160500
[5 empty] | 421500160500 | 443 | 421500 | 160500
[5 empty] | 422500160500 | 443 | 422500 | 160500
[5 empty] | 423500160500 | 443 | 423500 | 160500
[5 empty] | 424500160500 | 443 | 424500 | 160500
[5 empty] | 425500160500 | 443 | 425500 | 160500
[5 empty] | 426500160500 | 443 | 426500 | 160500
[5 empty] | 427500160500 | 443 | 427500 | 160500
[5 empty] | 428500160500 | 443 | 428500 | 160500
[5 empty] | 429500160500 | 443 | 429500 | 160500
[5 empty] | 430500160500 | 443 | 430500 | 160500
[5 empty] | 431500160500 | 443 | 431500 | 160500
[5 empty] | 432500160500 | 443 | 432500 | 160500
[5 empty] | 433500160500 | 443 | 433500 | 160500
[5 empty] | 434500160500 | 443 | 434500 | 160500
[5 empty] | 435500160500 | 443 | 435500 | 160500
[5 empty] | 379500159500 | 443 | 379500 | 159500
[5 empty] | 380500159500 | 443 | 380500 | 159500
[5 empty] | 381500159500 | 443 | 381500 | 159500
[5 empty] | 382500159500 | 443 | 382500 | 159500
[5 empty] | 383500159500 | 443 | 383500 | 159500
[5 empty] | 384500159500 | 443 | 384500 | 159500
[5 empty] | 385500159500 | 443 | 385500 | 159500
[5 empty] | 386500159500 | 443 | 386500 | 159500
[5 empty] | 387500159500 | 443 | 387500 | 159500
[5 empty] | 388500159500 | 443 | 388500 | 159500
[5 empty] | 389500159500 | 443 | 389500 | 159500
[5 empty] | 390500159500 | 443 | 390500 | 159500
[5 empty] | 391500159500 | 443 | 391500 | 159500
[5 empty] | 392500159500 | 443 | 392500 | 159500
[5 empty] | 393500159500 | 443 | 393500 | 159500
[5 empty] | 394500159500 | 443 | 394500 | 159500
[5 empty] | 395500159500 | 443 | 395500 | 159500
[5 empty] | 396500159500 | 443 | 396500 | 159500
[5 empty] | 397500159500 | 443 | 397500 | 159500
[5 empty] | 398500159500 | 443 | 398500 | 159500
[5 empty] | 399500159500 | 443 | 399500 | 159500
[5 empty] | 400500159500 | 443 | 400500 | 159500
[5 empty] | 401500159500 | 443 | 401500 | 159500
[5 empty] | 402500159500 | 443 | 402500 | 159500
[5 empty] | 403500159500 | 443 | 403500 | 159500
[5 empty] | 404500159500 | 443 | 404500 | 159500
[5 empty] | 405500159500 | 443 | 405500 | 159500
[5 empty] | 406500159500 | 443 | 406500 | 159500
[5 empty] | 407500159500 | 443 | 407500 | 159500
[5 empty] | 408500159500 | 443 | 408500 | 159500
[5 empty] | 409500159500 | 443 | 409500 | 159500
[5 empty] | 410500159500 | 443 | 410500 | 159500
[5 empty] | 411500159500 | 443 | 411500 | 159500
[5 empty] | 412500159500 | 443 | 412500 | 159500
[5 empty] | 413500159500 | 443 | 413500 | 159500
[5 empty] | 414500159500 | 443 | 414500 | 159500
[5 empty] | 415500159500 | 443 | 415500 | 159500
[5 empty] | 416500159500 | 443 | 416500 | 159500
[5 empty] | 417500159500 | 443 | 417500 | 159500
[5 empty] | 418500159500 | 443 | 418500 | 159500
[5 empty] | 419500159500 | 443 | 419500 | 159500
[5 empty] | 420500159500 | 443 | 420500 | 159500
[5 empty] | 421500159500 | 443 | 421500 | 159500
[5 empty] | 422500159500 | 443 | 422500 | 159500
[5 empty] | 423500159500 | 443 | 423500 | 159500
[5 empty] | 424500159500 | 443 | 424500 | 159500
[5 empty] | 425500159500 | 443 | 425500 | 159500
[5 empty] | 426500159500 | 443 | 426500 | 159500
[5 empty] | 427500159500 | 443 | 427500 | 159500
[5 empty] | 428500159500 | 443 | 428500 | 159500
[5 empty] | 429500159500 | 443 | 429500 | 159500
[5 empty] | 430500159500 | 443 | 430500 | 159500
[5 empty] | 431500159500 | 443 | 431500 | 159500
[5 empty] | 432500159500 | 443 | 432500 | 159500
[5 empty] | 434500159500 | 443 | 434500 | 159500
[5 empty] | 380500158500 | 443 | 380500 | 158500
[5 empty] | 381500158500 | 443 | 381500 | 158500
[5 empty] | 382500158500 | 443 | 382500 | 158500
[5 empty] | 383500158500 | 443 | 383500 | 158500
[5 empty] | 384500158500 | 443 | 384500 | 158500
[5 empty] | 385500158500 | 443 | 385500 | 158500
[5 empty] | 386500158500 | 443 | 386500 | 158500
[5 empty] | 387500158500 | 443 | 387500 | 158500
[5 empty] | 388500158500 | 443 | 388500 | 158500
[5 empty] | 389500158500 | 443 | 389500 | 158500
[5 empty] | 390500158500 | 443 | 390500 | 158500
[5 empty] | 391500158500 | 443 | 391500 | 158500
[5 empty] | 392500158500 | 443 | 392500 | 158500
[5 empty] | 393500158500 | 443 | 393500 | 158500
[5 empty] | 394500158500 | 443 | 394500 | 158500
[5 empty] | 395500158500 | 443 | 395500 | 158500
[5 empty] | 396500158500 | 443 | 396500 | 158500
[5 empty] | 397500158500 | 443 | 397500 | 158500
[5 empty] | 398500158500 | 443 | 398500 | 158500
[5 empty] | 399500158500 | 443 | 399500 | 158500
[5 empty] | 400500158500 | 443 | 400500 | 158500
[5 empty] | 401500158500 | 443 | 401500 | 158500
[5 empty] | 402500158500 | 443 | 402500 | 158500
[5 empty] | 403500158500 | 443 | 403500 | 158500
[5 empty] | 404500158500 | 443 | 404500 | 158500
[5 empty] | 405500158500 | 443 | 405500 | 158500
[5 empty] | 406500158500 | 443 | 406500 | 158500
[5 empty] | 407500158500 | 443 | 407500 | 158500
[5 empty] | 408500158500 | 443 | 408500 | 158500
[5 empty] | 409500158500 | 443 | 409500 | 158500
[5 empty] | 410500158500 | 443 | 410500 | 158500
[5 empty] | 411500158500 | 443 | 411500 | 158500
[5 empty] | 412500158500 | 443 | 412500 | 158500
[5 empty] | 413500158500 | 443 | 413500 | 158500
[5 empty] | 414500158500 | 443 | 414500 | 158500
[5 empty] | 415500158500 | 443 | 415500 | 158500
[5 empty] | 416500158500 | 443 | 416500 | 158500
[5 empty] | 417500158500 | 443 | 417500 | 158500
[5 empty] | 418500158500 | 443 | 418500 | 158500
[5 empty] | 419500158500 | 443 | 419500 | 158500
[5 empty] | 420500158500 | 443 | 420500 | 158500
[5 empty] | 421500158500 | 443 | 421500 | 158500
[5 empty] | 422500158500 | 443 | 422500 | 158500
[5 empty] | 423500158500 | 443 | 423500 | 158500
[5 empty] | 424500158500 | 443 | 424500 | 158500
[5 empty] | 425500158500 | 443 | 425500 | 158500
[5 empty] | 426500158500 | 443 | 426500 | 158500
[5 empty] | 427500158500 | 443 | 427500 | 158500
[5 empty] | 428500158500 | 443 | 428500 | 158500
[5 empty] | 429500158500 | 443 | 429500 | 158500
[5 empty] | 430500158500 | 443 | 430500 | 158500
[5 empty] | 431500158500 | 443 | 431500 | 158500
[5 empty] | 432500158500 | 443 | 432500 | 158500
[5 empty] | 381500157500 | 443 | 381500 | 157500
[5 empty] | 382500157500 | 443 | 382500 | 157500
[5 empty] | 383500157500 | 443 | 383500 | 157500
[5 empty] | 384500157500 | 443 | 384500 | 157500
[5 empty] | 385500157500 | 443 | 385500 | 157500
[5 empty] | 386500157500 | 443 | 386500 | 157500
[5 empty] | 387500157500 | 443 | 387500 | 157500
[5 empty] | 388500157500 | 443 | 388500 | 157500
[5 empty] | 389500157500 | 443 | 389500 | 157500
[5 empty] | 390500157500 | 443 | 390500 | 157500
[5 empty] | 391500157500 | 443 | 391500 | 157500
[5 empty] | 392500157500 | 443 | 392500 | 157500
[5 empty] | 393500157500 | 443 | 393500 | 157500
[5 empty] | 394500157500 | 443 | 394500 | 157500
[5 empty] | 395500157500 | 443 | 395500 | 157500
[5 empty] | 396500157500 | 443 | 396500 | 157500
[5 empty] | 397500157500 | 443 | 397500 | 157500
[5 empty] | 398500157500 | 443 | 398500 | 157500
[5 empty] | 399500157500 | 443 | 399500 | 157500
[5 empty] | 400500157500 | 443 | 400500 | 157500
[5 empty] | 401500157500 | 443 | 401500 | 157500
[5 empty] | 402500157500 | 443 | 402500 | 157500
[5 empty] | 403500157500 | 443 | 403500 | 157500
[5 empty] | 404500157500 | 443 | 404500 | 157500
[5 empty] | 405500157500 | 443 | 405500 | 157500
[5 empty] | 406500157500 | 443 | 406500 | 157500
[5 empty] | 407500157500 | 443 | 407500 | 157500
[5 empty] | 408500157500 | 443 | 408500 | 157500
[5 empty] | 409500157500 | 443 | 409500 | 157500
[5 empty] | 410500157500 | 443 | 410500 | 157500
[5 empty] | 411500157500 | 443 | 411500 | 157500
[5 empty] | 412500157500 | 443 | 412500 | 157500
[5 empty] | 413500157500 | 443 | 413500 | 157500
[5 empty] | 414500157500 | 443 | 414500 | 157500
[5 empty] | 415500157500 | 443 | 415500 | 157500
[5 empty] | 416500157500 | 443 | 416500 | 157500
[5 empty] | 417500157500 | 443 | 417500 | 157500
[5 empty] | 418500157500 | 443 | 418500 | 157500
[5 empty] | 419500157500 | 443 | 419500 | 157500
[5 empty] | 420500157500 | 443 | 420500 | 157500
[5 empty] | 421500157500 | 443 | 421500 | 157500
[5 empty] | 422500157500 | 443 | 422500 | 157500
[5 empty] | 423500157500 | 443 | 423500 | 157500
[5 empty] | 424500157500 | 443 | 424500 | 157500
[5 empty] | 425500157500 | 443 | 425500 | 157500
[5 empty] | 426500157500 | 443 | 426500 | 157500
[5 empty] | 427500157500 | 443 | 427500 | 157500
[5 empty] | 428500157500 | 443 | 428500 | 157500
[5 empty] | 429500157500 | 443 | 429500 | 157500
[5 empty] | 430500157500 | 443 | 430500 | 157500
[5 empty] | 431500157500 | 443 | 431500 | 157500
[5 empty] | 432500157500 | 443 | 432500 | 157500
[5 empty] | 381500156500 | 443 | 381500 | 156500
[5 empty] | 382500156500 | 443 | 382500 | 156500
[5 empty] | 383500156500 | 443 | 383500 | 156500
[5 empty] | 384500156500 | 443 | 384500 | 156500
[5 empty] | 385500156500 | 443 | 385500 | 156500
[5 empty] | 386500156500 | 443 | 386500 | 156500
[5 empty] | 387500156500 | 443 | 387500 | 156500
[5 empty] | 388500156500 | 443 | 388500 | 156500
[5 empty] | 389500156500 | 443 | 389500 | 156500
[5 empty] | 390500156500 | 443 | 390500 | 156500
[5 empty] | 391500156500 | 443 | 391500 | 156500
[5 empty] | 392500156500 | 443 | 392500 | 156500
[5 empty] | 393500156500 | 443 | 393500 | 156500
[5 empty] | 394500156500 | 443 | 394500 | 156500
[5 empty] | 395500156500 | 443 | 395500 | 156500
[5 empty] | 396500156500 | 443 | 396500 | 156500
[5 empty] | 397500156500 | 443 | 397500 | 156500
[5 empty] | 398500156500 | 443 | 398500 | 156500
[5 empty] | 399500156500 | 443 | 399500 | 156500
[5 empty] | 400500156500 | 443 | 400500 | 156500
[5 empty] | 401500156500 | 443 | 401500 | 156500
[5 empty] | 402500156500 | 443 | 402500 | 156500
[5 empty] | 403500156500 | 443 | 403500 | 156500
[5 empty] | 404500156500 | 443 | 404500 | 156500
[5 empty] | 405500156500 | 443 | 405500 | 156500
[5 empty] | 406500156500 | 443 | 406500 | 156500
[5 empty] | 407500156500 | 443 | 407500 | 156500
[5 empty] | 408500156500 | 443 | 408500 | 156500
[5 empty] | 409500156500 | 443 | 409500 | 156500
[5 empty] | 410500156500 | 443 | 410500 | 156500
[5 empty] | 411500156500 | 443 | 411500 | 156500
[5 empty] | 412500156500 | 443 | 412500 | 156500
[5 empty] | 413500156500 | 443 | 413500 | 156500
[5 empty] | 414500156500 | 443 | 414500 | 156500
[5 empty] | 415500156500 | 443 | 415500 | 156500
[5 empty] | 416500156500 | 443 | 416500 | 156500
[5 empty] | 417500156500 | 443 | 417500 | 156500
[5 empty] | 418500156500 | 443 | 418500 | 156500
[5 empty] | 419500156500 | 443 | 419500 | 156500
[5 empty] | 420500156500 | 443 | 420500 | 156500
[5 empty] | 421500156500 | 443 | 421500 | 156500
[5 empty] | 422500156500 | 443 | 422500 | 156500
[5 empty] | 423500156500 | 443 | 423500 | 156500
[5 empty] | 424500156500 | 443 | 424500 | 156500
[5 empty] | 425500156500 | 443 | 425500 | 156500
[5 empty] | 426500156500 | 443 | 426500 | 156500
[5 empty] | 427500156500 | 443 | 427500 | 156500
[5 empty] | 428500156500 | 443 | 428500 | 156500
[5 empty] | 429500156500 | 443 | 429500 | 156500
[5 empty] | 430500156500 | 443 | 430500 | 156500
[5 empty] | 431500156500 | 443 | 431500 | 156500
[5 empty] | 432500156500 | 443 | 432500 | 156500
[5 empty] | 381500155500 | 443 | 381500 | 155500
[5 empty] | 382500155500 | 443 | 382500 | 155500
[5 empty] | 383500155500 | 443 | 383500 | 155500
[5 empty] | 384500155500 | 443 | 384500 | 155500
[5 empty] | 385500155500 | 443 | 385500 | 155500
[5 empty] | 386500155500 | 443 | 386500 | 155500
[5 empty] | 387500155500 | 443 | 387500 | 155500
[5 empty] | 388500155500 | 443 | 388500 | 155500
[5 empty] | 389500155500 | 443 | 389500 | 155500
[5 empty] | 390500155500 | 443 | 390500 | 155500
[5 empty] | 391500155500 | 443 | 391500 | 155500
[5 empty] | 392500155500 | 443 | 392500 | 155500
[5 empty] | 393500155500 | 443 | 393500 | 155500
[5 empty] | 394500155500 | 443 | 394500 | 155500
[5 empty] | 395500155500 | 443 | 395500 | 155500
[5 empty] | 396500155500 | 443 | 396500 | 155500
[5 empty] | 397500155500 | 443 | 397500 | 155500
[5 empty] | 398500155500 | 443 | 398500 | 155500
[5 empty] | 399500155500 | 443 | 399500 | 155500
[5 empty] | 400500155500 | 443 | 400500 | 155500
[5 empty] | 401500155500 | 443 | 401500 | 155500
[5 empty] | 402500155500 | 443 | 402500 | 155500
[5 empty] | 403500155500 | 443 | 403500 | 155500
[5 empty] | 404500155500 | 443 | 404500 | 155500
[5 empty] | 405500155500 | 443 | 405500 | 155500
[5 empty] | 406500155500 | 443 | 406500 | 155500
[5 empty] | 407500155500 | 443 | 407500 | 155500
[5 empty] | 408500155500 | 443 | 408500 | 155500
[5 empty] | 409500155500 | 443 | 409500 | 155500
[5 empty] | 410500155500 | 443 | 410500 | 155500
[5 empty] | 411500155500 | 443 | 411500 | 155500
[5 empty] | 412500155500 | 443 | 412500 | 155500
[5 empty] | 413500155500 | 443 | 413500 | 155500
[5 empty] | 414500155500 | 443 | 414500 | 155500
[5 empty] | 415500155500 | 443 | 415500 | 155500
[5 empty] | 416500155500 | 443 | 416500 | 155500
[5 empty] | 417500155500 | 443 | 417500 | 155500
[5 empty] | 418500155500 | 443 | 418500 | 155500
[5 empty] | 419500155500 | 443 | 419500 | 155500
[5 empty] | 420500155500 | 443 | 420500 | 155500
[5 empty] | 421500155500 | 443 | 421500 | 155500
[5 empty] | 422500155500 | 443 | 422500 | 155500
[5 empty] | 423500155500 | 443 | 423500 | 155500
[5 empty] | 424500155500 | 443 | 424500 | 155500
[5 empty] | 425500155500 | 443 | 425500 | 155500
[5 empty] | 426500155500 | 443 | 426500 | 155500
[5 empty] | 427500155500 | 443 | 427500 | 155500
[5 empty] | 428500155500 | 443 | 428500 | 155500
[5 empty] | 429500155500 | 443 | 429500 | 155500
[5 empty] | 430500155500 | 443 | 430500 | 155500
[5 empty] | 431500155500 | 443 | 431500 | 155500
[5 empty] | 432500155500 | 443 | 432500 | 155500
[5 empty] | 382500154500 | 443 | 382500 | 154500
[5 empty] | 383500154500 | 443 | 383500 | 154500
[5 empty] | 384500154500 | 443 | 384500 | 154500
[5 empty] | 385500154500 | 443 | 385500 | 154500
[5 empty] | 386500154500 | 443 | 386500 | 154500
[5 empty] | 387500154500 | 443 | 387500 | 154500
[5 empty] | 388500154500 | 443 | 388500 | 154500
[5 empty] | 389500154500 | 443 | 389500 | 154500
[5 empty] | 390500154500 | 443 | 390500 | 154500
[5 empty] | 391500154500 | 443 | 391500 | 154500
[5 empty] | 392500154500 | 443 | 392500 | 154500
[5 empty] | 393500154500 | 443 | 393500 | 154500
[5 empty] | 394500154500 | 443 | 394500 | 154500
[5 empty] | 395500154500 | 443 | 395500 | 154500
[5 empty] | 396500154500 | 443 | 396500 | 154500
[5 empty] | 397500154500 | 443 | 397500 | 154500
[5 empty] | 398500154500 | 443 | 398500 | 154500
[5 empty] | 399500154500 | 443 | 399500 | 154500
[5 empty] | 400500154500 | 443 | 400500 | 154500
[5 empty] | 401500154500 | 443 | 401500 | 154500
[5 empty] | 402500154500 | 443 | 402500 | 154500
[5 empty] | 403500154500 | 443 | 403500 | 154500
[5 empty] | 404500154500 | 443 | 404500 | 154500
[5 empty] | 405500154500 | 443 | 405500 | 154500
[5 empty] | 406500154500 | 443 | 406500 | 154500
[5 empty] | 407500154500 | 443 | 407500 | 154500
[5 empty] | 408500154500 | 443 | 408500 | 154500
[5 empty] | 409500154500 | 443 | 409500 | 154500
[5 empty] | 410500154500 | 443 | 410500 | 154500
[5 empty] | 411500154500 | 443 | 411500 | 154500
[5 empty] | 412500154500 | 443 | 412500 | 154500
[5 empty] | 413500154500 | 443 | 413500 | 154500
[5 empty] | 414500154500 | 443 | 414500 | 154500
[5 empty] | 415500154500 | 443 | 415500 | 154500
[5 empty] | 416500154500 | 443 | 416500 | 154500
[5 empty] | 417500154500 | 443 | 417500 | 154500
[5 empty] | 418500154500 | 443 | 418500 | 154500
[5 empty] | 419500154500 | 443 | 419500 | 154500
[5 empty] | 420500154500 | 443 | 420500 | 154500
[5 empty] | 421500154500 | 443 | 421500 | 154500
[5 empty] | 422500154500 | 443 | 422500 | 154500
[5 empty] | 423500154500 | 443 | 423500 | 154500
[5 empty] | 424500154500 | 443 | 424500 | 154500
[5 empty] | 425500154500 | 443 | 425500 | 154500
[5 empty] | 426500154500 | 443 | 426500 | 154500
[5 empty] | 427500154500 | 443 | 427500 | 154500
[5 empty] | 428500154500 | 443 | 428500 | 154500
[5 empty] | 429500154500 | 443 | 429500 | 154500
[5 empty] | 430500154500 | 443 | 430500 | 154500
[5 empty] | 431500154500 | 443 | 431500 | 154500
[5 empty] | 432500154500 | 443 | 432500 | 154500
[5 empty] | 383500153500 | 443 | 383500 | 153500
[5 empty] | 384500153500 | 443 | 384500 | 153500
[5 empty] | 385500153500 | 443 | 385500 | 153500
[5 empty] | 386500153500 | 443 | 386500 | 153500
[5 empty] | 387500153500 | 443 | 387500 | 153500
[5 empty] | 388500153500 | 443 | 388500 | 153500
[5 empty] | 389500153500 | 443 | 389500 | 153500
[5 empty] | 390500153500 | 443 | 390500 | 153500
[5 empty] | 391500153500 | 443 | 391500 | 153500
[5 empty] | 392500153500 | 443 | 392500 | 153500
[5 empty] | 393500153500 | 443 | 393500 | 153500
[5 empty] | 394500153500 | 443 | 394500 | 153500
[5 empty] | 395500153500 | 443 | 395500 | 153500
[5 empty] | 396500153500 | 443 | 396500 | 153500
[5 empty] | 397500153500 | 443 | 397500 | 153500
[5 empty] | 398500153500 | 443 | 398500 | 153500
[5 empty] | 399500153500 | 443 | 399500 | 153500
[5 empty] | 400500153500 | 443 | 400500 | 153500
[5 empty] | 401500153500 | 443 | 401500 | 153500
[5 empty] | 402500153500 | 443 | 402500 | 153500
[5 empty] | 403500153500 | 443 | 403500 | 153500
[5 empty] | 404500153500 | 443 | 404500 | 153500
[5 empty] | 405500153500 | 443 | 405500 | 153500
[5 empty] | 406500153500 | 443 | 406500 | 153500
[5 empty] | 407500153500 | 443 | 407500 | 153500
[5 empty] | 408500153500 | 443 | 408500 | 153500
[5 empty] | 409500153500 | 443 | 409500 | 153500
[5 empty] | 410500153500 | 443 | 410500 | 153500
[5 empty] | 411500153500 | 443 | 411500 | 153500
[5 empty] | 412500153500 | 443 | 412500 | 153500
[5 empty] | 413500153500 | 443 | 413500 | 153500
[5 empty] | 414500153500 | 443 | 414500 | 153500
[5 empty] | 415500153500 | 443 | 415500 | 153500
[5 empty] | 416500153500 | 443 | 416500 | 153500
[5 empty] | 417500153500 | 443 | 417500 | 153500
[5 empty] | 418500153500 | 443 | 418500 | 153500
[5 empty] | 419500153500 | 443 | 419500 | 153500
[5 empty] | 420500153500 | 443 | 420500 | 153500
[5 empty] | 421500153500 | 443 | 421500 | 153500
[5 empty] | 422500153500 | 443 | 422500 | 153500
[5 empty] | 423500153500 | 443 | 423500 | 153500
[5 empty] | 424500153500 | 443 | 424500 | 153500
[5 empty] | 425500153500 | 443 | 425500 | 153500
[5 empty] | 426500153500 | 443 | 426500 | 153500
[5 empty] | 427500153500 | 443 | 427500 | 153500
[5 empty] | 428500153500 | 443 | 428500 | 153500
[5 empty] | 429500153500 | 443 | 429500 | 153500
[5 empty] | 430500153500 | 443 | 430500 | 153500
[5 empty] | 431500153500 | 443 | 431500 | 153500
[5 empty] | 383500152500 | 443 | 383500 | 152500
[5 empty] | 384500152500 | 443 | 384500 | 152500
[5 empty] | 385500152500 | 443 | 385500 | 152500
[5 empty] | 386500152500 | 443 | 386500 | 152500
[5 empty] | 387500152500 | 443 | 387500 | 152500
[5 empty] | 388500152500 | 443 | 388500 | 152500
[5 empty] | 389500152500 | 443 | 389500 | 152500
[5 empty] | 390500152500 | 443 | 390500 | 152500
[5 empty] | 391500152500 | 443 | 391500 | 152500
[5 empty] | 392500152500 | 443 | 392500 | 152500
[5 empty] | 393500152500 | 443 | 393500 | 152500
[5 empty] | 394500152500 | 443 | 394500 | 152500
[5 empty] | 395500152500 | 443 | 395500 | 152500
[5 empty] | 396500152500 | 443 | 396500 | 152500
[5 empty] | 397500152500 | 443 | 397500 | 152500
[5 empty] | 398500152500 | 443 | 398500 | 152500
[5 empty] | 399500152500 | 443 | 399500 | 152500
[5 empty] | 400500152500 | 443 | 400500 | 152500
[5 empty] | 401500152500 | 443 | 401500 | 152500
[5 empty] | 402500152500 | 443 | 402500 | 152500
[5 empty] | 403500152500 | 443 | 403500 | 152500
[5 empty] | 404500152500 | 443 | 404500 | 152500
[5 empty] | 405500152500 | 443 | 405500 | 152500
[5 empty] | 406500152500 | 443 | 406500 | 152500
[5 empty] | 407500152500 | 443 | 407500 | 152500
[5 empty] | 408500152500 | 443 | 408500 | 152500
[5 empty] | 409500152500 | 443 | 409500 | 152500
[5 empty] | 410500152500 | 443 | 410500 | 152500
[5 empty] | 411500152500 | 443 | 411500 | 152500
[5 empty] | 412500152500 | 443 | 412500 | 152500
[5 empty] | 413500152500 | 443 | 413500 | 152500
[5 empty] | 414500152500 | 443 | 414500 | 152500
[5 empty] | 415500152500 | 443 | 415500 | 152500
[5 empty] | 416500152500 | 443 | 416500 | 152500
[5 empty] | 417500152500 | 443 | 417500 | 152500
[5 empty] | 418500152500 | 443 | 418500 | 152500
[5 empty] | 419500152500 | 443 | 419500 | 152500
[5 empty] | 420500152500 | 443 | 420500 | 152500
[5 empty] | 421500152500 | 443 | 421500 | 152500
[5 empty] | 422500152500 | 443 | 422500 | 152500
[5 empty] | 423500152500 | 443 | 423500 | 152500
[5 empty] | 424500152500 | 443 | 424500 | 152500
[5 empty] | 425500152500 | 443 | 425500 | 152500
[5 empty] | 426500152500 | 443 | 426500 | 152500
[5 empty] | 427500152500 | 443 | 427500 | 152500
[5 empty] | 428500152500 | 443 | 428500 | 152500
[5 empty] | 429500152500 | 443 | 429500 | 152500
[5 empty] | 430500152500 | 443 | 430500 | 152500
[5 empty] | 431500152500 | 443 | 431500 | 152500
[5 empty] | 383500151500 | 443 | 383500 | 151500
[5 empty] | 384500151500 | 443 | 384500 | 151500
[5 empty] | 385500151500 | 443 | 385500 | 151500
[5 empty] | 386500151500 | 443 | 386500 | 151500
[5 empty] | 387500151500 | 443 | 387500 | 151500
[5 empty] | 388500151500 | 443 | 388500 | 151500
[5 empty] | 389500151500 | 443 | 389500 | 151500
[5 empty] | 390500151500 | 443 | 390500 | 151500
[5 empty] | 391500151500 | 443 | 391500 | 151500
[5 empty] | 392500151500 | 443 | 392500 | 151500
[5 empty] | 393500151500 | 443 | 393500 | 151500
[5 empty] | 394500151500 | 443 | 394500 | 151500
[5 empty] | 395500151500 | 443 | 395500 | 151500
[5 empty] | 396500151500 | 443 | 396500 | 151500
[5 empty] | 397500151500 | 443 | 397500 | 151500
[5 empty] | 398500151500 | 443 | 398500 | 151500
[5 empty] | 399500151500 | 443 | 399500 | 151500
[5 empty] | 400500151500 | 443 | 400500 | 151500
[5 empty] | 401500151500 | 443 | 401500 | 151500
[5 empty] | 402500151500 | 443 | 402500 | 151500
[5 empty] | 403500151500 | 443 | 403500 | 151500
[5 empty] | 404500151500 | 443 | 404500 | 151500
[5 empty] | 405500151500 | 443 | 405500 | 151500
[5 empty] | 406500151500 | 443 | 406500 | 151500
[5 empty] | 407500151500 | 443 | 407500 | 151500
[5 empty] | 408500151500 | 443 | 408500 | 151500
[5 empty] | 409500151500 | 443 | 409500 | 151500
[5 empty] | 410500151500 | 443 | 410500 | 151500
[5 empty] | 411500151500 | 443 | 411500 | 151500
[5 empty] | 412500151500 | 443 | 412500 | 151500
[5 empty] | 413500151500 | 443 | 413500 | 151500
[5 empty] | 414500151500 | 443 | 414500 | 151500
[5 empty] | 415500151500 | 443 | 415500 | 151500
[5 empty] | 416500151500 | 443 | 416500 | 151500
[5 empty] | 417500151500 | 443 | 417500 | 151500
[5 empty] | 418500151500 | 443 | 418500 | 151500
[5 empty] | 419500151500 | 443 | 419500 | 151500
[5 empty] | 420500151500 | 443 | 420500 | 151500
[5 empty] | 421500151500 | 443 | 421500 | 151500
[5 empty] | 422500151500 | 443 | 422500 | 151500
[5 empty] | 423500151500 | 443 | 423500 | 151500
[5 empty] | 424500151500 | 443 | 424500 | 151500
[5 empty] | 425500151500 | 443 | 425500 | 151500
[5 empty] | 426500151500 | 443 | 426500 | 151500
[5 empty] | 427500151500 | 443 | 427500 | 151500
[5 empty] | 428500151500 | 443 | 428500 | 151500
[5 empty] | 429500151500 | 443 | 429500 | 151500
[5 empty] | 430500151500 | 443 | 430500 | 151500
[5 empty] | 431500151500 | 443 | 431500 | 151500
[5 empty] | 432500151500 | 443 | 432500 | 151500
[5 empty] | 383500150500 | 443 | 383500 | 150500
[5 empty] | 384500150500 | 443 | 384500 | 150500
[5 empty] | 385500150500 | 443 | 385500 | 150500
[5 empty] | 386500150500 | 443 | 386500 | 150500
[5 empty] | 387500150500 | 443 | 387500 | 150500
[5 empty] | 388500150500 | 443 | 388500 | 150500
[5 empty] | 389500150500 | 443 | 389500 | 150500
[5 empty] | 390500150500 | 443 | 390500 | 150500
[5 empty] | 391500150500 | 443 | 391500 | 150500
[5 empty] | 392500150500 | 443 | 392500 | 150500
[5 empty] | 393500150500 | 443 | 393500 | 150500
[5 empty] | 394500150500 | 443 | 394500 | 150500
[5 empty] | 395500150500 | 443 | 395500 | 150500
[5 empty] | 396500150500 | 443 | 396500 | 150500
[5 empty] | 397500150500 | 443 | 397500 | 150500
[5 empty] | 398500150500 | 443 | 398500 | 150500
[5 empty] | 399500150500 | 443 | 399500 | 150500
[5 empty] | 400500150500 | 443 | 400500 | 150500
[5 empty] | 401500150500 | 443 | 401500 | 150500
[5 empty] | 402500150500 | 443 | 402500 | 150500
[5 empty] | 403500150500 | 443 | 403500 | 150500
[5 empty] | 404500150500 | 443 | 404500 | 150500
[5 empty] | 405500150500 | 443 | 405500 | 150500
[5 empty] | 406500150500 | 443 | 406500 | 150500
[5 empty] | 407500150500 | 443 | 407500 | 150500
[5 empty] | 408500150500 | 443 | 408500 | 150500
[5 empty] | 409500150500 | 443 | 409500 | 150500
[5 empty] | 410500150500 | 443 | 410500 | 150500
[5 empty] | 411500150500 | 443 | 411500 | 150500
[5 empty] | 412500150500 | 443 | 412500 | 150500
[5 empty] | 413500150500 | 443 | 413500 | 150500
[5 empty] | 414500150500 | 443 | 414500 | 150500
[5 empty] | 415500150500 | 443 | 415500 | 150500
[5 empty] | 416500150500 | 443 | 416500 | 150500
[5 empty] | 417500150500 | 443 | 417500 | 150500
[5 empty] | 418500150500 | 443 | 418500 | 150500
[5 empty] | 419500150500 | 443 | 419500 | 150500
[5 empty] | 420500150500 | 443 | 420500 | 150500
[5 empty] | 421500150500 | 443 | 421500 | 150500
[5 empty] | 422500150500 | 443 | 422500 | 150500
[5 empty] | 423500150500 | 443 | 423500 | 150500
[5 empty] | 424500150500 | 443 | 424500 | 150500
[5 empty] | 425500150500 | 443 | 425500 | 150500
[5 empty] | 426500150500 | 443 | 426500 | 150500
[5 empty] | 427500150500 | 443 | 427500 | 150500
[5 empty] | 430500150500 | 443 | 430500 | 150500
[5 empty] | 431500150500 | 443 | 431500 | 150500
[5 empty] | 432500150500 | 443 | 432500 | 150500
[5 empty] | 382500149500 | 443 | 382500 | 149500
[5 empty] | 383500149500 | 443 | 383500 | 149500
[5 empty] | 384500149500 | 443 | 384500 | 149500
[5 empty] | 385500149500 | 443 | 385500 | 149500
[5 empty] | 386500149500 | 443 | 386500 | 149500
[5 empty] | 387500149500 | 443 | 387500 | 149500
[5 empty] | 388500149500 | 443 | 388500 | 149500
[5 empty] | 389500149500 | 443 | 389500 | 149500
[5 empty] | 390500149500 | 443 | 390500 | 149500
[5 empty] | 391500149500 | 443 | 391500 | 149500
[5 empty] | 392500149500 | 443 | 392500 | 149500
[5 empty] | 393500149500 | 443 | 393500 | 149500
[5 empty] | 394500149500 | 443 | 394500 | 149500
[5 empty] | 395500149500 | 443 | 395500 | 149500
[5 empty] | 396500149500 | 443 | 396500 | 149500
[5 empty] | 397500149500 | 443 | 397500 | 149500
[5 empty] | 398500149500 | 443 | 398500 | 149500
[5 empty] | 399500149500 | 443 | 399500 | 149500
[5 empty] | 400500149500 | 443 | 400500 | 149500
[5 empty] | 401500149500 | 443 | 401500 | 149500
[5 empty] | 402500149500 | 443 | 402500 | 149500
[5 empty] | 403500149500 | 443 | 403500 | 149500
[5 empty] | 404500149500 | 443 | 404500 | 149500
[5 empty] | 405500149500 | 443 | 405500 | 149500
[5 empty] | 406500149500 | 443 | 406500 | 149500
[5 empty] | 407500149500 | 443 | 407500 | 149500
[5 empty] | 408500149500 | 443 | 408500 | 149500
[5 empty] | 409500149500 | 443 | 409500 | 149500
[5 empty] | 410500149500 | 443 | 410500 | 149500
[5 empty] | 411500149500 | 443 | 411500 | 149500
[5 empty] | 412500149500 | 443 | 412500 | 149500
[5 empty] | 413500149500 | 443 | 413500 | 149500
[5 empty] | 414500149500 | 443 | 414500 | 149500
[5 empty] | 415500149500 | 443 | 415500 | 149500
[5 empty] | 416500149500 | 443 | 416500 | 149500
[5 empty] | 417500149500 | 443 | 417500 | 149500
[5 empty] | 418500149500 | 443 | 418500 | 149500
[5 empty] | 419500149500 | 443 | 419500 | 149500
[5 empty] | 420500149500 | 443 | 420500 | 149500
[5 empty] | 421500149500 | 443 | 421500 | 149500
[5 empty] | 422500149500 | 443 | 422500 | 149500
[5 empty] | 423500149500 | 443 | 423500 | 149500
[5 empty] | 424500149500 | 443 | 424500 | 149500
[5 empty] | 425500149500 | 443 | 425500 | 149500
[5 empty] | 426500149500 | 443 | 426500 | 149500
[5 empty] | 382500148500 | 443 | 382500 | 148500
[5 empty] | 383500148500 | 443 | 383500 | 148500
[5 empty] | 384500148500 | 443 | 384500 | 148500
[5 empty] | 385500148500 | 443 | 385500 | 148500
[5 empty] | 386500148500 | 443 | 386500 | 148500
[5 empty] | 387500148500 | 443 | 387500 | 148500
[5 empty] | 388500148500 | 443 | 388500 | 148500
[5 empty] | 389500148500 | 443 | 389500 | 148500
[5 empty] | 390500148500 | 443 | 390500 | 148500
[5 empty] | 391500148500 | 443 | 391500 | 148500
[5 empty] | 392500148500 | 443 | 392500 | 148500
[5 empty] | 393500148500 | 443 | 393500 | 148500
[5 empty] | 394500148500 | 443 | 394500 | 148500
[5 empty] | 395500148500 | 443 | 395500 | 148500
[5 empty] | 396500148500 | 443 | 396500 | 148500
[5 empty] | 397500148500 | 443 | 397500 | 148500
[5 empty] | 398500148500 | 443 | 398500 | 148500
[5 empty] | 399500148500 | 443 | 399500 | 148500
[5 empty] | 400500148500 | 443 | 400500 | 148500
[5 empty] | 401500148500 | 443 | 401500 | 148500
[5 empty] | 402500148500 | 443 | 402500 | 148500
[5 empty] | 403500148500 | 443 | 403500 | 148500
[5 empty] | 404500148500 | 443 | 404500 | 148500
[5 empty] | 405500148500 | 443 | 405500 | 148500
[5 empty] | 406500148500 | 443 | 406500 | 148500
[5 empty] | 407500148500 | 443 | 407500 | 148500
[5 empty] | 408500148500 | 443 | 408500 | 148500
[5 empty] | 409500148500 | 443 | 409500 | 148500
[5 empty] | 410500148500 | 443 | 410500 | 148500
[5 empty] | 411500148500 | 443 | 411500 | 148500
[5 empty] | 412500148500 | 443 | 412500 | 148500
[5 empty] | 413500148500 | 443 | 413500 | 148500
[5 empty] | 414500148500 | 443 | 414500 | 148500
[5 empty] | 415500148500 | 443 | 415500 | 148500
[5 empty] | 416500148500 | 443 | 416500 | 148500
[5 empty] | 417500148500 | 443 | 417500 | 148500
[5 empty] | 418500148500 | 443 | 418500 | 148500
[5 empty] | 419500148500 | 443 | 419500 | 148500
[5 empty] | 420500148500 | 443 | 420500 | 148500
[5 empty] | 421500148500 | 443 | 421500 | 148500
[5 empty] | 422500148500 | 443 | 422500 | 148500
[5 empty] | 423500148500 | 443 | 423500 | 148500
[5 empty] | 424500148500 | 443 | 424500 | 148500
[5 empty] | 425500148500 | 443 | 425500 | 148500
[5 empty] | 381500147500 | 443 | 381500 | 147500
[5 empty] | 382500147500 | 443 | 382500 | 147500
[5 empty] | 383500147500 | 443 | 383500 | 147500
[5 empty] | 384500147500 | 443 | 384500 | 147500
[5 empty] | 385500147500 | 443 | 385500 | 147500
[5 empty] | 386500147500 | 443 | 386500 | 147500
[5 empty] | 387500147500 | 443 | 387500 | 147500
[5 empty] | 388500147500 | 443 | 388500 | 147500
[5 empty] | 389500147500 | 443 | 389500 | 147500
[5 empty] | 390500147500 | 443 | 390500 | 147500
[5 empty] | 391500147500 | 443 | 391500 | 147500
[5 empty] | 392500147500 | 443 | 392500 | 147500
[5 empty] | 393500147500 | 443 | 393500 | 147500
[5 empty] | 394500147500 | 443 | 394500 | 147500
[5 empty] | 395500147500 | 443 | 395500 | 147500
[5 empty] | 396500147500 | 443 | 396500 | 147500
[5 empty] | 397500147500 | 443 | 397500 | 147500
[5 empty] | 398500147500 | 443 | 398500 | 147500
[5 empty] | 399500147500 | 443 | 399500 | 147500
[5 empty] | 400500147500 | 443 | 400500 | 147500
[5 empty] | 401500147500 | 443 | 401500 | 147500
[5 empty] | 402500147500 | 443 | 402500 | 147500
[5 empty] | 403500147500 | 443 | 403500 | 147500
[5 empty] | 404500147500 | 443 | 404500 | 147500
[5 empty] | 405500147500 | 443 | 405500 | 147500
[5 empty] | 406500147500 | 443 | 406500 | 147500
[5 empty] | 407500147500 | 443 | 407500 | 147500
[5 empty] | 408500147500 | 443 | 408500 | 147500
[5 empty] | 409500147500 | 443 | 409500 | 147500
[5 empty] | 410500147500 | 443 | 410500 | 147500
[5 empty] | 411500147500 | 443 | 411500 | 147500
[5 empty] | 412500147500 | 443 | 412500 | 147500
[5 empty] | 413500147500 | 443 | 413500 | 147500
[5 empty] | 414500147500 | 443 | 414500 | 147500
[5 empty] | 415500147500 | 443 | 415500 | 147500
[5 empty] | 416500147500 | 443 | 416500 | 147500
[5 empty] | 417500147500 | 443 | 417500 | 147500
[5 empty] | 418500147500 | 443 | 418500 | 147500
[5 empty] | 419500147500 | 443 | 419500 | 147500
[5 empty] | 420500147500 | 443 | 420500 | 147500
[5 empty] | 421500147500 | 443 | 421500 | 147500
[5 empty] | 422500147500 | 443 | 422500 | 147500
[5 empty] | 423500147500 | 443 | 423500 | 147500
[5 empty] | 424500147500 | 443 | 424500 | 147500
[5 empty] | 425500147500 | 443 | 425500 | 147500
[5 empty] | 381500146500 | 443 | 381500 | 146500
[5 empty] | 382500146500 | 443 | 382500 | 146500
[5 empty] | 383500146500 | 443 | 383500 | 146500
[5 empty] | 384500146500 | 443 | 384500 | 146500
[5 empty] | 385500146500 | 443 | 385500 | 146500
[5 empty] | 386500146500 | 443 | 386500 | 146500
[5 empty] | 387500146500 | 443 | 387500 | 146500
[5 empty] | 388500146500 | 443 | 388500 | 146500
[5 empty] | 389500146500 | 443 | 389500 | 146500
[5 empty] | 390500146500 | 443 | 390500 | 146500
[5 empty] | 391500146500 | 443 | 391500 | 146500
[5 empty] | 392500146500 | 443 | 392500 | 146500
[5 empty] | 393500146500 | 443 | 393500 | 146500
[5 empty] | 394500146500 | 443 | 394500 | 146500
[5 empty] | 395500146500 | 443 | 395500 | 146500
[5 empty] | 396500146500 | 443 | 396500 | 146500
[5 empty] | 397500146500 | 443 | 397500 | 146500
[5 empty] | 398500146500 | 443 | 398500 | 146500
[5 empty] | 399500146500 | 443 | 399500 | 146500
[5 empty] | 400500146500 | 443 | 400500 | 146500
[5 empty] | 401500146500 | 443 | 401500 | 146500
[5 empty] | 402500146500 | 443 | 402500 | 146500
[5 empty] | 403500146500 | 443 | 403500 | 146500
[5 empty] | 404500146500 | 443 | 404500 | 146500
[5 empty] | 405500146500 | 443 | 405500 | 146500
[5 empty] | 406500146500 | 443 | 406500 | 146500
[5 empty] | 407500146500 | 443 | 407500 | 146500
[5 empty] | 408500146500 | 443 | 408500 | 146500
[5 empty] | 409500146500 | 443 | 409500 | 146500
[5 empty] | 410500146500 | 443 | 410500 | 146500
[5 empty] | 411500146500 | 443 | 411500 | 146500
[5 empty] | 412500146500 | 443 | 412500 | 146500
[5 empty] | 413500146500 | 443 | 413500 | 146500
[5 empty] | 414500146500 | 443 | 414500 | 146500
[5 empty] | 415500146500 | 443 | 415500 | 146500
[5 empty] | 416500146500 | 443 | 416500 | 146500
[5 empty] | 417500146500 | 443 | 417500 | 146500
[5 empty] | 418500146500 | 443 | 418500 | 146500
[5 empty] | 419500146500 | 443 | 419500 | 146500
[5 empty] | 420500146500 | 443 | 420500 | 146500
[5 empty] | 421500146500 | 443 | 421500 | 146500
[5 empty] | 422500146500 | 443 | 422500 | 146500
[5 empty] | 381500145500 | 443 | 381500 | 145500
[5 empty] | 382500145500 | 443 | 382500 | 145500
[5 empty] | 383500145500 | 443 | 383500 | 145500
[5 empty] | 384500145500 | 443 | 384500 | 145500
[5 empty] | 385500145500 | 443 | 385500 | 145500
[5 empty] | 386500145500 | 443 | 386500 | 145500
[5 empty] | 387500145500 | 443 | 387500 | 145500
[5 empty] | 388500145500 | 443 | 388500 | 145500
[5 empty] | 389500145500 | 443 | 389500 | 145500
[5 empty] | 390500145500 | 443 | 390500 | 145500
[5 empty] | 391500145500 | 443 | 391500 | 145500
[5 empty] | 392500145500 | 443 | 392500 | 145500
[5 empty] | 393500145500 | 443 | 393500 | 145500
[5 empty] | 394500145500 | 443 | 394500 | 145500
[5 empty] | 395500145500 | 443 | 395500 | 145500
[5 empty] | 396500145500 | 443 | 396500 | 145500
[5 empty] | 397500145500 | 443 | 397500 | 145500
[5 empty] | 398500145500 | 443 | 398500 | 145500
[5 empty] | 399500145500 | 443 | 399500 | 145500
[5 empty] | 400500145500 | 443 | 400500 | 145500
[5 empty] | 401500145500 | 443 | 401500 | 145500
[5 empty] | 402500145500 | 443 | 402500 | 145500
[5 empty] | 403500145500 | 443 | 403500 | 145500
[5 empty] | 404500145500 | 443 | 404500 | 145500
[5 empty] | 405500145500 | 443 | 405500 | 145500
[5 empty] | 406500145500 | 443 | 406500 | 145500
[5 empty] | 407500145500 | 443 | 407500 | 145500
[5 empty] | 408500145500 | 443 | 408500 | 145500
[5 empty] | 409500145500 | 443 | 409500 | 145500
[5 empty] | 410500145500 | 443 | 410500 | 145500
[5 empty] | 411500145500 | 443 | 411500 | 145500
[5 empty] | 412500145500 | 443 | 412500 | 145500
[5 empty] | 413500145500 | 443 | 413500 | 145500
[5 empty] | 414500145500 | 443 | 414500 | 145500
[5 empty] | 415500145500 | 443 | 415500 | 145500
[5 empty] | 416500145500 | 443 | 416500 | 145500
[5 empty] | 417500145500 | 443 | 417500 | 145500
[5 empty] | 418500145500 | 443 | 418500 | 145500
[5 empty] | 419500145500 | 443 | 419500 | 145500
[5 empty] | 420500145500 | 443 | 420500 | 145500
[5 empty] | 421500145500 | 443 | 421500 | 145500
[5 empty] | 380500144500 | 443 | 380500 | 144500
[5 empty] | 381500144500 | 443 | 381500 | 144500
[5 empty] | 382500144500 | 443 | 382500 | 144500
[5 empty] | 383500144500 | 443 | 383500 | 144500
[5 empty] | 384500144500 | 443 | 384500 | 144500
[5 empty] | 385500144500 | 443 | 385500 | 144500
[5 empty] | 386500144500 | 443 | 386500 | 144500
[5 empty] | 387500144500 | 443 | 387500 | 144500
[5 empty] | 388500144500 | 443 | 388500 | 144500
[5 empty] | 389500144500 | 443 | 389500 | 144500
[5 empty] | 390500144500 | 443 | 390500 | 144500
[5 empty] | 391500144500 | 443 | 391500 | 144500
[5 empty] | 392500144500 | 443 | 392500 | 144500
[5 empty] | 393500144500 | 443 | 393500 | 144500
[5 empty] | 394500144500 | 443 | 394500 | 144500
[5 empty] | 395500144500 | 443 | 395500 | 144500
[5 empty] | 396500144500 | 443 | 396500 | 144500
[5 empty] | 397500144500 | 443 | 397500 | 144500
[5 empty] | 398500144500 | 443 | 398500 | 144500
[5 empty] | 399500144500 | 443 | 399500 | 144500
[5 empty] | 400500144500 | 443 | 400500 | 144500
[5 empty] | 401500144500 | 443 | 401500 | 144500
[5 empty] | 402500144500 | 443 | 402500 | 144500
[5 empty] | 403500144500 | 443 | 403500 | 144500
[5 empty] | 404500144500 | 443 | 404500 | 144500
[5 empty] | 405500144500 | 443 | 405500 | 144500
[5 empty] | 406500144500 | 443 | 406500 | 144500
[5 empty] | 407500144500 | 443 | 407500 | 144500
[5 empty] | 408500144500 | 443 | 408500 | 144500
[5 empty] | 409500144500 | 443 | 409500 | 144500
[5 empty] | 410500144500 | 443 | 410500 | 144500
[5 empty] | 411500144500 | 443 | 411500 | 144500
[5 empty] | 412500144500 | 443 | 412500 | 144500
[5 empty] | 413500144500 | 443 | 413500 | 144500
[5 empty] | 414500144500 | 443 | 414500 | 144500
[5 empty] | 415500144500 | 443 | 415500 | 144500
[5 empty] | 416500144500 | 443 | 416500 | 144500
[5 empty] | 417500144500 | 443 | 417500 | 144500
[5 empty] | 418500144500 | 443 | 418500 | 144500
[5 empty] | 419500144500 | 443 | 419500 | 144500
[5 empty] | 420500144500 | 443 | 420500 | 144500
[5 empty] | 421500144500 | 443 | 421500 | 144500
[5 empty] | 380500143500 | 443 | 380500 | 143500
[5 empty] | 381500143500 | 443 | 381500 | 143500
[5 empty] | 382500143500 | 443 | 382500 | 143500
[5 empty] | 383500143500 | 443 | 383500 | 143500
[5 empty] | 384500143500 | 443 | 384500 | 143500
[5 empty] | 385500143500 | 443 | 385500 | 143500
[5 empty] | 386500143500 | 443 | 386500 | 143500
[5 empty] | 387500143500 | 443 | 387500 | 143500
[5 empty] | 388500143500 | 443 | 388500 | 143500
[5 empty] | 389500143500 | 443 | 389500 | 143500
[5 empty] | 390500143500 | 443 | 390500 | 143500
[5 empty] | 391500143500 | 443 | 391500 | 143500
[5 empty] | 392500143500 | 443 | 392500 | 143500
[5 empty] | 393500143500 | 443 | 393500 | 143500
[5 empty] | 394500143500 | 443 | 394500 | 143500
[5 empty] | 395500143500 | 443 | 395500 | 143500
[5 empty] | 396500143500 | 443 | 396500 | 143500
[5 empty] | 397500143500 | 443 | 397500 | 143500
[5 empty] | 398500143500 | 443 | 398500 | 143500
[5 empty] | 399500143500 | 443 | 399500 | 143500
[5 empty] | 400500143500 | 443 | 400500 | 143500
[5 empty] | 401500143500 | 443 | 401500 | 143500
[5 empty] | 402500143500 | 443 | 402500 | 143500
[5 empty] | 403500143500 | 443 | 403500 | 143500
[5 empty] | 404500143500 | 443 | 404500 | 143500
[5 empty] | 405500143500 | 443 | 405500 | 143500
[5 empty] | 406500143500 | 443 | 406500 | 143500
[5 empty] | 407500143500 | 443 | 407500 | 143500
[5 empty] | 408500143500 | 443 | 408500 | 143500
[5 empty] | 409500143500 | 443 | 409500 | 143500
[5 empty] | 410500143500 | 443 | 410500 | 143500
[5 empty] | 411500143500 | 443 | 411500 | 143500
[5 empty] | 412500143500 | 443 | 412500 | 143500
[5 empty] | 413500143500 | 443 | 413500 | 143500
[5 empty] | 414500143500 | 443 | 414500 | 143500
[5 empty] | 415500143500 | 443 | 415500 | 143500
[5 empty] | 416500143500 | 443 | 416500 | 143500
[5 empty] | 417500143500 | 443 | 417500 | 143500
[5 empty] | 418500143500 | 443 | 418500 | 143500
[5 empty] | 419500143500 | 443 | 419500 | 143500
[5 empty] | 420500143500 | 443 | 420500 | 143500
[5 empty] | 421500143500 | 443 | 421500 | 143500
[5 empty] | 422500143500 | 443 | 422500 | 143500
[5 empty] | 379500142500 | 443 | 379500 | 142500
[5 empty] | 380500142500 | 443 | 380500 | 142500
[5 empty] | 381500142500 | 443 | 381500 | 142500
[5 empty] | 382500142500 | 443 | 382500 | 142500
[5 empty] | 383500142500 | 443 | 383500 | 142500
[5 empty] | 384500142500 | 443 | 384500 | 142500
[5 empty] | 385500142500 | 443 | 385500 | 142500
[5 empty] | 386500142500 | 443 | 386500 | 142500
[5 empty] | 387500142500 | 443 | 387500 | 142500
[5 empty] | 388500142500 | 443 | 388500 | 142500
[5 empty] | 389500142500 | 443 | 389500 | 142500
[5 empty] | 390500142500 | 443 | 390500 | 142500
[5 empty] | 391500142500 | 443 | 391500 | 142500
[5 empty] | 392500142500 | 443 | 392500 | 142500
[5 empty] | 393500142500 | 443 | 393500 | 142500
[5 empty] | 394500142500 | 443 | 394500 | 142500
[5 empty] | 395500142500 | 443 | 395500 | 142500
[5 empty] | 396500142500 | 443 | 396500 | 142500
[5 empty] | 397500142500 | 443 | 397500 | 142500
[5 empty] | 398500142500 | 443 | 398500 | 142500
[5 empty] | 399500142500 | 443 | 399500 | 142500
[5 empty] | 400500142500 | 443 | 400500 | 142500
[5 empty] | 401500142500 | 443 | 401500 | 142500
[5 empty] | 402500142500 | 443 | 402500 | 142500
[5 empty] | 403500142500 | 443 | 403500 | 142500
[5 empty] | 404500142500 | 443 | 404500 | 142500
[5 empty] | 405500142500 | 443 | 405500 | 142500
[5 empty] | 406500142500 | 443 | 406500 | 142500
[5 empty] | 407500142500 | 443 | 407500 | 142500
[5 empty] | 408500142500 | 443 | 408500 | 142500
[5 empty] | 409500142500 | 443 | 409500 | 142500
[5 empty] | 410500142500 | 443 | 410500 | 142500
[5 empty] | 411500142500 | 443 | 411500 | 142500
[5 empty] | 412500142500 | 443 | 412500 | 142500
[5 empty] | 413500142500 | 443 | 413500 | 142500
[5 empty] | 414500142500 | 443 | 414500 | 142500
[5 empty] | 415500142500 | 443 | 415500 | 142500
[5 empty] | 416500142500 | 443 | 416500 | 142500
[5 empty] | 417500142500 | 443 | 417500 | 142500
[5 empty] | 418500142500 | 443 | 418500 | 142500
[5 empty] | 419500142500 | 443 | 419500 | 142500
[5 empty] | 420500142500 | 443 | 420500 | 142500
[5 empty] | 421500142500 | 443 | 421500 | 142500
[5 empty] | 422500142500 | 443 | 422500 | 142500
[5 empty] | 379500141500 | 443 | 379500 | 141500
[5 empty] | 380500141500 | 443 | 380500 | 141500
[5 empty] | 381500141500 | 443 | 381500 | 141500
[5 empty] | 382500141500 | 443 | 382500 | 141500
[5 empty] | 383500141500 | 443 | 383500 | 141500
[5 empty] | 384500141500 | 443 | 384500 | 141500
[5 empty] | 385500141500 | 443 | 385500 | 141500
[5 empty] | 386500141500 | 443 | 386500 | 141500
[5 empty] | 387500141500 | 443 | 387500 | 141500
[5 empty] | 388500141500 | 443 | 388500 | 141500
[5 empty] | 389500141500 | 443 | 389500 | 141500
[5 empty] | 390500141500 | 443 | 390500 | 141500
[5 empty] | 391500141500 | 443 | 391500 | 141500
[5 empty] | 392500141500 | 443 | 392500 | 141500
[5 empty] | 393500141500 | 443 | 393500 | 141500
[5 empty] | 394500141500 | 443 | 394500 | 141500
[5 empty] | 395500141500 | 443 | 395500 | 141500
[5 empty] | 396500141500 | 443 | 396500 | 141500
[5 empty] | 397500141500 | 443 | 397500 | 141500
[5 empty] | 398500141500 | 443 | 398500 | 141500
[5 empty] | 399500141500 | 443 | 399500 | 141500
[5 empty] | 400500141500 | 443 | 400500 | 141500
[5 empty] | 401500141500 | 443 | 401500 | 141500
[5 empty] | 402500141500 | 443 | 402500 | 141500
[5 empty] | 403500141500 | 443 | 403500 | 141500
[5 empty] | 404500141500 | 443 | 404500 | 141500
[5 empty] | 405500141500 | 443 | 405500 | 141500
[5 empty] | 406500141500 | 443 | 406500 | 141500
[5 empty] | 407500141500 | 443 | 407500 | 141500
[5 empty] | 408500141500 | 443 | 408500 | 141500
[5 empty] | 409500141500 | 443 | 409500 | 141500
[5 empty] | 410500141500 | 443 | 410500 | 141500
[5 empty] | 411500141500 | 443 | 411500 | 141500
[5 empty] | 412500141500 | 443 | 412500 | 141500
[5 empty] | 413500141500 | 443 | 413500 | 141500
[5 empty] | 414500141500 | 443 | 414500 | 141500
[5 empty] | 415500141500 | 443 | 415500 | 141500
[5 empty] | 416500141500 | 443 | 416500 | 141500
[5 empty] | 417500141500 | 443 | 417500 | 141500
[5 empty] | 418500141500 | 443 | 418500 | 141500
[5 empty] | 419500141500 | 443 | 419500 | 141500
[5 empty] | 420500141500 | 443 | 420500 | 141500
[5 empty] | 421500141500 | 443 | 421500 | 141500
[5 empty] | 422500141500 | 443 | 422500 | 141500
[5 empty] | 378500140500 | 443 | 378500 | 140500
[5 empty] | 379500140500 | 443 | 379500 | 140500
[5 empty] | 380500140500 | 443 | 380500 | 140500
[5 empty] | 381500140500 | 443 | 381500 | 140500
[5 empty] | 382500140500 | 443 | 382500 | 140500
[5 empty] | 383500140500 | 443 | 383500 | 140500
[5 empty] | 384500140500 | 443 | 384500 | 140500
[5 empty] | 385500140500 | 443 | 385500 | 140500
[5 empty] | 386500140500 | 443 | 386500 | 140500
[5 empty] | 387500140500 | 443 | 387500 | 140500
[5 empty] | 388500140500 | 443 | 388500 | 140500
[5 empty] | 389500140500 | 443 | 389500 | 140500
[5 empty] | 390500140500 | 443 | 390500 | 140500
[5 empty] | 391500140500 | 443 | 391500 | 140500
[5 empty] | 392500140500 | 443 | 392500 | 140500
[5 empty] | 393500140500 | 443 | 393500 | 140500
[5 empty] | 394500140500 | 443 | 394500 | 140500
[5 empty] | 395500140500 | 443 | 395500 | 140500
[5 empty] | 396500140500 | 443 | 396500 | 140500
[5 empty] | 397500140500 | 443 | 397500 | 140500
[5 empty] | 398500140500 | 443 | 398500 | 140500
[5 empty] | 399500140500 | 443 | 399500 | 140500
[5 empty] | 400500140500 | 443 | 400500 | 140500
[5 empty] | 401500140500 | 443 | 401500 | 140500
[5 empty] | 402500140500 | 443 | 402500 | 140500
[5 empty] | 403500140500 | 443 | 403500 | 140500
[5 empty] | 404500140500 | 443 | 404500 | 140500
[5 empty] | 405500140500 | 443 | 405500 | 140500
[5 empty] | 406500140500 | 443 | 406500 | 140500
[5 empty] | 407500140500 | 443 | 407500 | 140500
[5 empty] | 408500140500 | 443 | 408500 | 140500
[5 empty] | 409500140500 | 443 | 409500 | 140500
[5 empty] | 410500140500 | 443 | 410500 | 140500
[5 empty] | 411500140500 | 443 | 411500 | 140500
[5 empty] | 412500140500 | 443 | 412500 | 140500
[5 empty] | 413500140500 | 443 | 413500 | 140500
[5 empty] | 414500140500 | 443 | 414500 | 140500
[5 empty] | 415500140500 | 443 | 415500 | 140500
[5 empty] | 416500140500 | 443 | 416500 | 140500
[5 empty] | 417500140500 | 443 | 417500 | 140500
[5 empty] | 418500140500 | 443 | 418500 | 140500
[5 empty] | 419500140500 | 443 | 419500 | 140500
[5 empty] | 420500140500 | 443 | 420500 | 140500
[5 empty] | 421500140500 | 443 | 421500 | 140500
[5 empty] | 422500140500 | 443 | 422500 | 140500
[5 empty] | 423500140500 | 443 | 423500 | 140500
[5 empty] | 378500139500 | 443 | 378500 | 139500
[5 empty] | 379500139500 | 443 | 379500 | 139500
[5 empty] | 380500139500 | 443 | 380500 | 139500
[5 empty] | 381500139500 | 443 | 381500 | 139500
[5 empty] | 382500139500 | 443 | 382500 | 139500
[5 empty] | 383500139500 | 443 | 383500 | 139500
[5 empty] | 384500139500 | 443 | 384500 | 139500
[5 empty] | 385500139500 | 443 | 385500 | 139500
[5 empty] | 386500139500 | 443 | 386500 | 139500
[5 empty] | 387500139500 | 443 | 387500 | 139500
[5 empty] | 388500139500 | 443 | 388500 | 139500
[5 empty] | 389500139500 | 443 | 389500 | 139500
[5 empty] | 390500139500 | 443 | 390500 | 139500
[5 empty] | 391500139500 | 443 | 391500 | 139500
[5 empty] | 392500139500 | 443 | 392500 | 139500
[5 empty] | 393500139500 | 443 | 393500 | 139500
[5 empty] | 394500139500 | 443 | 394500 | 139500
[5 empty] | 395500139500 | 443 | 395500 | 139500
[5 empty] | 396500139500 | 443 | 396500 | 139500
[5 empty] | 397500139500 | 443 | 397500 | 139500
[5 empty] | 398500139500 | 443 | 398500 | 139500
[5 empty] | 399500139500 | 443 | 399500 | 139500
[5 empty] | 400500139500 | 443 | 400500 | 139500
[5 empty] | 401500139500 | 443 | 401500 | 139500
[5 empty] | 402500139500 | 443 | 402500 | 139500
[5 empty] | 403500139500 | 443 | 403500 | 139500
[5 empty] | 404500139500 | 443 | 404500 | 139500
[5 empty] | 405500139500 | 443 | 405500 | 139500
[5 empty] | 406500139500 | 443 | 406500 | 139500
[5 empty] | 407500139500 | 443 | 407500 | 139500
[5 empty] | 408500139500 | 443 | 408500 | 139500
[5 empty] | 409500139500 | 443 | 409500 | 139500
[5 empty] | 410500139500 | 443 | 410500 | 139500
[5 empty] | 411500139500 | 443 | 411500 | 139500
[5 empty] | 412500139500 | 443 | 412500 | 139500
[5 empty] | 413500139500 | 443 | 413500 | 139500
[5 empty] | 414500139500 | 443 | 414500 | 139500
[5 empty] | 415500139500 | 443 | 415500 | 139500
[5 empty] | 416500139500 | 443 | 416500 | 139500
[5 empty] | 417500139500 | 443 | 417500 | 139500
[5 empty] | 418500139500 | 443 | 418500 | 139500
[5 empty] | 419500139500 | 443 | 419500 | 139500
[5 empty] | 420500139500 | 443 | 420500 | 139500
[5 empty] | 421500139500 | 443 | 421500 | 139500
[5 empty] | 422500139500 | 443 | 422500 | 139500
[5 empty] | 423500139500 | 443 | 423500 | 139500
[5 empty] | 377500138500 | 443 | 377500 | 138500
[5 empty] | 378500138500 | 443 | 378500 | 138500
[5 empty] | 379500138500 | 443 | 379500 | 138500
[5 empty] | 380500138500 | 443 | 380500 | 138500
[5 empty] | 381500138500 | 443 | 381500 | 138500
[5 empty] | 382500138500 | 443 | 382500 | 138500
[5 empty] | 383500138500 | 443 | 383500 | 138500
[5 empty] | 384500138500 | 443 | 384500 | 138500
[5 empty] | 385500138500 | 443 | 385500 | 138500
[5 empty] | 386500138500 | 443 | 386500 | 138500
[5 empty] | 387500138500 | 443 | 387500 | 138500
[5 empty] | 388500138500 | 443 | 388500 | 138500
[5 empty] | 389500138500 | 443 | 389500 | 138500
[5 empty] | 390500138500 | 443 | 390500 | 138500
[5 empty] | 391500138500 | 443 | 391500 | 138500
[5 empty] | 392500138500 | 443 | 392500 | 138500
[5 empty] | 393500138500 | 443 | 393500 | 138500
[5 empty] | 394500138500 | 443 | 394500 | 138500
[5 empty] | 395500138500 | 443 | 395500 | 138500
[5 empty] | 396500138500 | 443 | 396500 | 138500
[5 empty] | 397500138500 | 443 | 397500 | 138500
[5 empty] | 398500138500 | 443 | 398500 | 138500
[5 empty] | 399500138500 | 443 | 399500 | 138500
[5 empty] | 400500138500 | 443 | 400500 | 138500
[5 empty] | 401500138500 | 443 | 401500 | 138500
[5 empty] | 402500138500 | 443 | 402500 | 138500
[5 empty] | 403500138500 | 443 | 403500 | 138500
[5 empty] | 404500138500 | 443 | 404500 | 138500
[5 empty] | 405500138500 | 443 | 405500 | 138500
[5 empty] | 406500138500 | 443 | 406500 | 138500
[5 empty] | 407500138500 | 443 | 407500 | 138500
[5 empty] | 408500138500 | 443 | 408500 | 138500
[5 empty] | 409500138500 | 443 | 409500 | 138500
[5 empty] | 410500138500 | 443 | 410500 | 138500
[5 empty] | 411500138500 | 443 | 411500 | 138500
[5 empty] | 412500138500 | 443 | 412500 | 138500
[5 empty] | 413500138500 | 443 | 413500 | 138500
[5 empty] | 414500138500 | 443 | 414500 | 138500
[5 empty] | 415500138500 | 443 | 415500 | 138500
[5 empty] | 416500138500 | 443 | 416500 | 138500
[5 empty] | 417500138500 | 443 | 417500 | 138500
[5 empty] | 418500138500 | 443 | 418500 | 138500
[5 empty] | 419500138500 | 443 | 419500 | 138500
[5 empty] | 420500138500 | 443 | 420500 | 138500
[5 empty] | 421500138500 | 443 | 421500 | 138500
[5 empty] | 422500138500 | 443 | 422500 | 138500
[5 empty] | 423500138500 | 443 | 423500 | 138500
[5 empty] | 376500137500 | 443 | 376500 | 137500
[5 empty] | 377500137500 | 443 | 377500 | 137500
[5 empty] | 378500137500 | 443 | 378500 | 137500
[5 empty] | 379500137500 | 443 | 379500 | 137500
[5 empty] | 380500137500 | 443 | 380500 | 137500
[5 empty] | 381500137500 | 443 | 381500 | 137500
[5 empty] | 382500137500 | 443 | 382500 | 137500
[5 empty] | 383500137500 | 443 | 383500 | 137500
[5 empty] | 384500137500 | 443 | 384500 | 137500
[5 empty] | 385500137500 | 443 | 385500 | 137500
[5 empty] | 386500137500 | 443 | 386500 | 137500
[5 empty] | 387500137500 | 443 | 387500 | 137500
[5 empty] | 388500137500 | 443 | 388500 | 137500
[5 empty] | 389500137500 | 443 | 389500 | 137500
[5 empty] | 390500137500 | 443 | 390500 | 137500
[5 empty] | 391500137500 | 443 | 391500 | 137500
[5 empty] | 392500137500 | 443 | 392500 | 137500
[5 empty] | 393500137500 | 443 | 393500 | 137500
[5 empty] | 394500137500 | 443 | 394500 | 137500
[5 empty] | 395500137500 | 443 | 395500 | 137500
[5 empty] | 396500137500 | 443 | 396500 | 137500
[5 empty] | 397500137500 | 443 | 397500 | 137500
[5 empty] | 398500137500 | 443 | 398500 | 137500
[5 empty] | 399500137500 | 443 | 399500 | 137500
[5 empty] | 400500137500 | 443 | 400500 | 137500
[5 empty] | 401500137500 | 443 | 401500 | 137500
[5 empty] | 402500137500 | 443 | 402500 | 137500
[5 empty] | 403500137500 | 443 | 403500 | 137500
[5 empty] | 404500137500 | 443 | 404500 | 137500
[5 empty] | 405500137500 | 443 | 405500 | 137500
[5 empty] | 406500137500 | 443 | 406500 | 137500
[5 empty] | 407500137500 | 443 | 407500 | 137500
[5 empty] | 408500137500 | 443 | 408500 | 137500
[5 empty] | 409500137500 | 443 | 409500 | 137500
[5 empty] | 410500137500 | 443 | 410500 | 137500
[5 empty] | 411500137500 | 443 | 411500 | 137500
[5 empty] | 412500137500 | 443 | 412500 | 137500
[5 empty] | 413500137500 | 443 | 413500 | 137500
[5 empty] | 414500137500 | 443 | 414500 | 137500
[5 empty] | 415500137500 | 443 | 415500 | 137500
[5 empty] | 416500137500 | 443 | 416500 | 137500
[5 empty] | 417500137500 | 443 | 417500 | 137500
[5 empty] | 418500137500 | 443 | 418500 | 137500
[5 empty] | 419500137500 | 443 | 419500 | 137500
[5 empty] | 420500137500 | 443 | 420500 | 137500
[5 empty] | 421500137500 | 443 | 421500 | 137500
[5 empty] | 422500137500 | 443 | 422500 | 137500
[5 empty] | 423500137500 | 443 | 423500 | 137500
[5 empty] | 376500136500 | 443 | 376500 | 136500
[5 empty] | 377500136500 | 443 | 377500 | 136500
[5 empty] | 378500136500 | 443 | 378500 | 136500
[5 empty] | 379500136500 | 443 | 379500 | 136500
[5 empty] | 380500136500 | 443 | 380500 | 136500
[5 empty] | 381500136500 | 443 | 381500 | 136500
[5 empty] | 382500136500 | 443 | 382500 | 136500
[5 empty] | 383500136500 | 443 | 383500 | 136500
[5 empty] | 384500136500 | 443 | 384500 | 136500
[5 empty] | 385500136500 | 443 | 385500 | 136500
[5 empty] | 386500136500 | 443 | 386500 | 136500
[5 empty] | 387500136500 | 443 | 387500 | 136500
[5 empty] | 388500136500 | 443 | 388500 | 136500
[5 empty] | 389500136500 | 443 | 389500 | 136500
[5 empty] | 390500136500 | 443 | 390500 | 136500
[5 empty] | 391500136500 | 443 | 391500 | 136500
[5 empty] | 392500136500 | 443 | 392500 | 136500
[5 empty] | 393500136500 | 443 | 393500 | 136500
[5 empty] | 394500136500 | 443 | 394500 | 136500
[5 empty] | 395500136500 | 443 | 395500 | 136500
[5 empty] | 396500136500 | 443 | 396500 | 136500
[5 empty] | 397500136500 | 443 | 397500 | 136500
[5 empty] | 398500136500 | 443 | 398500 | 136500
[5 empty] | 399500136500 | 443 | 399500 | 136500
[5 empty] | 400500136500 | 443 | 400500 | 136500
[5 empty] | 401500136500 | 443 | 401500 | 136500
[5 empty] | 402500136500 | 443 | 402500 | 136500
[5 empty] | 403500136500 | 443 | 403500 | 136500
[5 empty] | 404500136500 | 443 | 404500 | 136500
[5 empty] | 405500136500 | 443 | 405500 | 136500
[5 empty] | 406500136500 | 443 | 406500 | 136500
[5 empty] | 407500136500 | 443 | 407500 | 136500
[5 empty] | 408500136500 | 443 | 408500 | 136500
[5 empty] | 409500136500 | 443 | 409500 | 136500
[5 empty] | 410500136500 | 443 | 410500 | 136500
[5 empty] | 411500136500 | 443 | 411500 | 136500
[5 empty] | 412500136500 | 443 | 412500 | 136500
[5 empty] | 413500136500 | 443 | 413500 | 136500
[5 empty] | 414500136500 | 443 | 414500 | 136500
[5 empty] | 415500136500 | 443 | 415500 | 136500
[5 empty] | 416500136500 | 443 | 416500 | 136500
[5 empty] | 417500136500 | 443 | 417500 | 136500
[5 empty] | 418500136500 | 443 | 418500 | 136500
[5 empty] | 419500136500 | 443 | 419500 | 136500
[5 empty] | 420500136500 | 443 | 420500 | 136500
[5 empty] | 421500136500 | 443 | 421500 | 136500
[5 empty] | 422500136500 | 443 | 422500 | 136500
[5 empty] | 423500136500 | 443 | 423500 | 136500
[5 empty] | 375500135500 | 443 | 375500 | 135500
[5 empty] | 376500135500 | 443 | 376500 | 135500
[5 empty] | 377500135500 | 443 | 377500 | 135500
[5 empty] | 378500135500 | 443 | 378500 | 135500
[5 empty] | 379500135500 | 443 | 379500 | 135500
[5 empty] | 380500135500 | 443 | 380500 | 135500
[5 empty] | 381500135500 | 443 | 381500 | 135500
[5 empty] | 382500135500 | 443 | 382500 | 135500
[5 empty] | 383500135500 | 443 | 383500 | 135500
[5 empty] | 384500135500 | 443 | 384500 | 135500
[5 empty] | 385500135500 | 443 | 385500 | 135500
[5 empty] | 386500135500 | 443 | 386500 | 135500
[5 empty] | 387500135500 | 443 | 387500 | 135500
[5 empty] | 388500135500 | 443 | 388500 | 135500
[5 empty] | 389500135500 | 443 | 389500 | 135500
[5 empty] | 390500135500 | 443 | 390500 | 135500
[5 empty] | 391500135500 | 443 | 391500 | 135500
[5 empty] | 392500135500 | 443 | 392500 | 135500
[5 empty] | 393500135500 | 443 | 393500 | 135500
[5 empty] | 394500135500 | 443 | 394500 | 135500
[5 empty] | 395500135500 | 443 | 395500 | 135500
[5 empty] | 396500135500 | 443 | 396500 | 135500
[5 empty] | 397500135500 | 443 | 397500 | 135500
[5 empty] | 398500135500 | 443 | 398500 | 135500
[5 empty] | 399500135500 | 443 | 399500 | 135500
[5 empty] | 400500135500 | 443 | 400500 | 135500
[5 empty] | 401500135500 | 443 | 401500 | 135500
[5 empty] | 402500135500 | 443 | 402500 | 135500
[5 empty] | 403500135500 | 443 | 403500 | 135500
[5 empty] | 404500135500 | 443 | 404500 | 135500
[5 empty] | 405500135500 | 443 | 405500 | 135500
[5 empty] | 406500135500 | 443 | 406500 | 135500
[5 empty] | 407500135500 | 443 | 407500 | 135500
[5 empty] | 408500135500 | 443 | 408500 | 135500
[5 empty] | 409500135500 | 443 | 409500 | 135500
[5 empty] | 410500135500 | 443 | 410500 | 135500
[5 empty] | 411500135500 | 443 | 411500 | 135500
[5 empty] | 412500135500 | 443 | 412500 | 135500
[5 empty] | 413500135500 | 443 | 413500 | 135500
[5 empty] | 414500135500 | 443 | 414500 | 135500
[5 empty] | 415500135500 | 443 | 415500 | 135500
[5 empty] | 416500135500 | 443 | 416500 | 135500
[5 empty] | 417500135500 | 443 | 417500 | 135500
[5 empty] | 418500135500 | 443 | 418500 | 135500
[5 empty] | 419500135500 | 443 | 419500 | 135500
[5 empty] | 420500135500 | 443 | 420500 | 135500
[5 empty] | 421500135500 | 443 | 421500 | 135500
[5 empty] | 422500135500 | 443 | 422500 | 135500
[5 empty] | 423500135500 | 443 | 423500 | 135500
[5 empty] | 424500135500 | 443 | 424500 | 135500
[5 empty] | 425500135500 | 443 | 425500 | 135500
[5 empty] | 375500134500 | 443 | 375500 | 134500
[5 empty] | 376500134500 | 443 | 376500 | 134500
[5 empty] | 377500134500 | 443 | 377500 | 134500
[5 empty] | 378500134500 | 443 | 378500 | 134500
[5 empty] | 379500134500 | 443 | 379500 | 134500
[5 empty] | 380500134500 | 443 | 380500 | 134500
[5 empty] | 381500134500 | 443 | 381500 | 134500
[5 empty] | 382500134500 | 443 | 382500 | 134500
[5 empty] | 383500134500 | 443 | 383500 | 134500
[5 empty] | 384500134500 | 443 | 384500 | 134500
[5 empty] | 385500134500 | 443 | 385500 | 134500
[5 empty] | 386500134500 | 443 | 386500 | 134500
[5 empty] | 387500134500 | 443 | 387500 | 134500
[5 empty] | 388500134500 | 443 | 388500 | 134500
[5 empty] | 389500134500 | 443 | 389500 | 134500
[5 empty] | 390500134500 | 443 | 390500 | 134500
[5 empty] | 391500134500 | 443 | 391500 | 134500
[5 empty] | 392500134500 | 443 | 392500 | 134500
[5 empty] | 393500134500 | 443 | 393500 | 134500
[5 empty] | 394500134500 | 443 | 394500 | 134500
[5 empty] | 395500134500 | 443 | 395500 | 134500
[5 empty] | 396500134500 | 443 | 396500 | 134500
[5 empty] | 397500134500 | 443 | 397500 | 134500
[5 empty] | 398500134500 | 443 | 398500 | 134500
[5 empty] | 399500134500 | 443 | 399500 | 134500
[5 empty] | 400500134500 | 443 | 400500 | 134500
[5 empty] | 401500134500 | 443 | 401500 | 134500
[5 empty] | 402500134500 | 443 | 402500 | 134500
[5 empty] | 403500134500 | 443 | 403500 | 134500
[5 empty] | 404500134500 | 443 | 404500 | 134500
[5 empty] | 405500134500 | 443 | 405500 | 134500
[5 empty] | 406500134500 | 443 | 406500 | 134500
[5 empty] | 407500134500 | 443 | 407500 | 134500
[5 empty] | 408500134500 | 443 | 408500 | 134500
[5 empty] | 409500134500 | 443 | 409500 | 134500
[5 empty] | 410500134500 | 443 | 410500 | 134500
[5 empty] | 411500134500 | 443 | 411500 | 134500
[5 empty] | 412500134500 | 443 | 412500 | 134500
[5 empty] | 413500134500 | 443 | 413500 | 134500
[5 empty] | 414500134500 | 443 | 414500 | 134500
[5 empty] | 415500134500 | 443 | 415500 | 134500
[5 empty] | 416500134500 | 443 | 416500 | 134500
[5 empty] | 417500134500 | 443 | 417500 | 134500
[5 empty] | 418500134500 | 443 | 418500 | 134500
[5 empty] | 419500134500 | 443 | 419500 | 134500
[5 empty] | 420500134500 | 443 | 420500 | 134500
[5 empty] | 421500134500 | 443 | 421500 | 134500
[5 empty] | 422500134500 | 443 | 422500 | 134500
[5 empty] | 423500134500 | 443 | 423500 | 134500
[5 empty] | 424500134500 | 443 | 424500 | 134500
[5 empty] | 425500134500 | 443 | 425500 | 134500
[5 empty] | 375500133500 | 443 | 375500 | 133500
[5 empty] | 376500133500 | 443 | 376500 | 133500
[5 empty] | 377500133500 | 443 | 377500 | 133500
[5 empty] | 378500133500 | 443 | 378500 | 133500
[5 empty] | 379500133500 | 443 | 379500 | 133500
[5 empty] | 380500133500 | 443 | 380500 | 133500
[5 empty] | 381500133500 | 443 | 381500 | 133500
[5 empty] | 382500133500 | 443 | 382500 | 133500
[5 empty] | 383500133500 | 443 | 383500 | 133500
[5 empty] | 384500133500 | 443 | 384500 | 133500
[5 empty] | 385500133500 | 443 | 385500 | 133500
[5 empty] | 386500133500 | 443 | 386500 | 133500
[5 empty] | 387500133500 | 443 | 387500 | 133500
[5 empty] | 388500133500 | 443 | 388500 | 133500
[5 empty] | 389500133500 | 443 | 389500 | 133500
[5 empty] | 390500133500 | 443 | 390500 | 133500
[5 empty] | 391500133500 | 443 | 391500 | 133500
[5 empty] | 392500133500 | 443 | 392500 | 133500
[5 empty] | 393500133500 | 443 | 393500 | 133500
[5 empty] | 394500133500 | 443 | 394500 | 133500
[5 empty] | 395500133500 | 443 | 395500 | 133500
[5 empty] | 396500133500 | 443 | 396500 | 133500
[5 empty] | 397500133500 | 443 | 397500 | 133500
[5 empty] | 398500133500 | 443 | 398500 | 133500
[5 empty] | 399500133500 | 443 | 399500 | 133500
[5 empty] | 400500133500 | 443 | 400500 | 133500
[5 empty] | 401500133500 | 443 | 401500 | 133500
[5 empty] | 402500133500 | 443 | 402500 | 133500
[5 empty] | 403500133500 | 443 | 403500 | 133500
[5 empty] | 404500133500 | 443 | 404500 | 133500
[5 empty] | 405500133500 | 443 | 405500 | 133500
[5 empty] | 406500133500 | 443 | 406500 | 133500
[5 empty] | 407500133500 | 443 | 407500 | 133500
[5 empty] | 408500133500 | 443 | 408500 | 133500
[5 empty] | 409500133500 | 443 | 409500 | 133500
[5 empty] | 410500133500 | 443 | 410500 | 133500
[5 empty] | 411500133500 | 443 | 411500 | 133500
[5 empty] | 412500133500 | 443 | 412500 | 133500
[5 empty] | 413500133500 | 443 | 413500 | 133500
[5 empty] | 414500133500 | 443 | 414500 | 133500
[5 empty] | 415500133500 | 443 | 415500 | 133500
[5 empty] | 416500133500 | 443 | 416500 | 133500
[5 empty] | 417500133500 | 443 | 417500 | 133500
[5 empty] | 418500133500 | 443 | 418500 | 133500
[5 empty] | 419500133500 | 443 | 419500 | 133500
[5 empty] | 420500133500 | 443 | 420500 | 133500
[5 empty] | 421500133500 | 443 | 421500 | 133500
[5 empty] | 422500133500 | 443 | 422500 | 133500
[5 empty] | 423500133500 | 443 | 423500 | 133500
[5 empty] | 424500133500 | 443 | 424500 | 133500
[5 empty] | 425500133500 | 443 | 425500 | 133500
[5 empty] | 376500132500 | 443 | 376500 | 132500
[5 empty] | 377500132500 | 443 | 377500 | 132500
[5 empty] | 378500132500 | 443 | 378500 | 132500
[5 empty] | 379500132500 | 443 | 379500 | 132500
[5 empty] | 380500132500 | 443 | 380500 | 132500
[5 empty] | 381500132500 | 443 | 381500 | 132500
[5 empty] | 382500132500 | 443 | 382500 | 132500
[5 empty] | 383500132500 | 443 | 383500 | 132500
[5 empty] | 384500132500 | 443 | 384500 | 132500
[5 empty] | 385500132500 | 443 | 385500 | 132500
[5 empty] | 386500132500 | 443 | 386500 | 132500
[5 empty] | 387500132500 | 443 | 387500 | 132500
[5 empty] | 388500132500 | 443 | 388500 | 132500
[5 empty] | 389500132500 | 443 | 389500 | 132500
[5 empty] | 390500132500 | 443 | 390500 | 132500
[5 empty] | 391500132500 | 443 | 391500 | 132500
[5 empty] | 392500132500 | 443 | 392500 | 132500
[5 empty] | 393500132500 | 443 | 393500 | 132500
[5 empty] | 394500132500 | 443 | 394500 | 132500
[5 empty] | 395500132500 | 443 | 395500 | 132500
[5 empty] | 396500132500 | 443 | 396500 | 132500
[5 empty] | 397500132500 | 443 | 397500 | 132500
[5 empty] | 398500132500 | 443 | 398500 | 132500
[5 empty] | 399500132500 | 443 | 399500 | 132500
[5 empty] | 400500132500 | 443 | 400500 | 132500
[5 empty] | 401500132500 | 443 | 401500 | 132500
[5 empty] | 402500132500 | 443 | 402500 | 132500
[5 empty] | 403500132500 | 443 | 403500 | 132500
[5 empty] | 404500132500 | 443 | 404500 | 132500
[5 empty] | 405500132500 | 443 | 405500 | 132500
[5 empty] | 406500132500 | 443 | 406500 | 132500
[5 empty] | 407500132500 | 443 | 407500 | 132500
[5 empty] | 408500132500 | 443 | 408500 | 132500
[5 empty] | 409500132500 | 443 | 409500 | 132500
[5 empty] | 410500132500 | 443 | 410500 | 132500
[5 empty] | 411500132500 | 443 | 411500 | 132500
[5 empty] | 412500132500 | 443 | 412500 | 132500
[5 empty] | 413500132500 | 443 | 413500 | 132500
[5 empty] | 414500132500 | 443 | 414500 | 132500
[5 empty] | 415500132500 | 443 | 415500 | 132500
[5 empty] | 416500132500 | 443 | 416500 | 132500
[5 empty] | 417500132500 | 443 | 417500 | 132500
[5 empty] | 418500132500 | 443 | 418500 | 132500
[5 empty] | 419500132500 | 443 | 419500 | 132500
[5 empty] | 420500132500 | 443 | 420500 | 132500
[5 empty] | 421500132500 | 443 | 421500 | 132500
[5 empty] | 422500132500 | 443 | 422500 | 132500
[5 empty] | 423500132500 | 443 | 423500 | 132500
[5 empty] | 424500132500 | 443 | 424500 | 132500
[5 empty] | 425500132500 | 443 | 425500 | 132500
[5 empty] | 377500131500 | 443 | 377500 | 131500
[5 empty] | 378500131500 | 443 | 378500 | 131500
[5 empty] | 379500131500 | 443 | 379500 | 131500
[5 empty] | 380500131500 | 443 | 380500 | 131500
[5 empty] | 381500131500 | 443 | 381500 | 131500
[5 empty] | 382500131500 | 443 | 382500 | 131500
[5 empty] | 383500131500 | 443 | 383500 | 131500
[5 empty] | 384500131500 | 443 | 384500 | 131500
[5 empty] | 385500131500 | 443 | 385500 | 131500
[5 empty] | 386500131500 | 443 | 386500 | 131500
[5 empty] | 387500131500 | 443 | 387500 | 131500
[5 empty] | 388500131500 | 443 | 388500 | 131500
[5 empty] | 389500131500 | 443 | 389500 | 131500
[5 empty] | 390500131500 | 443 | 390500 | 131500
[5 empty] | 391500131500 | 443 | 391500 | 131500
[5 empty] | 392500131500 | 443 | 392500 | 131500
[5 empty] | 393500131500 | 443 | 393500 | 131500
[5 empty] | 394500131500 | 443 | 394500 | 131500
[5 empty] | 395500131500 | 443 | 395500 | 131500
[5 empty] | 396500131500 | 443 | 396500 | 131500
[5 empty] | 397500131500 | 443 | 397500 | 131500
[5 empty] | 398500131500 | 443 | 398500 | 131500
[5 empty] | 399500131500 | 443 | 399500 | 131500
[5 empty] | 400500131500 | 443 | 400500 | 131500
[5 empty] | 401500131500 | 443 | 401500 | 131500
[5 empty] | 402500131500 | 443 | 402500 | 131500
[5 empty] | 403500131500 | 443 | 403500 | 131500
[5 empty] | 404500131500 | 443 | 404500 | 131500
[5 empty] | 405500131500 | 443 | 405500 | 131500
[5 empty] | 406500131500 | 443 | 406500 | 131500
[5 empty] | 407500131500 | 443 | 407500 | 131500
[5 empty] | 408500131500 | 443 | 408500 | 131500
[5 empty] | 409500131500 | 443 | 409500 | 131500
[5 empty] | 410500131500 | 443 | 410500 | 131500
[5 empty] | 411500131500 | 443 | 411500 | 131500
[5 empty] | 412500131500 | 443 | 412500 | 131500
[5 empty] | 413500131500 | 443 | 413500 | 131500
[5 empty] | 414500131500 | 443 | 414500 | 131500
[5 empty] | 415500131500 | 443 | 415500 | 131500
[5 empty] | 416500131500 | 443 | 416500 | 131500
[5 empty] | 417500131500 | 443 | 417500 | 131500
[5 empty] | 418500131500 | 443 | 418500 | 131500
[5 empty] | 419500131500 | 443 | 419500 | 131500
[5 empty] | 420500131500 | 443 | 420500 | 131500
[5 empty] | 421500131500 | 443 | 421500 | 131500
[5 empty] | 422500131500 | 443 | 422500 | 131500
[5 empty] | 423500131500 | 443 | 423500 | 131500
[5 empty] | 424500131500 | 443 | 424500 | 131500
[5 empty] | 425500131500 | 443 | 425500 | 131500
[5 empty] | 381500130500 | 443 | 381500 | 130500
[5 empty] | 382500130500 | 443 | 382500 | 130500
[5 empty] | 383500130500 | 443 | 383500 | 130500
[5 empty] | 384500130500 | 443 | 384500 | 130500
[5 empty] | 385500130500 | 443 | 385500 | 130500
[5 empty] | 386500130500 | 443 | 386500 | 130500
[5 empty] | 387500130500 | 443 | 387500 | 130500
[5 empty] | 388500130500 | 443 | 388500 | 130500
[5 empty] | 389500130500 | 443 | 389500 | 130500
[5 empty] | 390500130500 | 443 | 390500 | 130500
[5 empty] | 391500130500 | 443 | 391500 | 130500
[5 empty] | 392500130500 | 443 | 392500 | 130500
[5 empty] | 393500130500 | 443 | 393500 | 130500
[5 empty] | 394500130500 | 443 | 394500 | 130500
[5 empty] | 395500130500 | 443 | 395500 | 130500
[5 empty] | 396500130500 | 443 | 396500 | 130500
[5 empty] | 397500130500 | 443 | 397500 | 130500
[5 empty] | 398500130500 | 443 | 398500 | 130500
[5 empty] | 399500130500 | 443 | 399500 | 130500
[5 empty] | 400500130500 | 443 | 400500 | 130500
[5 empty] | 401500130500 | 443 | 401500 | 130500
[5 empty] | 402500130500 | 443 | 402500 | 130500
[5 empty] | 403500130500 | 443 | 403500 | 130500
[5 empty] | 404500130500 | 443 | 404500 | 130500
[5 empty] | 405500130500 | 443 | 405500 | 130500
[5 empty] | 406500130500 | 443 | 406500 | 130500
[5 empty] | 407500130500 | 443 | 407500 | 130500
[5 empty] | 408500130500 | 443 | 408500 | 130500
[5 empty] | 409500130500 | 443 | 409500 | 130500
[5 empty] | 410500130500 | 443 | 410500 | 130500
[5 empty] | 411500130500 | 443 | 411500 | 130500
[5 empty] | 412500130500 | 443 | 412500 | 130500
[5 empty] | 413500130500 | 443 | 413500 | 130500
[5 empty] | 414500130500 | 443 | 414500 | 130500
[5 empty] | 415500130500 | 443 | 415500 | 130500
[5 empty] | 416500130500 | 443 | 416500 | 130500
[5 empty] | 417500130500 | 443 | 417500 | 130500
[5 empty] | 418500130500 | 443 | 418500 | 130500
[5 empty] | 419500130500 | 443 | 419500 | 130500
[5 empty] | 420500130500 | 443 | 420500 | 130500
[5 empty] | 421500130500 | 443 | 421500 | 130500
[5 empty] | 422500130500 | 443 | 422500 | 130500
[5 empty] | 423500130500 | 443 | 423500 | 130500
[5 empty] | 424500130500 | 443 | 424500 | 130500
[5 empty] | 425500130500 | 443 | 425500 | 130500
[5 empty] | 384500129500 | 443 | 384500 | 129500
[5 empty] | 385500129500 | 443 | 385500 | 129500
[5 empty] | 386500129500 | 443 | 386500 | 129500
[5 empty] | 387500129500 | 443 | 387500 | 129500
[5 empty] | 388500129500 | 443 | 388500 | 129500
[5 empty] | 389500129500 | 443 | 389500 | 129500
[5 empty] | 390500129500 | 443 | 390500 | 129500
[5 empty] | 391500129500 | 443 | 391500 | 129500
[5 empty] | 392500129500 | 443 | 392500 | 129500
[5 empty] | 393500129500 | 443 | 393500 | 129500
[5 empty] | 394500129500 | 443 | 394500 | 129500
[5 empty] | 395500129500 | 443 | 395500 | 129500
[5 empty] | 396500129500 | 443 | 396500 | 129500
[5 empty] | 397500129500 | 443 | 397500 | 129500
[5 empty] | 398500129500 | 443 | 398500 | 129500
[5 empty] | 399500129500 | 443 | 399500 | 129500
[5 empty] | 400500129500 | 443 | 400500 | 129500
[5 empty] | 401500129500 | 443 | 401500 | 129500
[5 empty] | 402500129500 | 443 | 402500 | 129500
[5 empty] | 403500129500 | 443 | 403500 | 129500
[5 empty] | 404500129500 | 443 | 404500 | 129500
[5 empty] | 405500129500 | 443 | 405500 | 129500
[5 empty] | 406500129500 | 443 | 406500 | 129500
[5 empty] | 407500129500 | 443 | 407500 | 129500
[5 empty] | 408500129500 | 443 | 408500 | 129500
[5 empty] | 409500129500 | 443 | 409500 | 129500
[5 empty] | 410500129500 | 443 | 410500 | 129500
[5 empty] | 411500129500 | 443 | 411500 | 129500
[5 empty] | 412500129500 | 443 | 412500 | 129500
[5 empty] | 413500129500 | 443 | 413500 | 129500
[5 empty] | 414500129500 | 443 | 414500 | 129500
[5 empty] | 415500129500 | 443 | 415500 | 129500
[5 empty] | 416500129500 | 443 | 416500 | 129500
[5 empty] | 417500129500 | 443 | 417500 | 129500
[5 empty] | 418500129500 | 443 | 418500 | 129500
[5 empty] | 419500129500 | 443 | 419500 | 129500
[5 empty] | 420500129500 | 443 | 420500 | 129500
[5 empty] | 421500129500 | 443 | 421500 | 129500
[5 empty] | 422500129500 | 443 | 422500 | 129500
[5 empty] | 423500129500 | 443 | 423500 | 129500
[5 empty] | 424500129500 | 443 | 424500 | 129500
[5 empty] | 425500129500 | 443 | 425500 | 129500
[5 empty] | 385500128500 | 443 | 385500 | 128500
[5 empty] | 386500128500 | 443 | 386500 | 128500
[5 empty] | 387500128500 | 443 | 387500 | 128500
[5 empty] | 388500128500 | 443 | 388500 | 128500
[5 empty] | 389500128500 | 443 | 389500 | 128500
[5 empty] | 390500128500 | 443 | 390500 | 128500
[5 empty] | 391500128500 | 443 | 391500 | 128500
[5 empty] | 392500128500 | 443 | 392500 | 128500
[5 empty] | 393500128500 | 443 | 393500 | 128500
[5 empty] | 394500128500 | 443 | 394500 | 128500
[5 empty] | 395500128500 | 443 | 395500 | 128500
[5 empty] | 396500128500 | 443 | 396500 | 128500
[5 empty] | 397500128500 | 443 | 397500 | 128500
[5 empty] | 398500128500 | 443 | 398500 | 128500
[5 empty] | 399500128500 | 443 | 399500 | 128500
[5 empty] | 400500128500 | 443 | 400500 | 128500
[5 empty] | 401500128500 | 443 | 401500 | 128500
[5 empty] | 402500128500 | 443 | 402500 | 128500
[5 empty] | 403500128500 | 443 | 403500 | 128500
[5 empty] | 404500128500 | 443 | 404500 | 128500
[5 empty] | 405500128500 | 443 | 405500 | 128500
[5 empty] | 406500128500 | 443 | 406500 | 128500
[5 empty] | 407500128500 | 443 | 407500 | 128500
[5 empty] | 408500128500 | 443 | 408500 | 128500
[5 empty] | 409500128500 | 443 | 409500 | 128500
[5 empty] | 410500128500 | 443 | 410500 | 128500
[5 empty] | 411500128500 | 443 | 411500 | 128500
[5 empty] | 412500128500 | 443 | 412500 | 128500
[5 empty] | 413500128500 | 443 | 413500 | 128500
[5 empty] | 414500128500 | 443 | 414500 | 128500
[5 empty] | 415500128500 | 443 | 415500 | 128500
[5 empty] | 416500128500 | 443 | 416500 | 128500
[5 empty] | 417500128500 | 443 | 417500 | 128500
[5 empty] | 418500128500 | 443 | 418500 | 128500
[5 empty] | 419500128500 | 443 | 419500 | 128500
[5 empty] | 420500128500 | 443 | 420500 | 128500
[5 empty] | 421500128500 | 443 | 421500 | 128500
[5 empty] | 422500128500 | 443 | 422500 | 128500
[5 empty] | 423500128500 | 443 | 423500 | 128500
[5 empty] | 424500128500 | 443 | 424500 | 128500
[5 empty] | 425500128500 | 443 | 425500 | 128500
[5 empty] | 385500127500 | 443 | 385500 | 127500
[5 empty] | 386500127500 | 443 | 386500 | 127500
[5 empty] | 387500127500 | 443 | 387500 | 127500
[5 empty] | 388500127500 | 443 | 388500 | 127500
[5 empty] | 389500127500 | 443 | 389500 | 127500
[5 empty] | 390500127500 | 443 | 390500 | 127500
[5 empty] | 391500127500 | 443 | 391500 | 127500
[5 empty] | 392500127500 | 443 | 392500 | 127500
[5 empty] | 393500127500 | 443 | 393500 | 127500
[5 empty] | 394500127500 | 443 | 394500 | 127500
[5 empty] | 395500127500 | 443 | 395500 | 127500
[5 empty] | 396500127500 | 443 | 396500 | 127500
[5 empty] | 397500127500 | 443 | 397500 | 127500
[5 empty] | 398500127500 | 443 | 398500 | 127500
[5 empty] | 399500127500 | 443 | 399500 | 127500
[5 empty] | 400500127500 | 443 | 400500 | 127500
[5 empty] | 401500127500 | 443 | 401500 | 127500
[5 empty] | 402500127500 | 443 | 402500 | 127500
[5 empty] | 403500127500 | 443 | 403500 | 127500
[5 empty] | 404500127500 | 443 | 404500 | 127500
[5 empty] | 405500127500 | 443 | 405500 | 127500
[5 empty] | 406500127500 | 443 | 406500 | 127500
[5 empty] | 407500127500 | 443 | 407500 | 127500
[5 empty] | 408500127500 | 443 | 408500 | 127500
[5 empty] | 409500127500 | 443 | 409500 | 127500
[5 empty] | 410500127500 | 443 | 410500 | 127500
[5 empty] | 411500127500 | 443 | 411500 | 127500
[5 empty] | 412500127500 | 443 | 412500 | 127500
[5 empty] | 413500127500 | 443 | 413500 | 127500
[5 empty] | 414500127500 | 443 | 414500 | 127500
[5 empty] | 415500127500 | 443 | 415500 | 127500
[5 empty] | 416500127500 | 443 | 416500 | 127500
[5 empty] | 417500127500 | 443 | 417500 | 127500
[5 empty] | 418500127500 | 443 | 418500 | 127500
[5 empty] | 419500127500 | 443 | 419500 | 127500
[5 empty] | 420500127500 | 443 | 420500 | 127500
[5 empty] | 421500127500 | 443 | 421500 | 127500
[5 empty] | 422500127500 | 443 | 422500 | 127500
[5 empty] | 423500127500 | 443 | 423500 | 127500
[5 empty] | 424500127500 | 443 | 424500 | 127500
[5 empty] | 425500127500 | 443 | 425500 | 127500
[5 empty] | 386500126500 | 443 | 386500 | 126500
[5 empty] | 387500126500 | 443 | 387500 | 126500
[5 empty] | 388500126500 | 443 | 388500 | 126500
[5 empty] | 389500126500 | 443 | 389500 | 126500
[5 empty] | 390500126500 | 443 | 390500 | 126500
[5 empty] | 391500126500 | 443 | 391500 | 126500
[5 empty] | 392500126500 | 443 | 392500 | 126500
[5 empty] | 393500126500 | 443 | 393500 | 126500
[5 empty] | 394500126500 | 443 | 394500 | 126500
[5 empty] | 395500126500 | 443 | 395500 | 126500
[5 empty] | 396500126500 | 443 | 396500 | 126500
[5 empty] | 397500126500 | 443 | 397500 | 126500
[5 empty] | 398500126500 | 443 | 398500 | 126500
[5 empty] | 399500126500 | 443 | 399500 | 126500
[5 empty] | 400500126500 | 443 | 400500 | 126500
[5 empty] | 401500126500 | 443 | 401500 | 126500
[5 empty] | 402500126500 | 443 | 402500 | 126500
[5 empty] | 403500126500 | 443 | 403500 | 126500
[5 empty] | 404500126500 | 443 | 404500 | 126500
[5 empty] | 405500126500 | 443 | 405500 | 126500
[5 empty] | 406500126500 | 443 | 406500 | 126500
[5 empty] | 407500126500 | 443 | 407500 | 126500
[5 empty] | 408500126500 | 443 | 408500 | 126500
[5 empty] | 409500126500 | 443 | 409500 | 126500
[5 empty] | 410500126500 | 443 | 410500 | 126500
[5 empty] | 411500126500 | 443 | 411500 | 126500
[5 empty] | 412500126500 | 443 | 412500 | 126500
[5 empty] | 413500126500 | 443 | 413500 | 126500
[5 empty] | 414500126500 | 443 | 414500 | 126500
[5 empty] | 415500126500 | 443 | 415500 | 126500
[5 empty] | 416500126500 | 443 | 416500 | 126500
[5 empty] | 417500126500 | 443 | 417500 | 126500
[5 empty] | 418500126500 | 443 | 418500 | 126500
[5 empty] | 419500126500 | 443 | 419500 | 126500
[5 empty] | 420500126500 | 443 | 420500 | 126500
[5 empty] | 421500126500 | 443 | 421500 | 126500
[5 empty] | 422500126500 | 443 | 422500 | 126500
[5 empty] | 423500126500 | 443 | 423500 | 126500
[5 empty] | 424500126500 | 443 | 424500 | 126500
[5 empty] | 425500126500 | 443 | 425500 | 126500
[5 empty] | 387500125500 | 443 | 387500 | 125500
[5 empty] | 388500125500 | 443 | 388500 | 125500
[5 empty] | 389500125500 | 443 | 389500 | 125500
[5 empty] | 390500125500 | 443 | 390500 | 125500
[5 empty] | 391500125500 | 443 | 391500 | 125500
[5 empty] | 392500125500 | 443 | 392500 | 125500
[5 empty] | 393500125500 | 443 | 393500 | 125500
[5 empty] | 394500125500 | 443 | 394500 | 125500
[5 empty] | 395500125500 | 443 | 395500 | 125500
[5 empty] | 396500125500 | 443 | 396500 | 125500
[5 empty] | 397500125500 | 443 | 397500 | 125500
[5 empty] | 398500125500 | 443 | 398500 | 125500
[5 empty] | 399500125500 | 443 | 399500 | 125500
[5 empty] | 400500125500 | 443 | 400500 | 125500
[5 empty] | 401500125500 | 443 | 401500 | 125500
[5 empty] | 402500125500 | 443 | 402500 | 125500
[5 empty] | 403500125500 | 443 | 403500 | 125500
[5 empty] | 404500125500 | 443 | 404500 | 125500
[5 empty] | 405500125500 | 443 | 405500 | 125500
[5 empty] | 406500125500 | 443 | 406500 | 125500
[5 empty] | 407500125500 | 443 | 407500 | 125500
[5 empty] | 408500125500 | 443 | 408500 | 125500
[5 empty] | 409500125500 | 443 | 409500 | 125500
[5 empty] | 410500125500 | 443 | 410500 | 125500
[5 empty] | 411500125500 | 443 | 411500 | 125500
[5 empty] | 412500125500 | 443 | 412500 | 125500
[5 empty] | 413500125500 | 443 | 413500 | 125500
[5 empty] | 414500125500 | 443 | 414500 | 125500
[5 empty] | 415500125500 | 443 | 415500 | 125500
[5 empty] | 416500125500 | 443 | 416500 | 125500
[5 empty] | 417500125500 | 443 | 417500 | 125500
[5 empty] | 418500125500 | 443 | 418500 | 125500
[5 empty] | 419500125500 | 443 | 419500 | 125500
[5 empty] | 420500125500 | 443 | 420500 | 125500
[5 empty] | 421500125500 | 443 | 421500 | 125500
[5 empty] | 422500125500 | 443 | 422500 | 125500
[5 empty] | 423500125500 | 443 | 423500 | 125500
[5 empty] | 424500125500 | 443 | 424500 | 125500
[5 empty] | 425500125500 | 443 | 425500 | 125500
[5 empty] | 426500125500 | 443 | 426500 | 125500
[5 empty] | 387500124500 | 443 | 387500 | 124500
[5 empty] | 388500124500 | 443 | 388500 | 124500
[5 empty] | 389500124500 | 443 | 389500 | 124500
[5 empty] | 390500124500 | 443 | 390500 | 124500
[5 empty] | 391500124500 | 443 | 391500 | 124500
[5 empty] | 392500124500 | 443 | 392500 | 124500
[5 empty] | 393500124500 | 443 | 393500 | 124500
[5 empty] | 394500124500 | 443 | 394500 | 124500
[5 empty] | 395500124500 | 443 | 395500 | 124500
[5 empty] | 396500124500 | 443 | 396500 | 124500
[5 empty] | 397500124500 | 443 | 397500 | 124500
[5 empty] | 398500124500 | 443 | 398500 | 124500
[5 empty] | 399500124500 | 443 | 399500 | 124500
[5 empty] | 400500124500 | 443 | 400500 | 124500
[5 empty] | 401500124500 | 443 | 401500 | 124500
[5 empty] | 402500124500 | 443 | 402500 | 124500
[5 empty] | 403500124500 | 443 | 403500 | 124500
[5 empty] | 404500124500 | 443 | 404500 | 124500
[5 empty] | 405500124500 | 443 | 405500 | 124500
[5 empty] | 406500124500 | 443 | 406500 | 124500
[5 empty] | 407500124500 | 443 | 407500 | 124500
[5 empty] | 408500124500 | 443 | 408500 | 124500
[5 empty] | 409500124500 | 443 | 409500 | 124500
[5 empty] | 410500124500 | 443 | 410500 | 124500
[5 empty] | 411500124500 | 443 | 411500 | 124500
[5 empty] | 412500124500 | 443 | 412500 | 124500
[5 empty] | 413500124500 | 443 | 413500 | 124500
[5 empty] | 414500124500 | 443 | 414500 | 124500
[5 empty] | 415500124500 | 443 | 415500 | 124500
[5 empty] | 416500124500 | 443 | 416500 | 124500
[5 empty] | 417500124500 | 443 | 417500 | 124500
[5 empty] | 418500124500 | 443 | 418500 | 124500
[5 empty] | 419500124500 | 443 | 419500 | 124500
[5 empty] | 420500124500 | 443 | 420500 | 124500
[5 empty] | 421500124500 | 443 | 421500 | 124500
[5 empty] | 422500124500 | 443 | 422500 | 124500
[5 empty] | 423500124500 | 443 | 423500 | 124500
[5 empty] | 424500124500 | 443 | 424500 | 124500
[5 empty] | 425500124500 | 443 | 425500 | 124500
[5 empty] | 426500124500 | 443 | 426500 | 124500
[5 empty] | 427500124500 | 443 | 427500 | 124500
[5 empty] | 388500123500 | 443 | 388500 | 123500
[5 empty] | 389500123500 | 443 | 389500 | 123500
[5 empty] | 390500123500 | 443 | 390500 | 123500
[5 empty] | 391500123500 | 443 | 391500 | 123500
[5 empty] | 392500123500 | 443 | 392500 | 123500
[5 empty] | 393500123500 | 443 | 393500 | 123500
[5 empty] | 394500123500 | 443 | 394500 | 123500
[5 empty] | 395500123500 | 443 | 395500 | 123500
[5 empty] | 396500123500 | 443 | 396500 | 123500
[5 empty] | 397500123500 | 443 | 397500 | 123500
[5 empty] | 398500123500 | 443 | 398500 | 123500
[5 empty] | 399500123500 | 443 | 399500 | 123500
[5 empty] | 400500123500 | 443 | 400500 | 123500
[5 empty] | 401500123500 | 443 | 401500 | 123500
[5 empty] | 402500123500 | 443 | 402500 | 123500
[5 empty] | 403500123500 | 443 | 403500 | 123500
[5 empty] | 404500123500 | 443 | 404500 | 123500
[5 empty] | 405500123500 | 443 | 405500 | 123500
[5 empty] | 406500123500 | 443 | 406500 | 123500
[5 empty] | 407500123500 | 443 | 407500 | 123500
[5 empty] | 408500123500 | 443 | 408500 | 123500
[5 empty] | 409500123500 | 443 | 409500 | 123500
[5 empty] | 410500123500 | 443 | 410500 | 123500
[5 empty] | 411500123500 | 443 | 411500 | 123500
[5 empty] | 412500123500 | 443 | 412500 | 123500
[5 empty] | 413500123500 | 443 | 413500 | 123500
[5 empty] | 414500123500 | 443 | 414500 | 123500
[5 empty] | 415500123500 | 443 | 415500 | 123500
[5 empty] | 416500123500 | 443 | 416500 | 123500
[5 empty] | 417500123500 | 443 | 417500 | 123500
[5 empty] | 418500123500 | 443 | 418500 | 123500
[5 empty] | 419500123500 | 443 | 419500 | 123500
[5 empty] | 420500123500 | 443 | 420500 | 123500
[5 empty] | 421500123500 | 443 | 421500 | 123500
[5 empty] | 422500123500 | 443 | 422500 | 123500
[5 empty] | 423500123500 | 443 | 423500 | 123500
[5 empty] | 424500123500 | 443 | 424500 | 123500
[5 empty] | 425500123500 | 443 | 425500 | 123500
[5 empty] | 426500123500 | 443 | 426500 | 123500
[5 empty] | 427500123500 | 443 | 427500 | 123500
[5 empty] | 388500122500 | 443 | 388500 | 122500
[5 empty] | 389500122500 | 443 | 389500 | 122500
[5 empty] | 390500122500 | 443 | 390500 | 122500
[5 empty] | 391500122500 | 443 | 391500 | 122500
[5 empty] | 392500122500 | 443 | 392500 | 122500
[5 empty] | 393500122500 | 443 | 393500 | 122500
[5 empty] | 394500122500 | 443 | 394500 | 122500
[5 empty] | 395500122500 | 443 | 395500 | 122500
[5 empty] | 396500122500 | 443 | 396500 | 122500
[5 empty] | 397500122500 | 443 | 397500 | 122500
[5 empty] | 398500122500 | 443 | 398500 | 122500
[5 empty] | 399500122500 | 443 | 399500 | 122500
[5 empty] | 400500122500 | 443 | 400500 | 122500
[5 empty] | 401500122500 | 443 | 401500 | 122500
[5 empty] | 402500122500 | 443 | 402500 | 122500
[5 empty] | 403500122500 | 443 | 403500 | 122500
[5 empty] | 404500122500 | 443 | 404500 | 122500
[5 empty] | 405500122500 | 443 | 405500 | 122500
[5 empty] | 406500122500 | 443 | 406500 | 122500
[5 empty] | 407500122500 | 443 | 407500 | 122500
[5 empty] | 409500122500 | 443 | 409500 | 122500
[5 empty] | 412500122500 | 443 | 412500 | 122500
[5 empty] | 413500122500 | 443 | 413500 | 122500
[5 empty] | 414500122500 | 443 | 414500 | 122500
[5 empty] | 415500122500 | 443 | 415500 | 122500
[5 empty] | 416500122500 | 443 | 416500 | 122500
[5 empty] | 417500122500 | 443 | 417500 | 122500
[5 empty] | 418500122500 | 443 | 418500 | 122500
[5 empty] | 419500122500 | 443 | 419500 | 122500
[5 empty] | 420500122500 | 443 | 420500 | 122500
[5 empty] | 421500122500 | 443 | 421500 | 122500
[5 empty] | 422500122500 | 443 | 422500 | 122500
[5 empty] | 423500122500 | 443 | 423500 | 122500
[5 empty] | 424500122500 | 443 | 424500 | 122500
[5 empty] | 425500122500 | 443 | 425500 | 122500
[5 empty] | 426500122500 | 443 | 426500 | 122500
[5 empty] | 389500121500 | 443 | 389500 | 121500
[5 empty] | 390500121500 | 443 | 390500 | 121500
[5 empty] | 391500121500 | 443 | 391500 | 121500
[5 empty] | 392500121500 | 443 | 392500 | 121500
[5 empty] | 393500121500 | 443 | 393500 | 121500
[5 empty] | 394500121500 | 443 | 394500 | 121500
[5 empty] | 395500121500 | 443 | 395500 | 121500
[5 empty] | 396500121500 | 443 | 396500 | 121500
[5 empty] | 397500121500 | 443 | 397500 | 121500
[5 empty] | 398500121500 | 443 | 398500 | 121500
[5 empty] | 399500121500 | 443 | 399500 | 121500
[5 empty] | 400500121500 | 443 | 400500 | 121500
[5 empty] | 401500121500 | 443 | 401500 | 121500
[5 empty] | 402500121500 | 443 | 402500 | 121500
[5 empty] | 403500121500 | 443 | 403500 | 121500
[5 empty] | 404500121500 | 443 | 404500 | 121500
[5 empty] | 409500121500 | 443 | 409500 | 121500
[5 empty] | 413500121500 | 443 | 413500 | 121500
[5 empty] | 414500121500 | 443 | 414500 | 121500
[5 empty] | 415500121500 | 443 | 415500 | 121500
[5 empty] | 416500121500 | 443 | 416500 | 121500
[5 empty] | 417500121500 | 443 | 417500 | 121500
[5 empty] | 418500121500 | 443 | 418500 | 121500
[5 empty] | 419500121500 | 443 | 419500 | 121500
[5 empty] | 420500121500 | 443 | 420500 | 121500
[5 empty] | 421500121500 | 443 | 421500 | 121500
[5 empty] | 422500121500 | 443 | 422500 | 121500
[5 empty] | 423500121500 | 443 | 423500 | 121500
[5 empty] | 424500121500 | 443 | 424500 | 121500
[5 empty] | 425500121500 | 443 | 425500 | 121500
[5 empty] | 390500120500 | 443 | 390500 | 120500
[5 empty] | 391500120500 | 443 | 391500 | 120500
[5 empty] | 392500120500 | 443 | 392500 | 120500
[5 empty] | 393500120500 | 443 | 393500 | 120500
[5 empty] | 394500120500 | 443 | 394500 | 120500
[5 empty] | 395500120500 | 443 | 395500 | 120500
[5 empty] | 396500120500 | 443 | 396500 | 120500
[5 empty] | 397500120500 | 443 | 397500 | 120500
[5 empty] | 398500120500 | 443 | 398500 | 120500
[5 empty] | 399500120500 | 443 | 399500 | 120500
[5 empty] | 400500120500 | 443 | 400500 | 120500
[5 empty] | 416500120500 | 443 | 416500 | 120500
[5 empty] | 417500120500 | 443 | 417500 | 120500
[5 empty] | 418500120500 | 443 | 418500 | 120500
[5 empty] | 419500120500 | 443 | 419500 | 120500
[5 empty] | 420500120500 | 443 | 420500 | 120500
[5 empty] | 421500120500 | 443 | 421500 | 120500
[5 empty] | 422500120500 | 443 | 422500 | 120500
[5 empty] | 423500120500 | 443 | 423500 | 120500
[5 empty] | 424500120500 | 443 | 424500 | 120500
[5 empty] | 425500120500 | 443 | 425500 | 120500
[5 empty] | 426500120500 | 443 | 426500 | 120500
[5 empty] | 392500119500 | 443 | 392500 | 119500
[5 empty] | 393500119500 | 443 | 393500 | 119500
[5 empty] | 394500119500 | 443 | 394500 | 119500
[5 empty] | 395500119500 | 443 | 395500 | 119500
[5 empty] | 396500119500 | 443 | 396500 | 119500
[5 empty] | 397500119500 | 443 | 397500 | 119500
[5 empty] | 398500119500 | 443 | 398500 | 119500
[5 empty] | 399500119500 | 443 | 399500 | 119500
[5 empty] | 420500119500 | 443 | 420500 | 119500
[5 empty] | 421500119500 | 443 | 421500 | 119500
[5 empty] | 422500119500 | 443 | 422500 | 119500
[5 empty] | 423500119500 | 443 | 423500 | 119500
[5 empty] | 424500119500 | 443 | 424500 | 119500
[5 empty] | 425500119500 | 443 | 425500 | 119500
[5 empty] | 426500119500 | 443 | 426500 | 119500
[5 empty] | 427500119500 | 443 | 427500 | 119500
[5 empty] | 392500118500 | 443 | 392500 | 118500
[5 empty] | 393500118500 | 443 | 393500 | 118500
[5 empty] | 394500118500 | 443 | 394500 | 118500
[5 empty] | 395500118500 | 443 | 395500 | 118500
[5 empty] | 421500118500 | 443 | 421500 | 118500
[5 empty] | 422500118500 | 443 | 422500 | 118500
[5 empty] | 423500118500 | 443 | 423500 | 118500
[5 empty] | 424500118500 | 443 | 424500 | 118500
[5 empty] | 425500118500 | 443 | 425500 | 118500
[5 empty] | 426500118500 | 443 | 426500 | 118500
[5 empty] | 392500117500 | 443 | 392500 | 117500
[5 empty] | 393500117500 | 443 | 393500 | 117500
[5 empty] | 394500117500 | 443 | 394500 | 117500
[5 empty] | 395500117500 | 443 | 395500 | 117500
[5 empty] | 422500117500 | 443 | 422500 | 117500
[5 empty] | 423500117500 | 443 | 423500 | 117500
[5 empty] | 424500117500 | 443 | 424500 | 117500
[5 empty] | 425500117500 | 443 | 425500 | 117500
[5 empty] | 423500116500 | 443 | 423500 | 116500
[5 empty] | 424500116500 | 443 | 424500 | 116500
[5 empty] | 517500255500 | 444 | 517500 | 255500
[5 empty] | 518500255500 | 444 | 518500 | 255500
[5 empty] | 516500254500 | 444 | 516500 | 254500
[5 empty] | 517500254500 | 444 | 517500 | 254500
[5 empty] | 518500254500 | 444 | 518500 | 254500
[5 empty] | 516500253500 | 444 | 516500 | 253500
[5 empty] | 517500253500 | 444 | 517500 | 253500
[5 empty] | 518500253500 | 444 | 518500 | 253500
[5 empty] | 519500253500 | 444 | 519500 | 253500
[5 empty] | 520500253500 | 444 | 520500 | 253500
[5 empty] | 514500252500 | 444 | 514500 | 252500
[5 empty] | 515500252500 | 444 | 515500 | 252500
[5 empty] | 516500252500 | 444 | 516500 | 252500
[5 empty] | 517500252500 | 444 | 517500 | 252500
[5 empty] | 518500252500 | 444 | 518500 | 252500
[5 empty] | 519500252500 | 444 | 519500 | 252500
[5 empty] | 520500252500 | 444 | 520500 | 252500
[5 empty] | 521500252500 | 444 | 521500 | 252500
[5 empty] | 513500251500 | 444 | 513500 | 251500
[5 empty] | 514500251500 | 444 | 514500 | 251500
[5 empty] | 515500251500 | 444 | 515500 | 251500
[5 empty] | 516500251500 | 444 | 516500 | 251500
[5 empty] | 517500251500 | 444 | 517500 | 251500
[5 empty] | 518500251500 | 444 | 518500 | 251500
[5 empty] | 519500251500 | 444 | 519500 | 251500
[5 empty] | 520500251500 | 444 | 520500 | 251500
[5 empty] | 512500250500 | 444 | 512500 | 250500
[5 empty] | 513500250500 | 444 | 513500 | 250500
[5 empty] | 514500250500 | 444 | 514500 | 250500
[5 empty] | 515500250500 | 444 | 515500 | 250500
[5 empty] | 516500250500 | 444 | 516500 | 250500
[5 empty] | 517500250500 | 444 | 517500 | 250500
[5 empty] | 518500250500 | 444 | 518500 | 250500
[5 empty] | 519500250500 | 444 | 519500 | 250500
[5 empty] | 520500250500 | 444 | 520500 | 250500
[5 empty] | 521500250500 | 444 | 521500 | 250500
[5 empty] | 522500250500 | 444 | 522500 | 250500
[5 empty] | 523500250500 | 444 | 523500 | 250500
[5 empty] | 524500250500 | 444 | 524500 | 250500
[5 empty] | 525500250500 | 444 | 525500 | 250500
[5 empty] | 526500250500 | 444 | 526500 | 250500
[5 empty] | 513500249500 | 444 | 513500 | 249500
[5 empty] | 514500249500 | 444 | 514500 | 249500
[5 empty] | 515500249500 | 444 | 515500 | 249500
[5 empty] | 516500249500 | 444 | 516500 | 249500
[5 empty] | 517500249500 | 444 | 517500 | 249500
[5 empty] | 518500249500 | 444 | 518500 | 249500
[5 empty] | 519500249500 | 444 | 519500 | 249500
[5 empty] | 520500249500 | 444 | 520500 | 249500
[5 empty] | 521500249500 | 444 | 521500 | 249500
[5 empty] | 522500249500 | 444 | 522500 | 249500
[5 empty] | 523500249500 | 444 | 523500 | 249500
[5 empty] | 524500249500 | 444 | 524500 | 249500
[5 empty] | 525500249500 | 444 | 525500 | 249500
[5 empty] | 526500249500 | 444 | 526500 | 249500
[5 empty] | 513500248500 | 444 | 513500 | 248500
[5 empty] | 514500248500 | 444 | 514500 | 248500
[5 empty] | 515500248500 | 444 | 515500 | 248500
[5 empty] | 516500248500 | 444 | 516500 | 248500
[5 empty] | 517500248500 | 444 | 517500 | 248500
[5 empty] | 518500248500 | 444 | 518500 | 248500
[5 empty] | 519500248500 | 444 | 519500 | 248500
[5 empty] | 520500248500 | 444 | 520500 | 248500
[5 empty] | 521500248500 | 444 | 521500 | 248500
[5 empty] | 522500248500 | 444 | 522500 | 248500
[5 empty] | 523500248500 | 444 | 523500 | 248500
[5 empty] | 524500248500 | 444 | 524500 | 248500
[5 empty] | 525500248500 | 444 | 525500 | 248500
[5 empty] | 526500248500 | 444 | 526500 | 248500
[5 empty] | 513500247500 | 444 | 513500 | 247500
[5 empty] | 514500247500 | 444 | 514500 | 247500
[5 empty] | 515500247500 | 444 | 515500 | 247500
[5 empty] | 516500247500 | 444 | 516500 | 247500
[5 empty] | 517500247500 | 444 | 517500 | 247500
[5 empty] | 518500247500 | 444 | 518500 | 247500
[5 empty] | 519500247500 | 444 | 519500 | 247500
[5 empty] | 520500247500 | 444 | 520500 | 247500
[5 empty] | 521500247500 | 444 | 521500 | 247500
[5 empty] | 522500247500 | 444 | 522500 | 247500
[5 empty] | 523500247500 | 444 | 523500 | 247500
[5 empty] | 524500247500 | 444 | 524500 | 247500
[5 empty] | 525500247500 | 444 | 525500 | 247500
[5 empty] | 526500247500 | 444 | 526500 | 247500
[5 empty] | 496500246500 | 444 | 496500 | 246500
[5 empty] | 513500246500 | 444 | 513500 | 246500
[5 empty] | 514500246500 | 444 | 514500 | 246500
[5 empty] | 515500246500 | 444 | 515500 | 246500
[5 empty] | 516500246500 | 444 | 516500 | 246500
[5 empty] | 517500246500 | 444 | 517500 | 246500
[5 empty] | 518500246500 | 444 | 518500 | 246500
[5 empty] | 519500246500 | 444 | 519500 | 246500
[5 empty] | 520500246500 | 444 | 520500 | 246500
[5 empty] | 521500246500 | 444 | 521500 | 246500
[5 empty] | 522500246500 | 444 | 522500 | 246500
[5 empty] | 523500246500 | 444 | 523500 | 246500
[5 empty] | 524500246500 | 444 | 524500 | 246500
[5 empty] | 525500246500 | 444 | 525500 | 246500
[5 empty] | 526500246500 | 444 | 526500 | 246500
[5 empty] | 496500245500 | 444 | 496500 | 245500
[5 empty] | 512500245500 | 444 | 512500 | 245500
[5 empty] | 513500245500 | 444 | 513500 | 245500
[5 empty] | 514500245500 | 444 | 514500 | 245500
[5 empty] | 515500245500 | 444 | 515500 | 245500
[5 empty] | 516500245500 | 444 | 516500 | 245500
[5 empty] | 517500245500 | 444 | 517500 | 245500
[5 empty] | 518500245500 | 444 | 518500 | 245500
[5 empty] | 519500245500 | 444 | 519500 | 245500
[5 empty] | 520500245500 | 444 | 520500 | 245500
[5 empty] | 521500245500 | 444 | 521500 | 245500
[5 empty] | 522500245500 | 444 | 522500 | 245500
[5 empty] | 523500245500 | 444 | 523500 | 245500
[5 empty] | 524500245500 | 444 | 524500 | 245500
[5 empty] | 525500245500 | 444 | 525500 | 245500
[5 empty] | 526500245500 | 444 | 526500 | 245500
[5 empty] | 495500244500 | 444 | 495500 | 244500
[5 empty] | 496500244500 | 444 | 496500 | 244500
[5 empty] | 497500244500 | 444 | 497500 | 244500
[5 empty] | 498500244500 | 444 | 498500 | 244500
[5 empty] | 511500244500 | 444 | 511500 | 244500
[5 empty] | 512500244500 | 444 | 512500 | 244500
[5 empty] | 513500244500 | 444 | 513500 | 244500
[5 empty] | 514500244500 | 444 | 514500 | 244500
[5 empty] | 515500244500 | 444 | 515500 | 244500
[5 empty] | 516500244500 | 444 | 516500 | 244500
[5 empty] | 517500244500 | 444 | 517500 | 244500
[5 empty] | 518500244500 | 444 | 518500 | 244500
[5 empty] | 519500244500 | 444 | 519500 | 244500
[5 empty] | 520500244500 | 444 | 520500 | 244500
[5 empty] | 521500244500 | 444 | 521500 | 244500
[5 empty] | 522500244500 | 444 | 522500 | 244500
[5 empty] | 523500244500 | 444 | 523500 | 244500
[5 empty] | 524500244500 | 444 | 524500 | 244500
[5 empty] | 525500244500 | 444 | 525500 | 244500
[5 empty] | 526500244500 | 444 | 526500 | 244500
[5 empty] | 494500243500 | 444 | 494500 | 243500
[5 empty] | 495500243500 | 444 | 495500 | 243500
[5 empty] | 496500243500 | 444 | 496500 | 243500
[5 empty] | 497500243500 | 444 | 497500 | 243500
[5 empty] | 498500243500 | 444 | 498500 | 243500
[5 empty] | 499500243500 | 444 | 499500 | 243500
[5 empty] | 503500243500 | 444 | 503500 | 243500
[5 empty] | 504500243500 | 444 | 504500 | 243500
[5 empty] | 511500243500 | 444 | 511500 | 243500
[5 empty] | 512500243500 | 444 | 512500 | 243500
[5 empty] | 513500243500 | 444 | 513500 | 243500
[5 empty] | 514500243500 | 444 | 514500 | 243500
[5 empty] | 515500243500 | 444 | 515500 | 243500
[5 empty] | 516500243500 | 444 | 516500 | 243500
[5 empty] | 517500243500 | 444 | 517500 | 243500
[5 empty] | 518500243500 | 444 | 518500 | 243500
[5 empty] | 519500243500 | 444 | 519500 | 243500
[5 empty] | 520500243500 | 444 | 520500 | 243500
[5 empty] | 521500243500 | 444 | 521500 | 243500
[5 empty] | 522500243500 | 444 | 522500 | 243500
[5 empty] | 523500243500 | 444 | 523500 | 243500
[5 empty] | 524500243500 | 444 | 524500 | 243500
[5 empty] | 525500243500 | 444 | 525500 | 243500
[5 empty] | 493500242500 | 444 | 493500 | 242500
[5 empty] | 494500242500 | 444 | 494500 | 242500
[5 empty] | 495500242500 | 444 | 495500 | 242500
[5 empty] | 496500242500 | 444 | 496500 | 242500
[5 empty] | 497500242500 | 444 | 497500 | 242500
[5 empty] | 498500242500 | 444 | 498500 | 242500
[5 empty] | 499500242500 | 444 | 499500 | 242500
[5 empty] | 500500242500 | 444 | 500500 | 242500
[5 empty] | 503500242500 | 444 | 503500 | 242500
[5 empty] | 504500242500 | 444 | 504500 | 242500
[5 empty] | 505500242500 | 444 | 505500 | 242500
[5 empty] | 510500242500 | 444 | 510500 | 242500
[5 empty] | 511500242500 | 444 | 511500 | 242500
[5 empty] | 512500242500 | 444 | 512500 | 242500
[5 empty] | 513500242500 | 444 | 513500 | 242500
[5 empty] | 514500242500 | 444 | 514500 | 242500
[5 empty] | 515500242500 | 444 | 515500 | 242500
[5 empty] | 516500242500 | 444 | 516500 | 242500
[5 empty] | 517500242500 | 444 | 517500 | 242500
[5 empty] | 518500242500 | 444 | 518500 | 242500
[5 empty] | 519500242500 | 444 | 519500 | 242500
[5 empty] | 520500242500 | 444 | 520500 | 242500
[5 empty] | 521500242500 | 444 | 521500 | 242500
[5 empty] | 522500242500 | 444 | 522500 | 242500
[5 empty] | 523500242500 | 444 | 523500 | 242500
[5 empty] | 524500242500 | 444 | 524500 | 242500
[5 empty] | 525500242500 | 444 | 525500 | 242500
[5 empty] | 493500241500 | 444 | 493500 | 241500
[5 empty] | 494500241500 | 444 | 494500 | 241500
[5 empty] | 495500241500 | 444 | 495500 | 241500
[5 empty] | 496500241500 | 444 | 496500 | 241500
[5 empty] | 497500241500 | 444 | 497500 | 241500
[5 empty] | 498500241500 | 444 | 498500 | 241500
[5 empty] | 499500241500 | 444 | 499500 | 241500
[5 empty] | 500500241500 | 444 | 500500 | 241500
[5 empty] | 501500241500 | 444 | 501500 | 241500
[5 empty] | 503500241500 | 444 | 503500 | 241500
[5 empty] | 504500241500 | 444 | 504500 | 241500
[5 empty] | 505500241500 | 444 | 505500 | 241500
[5 empty] | 506500241500 | 444 | 506500 | 241500
[5 empty] | 507500241500 | 444 | 507500 | 241500
[5 empty] | 508500241500 | 444 | 508500 | 241500
[5 empty] | 509500241500 | 444 | 509500 | 241500
[5 empty] | 510500241500 | 444 | 510500 | 241500
[5 empty] | 511500241500 | 444 | 511500 | 241500
[5 empty] | 512500241500 | 444 | 512500 | 241500
[5 empty] | 513500241500 | 444 | 513500 | 241500
[5 empty] | 514500241500 | 444 | 514500 | 241500
[5 empty] | 515500241500 | 444 | 515500 | 241500
[5 empty] | 516500241500 | 444 | 516500 | 241500
[5 empty] | 517500241500 | 444 | 517500 | 241500
[5 empty] | 518500241500 | 444 | 518500 | 241500
[5 empty] | 519500241500 | 444 | 519500 | 241500
[5 empty] | 520500241500 | 444 | 520500 | 241500
[5 empty] | 521500241500 | 444 | 521500 | 241500
[5 empty] | 522500241500 | 444 | 522500 | 241500
[5 empty] | 523500241500 | 444 | 523500 | 241500
[5 empty] | 492500240500 | 444 | 492500 | 240500
[5 empty] | 493500240500 | 444 | 493500 | 240500
[5 empty] | 494500240500 | 444 | 494500 | 240500
[5 empty] | 495500240500 | 444 | 495500 | 240500
[5 empty] | 496500240500 | 444 | 496500 | 240500
[5 empty] | 497500240500 | 444 | 497500 | 240500
[5 empty] | 498500240500 | 444 | 498500 | 240500
[5 empty] | 499500240500 | 444 | 499500 | 240500
[5 empty] | 500500240500 | 444 | 500500 | 240500
[5 empty] | 501500240500 | 444 | 501500 | 240500
[5 empty] | 502500240500 | 444 | 502500 | 240500
[5 empty] | 503500240500 | 444 | 503500 | 240500
[5 empty] | 504500240500 | 444 | 504500 | 240500
[5 empty] | 505500240500 | 444 | 505500 | 240500
[5 empty] | 506500240500 | 444 | 506500 | 240500
[5 empty] | 507500240500 | 444 | 507500 | 240500
[5 empty] | 508500240500 | 444 | 508500 | 240500
[5 empty] | 509500240500 | 444 | 509500 | 240500
[5 empty] | 510500240500 | 444 | 510500 | 240500
[5 empty] | 511500240500 | 444 | 511500 | 240500
[5 empty] | 512500240500 | 444 | 512500 | 240500
[5 empty] | 513500240500 | 444 | 513500 | 240500
[5 empty] | 514500240500 | 444 | 514500 | 240500
[5 empty] | 515500240500 | 444 | 515500 | 240500
[5 empty] | 516500240500 | 444 | 516500 | 240500
[5 empty] | 517500240500 | 444 | 517500 | 240500
[5 empty] | 518500240500 | 444 | 518500 | 240500
[5 empty] | 519500240500 | 444 | 519500 | 240500
[5 empty] | 520500240500 | 444 | 520500 | 240500
[5 empty] | 521500240500 | 444 | 521500 | 240500
[5 empty] | 522500240500 | 444 | 522500 | 240500
[5 empty] | 492500239500 | 444 | 492500 | 239500
[5 empty] | 493500239500 | 444 | 493500 | 239500
[5 empty] | 494500239500 | 444 | 494500 | 239500
[5 empty] | 495500239500 | 444 | 495500 | 239500
[5 empty] | 496500239500 | 444 | 496500 | 239500
[5 empty] | 497500239500 | 444 | 497500 | 239500
[5 empty] | 498500239500 | 444 | 498500 | 239500
[5 empty] | 499500239500 | 444 | 499500 | 239500
[5 empty] | 500500239500 | 444 | 500500 | 239500
[5 empty] | 501500239500 | 444 | 501500 | 239500
[5 empty] | 502500239500 | 444 | 502500 | 239500
[5 empty] | 503500239500 | 444 | 503500 | 239500
[5 empty] | 504500239500 | 444 | 504500 | 239500
[5 empty] | 505500239500 | 444 | 505500 | 239500
[5 empty] | 506500239500 | 444 | 506500 | 239500
[5 empty] | 507500239500 | 444 | 507500 | 239500
[5 empty] | 508500239500 | 444 | 508500 | 239500
[5 empty] | 509500239500 | 444 | 509500 | 239500
[5 empty] | 510500239500 | 444 | 510500 | 239500
[5 empty] | 511500239500 | 444 | 511500 | 239500
[5 empty] | 512500239500 | 444 | 512500 | 239500
[5 empty] | 513500239500 | 444 | 513500 | 239500
[5 empty] | 514500239500 | 444 | 514500 | 239500
[5 empty] | 515500239500 | 444 | 515500 | 239500
[5 empty] | 516500239500 | 444 | 516500 | 239500
[5 empty] | 517500239500 | 444 | 517500 | 239500
[5 empty] | 518500239500 | 444 | 518500 | 239500
[5 empty] | 519500239500 | 444 | 519500 | 239500
[5 empty] | 520500239500 | 444 | 520500 | 239500
[5 empty] | 521500239500 | 444 | 521500 | 239500
[5 empty] | 522500239500 | 444 | 522500 | 239500
[5 empty] | 493500238500 | 444 | 493500 | 238500
[5 empty] | 494500238500 | 444 | 494500 | 238500
[5 empty] | 495500238500 | 444 | 495500 | 238500
[5 empty] | 496500238500 | 444 | 496500 | 238500
[5 empty] | 497500238500 | 444 | 497500 | 238500
[5 empty] | 498500238500 | 444 | 498500 | 238500
[5 empty] | 499500238500 | 444 | 499500 | 238500
[5 empty] | 500500238500 | 444 | 500500 | 238500
[5 empty] | 501500238500 | 444 | 501500 | 238500
[5 empty] | 502500238500 | 444 | 502500 | 238500
[5 empty] | 503500238500 | 444 | 503500 | 238500
[5 empty] | 504500238500 | 444 | 504500 | 238500
[5 empty] | 505500238500 | 444 | 505500 | 238500
[5 empty] | 506500238500 | 444 | 506500 | 238500
[5 empty] | 507500238500 | 444 | 507500 | 238500
[5 empty] | 508500238500 | 444 | 508500 | 238500
[5 empty] | 509500238500 | 444 | 509500 | 238500
[5 empty] | 510500238500 | 444 | 510500 | 238500
[5 empty] | 511500238500 | 444 | 511500 | 238500
[5 empty] | 512500238500 | 444 | 512500 | 238500
[5 empty] | 513500238500 | 444 | 513500 | 238500
[5 empty] | 514500238500 | 444 | 514500 | 238500
[5 empty] | 515500238500 | 444 | 515500 | 238500
[5 empty] | 516500238500 | 444 | 516500 | 238500
[5 empty] | 517500238500 | 444 | 517500 | 238500
[5 empty] | 518500238500 | 444 | 518500 | 238500
[5 empty] | 519500238500 | 444 | 519500 | 238500
[5 empty] | 520500238500 | 444 | 520500 | 238500
[5 empty] | 521500238500 | 444 | 521500 | 238500
[5 empty] | 493500237500 | 444 | 493500 | 237500
[5 empty] | 494500237500 | 444 | 494500 | 237500
[5 empty] | 495500237500 | 444 | 495500 | 237500
[5 empty] | 496500237500 | 444 | 496500 | 237500
[5 empty] | 497500237500 | 444 | 497500 | 237500
[5 empty] | 498500237500 | 444 | 498500 | 237500
[5 empty] | 499500237500 | 444 | 499500 | 237500
[5 empty] | 500500237500 | 444 | 500500 | 237500
[5 empty] | 501500237500 | 444 | 501500 | 237500
[5 empty] | 502500237500 | 444 | 502500 | 237500
[5 empty] | 503500237500 | 444 | 503500 | 237500
[5 empty] | 504500237500 | 444 | 504500 | 237500
[5 empty] | 505500237500 | 444 | 505500 | 237500
[5 empty] | 506500237500 | 444 | 506500 | 237500
[5 empty] | 507500237500 | 444 | 507500 | 237500
[5 empty] | 508500237500 | 444 | 508500 | 237500
[5 empty] | 509500237500 | 444 | 509500 | 237500
[5 empty] | 510500237500 | 444 | 510500 | 237500
[5 empty] | 511500237500 | 444 | 511500 | 237500
[5 empty] | 512500237500 | 444 | 512500 | 237500
[5 empty] | 513500237500 | 444 | 513500 | 237500
[5 empty] | 514500237500 | 444 | 514500 | 237500
[5 empty] | 515500237500 | 444 | 515500 | 237500
[5 empty] | 516500237500 | 444 | 516500 | 237500
[5 empty] | 517500237500 | 444 | 517500 | 237500
[5 empty] | 518500237500 | 444 | 518500 | 237500
[5 empty] | 519500237500 | 444 | 519500 | 237500
[5 empty] | 520500237500 | 444 | 520500 | 237500
[5 empty] | 521500237500 | 444 | 521500 | 237500
[5 empty] | 522500237500 | 444 | 522500 | 237500
[5 empty] | 493500236500 | 444 | 493500 | 236500
[5 empty] | 494500236500 | 444 | 494500 | 236500
[5 empty] | 495500236500 | 444 | 495500 | 236500
[5 empty] | 496500236500 | 444 | 496500 | 236500
[5 empty] | 497500236500 | 444 | 497500 | 236500
[5 empty] | 498500236500 | 444 | 498500 | 236500
[5 empty] | 499500236500 | 444 | 499500 | 236500
[5 empty] | 500500236500 | 444 | 500500 | 236500
[5 empty] | 501500236500 | 444 | 501500 | 236500
[5 empty] | 502500236500 | 444 | 502500 | 236500
[5 empty] | 503500236500 | 444 | 503500 | 236500
[5 empty] | 504500236500 | 444 | 504500 | 236500
[5 empty] | 505500236500 | 444 | 505500 | 236500
[5 empty] | 506500236500 | 444 | 506500 | 236500
[5 empty] | 507500236500 | 444 | 507500 | 236500
[5 empty] | 508500236500 | 444 | 508500 | 236500
[5 empty] | 509500236500 | 444 | 509500 | 236500
[5 empty] | 510500236500 | 444 | 510500 | 236500
[5 empty] | 511500236500 | 444 | 511500 | 236500
[5 empty] | 512500236500 | 444 | 512500 | 236500
[5 empty] | 513500236500 | 444 | 513500 | 236500
[5 empty] | 514500236500 | 444 | 514500 | 236500
[5 empty] | 515500236500 | 444 | 515500 | 236500
[5 empty] | 516500236500 | 444 | 516500 | 236500
[5 empty] | 517500236500 | 444 | 517500 | 236500
[5 empty] | 518500236500 | 444 | 518500 | 236500
[5 empty] | 519500236500 | 444 | 519500 | 236500
[5 empty] | 520500236500 | 444 | 520500 | 236500
[5 empty] | 521500236500 | 444 | 521500 | 236500
[5 empty] | 522500236500 | 444 | 522500 | 236500
[5 empty] | 493500235500 | 444 | 493500 | 235500
[5 empty] | 494500235500 | 444 | 494500 | 235500
[5 empty] | 495500235500 | 444 | 495500 | 235500
[5 empty] | 496500235500 | 444 | 496500 | 235500
[5 empty] | 497500235500 | 444 | 497500 | 235500
[5 empty] | 498500235500 | 444 | 498500 | 235500
[5 empty] | 499500235500 | 444 | 499500 | 235500
[5 empty] | 500500235500 | 444 | 500500 | 235500
[5 empty] | 501500235500 | 444 | 501500 | 235500
[5 empty] | 502500235500 | 444 | 502500 | 235500
[5 empty] | 503500235500 | 444 | 503500 | 235500
[5 empty] | 504500235500 | 444 | 504500 | 235500
[5 empty] | 505500235500 | 444 | 505500 | 235500
[5 empty] | 506500235500 | 444 | 506500 | 235500
[5 empty] | 507500235500 | 444 | 507500 | 235500
[5 empty] | 508500235500 | 444 | 508500 | 235500
[5 empty] | 509500235500 | 444 | 509500 | 235500
[5 empty] | 510500235500 | 444 | 510500 | 235500
[5 empty] | 511500235500 | 444 | 511500 | 235500
[5 empty] | 512500235500 | 444 | 512500 | 235500
[5 empty] | 513500235500 | 444 | 513500 | 235500
[5 empty] | 514500235500 | 444 | 514500 | 235500
[5 empty] | 515500235500 | 444 | 515500 | 235500
[5 empty] | 516500235500 | 444 | 516500 | 235500
[5 empty] | 517500235500 | 444 | 517500 | 235500
[5 empty] | 518500235500 | 444 | 518500 | 235500
[5 empty] | 519500235500 | 444 | 519500 | 235500
[5 empty] | 520500235500 | 444 | 520500 | 235500
[5 empty] | 521500235500 | 444 | 521500 | 235500
[5 empty] | 492500234500 | 444 | 492500 | 234500
[5 empty] | 493500234500 | 444 | 493500 | 234500
[5 empty] | 494500234500 | 444 | 494500 | 234500
[5 empty] | 495500234500 | 444 | 495500 | 234500
[5 empty] | 496500234500 | 444 | 496500 | 234500
[5 empty] | 497500234500 | 444 | 497500 | 234500
[5 empty] | 498500234500 | 444 | 498500 | 234500
[5 empty] | 499500234500 | 444 | 499500 | 234500
[5 empty] | 500500234500 | 444 | 500500 | 234500
[5 empty] | 501500234500 | 444 | 501500 | 234500
[5 empty] | 502500234500 | 444 | 502500 | 234500
[5 empty] | 503500234500 | 444 | 503500 | 234500
[5 empty] | 504500234500 | 444 | 504500 | 234500
[5 empty] | 505500234500 | 444 | 505500 | 234500
[5 empty] | 506500234500 | 444 | 506500 | 234500
[5 empty] | 507500234500 | 444 | 507500 | 234500
[5 empty] | 508500234500 | 444 | 508500 | 234500
[5 empty] | 509500234500 | 444 | 509500 | 234500
[5 empty] | 510500234500 | 444 | 510500 | 234500
[5 empty] | 511500234500 | 444 | 511500 | 234500
[5 empty] | 512500234500 | 444 | 512500 | 234500
[5 empty] | 513500234500 | 444 | 513500 | 234500
[5 empty] | 514500234500 | 444 | 514500 | 234500
[5 empty] | 515500234500 | 444 | 515500 | 234500
[5 empty] | 516500234500 | 444 | 516500 | 234500
[5 empty] | 518500234500 | 444 | 518500 | 234500
[5 empty] | 519500234500 | 444 | 519500 | 234500
[5 empty] | 520500234500 | 444 | 520500 | 234500
[5 empty] | 492500233500 | 444 | 492500 | 233500
[5 empty] | 493500233500 | 444 | 493500 | 233500
[5 empty] | 494500233500 | 444 | 494500 | 233500
[5 empty] | 495500233500 | 444 | 495500 | 233500
[5 empty] | 496500233500 | 444 | 496500 | 233500
[5 empty] | 497500233500 | 444 | 497500 | 233500
[5 empty] | 498500233500 | 444 | 498500 | 233500
[5 empty] | 499500233500 | 444 | 499500 | 233500
[5 empty] | 500500233500 | 444 | 500500 | 233500
[5 empty] | 501500233500 | 444 | 501500 | 233500
[5 empty] | 502500233500 | 444 | 502500 | 233500
[5 empty] | 503500233500 | 444 | 503500 | 233500
[5 empty] | 504500233500 | 444 | 504500 | 233500
[5 empty] | 505500233500 | 444 | 505500 | 233500
[5 empty] | 506500233500 | 444 | 506500 | 233500
[5 empty] | 507500233500 | 444 | 507500 | 233500
[5 empty] | 508500233500 | 444 | 508500 | 233500
[5 empty] | 509500233500 | 444 | 509500 | 233500
[5 empty] | 510500233500 | 444 | 510500 | 233500
[5 empty] | 511500233500 | 444 | 511500 | 233500
[5 empty] | 512500233500 | 444 | 512500 | 233500
[5 empty] | 513500233500 | 444 | 513500 | 233500
[5 empty] | 514500233500 | 444 | 514500 | 233500
[5 empty] | 515500233500 | 444 | 515500 | 233500
[5 empty] | 519500233500 | 444 | 519500 | 233500
[5 empty] | 492500232500 | 444 | 492500 | 232500
[5 empty] | 493500232500 | 444 | 493500 | 232500
[5 empty] | 494500232500 | 444 | 494500 | 232500
[5 empty] | 495500232500 | 444 | 495500 | 232500
[5 empty] | 496500232500 | 444 | 496500 | 232500
[5 empty] | 497500232500 | 444 | 497500 | 232500
[5 empty] | 498500232500 | 444 | 498500 | 232500
[5 empty] | 499500232500 | 444 | 499500 | 232500
[5 empty] | 500500232500 | 444 | 500500 | 232500
[5 empty] | 501500232500 | 444 | 501500 | 232500
[5 empty] | 502500232500 | 444 | 502500 | 232500
[5 empty] | 503500232500 | 444 | 503500 | 232500
[5 empty] | 504500232500 | 444 | 504500 | 232500
[5 empty] | 505500232500 | 444 | 505500 | 232500
[5 empty] | 506500232500 | 444 | 506500 | 232500
[5 empty] | 507500232500 | 444 | 507500 | 232500
[5 empty] | 508500232500 | 444 | 508500 | 232500
[5 empty] | 509500232500 | 444 | 509500 | 232500
[5 empty] | 510500232500 | 444 | 510500 | 232500
[5 empty] | 511500232500 | 444 | 511500 | 232500
[5 empty] | 493500231500 | 444 | 493500 | 231500
[5 empty] | 494500231500 | 444 | 494500 | 231500
[5 empty] | 495500231500 | 444 | 495500 | 231500
[5 empty] | 496500231500 | 444 | 496500 | 231500
[5 empty] | 497500231500 | 444 | 497500 | 231500
[5 empty] | 498500231500 | 444 | 498500 | 231500
[5 empty] | 499500231500 | 444 | 499500 | 231500
[5 empty] | 500500231500 | 444 | 500500 | 231500
[5 empty] | 501500231500 | 444 | 501500 | 231500
[5 empty] | 502500231500 | 444 | 502500 | 231500
[5 empty] | 503500231500 | 444 | 503500 | 231500
[5 empty] | 504500231500 | 444 | 504500 | 231500
[5 empty] | 505500231500 | 444 | 505500 | 231500
[5 empty] | 506500231500 | 444 | 506500 | 231500
[5 empty] | 507500231500 | 444 | 507500 | 231500
[5 empty] | 508500231500 | 444 | 508500 | 231500
[5 empty] | 509500231500 | 444 | 509500 | 231500
[5 empty] | 511500231500 | 444 | 511500 | 231500
[5 empty] | 512500231500 | 444 | 512500 | 231500
[5 empty] | 493500230500 | 444 | 493500 | 230500
[5 empty] | 494500230500 | 444 | 494500 | 230500
[5 empty] | 495500230500 | 444 | 495500 | 230500
[5 empty] | 496500230500 | 444 | 496500 | 230500
[5 empty] | 497500230500 | 444 | 497500 | 230500
[5 empty] | 498500230500 | 444 | 498500 | 230500
[5 empty] | 499500230500 | 444 | 499500 | 230500
[5 empty] | 500500230500 | 444 | 500500 | 230500
[5 empty] | 501500230500 | 444 | 501500 | 230500
[5 empty] | 502500230500 | 444 | 502500 | 230500
[5 empty] | 503500230500 | 444 | 503500 | 230500
[5 empty] | 504500230500 | 444 | 504500 | 230500
[5 empty] | 505500230500 | 444 | 505500 | 230500
[5 empty] | 506500230500 | 444 | 506500 | 230500
[5 empty] | 507500230500 | 444 | 507500 | 230500
[5 empty] | 508500230500 | 444 | 508500 | 230500
[5 empty] | 509500230500 | 444 | 509500 | 230500
[5 empty] | 511500230500 | 444 | 511500 | 230500
[5 empty] | 512500230500 | 444 | 512500 | 230500
[5 empty] | 492500229500 | 444 | 492500 | 229500
[5 empty] | 493500229500 | 444 | 493500 | 229500
[5 empty] | 494500229500 | 444 | 494500 | 229500
[5 empty] | 495500229500 | 444 | 495500 | 229500
[5 empty] | 496500229500 | 444 | 496500 | 229500
[5 empty] | 497500229500 | 444 | 497500 | 229500
[5 empty] | 498500229500 | 444 | 498500 | 229500
[5 empty] | 499500229500 | 444 | 499500 | 229500
[5 empty] | 500500229500 | 444 | 500500 | 229500
[5 empty] | 501500229500 | 444 | 501500 | 229500
[5 empty] | 502500229500 | 444 | 502500 | 229500
[5 empty] | 503500229500 | 444 | 503500 | 229500
[5 empty] | 504500229500 | 444 | 504500 | 229500
[5 empty] | 505500229500 | 444 | 505500 | 229500
[5 empty] | 506500229500 | 444 | 506500 | 229500
[5 empty] | 507500229500 | 444 | 507500 | 229500
[5 empty] | 508500229500 | 444 | 508500 | 229500
[5 empty] | 509500229500 | 444 | 509500 | 229500
[5 empty] | 511500229500 | 444 | 511500 | 229500
[5 empty] | 512500229500 | 444 | 512500 | 229500
[5 empty] | 491500228500 | 444 | 491500 | 228500
[5 empty] | 492500228500 | 444 | 492500 | 228500
[5 empty] | 493500228500 | 444 | 493500 | 228500
[5 empty] | 494500228500 | 444 | 494500 | 228500
[5 empty] | 495500228500 | 444 | 495500 | 228500
[5 empty] | 496500228500 | 444 | 496500 | 228500
[5 empty] | 497500228500 | 444 | 497500 | 228500
[5 empty] | 498500228500 | 444 | 498500 | 228500
[5 empty] | 499500228500 | 444 | 499500 | 228500
[5 empty] | 500500228500 | 444 | 500500 | 228500
[5 empty] | 501500228500 | 444 | 501500 | 228500
[5 empty] | 502500228500 | 444 | 502500 | 228500
[5 empty] | 503500228500 | 444 | 503500 | 228500
[5 empty] | 504500228500 | 444 | 504500 | 228500
[5 empty] | 505500228500 | 444 | 505500 | 228500
[5 empty] | 506500228500 | 444 | 506500 | 228500
[5 empty] | 507500228500 | 444 | 507500 | 228500
[5 empty] | 508500228500 | 444 | 508500 | 228500
[5 empty] | 509500228500 | 444 | 509500 | 228500
[5 empty] | 491500227500 | 444 | 491500 | 227500
[5 empty] | 492500227500 | 444 | 492500 | 227500
[5 empty] | 493500227500 | 444 | 493500 | 227500
[5 empty] | 494500227500 | 444 | 494500 | 227500
[5 empty] | 495500227500 | 444 | 495500 | 227500
[5 empty] | 496500227500 | 444 | 496500 | 227500
[5 empty] | 497500227500 | 444 | 497500 | 227500
[5 empty] | 498500227500 | 444 | 498500 | 227500
[5 empty] | 499500227500 | 444 | 499500 | 227500
[5 empty] | 500500227500 | 444 | 500500 | 227500
[5 empty] | 501500227500 | 444 | 501500 | 227500
[5 empty] | 502500227500 | 444 | 502500 | 227500
[5 empty] | 503500227500 | 444 | 503500 | 227500
[5 empty] | 504500227500 | 444 | 504500 | 227500
[5 empty] | 505500227500 | 444 | 505500 | 227500
[5 empty] | 506500227500 | 444 | 506500 | 227500
[5 empty] | 507500227500 | 444 | 507500 | 227500
[5 empty] | 508500227500 | 444 | 508500 | 227500
[5 empty] | 509500227500 | 444 | 509500 | 227500
[5 empty] | 490500226500 | 444 | 490500 | 226500
[5 empty] | 491500226500 | 444 | 491500 | 226500
[5 empty] | 492500226500 | 444 | 492500 | 226500
[5 empty] | 493500226500 | 444 | 493500 | 226500
[5 empty] | 494500226500 | 444 | 494500 | 226500
[5 empty] | 495500226500 | 444 | 495500 | 226500
[5 empty] | 496500226500 | 444 | 496500 | 226500
[5 empty] | 497500226500 | 444 | 497500 | 226500
[5 empty] | 498500226500 | 444 | 498500 | 226500
[5 empty] | 499500226500 | 444 | 499500 | 226500
[5 empty] | 500500226500 | 444 | 500500 | 226500
[5 empty] | 501500226500 | 444 | 501500 | 226500
[5 empty] | 502500226500 | 444 | 502500 | 226500
[5 empty] | 503500226500 | 444 | 503500 | 226500
[5 empty] | 504500226500 | 444 | 504500 | 226500
[5 empty] | 505500226500 | 444 | 505500 | 226500
[5 empty] | 506500226500 | 444 | 506500 | 226500
[5 empty] | 508500226500 | 444 | 508500 | 226500
[5 empty] | 509500226500 | 444 | 509500 | 226500
[5 empty] | 510500226500 | 444 | 510500 | 226500
[5 empty] | 490500225500 | 444 | 490500 | 225500
[5 empty] | 491500225500 | 444 | 491500 | 225500
[5 empty] | 492500225500 | 444 | 492500 | 225500
[5 empty] | 493500225500 | 444 | 493500 | 225500
[5 empty] | 494500225500 | 444 | 494500 | 225500
[5 empty] | 495500225500 | 444 | 495500 | 225500
[5 empty] | 496500225500 | 444 | 496500 | 225500
[5 empty] | 497500225500 | 444 | 497500 | 225500
[5 empty] | 498500225500 | 444 | 498500 | 225500
[5 empty] | 499500225500 | 444 | 499500 | 225500
[5 empty] | 500500225500 | 444 | 500500 | 225500
[5 empty] | 501500225500 | 444 | 501500 | 225500
[5 empty] | 502500225500 | 444 | 502500 | 225500
[5 empty] | 503500225500 | 444 | 503500 | 225500
[5 empty] | 504500225500 | 444 | 504500 | 225500
[5 empty] | 509500225500 | 444 | 509500 | 225500
[5 empty] | 510500225500 | 444 | 510500 | 225500
[5 empty] | 490500224500 | 444 | 490500 | 224500
[5 empty] | 491500224500 | 444 | 491500 | 224500
[5 empty] | 492500224500 | 444 | 492500 | 224500
[5 empty] | 493500224500 | 444 | 493500 | 224500
[5 empty] | 494500224500 | 444 | 494500 | 224500
[5 empty] | 495500224500 | 444 | 495500 | 224500
[5 empty] | 496500224500 | 444 | 496500 | 224500
[5 empty] | 497500224500 | 444 | 497500 | 224500
[5 empty] | 498500224500 | 444 | 498500 | 224500
[5 empty] | 499500224500 | 444 | 499500 | 224500
[5 empty] | 500500224500 | 444 | 500500 | 224500
[5 empty] | 501500224500 | 444 | 501500 | 224500
[5 empty] | 502500224500 | 444 | 502500 | 224500
[5 empty] | 503500224500 | 444 | 503500 | 224500
[5 empty] | 490500223500 | 444 | 490500 | 223500
[5 empty] | 491500223500 | 444 | 491500 | 223500
[5 empty] | 492500223500 | 444 | 492500 | 223500
[5 empty] | 493500223500 | 444 | 493500 | 223500
[5 empty] | 494500223500 | 444 | 494500 | 223500
[5 empty] | 495500223500 | 444 | 495500 | 223500
[5 empty] | 496500223500 | 444 | 496500 | 223500
[5 empty] | 497500223500 | 444 | 497500 | 223500
[5 empty] | 498500223500 | 444 | 498500 | 223500
[5 empty] | 499500223500 | 444 | 499500 | 223500
[5 empty] | 500500223500 | 444 | 500500 | 223500
[5 empty] | 501500223500 | 444 | 501500 | 223500
[5 empty] | 502500223500 | 444 | 502500 | 223500
[5 empty] | 492500222500 | 444 | 492500 | 222500
[5 empty] | 493500222500 | 444 | 493500 | 222500
[5 empty] | 494500222500 | 444 | 494500 | 222500
[5 empty] | 495500222500 | 444 | 495500 | 222500
[5 empty] | 496500222500 | 444 | 496500 | 222500
[5 empty] | 497500222500 | 444 | 497500 | 222500
[5 empty] | 498500222500 | 444 | 498500 | 222500
[5 empty] | 499500222500 | 444 | 499500 | 222500
[5 empty] | 500500222500 | 444 | 500500 | 222500
[5 empty] | 501500222500 | 444 | 501500 | 222500
[5 empty] | 502500222500 | 444 | 502500 | 222500
[5 empty] | 503500222500 | 444 | 503500 | 222500
[5 empty] | 494500221500 | 444 | 494500 | 221500
[5 empty] | 495500221500 | 444 | 495500 | 221500
[5 empty] | 496500221500 | 444 | 496500 | 221500
[5 empty] | 497500221500 | 444 | 497500 | 221500
[5 empty] | 498500221500 | 444 | 498500 | 221500
[5 empty] | 499500221500 | 444 | 499500 | 221500
[5 empty] | 500500221500 | 444 | 500500 | 221500
[5 empty] | 501500221500 | 444 | 501500 | 221500
[5 empty] | 502500221500 | 444 | 502500 | 221500
[5 empty] | 503500221500 | 444 | 503500 | 221500
[5 empty] | 504500221500 | 444 | 504500 | 221500
[5 empty] | 505500221500 | 444 | 505500 | 221500
[5 empty] | 496500220500 | 444 | 496500 | 220500
[5 empty] | 497500220500 | 444 | 497500 | 220500
[5 empty] | 498500220500 | 444 | 498500 | 220500
[5 empty] | 499500220500 | 444 | 499500 | 220500
[5 empty] | 500500220500 | 444 | 500500 | 220500
[5 empty] | 501500220500 | 444 | 501500 | 220500
[5 empty] | 502500220500 | 444 | 502500 | 220500
[5 empty] | 503500220500 | 444 | 503500 | 220500
[5 empty] | 504500220500 | 444 | 504500 | 220500
[5 empty] | 505500220500 | 444 | 505500 | 220500
[5 empty] | 506500220500 | 444 | 506500 | 220500
[5 empty] | 498500219500 | 444 | 498500 | 219500
[5 empty] | 499500219500 | 444 | 499500 | 219500
[5 empty] | 500500219500 | 444 | 500500 | 219500
[5 empty] | 501500219500 | 444 | 501500 | 219500
[5 empty] | 502500219500 | 444 | 502500 | 219500
[5 empty] | 503500219500 | 444 | 503500 | 219500
[5 empty] | 504500219500 | 444 | 504500 | 219500
[5 empty] | 505500219500 | 444 | 505500 | 219500
[5 empty] | 506500219500 | 444 | 506500 | 219500
[5 empty] | 507500219500 | 444 | 507500 | 219500
[5 empty] | 510500219500 | 444 | 510500 | 219500
[5 empty] | 511500219500 | 444 | 511500 | 219500
[5 empty] | 512500219500 | 444 | 512500 | 219500
[5 empty] | 513500219500 | 444 | 513500 | 219500
[5 empty] | 499500218500 | 444 | 499500 | 218500
[5 empty] | 500500218500 | 444 | 500500 | 218500
[5 empty] | 501500218500 | 444 | 501500 | 218500
[5 empty] | 502500218500 | 444 | 502500 | 218500
[5 empty] | 503500218500 | 444 | 503500 | 218500
[5 empty] | 504500218500 | 444 | 504500 | 218500
[5 empty] | 505500218500 | 444 | 505500 | 218500
[5 empty] | 506500218500 | 444 | 506500 | 218500
[5 empty] | 507500218500 | 444 | 507500 | 218500
[5 empty] | 508500218500 | 444 | 508500 | 218500
[5 empty] | 509500218500 | 444 | 509500 | 218500
[5 empty] | 510500218500 | 444 | 510500 | 218500
[5 empty] | 511500218500 | 444 | 511500 | 218500
[5 empty] | 512500218500 | 444 | 512500 | 218500
[5 empty] | 513500218500 | 444 | 513500 | 218500
[5 empty] | 499500217500 | 444 | 499500 | 217500
[5 empty] | 500500217500 | 444 | 500500 | 217500
[5 empty] | 501500217500 | 444 | 501500 | 217500
[5 empty] | 502500217500 | 444 | 502500 | 217500
[5 empty] | 503500217500 | 444 | 503500 | 217500
[5 empty] | 504500217500 | 444 | 504500 | 217500
[5 empty] | 509500217500 | 444 | 509500 | 217500
[5 empty] | 510500217500 | 444 | 510500 | 217500
[5 empty] | 511500217500 | 444 | 511500 | 217500
[5 empty] | 512500217500 | 444 | 512500 | 217500
[5 empty] | 513500217500 | 444 | 513500 | 217500
[5 empty] | 500500216500 | 444 | 500500 | 216500
[5 empty] | 501500216500 | 444 | 501500 | 216500
[5 empty] | 502500216500 | 444 | 502500 | 216500
[5 empty] | 503500216500 | 444 | 503500 | 216500
[5 empty] | 511500216500 | 444 | 511500 | 216500
[5 empty] | 512500216500 | 444 | 512500 | 216500
[5 empty] | 501500215500 | 444 | 501500 | 215500
[5 empty] | 502500215500 | 444 | 502500 | 215500
[5 empty] | 500500214500 | 444 | 500500 | 214500
[5 empty] | 501500214500 | 444 | 501500 | 214500
[5 empty] | 502500214500 | 444 | 502500 | 214500
[5 empty] | 501500213500 | 444 | 501500 | 213500
[5 empty] | 502500213500 | 444 | 502500 | 213500
[5 empty] | 372500387500 | 445 | 372500 | 387500
[5 empty] | 371500386500 | 445 | 371500 | 386500
[5 empty] | 372500386500 | 445 | 372500 | 386500
[5 empty] | 373500386500 | 445 | 373500 | 386500
[5 empty] | 368500385500 | 445 | 368500 | 385500
[5 empty] | 369500385500 | 445 | 369500 | 385500
[5 empty] | 370500385500 | 445 | 370500 | 385500
[5 empty] | 371500385500 | 445 | 371500 | 385500
[5 empty] | 372500385500 | 445 | 372500 | 385500
[5 empty] | 373500385500 | 445 | 373500 | 385500
[5 empty] | 374500385500 | 445 | 374500 | 385500
[5 empty] | 376500385500 | 445 | 376500 | 385500
[5 empty] | 377500385500 | 445 | 377500 | 385500
[5 empty] | 397500385500 | 445 | 397500 | 385500
[5 empty] | 367500384500 | 445 | 367500 | 384500
[5 empty] | 368500384500 | 445 | 368500 | 384500
[5 empty] | 369500384500 | 445 | 369500 | 384500
[5 empty] | 370500384500 | 445 | 370500 | 384500
[5 empty] | 371500384500 | 445 | 371500 | 384500
[5 empty] | 372500384500 | 445 | 372500 | 384500
[5 empty] | 373500384500 | 445 | 373500 | 384500
[5 empty] | 374500384500 | 445 | 374500 | 384500
[5 empty] | 375500384500 | 445 | 375500 | 384500
[5 empty] | 376500384500 | 445 | 376500 | 384500
[5 empty] | 377500384500 | 445 | 377500 | 384500
[5 empty] | 378500384500 | 445 | 378500 | 384500
[5 empty] | 383500384500 | 445 | 383500 | 384500
[5 empty] | 384500384500 | 445 | 384500 | 384500
[5 empty] | 385500384500 | 445 | 385500 | 384500
[5 empty] | 391500384500 | 445 | 391500 | 384500
[5 empty] | 392500384500 | 445 | 392500 | 384500
[5 empty] | 393500384500 | 445 | 393500 | 384500
[5 empty] | 394500384500 | 445 | 394500 | 384500
[5 empty] | 395500384500 | 445 | 395500 | 384500
[5 empty] | 396500384500 | 445 | 396500 | 384500
[5 empty] | 397500384500 | 445 | 397500 | 384500
[5 empty] | 398500384500 | 445 | 398500 | 384500
[5 empty] | 366500383500 | 445 | 366500 | 383500
[5 empty] | 367500383500 | 445 | 367500 | 383500
[5 empty] | 368500383500 | 445 | 368500 | 383500
[5 empty] | 369500383500 | 445 | 369500 | 383500
[5 empty] | 370500383500 | 445 | 370500 | 383500
[5 empty] | 371500383500 | 445 | 371500 | 383500
[5 empty] | 372500383500 | 445 | 372500 | 383500
[5 empty] | 373500383500 | 445 | 373500 | 383500
[5 empty] | 374500383500 | 445 | 374500 | 383500
[5 empty] | 375500383500 | 445 | 375500 | 383500
[5 empty] | 376500383500 | 445 | 376500 | 383500
[5 empty] | 377500383500 | 445 | 377500 | 383500
[5 empty] | 378500383500 | 445 | 378500 | 383500
[5 empty] | 379500383500 | 445 | 379500 | 383500
[5 empty] | 382500383500 | 445 | 382500 | 383500
[5 empty] | 383500383500 | 445 | 383500 | 383500
[5 empty] | 384500383500 | 445 | 384500 | 383500
[5 empty] | 385500383500 | 445 | 385500 | 383500
[5 empty] | 386500383500 | 445 | 386500 | 383500
[5 empty] | 387500383500 | 445 | 387500 | 383500
[5 empty] | 390500383500 | 445 | 390500 | 383500
[5 empty] | 391500383500 | 445 | 391500 | 383500
[5 empty] | 392500383500 | 445 | 392500 | 383500
[5 empty] | 393500383500 | 445 | 393500 | 383500
[5 empty] | 394500383500 | 445 | 394500 | 383500
[5 empty] | 395500383500 | 445 | 395500 | 383500
[5 empty] | 396500383500 | 445 | 396500 | 383500
[5 empty] | 397500383500 | 445 | 397500 | 383500
[5 empty] | 398500383500 | 445 | 398500 | 383500
[5 empty] | 399500383500 | 445 | 399500 | 383500
[5 empty] | 367500382500 | 445 | 367500 | 382500
[5 empty] | 368500382500 | 445 | 368500 | 382500
[5 empty] | 369500382500 | 445 | 369500 | 382500
[5 empty] | 370500382500 | 445 | 370500 | 382500
[5 empty] | 371500382500 | 445 | 371500 | 382500
[5 empty] | 372500382500 | 445 | 372500 | 382500
[5 empty] | 373500382500 | 445 | 373500 | 382500
[5 empty] | 374500382500 | 445 | 374500 | 382500
[5 empty] | 375500382500 | 445 | 375500 | 382500
[5 empty] | 376500382500 | 445 | 376500 | 382500
[5 empty] | 377500382500 | 445 | 377500 | 382500
[5 empty] | 378500382500 | 445 | 378500 | 382500
[5 empty] | 379500382500 | 445 | 379500 | 382500
[5 empty] | 380500382500 | 445 | 380500 | 382500
[5 empty] | 381500382500 | 445 | 381500 | 382500
[5 empty] | 382500382500 | 445 | 382500 | 382500
[5 empty] | 383500382500 | 445 | 383500 | 382500
[5 empty] | 384500382500 | 445 | 384500 | 382500
[5 empty] | 385500382500 | 445 | 385500 | 382500
[5 empty] | 386500382500 | 445 | 386500 | 382500
[5 empty] | 390500382500 | 445 | 390500 | 382500
[5 empty] | 391500382500 | 445 | 391500 | 382500
[5 empty] | 392500382500 | 445 | 392500 | 382500
[5 empty] | 393500382500 | 445 | 393500 | 382500
[5 empty] | 394500382500 | 445 | 394500 | 382500
[5 empty] | 395500382500 | 445 | 395500 | 382500
[5 empty] | 396500382500 | 445 | 396500 | 382500
[5 empty] | 397500382500 | 445 | 397500 | 382500
[5 empty] | 398500382500 | 445 | 398500 | 382500
[5 empty] | 367500381500 | 445 | 367500 | 381500
[5 empty] | 368500381500 | 445 | 368500 | 381500
[5 empty] | 369500381500 | 445 | 369500 | 381500
[5 empty] | 370500381500 | 445 | 370500 | 381500
[5 empty] | 371500381500 | 445 | 371500 | 381500
[5 empty] | 372500381500 | 445 | 372500 | 381500
[5 empty] | 373500381500 | 445 | 373500 | 381500
[5 empty] | 374500381500 | 445 | 374500 | 381500
[5 empty] | 375500381500 | 445 | 375500 | 381500
[5 empty] | 376500381500 | 445 | 376500 | 381500
[5 empty] | 377500381500 | 445 | 377500 | 381500
[5 empty] | 378500381500 | 445 | 378500 | 381500
[5 empty] | 379500381500 | 445 | 379500 | 381500
[5 empty] | 380500381500 | 445 | 380500 | 381500
[5 empty] | 381500381500 | 445 | 381500 | 381500
[5 empty] | 382500381500 | 445 | 382500 | 381500
[5 empty] | 383500381500 | 445 | 383500 | 381500
[5 empty] | 384500381500 | 445 | 384500 | 381500
[5 empty] | 385500381500 | 445 | 385500 | 381500
[5 empty] | 386500381500 | 445 | 386500 | 381500
[5 empty] | 387500381500 | 445 | 387500 | 381500
[5 empty] | 388500381500 | 445 | 388500 | 381500
[5 empty] | 390500381500 | 445 | 390500 | 381500
[5 empty] | 391500381500 | 445 | 391500 | 381500
[5 empty] | 392500381500 | 445 | 392500 | 381500
[5 empty] | 393500381500 | 445 | 393500 | 381500
[5 empty] | 394500381500 | 445 | 394500 | 381500
[5 empty] | 395500381500 | 445 | 395500 | 381500
[5 empty] | 396500381500 | 445 | 396500 | 381500
[5 empty] | 397500381500 | 445 | 397500 | 381500
[5 empty] | 398500381500 | 445 | 398500 | 381500
[5 empty] | 366500380500 | 445 | 366500 | 380500
[5 empty] | 367500380500 | 445 | 367500 | 380500
[5 empty] | 368500380500 | 445 | 368500 | 380500
[5 empty] | 369500380500 | 445 | 369500 | 380500
[5 empty] | 370500380500 | 445 | 370500 | 380500
[5 empty] | 371500380500 | 445 | 371500 | 380500
[5 empty] | 372500380500 | 445 | 372500 | 380500
[5 empty] | 373500380500 | 445 | 373500 | 380500
[5 empty] | 374500380500 | 445 | 374500 | 380500
[5 empty] | 375500380500 | 445 | 375500 | 380500
[5 empty] | 376500380500 | 445 | 376500 | 380500
[5 empty] | 377500380500 | 445 | 377500 | 380500
[5 empty] | 378500380500 | 445 | 378500 | 380500
[5 empty] | 379500380500 | 445 | 379500 | 380500
[5 empty] | 380500380500 | 445 | 380500 | 380500
[5 empty] | 381500380500 | 445 | 381500 | 380500
[5 empty] | 382500380500 | 445 | 382500 | 380500
[5 empty] | 383500380500 | 445 | 383500 | 380500
[5 empty] | 384500380500 | 445 | 384500 | 380500
[5 empty] | 385500380500 | 445 | 385500 | 380500
[5 empty] | 386500380500 | 445 | 386500 | 380500
[5 empty] | 387500380500 | 445 | 387500 | 380500
[5 empty] | 388500380500 | 445 | 388500 | 380500
[5 empty] | 389500380500 | 445 | 389500 | 380500
[5 empty] | 390500380500 | 445 | 390500 | 380500
[5 empty] | 391500380500 | 445 | 391500 | 380500
[5 empty] | 392500380500 | 445 | 392500 | 380500
[5 empty] | 393500380500 | 445 | 393500 | 380500
[5 empty] | 394500380500 | 445 | 394500 | 380500
[5 empty] | 395500380500 | 445 | 395500 | 380500
[5 empty] | 396500380500 | 445 | 396500 | 380500
[5 empty] | 397500380500 | 445 | 397500 | 380500
[5 empty] | 398500380500 | 445 | 398500 | 380500
[5 empty] | 399500380500 | 445 | 399500 | 380500
[5 empty] | 366500379500 | 445 | 366500 | 379500
[5 empty] | 367500379500 | 445 | 367500 | 379500
[5 empty] | 368500379500 | 445 | 368500 | 379500
[5 empty] | 369500379500 | 445 | 369500 | 379500
[5 empty] | 370500379500 | 445 | 370500 | 379500
[5 empty] | 371500379500 | 445 | 371500 | 379500
[5 empty] | 372500379500 | 445 | 372500 | 379500
[5 empty] | 373500379500 | 445 | 373500 | 379500
[5 empty] | 374500379500 | 445 | 374500 | 379500
[5 empty] | 375500379500 | 445 | 375500 | 379500
[5 empty] | 376500379500 | 445 | 376500 | 379500
[5 empty] | 377500379500 | 445 | 377500 | 379500
[5 empty] | 378500379500 | 445 | 378500 | 379500
[5 empty] | 379500379500 | 445 | 379500 | 379500
[5 empty] | 380500379500 | 445 | 380500 | 379500
[5 empty] | 381500379500 | 445 | 381500 | 379500
[5 empty] | 382500379500 | 445 | 382500 | 379500
[5 empty] | 383500379500 | 445 | 383500 | 379500
[5 empty] | 384500379500 | 445 | 384500 | 379500
[5 empty] | 385500379500 | 445 | 385500 | 379500
[5 empty] | 386500379500 | 445 | 386500 | 379500
[5 empty] | 387500379500 | 445 | 387500 | 379500
[5 empty] | 388500379500 | 445 | 388500 | 379500
[5 empty] | 389500379500 | 445 | 389500 | 379500
[5 empty] | 390500379500 | 445 | 390500 | 379500
[5 empty] | 391500379500 | 445 | 391500 | 379500
[5 empty] | 392500379500 | 445 | 392500 | 379500
[5 empty] | 393500379500 | 445 | 393500 | 379500
[5 empty] | 394500379500 | 445 | 394500 | 379500
[5 empty] | 395500379500 | 445 | 395500 | 379500
[5 empty] | 396500379500 | 445 | 396500 | 379500
[5 empty] | 397500379500 | 445 | 397500 | 379500
[5 empty] | 398500379500 | 445 | 398500 | 379500
[5 empty] | 399500379500 | 445 | 399500 | 379500
[5 empty] | 367500378500 | 445 | 367500 | 378500
[5 empty] | 368500378500 | 445 | 368500 | 378500
[5 empty] | 369500378500 | 445 | 369500 | 378500
[5 empty] | 370500378500 | 445 | 370500 | 378500
[5 empty] | 371500378500 | 445 | 371500 | 378500
[5 empty] | 372500378500 | 445 | 372500 | 378500
[5 empty] | 373500378500 | 445 | 373500 | 378500
[5 empty] | 374500378500 | 445 | 374500 | 378500
[5 empty] | 375500378500 | 445 | 375500 | 378500
[5 empty] | 376500378500 | 445 | 376500 | 378500
[5 empty] | 377500378500 | 445 | 377500 | 378500
[5 empty] | 378500378500 | 445 | 378500 | 378500
[5 empty] | 379500378500 | 445 | 379500 | 378500
[5 empty] | 380500378500 | 445 | 380500 | 378500
[5 empty] | 381500378500 | 445 | 381500 | 378500
[5 empty] | 382500378500 | 445 | 382500 | 378500
[5 empty] | 383500378500 | 445 | 383500 | 378500
[5 empty] | 384500378500 | 445 | 384500 | 378500
[5 empty] | 385500378500 | 445 | 385500 | 378500
[5 empty] | 386500378500 | 445 | 386500 | 378500
[5 empty] | 387500378500 | 445 | 387500 | 378500
[5 empty] | 388500378500 | 445 | 388500 | 378500
[5 empty] | 389500378500 | 445 | 389500 | 378500
[5 empty] | 390500378500 | 445 | 390500 | 378500
[5 empty] | 391500378500 | 445 | 391500 | 378500
[5 empty] | 392500378500 | 445 | 392500 | 378500
[5 empty] | 393500378500 | 445 | 393500 | 378500
[5 empty] | 394500378500 | 445 | 394500 | 378500
[5 empty] | 395500378500 | 445 | 395500 | 378500
[5 empty] | 396500378500 | 445 | 396500 | 378500
[5 empty] | 397500378500 | 445 | 397500 | 378500
[5 empty] | 398500378500 | 445 | 398500 | 378500
[5 empty] | 399500378500 | 445 | 399500 | 378500
[5 empty] | 367500377500 | 445 | 367500 | 377500
[5 empty] | 368500377500 | 445 | 368500 | 377500
[5 empty] | 369500377500 | 445 | 369500 | 377500
[5 empty] | 370500377500 | 445 | 370500 | 377500
[5 empty] | 371500377500 | 445 | 371500 | 377500
[5 empty] | 372500377500 | 445 | 372500 | 377500
[5 empty] | 373500377500 | 445 | 373500 | 377500
[5 empty] | 374500377500 | 445 | 374500 | 377500
[5 empty] | 375500377500 | 445 | 375500 | 377500
[5 empty] | 376500377500 | 445 | 376500 | 377500
[5 empty] | 377500377500 | 445 | 377500 | 377500
[5 empty] | 378500377500 | 445 | 378500 | 377500
[5 empty] | 379500377500 | 445 | 379500 | 377500
[5 empty] | 380500377500 | 445 | 380500 | 377500
[5 empty] | 381500377500 | 445 | 381500 | 377500
[5 empty] | 382500377500 | 445 | 382500 | 377500
[5 empty] | 383500377500 | 445 | 383500 | 377500
[5 empty] | 384500377500 | 445 | 384500 | 377500
[5 empty] | 385500377500 | 445 | 385500 | 377500
[5 empty] | 386500377500 | 445 | 386500 | 377500
[5 empty] | 387500377500 | 445 | 387500 | 377500
[5 empty] | 388500377500 | 445 | 388500 | 377500
[5 empty] | 389500377500 | 445 | 389500 | 377500
[5 empty] | 390500377500 | 445 | 390500 | 377500
[5 empty] | 391500377500 | 445 | 391500 | 377500
[5 empty] | 392500377500 | 445 | 392500 | 377500
[5 empty] | 393500377500 | 445 | 393500 | 377500
[5 empty] | 394500377500 | 445 | 394500 | 377500
[5 empty] | 395500377500 | 445 | 395500 | 377500
[5 empty] | 396500377500 | 445 | 396500 | 377500
[5 empty] | 397500377500 | 445 | 397500 | 377500
[5 empty] | 398500377500 | 445 | 398500 | 377500
[5 empty] | 399500377500 | 445 | 399500 | 377500
[5 empty] | 370500376500 | 445 | 370500 | 376500
[5 empty] | 371500376500 | 445 | 371500 | 376500
[5 empty] | 372500376500 | 445 | 372500 | 376500
[5 empty] | 373500376500 | 445 | 373500 | 376500
[5 empty] | 374500376500 | 445 | 374500 | 376500
[5 empty] | 375500376500 | 445 | 375500 | 376500
[5 empty] | 376500376500 | 445 | 376500 | 376500
[5 empty] | 377500376500 | 445 | 377500 | 376500
[5 empty] | 378500376500 | 445 | 378500 | 376500
[5 empty] | 379500376500 | 445 | 379500 | 376500
[5 empty] | 380500376500 | 445 | 380500 | 376500
[5 empty] | 381500376500 | 445 | 381500 | 376500
[5 empty] | 382500376500 | 445 | 382500 | 376500
[5 empty] | 383500376500 | 445 | 383500 | 376500
[5 empty] | 384500376500 | 445 | 384500 | 376500
[5 empty] | 385500376500 | 445 | 385500 | 376500
[5 empty] | 386500376500 | 445 | 386500 | 376500
[5 empty] | 387500376500 | 445 | 387500 | 376500
[5 empty] | 388500376500 | 445 | 388500 | 376500
[5 empty] | 389500376500 | 445 | 389500 | 376500
[5 empty] | 390500376500 | 445 | 390500 | 376500
[5 empty] | 391500376500 | 445 | 391500 | 376500
[5 empty] | 392500376500 | 445 | 392500 | 376500
[5 empty] | 393500376500 | 445 | 393500 | 376500
[5 empty] | 394500376500 | 445 | 394500 | 376500
[5 empty] | 395500376500 | 445 | 395500 | 376500
[5 empty] | 396500376500 | 445 | 396500 | 376500
[5 empty] | 397500376500 | 445 | 397500 | 376500
[5 empty] | 398500376500 | 445 | 398500 | 376500
[5 empty] | 399500376500 | 445 | 399500 | 376500
[5 empty] | 370500375500 | 445 | 370500 | 375500
[5 empty] | 371500375500 | 445 | 371500 | 375500
[5 empty] | 372500375500 | 445 | 372500 | 375500
[5 empty] | 373500375500 | 445 | 373500 | 375500
[5 empty] | 374500375500 | 445 | 374500 | 375500
[5 empty] | 375500375500 | 445 | 375500 | 375500
[5 empty] | 376500375500 | 445 | 376500 | 375500
[5 empty] | 377500375500 | 445 | 377500 | 375500
[5 empty] | 378500375500 | 445 | 378500 | 375500
[5 empty] | 379500375500 | 445 | 379500 | 375500
[5 empty] | 380500375500 | 445 | 380500 | 375500
[5 empty] | 381500375500 | 445 | 381500 | 375500
[5 empty] | 382500375500 | 445 | 382500 | 375500
[5 empty] | 383500375500 | 445 | 383500 | 375500
[5 empty] | 384500375500 | 445 | 384500 | 375500
[5 empty] | 385500375500 | 445 | 385500 | 375500
[5 empty] | 386500375500 | 445 | 386500 | 375500
[5 empty] | 387500375500 | 445 | 387500 | 375500
[5 empty] | 388500375500 | 445 | 388500 | 375500
[5 empty] | 389500375500 | 445 | 389500 | 375500
[5 empty] | 390500375500 | 445 | 390500 | 375500
[5 empty] | 391500375500 | 445 | 391500 | 375500
[5 empty] | 392500375500 | 445 | 392500 | 375500
[5 empty] | 393500375500 | 445 | 393500 | 375500
[5 empty] | 394500375500 | 445 | 394500 | 375500
[5 empty] | 395500375500 | 445 | 395500 | 375500
[5 empty] | 396500375500 | 445 | 396500 | 375500
[5 empty] | 397500375500 | 445 | 397500 | 375500
[5 empty] | 398500375500 | 445 | 398500 | 375500
[5 empty] | 399500375500 | 445 | 399500 | 375500
[5 empty] | 371500374500 | 445 | 371500 | 374500
[5 empty] | 372500374500 | 445 | 372500 | 374500
[5 empty] | 373500374500 | 445 | 373500 | 374500
[5 empty] | 374500374500 | 445 | 374500 | 374500
[5 empty] | 375500374500 | 445 | 375500 | 374500
[5 empty] | 376500374500 | 445 | 376500 | 374500
[5 empty] | 377500374500 | 445 | 377500 | 374500
[5 empty] | 378500374500 | 445 | 378500 | 374500
[5 empty] | 379500374500 | 445 | 379500 | 374500
[5 empty] | 380500374500 | 445 | 380500 | 374500
[5 empty] | 381500374500 | 445 | 381500 | 374500
[5 empty] | 382500374500 | 445 | 382500 | 374500
[5 empty] | 383500374500 | 445 | 383500 | 374500
[5 empty] | 384500374500 | 445 | 384500 | 374500
[5 empty] | 385500374500 | 445 | 385500 | 374500
[5 empty] | 386500374500 | 445 | 386500 | 374500
[5 empty] | 387500374500 | 445 | 387500 | 374500
[5 empty] | 388500374500 | 445 | 388500 | 374500
[5 empty] | 389500374500 | 445 | 389500 | 374500
[5 empty] | 390500374500 | 445 | 390500 | 374500
[5 empty] | 391500374500 | 445 | 391500 | 374500
[5 empty] | 392500374500 | 445 | 392500 | 374500
[5 empty] | 393500374500 | 445 | 393500 | 374500
[5 empty] | 394500374500 | 445 | 394500 | 374500
[5 empty] | 395500374500 | 445 | 395500 | 374500
[5 empty] | 396500374500 | 445 | 396500 | 374500
[5 empty] | 397500374500 | 445 | 397500 | 374500
[5 empty] | 398500374500 | 445 | 398500 | 374500
[5 empty] | 399500374500 | 445 | 399500 | 374500
[5 empty] | 375500373500 | 445 | 375500 | 373500
[5 empty] | 376500373500 | 445 | 376500 | 373500
[5 empty] | 377500373500 | 445 | 377500 | 373500
[5 empty] | 378500373500 | 445 | 378500 | 373500
[5 empty] | 379500373500 | 445 | 379500 | 373500
[5 empty] | 380500373500 | 445 | 380500 | 373500
[5 empty] | 381500373500 | 445 | 381500 | 373500
[5 empty] | 382500373500 | 445 | 382500 | 373500
[5 empty] | 383500373500 | 445 | 383500 | 373500
[5 empty] | 384500373500 | 445 | 384500 | 373500
[5 empty] | 385500373500 | 445 | 385500 | 373500
[5 empty] | 386500373500 | 445 | 386500 | 373500
[5 empty] | 387500373500 | 445 | 387500 | 373500
[5 empty] | 388500373500 | 445 | 388500 | 373500
[5 empty] | 389500373500 | 445 | 389500 | 373500
[5 empty] | 390500373500 | 445 | 390500 | 373500
[5 empty] | 391500373500 | 445 | 391500 | 373500
[5 empty] | 392500373500 | 445 | 392500 | 373500
[5 empty] | 393500373500 | 445 | 393500 | 373500
[5 empty] | 394500373500 | 445 | 394500 | 373500
[5 empty] | 395500373500 | 445 | 395500 | 373500
[5 empty] | 396500373500 | 445 | 396500 | 373500
[5 empty] | 397500373500 | 445 | 397500 | 373500
[5 empty] | 398500373500 | 445 | 398500 | 373500
[5 empty] | 399500373500 | 445 | 399500 | 373500
[5 empty] | 376500372500 | 445 | 376500 | 372500
[5 empty] | 377500372500 | 445 | 377500 | 372500
[5 empty] | 378500372500 | 445 | 378500 | 372500
[5 empty] | 379500372500 | 445 | 379500 | 372500
[5 empty] | 380500372500 | 445 | 380500 | 372500
[5 empty] | 381500372500 | 445 | 381500 | 372500
[5 empty] | 382500372500 | 445 | 382500 | 372500
[5 empty] | 383500372500 | 445 | 383500 | 372500
[5 empty] | 384500372500 | 445 | 384500 | 372500
[5 empty] | 385500372500 | 445 | 385500 | 372500
[5 empty] | 386500372500 | 445 | 386500 | 372500
[5 empty] | 387500372500 | 445 | 387500 | 372500
[5 empty] | 388500372500 | 445 | 388500 | 372500
[5 empty] | 389500372500 | 445 | 389500 | 372500
[5 empty] | 390500372500 | 445 | 390500 | 372500
[5 empty] | 391500372500 | 445 | 391500 | 372500
[5 empty] | 392500372500 | 445 | 392500 | 372500
[5 empty] | 393500372500 | 445 | 393500 | 372500
[5 empty] | 394500372500 | 445 | 394500 | 372500
[5 empty] | 395500372500 | 445 | 395500 | 372500
[5 empty] | 396500372500 | 445 | 396500 | 372500
[5 empty] | 397500372500 | 445 | 397500 | 372500
[5 empty] | 398500372500 | 445 | 398500 | 372500
[5 empty] | 399500372500 | 445 | 399500 | 372500
[5 empty] | 377500371500 | 445 | 377500 | 371500
[5 empty] | 378500371500 | 445 | 378500 | 371500
[5 empty] | 379500371500 | 445 | 379500 | 371500
[5 empty] | 380500371500 | 445 | 380500 | 371500
[5 empty] | 381500371500 | 445 | 381500 | 371500
[5 empty] | 382500371500 | 445 | 382500 | 371500
[5 empty] | 383500371500 | 445 | 383500 | 371500
[5 empty] | 384500371500 | 445 | 384500 | 371500
[5 empty] | 385500371500 | 445 | 385500 | 371500
[5 empty] | 386500371500 | 445 | 386500 | 371500
[5 empty] | 387500371500 | 445 | 387500 | 371500
[5 empty] | 388500371500 | 445 | 388500 | 371500
[5 empty] | 389500371500 | 445 | 389500 | 371500
[5 empty] | 390500371500 | 445 | 390500 | 371500
[5 empty] | 391500371500 | 445 | 391500 | 371500
[5 empty] | 392500371500 | 445 | 392500 | 371500
[5 empty] | 393500371500 | 445 | 393500 | 371500
[5 empty] | 394500371500 | 445 | 394500 | 371500
[5 empty] | 395500371500 | 445 | 395500 | 371500
[5 empty] | 396500371500 | 445 | 396500 | 371500
[5 empty] | 397500371500 | 445 | 397500 | 371500
[5 empty] | 398500371500 | 445 | 398500 | 371500
[5 empty] | 399500371500 | 445 | 399500 | 371500
[5 empty] | 400500371500 | 445 | 400500 | 371500
[5 empty] | 376500370500 | 445 | 376500 | 370500
[5 empty] | 377500370500 | 445 | 377500 | 370500
[5 empty] | 378500370500 | 445 | 378500 | 370500
[5 empty] | 379500370500 | 445 | 379500 | 370500
[5 empty] | 380500370500 | 445 | 380500 | 370500
[5 empty] | 381500370500 | 445 | 381500 | 370500
[5 empty] | 382500370500 | 445 | 382500 | 370500
[5 empty] | 383500370500 | 445 | 383500 | 370500
[5 empty] | 384500370500 | 445 | 384500 | 370500
[5 empty] | 385500370500 | 445 | 385500 | 370500
[5 empty] | 386500370500 | 445 | 386500 | 370500
[5 empty] | 387500370500 | 445 | 387500 | 370500
[5 empty] | 388500370500 | 445 | 388500 | 370500
[5 empty] | 389500370500 | 445 | 389500 | 370500
[5 empty] | 390500370500 | 445 | 390500 | 370500
[5 empty] | 391500370500 | 445 | 391500 | 370500
[5 empty] | 392500370500 | 445 | 392500 | 370500
[5 empty] | 393500370500 | 445 | 393500 | 370500
[5 empty] | 394500370500 | 445 | 394500 | 370500
[5 empty] | 395500370500 | 445 | 395500 | 370500
[5 empty] | 396500370500 | 445 | 396500 | 370500
[5 empty] | 397500370500 | 445 | 397500 | 370500
[5 empty] | 398500370500 | 445 | 398500 | 370500
[5 empty] | 399500370500 | 445 | 399500 | 370500
[5 empty] | 400500370500 | 445 | 400500 | 370500
[5 empty] | 401500370500 | 445 | 401500 | 370500
[5 empty] | 373500369500 | 445 | 373500 | 369500
[5 empty] | 374500369500 | 445 | 374500 | 369500
[5 empty] | 375500369500 | 445 | 375500 | 369500
[5 empty] | 376500369500 | 445 | 376500 | 369500
[5 empty] | 377500369500 | 445 | 377500 | 369500
[5 empty] | 378500369500 | 445 | 378500 | 369500
[5 empty] | 379500369500 | 445 | 379500 | 369500
[5 empty] | 380500369500 | 445 | 380500 | 369500
[5 empty] | 381500369500 | 445 | 381500 | 369500
[5 empty] | 382500369500 | 445 | 382500 | 369500
[5 empty] | 383500369500 | 445 | 383500 | 369500
[5 empty] | 384500369500 | 445 | 384500 | 369500
[5 empty] | 385500369500 | 445 | 385500 | 369500
[5 empty] | 386500369500 | 445 | 386500 | 369500
[5 empty] | 387500369500 | 445 | 387500 | 369500
[5 empty] | 388500369500 | 445 | 388500 | 369500
[5 empty] | 389500369500 | 445 | 389500 | 369500
[5 empty] | 390500369500 | 445 | 390500 | 369500
[5 empty] | 391500369500 | 445 | 391500 | 369500
[5 empty] | 392500369500 | 445 | 392500 | 369500
[5 empty] | 393500369500 | 445 | 393500 | 369500
[5 empty] | 394500369500 | 445 | 394500 | 369500
[5 empty] | 395500369500 | 445 | 395500 | 369500
[5 empty] | 396500369500 | 445 | 396500 | 369500
[5 empty] | 397500369500 | 445 | 397500 | 369500
[5 empty] | 398500369500 | 445 | 398500 | 369500
[5 empty] | 399500369500 | 445 | 399500 | 369500
[5 empty] | 400500369500 | 445 | 400500 | 369500
[5 empty] | 373500368500 | 445 | 373500 | 368500
[5 empty] | 374500368500 | 445 | 374500 | 368500
[5 empty] | 375500368500 | 445 | 375500 | 368500
[5 empty] | 376500368500 | 445 | 376500 | 368500
[5 empty] | 377500368500 | 445 | 377500 | 368500
[5 empty] | 378500368500 | 445 | 378500 | 368500
[5 empty] | 379500368500 | 445 | 379500 | 368500
[5 empty] | 380500368500 | 445 | 380500 | 368500
[5 empty] | 381500368500 | 445 | 381500 | 368500
[5 empty] | 382500368500 | 445 | 382500 | 368500
[5 empty] | 383500368500 | 445 | 383500 | 368500
[5 empty] | 384500368500 | 445 | 384500 | 368500
[5 empty] | 385500368500 | 445 | 385500 | 368500
[5 empty] | 386500368500 | 445 | 386500 | 368500
[5 empty] | 387500368500 | 445 | 387500 | 368500
[5 empty] | 388500368500 | 445 | 388500 | 368500
[5 empty] | 389500368500 | 445 | 389500 | 368500
[5 empty] | 390500368500 | 445 | 390500 | 368500
[5 empty] | 391500368500 | 445 | 391500 | 368500
[5 empty] | 392500368500 | 445 | 392500 | 368500
[5 empty] | 393500368500 | 445 | 393500 | 368500
[5 empty] | 394500368500 | 445 | 394500 | 368500
[5 empty] | 395500368500 | 445 | 395500 | 368500
[5 empty] | 396500368500 | 445 | 396500 | 368500
[5 empty] | 397500368500 | 445 | 397500 | 368500
[5 empty] | 398500368500 | 445 | 398500 | 368500
[5 empty] | 399500368500 | 445 | 399500 | 368500
[5 empty] | 400500368500 | 445 | 400500 | 368500
[5 empty] | 373500367500 | 445 | 373500 | 367500
[5 empty] | 374500367500 | 445 | 374500 | 367500
[5 empty] | 375500367500 | 445 | 375500 | 367500
[5 empty] | 376500367500 | 445 | 376500 | 367500
[5 empty] | 377500367500 | 445 | 377500 | 367500
[5 empty] | 378500367500 | 445 | 378500 | 367500
[5 empty] | 379500367500 | 445 | 379500 | 367500
[5 empty] | 380500367500 | 445 | 380500 | 367500
[5 empty] | 381500367500 | 445 | 381500 | 367500
[5 empty] | 382500367500 | 445 | 382500 | 367500
[5 empty] | 383500367500 | 445 | 383500 | 367500
[5 empty] | 384500367500 | 445 | 384500 | 367500
[5 empty] | 385500367500 | 445 | 385500 | 367500
[5 empty] | 386500367500 | 445 | 386500 | 367500
[5 empty] | 387500367500 | 445 | 387500 | 367500
[5 empty] | 388500367500 | 445 | 388500 | 367500
[5 empty] | 389500367500 | 445 | 389500 | 367500
[5 empty] | 390500367500 | 445 | 390500 | 367500
[5 empty] | 391500367500 | 445 | 391500 | 367500
[5 empty] | 392500367500 | 445 | 392500 | 367500
[5 empty] | 393500367500 | 445 | 393500 | 367500
[5 empty] | 394500367500 | 445 | 394500 | 367500
[5 empty] | 395500367500 | 445 | 395500 | 367500
[5 empty] | 396500367500 | 445 | 396500 | 367500
[5 empty] | 397500367500 | 445 | 397500 | 367500
[5 empty] | 398500367500 | 445 | 398500 | 367500
[5 empty] | 399500367500 | 445 | 399500 | 367500
[5 empty] | 400500367500 | 445 | 400500 | 367500
[5 empty] | 369500366500 | 445 | 369500 | 366500
[5 empty] | 370500366500 | 445 | 370500 | 366500
[5 empty] | 375500366500 | 445 | 375500 | 366500
[5 empty] | 376500366500 | 445 | 376500 | 366500
[5 empty] | 377500366500 | 445 | 377500 | 366500
[5 empty] | 378500366500 | 445 | 378500 | 366500
[5 empty] | 379500366500 | 445 | 379500 | 366500
[5 empty] | 380500366500 | 445 | 380500 | 366500
[5 empty] | 381500366500 | 445 | 381500 | 366500
[5 empty] | 382500366500 | 445 | 382500 | 366500
[5 empty] | 383500366500 | 445 | 383500 | 366500
[5 empty] | 384500366500 | 445 | 384500 | 366500
[5 empty] | 385500366500 | 445 | 385500 | 366500
[5 empty] | 386500366500 | 445 | 386500 | 366500
[5 empty] | 387500366500 | 445 | 387500 | 366500
[5 empty] | 388500366500 | 445 | 388500 | 366500
[5 empty] | 389500366500 | 445 | 389500 | 366500
[5 empty] | 390500366500 | 445 | 390500 | 366500
[5 empty] | 391500366500 | 445 | 391500 | 366500
[5 empty] | 392500366500 | 445 | 392500 | 366500
[5 empty] | 393500366500 | 445 | 393500 | 366500
[5 empty] | 394500366500 | 445 | 394500 | 366500
[5 empty] | 395500366500 | 445 | 395500 | 366500
[5 empty] | 396500366500 | 445 | 396500 | 366500
[5 empty] | 397500366500 | 445 | 397500 | 366500
[5 empty] | 398500366500 | 445 | 398500 | 366500
[5 empty] | 399500366500 | 445 | 399500 | 366500
[5 empty] | 370500365500 | 445 | 370500 | 365500
[5 empty] | 371500365500 | 445 | 371500 | 365500
[5 empty] | 375500365500 | 445 | 375500 | 365500
[5 empty] | 376500365500 | 445 | 376500 | 365500
[5 empty] | 377500365500 | 445 | 377500 | 365500
[5 empty] | 378500365500 | 445 | 378500 | 365500
[5 empty] | 379500365500 | 445 | 379500 | 365500
[5 empty] | 380500365500 | 445 | 380500 | 365500
[5 empty] | 381500365500 | 445 | 381500 | 365500
[5 empty] | 382500365500 | 445 | 382500 | 365500
[5 empty] | 383500365500 | 445 | 383500 | 365500
[5 empty] | 384500365500 | 445 | 384500 | 365500
[5 empty] | 385500365500 | 445 | 385500 | 365500
[5 empty] | 386500365500 | 445 | 386500 | 365500
[5 empty] | 387500365500 | 445 | 387500 | 365500
[5 empty] | 388500365500 | 445 | 388500 | 365500
[5 empty] | 389500365500 | 445 | 389500 | 365500
[5 empty] | 390500365500 | 445 | 390500 | 365500
[5 empty] | 391500365500 | 445 | 391500 | 365500
[5 empty] | 392500365500 | 445 | 392500 | 365500
[5 empty] | 393500365500 | 445 | 393500 | 365500
[5 empty] | 394500365500 | 445 | 394500 | 365500
[5 empty] | 395500365500 | 445 | 395500 | 365500
[5 empty] | 396500365500 | 445 | 396500 | 365500
[5 empty] | 370500364500 | 445 | 370500 | 364500
[5 empty] | 371500364500 | 445 | 371500 | 364500
[5 empty] | 372500364500 | 445 | 372500 | 364500
[5 empty] | 375500364500 | 445 | 375500 | 364500
[5 empty] | 376500364500 | 445 | 376500 | 364500
[5 empty] | 377500364500 | 445 | 377500 | 364500
[5 empty] | 378500364500 | 445 | 378500 | 364500
[5 empty] | 379500364500 | 445 | 379500 | 364500
[5 empty] | 380500364500 | 445 | 380500 | 364500
[5 empty] | 381500364500 | 445 | 381500 | 364500
[5 empty] | 382500364500 | 445 | 382500 | 364500
[5 empty] | 383500364500 | 445 | 383500 | 364500
[5 empty] | 384500364500 | 445 | 384500 | 364500
[5 empty] | 385500364500 | 445 | 385500 | 364500
[5 empty] | 386500364500 | 445 | 386500 | 364500
[5 empty] | 387500364500 | 445 | 387500 | 364500
[5 empty] | 388500364500 | 445 | 388500 | 364500
[5 empty] | 389500364500 | 445 | 389500 | 364500
[5 empty] | 390500364500 | 445 | 390500 | 364500
[5 empty] | 391500364500 | 445 | 391500 | 364500
[5 empty] | 392500364500 | 445 | 392500 | 364500
[5 empty] | 393500364500 | 445 | 393500 | 364500
[5 empty] | 394500364500 | 445 | 394500 | 364500
[5 empty] | 395500364500 | 445 | 395500 | 364500
[5 empty] | 370500363500 | 445 | 370500 | 363500
[5 empty] | 371500363500 | 445 | 371500 | 363500
[5 empty] | 372500363500 | 445 | 372500 | 363500
[5 empty] | 373500363500 | 445 | 373500 | 363500
[5 empty] | 374500363500 | 445 | 374500 | 363500
[5 empty] | 375500363500 | 445 | 375500 | 363500
[5 empty] | 376500363500 | 445 | 376500 | 363500
[5 empty] | 377500363500 | 445 | 377500 | 363500
[5 empty] | 378500363500 | 445 | 378500 | 363500
[5 empty] | 379500363500 | 445 | 379500 | 363500
[5 empty] | 380500363500 | 445 | 380500 | 363500
[5 empty] | 381500363500 | 445 | 381500 | 363500
[5 empty] | 382500363500 | 445 | 382500 | 363500
[5 empty] | 383500363500 | 445 | 383500 | 363500
[5 empty] | 384500363500 | 445 | 384500 | 363500
[5 empty] | 385500363500 | 445 | 385500 | 363500
[5 empty] | 386500363500 | 445 | 386500 | 363500
[5 empty] | 387500363500 | 445 | 387500 | 363500
[5 empty] | 388500363500 | 445 | 388500 | 363500
[5 empty] | 389500363500 | 445 | 389500 | 363500
[5 empty] | 361500362500 | 445 | 361500 | 362500
[5 empty] | 362500362500 | 445 | 362500 | 362500
[5 empty] | 365500362500 | 445 | 365500 | 362500
[5 empty] | 366500362500 | 445 | 366500 | 362500
[5 empty] | 367500362500 | 445 | 367500 | 362500
[5 empty] | 370500362500 | 445 | 370500 | 362500
[5 empty] | 371500362500 | 445 | 371500 | 362500
[5 empty] | 372500362500 | 445 | 372500 | 362500
[5 empty] | 373500362500 | 445 | 373500 | 362500
[5 empty] | 374500362500 | 445 | 374500 | 362500
[5 empty] | 375500362500 | 445 | 375500 | 362500
[5 empty] | 376500362500 | 445 | 376500 | 362500
[5 empty] | 377500362500 | 445 | 377500 | 362500
[5 empty] | 378500362500 | 445 | 378500 | 362500
[5 empty] | 379500362500 | 445 | 379500 | 362500
[5 empty] | 380500362500 | 445 | 380500 | 362500
[5 empty] | 381500362500 | 445 | 381500 | 362500
[5 empty] | 382500362500 | 445 | 382500 | 362500
[5 empty] | 383500362500 | 445 | 383500 | 362500
[5 empty] | 384500362500 | 445 | 384500 | 362500
[5 empty] | 385500362500 | 445 | 385500 | 362500
[5 empty] | 386500362500 | 445 | 386500 | 362500
[5 empty] | 387500362500 | 445 | 387500 | 362500
[5 empty] | 388500362500 | 445 | 388500 | 362500
[5 empty] | 389500362500 | 445 | 389500 | 362500
[5 empty] | 358500361500 | 445 | 358500 | 361500
[5 empty] | 360500361500 | 445 | 360500 | 361500
[5 empty] | 361500361500 | 445 | 361500 | 361500
[5 empty] | 362500361500 | 445 | 362500 | 361500
[5 empty] | 363500361500 | 445 | 363500 | 361500
[5 empty] | 364500361500 | 445 | 364500 | 361500
[5 empty] | 365500361500 | 445 | 365500 | 361500
[5 empty] | 366500361500 | 445 | 366500 | 361500
[5 empty] | 367500361500 | 445 | 367500 | 361500
[5 empty] | 368500361500 | 445 | 368500 | 361500
[5 empty] | 369500361500 | 445 | 369500 | 361500
[5 empty] | 370500361500 | 445 | 370500 | 361500
[5 empty] | 371500361500 | 445 | 371500 | 361500
[5 empty] | 372500361500 | 445 | 372500 | 361500
[5 empty] | 373500361500 | 445 | 373500 | 361500
[5 empty] | 374500361500 | 445 | 374500 | 361500
[5 empty] | 375500361500 | 445 | 375500 | 361500
[5 empty] | 376500361500 | 445 | 376500 | 361500
[5 empty] | 377500361500 | 445 | 377500 | 361500
[5 empty] | 378500361500 | 445 | 378500 | 361500
[5 empty] | 379500361500 | 445 | 379500 | 361500
[5 empty] | 380500361500 | 445 | 380500 | 361500
[5 empty] | 381500361500 | 445 | 381500 | 361500
[5 empty] | 382500361500 | 445 | 382500 | 361500
[5 empty] | 383500361500 | 445 | 383500 | 361500
[5 empty] | 384500361500 | 445 | 384500 | 361500
[5 empty] | 385500361500 | 445 | 385500 | 361500
[5 empty] | 386500361500 | 445 | 386500 | 361500
[5 empty] | 387500361500 | 445 | 387500 | 361500
[5 empty] | 388500361500 | 445 | 388500 | 361500
[5 empty] | 357500360500 | 445 | 357500 | 360500
[5 empty] | 358500360500 | 445 | 358500 | 360500
[5 empty] | 359500360500 | 445 | 359500 | 360500
[5 empty] | 360500360500 | 445 | 360500 | 360500
[5 empty] | 361500360500 | 445 | 361500 | 360500
[5 empty] | 362500360500 | 445 | 362500 | 360500
[5 empty] | 363500360500 | 445 | 363500 | 360500
[5 empty] | 364500360500 | 445 | 364500 | 360500
[5 empty] | 365500360500 | 445 | 365500 | 360500
[5 empty] | 366500360500 | 445 | 366500 | 360500
[5 empty] | 367500360500 | 445 | 367500 | 360500
[5 empty] | 368500360500 | 445 | 368500 | 360500
[5 empty] | 369500360500 | 445 | 369500 | 360500
[5 empty] | 370500360500 | 445 | 370500 | 360500
[5 empty] | 371500360500 | 445 | 371500 | 360500
[5 empty] | 372500360500 | 445 | 372500 | 360500
[5 empty] | 373500360500 | 445 | 373500 | 360500
[5 empty] | 374500360500 | 445 | 374500 | 360500
[5 empty] | 375500360500 | 445 | 375500 | 360500
[5 empty] | 376500360500 | 445 | 376500 | 360500
[5 empty] | 377500360500 | 445 | 377500 | 360500
[5 empty] | 378500360500 | 445 | 378500 | 360500
[5 empty] | 379500360500 | 445 | 379500 | 360500
[5 empty] | 380500360500 | 445 | 380500 | 360500
[5 empty] | 381500360500 | 445 | 381500 | 360500
[5 empty] | 382500360500 | 445 | 382500 | 360500
[5 empty] | 383500360500 | 445 | 383500 | 360500
[5 empty] | 384500360500 | 445 | 384500 | 360500
[5 empty] | 385500360500 | 445 | 385500 | 360500
[5 empty] | 386500360500 | 445 | 386500 | 360500
[5 empty] | 387500360500 | 445 | 387500 | 360500
[5 empty] | 357500359500 | 445 | 357500 | 359500
[5 empty] | 358500359500 | 445 | 358500 | 359500
[5 empty] | 359500359500 | 445 | 359500 | 359500
[5 empty] | 360500359500 | 445 | 360500 | 359500
[5 empty] | 361500359500 | 445 | 361500 | 359500
[5 empty] | 362500359500 | 445 | 362500 | 359500
[5 empty] | 363500359500 | 445 | 363500 | 359500
[5 empty] | 364500359500 | 445 | 364500 | 359500
[5 empty] | 365500359500 | 445 | 365500 | 359500
[5 empty] | 366500359500 | 445 | 366500 | 359500
[5 empty] | 367500359500 | 445 | 367500 | 359500
[5 empty] | 368500359500 | 445 | 368500 | 359500
[5 empty] | 369500359500 | 445 | 369500 | 359500
[5 empty] | 370500359500 | 445 | 370500 | 359500
[5 empty] | 371500359500 | 445 | 371500 | 359500
[5 empty] | 372500359500 | 445 | 372500 | 359500
[5 empty] | 373500359500 | 445 | 373500 | 359500
[5 empty] | 374500359500 | 445 | 374500 | 359500
[5 empty] | 375500359500 | 445 | 375500 | 359500
[5 empty] | 376500359500 | 445 | 376500 | 359500
[5 empty] | 377500359500 | 445 | 377500 | 359500
[5 empty] | 378500359500 | 445 | 378500 | 359500
[5 empty] | 379500359500 | 445 | 379500 | 359500
[5 empty] | 380500359500 | 445 | 380500 | 359500
[5 empty] | 381500359500 | 445 | 381500 | 359500
[5 empty] | 382500359500 | 445 | 382500 | 359500
[5 empty] | 383500359500 | 445 | 383500 | 359500
[5 empty] | 384500359500 | 445 | 384500 | 359500
[5 empty] | 385500359500 | 445 | 385500 | 359500
[5 empty] | 386500359500 | 445 | 386500 | 359500
[5 empty] | 356500358500 | 445 | 356500 | 358500
[5 empty] | 357500358500 | 445 | 357500 | 358500
[5 empty] | 358500358500 | 445 | 358500 | 358500
[5 empty] | 359500358500 | 445 | 359500 | 358500
[5 empty] | 360500358500 | 445 | 360500 | 358500
[5 empty] | 361500358500 | 445 | 361500 | 358500
[5 empty] | 362500358500 | 445 | 362500 | 358500
[5 empty] | 363500358500 | 445 | 363500 | 358500
[5 empty] | 364500358500 | 445 | 364500 | 358500
[5 empty] | 365500358500 | 445 | 365500 | 358500
[5 empty] | 366500358500 | 445 | 366500 | 358500
[5 empty] | 367500358500 | 445 | 367500 | 358500
[5 empty] | 368500358500 | 445 | 368500 | 358500
[5 empty] | 369500358500 | 445 | 369500 | 358500
[5 empty] | 370500358500 | 445 | 370500 | 358500
[5 empty] | 371500358500 | 445 | 371500 | 358500
[5 empty] | 372500358500 | 445 | 372500 | 358500
[5 empty] | 373500358500 | 445 | 373500 | 358500
[5 empty] | 374500358500 | 445 | 374500 | 358500
[5 empty] | 375500358500 | 445 | 375500 | 358500
[5 empty] | 376500358500 | 445 | 376500 | 358500
[5 empty] | 377500358500 | 445 | 377500 | 358500
[5 empty] | 378500358500 | 445 | 378500 | 358500
[5 empty] | 379500358500 | 445 | 379500 | 358500
[5 empty] | 380500358500 | 445 | 380500 | 358500
[5 empty] | 381500358500 | 445 | 381500 | 358500
[5 empty] | 382500358500 | 445 | 382500 | 358500
[5 empty] | 383500358500 | 445 | 383500 | 358500
[5 empty] | 384500358500 | 445 | 384500 | 358500
[5 empty] | 385500358500 | 445 | 385500 | 358500
[5 empty] | 386500358500 | 445 | 386500 | 358500
[5 empty] | 353500357500 | 445 | 353500 | 357500
[5 empty] | 354500357500 | 445 | 354500 | 357500
[5 empty] | 355500357500 | 445 | 355500 | 357500
[5 empty] | 356500357500 | 445 | 356500 | 357500
[5 empty] | 357500357500 | 445 | 357500 | 357500
[5 empty] | 358500357500 | 445 | 358500 | 357500
[5 empty] | 359500357500 | 445 | 359500 | 357500
[5 empty] | 360500357500 | 445 | 360500 | 357500
[5 empty] | 361500357500 | 445 | 361500 | 357500
[5 empty] | 362500357500 | 445 | 362500 | 357500
[5 empty] | 363500357500 | 445 | 363500 | 357500
[5 empty] | 364500357500 | 445 | 364500 | 357500
[5 empty] | 365500357500 | 445 | 365500 | 357500
[5 empty] | 366500357500 | 445 | 366500 | 357500
[5 empty] | 367500357500 | 445 | 367500 | 357500
[5 empty] | 368500357500 | 445 | 368500 | 357500
[5 empty] | 369500357500 | 445 | 369500 | 357500
[5 empty] | 370500357500 | 445 | 370500 | 357500
[5 empty] | 371500357500 | 445 | 371500 | 357500
[5 empty] | 372500357500 | 445 | 372500 | 357500
[5 empty] | 373500357500 | 445 | 373500 | 357500
[5 empty] | 374500357500 | 445 | 374500 | 357500
[5 empty] | 375500357500 | 445 | 375500 | 357500
[5 empty] | 376500357500 | 445 | 376500 | 357500
[5 empty] | 377500357500 | 445 | 377500 | 357500
[5 empty] | 378500357500 | 445 | 378500 | 357500
[5 empty] | 379500357500 | 445 | 379500 | 357500
[5 empty] | 380500357500 | 445 | 380500 | 357500
[5 empty] | 381500357500 | 445 | 381500 | 357500
[5 empty] | 382500357500 | 445 | 382500 | 357500
[5 empty] | 383500357500 | 445 | 383500 | 357500
[5 empty] | 384500357500 | 445 | 384500 | 357500
[5 empty] | 385500357500 | 445 | 385500 | 357500
[5 empty] | 353500356500 | 445 | 353500 | 356500
[5 empty] | 354500356500 | 445 | 354500 | 356500
[5 empty] | 355500356500 | 445 | 355500 | 356500
[5 empty] | 356500356500 | 445 | 356500 | 356500
[5 empty] | 357500356500 | 445 | 357500 | 356500
[5 empty] | 358500356500 | 445 | 358500 | 356500
[5 empty] | 359500356500 | 445 | 359500 | 356500
[5 empty] | 360500356500 | 445 | 360500 | 356500
[5 empty] | 361500356500 | 445 | 361500 | 356500
[5 empty] | 362500356500 | 445 | 362500 | 356500
[5 empty] | 363500356500 | 445 | 363500 | 356500
[5 empty] | 364500356500 | 445 | 364500 | 356500
[5 empty] | 365500356500 | 445 | 365500 | 356500
[5 empty] | 366500356500 | 445 | 366500 | 356500
[5 empty] | 367500356500 | 445 | 367500 | 356500
[5 empty] | 368500356500 | 445 | 368500 | 356500
[5 empty] | 369500356500 | 445 | 369500 | 356500
[5 empty] | 370500356500 | 445 | 370500 | 356500
[5 empty] | 371500356500 | 445 | 371500 | 356500
[5 empty] | 372500356500 | 445 | 372500 | 356500
[5 empty] | 373500356500 | 445 | 373500 | 356500
[5 empty] | 374500356500 | 445 | 374500 | 356500
[5 empty] | 375500356500 | 445 | 375500 | 356500
[5 empty] | 376500356500 | 445 | 376500 | 356500
[5 empty] | 377500356500 | 445 | 377500 | 356500
[5 empty] | 378500356500 | 445 | 378500 | 356500
[5 empty] | 379500356500 | 445 | 379500 | 356500
[5 empty] | 380500356500 | 445 | 380500 | 356500
[5 empty] | 381500356500 | 445 | 381500 | 356500
[5 empty] | 382500356500 | 445 | 382500 | 356500
[5 empty] | 383500356500 | 445 | 383500 | 356500
[5 empty] | 384500356500 | 445 | 384500 | 356500
[5 empty] | 352500355500 | 445 | 352500 | 355500
[5 empty] | 353500355500 | 445 | 353500 | 355500
[5 empty] | 354500355500 | 445 | 354500 | 355500
[5 empty] | 355500355500 | 445 | 355500 | 355500
[5 empty] | 356500355500 | 445 | 356500 | 355500
[5 empty] | 357500355500 | 445 | 357500 | 355500
[5 empty] | 358500355500 | 445 | 358500 | 355500
[5 empty] | 359500355500 | 445 | 359500 | 355500
[5 empty] | 360500355500 | 445 | 360500 | 355500
[5 empty] | 361500355500 | 445 | 361500 | 355500
[5 empty] | 362500355500 | 445 | 362500 | 355500
[5 empty] | 363500355500 | 445 | 363500 | 355500
[5 empty] | 364500355500 | 445 | 364500 | 355500
[5 empty] | 365500355500 | 445 | 365500 | 355500
[5 empty] | 366500355500 | 445 | 366500 | 355500
[5 empty] | 367500355500 | 445 | 367500 | 355500
[5 empty] | 368500355500 | 445 | 368500 | 355500
[5 empty] | 369500355500 | 445 | 369500 | 355500
[5 empty] | 370500355500 | 445 | 370500 | 355500
[5 empty] | 371500355500 | 445 | 371500 | 355500
[5 empty] | 372500355500 | 445 | 372500 | 355500
[5 empty] | 373500355500 | 445 | 373500 | 355500
[5 empty] | 374500355500 | 445 | 374500 | 355500
[5 empty] | 375500355500 | 445 | 375500 | 355500
[5 empty] | 376500355500 | 445 | 376500 | 355500
[5 empty] | 377500355500 | 445 | 377500 | 355500
[5 empty] | 378500355500 | 445 | 378500 | 355500
[5 empty] | 379500355500 | 445 | 379500 | 355500
[5 empty] | 380500355500 | 445 | 380500 | 355500
[5 empty] | 381500355500 | 445 | 381500 | 355500
[5 empty] | 382500355500 | 445 | 382500 | 355500
[5 empty] | 383500355500 | 445 | 383500 | 355500
[5 empty] | 351500354500 | 445 | 351500 | 354500
[5 empty] | 352500354500 | 445 | 352500 | 354500
[5 empty] | 353500354500 | 445 | 353500 | 354500
[5 empty] | 354500354500 | 445 | 354500 | 354500
[5 empty] | 355500354500 | 445 | 355500 | 354500
[5 empty] | 356500354500 | 445 | 356500 | 354500
[5 empty] | 357500354500 | 445 | 357500 | 354500
[5 empty] | 358500354500 | 445 | 358500 | 354500
[5 empty] | 359500354500 | 445 | 359500 | 354500
[5 empty] | 360500354500 | 445 | 360500 | 354500
[5 empty] | 361500354500 | 445 | 361500 | 354500
[5 empty] | 362500354500 | 445 | 362500 | 354500
[5 empty] | 363500354500 | 445 | 363500 | 354500
[5 empty] | 364500354500 | 445 | 364500 | 354500
[5 empty] | 365500354500 | 445 | 365500 | 354500
[5 empty] | 366500354500 | 445 | 366500 | 354500
[5 empty] | 367500354500 | 445 | 367500 | 354500
[5 empty] | 368500354500 | 445 | 368500 | 354500
[5 empty] | 369500354500 | 445 | 369500 | 354500
[5 empty] | 370500354500 | 445 | 370500 | 354500
[5 empty] | 371500354500 | 445 | 371500 | 354500
[5 empty] | 372500354500 | 445 | 372500 | 354500
[5 empty] | 373500354500 | 445 | 373500 | 354500
[5 empty] | 374500354500 | 445 | 374500 | 354500
[5 empty] | 375500354500 | 445 | 375500 | 354500
[5 empty] | 376500354500 | 445 | 376500 | 354500
[5 empty] | 377500354500 | 445 | 377500 | 354500
[5 empty] | 378500354500 | 445 | 378500 | 354500
[5 empty] | 379500354500 | 445 | 379500 | 354500
[5 empty] | 380500354500 | 445 | 380500 | 354500
[5 empty] | 381500354500 | 445 | 381500 | 354500
[5 empty] | 350500353500 | 445 | 350500 | 353500
[5 empty] | 351500353500 | 445 | 351500 | 353500
[5 empty] | 352500353500 | 445 | 352500 | 353500
[5 empty] | 353500353500 | 445 | 353500 | 353500
[5 empty] | 354500353500 | 445 | 354500 | 353500
[5 empty] | 355500353500 | 445 | 355500 | 353500
[5 empty] | 356500353500 | 445 | 356500 | 353500
[5 empty] | 357500353500 | 445 | 357500 | 353500
[5 empty] | 358500353500 | 445 | 358500 | 353500
[5 empty] | 359500353500 | 445 | 359500 | 353500
[5 empty] | 360500353500 | 445 | 360500 | 353500
[5 empty] | 361500353500 | 445 | 361500 | 353500
[5 empty] | 362500353500 | 445 | 362500 | 353500
[5 empty] | 363500353500 | 445 | 363500 | 353500
[5 empty] | 364500353500 | 445 | 364500 | 353500
[5 empty] | 365500353500 | 445 | 365500 | 353500
[5 empty] | 366500353500 | 445 | 366500 | 353500
[5 empty] | 367500353500 | 445 | 367500 | 353500
[5 empty] | 368500353500 | 445 | 368500 | 353500
[5 empty] | 369500353500 | 445 | 369500 | 353500
[5 empty] | 370500353500 | 445 | 370500 | 353500
[5 empty] | 371500353500 | 445 | 371500 | 353500
[5 empty] | 372500353500 | 445 | 372500 | 353500
[5 empty] | 373500353500 | 445 | 373500 | 353500
[5 empty] | 374500353500 | 445 | 374500 | 353500
[5 empty] | 375500353500 | 445 | 375500 | 353500
[5 empty] | 376500353500 | 445 | 376500 | 353500
[5 empty] | 377500353500 | 445 | 377500 | 353500
[5 empty] | 350500352500 | 445 | 350500 | 352500
[5 empty] | 351500352500 | 445 | 351500 | 352500
[5 empty] | 352500352500 | 445 | 352500 | 352500
[5 empty] | 353500352500 | 445 | 353500 | 352500
[5 empty] | 354500352500 | 445 | 354500 | 352500
[5 empty] | 355500352500 | 445 | 355500 | 352500
[5 empty] | 356500352500 | 445 | 356500 | 352500
[5 empty] | 357500352500 | 445 | 357500 | 352500
[5 empty] | 358500352500 | 445 | 358500 | 352500
[5 empty] | 359500352500 | 445 | 359500 | 352500
[5 empty] | 360500352500 | 445 | 360500 | 352500
[5 empty] | 361500352500 | 445 | 361500 | 352500
[5 empty] | 362500352500 | 445 | 362500 | 352500
[5 empty] | 363500352500 | 445 | 363500 | 352500
[5 empty] | 364500352500 | 445 | 364500 | 352500
[5 empty] | 365500352500 | 445 | 365500 | 352500
[5 empty] | 366500352500 | 445 | 366500 | 352500
[5 empty] | 367500352500 | 445 | 367500 | 352500
[5 empty] | 368500352500 | 445 | 368500 | 352500
[5 empty] | 369500352500 | 445 | 369500 | 352500
[5 empty] | 370500352500 | 445 | 370500 | 352500
[5 empty] | 371500352500 | 445 | 371500 | 352500
[5 empty] | 372500352500 | 445 | 372500 | 352500
[5 empty] | 373500352500 | 445 | 373500 | 352500
[5 empty] | 374500352500 | 445 | 374500 | 352500
[5 empty] | 375500352500 | 445 | 375500 | 352500
[5 empty] | 376500352500 | 445 | 376500 | 352500
[5 empty] | 377500352500 | 445 | 377500 | 352500
[5 empty] | 351500351500 | 445 | 351500 | 351500
[5 empty] | 352500351500 | 445 | 352500 | 351500
[5 empty] | 353500351500 | 445 | 353500 | 351500
[5 empty] | 354500351500 | 445 | 354500 | 351500
[5 empty] | 355500351500 | 445 | 355500 | 351500
[5 empty] | 356500351500 | 445 | 356500 | 351500
[5 empty] | 357500351500 | 445 | 357500 | 351500
[5 empty] | 358500351500 | 445 | 358500 | 351500
[5 empty] | 359500351500 | 445 | 359500 | 351500
[5 empty] | 360500351500 | 445 | 360500 | 351500
[5 empty] | 361500351500 | 445 | 361500 | 351500
[5 empty] | 362500351500 | 445 | 362500 | 351500
[5 empty] | 363500351500 | 445 | 363500 | 351500
[5 empty] | 364500351500 | 445 | 364500 | 351500
[5 empty] | 365500351500 | 445 | 365500 | 351500
[5 empty] | 366500351500 | 445 | 366500 | 351500
[5 empty] | 367500351500 | 445 | 367500 | 351500
[5 empty] | 368500351500 | 445 | 368500 | 351500
[5 empty] | 369500351500 | 445 | 369500 | 351500
[5 empty] | 370500351500 | 445 | 370500 | 351500
[5 empty] | 371500351500 | 445 | 371500 | 351500
[5 empty] | 372500351500 | 445 | 372500 | 351500
[5 empty] | 373500351500 | 445 | 373500 | 351500
[5 empty] | 374500351500 | 445 | 374500 | 351500
[5 empty] | 375500351500 | 445 | 375500 | 351500
[5 empty] | 376500351500 | 445 | 376500 | 351500
[5 empty] | 354500350500 | 445 | 354500 | 350500
[5 empty] | 355500350500 | 445 | 355500 | 350500
[5 empty] | 356500350500 | 445 | 356500 | 350500
[5 empty] | 357500350500 | 445 | 357500 | 350500
[5 empty] | 358500350500 | 445 | 358500 | 350500
[5 empty] | 359500350500 | 445 | 359500 | 350500
[5 empty] | 360500350500 | 445 | 360500 | 350500
[5 empty] | 361500350500 | 445 | 361500 | 350500
[5 empty] | 362500350500 | 445 | 362500 | 350500
[5 empty] | 363500350500 | 445 | 363500 | 350500
[5 empty] | 364500350500 | 445 | 364500 | 350500
[5 empty] | 365500350500 | 445 | 365500 | 350500
[5 empty] | 366500350500 | 445 | 366500 | 350500
[5 empty] | 367500350500 | 445 | 367500 | 350500
[5 empty] | 368500350500 | 445 | 368500 | 350500
[5 empty] | 369500350500 | 445 | 369500 | 350500
[5 empty] | 370500350500 | 445 | 370500 | 350500
[5 empty] | 371500350500 | 445 | 371500 | 350500
[5 empty] | 372500350500 | 445 | 372500 | 350500
[5 empty] | 373500350500 | 445 | 373500 | 350500
[5 empty] | 374500350500 | 445 | 374500 | 350500
[5 empty] | 355500349500 | 445 | 355500 | 349500
[5 empty] | 356500349500 | 445 | 356500 | 349500
[5 empty] | 357500349500 | 445 | 357500 | 349500
[5 empty] | 358500349500 | 445 | 358500 | 349500
[5 empty] | 359500349500 | 445 | 359500 | 349500
[5 empty] | 360500349500 | 445 | 360500 | 349500
[5 empty] | 361500349500 | 445 | 361500 | 349500
[5 empty] | 362500349500 | 445 | 362500 | 349500
[5 empty] | 363500349500 | 445 | 363500 | 349500
[5 empty] | 364500349500 | 445 | 364500 | 349500
[5 empty] | 365500349500 | 445 | 365500 | 349500
[5 empty] | 366500349500 | 445 | 366500 | 349500
[5 empty] | 367500349500 | 445 | 367500 | 349500
[5 empty] | 368500349500 | 445 | 368500 | 349500
[5 empty] | 369500349500 | 445 | 369500 | 349500
[5 empty] | 370500349500 | 445 | 370500 | 349500
[5 empty] | 371500349500 | 445 | 371500 | 349500
[5 empty] | 372500349500 | 445 | 372500 | 349500
[5 empty] | 373500349500 | 445 | 373500 | 349500
[5 empty] | 355500348500 | 445 | 355500 | 348500
[5 empty] | 356500348500 | 445 | 356500 | 348500
[5 empty] | 357500348500 | 445 | 357500 | 348500
[5 empty] | 358500348500 | 445 | 358500 | 348500
[5 empty] | 359500348500 | 445 | 359500 | 348500
[5 empty] | 360500348500 | 445 | 360500 | 348500
[5 empty] | 361500348500 | 445 | 361500 | 348500
[5 empty] | 362500348500 | 445 | 362500 | 348500
[5 empty] | 363500348500 | 445 | 363500 | 348500
[5 empty] | 364500348500 | 445 | 364500 | 348500
[5 empty] | 365500348500 | 445 | 365500 | 348500
[5 empty] | 366500348500 | 445 | 366500 | 348500
[5 empty] | 367500348500 | 445 | 367500 | 348500
[5 empty] | 368500348500 | 445 | 368500 | 348500
[5 empty] | 369500348500 | 445 | 369500 | 348500
[5 empty] | 370500348500 | 445 | 370500 | 348500
[5 empty] | 371500348500 | 445 | 371500 | 348500
[5 empty] | 372500348500 | 445 | 372500 | 348500
[5 empty] | 373500348500 | 445 | 373500 | 348500
[5 empty] | 354500347500 | 445 | 354500 | 347500
[5 empty] | 355500347500 | 445 | 355500 | 347500
[5 empty] | 356500347500 | 445 | 356500 | 347500
[5 empty] | 357500347500 | 445 | 357500 | 347500
[5 empty] | 358500347500 | 445 | 358500 | 347500
[5 empty] | 359500347500 | 445 | 359500 | 347500
[5 empty] | 360500347500 | 445 | 360500 | 347500
[5 empty] | 361500347500 | 445 | 361500 | 347500
[5 empty] | 362500347500 | 445 | 362500 | 347500
[5 empty] | 363500347500 | 445 | 363500 | 347500
[5 empty] | 364500347500 | 445 | 364500 | 347500
[5 empty] | 365500347500 | 445 | 365500 | 347500
[5 empty] | 366500347500 | 445 | 366500 | 347500
[5 empty] | 367500347500 | 445 | 367500 | 347500
[5 empty] | 368500347500 | 445 | 368500 | 347500
[5 empty] | 369500347500 | 445 | 369500 | 347500
[5 empty] | 370500347500 | 445 | 370500 | 347500
[5 empty] | 371500347500 | 445 | 371500 | 347500
[5 empty] | 372500347500 | 445 | 372500 | 347500
[5 empty] | 373500347500 | 445 | 373500 | 347500
[5 empty] | 374500347500 | 445 | 374500 | 347500
[5 empty] | 354500346500 | 445 | 354500 | 346500
[5 empty] | 355500346500 | 445 | 355500 | 346500
[5 empty] | 356500346500 | 445 | 356500 | 346500
[5 empty] | 357500346500 | 445 | 357500 | 346500
[5 empty] | 358500346500 | 445 | 358500 | 346500
[5 empty] | 359500346500 | 445 | 359500 | 346500
[5 empty] | 360500346500 | 445 | 360500 | 346500
[5 empty] | 361500346500 | 445 | 361500 | 346500
[5 empty] | 362500346500 | 445 | 362500 | 346500
[5 empty] | 363500346500 | 445 | 363500 | 346500
[5 empty] | 364500346500 | 445 | 364500 | 346500
[5 empty] | 365500346500 | 445 | 365500 | 346500
[5 empty] | 366500346500 | 445 | 366500 | 346500
[5 empty] | 367500346500 | 445 | 367500 | 346500
[5 empty] | 368500346500 | 445 | 368500 | 346500
[5 empty] | 369500346500 | 445 | 369500 | 346500
[5 empty] | 370500346500 | 445 | 370500 | 346500
[5 empty] | 371500346500 | 445 | 371500 | 346500
[5 empty] | 372500346500 | 445 | 372500 | 346500
[5 empty] | 373500346500 | 445 | 373500 | 346500
[5 empty] | 374500346500 | 445 | 374500 | 346500
[5 empty] | 354500345500 | 445 | 354500 | 345500
[5 empty] | 355500345500 | 445 | 355500 | 345500
[5 empty] | 356500345500 | 445 | 356500 | 345500
[5 empty] | 357500345500 | 445 | 357500 | 345500
[5 empty] | 358500345500 | 445 | 358500 | 345500
[5 empty] | 359500345500 | 445 | 359500 | 345500
[5 empty] | 360500345500 | 445 | 360500 | 345500
[5 empty] | 361500345500 | 445 | 361500 | 345500
[5 empty] | 362500345500 | 445 | 362500 | 345500
[5 empty] | 363500345500 | 445 | 363500 | 345500
[5 empty] | 364500345500 | 445 | 364500 | 345500
[5 empty] | 365500345500 | 445 | 365500 | 345500
[5 empty] | 366500345500 | 445 | 366500 | 345500
[5 empty] | 367500345500 | 445 | 367500 | 345500
[5 empty] | 368500345500 | 445 | 368500 | 345500
[5 empty] | 369500345500 | 445 | 369500 | 345500
[5 empty] | 370500345500 | 445 | 370500 | 345500
[5 empty] | 371500345500 | 445 | 371500 | 345500
[5 empty] | 372500345500 | 445 | 372500 | 345500
[5 empty] | 373500345500 | 445 | 373500 | 345500
[5 empty] | 374500345500 | 445 | 374500 | 345500
[5 empty] | 353500344500 | 445 | 353500 | 344500
[5 empty] | 354500344500 | 445 | 354500 | 344500
[5 empty] | 355500344500 | 445 | 355500 | 344500
[5 empty] | 356500344500 | 445 | 356500 | 344500
[5 empty] | 357500344500 | 445 | 357500 | 344500
[5 empty] | 358500344500 | 445 | 358500 | 344500
[5 empty] | 359500344500 | 445 | 359500 | 344500
[5 empty] | 360500344500 | 445 | 360500 | 344500
[5 empty] | 361500344500 | 445 | 361500 | 344500
[5 empty] | 362500344500 | 445 | 362500 | 344500
[5 empty] | 363500344500 | 445 | 363500 | 344500
[5 empty] | 364500344500 | 445 | 364500 | 344500
[5 empty] | 365500344500 | 445 | 365500 | 344500
[5 empty] | 366500344500 | 445 | 366500 | 344500
[5 empty] | 367500344500 | 445 | 367500 | 344500
[5 empty] | 368500344500 | 445 | 368500 | 344500
[5 empty] | 369500344500 | 445 | 369500 | 344500
[5 empty] | 370500344500 | 445 | 370500 | 344500
[5 empty] | 371500344500 | 445 | 371500 | 344500
[5 empty] | 372500344500 | 445 | 372500 | 344500
[5 empty] | 373500344500 | 445 | 373500 | 344500
[5 empty] | 354500343500 | 445 | 354500 | 343500
[5 empty] | 359500343500 | 445 | 359500 | 343500
[5 empty] | 360500343500 | 445 | 360500 | 343500
[5 empty] | 361500343500 | 445 | 361500 | 343500
[5 empty] | 362500343500 | 445 | 362500 | 343500
[5 empty] | 363500343500 | 445 | 363500 | 343500
[5 empty] | 364500343500 | 445 | 364500 | 343500
[5 empty] | 365500343500 | 445 | 365500 | 343500
[5 empty] | 366500343500 | 445 | 366500 | 343500
[5 empty] | 367500343500 | 445 | 367500 | 343500
[5 empty] | 368500343500 | 445 | 368500 | 343500
[5 empty] | 369500343500 | 445 | 369500 | 343500
[5 empty] | 370500343500 | 445 | 370500 | 343500
[5 empty] | 371500343500 | 445 | 371500 | 343500
[5 empty] | 360500342500 | 445 | 360500 | 342500
[5 empty] | 361500342500 | 445 | 361500 | 342500
[5 empty] | 362500342500 | 445 | 362500 | 342500
[5 empty] | 363500342500 | 445 | 363500 | 342500
[5 empty] | 364500342500 | 445 | 364500 | 342500
[5 empty] | 365500342500 | 445 | 365500 | 342500
[5 empty] | 366500342500 | 445 | 366500 | 342500
[5 empty] | 367500342500 | 445 | 367500 | 342500
[5 empty] | 368500342500 | 445 | 368500 | 342500
[5 empty] | 369500342500 | 445 | 369500 | 342500
[5 empty] | 370500342500 | 445 | 370500 | 342500
[5 empty] | 360500341500 | 445 | 360500 | 341500
[5 empty] | 361500341500 | 445 | 361500 | 341500
[5 empty] | 362500341500 | 445 | 362500 | 341500
[5 empty] | 363500341500 | 445 | 363500 | 341500
[5 empty] | 364500341500 | 445 | 364500 | 341500
[5 empty] | 366500341500 | 445 | 366500 | 341500
[5 empty] | 367500341500 | 445 | 367500 | 341500
[5 empty] | 368500341500 | 445 | 368500 | 341500
[5 empty] | 369500341500 | 445 | 369500 | 341500
[5 empty] | 370500341500 | 445 | 370500 | 341500
[5 empty] | 360500340500 | 445 | 360500 | 340500
[5 empty] | 361500340500 | 445 | 361500 | 340500
[5 empty] | 363500340500 | 445 | 363500 | 340500
[5 empty] | 364500340500 | 445 | 364500 | 340500
[5 empty] | 364500339500 | 445 | 364500 | 339500
[5 empty] | 365500382500 | 446 | 365500 | 382500
[5 empty] | 366500382500 | 446 | 366500 | 382500
[5 empty] | 363500381500 | 446 | 363500 | 381500
[5 empty] | 364500381500 | 446 | 364500 | 381500
[5 empty] | 365500381500 | 446 | 365500 | 381500
[5 empty] | 366500381500 | 446 | 366500 | 381500
[5 empty] | 360500380500 | 446 | 360500 | 380500
[5 empty] | 361500380500 | 446 | 361500 | 380500
[5 empty] | 362500380500 | 446 | 362500 | 380500
[5 empty] | 363500380500 | 446 | 363500 | 380500
[5 empty] | 364500380500 | 446 | 364500 | 380500
[5 empty] | 365500380500 | 446 | 365500 | 380500
[5 empty] | 327500379500 | 446 | 327500 | 379500
[5 empty] | 328500379500 | 446 | 328500 | 379500
[5 empty] | 329500379500 | 446 | 329500 | 379500
[5 empty] | 338500379500 | 446 | 338500 | 379500
[5 empty] | 339500379500 | 446 | 339500 | 379500
[5 empty] | 343500379500 | 446 | 343500 | 379500
[5 empty] | 344500379500 | 446 | 344500 | 379500
[5 empty] | 345500379500 | 446 | 345500 | 379500
[5 empty] | 348500379500 | 446 | 348500 | 379500
[5 empty] | 349500379500 | 446 | 349500 | 379500
[5 empty] | 350500379500 | 446 | 350500 | 379500
[5 empty] | 351500379500 | 446 | 351500 | 379500
[5 empty] | 352500379500 | 446 | 352500 | 379500
[5 empty] | 354500379500 | 446 | 354500 | 379500
[5 empty] | 355500379500 | 446 | 355500 | 379500
[5 empty] | 358500379500 | 446 | 358500 | 379500
[5 empty] | 359500379500 | 446 | 359500 | 379500
[5 empty] | 360500379500 | 446 | 360500 | 379500
[5 empty] | 361500379500 | 446 | 361500 | 379500
[5 empty] | 362500379500 | 446 | 362500 | 379500
[5 empty] | 363500379500 | 446 | 363500 | 379500
[5 empty] | 364500379500 | 446 | 364500 | 379500
[5 empty] | 365500379500 | 446 | 365500 | 379500
[5 empty] | 326500378500 | 446 | 326500 | 378500
[5 empty] | 327500378500 | 446 | 327500 | 378500
[5 empty] | 328500378500 | 446 | 328500 | 378500
[5 empty] | 329500378500 | 446 | 329500 | 378500
[5 empty] | 330500378500 | 446 | 330500 | 378500
[5 empty] | 331500378500 | 446 | 331500 | 378500
[5 empty] | 332500378500 | 446 | 332500 | 378500
[5 empty] | 333500378500 | 446 | 333500 | 378500
[5 empty] | 334500378500 | 446 | 334500 | 378500
[5 empty] | 335500378500 | 446 | 335500 | 378500
[5 empty] | 336500378500 | 446 | 336500 | 378500
[5 empty] | 337500378500 | 446 | 337500 | 378500
[5 empty] | 338500378500 | 446 | 338500 | 378500
[5 empty] | 339500378500 | 446 | 339500 | 378500
[5 empty] | 340500378500 | 446 | 340500 | 378500
[5 empty] | 341500378500 | 446 | 341500 | 378500
[5 empty] | 343500378500 | 446 | 343500 | 378500
[5 empty] | 344500378500 | 446 | 344500 | 378500
[5 empty] | 345500378500 | 446 | 345500 | 378500
[5 empty] | 346500378500 | 446 | 346500 | 378500
[5 empty] | 347500378500 | 446 | 347500 | 378500
[5 empty] | 348500378500 | 446 | 348500 | 378500
[5 empty] | 349500378500 | 446 | 349500 | 378500
[5 empty] | 350500378500 | 446 | 350500 | 378500
[5 empty] | 351500378500 | 446 | 351500 | 378500
[5 empty] | 352500378500 | 446 | 352500 | 378500
[5 empty] | 353500378500 | 446 | 353500 | 378500
[5 empty] | 354500378500 | 446 | 354500 | 378500
[5 empty] | 355500378500 | 446 | 355500 | 378500
[5 empty] | 356500378500 | 446 | 356500 | 378500
[5 empty] | 357500378500 | 446 | 357500 | 378500
[5 empty] | 358500378500 | 446 | 358500 | 378500
[5 empty] | 359500378500 | 446 | 359500 | 378500
[5 empty] | 360500378500 | 446 | 360500 | 378500
[5 empty] | 361500378500 | 446 | 361500 | 378500
[5 empty] | 362500378500 | 446 | 362500 | 378500
[5 empty] | 363500378500 | 446 | 363500 | 378500
[5 empty] | 364500378500 | 446 | 364500 | 378500
[5 empty] | 365500378500 | 446 | 365500 | 378500
[5 empty] | 366500378500 | 446 | 366500 | 378500
[5 empty] | 326500377500 | 446 | 326500 | 377500
[5 empty] | 327500377500 | 446 | 327500 | 377500
[5 empty] | 328500377500 | 446 | 328500 | 377500
[5 empty] | 329500377500 | 446 | 329500 | 377500
[5 empty] | 330500377500 | 446 | 330500 | 377500
[5 empty] | 331500377500 | 446 | 331500 | 377500
[5 empty] | 332500377500 | 446 | 332500 | 377500
[5 empty] | 333500377500 | 446 | 333500 | 377500
[5 empty] | 334500377500 | 446 | 334500 | 377500
[5 empty] | 335500377500 | 446 | 335500 | 377500
[5 empty] | 336500377500 | 446 | 336500 | 377500
[5 empty] | 337500377500 | 446 | 337500 | 377500
[5 empty] | 338500377500 | 446 | 338500 | 377500
[5 empty] | 339500377500 | 446 | 339500 | 377500
[5 empty] | 340500377500 | 446 | 340500 | 377500
[5 empty] | 341500377500 | 446 | 341500 | 377500
[5 empty] | 342500377500 | 446 | 342500 | 377500
[5 empty] | 343500377500 | 446 | 343500 | 377500
[5 empty] | 344500377500 | 446 | 344500 | 377500
[5 empty] | 345500377500 | 446 | 345500 | 377500
[5 empty] | 346500377500 | 446 | 346500 | 377500
[5 empty] | 347500377500 | 446 | 347500 | 377500
[5 empty] | 348500377500 | 446 | 348500 | 377500
[5 empty] | 349500377500 | 446 | 349500 | 377500
[5 empty] | 350500377500 | 446 | 350500 | 377500
[5 empty] | 351500377500 | 446 | 351500 | 377500
[5 empty] | 352500377500 | 446 | 352500 | 377500
[5 empty] | 353500377500 | 446 | 353500 | 377500
[5 empty] | 354500377500 | 446 | 354500 | 377500
[5 empty] | 355500377500 | 446 | 355500 | 377500
[5 empty] | 356500377500 | 446 | 356500 | 377500
[5 empty] | 357500377500 | 446 | 357500 | 377500
[5 empty] | 358500377500 | 446 | 358500 | 377500
[5 empty] | 359500377500 | 446 | 359500 | 377500
[5 empty] | 360500377500 | 446 | 360500 | 377500
[5 empty] | 361500377500 | 446 | 361500 | 377500
[5 empty] | 362500377500 | 446 | 362500 | 377500
[5 empty] | 363500377500 | 446 | 363500 | 377500
[5 empty] | 364500377500 | 446 | 364500 | 377500
[5 empty] | 365500377500 | 446 | 365500 | 377500
[5 empty] | 366500377500 | 446 | 366500 | 377500
[5 empty] | 326500376500 | 446 | 326500 | 376500
[5 empty] | 327500376500 | 446 | 327500 | 376500
[5 empty] | 328500376500 | 446 | 328500 | 376500
[5 empty] | 329500376500 | 446 | 329500 | 376500
[5 empty] | 330500376500 | 446 | 330500 | 376500
[5 empty] | 331500376500 | 446 | 331500 | 376500
[5 empty] | 332500376500 | 446 | 332500 | 376500
[5 empty] | 333500376500 | 446 | 333500 | 376500
[5 empty] | 334500376500 | 446 | 334500 | 376500
[5 empty] | 335500376500 | 446 | 335500 | 376500
[5 empty] | 336500376500 | 446 | 336500 | 376500
[5 empty] | 337500376500 | 446 | 337500 | 376500
[5 empty] | 338500376500 | 446 | 338500 | 376500
[5 empty] | 339500376500 | 446 | 339500 | 376500
[5 empty] | 340500376500 | 446 | 340500 | 376500
[5 empty] | 341500376500 | 446 | 341500 | 376500
[5 empty] | 342500376500 | 446 | 342500 | 376500
[5 empty] | 343500376500 | 446 | 343500 | 376500
[5 empty] | 344500376500 | 446 | 344500 | 376500
[5 empty] | 345500376500 | 446 | 345500 | 376500
[5 empty] | 346500376500 | 446 | 346500 | 376500
[5 empty] | 347500376500 | 446 | 347500 | 376500
[5 empty] | 348500376500 | 446 | 348500 | 376500
[5 empty] | 349500376500 | 446 | 349500 | 376500
[5 empty] | 350500376500 | 446 | 350500 | 376500
[5 empty] | 351500376500 | 446 | 351500 | 376500
[5 empty] | 352500376500 | 446 | 352500 | 376500
[5 empty] | 353500376500 | 446 | 353500 | 376500
[5 empty] | 354500376500 | 446 | 354500 | 376500
[5 empty] | 355500376500 | 446 | 355500 | 376500
[5 empty] | 356500376500 | 446 | 356500 | 376500
[5 empty] | 357500376500 | 446 | 357500 | 376500
[5 empty] | 358500376500 | 446 | 358500 | 376500
[5 empty] | 359500376500 | 446 | 359500 | 376500
[5 empty] | 360500376500 | 446 | 360500 | 376500
[5 empty] | 361500376500 | 446 | 361500 | 376500
[5 empty] | 362500376500 | 446 | 362500 | 376500
[5 empty] | 363500376500 | 446 | 363500 | 376500
[5 empty] | 364500376500 | 446 | 364500 | 376500
[5 empty] | 365500376500 | 446 | 365500 | 376500
[5 empty] | 366500376500 | 446 | 366500 | 376500
[5 empty] | 367500376500 | 446 | 367500 | 376500
[5 empty] | 368500376500 | 446 | 368500 | 376500
[5 empty] | 369500376500 | 446 | 369500 | 376500
[5 empty] | 326500375500 | 446 | 326500 | 375500
[5 empty] | 327500375500 | 446 | 327500 | 375500
[5 empty] | 328500375500 | 446 | 328500 | 375500
[5 empty] | 329500375500 | 446 | 329500 | 375500
[5 empty] | 330500375500 | 446 | 330500 | 375500
[5 empty] | 331500375500 | 446 | 331500 | 375500
[5 empty] | 332500375500 | 446 | 332500 | 375500
[5 empty] | 333500375500 | 446 | 333500 | 375500
[5 empty] | 334500375500 | 446 | 334500 | 375500
[5 empty] | 335500375500 | 446 | 335500 | 375500
[5 empty] | 336500375500 | 446 | 336500 | 375500
[5 empty] | 337500375500 | 446 | 337500 | 375500
[5 empty] | 338500375500 | 446 | 338500 | 375500
[5 empty] | 339500375500 | 446 | 339500 | 375500
[5 empty] | 340500375500 | 446 | 340500 | 375500
[5 empty] | 341500375500 | 446 | 341500 | 375500
[5 empty] | 342500375500 | 446 | 342500 | 375500
[5 empty] | 343500375500 | 446 | 343500 | 375500
[5 empty] | 344500375500 | 446 | 344500 | 375500
[5 empty] | 345500375500 | 446 | 345500 | 375500
[5 empty] | 346500375500 | 446 | 346500 | 375500
[5 empty] | 347500375500 | 446 | 347500 | 375500
[5 empty] | 348500375500 | 446 | 348500 | 375500
[5 empty] | 349500375500 | 446 | 349500 | 375500
[5 empty] | 350500375500 | 446 | 350500 | 375500
[5 empty] | 351500375500 | 446 | 351500 | 375500
[5 empty] | 352500375500 | 446 | 352500 | 375500
[5 empty] | 353500375500 | 446 | 353500 | 375500
[5 empty] | 354500375500 | 446 | 354500 | 375500
[5 empty] | 355500375500 | 446 | 355500 | 375500
[5 empty] | 356500375500 | 446 | 356500 | 375500
[5 empty] | 357500375500 | 446 | 357500 | 375500
[5 empty] | 358500375500 | 446 | 358500 | 375500
[5 empty] | 359500375500 | 446 | 359500 | 375500
[5 empty] | 360500375500 | 446 | 360500 | 375500
[5 empty] | 361500375500 | 446 | 361500 | 375500
[5 empty] | 362500375500 | 446 | 362500 | 375500
[5 empty] | 363500375500 | 446 | 363500 | 375500
[5 empty] | 364500375500 | 446 | 364500 | 375500
[5 empty] | 365500375500 | 446 | 365500 | 375500
[5 empty] | 366500375500 | 446 | 366500 | 375500
[5 empty] | 367500375500 | 446 | 367500 | 375500
[5 empty] | 368500375500 | 446 | 368500 | 375500
[5 empty] | 369500375500 | 446 | 369500 | 375500
[5 empty] | 327500374500 | 446 | 327500 | 374500
[5 empty] | 328500374500 | 446 | 328500 | 374500
[5 empty] | 329500374500 | 446 | 329500 | 374500
[5 empty] | 330500374500 | 446 | 330500 | 374500
[5 empty] | 331500374500 | 446 | 331500 | 374500
[5 empty] | 332500374500 | 446 | 332500 | 374500
[5 empty] | 333500374500 | 446 | 333500 | 374500
[5 empty] | 334500374500 | 446 | 334500 | 374500
[5 empty] | 335500374500 | 446 | 335500 | 374500
[5 empty] | 336500374500 | 446 | 336500 | 374500
[5 empty] | 337500374500 | 446 | 337500 | 374500
[5 empty] | 338500374500 | 446 | 338500 | 374500
[5 empty] | 339500374500 | 446 | 339500 | 374500
[5 empty] | 340500374500 | 446 | 340500 | 374500
[5 empty] | 341500374500 | 446 | 341500 | 374500
[5 empty] | 342500374500 | 446 | 342500 | 374500
[5 empty] | 343500374500 | 446 | 343500 | 374500
[5 empty] | 344500374500 | 446 | 344500 | 374500
[5 empty] | 345500374500 | 446 | 345500 | 374500
[5 empty] | 346500374500 | 446 | 346500 | 374500
[5 empty] | 347500374500 | 446 | 347500 | 374500
[5 empty] | 348500374500 | 446 | 348500 | 374500
[5 empty] | 349500374500 | 446 | 349500 | 374500
[5 empty] | 350500374500 | 446 | 350500 | 374500
[5 empty] | 351500374500 | 446 | 351500 | 374500
[5 empty] | 352500374500 | 446 | 352500 | 374500
[5 empty] | 353500374500 | 446 | 353500 | 374500
[5 empty] | 354500374500 | 446 | 354500 | 374500
[5 empty] | 355500374500 | 446 | 355500 | 374500
[5 empty] | 356500374500 | 446 | 356500 | 374500
[5 empty] | 357500374500 | 446 | 357500 | 374500
[5 empty] | 358500374500 | 446 | 358500 | 374500
[5 empty] | 359500374500 | 446 | 359500 | 374500
[5 empty] | 360500374500 | 446 | 360500 | 374500
[5 empty] | 361500374500 | 446 | 361500 | 374500
[5 empty] | 362500374500 | 446 | 362500 | 374500
[5 empty] | 363500374500 | 446 | 363500 | 374500
[5 empty] | 364500374500 | 446 | 364500 | 374500
[5 empty] | 365500374500 | 446 | 365500 | 374500
[5 empty] | 366500374500 | 446 | 366500 | 374500
[5 empty] | 367500374500 | 446 | 367500 | 374500
[5 empty] | 368500374500 | 446 | 368500 | 374500
[5 empty] | 369500374500 | 446 | 369500 | 374500
[5 empty] | 370500374500 | 446 | 370500 | 374500
[5 empty] | 328500373500 | 446 | 328500 | 373500
[5 empty] | 329500373500 | 446 | 329500 | 373500
[5 empty] | 330500373500 | 446 | 330500 | 373500
[5 empty] | 331500373500 | 446 | 331500 | 373500
[5 empty] | 332500373500 | 446 | 332500 | 373500
[5 empty] | 333500373500 | 446 | 333500 | 373500
[5 empty] | 334500373500 | 446 | 334500 | 373500
[5 empty] | 335500373500 | 446 | 335500 | 373500
[5 empty] | 336500373500 | 446 | 336500 | 373500
[5 empty] | 337500373500 | 446 | 337500 | 373500
[5 empty] | 338500373500 | 446 | 338500 | 373500
[5 empty] | 339500373500 | 446 | 339500 | 373500
[5 empty] | 340500373500 | 446 | 340500 | 373500
[5 empty] | 341500373500 | 446 | 341500 | 373500
[5 empty] | 342500373500 | 446 | 342500 | 373500
[5 empty] | 343500373500 | 446 | 343500 | 373500
[5 empty] | 344500373500 | 446 | 344500 | 373500
[5 empty] | 345500373500 | 446 | 345500 | 373500
[5 empty] | 346500373500 | 446 | 346500 | 373500
[5 empty] | 347500373500 | 446 | 347500 | 373500
[5 empty] | 348500373500 | 446 | 348500 | 373500
[5 empty] | 349500373500 | 446 | 349500 | 373500
[5 empty] | 350500373500 | 446 | 350500 | 373500
[5 empty] | 351500373500 | 446 | 351500 | 373500
[5 empty] | 352500373500 | 446 | 352500 | 373500
[5 empty] | 353500373500 | 446 | 353500 | 373500
[5 empty] | 354500373500 | 446 | 354500 | 373500
[5 empty] | 355500373500 | 446 | 355500 | 373500
[5 empty] | 356500373500 | 446 | 356500 | 373500
[5 empty] | 357500373500 | 446 | 357500 | 373500
[5 empty] | 358500373500 | 446 | 358500 | 373500
[5 empty] | 359500373500 | 446 | 359500 | 373500
[5 empty] | 360500373500 | 446 | 360500 | 373500
[5 empty] | 361500373500 | 446 | 361500 | 373500
[5 empty] | 362500373500 | 446 | 362500 | 373500
[5 empty] | 363500373500 | 446 | 363500 | 373500
[5 empty] | 364500373500 | 446 | 364500 | 373500
[5 empty] | 365500373500 | 446 | 365500 | 373500
[5 empty] | 366500373500 | 446 | 366500 | 373500
[5 empty] | 367500373500 | 446 | 367500 | 373500
[5 empty] | 368500373500 | 446 | 368500 | 373500
[5 empty] | 369500373500 | 446 | 369500 | 373500
[5 empty] | 370500373500 | 446 | 370500 | 373500
[5 empty] | 371500373500 | 446 | 371500 | 373500
[5 empty] | 372500373500 | 446 | 372500 | 373500
[5 empty] | 373500373500 | 446 | 373500 | 373500
[5 empty] | 374500373500 | 446 | 374500 | 373500
[5 empty] | 332500372500 | 446 | 332500 | 372500
[5 empty] | 333500372500 | 446 | 333500 | 372500
[5 empty] | 334500372500 | 446 | 334500 | 372500
[5 empty] | 335500372500 | 446 | 335500 | 372500
[5 empty] | 336500372500 | 446 | 336500 | 372500
[5 empty] | 337500372500 | 446 | 337500 | 372500
[5 empty] | 338500372500 | 446 | 338500 | 372500
[5 empty] | 339500372500 | 446 | 339500 | 372500
[5 empty] | 340500372500 | 446 | 340500 | 372500
[5 empty] | 341500372500 | 446 | 341500 | 372500
[5 empty] | 342500372500 | 446 | 342500 | 372500
[5 empty] | 343500372500 | 446 | 343500 | 372500
[5 empty] | 344500372500 | 446 | 344500 | 372500
[5 empty] | 345500372500 | 446 | 345500 | 372500
[5 empty] | 346500372500 | 446 | 346500 | 372500
[5 empty] | 347500372500 | 446 | 347500 | 372500
[5 empty] | 348500372500 | 446 | 348500 | 372500
[5 empty] | 349500372500 | 446 | 349500 | 372500
[5 empty] | 350500372500 | 446 | 350500 | 372500
[5 empty] | 351500372500 | 446 | 351500 | 372500
[5 empty] | 352500372500 | 446 | 352500 | 372500
[5 empty] | 353500372500 | 446 | 353500 | 372500
[5 empty] | 354500372500 | 446 | 354500 | 372500
[5 empty] | 355500372500 | 446 | 355500 | 372500
[5 empty] | 356500372500 | 446 | 356500 | 372500
[5 empty] | 357500372500 | 446 | 357500 | 372500
[5 empty] | 358500372500 | 446 | 358500 | 372500
[5 empty] | 359500372500 | 446 | 359500 | 372500
[5 empty] | 360500372500 | 446 | 360500 | 372500
[5 empty] | 361500372500 | 446 | 361500 | 372500
[5 empty] | 362500372500 | 446 | 362500 | 372500
[5 empty] | 363500372500 | 446 | 363500 | 372500
[5 empty] | 364500372500 | 446 | 364500 | 372500
[5 empty] | 365500372500 | 446 | 365500 | 372500
[5 empty] | 366500372500 | 446 | 366500 | 372500
[5 empty] | 367500372500 | 446 | 367500 | 372500
[5 empty] | 368500372500 | 446 | 368500 | 372500
[5 empty] | 369500372500 | 446 | 369500 | 372500
[5 empty] | 370500372500 | 446 | 370500 | 372500
[5 empty] | 371500372500 | 446 | 371500 | 372500
[5 empty] | 372500372500 | 446 | 372500 | 372500
[5 empty] | 373500372500 | 446 | 373500 | 372500
[5 empty] | 374500372500 | 446 | 374500 | 372500
[5 empty] | 375500372500 | 446 | 375500 | 372500
[5 empty] | 333500371500 | 446 | 333500 | 371500
[5 empty] | 334500371500 | 446 | 334500 | 371500
[5 empty] | 335500371500 | 446 | 335500 | 371500
[5 empty] | 336500371500 | 446 | 336500 | 371500
[5 empty] | 337500371500 | 446 | 337500 | 371500
[5 empty] | 338500371500 | 446 | 338500 | 371500
[5 empty] | 339500371500 | 446 | 339500 | 371500
[5 empty] | 340500371500 | 446 | 340500 | 371500
[5 empty] | 341500371500 | 446 | 341500 | 371500
[5 empty] | 342500371500 | 446 | 342500 | 371500
[5 empty] | 343500371500 | 446 | 343500 | 371500
[5 empty] | 344500371500 | 446 | 344500 | 371500
[5 empty] | 345500371500 | 446 | 345500 | 371500
[5 empty] | 346500371500 | 446 | 346500 | 371500
[5 empty] | 347500371500 | 446 | 347500 | 371500
[5 empty] | 348500371500 | 446 | 348500 | 371500
[5 empty] | 349500371500 | 446 | 349500 | 371500
[5 empty] | 350500371500 | 446 | 350500 | 371500
[5 empty] | 351500371500 | 446 | 351500 | 371500
[5 empty] | 352500371500 | 446 | 352500 | 371500
[5 empty] | 353500371500 | 446 | 353500 | 371500
[5 empty] | 354500371500 | 446 | 354500 | 371500
[5 empty] | 355500371500 | 446 | 355500 | 371500
[5 empty] | 356500371500 | 446 | 356500 | 371500
[5 empty] | 357500371500 | 446 | 357500 | 371500
[5 empty] | 358500371500 | 446 | 358500 | 371500
[5 empty] | 359500371500 | 446 | 359500 | 371500
[5 empty] | 360500371500 | 446 | 360500 | 371500
[5 empty] | 361500371500 | 446 | 361500 | 371500
[5 empty] | 362500371500 | 446 | 362500 | 371500
[5 empty] | 363500371500 | 446 | 363500 | 371500
[5 empty] | 364500371500 | 446 | 364500 | 371500
[5 empty] | 365500371500 | 446 | 365500 | 371500
[5 empty] | 366500371500 | 446 | 366500 | 371500
[5 empty] | 367500371500 | 446 | 367500 | 371500
[5 empty] | 368500371500 | 446 | 368500 | 371500
[5 empty] | 369500371500 | 446 | 369500 | 371500
[5 empty] | 370500371500 | 446 | 370500 | 371500
[5 empty] | 371500371500 | 446 | 371500 | 371500
[5 empty] | 372500371500 | 446 | 372500 | 371500
[5 empty] | 373500371500 | 446 | 373500 | 371500
[5 empty] | 374500371500 | 446 | 374500 | 371500
[5 empty] | 375500371500 | 446 | 375500 | 371500
[5 empty] | 376500371500 | 446 | 376500 | 371500
[5 empty] | 335500370500 | 446 | 335500 | 370500
[5 empty] | 336500370500 | 446 | 336500 | 370500
[5 empty] | 337500370500 | 446 | 337500 | 370500
[5 empty] | 338500370500 | 446 | 338500 | 370500
[5 empty] | 339500370500 | 446 | 339500 | 370500
[5 empty] | 340500370500 | 446 | 340500 | 370500
[5 empty] | 341500370500 | 446 | 341500 | 370500
[5 empty] | 342500370500 | 446 | 342500 | 370500
[5 empty] | 343500370500 | 446 | 343500 | 370500
[5 empty] | 344500370500 | 446 | 344500 | 370500
[5 empty] | 345500370500 | 446 | 345500 | 370500
[5 empty] | 346500370500 | 446 | 346500 | 370500
[5 empty] | 347500370500 | 446 | 347500 | 370500
[5 empty] | 348500370500 | 446 | 348500 | 370500
[5 empty] | 349500370500 | 446 | 349500 | 370500
[5 empty] | 350500370500 | 446 | 350500 | 370500
[5 empty] | 351500370500 | 446 | 351500 | 370500
[5 empty] | 352500370500 | 446 | 352500 | 370500
[5 empty] | 353500370500 | 446 | 353500 | 370500
[5 empty] | 354500370500 | 446 | 354500 | 370500
[5 empty] | 355500370500 | 446 | 355500 | 370500
[5 empty] | 356500370500 | 446 | 356500 | 370500
[5 empty] | 357500370500 | 446 | 357500 | 370500
[5 empty] | 358500370500 | 446 | 358500 | 370500
[5 empty] | 359500370500 | 446 | 359500 | 370500
[5 empty] | 360500370500 | 446 | 360500 | 370500
[5 empty] | 361500370500 | 446 | 361500 | 370500
[5 empty] | 362500370500 | 446 | 362500 | 370500
[5 empty] | 363500370500 | 446 | 363500 | 370500
[5 empty] | 364500370500 | 446 | 364500 | 370500
[5 empty] | 365500370500 | 446 | 365500 | 370500
[5 empty] | 366500370500 | 446 | 366500 | 370500
[5 empty] | 367500370500 | 446 | 367500 | 370500
[5 empty] | 368500370500 | 446 | 368500 | 370500
[5 empty] | 369500370500 | 446 | 369500 | 370500
[5 empty] | 370500370500 | 446 | 370500 | 370500
[5 empty] | 371500370500 | 446 | 371500 | 370500
[5 empty] | 372500370500 | 446 | 372500 | 370500
[5 empty] | 373500370500 | 446 | 373500 | 370500
[5 empty] | 374500370500 | 446 | 374500 | 370500
[5 empty] | 375500370500 | 446 | 375500 | 370500
[5 empty] | 336500369500 | 446 | 336500 | 369500
[5 empty] | 337500369500 | 446 | 337500 | 369500
[5 empty] | 338500369500 | 446 | 338500 | 369500
[5 empty] | 339500369500 | 446 | 339500 | 369500
[5 empty] | 340500369500 | 446 | 340500 | 369500
[5 empty] | 341500369500 | 446 | 341500 | 369500
[5 empty] | 342500369500 | 446 | 342500 | 369500
[5 empty] | 343500369500 | 446 | 343500 | 369500
[5 empty] | 344500369500 | 446 | 344500 | 369500
[5 empty] | 345500369500 | 446 | 345500 | 369500
[5 empty] | 346500369500 | 446 | 346500 | 369500
[5 empty] | 347500369500 | 446 | 347500 | 369500
[5 empty] | 348500369500 | 446 | 348500 | 369500
[5 empty] | 349500369500 | 446 | 349500 | 369500
[5 empty] | 350500369500 | 446 | 350500 | 369500
[5 empty] | 351500369500 | 446 | 351500 | 369500
[5 empty] | 352500369500 | 446 | 352500 | 369500
[5 empty] | 353500369500 | 446 | 353500 | 369500
[5 empty] | 354500369500 | 446 | 354500 | 369500
[5 empty] | 355500369500 | 446 | 355500 | 369500
[5 empty] | 356500369500 | 446 | 356500 | 369500
[5 empty] | 357500369500 | 446 | 357500 | 369500
[5 empty] | 358500369500 | 446 | 358500 | 369500
[5 empty] | 359500369500 | 446 | 359500 | 369500
[5 empty] | 360500369500 | 446 | 360500 | 369500
[5 empty] | 361500369500 | 446 | 361500 | 369500
[5 empty] | 362500369500 | 446 | 362500 | 369500
[5 empty] | 363500369500 | 446 | 363500 | 369500
[5 empty] | 364500369500 | 446 | 364500 | 369500
[5 empty] | 365500369500 | 446 | 365500 | 369500
[5 empty] | 366500369500 | 446 | 366500 | 369500
[5 empty] | 367500369500 | 446 | 367500 | 369500
[5 empty] | 368500369500 | 446 | 368500 | 369500
[5 empty] | 369500369500 | 446 | 369500 | 369500
[5 empty] | 370500369500 | 446 | 370500 | 369500
[5 empty] | 371500369500 | 446 | 371500 | 369500
[5 empty] | 372500369500 | 446 | 372500 | 369500
[5 empty] | 337500368500 | 446 | 337500 | 368500
[5 empty] | 338500368500 | 446 | 338500 | 368500
[5 empty] | 339500368500 | 446 | 339500 | 368500
[5 empty] | 340500368500 | 446 | 340500 | 368500
[5 empty] | 341500368500 | 446 | 341500 | 368500
[5 empty] | 342500368500 | 446 | 342500 | 368500
[5 empty] | 343500368500 | 446 | 343500 | 368500
[5 empty] | 344500368500 | 446 | 344500 | 368500
[5 empty] | 345500368500 | 446 | 345500 | 368500
[5 empty] | 346500368500 | 446 | 346500 | 368500
[5 empty] | 347500368500 | 446 | 347500 | 368500
[5 empty] | 348500368500 | 446 | 348500 | 368500
[5 empty] | 349500368500 | 446 | 349500 | 368500
[5 empty] | 350500368500 | 446 | 350500 | 368500
[5 empty] | 351500368500 | 446 | 351500 | 368500
[5 empty] | 352500368500 | 446 | 352500 | 368500
[5 empty] | 353500368500 | 446 | 353500 | 368500
[5 empty] | 354500368500 | 446 | 354500 | 368500
[5 empty] | 355500368500 | 446 | 355500 | 368500
[5 empty] | 356500368500 | 446 | 356500 | 368500
[5 empty] | 357500368500 | 446 | 357500 | 368500
[5 empty] | 358500368500 | 446 | 358500 | 368500
[5 empty] | 359500368500 | 446 | 359500 | 368500
[5 empty] | 360500368500 | 446 | 360500 | 368500
[5 empty] | 361500368500 | 446 | 361500 | 368500
[5 empty] | 362500368500 | 446 | 362500 | 368500
[5 empty] | 363500368500 | 446 | 363500 | 368500
[5 empty] | 364500368500 | 446 | 364500 | 368500
[5 empty] | 365500368500 | 446 | 365500 | 368500
[5 empty] | 366500368500 | 446 | 366500 | 368500
[5 empty] | 367500368500 | 446 | 367500 | 368500
[5 empty] | 368500368500 | 446 | 368500 | 368500
[5 empty] | 369500368500 | 446 | 369500 | 368500
[5 empty] | 370500368500 | 446 | 370500 | 368500
[5 empty] | 371500368500 | 446 | 371500 | 368500
[5 empty] | 372500368500 | 446 | 372500 | 368500
[5 empty] | 337500367500 | 446 | 337500 | 367500
[5 empty] | 338500367500 | 446 | 338500 | 367500
[5 empty] | 339500367500 | 446 | 339500 | 367500
[5 empty] | 340500367500 | 446 | 340500 | 367500
[5 empty] | 341500367500 | 446 | 341500 | 367500
[5 empty] | 342500367500 | 446 | 342500 | 367500
[5 empty] | 343500367500 | 446 | 343500 | 367500
[5 empty] | 344500367500 | 446 | 344500 | 367500
[5 empty] | 345500367500 | 446 | 345500 | 367500
[5 empty] | 346500367500 | 446 | 346500 | 367500
[5 empty] | 347500367500 | 446 | 347500 | 367500
[5 empty] | 348500367500 | 446 | 348500 | 367500
[5 empty] | 349500367500 | 446 | 349500 | 367500
[5 empty] | 350500367500 | 446 | 350500 | 367500
[5 empty] | 351500367500 | 446 | 351500 | 367500
[5 empty] | 352500367500 | 446 | 352500 | 367500
[5 empty] | 353500367500 | 446 | 353500 | 367500
[5 empty] | 354500367500 | 446 | 354500 | 367500
[5 empty] | 355500367500 | 446 | 355500 | 367500
[5 empty] | 356500367500 | 446 | 356500 | 367500
[5 empty] | 357500367500 | 446 | 357500 | 367500
[5 empty] | 358500367500 | 446 | 358500 | 367500
[5 empty] | 359500367500 | 446 | 359500 | 367500
[5 empty] | 360500367500 | 446 | 360500 | 367500
[5 empty] | 361500367500 | 446 | 361500 | 367500
[5 empty] | 362500367500 | 446 | 362500 | 367500
[5 empty] | 363500367500 | 446 | 363500 | 367500
[5 empty] | 364500367500 | 446 | 364500 | 367500
[5 empty] | 365500367500 | 446 | 365500 | 367500
[5 empty] | 366500367500 | 446 | 366500 | 367500
[5 empty] | 367500367500 | 446 | 367500 | 367500
[5 empty] | 368500367500 | 446 | 368500 | 367500
[5 empty] | 369500367500 | 446 | 369500 | 367500
[5 empty] | 370500367500 | 446 | 370500 | 367500
[5 empty] | 371500367500 | 446 | 371500 | 367500
[5 empty] | 372500367500 | 446 | 372500 | 367500
[5 empty] | 338500366500 | 446 | 338500 | 366500
[5 empty] | 339500366500 | 446 | 339500 | 366500
[5 empty] | 340500366500 | 446 | 340500 | 366500
[5 empty] | 341500366500 | 446 | 341500 | 366500
[5 empty] | 342500366500 | 446 | 342500 | 366500
[5 empty] | 343500366500 | 446 | 343500 | 366500
[5 empty] | 344500366500 | 446 | 344500 | 366500
[5 empty] | 345500366500 | 446 | 345500 | 366500
[5 empty] | 346500366500 | 446 | 346500 | 366500
[5 empty] | 347500366500 | 446 | 347500 | 366500
[5 empty] | 348500366500 | 446 | 348500 | 366500
[5 empty] | 349500366500 | 446 | 349500 | 366500
[5 empty] | 350500366500 | 446 | 350500 | 366500
[5 empty] | 351500366500 | 446 | 351500 | 366500
[5 empty] | 352500366500 | 446 | 352500 | 366500
[5 empty] | 353500366500 | 446 | 353500 | 366500
[5 empty] | 354500366500 | 446 | 354500 | 366500
[5 empty] | 355500366500 | 446 | 355500 | 366500
[5 empty] | 356500366500 | 446 | 356500 | 366500
[5 empty] | 357500366500 | 446 | 357500 | 366500
[5 empty] | 358500366500 | 446 | 358500 | 366500
[5 empty] | 359500366500 | 446 | 359500 | 366500
[5 empty] | 360500366500 | 446 | 360500 | 366500
[5 empty] | 361500366500 | 446 | 361500 | 366500
[5 empty] | 362500366500 | 446 | 362500 | 366500
[5 empty] | 363500366500 | 446 | 363500 | 366500
[5 empty] | 364500366500 | 446 | 364500 | 366500
[5 empty] | 365500366500 | 446 | 365500 | 366500
[5 empty] | 366500366500 | 446 | 366500 | 366500
[5 empty] | 367500366500 | 446 | 367500 | 366500
[5 empty] | 368500366500 | 446 | 368500 | 366500
[5 empty] | 371500366500 | 446 | 371500 | 366500
[5 empty] | 372500366500 | 446 | 372500 | 366500
[5 empty] | 373500366500 | 446 | 373500 | 366500
[5 empty] | 374500366500 | 446 | 374500 | 366500
[5 empty] | 339500365500 | 446 | 339500 | 365500
[5 empty] | 340500365500 | 446 | 340500 | 365500
[5 empty] | 341500365500 | 446 | 341500 | 365500
[5 empty] | 342500365500 | 446 | 342500 | 365500
[5 empty] | 343500365500 | 446 | 343500 | 365500
[5 empty] | 344500365500 | 446 | 344500 | 365500
[5 empty] | 345500365500 | 446 | 345500 | 365500
[5 empty] | 346500365500 | 446 | 346500 | 365500
[5 empty] | 347500365500 | 446 | 347500 | 365500
[5 empty] | 348500365500 | 446 | 348500 | 365500
[5 empty] | 349500365500 | 446 | 349500 | 365500
[5 empty] | 350500365500 | 446 | 350500 | 365500
[5 empty] | 351500365500 | 446 | 351500 | 365500
[5 empty] | 352500365500 | 446 | 352500 | 365500
[5 empty] | 353500365500 | 446 | 353500 | 365500
[5 empty] | 354500365500 | 446 | 354500 | 365500
[5 empty] | 355500365500 | 446 | 355500 | 365500
[5 empty] | 356500365500 | 446 | 356500 | 365500
[5 empty] | 357500365500 | 446 | 357500 | 365500
[5 empty] | 358500365500 | 446 | 358500 | 365500
[5 empty] | 359500365500 | 446 | 359500 | 365500
[5 empty] | 360500365500 | 446 | 360500 | 365500
[5 empty] | 361500365500 | 446 | 361500 | 365500
[5 empty] | 362500365500 | 446 | 362500 | 365500
[5 empty] | 363500365500 | 446 | 363500 | 365500
[5 empty] | 364500365500 | 446 | 364500 | 365500
[5 empty] | 365500365500 | 446 | 365500 | 365500
[5 empty] | 366500365500 | 446 | 366500 | 365500
[5 empty] | 367500365500 | 446 | 367500 | 365500
[5 empty] | 368500365500 | 446 | 368500 | 365500
[5 empty] | 369500365500 | 446 | 369500 | 365500
[5 empty] | 372500365500 | 446 | 372500 | 365500
[5 empty] | 373500365500 | 446 | 373500 | 365500
[5 empty] | 374500365500 | 446 | 374500 | 365500
[5 empty] | 338500364500 | 446 | 338500 | 364500
[5 empty] | 339500364500 | 446 | 339500 | 364500
[5 empty] | 340500364500 | 446 | 340500 | 364500
[5 empty] | 341500364500 | 446 | 341500 | 364500
[5 empty] | 342500364500 | 446 | 342500 | 364500
[5 empty] | 343500364500 | 446 | 343500 | 364500
[5 empty] | 344500364500 | 446 | 344500 | 364500
[5 empty] | 345500364500 | 446 | 345500 | 364500
[5 empty] | 346500364500 | 446 | 346500 | 364500
[5 empty] | 347500364500 | 446 | 347500 | 364500
[5 empty] | 348500364500 | 446 | 348500 | 364500
[5 empty] | 349500364500 | 446 | 349500 | 364500
[5 empty] | 350500364500 | 446 | 350500 | 364500
[5 empty] | 351500364500 | 446 | 351500 | 364500
[5 empty] | 352500364500 | 446 | 352500 | 364500
[5 empty] | 353500364500 | 446 | 353500 | 364500
[5 empty] | 354500364500 | 446 | 354500 | 364500
[5 empty] | 355500364500 | 446 | 355500 | 364500
[5 empty] | 356500364500 | 446 | 356500 | 364500
[5 empty] | 357500364500 | 446 | 357500 | 364500
[5 empty] | 358500364500 | 446 | 358500 | 364500
[5 empty] | 359500364500 | 446 | 359500 | 364500
[5 empty] | 360500364500 | 446 | 360500 | 364500
[5 empty] | 361500364500 | 446 | 361500 | 364500
[5 empty] | 362500364500 | 446 | 362500 | 364500
[5 empty] | 363500364500 | 446 | 363500 | 364500
[5 empty] | 364500364500 | 446 | 364500 | 364500
[5 empty] | 365500364500 | 446 | 365500 | 364500
[5 empty] | 366500364500 | 446 | 366500 | 364500
[5 empty] | 367500364500 | 446 | 367500 | 364500
[5 empty] | 368500364500 | 446 | 368500 | 364500
[5 empty] | 369500364500 | 446 | 369500 | 364500
[5 empty] | 373500364500 | 446 | 373500 | 364500
[5 empty] | 374500364500 | 446 | 374500 | 364500
[5 empty] | 336500363500 | 446 | 336500 | 363500
[5 empty] | 337500363500 | 446 | 337500 | 363500
[5 empty] | 338500363500 | 446 | 338500 | 363500
[5 empty] | 339500363500 | 446 | 339500 | 363500
[5 empty] | 340500363500 | 446 | 340500 | 363500
[5 empty] | 341500363500 | 446 | 341500 | 363500
[5 empty] | 342500363500 | 446 | 342500 | 363500
[5 empty] | 343500363500 | 446 | 343500 | 363500
[5 empty] | 344500363500 | 446 | 344500 | 363500
[5 empty] | 345500363500 | 446 | 345500 | 363500
[5 empty] | 346500363500 | 446 | 346500 | 363500
[5 empty] | 347500363500 | 446 | 347500 | 363500
[5 empty] | 348500363500 | 446 | 348500 | 363500
[5 empty] | 349500363500 | 446 | 349500 | 363500
[5 empty] | 350500363500 | 446 | 350500 | 363500
[5 empty] | 351500363500 | 446 | 351500 | 363500
[5 empty] | 352500363500 | 446 | 352500 | 363500
[5 empty] | 353500363500 | 446 | 353500 | 363500
[5 empty] | 354500363500 | 446 | 354500 | 363500
[5 empty] | 355500363500 | 446 | 355500 | 363500
[5 empty] | 356500363500 | 446 | 356500 | 363500
[5 empty] | 357500363500 | 446 | 357500 | 363500
[5 empty] | 358500363500 | 446 | 358500 | 363500
[5 empty] | 359500363500 | 446 | 359500 | 363500
[5 empty] | 360500363500 | 446 | 360500 | 363500
[5 empty] | 361500363500 | 446 | 361500 | 363500
[5 empty] | 362500363500 | 446 | 362500 | 363500
[5 empty] | 363500363500 | 446 | 363500 | 363500
[5 empty] | 364500363500 | 446 | 364500 | 363500
[5 empty] | 365500363500 | 446 | 365500 | 363500
[5 empty] | 366500363500 | 446 | 366500 | 363500
[5 empty] | 367500363500 | 446 | 367500 | 363500
[5 empty] | 368500363500 | 446 | 368500 | 363500
[5 empty] | 369500363500 | 446 | 369500 | 363500
[5 empty] | 334500362500 | 446 | 334500 | 362500
[5 empty] | 335500362500 | 446 | 335500 | 362500
[5 empty] | 336500362500 | 446 | 336500 | 362500
[5 empty] | 337500362500 | 446 | 337500 | 362500
[5 empty] | 338500362500 | 446 | 338500 | 362500
[5 empty] | 339500362500 | 446 | 339500 | 362500
[5 empty] | 340500362500 | 446 | 340500 | 362500
[5 empty] | 341500362500 | 446 | 341500 | 362500
[5 empty] | 342500362500 | 446 | 342500 | 362500
[5 empty] | 343500362500 | 446 | 343500 | 362500
[5 empty] | 344500362500 | 446 | 344500 | 362500
[5 empty] | 345500362500 | 446 | 345500 | 362500
[5 empty] | 346500362500 | 446 | 346500 | 362500
[5 empty] | 347500362500 | 446 | 347500 | 362500
[5 empty] | 348500362500 | 446 | 348500 | 362500
[5 empty] | 349500362500 | 446 | 349500 | 362500
[5 empty] | 350500362500 | 446 | 350500 | 362500
[5 empty] | 351500362500 | 446 | 351500 | 362500
[5 empty] | 352500362500 | 446 | 352500 | 362500
[5 empty] | 353500362500 | 446 | 353500 | 362500
[5 empty] | 354500362500 | 446 | 354500 | 362500
[5 empty] | 355500362500 | 446 | 355500 | 362500
[5 empty] | 356500362500 | 446 | 356500 | 362500
[5 empty] | 357500362500 | 446 | 357500 | 362500
[5 empty] | 358500362500 | 446 | 358500 | 362500
[5 empty] | 359500362500 | 446 | 359500 | 362500
[5 empty] | 360500362500 | 446 | 360500 | 362500
[5 empty] | 363500362500 | 446 | 363500 | 362500
[5 empty] | 364500362500 | 446 | 364500 | 362500
[5 empty] | 368500362500 | 446 | 368500 | 362500
[5 empty] | 369500362500 | 446 | 369500 | 362500
[5 empty] | 335500361500 | 446 | 335500 | 361500
[5 empty] | 336500361500 | 446 | 336500 | 361500
[5 empty] | 337500361500 | 446 | 337500 | 361500
[5 empty] | 338500361500 | 446 | 338500 | 361500
[5 empty] | 339500361500 | 446 | 339500 | 361500
[5 empty] | 340500361500 | 446 | 340500 | 361500
[5 empty] | 341500361500 | 446 | 341500 | 361500
[5 empty] | 342500361500 | 446 | 342500 | 361500
[5 empty] | 343500361500 | 446 | 343500 | 361500
[5 empty] | 344500361500 | 446 | 344500 | 361500
[5 empty] | 345500361500 | 446 | 345500 | 361500
[5 empty] | 346500361500 | 446 | 346500 | 361500
[5 empty] | 347500361500 | 446 | 347500 | 361500
[5 empty] | 348500361500 | 446 | 348500 | 361500
[5 empty] | 349500361500 | 446 | 349500 | 361500
[5 empty] | 350500361500 | 446 | 350500 | 361500
[5 empty] | 351500361500 | 446 | 351500 | 361500
[5 empty] | 352500361500 | 446 | 352500 | 361500
[5 empty] | 353500361500 | 446 | 353500 | 361500
[5 empty] | 354500361500 | 446 | 354500 | 361500
[5 empty] | 355500361500 | 446 | 355500 | 361500
[5 empty] | 356500361500 | 446 | 356500 | 361500
[5 empty] | 357500361500 | 446 | 357500 | 361500
[5 empty] | 359500361500 | 446 | 359500 | 361500
[5 empty] | 335500360500 | 446 | 335500 | 360500
[5 empty] | 336500360500 | 446 | 336500 | 360500
[5 empty] | 337500360500 | 446 | 337500 | 360500
[5 empty] | 338500360500 | 446 | 338500 | 360500
[5 empty] | 339500360500 | 446 | 339500 | 360500
[5 empty] | 340500360500 | 446 | 340500 | 360500
[5 empty] | 341500360500 | 446 | 341500 | 360500
[5 empty] | 342500360500 | 446 | 342500 | 360500
[5 empty] | 343500360500 | 446 | 343500 | 360500
[5 empty] | 344500360500 | 446 | 344500 | 360500
[5 empty] | 345500360500 | 446 | 345500 | 360500
[5 empty] | 346500360500 | 446 | 346500 | 360500
[5 empty] | 347500360500 | 446 | 347500 | 360500
[5 empty] | 348500360500 | 446 | 348500 | 360500
[5 empty] | 349500360500 | 446 | 349500 | 360500
[5 empty] | 350500360500 | 446 | 350500 | 360500
[5 empty] | 351500360500 | 446 | 351500 | 360500
[5 empty] | 352500360500 | 446 | 352500 | 360500
[5 empty] | 353500360500 | 446 | 353500 | 360500
[5 empty] | 354500360500 | 446 | 354500 | 360500
[5 empty] | 355500360500 | 446 | 355500 | 360500
[5 empty] | 356500360500 | 446 | 356500 | 360500
[5 empty] | 336500359500 | 446 | 336500 | 359500
[5 empty] | 337500359500 | 446 | 337500 | 359500
[5 empty] | 338500359500 | 446 | 338500 | 359500
[5 empty] | 339500359500 | 446 | 339500 | 359500
[5 empty] | 340500359500 | 446 | 340500 | 359500
[5 empty] | 341500359500 | 446 | 341500 | 359500
[5 empty] | 342500359500 | 446 | 342500 | 359500
[5 empty] | 343500359500 | 446 | 343500 | 359500
[5 empty] | 344500359500 | 446 | 344500 | 359500
[5 empty] | 345500359500 | 446 | 345500 | 359500
[5 empty] | 346500359500 | 446 | 346500 | 359500
[5 empty] | 347500359500 | 446 | 347500 | 359500
[5 empty] | 348500359500 | 446 | 348500 | 359500
[5 empty] | 349500359500 | 446 | 349500 | 359500
[5 empty] | 350500359500 | 446 | 350500 | 359500
[5 empty] | 351500359500 | 446 | 351500 | 359500
[5 empty] | 352500359500 | 446 | 352500 | 359500
[5 empty] | 353500359500 | 446 | 353500 | 359500
[5 empty] | 354500359500 | 446 | 354500 | 359500
[5 empty] | 355500359500 | 446 | 355500 | 359500
[5 empty] | 356500359500 | 446 | 356500 | 359500
[5 empty] | 338500358500 | 446 | 338500 | 358500
[5 empty] | 339500358500 | 446 | 339500 | 358500
[5 empty] | 340500358500 | 446 | 340500 | 358500
[5 empty] | 341500358500 | 446 | 341500 | 358500
[5 empty] | 342500358500 | 446 | 342500 | 358500
[5 empty] | 343500358500 | 446 | 343500 | 358500
[5 empty] | 344500358500 | 446 | 344500 | 358500
[5 empty] | 345500358500 | 446 | 345500 | 358500
[5 empty] | 346500358500 | 446 | 346500 | 358500
[5 empty] | 347500358500 | 446 | 347500 | 358500
[5 empty] | 348500358500 | 446 | 348500 | 358500
[5 empty] | 349500358500 | 446 | 349500 | 358500
[5 empty] | 350500358500 | 446 | 350500 | 358500
[5 empty] | 351500358500 | 446 | 351500 | 358500
[5 empty] | 352500358500 | 446 | 352500 | 358500
[5 empty] | 353500358500 | 446 | 353500 | 358500
[5 empty] | 354500358500 | 446 | 354500 | 358500
[5 empty] | 355500358500 | 446 | 355500 | 358500
[5 empty] | 341500357500 | 446 | 341500 | 357500
[5 empty] | 342500357500 | 446 | 342500 | 357500
[5 empty] | 343500357500 | 446 | 343500 | 357500
[5 empty] | 344500357500 | 446 | 344500 | 357500
[5 empty] | 345500357500 | 446 | 345500 | 357500
[5 empty] | 346500357500 | 446 | 346500 | 357500
[5 empty] | 347500357500 | 446 | 347500 | 357500
[5 empty] | 348500357500 | 446 | 348500 | 357500
[5 empty] | 349500357500 | 446 | 349500 | 357500
[5 empty] | 350500357500 | 446 | 350500 | 357500
[5 empty] | 351500357500 | 446 | 351500 | 357500
[5 empty] | 352500357500 | 446 | 352500 | 357500
[5 empty] | 340500356500 | 446 | 340500 | 356500
[5 empty] | 341500356500 | 446 | 341500 | 356500
[5 empty] | 342500356500 | 446 | 342500 | 356500
[5 empty] | 343500356500 | 446 | 343500 | 356500
[5 empty] | 344500356500 | 446 | 344500 | 356500
[5 empty] | 345500356500 | 446 | 345500 | 356500
[5 empty] | 346500356500 | 446 | 346500 | 356500
[5 empty] | 347500356500 | 446 | 347500 | 356500
[5 empty] | 348500356500 | 446 | 348500 | 356500
[5 empty] | 349500356500 | 446 | 349500 | 356500
[5 empty] | 350500356500 | 446 | 350500 | 356500
[5 empty] | 351500356500 | 446 | 351500 | 356500
[5 empty] | 352500356500 | 446 | 352500 | 356500
[5 empty] | 340500355500 | 446 | 340500 | 355500
[5 empty] | 341500355500 | 446 | 341500 | 355500
[5 empty] | 342500355500 | 446 | 342500 | 355500
[5 empty] | 343500355500 | 446 | 343500 | 355500
[5 empty] | 344500355500 | 446 | 344500 | 355500
[5 empty] | 345500355500 | 446 | 345500 | 355500
[5 empty] | 346500355500 | 446 | 346500 | 355500
[5 empty] | 347500355500 | 446 | 347500 | 355500
[5 empty] | 348500355500 | 446 | 348500 | 355500
[5 empty] | 349500355500 | 446 | 349500 | 355500
[5 empty] | 350500355500 | 446 | 350500 | 355500
[5 empty] | 351500355500 | 446 | 351500 | 355500
[5 empty] | 341500354500 | 446 | 341500 | 354500
[5 empty] | 342500354500 | 446 | 342500 | 354500
[5 empty] | 343500354500 | 446 | 343500 | 354500
[5 empty] | 344500354500 | 446 | 344500 | 354500
[5 empty] | 345500354500 | 446 | 345500 | 354500
[5 empty] | 346500354500 | 446 | 346500 | 354500
[5 empty] | 347500354500 | 446 | 347500 | 354500
[5 empty] | 348500354500 | 446 | 348500 | 354500
[5 empty] | 349500354500 | 446 | 349500 | 354500
[5 empty] | 350500354500 | 446 | 350500 | 354500
[5 empty] | 341500353500 | 446 | 341500 | 353500
[5 empty] | 342500353500 | 446 | 342500 | 353500
[5 empty] | 343500353500 | 446 | 343500 | 353500
[5 empty] | 344500353500 | 446 | 344500 | 353500
[5 empty] | 345500353500 | 446 | 345500 | 353500
[5 empty] | 346500353500 | 446 | 346500 | 353500
[5 empty] | 347500353500 | 446 | 347500 | 353500
[5 empty] | 348500353500 | 446 | 348500 | 353500
[5 empty] | 349500353500 | 446 | 349500 | 353500
[5 empty] | 342500352500 | 446 | 342500 | 352500
[5 empty] | 343500352500 | 446 | 343500 | 352500
[5 empty] | 344500352500 | 446 | 344500 | 352500
[5 empty] | 345500352500 | 446 | 345500 | 352500
[5 empty] | 346500352500 | 446 | 346500 | 352500
[5 empty] | 347500352500 | 446 | 347500 | 352500
[5 empty] | 348500352500 | 446 | 348500 | 352500
[5 empty] | 349500352500 | 446 | 349500 | 352500
[5 empty] | 342500351500 | 446 | 342500 | 351500
[5 empty] | 343500351500 | 446 | 343500 | 351500
[5 empty] | 344500351500 | 446 | 344500 | 351500
[5 empty] | 345500351500 | 446 | 345500 | 351500
[5 empty] | 346500351500 | 446 | 346500 | 351500
[5 empty] | 347500351500 | 446 | 347500 | 351500
[5 empty] | 348500351500 | 446 | 348500 | 351500
[5 empty] | 349500351500 | 446 | 349500 | 351500
[5 empty] | 350500351500 | 446 | 350500 | 351500
[5 empty] | 342500350500 | 446 | 342500 | 350500
[5 empty] | 343500350500 | 446 | 343500 | 350500
[5 empty] | 344500350500 | 446 | 344500 | 350500
[5 empty] | 345500350500 | 446 | 345500 | 350500
[5 empty] | 346500350500 | 446 | 346500 | 350500
[5 empty] | 347500350500 | 446 | 347500 | 350500
[5 empty] | 348500350500 | 446 | 348500 | 350500
[5 empty] | 349500350500 | 446 | 349500 | 350500
[5 empty] | 350500350500 | 446 | 350500 | 350500
[5 empty] | 351500350500 | 446 | 351500 | 350500
[5 empty] | 352500350500 | 446 | 352500 | 350500
[5 empty] | 353500350500 | 446 | 353500 | 350500
[5 empty] | 342500349500 | 446 | 342500 | 349500
[5 empty] | 343500349500 | 446 | 343500 | 349500
[5 empty] | 344500349500 | 446 | 344500 | 349500
[5 empty] | 345500349500 | 446 | 345500 | 349500
[5 empty] | 346500349500 | 446 | 346500 | 349500
[5 empty] | 347500349500 | 446 | 347500 | 349500
[5 empty] | 348500349500 | 446 | 348500 | 349500
[5 empty] | 349500349500 | 446 | 349500 | 349500
[5 empty] | 350500349500 | 446 | 350500 | 349500
[5 empty] | 351500349500 | 446 | 351500 | 349500
[5 empty] | 352500349500 | 446 | 352500 | 349500
[5 empty] | 353500349500 | 446 | 353500 | 349500
[5 empty] | 354500349500 | 446 | 354500 | 349500
[5 empty] | 343500348500 | 446 | 343500 | 348500
[5 empty] | 344500348500 | 446 | 344500 | 348500
[5 empty] | 345500348500 | 446 | 345500 | 348500
[5 empty] | 346500348500 | 446 | 346500 | 348500
[5 empty] | 347500348500 | 446 | 347500 | 348500
[5 empty] | 348500348500 | 446 | 348500 | 348500
[5 empty] | 349500348500 | 446 | 349500 | 348500
[5 empty] | 350500348500 | 446 | 350500 | 348500
[5 empty] | 351500348500 | 446 | 351500 | 348500
[5 empty] | 352500348500 | 446 | 352500 | 348500
[5 empty] | 353500348500 | 446 | 353500 | 348500
[5 empty] | 354500348500 | 446 | 354500 | 348500
[5 empty] | 343500347500 | 446 | 343500 | 347500
[5 empty] | 344500347500 | 446 | 344500 | 347500
[5 empty] | 345500347500 | 446 | 345500 | 347500
[5 empty] | 346500347500 | 446 | 346500 | 347500
[5 empty] | 347500347500 | 446 | 347500 | 347500
[5 empty] | 348500347500 | 446 | 348500 | 347500
[5 empty] | 349500347500 | 446 | 349500 | 347500
[5 empty] | 350500347500 | 446 | 350500 | 347500
[5 empty] | 351500347500 | 446 | 351500 | 347500
[5 empty] | 352500347500 | 446 | 352500 | 347500
[5 empty] | 353500347500 | 446 | 353500 | 347500
[5 empty] | 344500346500 | 446 | 344500 | 346500
[5 empty] | 345500346500 | 446 | 345500 | 346500
[5 empty] | 346500346500 | 446 | 346500 | 346500
[5 empty] | 347500346500 | 446 | 347500 | 346500
[5 empty] | 348500346500 | 446 | 348500 | 346500
[5 empty] | 349500346500 | 446 | 349500 | 346500
[5 empty] | 350500346500 | 446 | 350500 | 346500
[5 empty] | 351500346500 | 446 | 351500 | 346500
[5 empty] | 352500346500 | 446 | 352500 | 346500
[5 empty] | 353500346500 | 446 | 353500 | 346500
[5 empty] | 344500345500 | 446 | 344500 | 345500
[5 empty] | 345500345500 | 446 | 345500 | 345500
[5 empty] | 346500345500 | 446 | 346500 | 345500
[5 empty] | 347500345500 | 446 | 347500 | 345500
[5 empty] | 348500345500 | 446 | 348500 | 345500
[5 empty] | 349500345500 | 446 | 349500 | 345500
[5 empty] | 350500345500 | 446 | 350500 | 345500
[5 empty] | 351500345500 | 446 | 351500 | 345500
[5 empty] | 352500345500 | 446 | 352500 | 345500
[5 empty] | 353500345500 | 446 | 353500 | 345500
[5 empty] | 345500344500 | 446 | 345500 | 344500
[5 empty] | 346500344500 | 446 | 346500 | 344500
[5 empty] | 347500344500 | 446 | 347500 | 344500
[5 empty] | 348500344500 | 446 | 348500 | 344500
[5 empty] | 349500344500 | 446 | 349500 | 344500
[5 empty] | 350500344500 | 446 | 350500 | 344500
[5 empty] | 351500344500 | 446 | 351500 | 344500
[5 empty] | 352500344500 | 446 | 352500 | 344500
[5 empty] | 350500343500 | 446 | 350500 | 343500
[5 empty] | 351500343500 | 446 | 351500 | 343500
[5 empty] | 220500117500 | 447 | 220500 | 117500
[5 empty] | 226500117500 | 447 | 226500 | 117500
[5 empty] | 219500116500 | 447 | 219500 | 116500
[5 empty] | 220500116500 | 447 | 220500 | 116500
[5 empty] | 221500116500 | 447 | 221500 | 116500
[5 empty] | 222500116500 | 447 | 222500 | 116500
[5 empty] | 223500116500 | 447 | 223500 | 116500
[5 empty] | 224500116500 | 447 | 224500 | 116500
[5 empty] | 225500116500 | 447 | 225500 | 116500
[5 empty] | 226500116500 | 447 | 226500 | 116500
[5 empty] | 219500115500 | 447 | 219500 | 115500
[5 empty] | 220500115500 | 447 | 220500 | 115500
[5 empty] | 221500115500 | 447 | 221500 | 115500
[5 empty] | 222500115500 | 447 | 222500 | 115500
[5 empty] | 223500115500 | 447 | 223500 | 115500
[5 empty] | 224500115500 | 447 | 224500 | 115500
[5 empty] | 225500115500 | 447 | 225500 | 115500
[5 empty] | 226500115500 | 447 | 226500 | 115500
[5 empty] | 219500114500 | 447 | 219500 | 114500
[5 empty] | 220500114500 | 447 | 220500 | 114500
[5 empty] | 221500114500 | 447 | 221500 | 114500
[5 empty] | 222500114500 | 447 | 222500 | 114500
[5 empty] | 223500114500 | 447 | 223500 | 114500
[5 empty] | 224500114500 | 447 | 224500 | 114500
[5 empty] | 225500114500 | 447 | 225500 | 114500
[5 empty] | 226500114500 | 447 | 226500 | 114500
[5 empty] | 227500114500 | 447 | 227500 | 114500
[5 empty] | 219500113500 | 447 | 219500 | 113500
[5 empty] | 220500113500 | 447 | 220500 | 113500
[5 empty] | 221500113500 | 447 | 221500 | 113500
[5 empty] | 222500113500 | 447 | 222500 | 113500
[5 empty] | 223500113500 | 447 | 223500 | 113500
[5 empty] | 224500113500 | 447 | 224500 | 113500
[5 empty] | 225500113500 | 447 | 225500 | 113500
[5 empty] | 226500113500 | 447 | 226500 | 113500
[5 empty] | 227500113500 | 447 | 227500 | 113500
[5 empty] | 219500112500 | 447 | 219500 | 112500
[5 empty] | 220500112500 | 447 | 220500 | 112500
[5 empty] | 221500112500 | 447 | 221500 | 112500
[5 empty] | 222500112500 | 447 | 222500 | 112500
[5 empty] | 223500112500 | 447 | 223500 | 112500
[5 empty] | 224500112500 | 447 | 224500 | 112500
[5 empty] | 225500112500 | 447 | 225500 | 112500
[5 empty] | 226500112500 | 447 | 226500 | 112500
[5 empty] | 227500112500 | 447 | 227500 | 112500
[5 empty] | 219500111500 | 447 | 219500 | 111500
[5 empty] | 220500111500 | 447 | 220500 | 111500
[5 empty] | 221500111500 | 447 | 221500 | 111500
[5 empty] | 222500111500 | 447 | 222500 | 111500
[5 empty] | 223500111500 | 447 | 223500 | 111500
[5 empty] | 224500111500 | 447 | 224500 | 111500
[5 empty] | 225500111500 | 447 | 225500 | 111500
[5 empty] | 226500111500 | 447 | 226500 | 111500
[5 empty] | 227500111500 | 447 | 227500 | 111500
[5 empty] | 228500111500 | 447 | 228500 | 111500
[5 empty] | 219500110500 | 447 | 219500 | 110500
[5 empty] | 220500110500 | 447 | 220500 | 110500
[5 empty] | 221500110500 | 447 | 221500 | 110500
[5 empty] | 222500110500 | 447 | 222500 | 110500
[5 empty] | 223500110500 | 447 | 223500 | 110500
[5 empty] | 224500110500 | 447 | 224500 | 110500
[5 empty] | 225500110500 | 447 | 225500 | 110500
[5 empty] | 226500110500 | 447 | 226500 | 110500
[5 empty] | 227500110500 | 447 | 227500 | 110500
[5 empty] | 228500110500 | 447 | 228500 | 110500
[5 empty] | 219500109500 | 447 | 219500 | 109500
[5 empty] | 220500109500 | 447 | 220500 | 109500
[5 empty] | 221500109500 | 447 | 221500 | 109500
[5 empty] | 222500109500 | 447 | 222500 | 109500
[5 empty] | 223500109500 | 447 | 223500 | 109500
[5 empty] | 224500109500 | 447 | 224500 | 109500
[5 empty] | 225500109500 | 447 | 225500 | 109500
[5 empty] | 226500109500 | 447 | 226500 | 109500
[5 empty] | 227500109500 | 447 | 227500 | 109500
[5 empty] | 228500109500 | 447 | 228500 | 109500
[5 empty] | 219500108500 | 447 | 219500 | 108500
[5 empty] | 220500108500 | 447 | 220500 | 108500
[5 empty] | 221500108500 | 447 | 221500 | 108500
[5 empty] | 222500108500 | 447 | 222500 | 108500
[5 empty] | 223500108500 | 447 | 223500 | 108500
[5 empty] | 224500108500 | 447 | 224500 | 108500
[5 empty] | 225500108500 | 447 | 225500 | 108500
[5 empty] | 226500108500 | 447 | 226500 | 108500
[5 empty] | 227500108500 | 447 | 227500 | 108500
[5 empty] | 219500107500 | 447 | 219500 | 107500
[5 empty] | 220500107500 | 447 | 220500 | 107500
[5 empty] | 221500107500 | 447 | 221500 | 107500
[5 empty] | 222500107500 | 447 | 222500 | 107500
[5 empty] | 223500107500 | 447 | 223500 | 107500
[5 empty] | 224500107500 | 447 | 224500 | 107500
[5 empty] | 225500107500 | 447 | 225500 | 107500
[5 empty] | 226500107500 | 447 | 226500 | 107500
[5 empty] | 227500107500 | 447 | 227500 | 107500
[5 empty] | 219500106500 | 447 | 219500 | 106500
[5 empty] | 220500106500 | 447 | 220500 | 106500
[5 empty] | 221500106500 | 447 | 221500 | 106500
[5 empty] | 222500106500 | 447 | 222500 | 106500
[5 empty] | 223500106500 | 447 | 223500 | 106500
[5 empty] | 224500106500 | 447 | 224500 | 106500
[5 empty] | 225500106500 | 447 | 225500 | 106500
[5 empty] | 226500106500 | 447 | 226500 | 106500
[5 empty] | 227500106500 | 447 | 227500 | 106500
[5 empty] | 219500105500 | 447 | 219500 | 105500
[5 empty] | 220500105500 | 447 | 220500 | 105500
[5 empty] | 221500105500 | 447 | 221500 | 105500
[5 empty] | 222500105500 | 447 | 222500 | 105500
[5 empty] | 223500105500 | 447 | 223500 | 105500
[5 empty] | 224500105500 | 447 | 224500 | 105500
[5 empty] | 225500105500 | 447 | 225500 | 105500
[5 empty] | 226500105500 | 447 | 226500 | 105500
[5 empty] | 227500105500 | 447 | 227500 | 105500
[5 empty] | 219500104500 | 447 | 219500 | 104500
[5 empty] | 220500104500 | 447 | 220500 | 104500
[5 empty] | 221500104500 | 447 | 221500 | 104500
[5 empty] | 222500104500 | 447 | 222500 | 104500
[5 empty] | 223500104500 | 447 | 223500 | 104500
[5 empty] | 224500104500 | 447 | 224500 | 104500
[5 empty] | 225500104500 | 447 | 225500 | 104500
[5 empty] | 226500104500 | 447 | 226500 | 104500
[5 empty] | 227500104500 | 447 | 227500 | 104500
[5 empty] | 219500103500 | 447 | 219500 | 103500
[5 empty] | 220500103500 | 447 | 220500 | 103500
[5 empty] | 221500103500 | 447 | 221500 | 103500
[5 empty] | 222500103500 | 447 | 222500 | 103500
[5 empty] | 223500103500 | 447 | 223500 | 103500
[5 empty] | 224500103500 | 447 | 224500 | 103500
[5 empty] | 225500103500 | 447 | 225500 | 103500
[5 empty] | 226500103500 | 447 | 226500 | 103500
[5 empty] | 219500102500 | 447 | 219500 | 102500
[5 empty] | 220500102500 | 447 | 220500 | 102500
[5 empty] | 221500102500 | 447 | 221500 | 102500
[5 empty] | 222500102500 | 447 | 222500 | 102500
[5 empty] | 223500102500 | 447 | 223500 | 102500
[5 empty] | 224500102500 | 447 | 224500 | 102500
[5 empty] | 219500101500 | 447 | 219500 | 101500
[5 empty] | 220500101500 | 447 | 220500 | 101500
[5 empty] | 221500101500 | 447 | 221500 | 101500
[5 empty] | 222500101500 | 447 | 222500 | 101500
[5 empty] | 223500101500 | 447 | 223500 | 101500
[5 empty] | 224500101500 | 447 | 224500 | 101500
[5 empty] | 225500101500 | 447 | 225500 | 101500
[5 empty] | 217500100500 | 447 | 217500 | 100500
[5 empty] | 218500100500 | 447 | 218500 | 100500
[5 empty] | 219500100500 | 447 | 219500 | 100500
[5 empty] | 220500100500 | 447 | 220500 | 100500
[5 empty] | 221500100500 | 447 | 221500 | 100500
[5 empty] | 222500100500 | 447 | 222500 | 100500
[5 empty] | 223500100500 | 447 | 223500 | 100500
[5 empty] | 224500100500 | 447 | 224500 | 100500
[5 empty] | 225500100500 | 447 | 225500 | 100500
[5 empty] | 226500100500 | 447 | 226500 | 100500
[5 empty] | 227500100500 | 447 | 227500 | 100500
[5 empty] | 21550099500 | 447 | 215500 | 99500
[5 empty] | 21650099500 | 447 | 216500 | 99500
[5 empty] | 21750099500 | 447 | 217500 | 99500
[5 empty] | 21850099500 | 447 | 218500 | 99500
[5 empty] | 21950099500 | 447 | 219500 | 99500
[5 empty] | 22050099500 | 447 | 220500 | 99500
[5 empty] | 22150099500 | 447 | 221500 | 99500
[5 empty] | 22250099500 | 447 | 222500 | 99500
[5 empty] | 22350099500 | 447 | 223500 | 99500
[5 empty] | 22450099500 | 447 | 224500 | 99500
[5 empty] | 22550099500 | 447 | 225500 | 99500
[5 empty] | 22650099500 | 447 | 226500 | 99500
[5 empty] | 22750099500 | 447 | 227500 | 99500
[5 empty] | 22850099500 | 447 | 228500 | 99500
[5 empty] | 23050099500 | 447 | 230500 | 99500
[5 empty] | 23150099500 | 447 | 231500 | 99500
[5 empty] | 21550098500 | 447 | 215500 | 98500
[5 empty] | 21650098500 | 447 | 216500 | 98500
[5 empty] | 21750098500 | 447 | 217500 | 98500
[5 empty] | 21850098500 | 447 | 218500 | 98500
[5 empty] | 21950098500 | 447 | 219500 | 98500
[5 empty] | 22050098500 | 447 | 220500 | 98500
[5 empty] | 22150098500 | 447 | 221500 | 98500
[5 empty] | 22250098500 | 447 | 222500 | 98500
[5 empty] | 22350098500 | 447 | 223500 | 98500
[5 empty] | 22450098500 | 447 | 224500 | 98500
[5 empty] | 22550098500 | 447 | 225500 | 98500
[5 empty] | 22650098500 | 447 | 226500 | 98500
[5 empty] | 22750098500 | 447 | 227500 | 98500
[5 empty] | 22850098500 | 447 | 228500 | 98500
[5 empty] | 22950098500 | 447 | 229500 | 98500
[5 empty] | 23050098500 | 447 | 230500 | 98500
[5 empty] | 23150098500 | 447 | 231500 | 98500
[5 empty] | 21350097500 | 447 | 213500 | 97500
[5 empty] | 21450097500 | 447 | 214500 | 97500
[5 empty] | 21550097500 | 447 | 215500 | 97500
[5 empty] | 21650097500 | 447 | 216500 | 97500
[5 empty] | 21750097500 | 447 | 217500 | 97500
[5 empty] | 21850097500 | 447 | 218500 | 97500
[5 empty] | 21950097500 | 447 | 219500 | 97500
[5 empty] | 22050097500 | 447 | 220500 | 97500
[5 empty] | 22150097500 | 447 | 221500 | 97500
[5 empty] | 22250097500 | 447 | 222500 | 97500
[5 empty] | 22350097500 | 447 | 223500 | 97500
[5 empty] | 22450097500 | 447 | 224500 | 97500
[5 empty] | 22550097500 | 447 | 225500 | 97500
[5 empty] | 22650097500 | 447 | 226500 | 97500
[5 empty] | 22750097500 | 447 | 227500 | 97500
[5 empty] | 22850097500 | 447 | 228500 | 97500
[5 empty] | 22950097500 | 447 | 229500 | 97500
[5 empty] | 23050097500 | 447 | 230500 | 97500
[5 empty] | 23150097500 | 447 | 231500 | 97500
[5 empty] | 21250096500 | 447 | 212500 | 96500
[5 empty] | 21350096500 | 447 | 213500 | 96500
[5 empty] | 21450096500 | 447 | 214500 | 96500
[5 empty] | 21550096500 | 447 | 215500 | 96500
[5 empty] | 21650096500 | 447 | 216500 | 96500
[5 empty] | 21750096500 | 447 | 217500 | 96500
[5 empty] | 21850096500 | 447 | 218500 | 96500
[5 empty] | 21950096500 | 447 | 219500 | 96500
[5 empty] | 22050096500 | 447 | 220500 | 96500
[5 empty] | 22150096500 | 447 | 221500 | 96500
[5 empty] | 22250096500 | 447 | 222500 | 96500
[5 empty] | 22350096500 | 447 | 223500 | 96500
[5 empty] | 22450096500 | 447 | 224500 | 96500
[5 empty] | 22550096500 | 447 | 225500 | 96500
[5 empty] | 22650096500 | 447 | 226500 | 96500
[5 empty] | 22750096500 | 447 | 227500 | 96500
[5 empty] | 22850096500 | 447 | 228500 | 96500
[5 empty] | 22950096500 | 447 | 229500 | 96500
[5 empty] | 23050096500 | 447 | 230500 | 96500
[5 empty] | 23150096500 | 447 | 231500 | 96500
[5 empty] | 21250095500 | 447 | 212500 | 95500
[5 empty] | 21350095500 | 447 | 213500 | 95500
[5 empty] | 21450095500 | 447 | 214500 | 95500
[5 empty] | 21550095500 | 447 | 215500 | 95500
[5 empty] | 21650095500 | 447 | 216500 | 95500
[5 empty] | 21750095500 | 447 | 217500 | 95500
[5 empty] | 21850095500 | 447 | 218500 | 95500
[5 empty] | 21950095500 | 447 | 219500 | 95500
[5 empty] | 22050095500 | 447 | 220500 | 95500
[5 empty] | 22150095500 | 447 | 221500 | 95500
[5 empty] | 22250095500 | 447 | 222500 | 95500
[5 empty] | 22350095500 | 447 | 223500 | 95500
[5 empty] | 22450095500 | 447 | 224500 | 95500
[5 empty] | 22550095500 | 447 | 225500 | 95500
[5 empty] | 22650095500 | 447 | 226500 | 95500
[5 empty] | 22750095500 | 447 | 227500 | 95500
[5 empty] | 22850095500 | 447 | 228500 | 95500
[5 empty] | 22950095500 | 447 | 229500 | 95500
[5 empty] | 23050095500 | 447 | 230500 | 95500
[5 empty] | 23150095500 | 447 | 231500 | 95500
[5 empty] | 23250095500 | 447 | 232500 | 95500
[5 empty] | 21250094500 | 447 | 212500 | 94500
[5 empty] | 21350094500 | 447 | 213500 | 94500
[5 empty] | 21450094500 | 447 | 214500 | 94500
[5 empty] | 21550094500 | 447 | 215500 | 94500
[5 empty] | 21650094500 | 447 | 216500 | 94500
[5 empty] | 21750094500 | 447 | 217500 | 94500
[5 empty] | 21850094500 | 447 | 218500 | 94500
[5 empty] | 21950094500 | 447 | 219500 | 94500
[5 empty] | 22050094500 | 447 | 220500 | 94500
[5 empty] | 22150094500 | 447 | 221500 | 94500
[5 empty] | 22250094500 | 447 | 222500 | 94500
[5 empty] | 22350094500 | 447 | 223500 | 94500
[5 empty] | 22450094500 | 447 | 224500 | 94500
[5 empty] | 22550094500 | 447 | 225500 | 94500
[5 empty] | 22650094500 | 447 | 226500 | 94500
[5 empty] | 22750094500 | 447 | 227500 | 94500
[5 empty] | 22850094500 | 447 | 228500 | 94500
[5 empty] | 22950094500 | 447 | 229500 | 94500
[5 empty] | 23050094500 | 447 | 230500 | 94500
[5 empty] | 23150094500 | 447 | 231500 | 94500
[5 empty] | 23250094500 | 447 | 232500 | 94500
[5 empty] | 21050093500 | 447 | 210500 | 93500
[5 empty] | 21150093500 | 447 | 211500 | 93500
[5 empty] | 21250093500 | 447 | 212500 | 93500
[5 empty] | 21350093500 | 447 | 213500 | 93500
[5 empty] | 21450093500 | 447 | 214500 | 93500
[5 empty] | 21550093500 | 447 | 215500 | 93500
[5 empty] | 21650093500 | 447 | 216500 | 93500
[5 empty] | 21750093500 | 447 | 217500 | 93500
[5 empty] | 21850093500 | 447 | 218500 | 93500
[5 empty] | 21950093500 | 447 | 219500 | 93500
[5 empty] | 22050093500 | 447 | 220500 | 93500
[5 empty] | 22150093500 | 447 | 221500 | 93500
[5 empty] | 22250093500 | 447 | 222500 | 93500
[5 empty] | 22350093500 | 447 | 223500 | 93500
[5 empty] | 22450093500 | 447 | 224500 | 93500
[5 empty] | 22550093500 | 447 | 225500 | 93500
[5 empty] | 22650093500 | 447 | 226500 | 93500
[5 empty] | 22750093500 | 447 | 227500 | 93500
[5 empty] | 22850093500 | 447 | 228500 | 93500
[5 empty] | 22950093500 | 447 | 229500 | 93500
[5 empty] | 23050093500 | 447 | 230500 | 93500
[5 empty] | 23150093500 | 447 | 231500 | 93500
[5 empty] | 23250093500 | 447 | 232500 | 93500
[5 empty] | 21050092500 | 447 | 210500 | 92500
[5 empty] | 21150092500 | 447 | 211500 | 92500
[5 empty] | 21250092500 | 447 | 212500 | 92500
[5 empty] | 21350092500 | 447 | 213500 | 92500
[5 empty] | 21450092500 | 447 | 214500 | 92500
[5 empty] | 21550092500 | 447 | 215500 | 92500
[5 empty] | 21650092500 | 447 | 216500 | 92500
[5 empty] | 21750092500 | 447 | 217500 | 92500
[5 empty] | 21850092500 | 447 | 218500 | 92500
[5 empty] | 21950092500 | 447 | 219500 | 92500
[5 empty] | 22050092500 | 447 | 220500 | 92500
[5 empty] | 22150092500 | 447 | 221500 | 92500
[5 empty] | 22250092500 | 447 | 222500 | 92500
[5 empty] | 22350092500 | 447 | 223500 | 92500
[5 empty] | 22450092500 | 447 | 224500 | 92500
[5 empty] | 22550092500 | 447 | 225500 | 92500
[5 empty] | 22650092500 | 447 | 226500 | 92500
[5 empty] | 22750092500 | 447 | 227500 | 92500
[5 empty] | 22850092500 | 447 | 228500 | 92500
[5 empty] | 22950092500 | 447 | 229500 | 92500
[5 empty] | 23050092500 | 447 | 230500 | 92500
[5 empty] | 23150092500 | 447 | 231500 | 92500
[5 empty] | 23250092500 | 447 | 232500 | 92500
[5 empty] | 20850091500 | 447 | 208500 | 91500
[5 empty] | 20950091500 | 447 | 209500 | 91500
[5 empty] | 21050091500 | 447 | 210500 | 91500
[5 empty] | 21150091500 | 447 | 211500 | 91500
[5 empty] | 21250091500 | 447 | 212500 | 91500
[5 empty] | 21350091500 | 447 | 213500 | 91500
[5 empty] | 21450091500 | 447 | 214500 | 91500
[5 empty] | 21550091500 | 447 | 215500 | 91500
[5 empty] | 21650091500 | 447 | 216500 | 91500
[5 empty] | 21750091500 | 447 | 217500 | 91500
[5 empty] | 21850091500 | 447 | 218500 | 91500
[5 empty] | 21950091500 | 447 | 219500 | 91500
[5 empty] | 22050091500 | 447 | 220500 | 91500
[5 empty] | 22150091500 | 447 | 221500 | 91500
[5 empty] | 22250091500 | 447 | 222500 | 91500
[5 empty] | 22350091500 | 447 | 223500 | 91500
[5 empty] | 22450091500 | 447 | 224500 | 91500
[5 empty] | 22550091500 | 447 | 225500 | 91500
[5 empty] | 22650091500 | 447 | 226500 | 91500
[5 empty] | 22750091500 | 447 | 227500 | 91500
[5 empty] | 22850091500 | 447 | 228500 | 91500
[5 empty] | 22950091500 | 447 | 229500 | 91500
[5 empty] | 23050091500 | 447 | 230500 | 91500
[5 empty] | 23150091500 | 447 | 231500 | 91500
[5 empty] | 23250091500 | 447 | 232500 | 91500
[5 empty] | 20750090500 | 447 | 207500 | 90500
[5 empty] | 20850090500 | 447 | 208500 | 90500
[5 empty] | 20950090500 | 447 | 209500 | 90500
[5 empty] | 21050090500 | 447 | 210500 | 90500
[5 empty] | 21150090500 | 447 | 211500 | 90500
[5 empty] | 21250090500 | 447 | 212500 | 90500
[5 empty] | 21350090500 | 447 | 213500 | 90500
[5 empty] | 21450090500 | 447 | 214500 | 90500
[5 empty] | 21550090500 | 447 | 215500 | 90500
[5 empty] | 21650090500 | 447 | 216500 | 90500
[5 empty] | 21750090500 | 447 | 217500 | 90500
[5 empty] | 21850090500 | 447 | 218500 | 90500
[5 empty] | 21950090500 | 447 | 219500 | 90500
[5 empty] | 22050090500 | 447 | 220500 | 90500
[5 empty] | 22150090500 | 447 | 221500 | 90500
[5 empty] | 22250090500 | 447 | 222500 | 90500
[5 empty] | 22350090500 | 447 | 223500 | 90500
[5 empty] | 22450090500 | 447 | 224500 | 90500
[5 empty] | 22550090500 | 447 | 225500 | 90500
[5 empty] | 22650090500 | 447 | 226500 | 90500
[5 empty] | 22750090500 | 447 | 227500 | 90500
[5 empty] | 22850090500 | 447 | 228500 | 90500
[5 empty] | 22950090500 | 447 | 229500 | 90500
[5 empty] | 23050090500 | 447 | 230500 | 90500
[5 empty] | 23150090500 | 447 | 231500 | 90500
[5 empty] | 23250090500 | 447 | 232500 | 90500
[5 empty] | 23350090500 | 447 | 233500 | 90500
[5 empty] | 20450089500 | 447 | 204500 | 89500
[5 empty] | 20550089500 | 447 | 205500 | 89500
[5 empty] | 20650089500 | 447 | 206500 | 89500
[5 empty] | 20750089500 | 447 | 207500 | 89500
[5 empty] | 20850089500 | 447 | 208500 | 89500
[5 empty] | 20950089500 | 447 | 209500 | 89500
[5 empty] | 21050089500 | 447 | 210500 | 89500
[5 empty] | 21150089500 | 447 | 211500 | 89500
[5 empty] | 21250089500 | 447 | 212500 | 89500
[5 empty] | 21350089500 | 447 | 213500 | 89500
[5 empty] | 21450089500 | 447 | 214500 | 89500
[5 empty] | 21550089500 | 447 | 215500 | 89500
[5 empty] | 21650089500 | 447 | 216500 | 89500
[5 empty] | 21750089500 | 447 | 217500 | 89500
[5 empty] | 21850089500 | 447 | 218500 | 89500
[5 empty] | 21950089500 | 447 | 219500 | 89500
[5 empty] | 22050089500 | 447 | 220500 | 89500
[5 empty] | 22150089500 | 447 | 221500 | 89500
[5 empty] | 22250089500 | 447 | 222500 | 89500
[5 empty] | 22350089500 | 447 | 223500 | 89500
[5 empty] | 22450089500 | 447 | 224500 | 89500
[5 empty] | 22550089500 | 447 | 225500 | 89500
[5 empty] | 22650089500 | 447 | 226500 | 89500
[5 empty] | 22750089500 | 447 | 227500 | 89500
[5 empty] | 22850089500 | 447 | 228500 | 89500
[5 empty] | 22950089500 | 447 | 229500 | 89500
[5 empty] | 23050089500 | 447 | 230500 | 89500
[5 empty] | 23150089500 | 447 | 231500 | 89500
[5 empty] | 23250089500 | 447 | 232500 | 89500
[5 empty] | 23350089500 | 447 | 233500 | 89500
[5 empty] | 20450088500 | 447 | 204500 | 88500
[5 empty] | 20550088500 | 447 | 205500 | 88500
[5 empty] | 20650088500 | 447 | 206500 | 88500
[5 empty] | 20750088500 | 447 | 207500 | 88500
[5 empty] | 20850088500 | 447 | 208500 | 88500
[5 empty] | 20950088500 | 447 | 209500 | 88500
[5 empty] | 21050088500 | 447 | 210500 | 88500
[5 empty] | 21150088500 | 447 | 211500 | 88500
[5 empty] | 21250088500 | 447 | 212500 | 88500
[5 empty] | 21350088500 | 447 | 213500 | 88500
[5 empty] | 21450088500 | 447 | 214500 | 88500
[5 empty] | 21550088500 | 447 | 215500 | 88500
[5 empty] | 21650088500 | 447 | 216500 | 88500
[5 empty] | 21750088500 | 447 | 217500 | 88500
[5 empty] | 21850088500 | 447 | 218500 | 88500
[5 empty] | 21950088500 | 447 | 219500 | 88500
[5 empty] | 22050088500 | 447 | 220500 | 88500
[5 empty] | 22150088500 | 447 | 221500 | 88500
[5 empty] | 22250088500 | 447 | 222500 | 88500
[5 empty] | 22350088500 | 447 | 223500 | 88500
[5 empty] | 22450088500 | 447 | 224500 | 88500
[5 empty] | 22550088500 | 447 | 225500 | 88500
[5 empty] | 22650088500 | 447 | 226500 | 88500
[5 empty] | 22750088500 | 447 | 227500 | 88500
[5 empty] | 22850088500 | 447 | 228500 | 88500
[5 empty] | 22950088500 | 447 | 229500 | 88500
[5 empty] | 23050088500 | 447 | 230500 | 88500
[5 empty] | 23150088500 | 447 | 231500 | 88500
[5 empty] | 23250088500 | 447 | 232500 | 88500
[5 empty] | 23350088500 | 447 | 233500 | 88500
[5 empty] | 20450087500 | 447 | 204500 | 87500
[5 empty] | 20550087500 | 447 | 205500 | 87500
[5 empty] | 20650087500 | 447 | 206500 | 87500
[5 empty] | 20750087500 | 447 | 207500 | 87500
[5 empty] | 20850087500 | 447 | 208500 | 87500
[5 empty] | 20950087500 | 447 | 209500 | 87500
[5 empty] | 21050087500 | 447 | 210500 | 87500
[5 empty] | 21150087500 | 447 | 211500 | 87500
[5 empty] | 21250087500 | 447 | 212500 | 87500
[5 empty] | 21350087500 | 447 | 213500 | 87500
[5 empty] | 21450087500 | 447 | 214500 | 87500
[5 empty] | 21550087500 | 447 | 215500 | 87500
[5 empty] | 21650087500 | 447 | 216500 | 87500
[5 empty] | 21750087500 | 447 | 217500 | 87500
[5 empty] | 21850087500 | 447 | 218500 | 87500
[5 empty] | 21950087500 | 447 | 219500 | 87500
[5 empty] | 22050087500 | 447 | 220500 | 87500
[5 empty] | 22150087500 | 447 | 221500 | 87500
[5 empty] | 22250087500 | 447 | 222500 | 87500
[5 empty] | 22350087500 | 447 | 223500 | 87500
[5 empty] | 22450087500 | 447 | 224500 | 87500
[5 empty] | 22550087500 | 447 | 225500 | 87500
[5 empty] | 22650087500 | 447 | 226500 | 87500
[5 empty] | 22750087500 | 447 | 227500 | 87500
[5 empty] | 22850087500 | 447 | 228500 | 87500
[5 empty] | 22950087500 | 447 | 229500 | 87500
[5 empty] | 23050087500 | 447 | 230500 | 87500
[5 empty] | 23150087500 | 447 | 231500 | 87500
[5 empty] | 23250087500 | 447 | 232500 | 87500
[5 empty] | 23350087500 | 447 | 233500 | 87500
[5 empty] | 20450086500 | 447 | 204500 | 86500
[5 empty] | 20550086500 | 447 | 205500 | 86500
[5 empty] | 20650086500 | 447 | 206500 | 86500
[5 empty] | 20750086500 | 447 | 207500 | 86500
[5 empty] | 20850086500 | 447 | 208500 | 86500
[5 empty] | 20950086500 | 447 | 209500 | 86500
[5 empty] | 21050086500 | 447 | 210500 | 86500
[5 empty] | 21150086500 | 447 | 211500 | 86500
[5 empty] | 21250086500 | 447 | 212500 | 86500
[5 empty] | 21350086500 | 447 | 213500 | 86500
[5 empty] | 21450086500 | 447 | 214500 | 86500
[5 empty] | 21550086500 | 447 | 215500 | 86500
[5 empty] | 21650086500 | 447 | 216500 | 86500
[5 empty] | 21750086500 | 447 | 217500 | 86500
[5 empty] | 21850086500 | 447 | 218500 | 86500
[5 empty] | 21950086500 | 447 | 219500 | 86500
[5 empty] | 22050086500 | 447 | 220500 | 86500
[5 empty] | 22150086500 | 447 | 221500 | 86500
[5 empty] | 22250086500 | 447 | 222500 | 86500
[5 empty] | 22350086500 | 447 | 223500 | 86500
[5 empty] | 22450086500 | 447 | 224500 | 86500
[5 empty] | 22550086500 | 447 | 225500 | 86500
[5 empty] | 22650086500 | 447 | 226500 | 86500
[5 empty] | 22750086500 | 447 | 227500 | 86500
[5 empty] | 22850086500 | 447 | 228500 | 86500
[5 empty] | 22950086500 | 447 | 229500 | 86500
[5 empty] | 23050086500 | 447 | 230500 | 86500
[5 empty] | 23150086500 | 447 | 231500 | 86500
[5 empty] | 23250086500 | 447 | 232500 | 86500
[5 empty] | 23350086500 | 447 | 233500 | 86500
[5 empty] | 23450086500 | 447 | 234500 | 86500
[5 empty] | 20450085500 | 447 | 204500 | 85500
[5 empty] | 20550085500 | 447 | 205500 | 85500
[5 empty] | 20650085500 | 447 | 206500 | 85500
[5 empty] | 20750085500 | 447 | 207500 | 85500
[5 empty] | 20850085500 | 447 | 208500 | 85500
[5 empty] | 20950085500 | 447 | 209500 | 85500
[5 empty] | 21050085500 | 447 | 210500 | 85500
[5 empty] | 21150085500 | 447 | 211500 | 85500
[5 empty] | 21250085500 | 447 | 212500 | 85500
[5 empty] | 21350085500 | 447 | 213500 | 85500
[5 empty] | 21450085500 | 447 | 214500 | 85500
[5 empty] | 21550085500 | 447 | 215500 | 85500
[5 empty] | 21650085500 | 447 | 216500 | 85500
[5 empty] | 21750085500 | 447 | 217500 | 85500
[5 empty] | 21850085500 | 447 | 218500 | 85500
[5 empty] | 21950085500 | 447 | 219500 | 85500
[5 empty] | 22050085500 | 447 | 220500 | 85500
[5 empty] | 22150085500 | 447 | 221500 | 85500
[5 empty] | 22250085500 | 447 | 222500 | 85500
[5 empty] | 22350085500 | 447 | 223500 | 85500
[5 empty] | 22450085500 | 447 | 224500 | 85500
[5 empty] | 22550085500 | 447 | 225500 | 85500
[5 empty] | 22650085500 | 447 | 226500 | 85500
[5 empty] | 22750085500 | 447 | 227500 | 85500
[5 empty] | 22850085500 | 447 | 228500 | 85500
[5 empty] | 22950085500 | 447 | 229500 | 85500
[5 empty] | 23050085500 | 447 | 230500 | 85500
[5 empty] | 23150085500 | 447 | 231500 | 85500
[5 empty] | 23250085500 | 447 | 232500 | 85500
[5 empty] | 23350085500 | 447 | 233500 | 85500
[5 empty] | 23450085500 | 447 | 234500 | 85500
[5 empty] | 20350084500 | 447 | 203500 | 84500
[5 empty] | 20450084500 | 447 | 204500 | 84500
[5 empty] | 20550084500 | 447 | 205500 | 84500
[5 empty] | 20650084500 | 447 | 206500 | 84500
[5 empty] | 20750084500 | 447 | 207500 | 84500
[5 empty] | 20850084500 | 447 | 208500 | 84500
[5 empty] | 20950084500 | 447 | 209500 | 84500
[5 empty] | 21050084500 | 447 | 210500 | 84500
[5 empty] | 21150084500 | 447 | 211500 | 84500
[5 empty] | 21250084500 | 447 | 212500 | 84500
[5 empty] | 21350084500 | 447 | 213500 | 84500
[5 empty] | 21450084500 | 447 | 214500 | 84500
[5 empty] | 21550084500 | 447 | 215500 | 84500
[5 empty] | 21650084500 | 447 | 216500 | 84500
[5 empty] | 21750084500 | 447 | 217500 | 84500
[5 empty] | 21850084500 | 447 | 218500 | 84500
[5 empty] | 21950084500 | 447 | 219500 | 84500
[5 empty] | 22050084500 | 447 | 220500 | 84500
[5 empty] | 22150084500 | 447 | 221500 | 84500
[5 empty] | 22250084500 | 447 | 222500 | 84500
[5 empty] | 22350084500 | 447 | 223500 | 84500
[5 empty] | 22450084500 | 447 | 224500 | 84500
[5 empty] | 22550084500 | 447 | 225500 | 84500
[5 empty] | 22650084500 | 447 | 226500 | 84500
[5 empty] | 22750084500 | 447 | 227500 | 84500
[5 empty] | 22850084500 | 447 | 228500 | 84500
[5 empty] | 22950084500 | 447 | 229500 | 84500
[5 empty] | 23050084500 | 447 | 230500 | 84500
[5 empty] | 23150084500 | 447 | 231500 | 84500
[5 empty] | 23250084500 | 447 | 232500 | 84500
[5 empty] | 23350084500 | 447 | 233500 | 84500
[5 empty] | 23450084500 | 447 | 234500 | 84500
[5 empty] | 23550084500 | 447 | 235500 | 84500
[5 empty] | 20350083500 | 447 | 203500 | 83500
[5 empty] | 20450083500 | 447 | 204500 | 83500
[5 empty] | 20550083500 | 447 | 205500 | 83500
[5 empty] | 20650083500 | 447 | 206500 | 83500
[5 empty] | 20750083500 | 447 | 207500 | 83500
[5 empty] | 20850083500 | 447 | 208500 | 83500
[5 empty] | 20950083500 | 447 | 209500 | 83500
[5 empty] | 21050083500 | 447 | 210500 | 83500
[5 empty] | 21150083500 | 447 | 211500 | 83500
[5 empty] | 21250083500 | 447 | 212500 | 83500
[5 empty] | 21350083500 | 447 | 213500 | 83500
[5 empty] | 21450083500 | 447 | 214500 | 83500
[5 empty] | 21550083500 | 447 | 215500 | 83500
[5 empty] | 21650083500 | 447 | 216500 | 83500
[5 empty] | 21750083500 | 447 | 217500 | 83500
[5 empty] | 21850083500 | 447 | 218500 | 83500
[5 empty] | 21950083500 | 447 | 219500 | 83500
[5 empty] | 22050083500 | 447 | 220500 | 83500
[5 empty] | 22150083500 | 447 | 221500 | 83500
[5 empty] | 22250083500 | 447 | 222500 | 83500
[5 empty] | 22350083500 | 447 | 223500 | 83500
[5 empty] | 22450083500 | 447 | 224500 | 83500
[5 empty] | 22550083500 | 447 | 225500 | 83500
[5 empty] | 22650083500 | 447 | 226500 | 83500
[5 empty] | 22750083500 | 447 | 227500 | 83500
[5 empty] | 22850083500 | 447 | 228500 | 83500
[5 empty] | 22950083500 | 447 | 229500 | 83500
[5 empty] | 23050083500 | 447 | 230500 | 83500
[5 empty] | 23150083500 | 447 | 231500 | 83500
[5 empty] | 23250083500 | 447 | 232500 | 83500
[5 empty] | 23350083500 | 447 | 233500 | 83500
[5 empty] | 23450083500 | 447 | 234500 | 83500
[5 empty] | 23550083500 | 447 | 235500 | 83500
[5 empty] | 23650083500 | 447 | 236500 | 83500
[5 empty] | 20250082500 | 447 | 202500 | 82500
[5 empty] | 20350082500 | 447 | 203500 | 82500
[5 empty] | 20450082500 | 447 | 204500 | 82500
[5 empty] | 20550082500 | 447 | 205500 | 82500
[5 empty] | 20650082500 | 447 | 206500 | 82500
[5 empty] | 20750082500 | 447 | 207500 | 82500
[5 empty] | 20850082500 | 447 | 208500 | 82500
[5 empty] | 20950082500 | 447 | 209500 | 82500
[5 empty] | 21050082500 | 447 | 210500 | 82500
[5 empty] | 21150082500 | 447 | 211500 | 82500
[5 empty] | 21250082500 | 447 | 212500 | 82500
[5 empty] | 21350082500 | 447 | 213500 | 82500
[5 empty] | 21450082500 | 447 | 214500 | 82500
[5 empty] | 21550082500 | 447 | 215500 | 82500
[5 empty] | 21650082500 | 447 | 216500 | 82500
[5 empty] | 21750082500 | 447 | 217500 | 82500
[5 empty] | 21850082500 | 447 | 218500 | 82500
[5 empty] | 21950082500 | 447 | 219500 | 82500
[5 empty] | 22050082500 | 447 | 220500 | 82500
[5 empty] | 22150082500 | 447 | 221500 | 82500
[5 empty] | 22250082500 | 447 | 222500 | 82500
[5 empty] | 22350082500 | 447 | 223500 | 82500
[5 empty] | 22450082500 | 447 | 224500 | 82500
[5 empty] | 22550082500 | 447 | 225500 | 82500
[5 empty] | 22650082500 | 447 | 226500 | 82500
[5 empty] | 22750082500 | 447 | 227500 | 82500
[5 empty] | 22850082500 | 447 | 228500 | 82500
[5 empty] | 22950082500 | 447 | 229500 | 82500
[5 empty] | 23050082500 | 447 | 230500 | 82500
[5 empty] | 23150082500 | 447 | 231500 | 82500
[5 empty] | 23250082500 | 447 | 232500 | 82500
[5 empty] | 23350082500 | 447 | 233500 | 82500
[5 empty] | 23450082500 | 447 | 234500 | 82500
[5 empty] | 23550082500 | 447 | 235500 | 82500
[5 empty] | 23650082500 | 447 | 236500 | 82500
[5 empty] | 19150081500 | 447 | 191500 | 81500
[5 empty] | 19350081500 | 447 | 193500 | 81500
[5 empty] | 19650081500 | 447 | 196500 | 81500
[5 empty] | 19750081500 | 447 | 197500 | 81500
[5 empty] | 19850081500 | 447 | 198500 | 81500
[5 empty] | 19950081500 | 447 | 199500 | 81500
[5 empty] | 20050081500 | 447 | 200500 | 81500
[5 empty] | 20150081500 | 447 | 201500 | 81500
[5 empty] | 20250081500 | 447 | 202500 | 81500
[5 empty] | 20350081500 | 447 | 203500 | 81500
[5 empty] | 20450081500 | 447 | 204500 | 81500
[5 empty] | 20550081500 | 447 | 205500 | 81500
[5 empty] | 20650081500 | 447 | 206500 | 81500
[5 empty] | 20750081500 | 447 | 207500 | 81500
[5 empty] | 20850081500 | 447 | 208500 | 81500
[5 empty] | 20950081500 | 447 | 209500 | 81500
[5 empty] | 21050081500 | 447 | 210500 | 81500
[5 empty] | 21150081500 | 447 | 211500 | 81500
[5 empty] | 21250081500 | 447 | 212500 | 81500
[5 empty] | 21350081500 | 447 | 213500 | 81500
[5 empty] | 21450081500 | 447 | 214500 | 81500
[5 empty] | 21550081500 | 447 | 215500 | 81500
[5 empty] | 21650081500 | 447 | 216500 | 81500
[5 empty] | 21750081500 | 447 | 217500 | 81500
[5 empty] | 21850081500 | 447 | 218500 | 81500
[5 empty] | 21950081500 | 447 | 219500 | 81500
[5 empty] | 22050081500 | 447 | 220500 | 81500
[5 empty] | 22150081500 | 447 | 221500 | 81500
[5 empty] | 22250081500 | 447 | 222500 | 81500
[5 empty] | 22350081500 | 447 | 223500 | 81500
[5 empty] | 22450081500 | 447 | 224500 | 81500
[5 empty] | 22550081500 | 447 | 225500 | 81500
[5 empty] | 22650081500 | 447 | 226500 | 81500
[5 empty] | 22750081500 | 447 | 227500 | 81500
[5 empty] | 22850081500 | 447 | 228500 | 81500
[5 empty] | 22950081500 | 447 | 229500 | 81500
[5 empty] | 23050081500 | 447 | 230500 | 81500
[5 empty] | 23150081500 | 447 | 231500 | 81500
[5 empty] | 23250081500 | 447 | 232500 | 81500
[5 empty] | 23350081500 | 447 | 233500 | 81500
[5 empty] | 23450081500 | 447 | 234500 | 81500
[5 empty] | 23550081500 | 447 | 235500 | 81500
[5 empty] | 23650081500 | 447 | 236500 | 81500
[5 empty] | 19250080500 | 447 | 192500 | 80500
[5 empty] | 19350080500 | 447 | 193500 | 80500
[5 empty] | 19450080500 | 447 | 194500 | 80500
[5 empty] | 19550080500 | 447 | 195500 | 80500
[5 empty] | 19650080500 | 447 | 196500 | 80500
[5 empty] | 19750080500 | 447 | 197500 | 80500
[5 empty] | 19850080500 | 447 | 198500 | 80500
[5 empty] | 19950080500 | 447 | 199500 | 80500
[5 empty] | 20050080500 | 447 | 200500 | 80500
[5 empty] | 20150080500 | 447 | 201500 | 80500
[5 empty] | 20250080500 | 447 | 202500 | 80500
[5 empty] | 20350080500 | 447 | 203500 | 80500
[5 empty] | 20450080500 | 447 | 204500 | 80500
[5 empty] | 20550080500 | 447 | 205500 | 80500
[5 empty] | 20650080500 | 447 | 206500 | 80500
[5 empty] | 20750080500 | 447 | 207500 | 80500
[5 empty] | 20850080500 | 447 | 208500 | 80500
[5 empty] | 20950080500 | 447 | 209500 | 80500
[5 empty] | 21050080500 | 447 | 210500 | 80500
[5 empty] | 21150080500 | 447 | 211500 | 80500
[5 empty] | 21250080500 | 447 | 212500 | 80500
[5 empty] | 21350080500 | 447 | 213500 | 80500
[5 empty] | 21450080500 | 447 | 214500 | 80500
[5 empty] | 21550080500 | 447 | 215500 | 80500
[5 empty] | 21650080500 | 447 | 216500 | 80500
[5 empty] | 21750080500 | 447 | 217500 | 80500
[5 empty] | 21850080500 | 447 | 218500 | 80500
[5 empty] | 21950080500 | 447 | 219500 | 80500
[5 empty] | 22050080500 | 447 | 220500 | 80500
[5 empty] | 22150080500 | 447 | 221500 | 80500
[5 empty] | 22250080500 | 447 | 222500 | 80500
[5 empty] | 22350080500 | 447 | 223500 | 80500
[5 empty] | 22450080500 | 447 | 224500 | 80500
[5 empty] | 22550080500 | 447 | 225500 | 80500
[5 empty] | 22650080500 | 447 | 226500 | 80500
[5 empty] | 22750080500 | 447 | 227500 | 80500
[5 empty] | 22850080500 | 447 | 228500 | 80500
[5 empty] | 22950080500 | 447 | 229500 | 80500
[5 empty] | 23050080500 | 447 | 230500 | 80500
[5 empty] | 23150080500 | 447 | 231500 | 80500
[5 empty] | 23250080500 | 447 | 232500 | 80500
[5 empty] | 23350080500 | 447 | 233500 | 80500
[5 empty] | 23450080500 | 447 | 234500 | 80500
[5 empty] | 23550080500 | 447 | 235500 | 80500
[5 empty] | 23650080500 | 447 | 236500 | 80500
[5 empty] | 18750079500 | 447 | 187500 | 79500
[5 empty] | 19250079500 | 447 | 192500 | 79500
[5 empty] | 19350079500 | 447 | 193500 | 79500
[5 empty] | 19450079500 | 447 | 194500 | 79500
[5 empty] | 19550079500 | 447 | 195500 | 79500
[5 empty] | 19650079500 | 447 | 196500 | 79500
[5 empty] | 19750079500 | 447 | 197500 | 79500
[5 empty] | 19850079500 | 447 | 198500 | 79500
[5 empty] | 19950079500 | 447 | 199500 | 79500
[5 empty] | 20050079500 | 447 | 200500 | 79500
[5 empty] | 20150079500 | 447 | 201500 | 79500
[5 empty] | 20250079500 | 447 | 202500 | 79500
[5 empty] | 20350079500 | 447 | 203500 | 79500
[5 empty] | 20450079500 | 447 | 204500 | 79500
[5 empty] | 20550079500 | 447 | 205500 | 79500
[5 empty] | 20650079500 | 447 | 206500 | 79500
[5 empty] | 20750079500 | 447 | 207500 | 79500
[5 empty] | 20850079500 | 447 | 208500 | 79500
[5 empty] | 20950079500 | 447 | 209500 | 79500
[5 empty] | 21050079500 | 447 | 210500 | 79500
[5 empty] | 21150079500 | 447 | 211500 | 79500
[5 empty] | 21250079500 | 447 | 212500 | 79500
[5 empty] | 21350079500 | 447 | 213500 | 79500
[5 empty] | 21450079500 | 447 | 214500 | 79500
[5 empty] | 21550079500 | 447 | 215500 | 79500
[5 empty] | 21650079500 | 447 | 216500 | 79500
[5 empty] | 21750079500 | 447 | 217500 | 79500
[5 empty] | 21850079500 | 447 | 218500 | 79500
[5 empty] | 21950079500 | 447 | 219500 | 79500
[5 empty] | 22050079500 | 447 | 220500 | 79500
[5 empty] | 22150079500 | 447 | 221500 | 79500
[5 empty] | 22250079500 | 447 | 222500 | 79500
[5 empty] | 22350079500 | 447 | 223500 | 79500
[5 empty] | 22450079500 | 447 | 224500 | 79500
[5 empty] | 22550079500 | 447 | 225500 | 79500
[5 empty] | 22650079500 | 447 | 226500 | 79500
[5 empty] | 22750079500 | 447 | 227500 | 79500
[5 empty] | 22850079500 | 447 | 228500 | 79500
[5 empty] | 22950079500 | 447 | 229500 | 79500
[5 empty] | 23050079500 | 447 | 230500 | 79500
[5 empty] | 23150079500 | 447 | 231500 | 79500
[5 empty] | 23250079500 | 447 | 232500 | 79500
[5 empty] | 23350079500 | 447 | 233500 | 79500
[5 empty] | 23450079500 | 447 | 234500 | 79500
[5 empty] | 23550079500 | 447 | 235500 | 79500
[5 empty] | 23650079500 | 447 | 236500 | 79500
[5 empty] | 18750078500 | 447 | 187500 | 78500
[5 empty] | 19050078500 | 447 | 190500 | 78500
[5 empty] | 19150078500 | 447 | 191500 | 78500
[5 empty] | 19250078500 | 447 | 192500 | 78500
[5 empty] | 19350078500 | 447 | 193500 | 78500
[5 empty] | 19450078500 | 447 | 194500 | 78500
[5 empty] | 19550078500 | 447 | 195500 | 78500
[5 empty] | 19650078500 | 447 | 196500 | 78500
[5 empty] | 19750078500 | 447 | 197500 | 78500
[5 empty] | 19850078500 | 447 | 198500 | 78500
[5 empty] | 19950078500 | 447 | 199500 | 78500
[5 empty] | 20050078500 | 447 | 200500 | 78500
[5 empty] | 20150078500 | 447 | 201500 | 78500
[5 empty] | 20250078500 | 447 | 202500 | 78500
[5 empty] | 20350078500 | 447 | 203500 | 78500
[5 empty] | 20450078500 | 447 | 204500 | 78500
[5 empty] | 20550078500 | 447 | 205500 | 78500
[5 empty] | 20650078500 | 447 | 206500 | 78500
[5 empty] | 20750078500 | 447 | 207500 | 78500
[5 empty] | 20850078500 | 447 | 208500 | 78500
[5 empty] | 20950078500 | 447 | 209500 | 78500
[5 empty] | 21050078500 | 447 | 210500 | 78500
[5 empty] | 21150078500 | 447 | 211500 | 78500
[5 empty] | 21250078500 | 447 | 212500 | 78500
[5 empty] | 21350078500 | 447 | 213500 | 78500
[5 empty] | 21450078500 | 447 | 214500 | 78500
[5 empty] | 21550078500 | 447 | 215500 | 78500
[5 empty] | 21650078500 | 447 | 216500 | 78500
[5 empty] | 21750078500 | 447 | 217500 | 78500
[5 empty] | 21850078500 | 447 | 218500 | 78500
[5 empty] | 21950078500 | 447 | 219500 | 78500
[5 empty] | 22050078500 | 447 | 220500 | 78500
[5 empty] | 22150078500 | 447 | 221500 | 78500
[5 empty] | 22250078500 | 447 | 222500 | 78500
[5 empty] | 22350078500 | 447 | 223500 | 78500
[5 empty] | 22450078500 | 447 | 224500 | 78500
[5 empty] | 22550078500 | 447 | 225500 | 78500
[5 empty] | 22650078500 | 447 | 226500 | 78500
[5 empty] | 22750078500 | 447 | 227500 | 78500
[5 empty] | 22850078500 | 447 | 228500 | 78500
[5 empty] | 22950078500 | 447 | 229500 | 78500
[5 empty] | 23050078500 | 447 | 230500 | 78500
[5 empty] | 23150078500 | 447 | 231500 | 78500
[5 empty] | 23250078500 | 447 | 232500 | 78500
[5 empty] | 23350078500 | 447 | 233500 | 78500
[5 empty] | 23450078500 | 447 | 234500 | 78500
[5 empty] | 23550078500 | 447 | 235500 | 78500
[5 empty] | 23650078500 | 447 | 236500 | 78500
[5 empty] | 18950077500 | 447 | 189500 | 77500
[5 empty] | 19050077500 | 447 | 190500 | 77500
[5 empty] | 19150077500 | 447 | 191500 | 77500
[5 empty] | 19250077500 | 447 | 192500 | 77500
[5 empty] | 19350077500 | 447 | 193500 | 77500
[5 empty] | 19450077500 | 447 | 194500 | 77500
[5 empty] | 19550077500 | 447 | 195500 | 77500
[5 empty] | 19650077500 | 447 | 196500 | 77500
[5 empty] | 19750077500 | 447 | 197500 | 77500
[5 empty] | 19850077500 | 447 | 198500 | 77500
[5 empty] | 19950077500 | 447 | 199500 | 77500
[5 empty] | 20050077500 | 447 | 200500 | 77500
[5 empty] | 20150077500 | 447 | 201500 | 77500
[5 empty] | 20250077500 | 447 | 202500 | 77500
[5 empty] | 20350077500 | 447 | 203500 | 77500
[5 empty] | 20450077500 | 447 | 204500 | 77500
[5 empty] | 20550077500 | 447 | 205500 | 77500
[5 empty] | 20650077500 | 447 | 206500 | 77500
[5 empty] | 20750077500 | 447 | 207500 | 77500
[5 empty] | 20850077500 | 447 | 208500 | 77500
[5 empty] | 20950077500 | 447 | 209500 | 77500
[5 empty] | 21050077500 | 447 | 210500 | 77500
[5 empty] | 21150077500 | 447 | 211500 | 77500
[5 empty] | 21250077500 | 447 | 212500 | 77500
[5 empty] | 21350077500 | 447 | 213500 | 77500
[5 empty] | 21450077500 | 447 | 214500 | 77500
[5 empty] | 21550077500 | 447 | 215500 | 77500
[5 empty] | 21650077500 | 447 | 216500 | 77500
[5 empty] | 21750077500 | 447 | 217500 | 77500
[5 empty] | 21850077500 | 447 | 218500 | 77500
[5 empty] | 21950077500 | 447 | 219500 | 77500
[5 empty] | 22050077500 | 447 | 220500 | 77500
[5 empty] | 22150077500 | 447 | 221500 | 77500
[5 empty] | 22250077500 | 447 | 222500 | 77500
[5 empty] | 22350077500 | 447 | 223500 | 77500
[5 empty] | 22450077500 | 447 | 224500 | 77500
[5 empty] | 22550077500 | 447 | 225500 | 77500
[5 empty] | 22650077500 | 447 | 226500 | 77500
[5 empty] | 22750077500 | 447 | 227500 | 77500
[5 empty] | 22850077500 | 447 | 228500 | 77500
[5 empty] | 22950077500 | 447 | 229500 | 77500
[5 empty] | 23050077500 | 447 | 230500 | 77500
[5 empty] | 23150077500 | 447 | 231500 | 77500
[5 empty] | 23250077500 | 447 | 232500 | 77500
[5 empty] | 23350077500 | 447 | 233500 | 77500
[5 empty] | 23450077500 | 447 | 234500 | 77500
[5 empty] | 23550077500 | 447 | 235500 | 77500
[5 empty] | 23650077500 | 447 | 236500 | 77500
[5 empty] | 23750077500 | 447 | 237500 | 77500
[5 empty] | 23850077500 | 447 | 238500 | 77500
[5 empty] | 18450076500 | 447 | 184500 | 76500
[5 empty] | 18550076500 | 447 | 185500 | 76500
[5 empty] | 18650076500 | 447 | 186500 | 76500
[5 empty] | 18750076500 | 447 | 187500 | 76500
[5 empty] | 18850076500 | 447 | 188500 | 76500
[5 empty] | 18950076500 | 447 | 189500 | 76500
[5 empty] | 19050076500 | 447 | 190500 | 76500
[5 empty] | 19150076500 | 447 | 191500 | 76500
[5 empty] | 19250076500 | 447 | 192500 | 76500
[5 empty] | 19350076500 | 447 | 193500 | 76500
[5 empty] | 19450076500 | 447 | 194500 | 76500
[5 empty] | 19550076500 | 447 | 195500 | 76500
[5 empty] | 19650076500 | 447 | 196500 | 76500
[5 empty] | 19750076500 | 447 | 197500 | 76500
[5 empty] | 19850076500 | 447 | 198500 | 76500
[5 empty] | 19950076500 | 447 | 199500 | 76500
[5 empty] | 20050076500 | 447 | 200500 | 76500
[5 empty] | 20150076500 | 447 | 201500 | 76500
[5 empty] | 20250076500 | 447 | 202500 | 76500
[5 empty] | 20350076500 | 447 | 203500 | 76500
[5 empty] | 20450076500 | 447 | 204500 | 76500
[5 empty] | 20550076500 | 447 | 205500 | 76500
[5 empty] | 20650076500 | 447 | 206500 | 76500
[5 empty] | 20750076500 | 447 | 207500 | 76500
[5 empty] | 20850076500 | 447 | 208500 | 76500
[5 empty] | 20950076500 | 447 | 209500 | 76500
[5 empty] | 21050076500 | 447 | 210500 | 76500
[5 empty] | 21150076500 | 447 | 211500 | 76500
[5 empty] | 21250076500 | 447 | 212500 | 76500
[5 empty] | 21350076500 | 447 | 213500 | 76500
[5 empty] | 21450076500 | 447 | 214500 | 76500
[5 empty] | 21550076500 | 447 | 215500 | 76500
[5 empty] | 21650076500 | 447 | 216500 | 76500
[5 empty] | 21750076500 | 447 | 217500 | 76500
[5 empty] | 21850076500 | 447 | 218500 | 76500
[5 empty] | 21950076500 | 447 | 219500 | 76500
[5 empty] | 22050076500 | 447 | 220500 | 76500
[5 empty] | 22150076500 | 447 | 221500 | 76500
[5 empty] | 22250076500 | 447 | 222500 | 76500
[5 empty] | 22350076500 | 447 | 223500 | 76500
[5 empty] | 22450076500 | 447 | 224500 | 76500
[5 empty] | 22550076500 | 447 | 225500 | 76500
[5 empty] | 22650076500 | 447 | 226500 | 76500
[5 empty] | 22750076500 | 447 | 227500 | 76500
[5 empty] | 22850076500 | 447 | 228500 | 76500
[5 empty] | 22950076500 | 447 | 229500 | 76500
[5 empty] | 23050076500 | 447 | 230500 | 76500
[5 empty] | 23150076500 | 447 | 231500 | 76500
[5 empty] | 23250076500 | 447 | 232500 | 76500
[5 empty] | 23350076500 | 447 | 233500 | 76500
[5 empty] | 23450076500 | 447 | 234500 | 76500
[5 empty] | 23550076500 | 447 | 235500 | 76500
[5 empty] | 23650076500 | 447 | 236500 | 76500
[5 empty] | 23750076500 | 447 | 237500 | 76500
[5 empty] | 23850076500 | 447 | 238500 | 76500
[5 empty] | 18550075500 | 447 | 185500 | 75500
[5 empty] | 18650075500 | 447 | 186500 | 75500
[5 empty] | 18750075500 | 447 | 187500 | 75500
[5 empty] | 18850075500 | 447 | 188500 | 75500
[5 empty] | 18950075500 | 447 | 189500 | 75500
[5 empty] | 19050075500 | 447 | 190500 | 75500
[5 empty] | 19150075500 | 447 | 191500 | 75500
[5 empty] | 19250075500 | 447 | 192500 | 75500
[5 empty] | 19350075500 | 447 | 193500 | 75500
[5 empty] | 19450075500 | 447 | 194500 | 75500
[5 empty] | 19550075500 | 447 | 195500 | 75500
[5 empty] | 19650075500 | 447 | 196500 | 75500
[5 empty] | 19750075500 | 447 | 197500 | 75500
[5 empty] | 19850075500 | 447 | 198500 | 75500
[5 empty] | 19950075500 | 447 | 199500 | 75500
[5 empty] | 20050075500 | 447 | 200500 | 75500
[5 empty] | 20150075500 | 447 | 201500 | 75500
[5 empty] | 20250075500 | 447 | 202500 | 75500
[5 empty] | 20350075500 | 447 | 203500 | 75500
[5 empty] | 20450075500 | 447 | 204500 | 75500
[5 empty] | 20550075500 | 447 | 205500 | 75500
[5 empty] | 20650075500 | 447 | 206500 | 75500
[5 empty] | 20750075500 | 447 | 207500 | 75500
[5 empty] | 20850075500 | 447 | 208500 | 75500
[5 empty] | 20950075500 | 447 | 209500 | 75500
[5 empty] | 21050075500 | 447 | 210500 | 75500
[5 empty] | 21150075500 | 447 | 211500 | 75500
[5 empty] | 21250075500 | 447 | 212500 | 75500
[5 empty] | 21350075500 | 447 | 213500 | 75500
[5 empty] | 21450075500 | 447 | 214500 | 75500
[5 empty] | 21550075500 | 447 | 215500 | 75500
[5 empty] | 21650075500 | 447 | 216500 | 75500
[5 empty] | 21750075500 | 447 | 217500 | 75500
[5 empty] | 21850075500 | 447 | 218500 | 75500
[5 empty] | 21950075500 | 447 | 219500 | 75500
[5 empty] | 22050075500 | 447 | 220500 | 75500
[5 empty] | 22150075500 | 447 | 221500 | 75500
[5 empty] | 22250075500 | 447 | 222500 | 75500
[5 empty] | 22350075500 | 447 | 223500 | 75500
[5 empty] | 22450075500 | 447 | 224500 | 75500
[5 empty] | 22550075500 | 447 | 225500 | 75500
[5 empty] | 22650075500 | 447 | 226500 | 75500
[5 empty] | 22750075500 | 447 | 227500 | 75500
[5 empty] | 22850075500 | 447 | 228500 | 75500
[5 empty] | 22950075500 | 447 | 229500 | 75500
[5 empty] | 23050075500 | 447 | 230500 | 75500
[5 empty] | 23150075500 | 447 | 231500 | 75500
[5 empty] | 23250075500 | 447 | 232500 | 75500
[5 empty] | 23350075500 | 447 | 233500 | 75500
[5 empty] | 23450075500 | 447 | 234500 | 75500
[5 empty] | 23550075500 | 447 | 235500 | 75500
[5 empty] | 23650075500 | 447 | 236500 | 75500
[5 empty] | 23750075500 | 447 | 237500 | 75500
[5 empty] | 23850075500 | 447 | 238500 | 75500
[5 empty] | 23950075500 | 447 | 239500 | 75500
[5 empty] | 18550074500 | 447 | 185500 | 74500
[5 empty] | 18650074500 | 447 | 186500 | 74500
[5 empty] | 18750074500 | 447 | 187500 | 74500
[5 empty] | 18850074500 | 447 | 188500 | 74500
[5 empty] | 18950074500 | 447 | 189500 | 74500
[5 empty] | 19050074500 | 447 | 190500 | 74500
[5 empty] | 19150074500 | 447 | 191500 | 74500
[5 empty] | 19250074500 | 447 | 192500 | 74500
[5 empty] | 19350074500 | 447 | 193500 | 74500
[5 empty] | 19450074500 | 447 | 194500 | 74500
[5 empty] | 19550074500 | 447 | 195500 | 74500
[5 empty] | 19650074500 | 447 | 196500 | 74500
[5 empty] | 19750074500 | 447 | 197500 | 74500
[5 empty] | 19850074500 | 447 | 198500 | 74500
[5 empty] | 19950074500 | 447 | 199500 | 74500
[5 empty] | 20050074500 | 447 | 200500 | 74500
[5 empty] | 20150074500 | 447 | 201500 | 74500
[5 empty] | 20250074500 | 447 | 202500 | 74500
[5 empty] | 20350074500 | 447 | 203500 | 74500
[5 empty] | 20450074500 | 447 | 204500 | 74500
[5 empty] | 20550074500 | 447 | 205500 | 74500
[5 empty] | 20650074500 | 447 | 206500 | 74500
[5 empty] | 20750074500 | 447 | 207500 | 74500
[5 empty] | 20850074500 | 447 | 208500 | 74500
[5 empty] | 20950074500 | 447 | 209500 | 74500
[5 empty] | 21050074500 | 447 | 210500 | 74500
[5 empty] | 21150074500 | 447 | 211500 | 74500
[5 empty] | 21250074500 | 447 | 212500 | 74500
[5 empty] | 21350074500 | 447 | 213500 | 74500
[5 empty] | 21450074500 | 447 | 214500 | 74500
[5 empty] | 21550074500 | 447 | 215500 | 74500
[5 empty] | 21650074500 | 447 | 216500 | 74500
[5 empty] | 21750074500 | 447 | 217500 | 74500
[5 empty] | 21850074500 | 447 | 218500 | 74500
[5 empty] | 21950074500 | 447 | 219500 | 74500
[5 empty] | 22050074500 | 447 | 220500 | 74500
[5 empty] | 22150074500 | 447 | 221500 | 74500
[5 empty] | 22250074500 | 447 | 222500 | 74500
[5 empty] | 22350074500 | 447 | 223500 | 74500
[5 empty] | 22450074500 | 447 | 224500 | 74500
[5 empty] | 22550074500 | 447 | 225500 | 74500
[5 empty] | 22650074500 | 447 | 226500 | 74500
[5 empty] | 22750074500 | 447 | 227500 | 74500
[5 empty] | 22850074500 | 447 | 228500 | 74500
[5 empty] | 22950074500 | 447 | 229500 | 74500
[5 empty] | 23050074500 | 447 | 230500 | 74500
[5 empty] | 23150074500 | 447 | 231500 | 74500
[5 empty] | 23250074500 | 447 | 232500 | 74500
[5 empty] | 23350074500 | 447 | 233500 | 74500
[5 empty] | 23450074500 | 447 | 234500 | 74500
[5 empty] | 23550074500 | 447 | 235500 | 74500
[5 empty] | 23650074500 | 447 | 236500 | 74500
[5 empty] | 23750074500 | 447 | 237500 | 74500
[5 empty] | 23850074500 | 447 | 238500 | 74500
[5 empty] | 23950074500 | 447 | 239500 | 74500
[5 empty] | 18550073500 | 447 | 185500 | 73500
[5 empty] | 18650073500 | 447 | 186500 | 73500
[5 empty] | 18750073500 | 447 | 187500 | 73500
[5 empty] | 18850073500 | 447 | 188500 | 73500
[5 empty] | 18950073500 | 447 | 189500 | 73500
[5 empty] | 19050073500 | 447 | 190500 | 73500
[5 empty] | 19150073500 | 447 | 191500 | 73500
[5 empty] | 19250073500 | 447 | 192500 | 73500
[5 empty] | 19350073500 | 447 | 193500 | 73500
[5 empty] | 19450073500 | 447 | 194500 | 73500
[5 empty] | 19550073500 | 447 | 195500 | 73500
[5 empty] | 19650073500 | 447 | 196500 | 73500
[5 empty] | 19750073500 | 447 | 197500 | 73500
[5 empty] | 19850073500 | 447 | 198500 | 73500
[5 empty] | 19950073500 | 447 | 199500 | 73500
[5 empty] | 20050073500 | 447 | 200500 | 73500
[5 empty] | 20150073500 | 447 | 201500 | 73500
[5 empty] | 20250073500 | 447 | 202500 | 73500
[5 empty] | 20350073500 | 447 | 203500 | 73500
[5 empty] | 20450073500 | 447 | 204500 | 73500
[5 empty] | 20550073500 | 447 | 205500 | 73500
[5 empty] | 20650073500 | 447 | 206500 | 73500
[5 empty] | 20750073500 | 447 | 207500 | 73500
[5 empty] | 20850073500 | 447 | 208500 | 73500
[5 empty] | 20950073500 | 447 | 209500 | 73500
[5 empty] | 21050073500 | 447 | 210500 | 73500
[5 empty] | 21150073500 | 447 | 211500 | 73500
[5 empty] | 21250073500 | 447 | 212500 | 73500
[5 empty] | 21350073500 | 447 | 213500 | 73500
[5 empty] | 21450073500 | 447 | 214500 | 73500
[5 empty] | 21550073500 | 447 | 215500 | 73500
[5 empty] | 21650073500 | 447 | 216500 | 73500
[5 empty] | 21750073500 | 447 | 217500 | 73500
[5 empty] | 21850073500 | 447 | 218500 | 73500
[5 empty] | 21950073500 | 447 | 219500 | 73500
[5 empty] | 22050073500 | 447 | 220500 | 73500
[5 empty] | 22150073500 | 447 | 221500 | 73500
[5 empty] | 22250073500 | 447 | 222500 | 73500
[5 empty] | 22350073500 | 447 | 223500 | 73500
[5 empty] | 22450073500 | 447 | 224500 | 73500
[5 empty] | 22550073500 | 447 | 225500 | 73500
[5 empty] | 22650073500 | 447 | 226500 | 73500
[5 empty] | 22750073500 | 447 | 227500 | 73500
[5 empty] | 22850073500 | 447 | 228500 | 73500
[5 empty] | 22950073500 | 447 | 229500 | 73500
[5 empty] | 23050073500 | 447 | 230500 | 73500
[5 empty] | 23150073500 | 447 | 231500 | 73500
[5 empty] | 23250073500 | 447 | 232500 | 73500
[5 empty] | 23350073500 | 447 | 233500 | 73500
[5 empty] | 23450073500 | 447 | 234500 | 73500
[5 empty] | 23550073500 | 447 | 235500 | 73500
[5 empty] | 23650073500 | 447 | 236500 | 73500
[5 empty] | 23750073500 | 447 | 237500 | 73500
[5 empty] | 23850073500 | 447 | 238500 | 73500
[5 empty] | 24050073500 | 447 | 240500 | 73500
[5 empty] | 18450072500 | 447 | 184500 | 72500
[5 empty] | 18550072500 | 447 | 185500 | 72500
[5 empty] | 18650072500 | 447 | 186500 | 72500
[5 empty] | 18750072500 | 447 | 187500 | 72500
[5 empty] | 18850072500 | 447 | 188500 | 72500
[5 empty] | 18950072500 | 447 | 189500 | 72500
[5 empty] | 19050072500 | 447 | 190500 | 72500
[5 empty] | 19150072500 | 447 | 191500 | 72500
[5 empty] | 19250072500 | 447 | 192500 | 72500
[5 empty] | 19350072500 | 447 | 193500 | 72500
[5 empty] | 19450072500 | 447 | 194500 | 72500
[5 empty] | 19550072500 | 447 | 195500 | 72500
[5 empty] | 19650072500 | 447 | 196500 | 72500
[5 empty] | 19750072500 | 447 | 197500 | 72500
[5 empty] | 19850072500 | 447 | 198500 | 72500
[5 empty] | 19950072500 | 447 | 199500 | 72500
[5 empty] | 20050072500 | 447 | 200500 | 72500
[5 empty] | 20150072500 | 447 | 201500 | 72500
[5 empty] | 20250072500 | 447 | 202500 | 72500
[5 empty] | 20350072500 | 447 | 203500 | 72500
[5 empty] | 20450072500 | 447 | 204500 | 72500
[5 empty] | 20550072500 | 447 | 205500 | 72500
[5 empty] | 20650072500 | 447 | 206500 | 72500
[5 empty] | 20750072500 | 447 | 207500 | 72500
[5 empty] | 20850072500 | 447 | 208500 | 72500
[5 empty] | 20950072500 | 447 | 209500 | 72500
[5 empty] | 21050072500 | 447 | 210500 | 72500
[5 empty] | 21150072500 | 447 | 211500 | 72500
[5 empty] | 21250072500 | 447 | 212500 | 72500
[5 empty] | 21350072500 | 447 | 213500 | 72500
[5 empty] | 21450072500 | 447 | 214500 | 72500
[5 empty] | 21550072500 | 447 | 215500 | 72500
[5 empty] | 21650072500 | 447 | 216500 | 72500
[5 empty] | 21750072500 | 447 | 217500 | 72500
[5 empty] | 21850072500 | 447 | 218500 | 72500
[5 empty] | 21950072500 | 447 | 219500 | 72500
[5 empty] | 22050072500 | 447 | 220500 | 72500
[5 empty] | 22150072500 | 447 | 221500 | 72500
[5 empty] | 22250072500 | 447 | 222500 | 72500
[5 empty] | 22350072500 | 447 | 223500 | 72500
[5 empty] | 22450072500 | 447 | 224500 | 72500
[5 empty] | 22550072500 | 447 | 225500 | 72500
[5 empty] | 22650072500 | 447 | 226500 | 72500
[5 empty] | 22750072500 | 447 | 227500 | 72500
[5 empty] | 22850072500 | 447 | 228500 | 72500
[5 empty] | 22950072500 | 447 | 229500 | 72500
[5 empty] | 23050072500 | 447 | 230500 | 72500
[5 empty] | 23150072500 | 447 | 231500 | 72500
[5 empty] | 23250072500 | 447 | 232500 | 72500
[5 empty] | 23350072500 | 447 | 233500 | 72500
[5 empty] | 23450072500 | 447 | 234500 | 72500
[5 empty] | 23550072500 | 447 | 235500 | 72500
[5 empty] | 23650072500 | 447 | 236500 | 72500
[5 empty] | 23750072500 | 447 | 237500 | 72500
[5 empty] | 23850072500 | 447 | 238500 | 72500
[5 empty] | 23950072500 | 447 | 239500 | 72500
[5 empty] | 24050072500 | 447 | 240500 | 72500
[5 empty] | 24150072500 | 447 | 241500 | 72500
[5 empty] | 18450071500 | 447 | 184500 | 71500
[5 empty] | 18550071500 | 447 | 185500 | 71500
[5 empty] | 18650071500 | 447 | 186500 | 71500
[5 empty] | 18750071500 | 447 | 187500 | 71500
[5 empty] | 18850071500 | 447 | 188500 | 71500
[5 empty] | 18950071500 | 447 | 189500 | 71500
[5 empty] | 19050071500 | 447 | 190500 | 71500
[5 empty] | 19150071500 | 447 | 191500 | 71500
[5 empty] | 19250071500 | 447 | 192500 | 71500
[5 empty] | 19350071500 | 447 | 193500 | 71500
[5 empty] | 19450071500 | 447 | 194500 | 71500
[5 empty] | 19550071500 | 447 | 195500 | 71500
[5 empty] | 19650071500 | 447 | 196500 | 71500
[5 empty] | 19750071500 | 447 | 197500 | 71500
[5 empty] | 19850071500 | 447 | 198500 | 71500
[5 empty] | 19950071500 | 447 | 199500 | 71500
[5 empty] | 20050071500 | 447 | 200500 | 71500
[5 empty] | 20150071500 | 447 | 201500 | 71500
[5 empty] | 20250071500 | 447 | 202500 | 71500
[5 empty] | 20350071500 | 447 | 203500 | 71500
[5 empty] | 20450071500 | 447 | 204500 | 71500
[5 empty] | 20550071500 | 447 | 205500 | 71500
[5 empty] | 20650071500 | 447 | 206500 | 71500
[5 empty] | 20750071500 | 447 | 207500 | 71500
[5 empty] | 20850071500 | 447 | 208500 | 71500
[5 empty] | 20950071500 | 447 | 209500 | 71500
[5 empty] | 21050071500 | 447 | 210500 | 71500
[5 empty] | 21150071500 | 447 | 211500 | 71500
[5 empty] | 21250071500 | 447 | 212500 | 71500
[5 empty] | 21350071500 | 447 | 213500 | 71500
[5 empty] | 21450071500 | 447 | 214500 | 71500
[5 empty] | 21550071500 | 447 | 215500 | 71500
[5 empty] | 21650071500 | 447 | 216500 | 71500
[5 empty] | 21750071500 | 447 | 217500 | 71500
[5 empty] | 21850071500 | 447 | 218500 | 71500
[5 empty] | 21950071500 | 447 | 219500 | 71500
[5 empty] | 22050071500 | 447 | 220500 | 71500
[5 empty] | 22150071500 | 447 | 221500 | 71500
[5 empty] | 22250071500 | 447 | 222500 | 71500
[5 empty] | 22350071500 | 447 | 223500 | 71500
[5 empty] | 22450071500 | 447 | 224500 | 71500
[5 empty] | 22550071500 | 447 | 225500 | 71500
[5 empty] | 22650071500 | 447 | 226500 | 71500
[5 empty] | 22750071500 | 447 | 227500 | 71500
[5 empty] | 22850071500 | 447 | 228500 | 71500
[5 empty] | 22950071500 | 447 | 229500 | 71500
[5 empty] | 23050071500 | 447 | 230500 | 71500
[5 empty] | 23150071500 | 447 | 231500 | 71500
[5 empty] | 23250071500 | 447 | 232500 | 71500
[5 empty] | 23350071500 | 447 | 233500 | 71500
[5 empty] | 23450071500 | 447 | 234500 | 71500
[5 empty] | 23550071500 | 447 | 235500 | 71500
[5 empty] | 23650071500 | 447 | 236500 | 71500
[5 empty] | 23750071500 | 447 | 237500 | 71500
[5 empty] | 23850071500 | 447 | 238500 | 71500
[5 empty] | 23950071500 | 447 | 239500 | 71500
[5 empty] | 24050071500 | 447 | 240500 | 71500
[5 empty] | 24150071500 | 447 | 241500 | 71500
[5 empty] | 24250071500 | 447 | 242500 | 71500
[5 empty] | 24350071500 | 447 | 243500 | 71500
[5 empty] | 18450070500 | 447 | 184500 | 70500
[5 empty] | 18550070500 | 447 | 185500 | 70500
[5 empty] | 18650070500 | 447 | 186500 | 70500
[5 empty] | 18750070500 | 447 | 187500 | 70500
[5 empty] | 18850070500 | 447 | 188500 | 70500
[5 empty] | 18950070500 | 447 | 189500 | 70500
[5 empty] | 19050070500 | 447 | 190500 | 70500
[5 empty] | 19150070500 | 447 | 191500 | 70500
[5 empty] | 19250070500 | 447 | 192500 | 70500
[5 empty] | 19350070500 | 447 | 193500 | 70500
[5 empty] | 19450070500 | 447 | 194500 | 70500
[5 empty] | 19550070500 | 447 | 195500 | 70500
[5 empty] | 19650070500 | 447 | 196500 | 70500
[5 empty] | 19750070500 | 447 | 197500 | 70500
[5 empty] | 19850070500 | 447 | 198500 | 70500
[5 empty] | 19950070500 | 447 | 199500 | 70500
[5 empty] | 20050070500 | 447 | 200500 | 70500
[5 empty] | 20150070500 | 447 | 201500 | 70500
[5 empty] | 20250070500 | 447 | 202500 | 70500
[5 empty] | 20350070500 | 447 | 203500 | 70500
[5 empty] | 20450070500 | 447 | 204500 | 70500
[5 empty] | 20550070500 | 447 | 205500 | 70500
[5 empty] | 20650070500 | 447 | 206500 | 70500
[5 empty] | 20750070500 | 447 | 207500 | 70500
[5 empty] | 20850070500 | 447 | 208500 | 70500
[5 empty] | 20950070500 | 447 | 209500 | 70500
[5 empty] | 21050070500 | 447 | 210500 | 70500
[5 empty] | 21150070500 | 447 | 211500 | 70500
[5 empty] | 21250070500 | 447 | 212500 | 70500
[5 empty] | 21350070500 | 447 | 213500 | 70500
[5 empty] | 21450070500 | 447 | 214500 | 70500
[5 empty] | 21550070500 | 447 | 215500 | 70500
[5 empty] | 21650070500 | 447 | 216500 | 70500
[5 empty] | 21750070500 | 447 | 217500 | 70500
[5 empty] | 21850070500 | 447 | 218500 | 70500
[5 empty] | 21950070500 | 447 | 219500 | 70500
[5 empty] | 22050070500 | 447 | 220500 | 70500
[5 empty] | 22150070500 | 447 | 221500 | 70500
[5 empty] | 22250070500 | 447 | 222500 | 70500
[5 empty] | 22350070500 | 447 | 223500 | 70500
[5 empty] | 22450070500 | 447 | 224500 | 70500
[5 empty] | 22550070500 | 447 | 225500 | 70500
[5 empty] | 22650070500 | 447 | 226500 | 70500
[5 empty] | 22750070500 | 447 | 227500 | 70500
[5 empty] | 22850070500 | 447 | 228500 | 70500
[5 empty] | 22950070500 | 447 | 229500 | 70500
[5 empty] | 23050070500 | 447 | 230500 | 70500
[5 empty] | 23150070500 | 447 | 231500 | 70500
[5 empty] | 23250070500 | 447 | 232500 | 70500
[5 empty] | 23350070500 | 447 | 233500 | 70500
[5 empty] | 23450070500 | 447 | 234500 | 70500
[5 empty] | 23550070500 | 447 | 235500 | 70500
[5 empty] | 23650070500 | 447 | 236500 | 70500
[5 empty] | 23750070500 | 447 | 237500 | 70500
[5 empty] | 23850070500 | 447 | 238500 | 70500
[5 empty] | 23950070500 | 447 | 239500 | 70500
[5 empty] | 24050070500 | 447 | 240500 | 70500
[5 empty] | 24150070500 | 447 | 241500 | 70500
[5 empty] | 24250070500 | 447 | 242500 | 70500
[5 empty] | 24350070500 | 447 | 243500 | 70500
[5 empty] | 18450069500 | 447 | 184500 | 69500
[5 empty] | 18550069500 | 447 | 185500 | 69500
[5 empty] | 18650069500 | 447 | 186500 | 69500
[5 empty] | 18750069500 | 447 | 187500 | 69500
[5 empty] | 18850069500 | 447 | 188500 | 69500
[5 empty] | 18950069500 | 447 | 189500 | 69500
[5 empty] | 19050069500 | 447 | 190500 | 69500
[5 empty] | 19150069500 | 447 | 191500 | 69500
[5 empty] | 19250069500 | 447 | 192500 | 69500
[5 empty] | 19350069500 | 447 | 193500 | 69500
[5 empty] | 19450069500 | 447 | 194500 | 69500
[5 empty] | 19550069500 | 447 | 195500 | 69500
[5 empty] | 19650069500 | 447 | 196500 | 69500
[5 empty] | 19750069500 | 447 | 197500 | 69500
[5 empty] | 19850069500 | 447 | 198500 | 69500
[5 empty] | 19950069500 | 447 | 199500 | 69500
[5 empty] | 20050069500 | 447 | 200500 | 69500
[5 empty] | 20150069500 | 447 | 201500 | 69500
[5 empty] | 20250069500 | 447 | 202500 | 69500
[5 empty] | 20350069500 | 447 | 203500 | 69500
[5 empty] | 20450069500 | 447 | 204500 | 69500
[5 empty] | 20550069500 | 447 | 205500 | 69500
[5 empty] | 20650069500 | 447 | 206500 | 69500
[5 empty] | 20750069500 | 447 | 207500 | 69500
[5 empty] | 20850069500 | 447 | 208500 | 69500
[5 empty] | 20950069500 | 447 | 209500 | 69500
[5 empty] | 21050069500 | 447 | 210500 | 69500
[5 empty] | 21150069500 | 447 | 211500 | 69500
[5 empty] | 21250069500 | 447 | 212500 | 69500
[5 empty] | 21350069500 | 447 | 213500 | 69500
[5 empty] | 21450069500 | 447 | 214500 | 69500
[5 empty] | 21550069500 | 447 | 215500 | 69500
[5 empty] | 21650069500 | 447 | 216500 | 69500
[5 empty] | 21750069500 | 447 | 217500 | 69500
[5 empty] | 21850069500 | 447 | 218500 | 69500
[5 empty] | 21950069500 | 447 | 219500 | 69500
[5 empty] | 22050069500 | 447 | 220500 | 69500
[5 empty] | 22150069500 | 447 | 221500 | 69500
[5 empty] | 22250069500 | 447 | 222500 | 69500
[5 empty] | 22350069500 | 447 | 223500 | 69500
[5 empty] | 22450069500 | 447 | 224500 | 69500
[5 empty] | 22550069500 | 447 | 225500 | 69500
[5 empty] | 22650069500 | 447 | 226500 | 69500
[5 empty] | 22750069500 | 447 | 227500 | 69500
[5 empty] | 22850069500 | 447 | 228500 | 69500
[5 empty] | 22950069500 | 447 | 229500 | 69500
[5 empty] | 23050069500 | 447 | 230500 | 69500
[5 empty] | 23150069500 | 447 | 231500 | 69500
[5 empty] | 23250069500 | 447 | 232500 | 69500
[5 empty] | 23350069500 | 447 | 233500 | 69500
[5 empty] | 23450069500 | 447 | 234500 | 69500
[5 empty] | 23550069500 | 447 | 235500 | 69500
[5 empty] | 23650069500 | 447 | 236500 | 69500
[5 empty] | 23750069500 | 447 | 237500 | 69500
[5 empty] | 23850069500 | 447 | 238500 | 69500
[5 empty] | 23950069500 | 447 | 239500 | 69500
[5 empty] | 24050069500 | 447 | 240500 | 69500
[5 empty] | 24150069500 | 447 | 241500 | 69500
[5 empty] | 24250069500 | 447 | 242500 | 69500
[5 empty] | 24350069500 | 447 | 243500 | 69500
[5 empty] | 18450068500 | 447 | 184500 | 68500
[5 empty] | 18550068500 | 447 | 185500 | 68500
[5 empty] | 18650068500 | 447 | 186500 | 68500
[5 empty] | 18750068500 | 447 | 187500 | 68500
[5 empty] | 18850068500 | 447 | 188500 | 68500
[5 empty] | 18950068500 | 447 | 189500 | 68500
[5 empty] | 19050068500 | 447 | 190500 | 68500
[5 empty] | 19150068500 | 447 | 191500 | 68500
[5 empty] | 19250068500 | 447 | 192500 | 68500
[5 empty] | 19350068500 | 447 | 193500 | 68500
[5 empty] | 19450068500 | 447 | 194500 | 68500
[5 empty] | 19550068500 | 447 | 195500 | 68500
[5 empty] | 19650068500 | 447 | 196500 | 68500
[5 empty] | 19750068500 | 447 | 197500 | 68500
[5 empty] | 19850068500 | 447 | 198500 | 68500
[5 empty] | 19950068500 | 447 | 199500 | 68500
[5 empty] | 20050068500 | 447 | 200500 | 68500
[5 empty] | 20150068500 | 447 | 201500 | 68500
[5 empty] | 20250068500 | 447 | 202500 | 68500
[5 empty] | 20350068500 | 447 | 203500 | 68500
[5 empty] | 20450068500 | 447 | 204500 | 68500
[5 empty] | 20550068500 | 447 | 205500 | 68500
[5 empty] | 20650068500 | 447 | 206500 | 68500
[5 empty] | 20750068500 | 447 | 207500 | 68500
[5 empty] | 20850068500 | 447 | 208500 | 68500
[5 empty] | 20950068500 | 447 | 209500 | 68500
[5 empty] | 21050068500 | 447 | 210500 | 68500
[5 empty] | 21150068500 | 447 | 211500 | 68500
[5 empty] | 21250068500 | 447 | 212500 | 68500
[5 empty] | 21350068500 | 447 | 213500 | 68500
[5 empty] | 21450068500 | 447 | 214500 | 68500
[5 empty] | 21550068500 | 447 | 215500 | 68500
[5 empty] | 21650068500 | 447 | 216500 | 68500
[5 empty] | 21750068500 | 447 | 217500 | 68500
[5 empty] | 21850068500 | 447 | 218500 | 68500
[5 empty] | 21950068500 | 447 | 219500 | 68500
[5 empty] | 22050068500 | 447 | 220500 | 68500
[5 empty] | 22150068500 | 447 | 221500 | 68500
[5 empty] | 22250068500 | 447 | 222500 | 68500
[5 empty] | 22350068500 | 447 | 223500 | 68500
[5 empty] | 22450068500 | 447 | 224500 | 68500
[5 empty] | 22550068500 | 447 | 225500 | 68500
[5 empty] | 22650068500 | 447 | 226500 | 68500
[5 empty] | 22750068500 | 447 | 227500 | 68500
[5 empty] | 22850068500 | 447 | 228500 | 68500
[5 empty] | 22950068500 | 447 | 229500 | 68500
[5 empty] | 23050068500 | 447 | 230500 | 68500
[5 empty] | 23150068500 | 447 | 231500 | 68500
[5 empty] | 23250068500 | 447 | 232500 | 68500
[5 empty] | 23350068500 | 447 | 233500 | 68500
[5 empty] | 23450068500 | 447 | 234500 | 68500
[5 empty] | 23550068500 | 447 | 235500 | 68500
[5 empty] | 23650068500 | 447 | 236500 | 68500
[5 empty] | 23750068500 | 447 | 237500 | 68500
[5 empty] | 23850068500 | 447 | 238500 | 68500
[5 empty] | 23950068500 | 447 | 239500 | 68500
[5 empty] | 24050068500 | 447 | 240500 | 68500
[5 empty] | 24150068500 | 447 | 241500 | 68500
[5 empty] | 24250068500 | 447 | 242500 | 68500
[5 empty] | 24350068500 | 447 | 243500 | 68500
[5 empty] | 18450067500 | 447 | 184500 | 67500
[5 empty] | 18550067500 | 447 | 185500 | 67500
[5 empty] | 18650067500 | 447 | 186500 | 67500
[5 empty] | 18750067500 | 447 | 187500 | 67500
[5 empty] | 18850067500 | 447 | 188500 | 67500
[5 empty] | 18950067500 | 447 | 189500 | 67500
[5 empty] | 19050067500 | 447 | 190500 | 67500
[5 empty] | 19150067500 | 447 | 191500 | 67500
[5 empty] | 19250067500 | 447 | 192500 | 67500
[5 empty] | 19350067500 | 447 | 193500 | 67500
[5 empty] | 19450067500 | 447 | 194500 | 67500
[5 empty] | 19550067500 | 447 | 195500 | 67500
[5 empty] | 19650067500 | 447 | 196500 | 67500
[5 empty] | 19750067500 | 447 | 197500 | 67500
[5 empty] | 19850067500 | 447 | 198500 | 67500
[5 empty] | 19950067500 | 447 | 199500 | 67500
[5 empty] | 20050067500 | 447 | 200500 | 67500
[5 empty] | 20150067500 | 447 | 201500 | 67500
[5 empty] | 20250067500 | 447 | 202500 | 67500
[5 empty] | 20350067500 | 447 | 203500 | 67500
[5 empty] | 20450067500 | 447 | 204500 | 67500
[5 empty] | 20550067500 | 447 | 205500 | 67500
[5 empty] | 20650067500 | 447 | 206500 | 67500
[5 empty] | 20750067500 | 447 | 207500 | 67500
[5 empty] | 20850067500 | 447 | 208500 | 67500
[5 empty] | 20950067500 | 447 | 209500 | 67500
[5 empty] | 21050067500 | 447 | 210500 | 67500
[5 empty] | 21150067500 | 447 | 211500 | 67500
[5 empty] | 21250067500 | 447 | 212500 | 67500
[5 empty] | 21350067500 | 447 | 213500 | 67500
[5 empty] | 21450067500 | 447 | 214500 | 67500
[5 empty] | 21550067500 | 447 | 215500 | 67500
[5 empty] | 21650067500 | 447 | 216500 | 67500
[5 empty] | 21750067500 | 447 | 217500 | 67500
[5 empty] | 21850067500 | 447 | 218500 | 67500
[5 empty] | 21950067500 | 447 | 219500 | 67500
[5 empty] | 22050067500 | 447 | 220500 | 67500
[5 empty] | 22150067500 | 447 | 221500 | 67500
[5 empty] | 22250067500 | 447 | 222500 | 67500
[5 empty] | 22350067500 | 447 | 223500 | 67500
[5 empty] | 22450067500 | 447 | 224500 | 67500
[5 empty] | 22550067500 | 447 | 225500 | 67500
[5 empty] | 22650067500 | 447 | 226500 | 67500
[5 empty] | 22750067500 | 447 | 227500 | 67500
[5 empty] | 22850067500 | 447 | 228500 | 67500
[5 empty] | 22950067500 | 447 | 229500 | 67500
[5 empty] | 23050067500 | 447 | 230500 | 67500
[5 empty] | 23150067500 | 447 | 231500 | 67500
[5 empty] | 23250067500 | 447 | 232500 | 67500
[5 empty] | 23350067500 | 447 | 233500 | 67500
[5 empty] | 23450067500 | 447 | 234500 | 67500
[5 empty] | 23550067500 | 447 | 235500 | 67500
[5 empty] | 23650067500 | 447 | 236500 | 67500
[5 empty] | 23750067500 | 447 | 237500 | 67500
[5 empty] | 23850067500 | 447 | 238500 | 67500
[5 empty] | 23950067500 | 447 | 239500 | 67500
[5 empty] | 24050067500 | 447 | 240500 | 67500
[5 empty] | 24150067500 | 447 | 241500 | 67500
[5 empty] | 24250067500 | 447 | 242500 | 67500
[5 empty] | 18450066500 | 447 | 184500 | 66500
[5 empty] | 18550066500 | 447 | 185500 | 66500
[5 empty] | 18650066500 | 447 | 186500 | 66500
[5 empty] | 18750066500 | 447 | 187500 | 66500
[5 empty] | 18850066500 | 447 | 188500 | 66500
[5 empty] | 18950066500 | 447 | 189500 | 66500
[5 empty] | 19050066500 | 447 | 190500 | 66500
[5 empty] | 19150066500 | 447 | 191500 | 66500
[5 empty] | 19250066500 | 447 | 192500 | 66500
[5 empty] | 19350066500 | 447 | 193500 | 66500
[5 empty] | 19450066500 | 447 | 194500 | 66500
[5 empty] | 19550066500 | 447 | 195500 | 66500
[5 empty] | 19650066500 | 447 | 196500 | 66500
[5 empty] | 19750066500 | 447 | 197500 | 66500
[5 empty] | 19850066500 | 447 | 198500 | 66500
[5 empty] | 19950066500 | 447 | 199500 | 66500
[5 empty] | 20050066500 | 447 | 200500 | 66500
[5 empty] | 20150066500 | 447 | 201500 | 66500
[5 empty] | 20250066500 | 447 | 202500 | 66500
[5 empty] | 20350066500 | 447 | 203500 | 66500
[5 empty] | 20450066500 | 447 | 204500 | 66500
[5 empty] | 20550066500 | 447 | 205500 | 66500
[5 empty] | 20650066500 | 447 | 206500 | 66500
[5 empty] | 20750066500 | 447 | 207500 | 66500
[5 empty] | 20850066500 | 447 | 208500 | 66500
[5 empty] | 20950066500 | 447 | 209500 | 66500
[5 empty] | 21050066500 | 447 | 210500 | 66500
[5 empty] | 21150066500 | 447 | 211500 | 66500
[5 empty] | 21250066500 | 447 | 212500 | 66500
[5 empty] | 21350066500 | 447 | 213500 | 66500
[5 empty] | 21450066500 | 447 | 214500 | 66500
[5 empty] | 21550066500 | 447 | 215500 | 66500
[5 empty] | 21650066500 | 447 | 216500 | 66500
[5 empty] | 21750066500 | 447 | 217500 | 66500
[5 empty] | 21850066500 | 447 | 218500 | 66500
[5 empty] | 21950066500 | 447 | 219500 | 66500
[5 empty] | 22050066500 | 447 | 220500 | 66500
[5 empty] | 22150066500 | 447 | 221500 | 66500
[5 empty] | 22250066500 | 447 | 222500 | 66500
[5 empty] | 22350066500 | 447 | 223500 | 66500
[5 empty] | 22450066500 | 447 | 224500 | 66500
[5 empty] | 22550066500 | 447 | 225500 | 66500
[5 empty] | 22650066500 | 447 | 226500 | 66500
[5 empty] | 22750066500 | 447 | 227500 | 66500
[5 empty] | 22850066500 | 447 | 228500 | 66500
[5 empty] | 22950066500 | 447 | 229500 | 66500
[5 empty] | 23050066500 | 447 | 230500 | 66500
[5 empty] | 23150066500 | 447 | 231500 | 66500
[5 empty] | 23250066500 | 447 | 232500 | 66500
[5 empty] | 23350066500 | 447 | 233500 | 66500
[5 empty] | 23450066500 | 447 | 234500 | 66500
[5 empty] | 23550066500 | 447 | 235500 | 66500
[5 empty] | 23650066500 | 447 | 236500 | 66500
[5 empty] | 23750066500 | 447 | 237500 | 66500
[5 empty] | 23850066500 | 447 | 238500 | 66500
[5 empty] | 23950066500 | 447 | 239500 | 66500
[5 empty] | 24050066500 | 447 | 240500 | 66500
[5 empty] | 24150066500 | 447 | 241500 | 66500
[5 empty] | 24250066500 | 447 | 242500 | 66500
[5 empty] | 18450065500 | 447 | 184500 | 65500
[5 empty] | 18550065500 | 447 | 185500 | 65500
[5 empty] | 18650065500 | 447 | 186500 | 65500
[5 empty] | 18750065500 | 447 | 187500 | 65500
[5 empty] | 18850065500 | 447 | 188500 | 65500
[5 empty] | 18950065500 | 447 | 189500 | 65500
[5 empty] | 19050065500 | 447 | 190500 | 65500
[5 empty] | 19150065500 | 447 | 191500 | 65500
[5 empty] | 19250065500 | 447 | 192500 | 65500
[5 empty] | 19350065500 | 447 | 193500 | 65500
[5 empty] | 19450065500 | 447 | 194500 | 65500
[5 empty] | 19550065500 | 447 | 195500 | 65500
[5 empty] | 19650065500 | 447 | 196500 | 65500
[5 empty] | 19750065500 | 447 | 197500 | 65500
[5 empty] | 19850065500 | 447 | 198500 | 65500
[5 empty] | 19950065500 | 447 | 199500 | 65500
[5 empty] | 20050065500 | 447 | 200500 | 65500
[5 empty] | 20150065500 | 447 | 201500 | 65500
[5 empty] | 20250065500 | 447 | 202500 | 65500
[5 empty] | 20350065500 | 447 | 203500 | 65500
[5 empty] | 20450065500 | 447 | 204500 | 65500
[5 empty] | 20550065500 | 447 | 205500 | 65500
[5 empty] | 20650065500 | 447 | 206500 | 65500
[5 empty] | 20750065500 | 447 | 207500 | 65500
[5 empty] | 20850065500 | 447 | 208500 | 65500
[5 empty] | 20950065500 | 447 | 209500 | 65500
[5 empty] | 21050065500 | 447 | 210500 | 65500
[5 empty] | 21150065500 | 447 | 211500 | 65500
[5 empty] | 21250065500 | 447 | 212500 | 65500
[5 empty] | 21350065500 | 447 | 213500 | 65500
[5 empty] | 21450065500 | 447 | 214500 | 65500
[5 empty] | 21550065500 | 447 | 215500 | 65500
[5 empty] | 21650065500 | 447 | 216500 | 65500
[5 empty] | 21750065500 | 447 | 217500 | 65500
[5 empty] | 21850065500 | 447 | 218500 | 65500
[5 empty] | 21950065500 | 447 | 219500 | 65500
[5 empty] | 22050065500 | 447 | 220500 | 65500
[5 empty] | 22150065500 | 447 | 221500 | 65500
[5 empty] | 22250065500 | 447 | 222500 | 65500
[5 empty] | 22350065500 | 447 | 223500 | 65500
[5 empty] | 22450065500 | 447 | 224500 | 65500
[5 empty] | 22550065500 | 447 | 225500 | 65500
[5 empty] | 22650065500 | 447 | 226500 | 65500
[5 empty] | 22750065500 | 447 | 227500 | 65500
[5 empty] | 22850065500 | 447 | 228500 | 65500
[5 empty] | 22950065500 | 447 | 229500 | 65500
[5 empty] | 23050065500 | 447 | 230500 | 65500
[5 empty] | 23150065500 | 447 | 231500 | 65500
[5 empty] | 23250065500 | 447 | 232500 | 65500
[5 empty] | 23350065500 | 447 | 233500 | 65500
[5 empty] | 23450065500 | 447 | 234500 | 65500
[5 empty] | 23550065500 | 447 | 235500 | 65500
[5 empty] | 23650065500 | 447 | 236500 | 65500
[5 empty] | 23750065500 | 447 | 237500 | 65500
[5 empty] | 23850065500 | 447 | 238500 | 65500
[5 empty] | 23950065500 | 447 | 239500 | 65500
[5 empty] | 24050065500 | 447 | 240500 | 65500
[5 empty] | 24150065500 | 447 | 241500 | 65500
[5 empty] | 18350064500 | 447 | 183500 | 64500
[5 empty] | 18450064500 | 447 | 184500 | 64500
[5 empty] | 18550064500 | 447 | 185500 | 64500
[5 empty] | 18650064500 | 447 | 186500 | 64500
[5 empty] | 18750064500 | 447 | 187500 | 64500
[5 empty] | 18850064500 | 447 | 188500 | 64500
[5 empty] | 18950064500 | 447 | 189500 | 64500
[5 empty] | 19050064500 | 447 | 190500 | 64500
[5 empty] | 19150064500 | 447 | 191500 | 64500
[5 empty] | 19250064500 | 447 | 192500 | 64500
[5 empty] | 19350064500 | 447 | 193500 | 64500
[5 empty] | 19450064500 | 447 | 194500 | 64500
[5 empty] | 19550064500 | 447 | 195500 | 64500
[5 empty] | 19650064500 | 447 | 196500 | 64500
[5 empty] | 19750064500 | 447 | 197500 | 64500
[5 empty] | 19850064500 | 447 | 198500 | 64500
[5 empty] | 19950064500 | 447 | 199500 | 64500
[5 empty] | 20050064500 | 447 | 200500 | 64500
[5 empty] | 20150064500 | 447 | 201500 | 64500
[5 empty] | 20250064500 | 447 | 202500 | 64500
[5 empty] | 20350064500 | 447 | 203500 | 64500
[5 empty] | 20450064500 | 447 | 204500 | 64500
[5 empty] | 20550064500 | 447 | 205500 | 64500
[5 empty] | 20650064500 | 447 | 206500 | 64500
[5 empty] | 20750064500 | 447 | 207500 | 64500
[5 empty] | 20850064500 | 447 | 208500 | 64500
[5 empty] | 20950064500 | 447 | 209500 | 64500
[5 empty] | 21050064500 | 447 | 210500 | 64500
[5 empty] | 21150064500 | 447 | 211500 | 64500
[5 empty] | 21250064500 | 447 | 212500 | 64500
[5 empty] | 21350064500 | 447 | 213500 | 64500
[5 empty] | 21450064500 | 447 | 214500 | 64500
[5 empty] | 21550064500 | 447 | 215500 | 64500
[5 empty] | 21650064500 | 447 | 216500 | 64500
[5 empty] | 21750064500 | 447 | 217500 | 64500
[5 empty] | 21850064500 | 447 | 218500 | 64500
[5 empty] | 21950064500 | 447 | 219500 | 64500
[5 empty] | 22050064500 | 447 | 220500 | 64500
[5 empty] | 22150064500 | 447 | 221500 | 64500
[5 empty] | 22250064500 | 447 | 222500 | 64500
[5 empty] | 22350064500 | 447 | 223500 | 64500
[5 empty] | 22450064500 | 447 | 224500 | 64500
[5 empty] | 22550064500 | 447 | 225500 | 64500
[5 empty] | 22650064500 | 447 | 226500 | 64500
[5 empty] | 22750064500 | 447 | 227500 | 64500
[5 empty] | 22850064500 | 447 | 228500 | 64500
[5 empty] | 22950064500 | 447 | 229500 | 64500
[5 empty] | 23050064500 | 447 | 230500 | 64500
[5 empty] | 23150064500 | 447 | 231500 | 64500
[5 empty] | 23250064500 | 447 | 232500 | 64500
[5 empty] | 23350064500 | 447 | 233500 | 64500
[5 empty] | 23450064500 | 447 | 234500 | 64500
[5 empty] | 23550064500 | 447 | 235500 | 64500
[5 empty] | 23650064500 | 447 | 236500 | 64500
[5 empty] | 23750064500 | 447 | 237500 | 64500
[5 empty] | 23850064500 | 447 | 238500 | 64500
[5 empty] | 23950064500 | 447 | 239500 | 64500
[5 empty] | 24050064500 | 447 | 240500 | 64500
[5 empty] | 24250064500 | 447 | 242500 | 64500
[5 empty] | 17950063500 | 447 | 179500 | 63500
[5 empty] | 18050063500 | 447 | 180500 | 63500
[5 empty] | 18250063500 | 447 | 182500 | 63500
[5 empty] | 18350063500 | 447 | 183500 | 63500
[5 empty] | 18450063500 | 447 | 184500 | 63500
[5 empty] | 18550063500 | 447 | 185500 | 63500
[5 empty] | 18650063500 | 447 | 186500 | 63500
[5 empty] | 18750063500 | 447 | 187500 | 63500
[5 empty] | 18850063500 | 447 | 188500 | 63500
[5 empty] | 18950063500 | 447 | 189500 | 63500
[5 empty] | 19050063500 | 447 | 190500 | 63500
[5 empty] | 19150063500 | 447 | 191500 | 63500
[5 empty] | 19250063500 | 447 | 192500 | 63500
[5 empty] | 19350063500 | 447 | 193500 | 63500
[5 empty] | 19450063500 | 447 | 194500 | 63500
[5 empty] | 19550063500 | 447 | 195500 | 63500
[5 empty] | 19650063500 | 447 | 196500 | 63500
[5 empty] | 19750063500 | 447 | 197500 | 63500
[5 empty] | 19850063500 | 447 | 198500 | 63500
[5 empty] | 19950063500 | 447 | 199500 | 63500
[5 empty] | 20050063500 | 447 | 200500 | 63500
[5 empty] | 20150063500 | 447 | 201500 | 63500
[5 empty] | 20250063500 | 447 | 202500 | 63500
[5 empty] | 20350063500 | 447 | 203500 | 63500
[5 empty] | 20450063500 | 447 | 204500 | 63500
[5 empty] | 20550063500 | 447 | 205500 | 63500
[5 empty] | 20650063500 | 447 | 206500 | 63500
[5 empty] | 20750063500 | 447 | 207500 | 63500
[5 empty] | 20850063500 | 447 | 208500 | 63500
[5 empty] | 20950063500 | 447 | 209500 | 63500
[5 empty] | 21050063500 | 447 | 210500 | 63500
[5 empty] | 21150063500 | 447 | 211500 | 63500
[5 empty] | 21250063500 | 447 | 212500 | 63500
[5 empty] | 21350063500 | 447 | 213500 | 63500
[5 empty] | 21450063500 | 447 | 214500 | 63500
[5 empty] | 21550063500 | 447 | 215500 | 63500
[5 empty] | 21650063500 | 447 | 216500 | 63500
[5 empty] | 21750063500 | 447 | 217500 | 63500
[5 empty] | 21850063500 | 447 | 218500 | 63500
[5 empty] | 21950063500 | 447 | 219500 | 63500
[5 empty] | 22050063500 | 447 | 220500 | 63500
[5 empty] | 22150063500 | 447 | 221500 | 63500
[5 empty] | 22250063500 | 447 | 222500 | 63500
[5 empty] | 22350063500 | 447 | 223500 | 63500
[5 empty] | 22450063500 | 447 | 224500 | 63500
[5 empty] | 22550063500 | 447 | 225500 | 63500
[5 empty] | 22650063500 | 447 | 226500 | 63500
[5 empty] | 22750063500 | 447 | 227500 | 63500
[5 empty] | 22850063500 | 447 | 228500 | 63500
[5 empty] | 22950063500 | 447 | 229500 | 63500
[5 empty] | 23050063500 | 447 | 230500 | 63500
[5 empty] | 23150063500 | 447 | 231500 | 63500
[5 empty] | 23250063500 | 447 | 232500 | 63500
[5 empty] | 23350063500 | 447 | 233500 | 63500
[5 empty] | 23450063500 | 447 | 234500 | 63500
[5 empty] | 23550063500 | 447 | 235500 | 63500
[5 empty] | 23650063500 | 447 | 236500 | 63500
[5 empty] | 23750063500 | 447 | 237500 | 63500
[5 empty] | 23850063500 | 447 | 238500 | 63500
[5 empty] | 23950063500 | 447 | 239500 | 63500
[5 empty] | 24050063500 | 447 | 240500 | 63500
[5 empty] | 24150063500 | 447 | 241500 | 63500
[5 empty] | 24250063500 | 447 | 242500 | 63500
[5 empty] | 17950062500 | 447 | 179500 | 62500
[5 empty] | 18050062500 | 447 | 180500 | 62500
[5 empty] | 18150062500 | 447 | 181500 | 62500
[5 empty] | 18250062500 | 447 | 182500 | 62500
[5 empty] | 18350062500 | 447 | 183500 | 62500
[5 empty] | 18450062500 | 447 | 184500 | 62500
[5 empty] | 18550062500 | 447 | 185500 | 62500
[5 empty] | 18650062500 | 447 | 186500 | 62500
[5 empty] | 18750062500 | 447 | 187500 | 62500
[5 empty] | 18850062500 | 447 | 188500 | 62500
[5 empty] | 18950062500 | 447 | 189500 | 62500
[5 empty] | 19050062500 | 447 | 190500 | 62500
[5 empty] | 19150062500 | 447 | 191500 | 62500
[5 empty] | 19250062500 | 447 | 192500 | 62500
[5 empty] | 19350062500 | 447 | 193500 | 62500
[5 empty] | 19450062500 | 447 | 194500 | 62500
[5 empty] | 19550062500 | 447 | 195500 | 62500
[5 empty] | 19650062500 | 447 | 196500 | 62500
[5 empty] | 19750062500 | 447 | 197500 | 62500
[5 empty] | 19850062500 | 447 | 198500 | 62500
[5 empty] | 19950062500 | 447 | 199500 | 62500
[5 empty] | 20050062500 | 447 | 200500 | 62500
[5 empty] | 20150062500 | 447 | 201500 | 62500
[5 empty] | 20250062500 | 447 | 202500 | 62500
[5 empty] | 20350062500 | 447 | 203500 | 62500
[5 empty] | 20450062500 | 447 | 204500 | 62500
[5 empty] | 20550062500 | 447 | 205500 | 62500
[5 empty] | 20650062500 | 447 | 206500 | 62500
[5 empty] | 20750062500 | 447 | 207500 | 62500
[5 empty] | 20850062500 | 447 | 208500 | 62500
[5 empty] | 20950062500 | 447 | 209500 | 62500
[5 empty] | 21050062500 | 447 | 210500 | 62500
[5 empty] | 21150062500 | 447 | 211500 | 62500
[5 empty] | 21250062500 | 447 | 212500 | 62500
[5 empty] | 21350062500 | 447 | 213500 | 62500
[5 empty] | 21450062500 | 447 | 214500 | 62500
[5 empty] | 21550062500 | 447 | 215500 | 62500
[5 empty] | 21650062500 | 447 | 216500 | 62500
[5 empty] | 21750062500 | 447 | 217500 | 62500
[5 empty] | 21850062500 | 447 | 218500 | 62500
[5 empty] | 21950062500 | 447 | 219500 | 62500
[5 empty] | 22050062500 | 447 | 220500 | 62500
[5 empty] | 22150062500 | 447 | 221500 | 62500
[5 empty] | 22250062500 | 447 | 222500 | 62500
[5 empty] | 22350062500 | 447 | 223500 | 62500
[5 empty] | 22450062500 | 447 | 224500 | 62500
[5 empty] | 22550062500 | 447 | 225500 | 62500
[5 empty] | 22650062500 | 447 | 226500 | 62500
[5 empty] | 22750062500 | 447 | 227500 | 62500
[5 empty] | 22850062500 | 447 | 228500 | 62500
[5 empty] | 22950062500 | 447 | 229500 | 62500
[5 empty] | 23050062500 | 447 | 230500 | 62500
[5 empty] | 23150062500 | 447 | 231500 | 62500
[5 empty] | 23250062500 | 447 | 232500 | 62500
[5 empty] | 23350062500 | 447 | 233500 | 62500
[5 empty] | 23450062500 | 447 | 234500 | 62500
[5 empty] | 23550062500 | 447 | 235500 | 62500
[5 empty] | 23650062500 | 447 | 236500 | 62500
[5 empty] | 23750062500 | 447 | 237500 | 62500
[5 empty] | 23850062500 | 447 | 238500 | 62500
[5 empty] | 23950062500 | 447 | 239500 | 62500
[5 empty] | 24050062500 | 447 | 240500 | 62500
[5 empty] | 24150062500 | 447 | 241500 | 62500
[5 empty] | 24250062500 | 447 | 242500 | 62500
[5 empty] | 24350062500 | 447 | 243500 | 62500
[5 empty] | 17750061500 | 447 | 177500 | 61500
[5 empty] | 17850061500 | 447 | 178500 | 61500
[5 empty] | 17950061500 | 447 | 179500 | 61500
[5 empty] | 18050061500 | 447 | 180500 | 61500
[5 empty] | 18150061500 | 447 | 181500 | 61500
[5 empty] | 18250061500 | 447 | 182500 | 61500
[5 empty] | 18350061500 | 447 | 183500 | 61500
[5 empty] | 18450061500 | 447 | 184500 | 61500
[5 empty] | 18550061500 | 447 | 185500 | 61500
[5 empty] | 18650061500 | 447 | 186500 | 61500
[5 empty] | 18750061500 | 447 | 187500 | 61500
[5 empty] | 18850061500 | 447 | 188500 | 61500
[5 empty] | 18950061500 | 447 | 189500 | 61500
[5 empty] | 19050061500 | 447 | 190500 | 61500
[5 empty] | 19150061500 | 447 | 191500 | 61500
[5 empty] | 19250061500 | 447 | 192500 | 61500
[5 empty] | 19350061500 | 447 | 193500 | 61500
[5 empty] | 19450061500 | 447 | 194500 | 61500
[5 empty] | 19550061500 | 447 | 195500 | 61500
[5 empty] | 19650061500 | 447 | 196500 | 61500
[5 empty] | 19750061500 | 447 | 197500 | 61500
[5 empty] | 19850061500 | 447 | 198500 | 61500
[5 empty] | 19950061500 | 447 | 199500 | 61500
[5 empty] | 20050061500 | 447 | 200500 | 61500
[5 empty] | 20150061500 | 447 | 201500 | 61500
[5 empty] | 20250061500 | 447 | 202500 | 61500
[5 empty] | 20350061500 | 447 | 203500 | 61500
[5 empty] | 20450061500 | 447 | 204500 | 61500
[5 empty] | 20550061500 | 447 | 205500 | 61500
[5 empty] | 20650061500 | 447 | 206500 | 61500
[5 empty] | 20750061500 | 447 | 207500 | 61500
[5 empty] | 20850061500 | 447 | 208500 | 61500
[5 empty] | 20950061500 | 447 | 209500 | 61500
[5 empty] | 21050061500 | 447 | 210500 | 61500
[5 empty] | 21150061500 | 447 | 211500 | 61500
[5 empty] | 21250061500 | 447 | 212500 | 61500
[5 empty] | 21350061500 | 447 | 213500 | 61500
[5 empty] | 21450061500 | 447 | 214500 | 61500
[5 empty] | 21550061500 | 447 | 215500 | 61500
[5 empty] | 21650061500 | 447 | 216500 | 61500
[5 empty] | 21750061500 | 447 | 217500 | 61500
[5 empty] | 21850061500 | 447 | 218500 | 61500
[5 empty] | 21950061500 | 447 | 219500 | 61500
[5 empty] | 22050061500 | 447 | 220500 | 61500
[5 empty] | 22150061500 | 447 | 221500 | 61500
[5 empty] | 22250061500 | 447 | 222500 | 61500
[5 empty] | 22350061500 | 447 | 223500 | 61500
[5 empty] | 22450061500 | 447 | 224500 | 61500
[5 empty] | 22550061500 | 447 | 225500 | 61500
[5 empty] | 22650061500 | 447 | 226500 | 61500
[5 empty] | 22750061500 | 447 | 227500 | 61500
[5 empty] | 22850061500 | 447 | 228500 | 61500
[5 empty] | 22950061500 | 447 | 229500 | 61500
[5 empty] | 23050061500 | 447 | 230500 | 61500
[5 empty] | 23150061500 | 447 | 231500 | 61500
[5 empty] | 23250061500 | 447 | 232500 | 61500
[5 empty] | 23350061500 | 447 | 233500 | 61500
[5 empty] | 23450061500 | 447 | 234500 | 61500
[5 empty] | 23550061500 | 447 | 235500 | 61500
[5 empty] | 23650061500 | 447 | 236500 | 61500
[5 empty] | 23750061500 | 447 | 237500 | 61500
[5 empty] | 23850061500 | 447 | 238500 | 61500
[5 empty] | 23950061500 | 447 | 239500 | 61500
[5 empty] | 24050061500 | 447 | 240500 | 61500
[5 empty] | 24150061500 | 447 | 241500 | 61500
[5 empty] | 24250061500 | 447 | 242500 | 61500
[5 empty] | 24350061500 | 447 | 243500 | 61500
[5 empty] | 17650060500 | 447 | 176500 | 60500
[5 empty] | 17750060500 | 447 | 177500 | 60500
[5 empty] | 17850060500 | 447 | 178500 | 60500
[5 empty] | 17950060500 | 447 | 179500 | 60500
[5 empty] | 18050060500 | 447 | 180500 | 60500
[5 empty] | 18150060500 | 447 | 181500 | 60500
[5 empty] | 18250060500 | 447 | 182500 | 60500
[5 empty] | 18350060500 | 447 | 183500 | 60500
[5 empty] | 18450060500 | 447 | 184500 | 60500
[5 empty] | 18550060500 | 447 | 185500 | 60500
[5 empty] | 18650060500 | 447 | 186500 | 60500
[5 empty] | 18750060500 | 447 | 187500 | 60500
[5 empty] | 18850060500 | 447 | 188500 | 60500
[5 empty] | 18950060500 | 447 | 189500 | 60500
[5 empty] | 19050060500 | 447 | 190500 | 60500
[5 empty] | 19150060500 | 447 | 191500 | 60500
[5 empty] | 19250060500 | 447 | 192500 | 60500
[5 empty] | 19350060500 | 447 | 193500 | 60500
[5 empty] | 19450060500 | 447 | 194500 | 60500
[5 empty] | 19550060500 | 447 | 195500 | 60500
[5 empty] | 19650060500 | 447 | 196500 | 60500
[5 empty] | 19750060500 | 447 | 197500 | 60500
[5 empty] | 19850060500 | 447 | 198500 | 60500
[5 empty] | 19950060500 | 447 | 199500 | 60500
[5 empty] | 20050060500 | 447 | 200500 | 60500
[5 empty] | 20150060500 | 447 | 201500 | 60500
[5 empty] | 20250060500 | 447 | 202500 | 60500
[5 empty] | 20350060500 | 447 | 203500 | 60500
[5 empty] | 20450060500 | 447 | 204500 | 60500
[5 empty] | 20550060500 | 447 | 205500 | 60500
[5 empty] | 20650060500 | 447 | 206500 | 60500
[5 empty] | 20750060500 | 447 | 207500 | 60500
[5 empty] | 20850060500 | 447 | 208500 | 60500
[5 empty] | 20950060500 | 447 | 209500 | 60500
[5 empty] | 21050060500 | 447 | 210500 | 60500
[5 empty] | 21150060500 | 447 | 211500 | 60500
[5 empty] | 21250060500 | 447 | 212500 | 60500
[5 empty] | 21350060500 | 447 | 213500 | 60500
[5 empty] | 21450060500 | 447 | 214500 | 60500
[5 empty] | 21550060500 | 447 | 215500 | 60500
[5 empty] | 21650060500 | 447 | 216500 | 60500
[5 empty] | 21750060500 | 447 | 217500 | 60500
[5 empty] | 21850060500 | 447 | 218500 | 60500
[5 empty] | 21950060500 | 447 | 219500 | 60500
[5 empty] | 22050060500 | 447 | 220500 | 60500
[5 empty] | 22150060500 | 447 | 221500 | 60500
[5 empty] | 22250060500 | 447 | 222500 | 60500
[5 empty] | 22350060500 | 447 | 223500 | 60500
[5 empty] | 22450060500 | 447 | 224500 | 60500
[5 empty] | 22550060500 | 447 | 225500 | 60500
[5 empty] | 22650060500 | 447 | 226500 | 60500
[5 empty] | 22750060500 | 447 | 227500 | 60500
[5 empty] | 22850060500 | 447 | 228500 | 60500
[5 empty] | 22950060500 | 447 | 229500 | 60500
[5 empty] | 23050060500 | 447 | 230500 | 60500
[5 empty] | 23150060500 | 447 | 231500 | 60500
[5 empty] | 23250060500 | 447 | 232500 | 60500
[5 empty] | 23350060500 | 447 | 233500 | 60500
[5 empty] | 23450060500 | 447 | 234500 | 60500
[5 empty] | 23550060500 | 447 | 235500 | 60500
[5 empty] | 23650060500 | 447 | 236500 | 60500
[5 empty] | 23750060500 | 447 | 237500 | 60500
[5 empty] | 23850060500 | 447 | 238500 | 60500
[5 empty] | 23950060500 | 447 | 239500 | 60500
[5 empty] | 24050060500 | 447 | 240500 | 60500
[5 empty] | 24150060500 | 447 | 241500 | 60500
[5 empty] | 24250060500 | 447 | 242500 | 60500
[5 empty] | 24350060500 | 447 | 243500 | 60500
[5 empty] | 17550059500 | 447 | 175500 | 59500
[5 empty] | 17650059500 | 447 | 176500 | 59500
[5 empty] | 17750059500 | 447 | 177500 | 59500
[5 empty] | 17850059500 | 447 | 178500 | 59500
[5 empty] | 17950059500 | 447 | 179500 | 59500
[5 empty] | 18050059500 | 447 | 180500 | 59500
[5 empty] | 18150059500 | 447 | 181500 | 59500
[5 empty] | 18250059500 | 447 | 182500 | 59500
[5 empty] | 18350059500 | 447 | 183500 | 59500
[5 empty] | 18450059500 | 447 | 184500 | 59500
[5 empty] | 18550059500 | 447 | 185500 | 59500
[5 empty] | 18650059500 | 447 | 186500 | 59500
[5 empty] | 18750059500 | 447 | 187500 | 59500
[5 empty] | 18850059500 | 447 | 188500 | 59500
[5 empty] | 18950059500 | 447 | 189500 | 59500
[5 empty] | 19050059500 | 447 | 190500 | 59500
[5 empty] | 19150059500 | 447 | 191500 | 59500
[5 empty] | 19250059500 | 447 | 192500 | 59500
[5 empty] | 19350059500 | 447 | 193500 | 59500
[5 empty] | 19450059500 | 447 | 194500 | 59500
[5 empty] | 19550059500 | 447 | 195500 | 59500
[5 empty] | 19650059500 | 447 | 196500 | 59500
[5 empty] | 19750059500 | 447 | 197500 | 59500
[5 empty] | 19850059500 | 447 | 198500 | 59500
[5 empty] | 19950059500 | 447 | 199500 | 59500
[5 empty] | 20050059500 | 447 | 200500 | 59500
[5 empty] | 20150059500 | 447 | 201500 | 59500
[5 empty] | 20250059500 | 447 | 202500 | 59500
[5 empty] | 20350059500 | 447 | 203500 | 59500
[5 empty] | 20450059500 | 447 | 204500 | 59500
[5 empty] | 20550059500 | 447 | 205500 | 59500
[5 empty] | 20650059500 | 447 | 206500 | 59500
[5 empty] | 20750059500 | 447 | 207500 | 59500
[5 empty] | 20850059500 | 447 | 208500 | 59500
[5 empty] | 20950059500 | 447 | 209500 | 59500
[5 empty] | 21050059500 | 447 | 210500 | 59500
[5 empty] | 21150059500 | 447 | 211500 | 59500
[5 empty] | 21250059500 | 447 | 212500 | 59500
[5 empty] | 21350059500 | 447 | 213500 | 59500
[5 empty] | 21450059500 | 447 | 214500 | 59500
[5 empty] | 21550059500 | 447 | 215500 | 59500
[5 empty] | 21650059500 | 447 | 216500 | 59500
[5 empty] | 21750059500 | 447 | 217500 | 59500
[5 empty] | 21850059500 | 447 | 218500 | 59500
[5 empty] | 21950059500 | 447 | 219500 | 59500
[5 empty] | 22050059500 | 447 | 220500 | 59500
[5 empty] | 22150059500 | 447 | 221500 | 59500
[5 empty] | 22250059500 | 447 | 222500 | 59500
[5 empty] | 22350059500 | 447 | 223500 | 59500
[5 empty] | 22450059500 | 447 | 224500 | 59500
[5 empty] | 22550059500 | 447 | 225500 | 59500
[5 empty] | 22650059500 | 447 | 226500 | 59500
[5 empty] | 22750059500 | 447 | 227500 | 59500
[5 empty] | 22850059500 | 447 | 228500 | 59500
[5 empty] | 22950059500 | 447 | 229500 | 59500
[5 empty] | 23050059500 | 447 | 230500 | 59500
[5 empty] | 23150059500 | 447 | 231500 | 59500
[5 empty] | 23250059500 | 447 | 232500 | 59500
[5 empty] | 23350059500 | 447 | 233500 | 59500
[5 empty] | 23450059500 | 447 | 234500 | 59500
[5 empty] | 23550059500 | 447 | 235500 | 59500
[5 empty] | 23650059500 | 447 | 236500 | 59500
[5 empty] | 23750059500 | 447 | 237500 | 59500
[5 empty] | 23850059500 | 447 | 238500 | 59500
[5 empty] | 23950059500 | 447 | 239500 | 59500
[5 empty] | 24050059500 | 447 | 240500 | 59500
[5 empty] | 24150059500 | 447 | 241500 | 59500
[5 empty] | 24250059500 | 447 | 242500 | 59500
[5 empty] | 24350059500 | 447 | 243500 | 59500
[5 empty] | 17550058500 | 447 | 175500 | 58500
[5 empty] | 17650058500 | 447 | 176500 | 58500
[5 empty] | 17750058500 | 447 | 177500 | 58500
[5 empty] | 17850058500 | 447 | 178500 | 58500
[5 empty] | 17950058500 | 447 | 179500 | 58500
[5 empty] | 18050058500 | 447 | 180500 | 58500
[5 empty] | 18150058500 | 447 | 181500 | 58500
[5 empty] | 18250058500 | 447 | 182500 | 58500
[5 empty] | 18350058500 | 447 | 183500 | 58500
[5 empty] | 18450058500 | 447 | 184500 | 58500
[5 empty] | 18550058500 | 447 | 185500 | 58500
[5 empty] | 18650058500 | 447 | 186500 | 58500
[5 empty] | 18750058500 | 447 | 187500 | 58500
[5 empty] | 18850058500 | 447 | 188500 | 58500
[5 empty] | 18950058500 | 447 | 189500 | 58500
[5 empty] | 19050058500 | 447 | 190500 | 58500
[5 empty] | 19150058500 | 447 | 191500 | 58500
[5 empty] | 19250058500 | 447 | 192500 | 58500
[5 empty] | 19350058500 | 447 | 193500 | 58500
[5 empty] | 19450058500 | 447 | 194500 | 58500
[5 empty] | 19550058500 | 447 | 195500 | 58500
[5 empty] | 19650058500 | 447 | 196500 | 58500
[5 empty] | 19750058500 | 447 | 197500 | 58500
[5 empty] | 19850058500 | 447 | 198500 | 58500
[5 empty] | 19950058500 | 447 | 199500 | 58500
[5 empty] | 20050058500 | 447 | 200500 | 58500
[5 empty] | 20150058500 | 447 | 201500 | 58500
[5 empty] | 20250058500 | 447 | 202500 | 58500
[5 empty] | 20350058500 | 447 | 203500 | 58500
[5 empty] | 20450058500 | 447 | 204500 | 58500
[5 empty] | 20550058500 | 447 | 205500 | 58500
[5 empty] | 20650058500 | 447 | 206500 | 58500
[5 empty] | 20750058500 | 447 | 207500 | 58500
[5 empty] | 20850058500 | 447 | 208500 | 58500
[5 empty] | 20950058500 | 447 | 209500 | 58500
[5 empty] | 21050058500 | 447 | 210500 | 58500
[5 empty] | 21150058500 | 447 | 211500 | 58500
[5 empty] | 21250058500 | 447 | 212500 | 58500
[5 empty] | 21350058500 | 447 | 213500 | 58500
[5 empty] | 21450058500 | 447 | 214500 | 58500
[5 empty] | 21550058500 | 447 | 215500 | 58500
[5 empty] | 21650058500 | 447 | 216500 | 58500
[5 empty] | 21750058500 | 447 | 217500 | 58500
[5 empty] | 21850058500 | 447 | 218500 | 58500
[5 empty] | 21950058500 | 447 | 219500 | 58500
[5 empty] | 22050058500 | 447 | 220500 | 58500
[5 empty] | 22150058500 | 447 | 221500 | 58500
[5 empty] | 22250058500 | 447 | 222500 | 58500
[5 empty] | 22350058500 | 447 | 223500 | 58500
[5 empty] | 22450058500 | 447 | 224500 | 58500
[5 empty] | 22550058500 | 447 | 225500 | 58500
[5 empty] | 22650058500 | 447 | 226500 | 58500
[5 empty] | 22750058500 | 447 | 227500 | 58500
[5 empty] | 22850058500 | 447 | 228500 | 58500
[5 empty] | 22950058500 | 447 | 229500 | 58500
[5 empty] | 23050058500 | 447 | 230500 | 58500
[5 empty] | 23150058500 | 447 | 231500 | 58500
[5 empty] | 23250058500 | 447 | 232500 | 58500
[5 empty] | 23350058500 | 447 | 233500 | 58500
[5 empty] | 23450058500 | 447 | 234500 | 58500
[5 empty] | 23550058500 | 447 | 235500 | 58500
[5 empty] | 23650058500 | 447 | 236500 | 58500
[5 empty] | 23750058500 | 447 | 237500 | 58500
[5 empty] | 23850058500 | 447 | 238500 | 58500
[5 empty] | 23950058500 | 447 | 239500 | 58500
[5 empty] | 24050058500 | 447 | 240500 | 58500
[5 empty] | 24150058500 | 447 | 241500 | 58500
[5 empty] | 24250058500 | 447 | 242500 | 58500
[5 empty] | 17550057500 | 447 | 175500 | 57500
[5 empty] | 17650057500 | 447 | 176500 | 57500
[5 empty] | 17750057500 | 447 | 177500 | 57500
[5 empty] | 17850057500 | 447 | 178500 | 57500
[5 empty] | 17950057500 | 447 | 179500 | 57500
[5 empty] | 18050057500 | 447 | 180500 | 57500
[5 empty] | 18150057500 | 447 | 181500 | 57500
[5 empty] | 18250057500 | 447 | 182500 | 57500
[5 empty] | 18350057500 | 447 | 183500 | 57500
[5 empty] | 18450057500 | 447 | 184500 | 57500
[5 empty] | 18550057500 | 447 | 185500 | 57500
[5 empty] | 18650057500 | 447 | 186500 | 57500
[5 empty] | 18750057500 | 447 | 187500 | 57500
[5 empty] | 18850057500 | 447 | 188500 | 57500
[5 empty] | 18950057500 | 447 | 189500 | 57500
[5 empty] | 19050057500 | 447 | 190500 | 57500
[5 empty] | 19150057500 | 447 | 191500 | 57500
[5 empty] | 19250057500 | 447 | 192500 | 57500
[5 empty] | 19350057500 | 447 | 193500 | 57500
[5 empty] | 19450057500 | 447 | 194500 | 57500
[5 empty] | 19550057500 | 447 | 195500 | 57500
[5 empty] | 19650057500 | 447 | 196500 | 57500
[5 empty] | 19750057500 | 447 | 197500 | 57500
[5 empty] | 19850057500 | 447 | 198500 | 57500
[5 empty] | 19950057500 | 447 | 199500 | 57500
[5 empty] | 20050057500 | 447 | 200500 | 57500
[5 empty] | 20150057500 | 447 | 201500 | 57500
[5 empty] | 20250057500 | 447 | 202500 | 57500
[5 empty] | 20350057500 | 447 | 203500 | 57500
[5 empty] | 20450057500 | 447 | 204500 | 57500
[5 empty] | 20550057500 | 447 | 205500 | 57500
[5 empty] | 20650057500 | 447 | 206500 | 57500
[5 empty] | 20750057500 | 447 | 207500 | 57500
[5 empty] | 20850057500 | 447 | 208500 | 57500
[5 empty] | 20950057500 | 447 | 209500 | 57500
[5 empty] | 21050057500 | 447 | 210500 | 57500
[5 empty] | 21150057500 | 447 | 211500 | 57500
[5 empty] | 21250057500 | 447 | 212500 | 57500
[5 empty] | 21350057500 | 447 | 213500 | 57500
[5 empty] | 21450057500 | 447 | 214500 | 57500
[5 empty] | 21550057500 | 447 | 215500 | 57500
[5 empty] | 21650057500 | 447 | 216500 | 57500
[5 empty] | 21750057500 | 447 | 217500 | 57500
[5 empty] | 21850057500 | 447 | 218500 | 57500
[5 empty] | 21950057500 | 447 | 219500 | 57500
[5 empty] | 22050057500 | 447 | 220500 | 57500
[5 empty] | 22150057500 | 447 | 221500 | 57500
[5 empty] | 22250057500 | 447 | 222500 | 57500
[5 empty] | 22350057500 | 447 | 223500 | 57500
[5 empty] | 22450057500 | 447 | 224500 | 57500
[5 empty] | 22550057500 | 447 | 225500 | 57500
[5 empty] | 22650057500 | 447 | 226500 | 57500
[5 empty] | 22750057500 | 447 | 227500 | 57500
[5 empty] | 22850057500 | 447 | 228500 | 57500
[5 empty] | 22950057500 | 447 | 229500 | 57500
[5 empty] | 23050057500 | 447 | 230500 | 57500
[5 empty] | 23150057500 | 447 | 231500 | 57500
[5 empty] | 23250057500 | 447 | 232500 | 57500
[5 empty] | 23350057500 | 447 | 233500 | 57500
[5 empty] | 23450057500 | 447 | 234500 | 57500
[5 empty] | 23550057500 | 447 | 235500 | 57500
[5 empty] | 23650057500 | 447 | 236500 | 57500
[5 empty] | 23750057500 | 447 | 237500 | 57500
[5 empty] | 23850057500 | 447 | 238500 | 57500
[5 empty] | 23950057500 | 447 | 239500 | 57500
[5 empty] | 24050057500 | 447 | 240500 | 57500
[5 empty] | 24150057500 | 447 | 241500 | 57500
[5 empty] | 24250057500 | 447 | 242500 | 57500
[5 empty] | 17650056500 | 447 | 176500 | 56500
[5 empty] | 17750056500 | 447 | 177500 | 56500
[5 empty] | 17850056500 | 447 | 178500 | 56500
[5 empty] | 17950056500 | 447 | 179500 | 56500
[5 empty] | 18050056500 | 447 | 180500 | 56500
[5 empty] | 18150056500 | 447 | 181500 | 56500
[5 empty] | 18250056500 | 447 | 182500 | 56500
[5 empty] | 18350056500 | 447 | 183500 | 56500
[5 empty] | 18450056500 | 447 | 184500 | 56500
[5 empty] | 18550056500 | 447 | 185500 | 56500
[5 empty] | 18650056500 | 447 | 186500 | 56500
[5 empty] | 18750056500 | 447 | 187500 | 56500
[5 empty] | 18850056500 | 447 | 188500 | 56500
[5 empty] | 18950056500 | 447 | 189500 | 56500
[5 empty] | 19050056500 | 447 | 190500 | 56500
[5 empty] | 19150056500 | 447 | 191500 | 56500
[5 empty] | 19250056500 | 447 | 192500 | 56500
[5 empty] | 19350056500 | 447 | 193500 | 56500
[5 empty] | 19450056500 | 447 | 194500 | 56500
[5 empty] | 19550056500 | 447 | 195500 | 56500
[5 empty] | 19650056500 | 447 | 196500 | 56500
[5 empty] | 19750056500 | 447 | 197500 | 56500
[5 empty] | 19850056500 | 447 | 198500 | 56500
[5 empty] | 19950056500 | 447 | 199500 | 56500
[5 empty] | 20050056500 | 447 | 200500 | 56500
[5 empty] | 20150056500 | 447 | 201500 | 56500
[5 empty] | 20250056500 | 447 | 202500 | 56500
[5 empty] | 20350056500 | 447 | 203500 | 56500
[5 empty] | 20450056500 | 447 | 204500 | 56500
[5 empty] | 20550056500 | 447 | 205500 | 56500
[5 empty] | 20650056500 | 447 | 206500 | 56500
[5 empty] | 20750056500 | 447 | 207500 | 56500
[5 empty] | 20850056500 | 447 | 208500 | 56500
[5 empty] | 20950056500 | 447 | 209500 | 56500
[5 empty] | 21050056500 | 447 | 210500 | 56500
[5 empty] | 21150056500 | 447 | 211500 | 56500
[5 empty] | 21250056500 | 447 | 212500 | 56500
[5 empty] | 21350056500 | 447 | 213500 | 56500
[5 empty] | 21450056500 | 447 | 214500 | 56500
[5 empty] | 21550056500 | 447 | 215500 | 56500
[5 empty] | 21650056500 | 447 | 216500 | 56500
[5 empty] | 21750056500 | 447 | 217500 | 56500
[5 empty] | 21850056500 | 447 | 218500 | 56500
[5 empty] | 21950056500 | 447 | 219500 | 56500
[5 empty] | 22050056500 | 447 | 220500 | 56500
[5 empty] | 22150056500 | 447 | 221500 | 56500
[5 empty] | 22250056500 | 447 | 222500 | 56500
[5 empty] | 22350056500 | 447 | 223500 | 56500
[5 empty] | 22450056500 | 447 | 224500 | 56500
[5 empty] | 22550056500 | 447 | 225500 | 56500
[5 empty] | 22650056500 | 447 | 226500 | 56500
[5 empty] | 22750056500 | 447 | 227500 | 56500
[5 empty] | 22850056500 | 447 | 228500 | 56500
[5 empty] | 22950056500 | 447 | 229500 | 56500
[5 empty] | 23050056500 | 447 | 230500 | 56500
[5 empty] | 23150056500 | 447 | 231500 | 56500
[5 empty] | 23250056500 | 447 | 232500 | 56500
[5 empty] | 23350056500 | 447 | 233500 | 56500
[5 empty] | 23450056500 | 447 | 234500 | 56500
[5 empty] | 23550056500 | 447 | 235500 | 56500
[5 empty] | 23650056500 | 447 | 236500 | 56500
[5 empty] | 23750056500 | 447 | 237500 | 56500
[5 empty] | 23850056500 | 447 | 238500 | 56500
[5 empty] | 23950056500 | 447 | 239500 | 56500
[5 empty] | 24050056500 | 447 | 240500 | 56500
[5 empty] | 24150056500 | 447 | 241500 | 56500
[5 empty] | 24250056500 | 447 | 242500 | 56500
[5 empty] | 24350056500 | 447 | 243500 | 56500
[5 empty] | 17550055500 | 447 | 175500 | 55500
[5 empty] | 17650055500 | 447 | 176500 | 55500
[5 empty] | 17750055500 | 447 | 177500 | 55500
[5 empty] | 17850055500 | 447 | 178500 | 55500
[5 empty] | 17950055500 | 447 | 179500 | 55500
[5 empty] | 18050055500 | 447 | 180500 | 55500
[5 empty] | 18150055500 | 447 | 181500 | 55500
[5 empty] | 18250055500 | 447 | 182500 | 55500
[5 empty] | 18350055500 | 447 | 183500 | 55500
[5 empty] | 18450055500 | 447 | 184500 | 55500
[5 empty] | 18550055500 | 447 | 185500 | 55500
[5 empty] | 18650055500 | 447 | 186500 | 55500
[5 empty] | 18750055500 | 447 | 187500 | 55500
[5 empty] | 18850055500 | 447 | 188500 | 55500
[5 empty] | 18950055500 | 447 | 189500 | 55500
[5 empty] | 19050055500 | 447 | 190500 | 55500
[5 empty] | 19150055500 | 447 | 191500 | 55500
[5 empty] | 19250055500 | 447 | 192500 | 55500
[5 empty] | 19350055500 | 447 | 193500 | 55500
[5 empty] | 19450055500 | 447 | 194500 | 55500
[5 empty] | 19550055500 | 447 | 195500 | 55500
[5 empty] | 19650055500 | 447 | 196500 | 55500
[5 empty] | 19750055500 | 447 | 197500 | 55500
[5 empty] | 19850055500 | 447 | 198500 | 55500
[5 empty] | 19950055500 | 447 | 199500 | 55500
[5 empty] | 20050055500 | 447 | 200500 | 55500
[5 empty] | 20150055500 | 447 | 201500 | 55500
[5 empty] | 20250055500 | 447 | 202500 | 55500
[5 empty] | 20350055500 | 447 | 203500 | 55500
[5 empty] | 20450055500 | 447 | 204500 | 55500
[5 empty] | 20550055500 | 447 | 205500 | 55500
[5 empty] | 20650055500 | 447 | 206500 | 55500
[5 empty] | 20750055500 | 447 | 207500 | 55500
[5 empty] | 20850055500 | 447 | 208500 | 55500
[5 empty] | 20950055500 | 447 | 209500 | 55500
[5 empty] | 21050055500 | 447 | 210500 | 55500
[5 empty] | 21150055500 | 447 | 211500 | 55500
[5 empty] | 21250055500 | 447 | 212500 | 55500
[5 empty] | 21350055500 | 447 | 213500 | 55500
[5 empty] | 21450055500 | 447 | 214500 | 55500
[5 empty] | 21550055500 | 447 | 215500 | 55500
[5 empty] | 21650055500 | 447 | 216500 | 55500
[5 empty] | 21750055500 | 447 | 217500 | 55500
[5 empty] | 21850055500 | 447 | 218500 | 55500
[5 empty] | 21950055500 | 447 | 219500 | 55500
[5 empty] | 22050055500 | 447 | 220500 | 55500
[5 empty] | 22150055500 | 447 | 221500 | 55500
[5 empty] | 22250055500 | 447 | 222500 | 55500
[5 empty] | 22350055500 | 447 | 223500 | 55500
[5 empty] | 22450055500 | 447 | 224500 | 55500
[5 empty] | 22550055500 | 447 | 225500 | 55500
[5 empty] | 22650055500 | 447 | 226500 | 55500
[5 empty] | 22750055500 | 447 | 227500 | 55500
[5 empty] | 22850055500 | 447 | 228500 | 55500
[5 empty] | 22950055500 | 447 | 229500 | 55500
[5 empty] | 23050055500 | 447 | 230500 | 55500
[5 empty] | 23150055500 | 447 | 231500 | 55500
[5 empty] | 23250055500 | 447 | 232500 | 55500
[5 empty] | 23350055500 | 447 | 233500 | 55500
[5 empty] | 23450055500 | 447 | 234500 | 55500
[5 empty] | 23550055500 | 447 | 235500 | 55500
[5 empty] | 23650055500 | 447 | 236500 | 55500
[5 empty] | 23750055500 | 447 | 237500 | 55500
[5 empty] | 23850055500 | 447 | 238500 | 55500
[5 empty] | 23950055500 | 447 | 239500 | 55500
[5 empty] | 24050055500 | 447 | 240500 | 55500
[5 empty] | 24150055500 | 447 | 241500 | 55500
[5 empty] | 24250055500 | 447 | 242500 | 55500
[5 empty] | 24350055500 | 447 | 243500 | 55500
[5 empty] | 17450054500 | 447 | 174500 | 54500
[5 empty] | 17550054500 | 447 | 175500 | 54500
[5 empty] | 17650054500 | 447 | 176500 | 54500
[5 empty] | 17750054500 | 447 | 177500 | 54500
[5 empty] | 17850054500 | 447 | 178500 | 54500
[5 empty] | 17950054500 | 447 | 179500 | 54500
[5 empty] | 18050054500 | 447 | 180500 | 54500
[5 empty] | 18150054500 | 447 | 181500 | 54500
[5 empty] | 18250054500 | 447 | 182500 | 54500
[5 empty] | 18350054500 | 447 | 183500 | 54500
[5 empty] | 18450054500 | 447 | 184500 | 54500
[5 empty] | 18550054500 | 447 | 185500 | 54500
[5 empty] | 18650054500 | 447 | 186500 | 54500
[5 empty] | 18750054500 | 447 | 187500 | 54500
[5 empty] | 18850054500 | 447 | 188500 | 54500
[5 empty] | 18950054500 | 447 | 189500 | 54500
[5 empty] | 19050054500 | 447 | 190500 | 54500
[5 empty] | 19150054500 | 447 | 191500 | 54500
[5 empty] | 19250054500 | 447 | 192500 | 54500
[5 empty] | 19350054500 | 447 | 193500 | 54500
[5 empty] | 19450054500 | 447 | 194500 | 54500
[5 empty] | 19550054500 | 447 | 195500 | 54500
[5 empty] | 19650054500 | 447 | 196500 | 54500
[5 empty] | 19750054500 | 447 | 197500 | 54500
[5 empty] | 19850054500 | 447 | 198500 | 54500
[5 empty] | 19950054500 | 447 | 199500 | 54500
[5 empty] | 20050054500 | 447 | 200500 | 54500
[5 empty] | 20150054500 | 447 | 201500 | 54500
[5 empty] | 20250054500 | 447 | 202500 | 54500
[5 empty] | 20350054500 | 447 | 203500 | 54500
[5 empty] | 20450054500 | 447 | 204500 | 54500
[5 empty] | 20550054500 | 447 | 205500 | 54500
[5 empty] | 20650054500 | 447 | 206500 | 54500
[5 empty] | 20750054500 | 447 | 207500 | 54500
[5 empty] | 20850054500 | 447 | 208500 | 54500
[5 empty] | 20950054500 | 447 | 209500 | 54500
[5 empty] | 21050054500 | 447 | 210500 | 54500
[5 empty] | 21150054500 | 447 | 211500 | 54500
[5 empty] | 21250054500 | 447 | 212500 | 54500
[5 empty] | 21350054500 | 447 | 213500 | 54500
[5 empty] | 21450054500 | 447 | 214500 | 54500
[5 empty] | 21550054500 | 447 | 215500 | 54500
[5 empty] | 21650054500 | 447 | 216500 | 54500
[5 empty] | 21750054500 | 447 | 217500 | 54500
[5 empty] | 21850054500 | 447 | 218500 | 54500
[5 empty] | 21950054500 | 447 | 219500 | 54500
[5 empty] | 22050054500 | 447 | 220500 | 54500
[5 empty] | 22150054500 | 447 | 221500 | 54500
[5 empty] | 22250054500 | 447 | 222500 | 54500
[5 empty] | 22350054500 | 447 | 223500 | 54500
[5 empty] | 22450054500 | 447 | 224500 | 54500
[5 empty] | 22550054500 | 447 | 225500 | 54500
[5 empty] | 22650054500 | 447 | 226500 | 54500
[5 empty] | 22750054500 | 447 | 227500 | 54500
[5 empty] | 22850054500 | 447 | 228500 | 54500
[5 empty] | 22950054500 | 447 | 229500 | 54500
[5 empty] | 23050054500 | 447 | 230500 | 54500
[5 empty] | 23150054500 | 447 | 231500 | 54500
[5 empty] | 23250054500 | 447 | 232500 | 54500
[5 empty] | 23350054500 | 447 | 233500 | 54500
[5 empty] | 23450054500 | 447 | 234500 | 54500
[5 empty] | 23550054500 | 447 | 235500 | 54500
[5 empty] | 23650054500 | 447 | 236500 | 54500
[5 empty] | 23750054500 | 447 | 237500 | 54500
[5 empty] | 23850054500 | 447 | 238500 | 54500
[5 empty] | 23950054500 | 447 | 239500 | 54500
[5 empty] | 24050054500 | 447 | 240500 | 54500
[5 empty] | 24150054500 | 447 | 241500 | 54500
[5 empty] | 24250054500 | 447 | 242500 | 54500
[5 empty] | 24350054500 | 447 | 243500 | 54500
[5 empty] | 17050053500 | 447 | 170500 | 53500
[5 empty] | 17350053500 | 447 | 173500 | 53500
[5 empty] | 17450053500 | 447 | 174500 | 53500
[5 empty] | 17550053500 | 447 | 175500 | 53500
[5 empty] | 17650053500 | 447 | 176500 | 53500
[5 empty] | 17750053500 | 447 | 177500 | 53500
[5 empty] | 17850053500 | 447 | 178500 | 53500
[5 empty] | 17950053500 | 447 | 179500 | 53500
[5 empty] | 18050053500 | 447 | 180500 | 53500
[5 empty] | 18150053500 | 447 | 181500 | 53500
[5 empty] | 18250053500 | 447 | 182500 | 53500
[5 empty] | 18350053500 | 447 | 183500 | 53500
[5 empty] | 18450053500 | 447 | 184500 | 53500
[5 empty] | 18550053500 | 447 | 185500 | 53500
[5 empty] | 18650053500 | 447 | 186500 | 53500
[5 empty] | 18750053500 | 447 | 187500 | 53500
[5 empty] | 18850053500 | 447 | 188500 | 53500
[5 empty] | 18950053500 | 447 | 189500 | 53500
[5 empty] | 19050053500 | 447 | 190500 | 53500
[5 empty] | 19150053500 | 447 | 191500 | 53500
[5 empty] | 19250053500 | 447 | 192500 | 53500
[5 empty] | 19350053500 | 447 | 193500 | 53500
[5 empty] | 19450053500 | 447 | 194500 | 53500
[5 empty] | 19550053500 | 447 | 195500 | 53500
[5 empty] | 19650053500 | 447 | 196500 | 53500
[5 empty] | 19750053500 | 447 | 197500 | 53500
[5 empty] | 19850053500 | 447 | 198500 | 53500
[5 empty] | 19950053500 | 447 | 199500 | 53500
[5 empty] | 20050053500 | 447 | 200500 | 53500
[5 empty] | 20150053500 | 447 | 201500 | 53500
[5 empty] | 20250053500 | 447 | 202500 | 53500
[5 empty] | 20350053500 | 447 | 203500 | 53500
[5 empty] | 20450053500 | 447 | 204500 | 53500
[5 empty] | 20550053500 | 447 | 205500 | 53500
[5 empty] | 20650053500 | 447 | 206500 | 53500
[5 empty] | 20750053500 | 447 | 207500 | 53500
[5 empty] | 20850053500 | 447 | 208500 | 53500
[5 empty] | 20950053500 | 447 | 209500 | 53500
[5 empty] | 21050053500 | 447 | 210500 | 53500
[5 empty] | 21150053500 | 447 | 211500 | 53500
[5 empty] | 21250053500 | 447 | 212500 | 53500
[5 empty] | 21350053500 | 447 | 213500 | 53500
[5 empty] | 21450053500 | 447 | 214500 | 53500
[5 empty] | 21550053500 | 447 | 215500 | 53500
[5 empty] | 21650053500 | 447 | 216500 | 53500
[5 empty] | 21750053500 | 447 | 217500 | 53500
[5 empty] | 21850053500 | 447 | 218500 | 53500
[5 empty] | 21950053500 | 447 | 219500 | 53500
[5 empty] | 22050053500 | 447 | 220500 | 53500
[5 empty] | 22150053500 | 447 | 221500 | 53500
[5 empty] | 22250053500 | 447 | 222500 | 53500
[5 empty] | 22350053500 | 447 | 223500 | 53500
[5 empty] | 22450053500 | 447 | 224500 | 53500
[5 empty] | 22550053500 | 447 | 225500 | 53500
[5 empty] | 22650053500 | 447 | 226500 | 53500
[5 empty] | 23050053500 | 447 | 230500 | 53500
[5 empty] | 23150053500 | 447 | 231500 | 53500
[5 empty] | 23250053500 | 447 | 232500 | 53500
[5 empty] | 23350053500 | 447 | 233500 | 53500
[5 empty] | 23450053500 | 447 | 234500 | 53500
[5 empty] | 23550053500 | 447 | 235500 | 53500
[5 empty] | 23650053500 | 447 | 236500 | 53500
[5 empty] | 23750053500 | 447 | 237500 | 53500
[5 empty] | 23850053500 | 447 | 238500 | 53500
[5 empty] | 23950053500 | 447 | 239500 | 53500
[5 empty] | 24050053500 | 447 | 240500 | 53500
[5 empty] | 24150053500 | 447 | 241500 | 53500
[5 empty] | 24250053500 | 447 | 242500 | 53500
[5 empty] | 24350053500 | 447 | 243500 | 53500
[5 empty] | 24450053500 | 447 | 244500 | 53500
[5 empty] | 24550053500 | 447 | 245500 | 53500
[5 empty] | 17250052500 | 447 | 172500 | 52500
[5 empty] | 17350052500 | 447 | 173500 | 52500
[5 empty] | 17450052500 | 447 | 174500 | 52500
[5 empty] | 17550052500 | 447 | 175500 | 52500
[5 empty] | 17650052500 | 447 | 176500 | 52500
[5 empty] | 17750052500 | 447 | 177500 | 52500
[5 empty] | 17850052500 | 447 | 178500 | 52500
[5 empty] | 17950052500 | 447 | 179500 | 52500
[5 empty] | 18050052500 | 447 | 180500 | 52500
[5 empty] | 18150052500 | 447 | 181500 | 52500
[5 empty] | 18250052500 | 447 | 182500 | 52500
[5 empty] | 18350052500 | 447 | 183500 | 52500
[5 empty] | 18450052500 | 447 | 184500 | 52500
[5 empty] | 18550052500 | 447 | 185500 | 52500
[5 empty] | 18650052500 | 447 | 186500 | 52500
[5 empty] | 18750052500 | 447 | 187500 | 52500
[5 empty] | 18850052500 | 447 | 188500 | 52500
[5 empty] | 18950052500 | 447 | 189500 | 52500
[5 empty] | 19050052500 | 447 | 190500 | 52500
[5 empty] | 19150052500 | 447 | 191500 | 52500
[5 empty] | 19250052500 | 447 | 192500 | 52500
[5 empty] | 19350052500 | 447 | 193500 | 52500
[5 empty] | 19450052500 | 447 | 194500 | 52500
[5 empty] | 19550052500 | 447 | 195500 | 52500
[5 empty] | 19650052500 | 447 | 196500 | 52500
[5 empty] | 19750052500 | 447 | 197500 | 52500
[5 empty] | 19850052500 | 447 | 198500 | 52500
[5 empty] | 19950052500 | 447 | 199500 | 52500
[5 empty] | 20050052500 | 447 | 200500 | 52500
[5 empty] | 20150052500 | 447 | 201500 | 52500
[5 empty] | 20250052500 | 447 | 202500 | 52500
[5 empty] | 20350052500 | 447 | 203500 | 52500
[5 empty] | 20450052500 | 447 | 204500 | 52500
[5 empty] | 20550052500 | 447 | 205500 | 52500
[5 empty] | 20650052500 | 447 | 206500 | 52500
[5 empty] | 20750052500 | 447 | 207500 | 52500
[5 empty] | 20850052500 | 447 | 208500 | 52500
[5 empty] | 20950052500 | 447 | 209500 | 52500
[5 empty] | 21050052500 | 447 | 210500 | 52500
[5 empty] | 21150052500 | 447 | 211500 | 52500
[5 empty] | 21250052500 | 447 | 212500 | 52500
[5 empty] | 21350052500 | 447 | 213500 | 52500
[5 empty] | 21450052500 | 447 | 214500 | 52500
[5 empty] | 21550052500 | 447 | 215500 | 52500
[5 empty] | 21650052500 | 447 | 216500 | 52500
[5 empty] | 21750052500 | 447 | 217500 | 52500
[5 empty] | 21850052500 | 447 | 218500 | 52500
[5 empty] | 21950052500 | 447 | 219500 | 52500
[5 empty] | 22050052500 | 447 | 220500 | 52500
[5 empty] | 22150052500 | 447 | 221500 | 52500
[5 empty] | 22250052500 | 447 | 222500 | 52500
[5 empty] | 22350052500 | 447 | 223500 | 52500
[5 empty] | 22450052500 | 447 | 224500 | 52500
[5 empty] | 22550052500 | 447 | 225500 | 52500
[5 empty] | 23850052500 | 447 | 238500 | 52500
[5 empty] | 23950052500 | 447 | 239500 | 52500
[5 empty] | 24050052500 | 447 | 240500 | 52500
[5 empty] | 24150052500 | 447 | 241500 | 52500
[5 empty] | 24250052500 | 447 | 242500 | 52500
[5 empty] | 24350052500 | 447 | 243500 | 52500
[5 empty] | 24450052500 | 447 | 244500 | 52500
[5 empty] | 24550052500 | 447 | 245500 | 52500
[5 empty] | 16950051500 | 447 | 169500 | 51500
[5 empty] | 17050051500 | 447 | 170500 | 51500
[5 empty] | 17150051500 | 447 | 171500 | 51500
[5 empty] | 17250051500 | 447 | 172500 | 51500
[5 empty] | 17350051500 | 447 | 173500 | 51500
[5 empty] | 17450051500 | 447 | 174500 | 51500
[5 empty] | 17550051500 | 447 | 175500 | 51500
[5 empty] | 17650051500 | 447 | 176500 | 51500
[5 empty] | 17750051500 | 447 | 177500 | 51500
[5 empty] | 17850051500 | 447 | 178500 | 51500
[5 empty] | 17950051500 | 447 | 179500 | 51500
[5 empty] | 18050051500 | 447 | 180500 | 51500
[5 empty] | 18150051500 | 447 | 181500 | 51500
[5 empty] | 18250051500 | 447 | 182500 | 51500
[5 empty] | 18350051500 | 447 | 183500 | 51500
[5 empty] | 18450051500 | 447 | 184500 | 51500
[5 empty] | 18550051500 | 447 | 185500 | 51500
[5 empty] | 18650051500 | 447 | 186500 | 51500
[5 empty] | 18750051500 | 447 | 187500 | 51500
[5 empty] | 18850051500 | 447 | 188500 | 51500
[5 empty] | 18950051500 | 447 | 189500 | 51500
[5 empty] | 19050051500 | 447 | 190500 | 51500
[5 empty] | 19150051500 | 447 | 191500 | 51500
[5 empty] | 19250051500 | 447 | 192500 | 51500
[5 empty] | 19350051500 | 447 | 193500 | 51500
[5 empty] | 19450051500 | 447 | 194500 | 51500
[5 empty] | 19550051500 | 447 | 195500 | 51500
[5 empty] | 19650051500 | 447 | 196500 | 51500
[5 empty] | 19750051500 | 447 | 197500 | 51500
[5 empty] | 19850051500 | 447 | 198500 | 51500
[5 empty] | 19950051500 | 447 | 199500 | 51500
[5 empty] | 20050051500 | 447 | 200500 | 51500
[5 empty] | 20150051500 | 447 | 201500 | 51500
[5 empty] | 20250051500 | 447 | 202500 | 51500
[5 empty] | 20350051500 | 447 | 203500 | 51500
[5 empty] | 20450051500 | 447 | 204500 | 51500
[5 empty] | 20550051500 | 447 | 205500 | 51500
[5 empty] | 20950051500 | 447 | 209500 | 51500
[5 empty] | 21050051500 | 447 | 210500 | 51500
[5 empty] | 21150051500 | 447 | 211500 | 51500
[5 empty] | 21250051500 | 447 | 212500 | 51500
[5 empty] | 21350051500 | 447 | 213500 | 51500
[5 empty] | 21450051500 | 447 | 214500 | 51500
[5 empty] | 21550051500 | 447 | 215500 | 51500
[5 empty] | 21650051500 | 447 | 216500 | 51500
[5 empty] | 21750051500 | 447 | 217500 | 51500
[5 empty] | 21850051500 | 447 | 218500 | 51500
[5 empty] | 21950051500 | 447 | 219500 | 51500
[5 empty] | 22050051500 | 447 | 220500 | 51500
[5 empty] | 22150051500 | 447 | 221500 | 51500
[5 empty] | 22250051500 | 447 | 222500 | 51500
[5 empty] | 22350051500 | 447 | 223500 | 51500
[5 empty] | 22450051500 | 447 | 224500 | 51500
[5 empty] | 22550051500 | 447 | 225500 | 51500
[5 empty] | 22650051500 | 447 | 226500 | 51500
[5 empty] | 23950051500 | 447 | 239500 | 51500
[5 empty] | 24050051500 | 447 | 240500 | 51500
[5 empty] | 24150051500 | 447 | 241500 | 51500
[5 empty] | 24250051500 | 447 | 242500 | 51500
[5 empty] | 24350051500 | 447 | 243500 | 51500
[5 empty] | 24450051500 | 447 | 244500 | 51500
[5 empty] | 24550051500 | 447 | 245500 | 51500
[5 empty] | 16950050500 | 447 | 169500 | 50500
[5 empty] | 17050050500 | 447 | 170500 | 50500
[5 empty] | 17150050500 | 447 | 171500 | 50500
[5 empty] | 17250050500 | 447 | 172500 | 50500
[5 empty] | 17350050500 | 447 | 173500 | 50500
[5 empty] | 17450050500 | 447 | 174500 | 50500
[5 empty] | 17550050500 | 447 | 175500 | 50500
[5 empty] | 17650050500 | 447 | 176500 | 50500
[5 empty] | 17750050500 | 447 | 177500 | 50500
[5 empty] | 17850050500 | 447 | 178500 | 50500
[5 empty] | 17950050500 | 447 | 179500 | 50500
[5 empty] | 18050050500 | 447 | 180500 | 50500
[5 empty] | 18150050500 | 447 | 181500 | 50500
[5 empty] | 18250050500 | 447 | 182500 | 50500
[5 empty] | 18350050500 | 447 | 183500 | 50500
[5 empty] | 18450050500 | 447 | 184500 | 50500
[5 empty] | 18550050500 | 447 | 185500 | 50500
[5 empty] | 18650050500 | 447 | 186500 | 50500
[5 empty] | 18750050500 | 447 | 187500 | 50500
[5 empty] | 18850050500 | 447 | 188500 | 50500
[5 empty] | 18950050500 | 447 | 189500 | 50500
[5 empty] | 19050050500 | 447 | 190500 | 50500
[5 empty] | 19150050500 | 447 | 191500 | 50500
[5 empty] | 19250050500 | 447 | 192500 | 50500
[5 empty] | 19350050500 | 447 | 193500 | 50500
[5 empty] | 19450050500 | 447 | 194500 | 50500
[5 empty] | 19550050500 | 447 | 195500 | 50500
[5 empty] | 19650050500 | 447 | 196500 | 50500
[5 empty] | 19750050500 | 447 | 197500 | 50500
[5 empty] | 19850050500 | 447 | 198500 | 50500
[5 empty] | 19950050500 | 447 | 199500 | 50500
[5 empty] | 20050050500 | 447 | 200500 | 50500
[5 empty] | 20150050500 | 447 | 201500 | 50500
[5 empty] | 20250050500 | 447 | 202500 | 50500
[5 empty] | 20350050500 | 447 | 203500 | 50500
[5 empty] | 20850050500 | 447 | 208500 | 50500
[5 empty] | 20950050500 | 447 | 209500 | 50500
[5 empty] | 21050050500 | 447 | 210500 | 50500
[5 empty] | 21150050500 | 447 | 211500 | 50500
[5 empty] | 21250050500 | 447 | 212500 | 50500
[5 empty] | 21350050500 | 447 | 213500 | 50500
[5 empty] | 21450050500 | 447 | 214500 | 50500
[5 empty] | 21550050500 | 447 | 215500 | 50500
[5 empty] | 21650050500 | 447 | 216500 | 50500
[5 empty] | 21750050500 | 447 | 217500 | 50500
[5 empty] | 21850050500 | 447 | 218500 | 50500
[5 empty] | 21950050500 | 447 | 219500 | 50500
[5 empty] | 22050050500 | 447 | 220500 | 50500
[5 empty] | 22150050500 | 447 | 221500 | 50500
[5 empty] | 22250050500 | 447 | 222500 | 50500
[5 empty] | 24050050500 | 447 | 240500 | 50500
[5 empty] | 24150050500 | 447 | 241500 | 50500
[5 empty] | 24250050500 | 447 | 242500 | 50500
[5 empty] | 24350050500 | 447 | 243500 | 50500
[5 empty] | 24450050500 | 447 | 244500 | 50500
[5 empty] | 16950049500 | 447 | 169500 | 49500
[5 empty] | 17050049500 | 447 | 170500 | 49500
[5 empty] | 17150049500 | 447 | 171500 | 49500
[5 empty] | 17250049500 | 447 | 172500 | 49500
[5 empty] | 17350049500 | 447 | 173500 | 49500
[5 empty] | 17450049500 | 447 | 174500 | 49500
[5 empty] | 17550049500 | 447 | 175500 | 49500
[5 empty] | 17650049500 | 447 | 176500 | 49500
[5 empty] | 17750049500 | 447 | 177500 | 49500
[5 empty] | 17850049500 | 447 | 178500 | 49500
[5 empty] | 17950049500 | 447 | 179500 | 49500
[5 empty] | 18050049500 | 447 | 180500 | 49500
[5 empty] | 18150049500 | 447 | 181500 | 49500
[5 empty] | 18250049500 | 447 | 182500 | 49500
[5 empty] | 18350049500 | 447 | 183500 | 49500
[5 empty] | 18450049500 | 447 | 184500 | 49500
[5 empty] | 18550049500 | 447 | 185500 | 49500
[5 empty] | 18650049500 | 447 | 186500 | 49500
[5 empty] | 18750049500 | 447 | 187500 | 49500
[5 empty] | 18850049500 | 447 | 188500 | 49500
[5 empty] | 18950049500 | 447 | 189500 | 49500
[5 empty] | 19050049500 | 447 | 190500 | 49500
[5 empty] | 19150049500 | 447 | 191500 | 49500
[5 empty] | 19250049500 | 447 | 192500 | 49500
[5 empty] | 19350049500 | 447 | 193500 | 49500
[5 empty] | 19450049500 | 447 | 194500 | 49500
[5 empty] | 19550049500 | 447 | 195500 | 49500
[5 empty] | 19650049500 | 447 | 196500 | 49500
[5 empty] | 19750049500 | 447 | 197500 | 49500
[5 empty] | 19850049500 | 447 | 198500 | 49500
[5 empty] | 19950049500 | 447 | 199500 | 49500
[5 empty] | 20050049500 | 447 | 200500 | 49500
[5 empty] | 20150049500 | 447 | 201500 | 49500
[5 empty] | 20250049500 | 447 | 202500 | 49500
[5 empty] | 20350049500 | 447 | 203500 | 49500
[5 empty] | 20950049500 | 447 | 209500 | 49500
[5 empty] | 21050049500 | 447 | 210500 | 49500
[5 empty] | 24150049500 | 447 | 241500 | 49500
[5 empty] | 24250049500 | 447 | 242500 | 49500
[5 empty] | 24350049500 | 447 | 243500 | 49500
[5 empty] | 24450049500 | 447 | 244500 | 49500
[5 empty] | 16850048500 | 447 | 168500 | 48500
[5 empty] | 16950048500 | 447 | 169500 | 48500
[5 empty] | 17050048500 | 447 | 170500 | 48500
[5 empty] | 17150048500 | 447 | 171500 | 48500
[5 empty] | 17250048500 | 447 | 172500 | 48500
[5 empty] | 17350048500 | 447 | 173500 | 48500
[5 empty] | 17450048500 | 447 | 174500 | 48500
[5 empty] | 17550048500 | 447 | 175500 | 48500
[5 empty] | 17650048500 | 447 | 176500 | 48500
[5 empty] | 17750048500 | 447 | 177500 | 48500
[5 empty] | 17850048500 | 447 | 178500 | 48500
[5 empty] | 17950048500 | 447 | 179500 | 48500
[5 empty] | 18050048500 | 447 | 180500 | 48500
[5 empty] | 18150048500 | 447 | 181500 | 48500
[5 empty] | 18250048500 | 447 | 182500 | 48500
[5 empty] | 18350048500 | 447 | 183500 | 48500
[5 empty] | 18450048500 | 447 | 184500 | 48500
[5 empty] | 18550048500 | 447 | 185500 | 48500
[5 empty] | 18650048500 | 447 | 186500 | 48500
[5 empty] | 18750048500 | 447 | 187500 | 48500
[5 empty] | 18850048500 | 447 | 188500 | 48500
[5 empty] | 18950048500 | 447 | 189500 | 48500
[5 empty] | 19050048500 | 447 | 190500 | 48500
[5 empty] | 19150048500 | 447 | 191500 | 48500
[5 empty] | 19250048500 | 447 | 192500 | 48500
[5 empty] | 19350048500 | 447 | 193500 | 48500
[5 empty] | 19450048500 | 447 | 194500 | 48500
[5 empty] | 19550048500 | 447 | 195500 | 48500
[5 empty] | 19650048500 | 447 | 196500 | 48500
[5 empty] | 19750048500 | 447 | 197500 | 48500
[5 empty] | 19850048500 | 447 | 198500 | 48500
[5 empty] | 19950048500 | 447 | 199500 | 48500
[5 empty] | 20050048500 | 447 | 200500 | 48500
[5 empty] | 20150048500 | 447 | 201500 | 48500
[5 empty] | 20250048500 | 447 | 202500 | 48500
[5 empty] | 20350048500 | 447 | 203500 | 48500
[5 empty] | 20450048500 | 447 | 204500 | 48500
[5 empty] | 24150048500 | 447 | 241500 | 48500
[5 empty] | 24250048500 | 447 | 242500 | 48500
[5 empty] | 24350048500 | 447 | 243500 | 48500
[5 empty] | 24450048500 | 447 | 244500 | 48500
[5 empty] | 16750047500 | 447 | 167500 | 47500
[5 empty] | 16850047500 | 447 | 168500 | 47500
[5 empty] | 16950047500 | 447 | 169500 | 47500
[5 empty] | 17050047500 | 447 | 170500 | 47500
[5 empty] | 17150047500 | 447 | 171500 | 47500
[5 empty] | 17250047500 | 447 | 172500 | 47500
[5 empty] | 17350047500 | 447 | 173500 | 47500
[5 empty] | 17450047500 | 447 | 174500 | 47500
[5 empty] | 17550047500 | 447 | 175500 | 47500
[5 empty] | 17650047500 | 447 | 176500 | 47500
[5 empty] | 17750047500 | 447 | 177500 | 47500
[5 empty] | 17850047500 | 447 | 178500 | 47500
[5 empty] | 17950047500 | 447 | 179500 | 47500
[5 empty] | 18050047500 | 447 | 180500 | 47500
[5 empty] | 18150047500 | 447 | 181500 | 47500
[5 empty] | 18250047500 | 447 | 182500 | 47500
[5 empty] | 18350047500 | 447 | 183500 | 47500
[5 empty] | 18450047500 | 447 | 184500 | 47500
[5 empty] | 18550047500 | 447 | 185500 | 47500
[5 empty] | 18650047500 | 447 | 186500 | 47500
[5 empty] | 18750047500 | 447 | 187500 | 47500
[5 empty] | 18850047500 | 447 | 188500 | 47500
[5 empty] | 18950047500 | 447 | 189500 | 47500
[5 empty] | 19050047500 | 447 | 190500 | 47500
[5 empty] | 19150047500 | 447 | 191500 | 47500
[5 empty] | 19250047500 | 447 | 192500 | 47500
[5 empty] | 19350047500 | 447 | 193500 | 47500
[5 empty] | 19450047500 | 447 | 194500 | 47500
[5 empty] | 19550047500 | 447 | 195500 | 47500
[5 empty] | 19650047500 | 447 | 196500 | 47500
[5 empty] | 19750047500 | 447 | 197500 | 47500
[5 empty] | 19850047500 | 447 | 198500 | 47500
[5 empty] | 19950047500 | 447 | 199500 | 47500
[5 empty] | 20050047500 | 447 | 200500 | 47500
[5 empty] | 20150047500 | 447 | 201500 | 47500
[5 empty] | 20250047500 | 447 | 202500 | 47500
[5 empty] | 20350047500 | 447 | 203500 | 47500
[5 empty] | 20450047500 | 447 | 204500 | 47500
[5 empty] | 16550046500 | 447 | 165500 | 46500
[5 empty] | 16650046500 | 447 | 166500 | 46500
[5 empty] | 16750046500 | 447 | 167500 | 46500
[5 empty] | 16850046500 | 447 | 168500 | 46500
[5 empty] | 16950046500 | 447 | 169500 | 46500
[5 empty] | 17050046500 | 447 | 170500 | 46500
[5 empty] | 17150046500 | 447 | 171500 | 46500
[5 empty] | 17250046500 | 447 | 172500 | 46500
[5 empty] | 17350046500 | 447 | 173500 | 46500
[5 empty] | 17450046500 | 447 | 174500 | 46500
[5 empty] | 17550046500 | 447 | 175500 | 46500
[5 empty] | 17650046500 | 447 | 176500 | 46500
[5 empty] | 17750046500 | 447 | 177500 | 46500
[5 empty] | 17850046500 | 447 | 178500 | 46500
[5 empty] | 17950046500 | 447 | 179500 | 46500
[5 empty] | 18050046500 | 447 | 180500 | 46500
[5 empty] | 18150046500 | 447 | 181500 | 46500
[5 empty] | 18250046500 | 447 | 182500 | 46500
[5 empty] | 18350046500 | 447 | 183500 | 46500
[5 empty] | 18450046500 | 447 | 184500 | 46500
[5 empty] | 18550046500 | 447 | 185500 | 46500
[5 empty] | 18650046500 | 447 | 186500 | 46500
[5 empty] | 18750046500 | 447 | 187500 | 46500
[5 empty] | 18850046500 | 447 | 188500 | 46500
[5 empty] | 18950046500 | 447 | 189500 | 46500
[5 empty] | 19050046500 | 447 | 190500 | 46500
[5 empty] | 19150046500 | 447 | 191500 | 46500
[5 empty] | 19250046500 | 447 | 192500 | 46500
[5 empty] | 19350046500 | 447 | 193500 | 46500
[5 empty] | 19450046500 | 447 | 194500 | 46500
[5 empty] | 19550046500 | 447 | 195500 | 46500
[5 empty] | 19650046500 | 447 | 196500 | 46500
[5 empty] | 19750046500 | 447 | 197500 | 46500
[5 empty] | 19850046500 | 447 | 198500 | 46500
[5 empty] | 19950046500 | 447 | 199500 | 46500
[5 empty] | 20050046500 | 447 | 200500 | 46500
[5 empty] | 20150046500 | 447 | 201500 | 46500
[5 empty] | 20250046500 | 447 | 202500 | 46500
[5 empty] | 16450045500 | 447 | 164500 | 45500
[5 empty] | 16550045500 | 447 | 165500 | 45500
[5 empty] | 16650045500 | 447 | 166500 | 45500
[5 empty] | 16750045500 | 447 | 167500 | 45500
[5 empty] | 16850045500 | 447 | 168500 | 45500
[5 empty] | 16950045500 | 447 | 169500 | 45500
[5 empty] | 17050045500 | 447 | 170500 | 45500
[5 empty] | 17150045500 | 447 | 171500 | 45500
[5 empty] | 17250045500 | 447 | 172500 | 45500
[5 empty] | 17350045500 | 447 | 173500 | 45500
[5 empty] | 17450045500 | 447 | 174500 | 45500
[5 empty] | 17550045500 | 447 | 175500 | 45500
[5 empty] | 17650045500 | 447 | 176500 | 45500
[5 empty] | 17750045500 | 447 | 177500 | 45500
[5 empty] | 17850045500 | 447 | 178500 | 45500
[5 empty] | 17950045500 | 447 | 179500 | 45500
[5 empty] | 18050045500 | 447 | 180500 | 45500
[5 empty] | 18150045500 | 447 | 181500 | 45500
[5 empty] | 18250045500 | 447 | 182500 | 45500
[5 empty] | 18350045500 | 447 | 183500 | 45500
[5 empty] | 18450045500 | 447 | 184500 | 45500
[5 empty] | 18550045500 | 447 | 185500 | 45500
[5 empty] | 18650045500 | 447 | 186500 | 45500
[5 empty] | 18750045500 | 447 | 187500 | 45500
[5 empty] | 18850045500 | 447 | 188500 | 45500
[5 empty] | 18950045500 | 447 | 189500 | 45500
[5 empty] | 19050045500 | 447 | 190500 | 45500
[5 empty] | 19150045500 | 447 | 191500 | 45500
[5 empty] | 19250045500 | 447 | 192500 | 45500
[5 empty] | 19350045500 | 447 | 193500 | 45500
[5 empty] | 19450045500 | 447 | 194500 | 45500
[5 empty] | 19550045500 | 447 | 195500 | 45500
[5 empty] | 19650045500 | 447 | 196500 | 45500
[5 empty] | 19750045500 | 447 | 197500 | 45500
[5 empty] | 19850045500 | 447 | 198500 | 45500
[5 empty] | 19950045500 | 447 | 199500 | 45500
[5 empty] | 20050045500 | 447 | 200500 | 45500
[5 empty] | 20150045500 | 447 | 201500 | 45500
[5 empty] | 20250045500 | 447 | 202500 | 45500
[5 empty] | 16350044500 | 447 | 163500 | 44500
[5 empty] | 16450044500 | 447 | 164500 | 44500
[5 empty] | 16550044500 | 447 | 165500 | 44500
[5 empty] | 16650044500 | 447 | 166500 | 44500
[5 empty] | 16750044500 | 447 | 167500 | 44500
[5 empty] | 16850044500 | 447 | 168500 | 44500
[5 empty] | 16950044500 | 447 | 169500 | 44500
[5 empty] | 17050044500 | 447 | 170500 | 44500
[5 empty] | 17150044500 | 447 | 171500 | 44500
[5 empty] | 17250044500 | 447 | 172500 | 44500
[5 empty] | 17350044500 | 447 | 173500 | 44500
[5 empty] | 17450044500 | 447 | 174500 | 44500
[5 empty] | 17550044500 | 447 | 175500 | 44500
[5 empty] | 17650044500 | 447 | 176500 | 44500
[5 empty] | 17750044500 | 447 | 177500 | 44500
[5 empty] | 17850044500 | 447 | 178500 | 44500
[5 empty] | 17950044500 | 447 | 179500 | 44500
[5 empty] | 18050044500 | 447 | 180500 | 44500
[5 empty] | 18150044500 | 447 | 181500 | 44500
[5 empty] | 18250044500 | 447 | 182500 | 44500
[5 empty] | 18350044500 | 447 | 183500 | 44500
[5 empty] | 18450044500 | 447 | 184500 | 44500
[5 empty] | 18550044500 | 447 | 185500 | 44500
[5 empty] | 18650044500 | 447 | 186500 | 44500
[5 empty] | 18750044500 | 447 | 187500 | 44500
[5 empty] | 18850044500 | 447 | 188500 | 44500
[5 empty] | 18950044500 | 447 | 189500 | 44500
[5 empty] | 19050044500 | 447 | 190500 | 44500
[5 empty] | 19150044500 | 447 | 191500 | 44500
[5 empty] | 19250044500 | 447 | 192500 | 44500
[5 empty] | 19350044500 | 447 | 193500 | 44500
[5 empty] | 19450044500 | 447 | 194500 | 44500
[5 empty] | 19550044500 | 447 | 195500 | 44500
[5 empty] | 19650044500 | 447 | 196500 | 44500
[5 empty] | 19750044500 | 447 | 197500 | 44500
[5 empty] | 19850044500 | 447 | 198500 | 44500
[5 empty] | 19950044500 | 447 | 199500 | 44500
[5 empty] | 20050044500 | 447 | 200500 | 44500
[5 empty] | 20150044500 | 447 | 201500 | 44500
[5 empty] | 15750043500 | 447 | 157500 | 43500
[5 empty] | 15850043500 | 447 | 158500 | 43500
[5 empty] | 15950043500 | 447 | 159500 | 43500
[5 empty] | 16050043500 | 447 | 160500 | 43500
[5 empty] | 16150043500 | 447 | 161500 | 43500
[5 empty] | 16250043500 | 447 | 162500 | 43500
[5 empty] | 16350043500 | 447 | 163500 | 43500
[5 empty] | 16450043500 | 447 | 164500 | 43500
[5 empty] | 16550043500 | 447 | 165500 | 43500
[5 empty] | 16650043500 | 447 | 166500 | 43500
[5 empty] | 16750043500 | 447 | 167500 | 43500
[5 empty] | 16850043500 | 447 | 168500 | 43500
[5 empty] | 16950043500 | 447 | 169500 | 43500
[5 empty] | 17050043500 | 447 | 170500 | 43500
[5 empty] | 17150043500 | 447 | 171500 | 43500
[5 empty] | 17250043500 | 447 | 172500 | 43500
[5 empty] | 17350043500 | 447 | 173500 | 43500
[5 empty] | 17450043500 | 447 | 174500 | 43500
[5 empty] | 17550043500 | 447 | 175500 | 43500
[5 empty] | 17650043500 | 447 | 176500 | 43500
[5 empty] | 17750043500 | 447 | 177500 | 43500
[5 empty] | 17850043500 | 447 | 178500 | 43500
[5 empty] | 17950043500 | 447 | 179500 | 43500
[5 empty] | 18050043500 | 447 | 180500 | 43500
[5 empty] | 18150043500 | 447 | 181500 | 43500
[5 empty] | 18250043500 | 447 | 182500 | 43500
[5 empty] | 18350043500 | 447 | 183500 | 43500
[5 empty] | 18450043500 | 447 | 184500 | 43500
[5 empty] | 18550043500 | 447 | 185500 | 43500
[5 empty] | 18650043500 | 447 | 186500 | 43500
[5 empty] | 18750043500 | 447 | 187500 | 43500
[5 empty] | 18850043500 | 447 | 188500 | 43500
[5 empty] | 18950043500 | 447 | 189500 | 43500
[5 empty] | 19050043500 | 447 | 190500 | 43500
[5 empty] | 19150043500 | 447 | 191500 | 43500
[5 empty] | 19250043500 | 447 | 192500 | 43500
[5 empty] | 19350043500 | 447 | 193500 | 43500
[5 empty] | 19450043500 | 447 | 194500 | 43500
[5 empty] | 19550043500 | 447 | 195500 | 43500
[5 empty] | 19650043500 | 447 | 196500 | 43500
[5 empty] | 19750043500 | 447 | 197500 | 43500
[5 empty] | 19850043500 | 447 | 198500 | 43500
[5 empty] | 19950043500 | 447 | 199500 | 43500
[5 empty] | 20050043500 | 447 | 200500 | 43500
[5 empty] | 20150043500 | 447 | 201500 | 43500
[5 empty] | 20250043500 | 447 | 202500 | 43500
[5 empty] | 15750042500 | 447 | 157500 | 42500
[5 empty] | 15850042500 | 447 | 158500 | 42500
[5 empty] | 15950042500 | 447 | 159500 | 42500
[5 empty] | 16050042500 | 447 | 160500 | 42500
[5 empty] | 16150042500 | 447 | 161500 | 42500
[5 empty] | 16250042500 | 447 | 162500 | 42500
[5 empty] | 16350042500 | 447 | 163500 | 42500
[5 empty] | 16450042500 | 447 | 164500 | 42500
[5 empty] | 16550042500 | 447 | 165500 | 42500
[5 empty] | 16650042500 | 447 | 166500 | 42500
[5 empty] | 16750042500 | 447 | 167500 | 42500
[5 empty] | 16850042500 | 447 | 168500 | 42500
[5 empty] | 16950042500 | 447 | 169500 | 42500
[5 empty] | 17050042500 | 447 | 170500 | 42500
[5 empty] | 17150042500 | 447 | 171500 | 42500
[5 empty] | 17250042500 | 447 | 172500 | 42500
[5 empty] | 17350042500 | 447 | 173500 | 42500
[5 empty] | 17450042500 | 447 | 174500 | 42500
[5 empty] | 17550042500 | 447 | 175500 | 42500
[5 empty] | 17650042500 | 447 | 176500 | 42500
[5 empty] | 17750042500 | 447 | 177500 | 42500
[5 empty] | 17850042500 | 447 | 178500 | 42500
[5 empty] | 17950042500 | 447 | 179500 | 42500
[5 empty] | 18050042500 | 447 | 180500 | 42500
[5 empty] | 18150042500 | 447 | 181500 | 42500
[5 empty] | 18250042500 | 447 | 182500 | 42500
[5 empty] | 18350042500 | 447 | 183500 | 42500
[5 empty] | 18450042500 | 447 | 184500 | 42500
[5 empty] | 18550042500 | 447 | 185500 | 42500
[5 empty] | 18650042500 | 447 | 186500 | 42500
[5 empty] | 18750042500 | 447 | 187500 | 42500
[5 empty] | 18850042500 | 447 | 188500 | 42500
[5 empty] | 18950042500 | 447 | 189500 | 42500
[5 empty] | 19050042500 | 447 | 190500 | 42500
[5 empty] | 19150042500 | 447 | 191500 | 42500
[5 empty] | 19250042500 | 447 | 192500 | 42500
[5 empty] | 19350042500 | 447 | 193500 | 42500
[5 empty] | 19450042500 | 447 | 194500 | 42500
[5 empty] | 19550042500 | 447 | 195500 | 42500
[5 empty] | 19650042500 | 447 | 196500 | 42500
[5 empty] | 19750042500 | 447 | 197500 | 42500
[5 empty] | 19850042500 | 447 | 198500 | 42500
[5 empty] | 19950042500 | 447 | 199500 | 42500
[5 empty] | 20050042500 | 447 | 200500 | 42500
[5 empty] | 20150042500 | 447 | 201500 | 42500
[5 empty] | 20250042500 | 447 | 202500 | 42500
[5 empty] | 14750041500 | 447 | 147500 | 41500
[5 empty] | 14850041500 | 447 | 148500 | 41500
[5 empty] | 14950041500 | 447 | 149500 | 41500
[5 empty] | 15050041500 | 447 | 150500 | 41500
[5 empty] | 15150041500 | 447 | 151500 | 41500
[5 empty] | 15250041500 | 447 | 152500 | 41500
[5 empty] | 15750041500 | 447 | 157500 | 41500
[5 empty] | 15850041500 | 447 | 158500 | 41500
[5 empty] | 15950041500 | 447 | 159500 | 41500
[5 empty] | 16050041500 | 447 | 160500 | 41500
[5 empty] | 16150041500 | 447 | 161500 | 41500
[5 empty] | 16250041500 | 447 | 162500 | 41500
[5 empty] | 16350041500 | 447 | 163500 | 41500
[5 empty] | 16450041500 | 447 | 164500 | 41500
[5 empty] | 16550041500 | 447 | 165500 | 41500
[5 empty] | 16650041500 | 447 | 166500 | 41500
[5 empty] | 16750041500 | 447 | 167500 | 41500
[5 empty] | 16850041500 | 447 | 168500 | 41500
[5 empty] | 16950041500 | 447 | 169500 | 41500
[5 empty] | 17050041500 | 447 | 170500 | 41500
[5 empty] | 17150041500 | 447 | 171500 | 41500
[5 empty] | 17250041500 | 447 | 172500 | 41500
[5 empty] | 17350041500 | 447 | 173500 | 41500
[5 empty] | 17450041500 | 447 | 174500 | 41500
[5 empty] | 17550041500 | 447 | 175500 | 41500
[5 empty] | 17650041500 | 447 | 176500 | 41500
[5 empty] | 17750041500 | 447 | 177500 | 41500
[5 empty] | 17850041500 | 447 | 178500 | 41500
[5 empty] | 17950041500 | 447 | 179500 | 41500
[5 empty] | 18050041500 | 447 | 180500 | 41500
[5 empty] | 18150041500 | 447 | 181500 | 41500
[5 empty] | 18250041500 | 447 | 182500 | 41500
[5 empty] | 18350041500 | 447 | 183500 | 41500
[5 empty] | 18450041500 | 447 | 184500 | 41500
[5 empty] | 18550041500 | 447 | 185500 | 41500
[5 empty] | 18650041500 | 447 | 186500 | 41500
[5 empty] | 18750041500 | 447 | 187500 | 41500
[5 empty] | 18850041500 | 447 | 188500 | 41500
[5 empty] | 18950041500 | 447 | 189500 | 41500
[5 empty] | 19050041500 | 447 | 190500 | 41500
[5 empty] | 19150041500 | 447 | 191500 | 41500
[5 empty] | 19250041500 | 447 | 192500 | 41500
[5 empty] | 19350041500 | 447 | 193500 | 41500
[5 empty] | 19450041500 | 447 | 194500 | 41500
[5 empty] | 19550041500 | 447 | 195500 | 41500
[5 empty] | 19650041500 | 447 | 196500 | 41500
[5 empty] | 19750041500 | 447 | 197500 | 41500
[5 empty] | 19850041500 | 447 | 198500 | 41500
[5 empty] | 19950041500 | 447 | 199500 | 41500
[5 empty] | 20050041500 | 447 | 200500 | 41500
[5 empty] | 20150041500 | 447 | 201500 | 41500
[5 empty] | 14650040500 | 447 | 146500 | 40500
[5 empty] | 14750040500 | 447 | 147500 | 40500
[5 empty] | 14850040500 | 447 | 148500 | 40500
[5 empty] | 14950040500 | 447 | 149500 | 40500
[5 empty] | 15050040500 | 447 | 150500 | 40500
[5 empty] | 15150040500 | 447 | 151500 | 40500
[5 empty] | 15250040500 | 447 | 152500 | 40500
[5 empty] | 15650040500 | 447 | 156500 | 40500
[5 empty] | 15750040500 | 447 | 157500 | 40500
[5 empty] | 15850040500 | 447 | 158500 | 40500
[5 empty] | 15950040500 | 447 | 159500 | 40500
[5 empty] | 16050040500 | 447 | 160500 | 40500
[5 empty] | 16150040500 | 447 | 161500 | 40500
[5 empty] | 16250040500 | 447 | 162500 | 40500
[5 empty] | 16350040500 | 447 | 163500 | 40500
[5 empty] | 16450040500 | 447 | 164500 | 40500
[5 empty] | 16550040500 | 447 | 165500 | 40500
[5 empty] | 16650040500 | 447 | 166500 | 40500
[5 empty] | 16750040500 | 447 | 167500 | 40500
[5 empty] | 16850040500 | 447 | 168500 | 40500
[5 empty] | 16950040500 | 447 | 169500 | 40500
[5 empty] | 17050040500 | 447 | 170500 | 40500
[5 empty] | 17150040500 | 447 | 171500 | 40500
[5 empty] | 17250040500 | 447 | 172500 | 40500
[5 empty] | 17350040500 | 447 | 173500 | 40500
[5 empty] | 17450040500 | 447 | 174500 | 40500
[5 empty] | 17550040500 | 447 | 175500 | 40500
[5 empty] | 17650040500 | 447 | 176500 | 40500
[5 empty] | 17750040500 | 447 | 177500 | 40500
[5 empty] | 17850040500 | 447 | 178500 | 40500
[5 empty] | 17950040500 | 447 | 179500 | 40500
[5 empty] | 18050040500 | 447 | 180500 | 40500
[5 empty] | 18150040500 | 447 | 181500 | 40500
[5 empty] | 18250040500 | 447 | 182500 | 40500
[5 empty] | 18350040500 | 447 | 183500 | 40500
[5 empty] | 18450040500 | 447 | 184500 | 40500
[5 empty] | 18550040500 | 447 | 185500 | 40500
[5 empty] | 18650040500 | 447 | 186500 | 40500
[5 empty] | 18750040500 | 447 | 187500 | 40500
[5 empty] | 18850040500 | 447 | 188500 | 40500
[5 empty] | 18950040500 | 447 | 189500 | 40500
[5 empty] | 19050040500 | 447 | 190500 | 40500
[5 empty] | 19150040500 | 447 | 191500 | 40500
[5 empty] | 19250040500 | 447 | 192500 | 40500
[5 empty] | 19350040500 | 447 | 193500 | 40500
[5 empty] | 19450040500 | 447 | 194500 | 40500
[5 empty] | 19550040500 | 447 | 195500 | 40500
[5 empty] | 19750040500 | 447 | 197500 | 40500
[5 empty] | 19850040500 | 447 | 198500 | 40500
[5 empty] | 19950040500 | 447 | 199500 | 40500
[5 empty] | 20050040500 | 447 | 200500 | 40500
[5 empty] | 20150040500 | 447 | 201500 | 40500
[5 empty] | 14450039500 | 447 | 144500 | 39500
[5 empty] | 14550039500 | 447 | 145500 | 39500
[5 empty] | 14650039500 | 447 | 146500 | 39500
[5 empty] | 14750039500 | 447 | 147500 | 39500
[5 empty] | 14850039500 | 447 | 148500 | 39500
[5 empty] | 14950039500 | 447 | 149500 | 39500
[5 empty] | 15050039500 | 447 | 150500 | 39500
[5 empty] | 15150039500 | 447 | 151500 | 39500
[5 empty] | 15250039500 | 447 | 152500 | 39500
[5 empty] | 15550039500 | 447 | 155500 | 39500
[5 empty] | 15650039500 | 447 | 156500 | 39500
[5 empty] | 15750039500 | 447 | 157500 | 39500
[5 empty] | 15850039500 | 447 | 158500 | 39500
[5 empty] | 15950039500 | 447 | 159500 | 39500
[5 empty] | 16050039500 | 447 | 160500 | 39500
[5 empty] | 16150039500 | 447 | 161500 | 39500
[5 empty] | 16250039500 | 447 | 162500 | 39500
[5 empty] | 16350039500 | 447 | 163500 | 39500
[5 empty] | 16450039500 | 447 | 164500 | 39500
[5 empty] | 16550039500 | 447 | 165500 | 39500
[5 empty] | 16650039500 | 447 | 166500 | 39500
[5 empty] | 16750039500 | 447 | 167500 | 39500
[5 empty] | 16850039500 | 447 | 168500 | 39500
[5 empty] | 16950039500 | 447 | 169500 | 39500
[5 empty] | 17050039500 | 447 | 170500 | 39500
[5 empty] | 17150039500 | 447 | 171500 | 39500
[5 empty] | 17250039500 | 447 | 172500 | 39500
[5 empty] | 17350039500 | 447 | 173500 | 39500
[5 empty] | 17450039500 | 447 | 174500 | 39500
[5 empty] | 17550039500 | 447 | 175500 | 39500
[5 empty] | 17650039500 | 447 | 176500 | 39500
[5 empty] | 17750039500 | 447 | 177500 | 39500
[5 empty] | 17850039500 | 447 | 178500 | 39500
[5 empty] | 17950039500 | 447 | 179500 | 39500
[5 empty] | 18050039500 | 447 | 180500 | 39500
[5 empty] | 18150039500 | 447 | 181500 | 39500
[5 empty] | 18250039500 | 447 | 182500 | 39500
[5 empty] | 18350039500 | 447 | 183500 | 39500
[5 empty] | 18450039500 | 447 | 184500 | 39500
[5 empty] | 18550039500 | 447 | 185500 | 39500
[5 empty] | 18650039500 | 447 | 186500 | 39500
[5 empty] | 18750039500 | 447 | 187500 | 39500
[5 empty] | 18850039500 | 447 | 188500 | 39500
[5 empty] | 18950039500 | 447 | 189500 | 39500
[5 empty] | 19050039500 | 447 | 190500 | 39500
[5 empty] | 19150039500 | 447 | 191500 | 39500
[5 empty] | 19250039500 | 447 | 192500 | 39500
[5 empty] | 19350039500 | 447 | 193500 | 39500
[5 empty] | 19450039500 | 447 | 194500 | 39500
[5 empty] | 19950039500 | 447 | 199500 | 39500
[5 empty] | 20050039500 | 447 | 200500 | 39500
[5 empty] | 14250038500 | 447 | 142500 | 38500
[5 empty] | 14350038500 | 447 | 143500 | 38500
[5 empty] | 14450038500 | 447 | 144500 | 38500
[5 empty] | 14550038500 | 447 | 145500 | 38500
[5 empty] | 14650038500 | 447 | 146500 | 38500
[5 empty] | 14750038500 | 447 | 147500 | 38500
[5 empty] | 14850038500 | 447 | 148500 | 38500
[5 empty] | 14950038500 | 447 | 149500 | 38500
[5 empty] | 15050038500 | 447 | 150500 | 38500
[5 empty] | 15150038500 | 447 | 151500 | 38500
[5 empty] | 15250038500 | 447 | 152500 | 38500
[5 empty] | 15350038500 | 447 | 153500 | 38500
[5 empty] | 15450038500 | 447 | 154500 | 38500
[5 empty] | 15550038500 | 447 | 155500 | 38500
[5 empty] | 15650038500 | 447 | 156500 | 38500
[5 empty] | 15750038500 | 447 | 157500 | 38500
[5 empty] | 15850038500 | 447 | 158500 | 38500
[5 empty] | 15950038500 | 447 | 159500 | 38500
[5 empty] | 16050038500 | 447 | 160500 | 38500
[5 empty] | 16150038500 | 447 | 161500 | 38500
[5 empty] | 16250038500 | 447 | 162500 | 38500
[5 empty] | 16350038500 | 447 | 163500 | 38500
[5 empty] | 16450038500 | 447 | 164500 | 38500
[5 empty] | 16550038500 | 447 | 165500 | 38500
[5 empty] | 16650038500 | 447 | 166500 | 38500
[5 empty] | 16750038500 | 447 | 167500 | 38500
[5 empty] | 16850038500 | 447 | 168500 | 38500
[5 empty] | 16950038500 | 447 | 169500 | 38500
[5 empty] | 17050038500 | 447 | 170500 | 38500
[5 empty] | 17150038500 | 447 | 171500 | 38500
[5 empty] | 17250038500 | 447 | 172500 | 38500
[5 empty] | 17350038500 | 447 | 173500 | 38500
[5 empty] | 17450038500 | 447 | 174500 | 38500
[5 empty] | 17550038500 | 447 | 175500 | 38500
[5 empty] | 17650038500 | 447 | 176500 | 38500
[5 empty] | 17750038500 | 447 | 177500 | 38500
[5 empty] | 17850038500 | 447 | 178500 | 38500
[5 empty] | 17950038500 | 447 | 179500 | 38500
[5 empty] | 18050038500 | 447 | 180500 | 38500
[5 empty] | 18150038500 | 447 | 181500 | 38500
[5 empty] | 18250038500 | 447 | 182500 | 38500
[5 empty] | 18350038500 | 447 | 183500 | 38500
[5 empty] | 18450038500 | 447 | 184500 | 38500
[5 empty] | 18550038500 | 447 | 185500 | 38500
[5 empty] | 18650038500 | 447 | 186500 | 38500
[5 empty] | 18750038500 | 447 | 187500 | 38500
[5 empty] | 18850038500 | 447 | 188500 | 38500
[5 empty] | 18950038500 | 447 | 189500 | 38500
[5 empty] | 19050038500 | 447 | 190500 | 38500
[5 empty] | 19150038500 | 447 | 191500 | 38500
[5 empty] | 19250038500 | 447 | 192500 | 38500
[5 empty] | 19350038500 | 447 | 193500 | 38500
[5 empty] | 14150037500 | 447 | 141500 | 37500
[5 empty] | 14250037500 | 447 | 142500 | 37500
[5 empty] | 14350037500 | 447 | 143500 | 37500
[5 empty] | 14450037500 | 447 | 144500 | 37500
[5 empty] | 14550037500 | 447 | 145500 | 37500
[5 empty] | 14650037500 | 447 | 146500 | 37500
[5 empty] | 14750037500 | 447 | 147500 | 37500
[5 empty] | 14850037500 | 447 | 148500 | 37500
[5 empty] | 14950037500 | 447 | 149500 | 37500
[5 empty] | 15050037500 | 447 | 150500 | 37500
[5 empty] | 15150037500 | 447 | 151500 | 37500
[5 empty] | 15250037500 | 447 | 152500 | 37500
[5 empty] | 15350037500 | 447 | 153500 | 37500
[5 empty] | 15450037500 | 447 | 154500 | 37500
[5 empty] | 15550037500 | 447 | 155500 | 37500
[5 empty] | 15650037500 | 447 | 156500 | 37500
[5 empty] | 15750037500 | 447 | 157500 | 37500
[5 empty] | 15850037500 | 447 | 158500 | 37500
[5 empty] | 15950037500 | 447 | 159500 | 37500
[5 empty] | 16050037500 | 447 | 160500 | 37500
[5 empty] | 16150037500 | 447 | 161500 | 37500
[5 empty] | 16250037500 | 447 | 162500 | 37500
[5 empty] | 16350037500 | 447 | 163500 | 37500
[5 empty] | 16450037500 | 447 | 164500 | 37500
[5 empty] | 16550037500 | 447 | 165500 | 37500
[5 empty] | 16650037500 | 447 | 166500 | 37500
[5 empty] | 16750037500 | 447 | 167500 | 37500
[5 empty] | 16850037500 | 447 | 168500 | 37500
[5 empty] | 16950037500 | 447 | 169500 | 37500
[5 empty] | 17050037500 | 447 | 170500 | 37500
[5 empty] | 17150037500 | 447 | 171500 | 37500
[5 empty] | 17250037500 | 447 | 172500 | 37500
[5 empty] | 17350037500 | 447 | 173500 | 37500
[5 empty] | 17450037500 | 447 | 174500 | 37500
[5 empty] | 17550037500 | 447 | 175500 | 37500
[5 empty] | 17650037500 | 447 | 176500 | 37500
[5 empty] | 17750037500 | 447 | 177500 | 37500
[5 empty] | 17850037500 | 447 | 178500 | 37500
[5 empty] | 17950037500 | 447 | 179500 | 37500
[5 empty] | 18050037500 | 447 | 180500 | 37500
[5 empty] | 18150037500 | 447 | 181500 | 37500
[5 empty] | 18250037500 | 447 | 182500 | 37500
[5 empty] | 18350037500 | 447 | 183500 | 37500
[5 empty] | 18450037500 | 447 | 184500 | 37500
[5 empty] | 18550037500 | 447 | 185500 | 37500
[5 empty] | 18650037500 | 447 | 186500 | 37500
[5 empty] | 18750037500 | 447 | 187500 | 37500
[5 empty] | 18850037500 | 447 | 188500 | 37500
[5 empty] | 18950037500 | 447 | 189500 | 37500
[5 empty] | 19150037500 | 447 | 191500 | 37500
[5 empty] | 19250037500 | 447 | 192500 | 37500
[5 empty] | 13750036500 | 447 | 137500 | 36500
[5 empty] | 13850036500 | 447 | 138500 | 36500
[5 empty] | 13950036500 | 447 | 139500 | 36500
[5 empty] | 14050036500 | 447 | 140500 | 36500
[5 empty] | 14150036500 | 447 | 141500 | 36500
[5 empty] | 14250036500 | 447 | 142500 | 36500
[5 empty] | 14350036500 | 447 | 143500 | 36500
[5 empty] | 14450036500 | 447 | 144500 | 36500
[5 empty] | 14550036500 | 447 | 145500 | 36500
[5 empty] | 14650036500 | 447 | 146500 | 36500
[5 empty] | 14750036500 | 447 | 147500 | 36500
[5 empty] | 14850036500 | 447 | 148500 | 36500
[5 empty] | 14950036500 | 447 | 149500 | 36500
[5 empty] | 15050036500 | 447 | 150500 | 36500
[5 empty] | 15150036500 | 447 | 151500 | 36500
[5 empty] | 15250036500 | 447 | 152500 | 36500
[5 empty] | 15350036500 | 447 | 153500 | 36500
[5 empty] | 15450036500 | 447 | 154500 | 36500
[5 empty] | 15550036500 | 447 | 155500 | 36500
[5 empty] | 15650036500 | 447 | 156500 | 36500
[5 empty] | 15750036500 | 447 | 157500 | 36500
[5 empty] | 15850036500 | 447 | 158500 | 36500
[5 empty] | 15950036500 | 447 | 159500 | 36500
[5 empty] | 16050036500 | 447 | 160500 | 36500
[5 empty] | 16150036500 | 447 | 161500 | 36500
[5 empty] | 16250036500 | 447 | 162500 | 36500
[5 empty] | 16350036500 | 447 | 163500 | 36500
[5 empty] | 16450036500 | 447 | 164500 | 36500
[5 empty] | 16550036500 | 447 | 165500 | 36500
[5 empty] | 16650036500 | 447 | 166500 | 36500
[5 empty] | 16750036500 | 447 | 167500 | 36500
[5 empty] | 16850036500 | 447 | 168500 | 36500
[5 empty] | 16950036500 | 447 | 169500 | 36500
[5 empty] | 17050036500 | 447 | 170500 | 36500
[5 empty] | 17150036500 | 447 | 171500 | 36500
[5 empty] | 17250036500 | 447 | 172500 | 36500
[5 empty] | 17350036500 | 447 | 173500 | 36500
[5 empty] | 17450036500 | 447 | 174500 | 36500
[5 empty] | 17550036500 | 447 | 175500 | 36500
[5 empty] | 17650036500 | 447 | 176500 | 36500
[5 empty] | 17750036500 | 447 | 177500 | 36500
[5 empty] | 17850036500 | 447 | 178500 | 36500
[5 empty] | 17950036500 | 447 | 179500 | 36500
[5 empty] | 18050036500 | 447 | 180500 | 36500
[5 empty] | 18150036500 | 447 | 181500 | 36500
[5 empty] | 18250036500 | 447 | 182500 | 36500
[5 empty] | 18350036500 | 447 | 183500 | 36500
[5 empty] | 18450036500 | 447 | 184500 | 36500
[5 empty] | 18550036500 | 447 | 185500 | 36500
[5 empty] | 18650036500 | 447 | 186500 | 36500
[5 empty] | 18750036500 | 447 | 187500 | 36500
[5 empty] | 18850036500 | 447 | 188500 | 36500
[5 empty] | 19150036500 | 447 | 191500 | 36500
[5 empty] | 19250036500 | 447 | 192500 | 36500
[5 empty] | 13750035500 | 447 | 137500 | 35500
[5 empty] | 13850035500 | 447 | 138500 | 35500
[5 empty] | 13950035500 | 447 | 139500 | 35500
[5 empty] | 14050035500 | 447 | 140500 | 35500
[5 empty] | 14150035500 | 447 | 141500 | 35500
[5 empty] | 14250035500 | 447 | 142500 | 35500
[5 empty] | 14350035500 | 447 | 143500 | 35500
[5 empty] | 14450035500 | 447 | 144500 | 35500
[5 empty] | 14550035500 | 447 | 145500 | 35500
[5 empty] | 14650035500 | 447 | 146500 | 35500
[5 empty] | 14750035500 | 447 | 147500 | 35500
[5 empty] | 14850035500 | 447 | 148500 | 35500
[5 empty] | 14950035500 | 447 | 149500 | 35500
[5 empty] | 15050035500 | 447 | 150500 | 35500
[5 empty] | 15150035500 | 447 | 151500 | 35500
[5 empty] | 15250035500 | 447 | 152500 | 35500
[5 empty] | 15350035500 | 447 | 153500 | 35500
[5 empty] | 15450035500 | 447 | 154500 | 35500
[5 empty] | 15550035500 | 447 | 155500 | 35500
[5 empty] | 15650035500 | 447 | 156500 | 35500
[5 empty] | 15750035500 | 447 | 157500 | 35500
[5 empty] | 15850035500 | 447 | 158500 | 35500
[5 empty] | 15950035500 | 447 | 159500 | 35500
[5 empty] | 16050035500 | 447 | 160500 | 35500
[5 empty] | 16150035500 | 447 | 161500 | 35500
[5 empty] | 16250035500 | 447 | 162500 | 35500
[5 empty] | 16350035500 | 447 | 163500 | 35500
[5 empty] | 16450035500 | 447 | 164500 | 35500
[5 empty] | 16550035500 | 447 | 165500 | 35500
[5 empty] | 16650035500 | 447 | 166500 | 35500
[5 empty] | 16750035500 | 447 | 167500 | 35500
[5 empty] | 16850035500 | 447 | 168500 | 35500
[5 empty] | 16950035500 | 447 | 169500 | 35500
[5 empty] | 17050035500 | 447 | 170500 | 35500
[5 empty] | 17150035500 | 447 | 171500 | 35500
[5 empty] | 17250035500 | 447 | 172500 | 35500
[5 empty] | 17350035500 | 447 | 173500 | 35500
[5 empty] | 17450035500 | 447 | 174500 | 35500
[5 empty] | 17550035500 | 447 | 175500 | 35500
[5 empty] | 17650035500 | 447 | 176500 | 35500
[5 empty] | 17750035500 | 447 | 177500 | 35500
[5 empty] | 17850035500 | 447 | 178500 | 35500
[5 empty] | 17950035500 | 447 | 179500 | 35500
[5 empty] | 18050035500 | 447 | 180500 | 35500
[5 empty] | 18150035500 | 447 | 181500 | 35500
[5 empty] | 18250035500 | 447 | 182500 | 35500
[5 empty] | 18350035500 | 447 | 183500 | 35500
[5 empty] | 18450035500 | 447 | 184500 | 35500
[5 empty] | 18550035500 | 447 | 185500 | 35500
[5 empty] | 18650035500 | 447 | 186500 | 35500
[5 empty] | 18750035500 | 447 | 187500 | 35500
[5 empty] | 18850035500 | 447 | 188500 | 35500
[5 empty] | 13650034500 | 447 | 136500 | 34500
[5 empty] | 13750034500 | 447 | 137500 | 34500
[5 empty] | 13850034500 | 447 | 138500 | 34500
[5 empty] | 13950034500 | 447 | 139500 | 34500
[5 empty] | 14050034500 | 447 | 140500 | 34500
[5 empty] | 14150034500 | 447 | 141500 | 34500
[5 empty] | 14250034500 | 447 | 142500 | 34500
[5 empty] | 14350034500 | 447 | 143500 | 34500
[5 empty] | 14450034500 | 447 | 144500 | 34500
[5 empty] | 14550034500 | 447 | 145500 | 34500
[5 empty] | 14650034500 | 447 | 146500 | 34500
[5 empty] | 14750034500 | 447 | 147500 | 34500
[5 empty] | 14850034500 | 447 | 148500 | 34500
[5 empty] | 14950034500 | 447 | 149500 | 34500
[5 empty] | 15050034500 | 447 | 150500 | 34500
[5 empty] | 15150034500 | 447 | 151500 | 34500
[5 empty] | 15250034500 | 447 | 152500 | 34500
[5 empty] | 15350034500 | 447 | 153500 | 34500
[5 empty] | 15450034500 | 447 | 154500 | 34500
[5 empty] | 15550034500 | 447 | 155500 | 34500
[5 empty] | 15650034500 | 447 | 156500 | 34500
[5 empty] | 15750034500 | 447 | 157500 | 34500
[5 empty] | 15850034500 | 447 | 158500 | 34500
[5 empty] | 15950034500 | 447 | 159500 | 34500
[5 empty] | 16050034500 | 447 | 160500 | 34500
[5 empty] | 16150034500 | 447 | 161500 | 34500
[5 empty] | 16250034500 | 447 | 162500 | 34500
[5 empty] | 16350034500 | 447 | 163500 | 34500
[5 empty] | 16450034500 | 447 | 164500 | 34500
[5 empty] | 16550034500 | 447 | 165500 | 34500
[5 empty] | 16650034500 | 447 | 166500 | 34500
[5 empty] | 16750034500 | 447 | 167500 | 34500
[5 empty] | 16850034500 | 447 | 168500 | 34500
[5 empty] | 16950034500 | 447 | 169500 | 34500
[5 empty] | 17050034500 | 447 | 170500 | 34500
[5 empty] | 17150034500 | 447 | 171500 | 34500
[5 empty] | 17250034500 | 447 | 172500 | 34500
[5 empty] | 17350034500 | 447 | 173500 | 34500
[5 empty] | 17450034500 | 447 | 174500 | 34500
[5 empty] | 17550034500 | 447 | 175500 | 34500
[5 empty] | 17650034500 | 447 | 176500 | 34500
[5 empty] | 17750034500 | 447 | 177500 | 34500
[5 empty] | 17850034500 | 447 | 178500 | 34500
[5 empty] | 17950034500 | 447 | 179500 | 34500
[5 empty] | 18050034500 | 447 | 180500 | 34500
[5 empty] | 18150034500 | 447 | 181500 | 34500
[5 empty] | 18250034500 | 447 | 182500 | 34500
[5 empty] | 18450034500 | 447 | 184500 | 34500
[5 empty] | 18550034500 | 447 | 185500 | 34500
[5 empty] | 18650034500 | 447 | 186500 | 34500
[5 empty] | 18750034500 | 447 | 187500 | 34500
[5 empty] | 13650033500 | 447 | 136500 | 33500
[5 empty] | 13750033500 | 447 | 137500 | 33500
[5 empty] | 13850033500 | 447 | 138500 | 33500
[5 empty] | 13950033500 | 447 | 139500 | 33500
[5 empty] | 14050033500 | 447 | 140500 | 33500
[5 empty] | 14150033500 | 447 | 141500 | 33500
[5 empty] | 14250033500 | 447 | 142500 | 33500
[5 empty] | 14350033500 | 447 | 143500 | 33500
[5 empty] | 14450033500 | 447 | 144500 | 33500
[5 empty] | 14550033500 | 447 | 145500 | 33500
[5 empty] | 14650033500 | 447 | 146500 | 33500
[5 empty] | 14750033500 | 447 | 147500 | 33500
[5 empty] | 14850033500 | 447 | 148500 | 33500
[5 empty] | 14950033500 | 447 | 149500 | 33500
[5 empty] | 15050033500 | 447 | 150500 | 33500
[5 empty] | 15150033500 | 447 | 151500 | 33500
[5 empty] | 15250033500 | 447 | 152500 | 33500
[5 empty] | 15350033500 | 447 | 153500 | 33500
[5 empty] | 15450033500 | 447 | 154500 | 33500
[5 empty] | 15550033500 | 447 | 155500 | 33500
[5 empty] | 15650033500 | 447 | 156500 | 33500
[5 empty] | 15750033500 | 447 | 157500 | 33500
[5 empty] | 15850033500 | 447 | 158500 | 33500
[5 empty] | 15950033500 | 447 | 159500 | 33500
[5 empty] | 16050033500 | 447 | 160500 | 33500
[5 empty] | 16150033500 | 447 | 161500 | 33500
[5 empty] | 16250033500 | 447 | 162500 | 33500
[5 empty] | 16350033500 | 447 | 163500 | 33500
[5 empty] | 16450033500 | 447 | 164500 | 33500
[5 empty] | 16550033500 | 447 | 165500 | 33500
[5 empty] | 16650033500 | 447 | 166500 | 33500
[5 empty] | 16750033500 | 447 | 167500 | 33500
[5 empty] | 16850033500 | 447 | 168500 | 33500
[5 empty] | 16950033500 | 447 | 169500 | 33500
[5 empty] | 17050033500 | 447 | 170500 | 33500
[5 empty] | 17150033500 | 447 | 171500 | 33500
[5 empty] | 17250033500 | 447 | 172500 | 33500
[5 empty] | 17350033500 | 447 | 173500 | 33500
[5 empty] | 17450033500 | 447 | 174500 | 33500
[5 empty] | 17550033500 | 447 | 175500 | 33500
[5 empty] | 17650033500 | 447 | 176500 | 33500
[5 empty] | 17750033500 | 447 | 177500 | 33500
[5 empty] | 17850033500 | 447 | 178500 | 33500
[5 empty] | 17950033500 | 447 | 179500 | 33500
[5 empty] | 18050033500 | 447 | 180500 | 33500
[5 empty] | 18150033500 | 447 | 181500 | 33500
[5 empty] | 18250033500 | 447 | 182500 | 33500
[5 empty] | 18350033500 | 447 | 183500 | 33500
[5 empty] | 18450033500 | 447 | 184500 | 33500
[5 empty] | 18550033500 | 447 | 185500 | 33500
[5 empty] | 18650033500 | 447 | 186500 | 33500
[5 empty] | 18750033500 | 447 | 187500 | 33500
[5 empty] | 13550032500 | 447 | 135500 | 32500
[5 empty] | 13650032500 | 447 | 136500 | 32500
[5 empty] | 13750032500 | 447 | 137500 | 32500
[5 empty] | 13850032500 | 447 | 138500 | 32500
[5 empty] | 13950032500 | 447 | 139500 | 32500
[5 empty] | 14050032500 | 447 | 140500 | 32500
[5 empty] | 14150032500 | 447 | 141500 | 32500
[5 empty] | 14250032500 | 447 | 142500 | 32500
[5 empty] | 14350032500 | 447 | 143500 | 32500
[5 empty] | 14450032500 | 447 | 144500 | 32500
[5 empty] | 14550032500 | 447 | 145500 | 32500
[5 empty] | 14650032500 | 447 | 146500 | 32500
[5 empty] | 14750032500 | 447 | 147500 | 32500
[5 empty] | 14850032500 | 447 | 148500 | 32500
[5 empty] | 14950032500 | 447 | 149500 | 32500
[5 empty] | 15050032500 | 447 | 150500 | 32500
[5 empty] | 15150032500 | 447 | 151500 | 32500
[5 empty] | 15250032500 | 447 | 152500 | 32500
[5 empty] | 15350032500 | 447 | 153500 | 32500
[5 empty] | 15450032500 | 447 | 154500 | 32500
[5 empty] | 15550032500 | 447 | 155500 | 32500
[5 empty] | 15650032500 | 447 | 156500 | 32500
[5 empty] | 15750032500 | 447 | 157500 | 32500
[5 empty] | 15850032500 | 447 | 158500 | 32500
[5 empty] | 15950032500 | 447 | 159500 | 32500
[5 empty] | 16050032500 | 447 | 160500 | 32500
[5 empty] | 16150032500 | 447 | 161500 | 32500
[5 empty] | 16250032500 | 447 | 162500 | 32500
[5 empty] | 16350032500 | 447 | 163500 | 32500
[5 empty] | 16450032500 | 447 | 164500 | 32500
[5 empty] | 16550032500 | 447 | 165500 | 32500
[5 empty] | 16650032500 | 447 | 166500 | 32500
[5 empty] | 16750032500 | 447 | 167500 | 32500
[5 empty] | 16850032500 | 447 | 168500 | 32500
[5 empty] | 16950032500 | 447 | 169500 | 32500
[5 empty] | 17050032500 | 447 | 170500 | 32500
[5 empty] | 17150032500 | 447 | 171500 | 32500
[5 empty] | 17250032500 | 447 | 172500 | 32500
[5 empty] | 17350032500 | 447 | 173500 | 32500
[5 empty] | 17450032500 | 447 | 174500 | 32500
[5 empty] | 17550032500 | 447 | 175500 | 32500
[5 empty] | 17650032500 | 447 | 176500 | 32500
[5 empty] | 17750032500 | 447 | 177500 | 32500
[5 empty] | 17850032500 | 447 | 178500 | 32500
[5 empty] | 17950032500 | 447 | 179500 | 32500
[5 empty] | 18050032500 | 447 | 180500 | 32500
[5 empty] | 18150032500 | 447 | 181500 | 32500
[5 empty] | 18250032500 | 447 | 182500 | 32500
[5 empty] | 18350032500 | 447 | 183500 | 32500
[5 empty] | 18450032500 | 447 | 184500 | 32500
[5 empty] | 18550032500 | 447 | 185500 | 32500
[5 empty] | 18650032500 | 447 | 186500 | 32500
[5 empty] | 18750032500 | 447 | 187500 | 32500
[5 empty] | 13350031500 | 447 | 133500 | 31500
[5 empty] | 13450031500 | 447 | 134500 | 31500
[5 empty] | 13550031500 | 447 | 135500 | 31500
[5 empty] | 13650031500 | 447 | 136500 | 31500
[5 empty] | 13750031500 | 447 | 137500 | 31500
[5 empty] | 13850031500 | 447 | 138500 | 31500
[5 empty] | 13950031500 | 447 | 139500 | 31500
[5 empty] | 14050031500 | 447 | 140500 | 31500
[5 empty] | 14150031500 | 447 | 141500 | 31500
[5 empty] | 14250031500 | 447 | 142500 | 31500
[5 empty] | 14350031500 | 447 | 143500 | 31500
[5 empty] | 14450031500 | 447 | 144500 | 31500
[5 empty] | 14550031500 | 447 | 145500 | 31500
[5 empty] | 14650031500 | 447 | 146500 | 31500
[5 empty] | 14750031500 | 447 | 147500 | 31500
[5 empty] | 14850031500 | 447 | 148500 | 31500
[5 empty] | 14950031500 | 447 | 149500 | 31500
[5 empty] | 15050031500 | 447 | 150500 | 31500
[5 empty] | 15150031500 | 447 | 151500 | 31500
[5 empty] | 15250031500 | 447 | 152500 | 31500
[5 empty] | 15350031500 | 447 | 153500 | 31500
[5 empty] | 15450031500 | 447 | 154500 | 31500
[5 empty] | 15550031500 | 447 | 155500 | 31500
[5 empty] | 15650031500 | 447 | 156500 | 31500
[5 empty] | 15750031500 | 447 | 157500 | 31500
[5 empty] | 15850031500 | 447 | 158500 | 31500
[5 empty] | 15950031500 | 447 | 159500 | 31500
[5 empty] | 16050031500 | 447 | 160500 | 31500
[5 empty] | 16150031500 | 447 | 161500 | 31500
[5 empty] | 16250031500 | 447 | 162500 | 31500
[5 empty] | 16350031500 | 447 | 163500 | 31500
[5 empty] | 16450031500 | 447 | 164500 | 31500
[5 empty] | 16550031500 | 447 | 165500 | 31500
[5 empty] | 16650031500 | 447 | 166500 | 31500
[5 empty] | 16750031500 | 447 | 167500 | 31500
[5 empty] | 16850031500 | 447 | 168500 | 31500
[5 empty] | 16950031500 | 447 | 169500 | 31500
[5 empty] | 17050031500 | 447 | 170500 | 31500
[5 empty] | 17150031500 | 447 | 171500 | 31500
[5 empty] | 17250031500 | 447 | 172500 | 31500
[5 empty] | 17350031500 | 447 | 173500 | 31500
[5 empty] | 17450031500 | 447 | 174500 | 31500
[5 empty] | 17550031500 | 447 | 175500 | 31500
[5 empty] | 17650031500 | 447 | 176500 | 31500
[5 empty] | 17750031500 | 447 | 177500 | 31500
[5 empty] | 17850031500 | 447 | 178500 | 31500
[5 empty] | 17950031500 | 447 | 179500 | 31500
[5 empty] | 18050031500 | 447 | 180500 | 31500
[5 empty] | 18150031500 | 447 | 181500 | 31500
[5 empty] | 18250031500 | 447 | 182500 | 31500
[5 empty] | 18450031500 | 447 | 184500 | 31500
[5 empty] | 18550031500 | 447 | 185500 | 31500
[5 empty] | 18650031500 | 447 | 186500 | 31500
[5 empty] | 13550030500 | 447 | 135500 | 30500
[5 empty] | 13650030500 | 447 | 136500 | 30500
[5 empty] | 13750030500 | 447 | 137500 | 30500
[5 empty] | 13850030500 | 447 | 138500 | 30500
[5 empty] | 13950030500 | 447 | 139500 | 30500
[5 empty] | 14050030500 | 447 | 140500 | 30500
[5 empty] | 14150030500 | 447 | 141500 | 30500
[5 empty] | 14250030500 | 447 | 142500 | 30500
[5 empty] | 14350030500 | 447 | 143500 | 30500
[5 empty] | 14450030500 | 447 | 144500 | 30500
[5 empty] | 14550030500 | 447 | 145500 | 30500
[5 empty] | 14650030500 | 447 | 146500 | 30500
[5 empty] | 14750030500 | 447 | 147500 | 30500
[5 empty] | 14850030500 | 447 | 148500 | 30500
[5 empty] | 14950030500 | 447 | 149500 | 30500
[5 empty] | 15150030500 | 447 | 151500 | 30500
[5 empty] | 15250030500 | 447 | 152500 | 30500
[5 empty] | 15350030500 | 447 | 153500 | 30500
[5 empty] | 15450030500 | 447 | 154500 | 30500
[5 empty] | 15550030500 | 447 | 155500 | 30500
[5 empty] | 15650030500 | 447 | 156500 | 30500
[5 empty] | 15750030500 | 447 | 157500 | 30500
[5 empty] | 15850030500 | 447 | 158500 | 30500
[5 empty] | 15950030500 | 447 | 159500 | 30500
[5 empty] | 16050030500 | 447 | 160500 | 30500
[5 empty] | 16150030500 | 447 | 161500 | 30500
[5 empty] | 16250030500 | 447 | 162500 | 30500
[5 empty] | 16350030500 | 447 | 163500 | 30500
[5 empty] | 16450030500 | 447 | 164500 | 30500
[5 empty] | 16550030500 | 447 | 165500 | 30500
[5 empty] | 16650030500 | 447 | 166500 | 30500
[5 empty] | 16750030500 | 447 | 167500 | 30500
[5 empty] | 16850030500 | 447 | 168500 | 30500
[5 empty] | 16950030500 | 447 | 169500 | 30500
[5 empty] | 17050030500 | 447 | 170500 | 30500
[5 empty] | 17150030500 | 447 | 171500 | 30500
[5 empty] | 17250030500 | 447 | 172500 | 30500
[5 empty] | 17350030500 | 447 | 173500 | 30500
[5 empty] | 17450030500 | 447 | 174500 | 30500
[5 empty] | 17550030500 | 447 | 175500 | 30500
[5 empty] | 17650030500 | 447 | 176500 | 30500
[5 empty] | 17750030500 | 447 | 177500 | 30500
[5 empty] | 17850030500 | 447 | 178500 | 30500
[5 empty] | 17950030500 | 447 | 179500 | 30500
[5 empty] | 18050030500 | 447 | 180500 | 30500
[5 empty] | 18450030500 | 447 | 184500 | 30500
[5 empty] | 18550030500 | 447 | 185500 | 30500
[5 empty] | 13550029500 | 447 | 135500 | 29500
[5 empty] | 13650029500 | 447 | 136500 | 29500
[5 empty] | 13750029500 | 447 | 137500 | 29500
[5 empty] | 13850029500 | 447 | 138500 | 29500
[5 empty] | 13950029500 | 447 | 139500 | 29500
[5 empty] | 14050029500 | 447 | 140500 | 29500
[5 empty] | 14150029500 | 447 | 141500 | 29500
[5 empty] | 14250029500 | 447 | 142500 | 29500
[5 empty] | 14350029500 | 447 | 143500 | 29500
[5 empty] | 14450029500 | 447 | 144500 | 29500
[5 empty] | 14550029500 | 447 | 145500 | 29500
[5 empty] | 14650029500 | 447 | 146500 | 29500
[5 empty] | 14750029500 | 447 | 147500 | 29500
[5 empty] | 15150029500 | 447 | 151500 | 29500
[5 empty] | 15250029500 | 447 | 152500 | 29500
[5 empty] | 15350029500 | 447 | 153500 | 29500
[5 empty] | 15450029500 | 447 | 154500 | 29500
[5 empty] | 15550029500 | 447 | 155500 | 29500
[5 empty] | 15650029500 | 447 | 156500 | 29500
[5 empty] | 15750029500 | 447 | 157500 | 29500
[5 empty] | 15850029500 | 447 | 158500 | 29500
[5 empty] | 15950029500 | 447 | 159500 | 29500
[5 empty] | 16050029500 | 447 | 160500 | 29500
[5 empty] | 16150029500 | 447 | 161500 | 29500
[5 empty] | 16250029500 | 447 | 162500 | 29500
[5 empty] | 16350029500 | 447 | 163500 | 29500
[5 empty] | 16450029500 | 447 | 164500 | 29500
[5 empty] | 16550029500 | 447 | 165500 | 29500
[5 empty] | 16650029500 | 447 | 166500 | 29500
[5 empty] | 16750029500 | 447 | 167500 | 29500
[5 empty] | 16850029500 | 447 | 168500 | 29500
[5 empty] | 16950029500 | 447 | 169500 | 29500
[5 empty] | 17050029500 | 447 | 170500 | 29500
[5 empty] | 17150029500 | 447 | 171500 | 29500
[5 empty] | 17250029500 | 447 | 172500 | 29500
[5 empty] | 17350029500 | 447 | 173500 | 29500
[5 empty] | 17450029500 | 447 | 174500 | 29500
[5 empty] | 17550029500 | 447 | 175500 | 29500
[5 empty] | 17650029500 | 447 | 176500 | 29500
[5 empty] | 17750029500 | 447 | 177500 | 29500
[5 empty] | 17850029500 | 447 | 178500 | 29500
[5 empty] | 17950029500 | 447 | 179500 | 29500
[5 empty] | 13550028500 | 447 | 135500 | 28500
[5 empty] | 13650028500 | 447 | 136500 | 28500
[5 empty] | 13750028500 | 447 | 137500 | 28500
[5 empty] | 13850028500 | 447 | 138500 | 28500
[5 empty] | 13950028500 | 447 | 139500 | 28500
[5 empty] | 14050028500 | 447 | 140500 | 28500
[5 empty] | 14150028500 | 447 | 141500 | 28500
[5 empty] | 14250028500 | 447 | 142500 | 28500
[5 empty] | 14350028500 | 447 | 143500 | 28500
[5 empty] | 14450028500 | 447 | 144500 | 28500
[5 empty] | 14550028500 | 447 | 145500 | 28500
[5 empty] | 14650028500 | 447 | 146500 | 28500
[5 empty] | 15350028500 | 447 | 153500 | 28500
[5 empty] | 15450028500 | 447 | 154500 | 28500
[5 empty] | 15550028500 | 447 | 155500 | 28500
[5 empty] | 15650028500 | 447 | 156500 | 28500
[5 empty] | 15750028500 | 447 | 157500 | 28500
[5 empty] | 15850028500 | 447 | 158500 | 28500
[5 empty] | 15950028500 | 447 | 159500 | 28500
[5 empty] | 16050028500 | 447 | 160500 | 28500
[5 empty] | 16150028500 | 447 | 161500 | 28500
[5 empty] | 16250028500 | 447 | 162500 | 28500
[5 empty] | 16350028500 | 447 | 163500 | 28500
[5 empty] | 16450028500 | 447 | 164500 | 28500
[5 empty] | 16550028500 | 447 | 165500 | 28500
[5 empty] | 16650028500 | 447 | 166500 | 28500
[5 empty] | 16750028500 | 447 | 167500 | 28500
[5 empty] | 16850028500 | 447 | 168500 | 28500
[5 empty] | 16950028500 | 447 | 169500 | 28500
[5 empty] | 17050028500 | 447 | 170500 | 28500
[5 empty] | 17150028500 | 447 | 171500 | 28500
[5 empty] | 17250028500 | 447 | 172500 | 28500
[5 empty] | 17350028500 | 447 | 173500 | 28500
[5 empty] | 17450028500 | 447 | 174500 | 28500
[5 empty] | 17550028500 | 447 | 175500 | 28500
[5 empty] | 17650028500 | 447 | 176500 | 28500
[5 empty] | 17750028500 | 447 | 177500 | 28500
[5 empty] | 17850028500 | 447 | 178500 | 28500
[5 empty] | 17950028500 | 447 | 179500 | 28500
[5 empty] | 13550027500 | 447 | 135500 | 27500
[5 empty] | 13650027500 | 447 | 136500 | 27500
[5 empty] | 13750027500 | 447 | 137500 | 27500
[5 empty] | 13850027500 | 447 | 138500 | 27500
[5 empty] | 13950027500 | 447 | 139500 | 27500
[5 empty] | 14050027500 | 447 | 140500 | 27500
[5 empty] | 14150027500 | 447 | 141500 | 27500
[5 empty] | 14250027500 | 447 | 142500 | 27500
[5 empty] | 14350027500 | 447 | 143500 | 27500
[5 empty] | 14450027500 | 447 | 144500 | 27500
[5 empty] | 14550027500 | 447 | 145500 | 27500
[5 empty] | 14650027500 | 447 | 146500 | 27500
[5 empty] | 14750027500 | 447 | 147500 | 27500
[5 empty] | 15450027500 | 447 | 154500 | 27500
[5 empty] | 15550027500 | 447 | 155500 | 27500
[5 empty] | 15650027500 | 447 | 156500 | 27500
[5 empty] | 15750027500 | 447 | 157500 | 27500
[5 empty] | 15850027500 | 447 | 158500 | 27500
[5 empty] | 15950027500 | 447 | 159500 | 27500
[5 empty] | 16050027500 | 447 | 160500 | 27500
[5 empty] | 16150027500 | 447 | 161500 | 27500
[5 empty] | 16250027500 | 447 | 162500 | 27500
[5 empty] | 16350027500 | 447 | 163500 | 27500
[5 empty] | 16450027500 | 447 | 164500 | 27500
[5 empty] | 16550027500 | 447 | 165500 | 27500
[5 empty] | 16650027500 | 447 | 166500 | 27500
[5 empty] | 16750027500 | 447 | 167500 | 27500
[5 empty] | 16850027500 | 447 | 168500 | 27500
[5 empty] | 16950027500 | 447 | 169500 | 27500
[5 empty] | 17050027500 | 447 | 170500 | 27500
[5 empty] | 17150027500 | 447 | 171500 | 27500
[5 empty] | 17250027500 | 447 | 172500 | 27500
[5 empty] | 17350027500 | 447 | 173500 | 27500
[5 empty] | 17450027500 | 447 | 174500 | 27500
[5 empty] | 17550027500 | 447 | 175500 | 27500
[5 empty] | 17650027500 | 447 | 176500 | 27500
[5 empty] | 17750027500 | 447 | 177500 | 27500
[5 empty] | 17850027500 | 447 | 178500 | 27500
[5 empty] | 17950027500 | 447 | 179500 | 27500
[5 empty] | 13450026500 | 447 | 134500 | 26500
[5 empty] | 13550026500 | 447 | 135500 | 26500
[5 empty] | 13650026500 | 447 | 136500 | 26500
[5 empty] | 13750026500 | 447 | 137500 | 26500
[5 empty] | 13850026500 | 447 | 138500 | 26500
[5 empty] | 13950026500 | 447 | 139500 | 26500
[5 empty] | 14050026500 | 447 | 140500 | 26500
[5 empty] | 14150026500 | 447 | 141500 | 26500
[5 empty] | 14250026500 | 447 | 142500 | 26500
[5 empty] | 14350026500 | 447 | 143500 | 26500
[5 empty] | 14450026500 | 447 | 144500 | 26500
[5 empty] | 14550026500 | 447 | 145500 | 26500
[5 empty] | 14650026500 | 447 | 146500 | 26500
[5 empty] | 14750026500 | 447 | 147500 | 26500
[5 empty] | 15850026500 | 447 | 158500 | 26500
[5 empty] | 15950026500 | 447 | 159500 | 26500
[5 empty] | 16050026500 | 447 | 160500 | 26500
[5 empty] | 16150026500 | 447 | 161500 | 26500
[5 empty] | 16250026500 | 447 | 162500 | 26500
[5 empty] | 16350026500 | 447 | 163500 | 26500
[5 empty] | 16450026500 | 447 | 164500 | 26500
[5 empty] | 16550026500 | 447 | 165500 | 26500
[5 empty] | 16650026500 | 447 | 166500 | 26500
[5 empty] | 16750026500 | 447 | 167500 | 26500
[5 empty] | 16850026500 | 447 | 168500 | 26500
[5 empty] | 16950026500 | 447 | 169500 | 26500
[5 empty] | 17050026500 | 447 | 170500 | 26500
[5 empty] | 17150026500 | 447 | 171500 | 26500
[5 empty] | 17250026500 | 447 | 172500 | 26500
[5 empty] | 17350026500 | 447 | 173500 | 26500
[5 empty] | 17450026500 | 447 | 174500 | 26500
[5 empty] | 17550026500 | 447 | 175500 | 26500
[5 empty] | 17650026500 | 447 | 176500 | 26500
[5 empty] | 17750026500 | 447 | 177500 | 26500
[5 empty] | 17850026500 | 447 | 178500 | 26500
[5 empty] | 13150025500 | 447 | 131500 | 25500
[5 empty] | 13250025500 | 447 | 132500 | 25500
[5 empty] | 13450025500 | 447 | 134500 | 25500
[5 empty] | 13550025500 | 447 | 135500 | 25500
[5 empty] | 13650025500 | 447 | 136500 | 25500
[5 empty] | 13750025500 | 447 | 137500 | 25500
[5 empty] | 13850025500 | 447 | 138500 | 25500
[5 empty] | 13950025500 | 447 | 139500 | 25500
[5 empty] | 14050025500 | 447 | 140500 | 25500
[5 empty] | 14150025500 | 447 | 141500 | 25500
[5 empty] | 14250025500 | 447 | 142500 | 25500
[5 empty] | 14350025500 | 447 | 143500 | 25500
[5 empty] | 14450025500 | 447 | 144500 | 25500
[5 empty] | 14550025500 | 447 | 145500 | 25500
[5 empty] | 14650025500 | 447 | 146500 | 25500
[5 empty] | 14750025500 | 447 | 147500 | 25500
[5 empty] | 16150025500 | 447 | 161500 | 25500
[5 empty] | 16250025500 | 447 | 162500 | 25500
[5 empty] | 16350025500 | 447 | 163500 | 25500
[5 empty] | 16450025500 | 447 | 164500 | 25500
[5 empty] | 16550025500 | 447 | 165500 | 25500
[5 empty] | 16650025500 | 447 | 166500 | 25500
[5 empty] | 16750025500 | 447 | 167500 | 25500
[5 empty] | 16850025500 | 447 | 168500 | 25500
[5 empty] | 16950025500 | 447 | 169500 | 25500
[5 empty] | 17050025500 | 447 | 170500 | 25500
[5 empty] | 17150025500 | 447 | 171500 | 25500
[5 empty] | 17250025500 | 447 | 172500 | 25500
[5 empty] | 17350025500 | 447 | 173500 | 25500
[5 empty] | 17450025500 | 447 | 174500 | 25500
[5 empty] | 17550025500 | 447 | 175500 | 25500
[5 empty] | 17650025500 | 447 | 176500 | 25500
[5 empty] | 17750025500 | 447 | 177500 | 25500
[5 empty] | 17850025500 | 447 | 178500 | 25500
[5 empty] | 17950025500 | 447 | 179500 | 25500
[5 empty] | 18050025500 | 447 | 180500 | 25500
[5 empty] | 13250024500 | 447 | 132500 | 24500
[5 empty] | 13450024500 | 447 | 134500 | 24500
[5 empty] | 13550024500 | 447 | 135500 | 24500
[5 empty] | 13650024500 | 447 | 136500 | 24500
[5 empty] | 13750024500 | 447 | 137500 | 24500
[5 empty] | 13850024500 | 447 | 138500 | 24500
[5 empty] | 13950024500 | 447 | 139500 | 24500
[5 empty] | 14050024500 | 447 | 140500 | 24500
[5 empty] | 14150024500 | 447 | 141500 | 24500
[5 empty] | 14250024500 | 447 | 142500 | 24500
[5 empty] | 14350024500 | 447 | 143500 | 24500
[5 empty] | 14450024500 | 447 | 144500 | 24500
[5 empty] | 14550024500 | 447 | 145500 | 24500
[5 empty] | 14650024500 | 447 | 146500 | 24500
[5 empty] | 16350024500 | 447 | 163500 | 24500
[5 empty] | 16450024500 | 447 | 164500 | 24500
[5 empty] | 16550024500 | 447 | 165500 | 24500
[5 empty] | 16650024500 | 447 | 166500 | 24500
[5 empty] | 16750024500 | 447 | 167500 | 24500
[5 empty] | 16850024500 | 447 | 168500 | 24500
[5 empty] | 16950024500 | 447 | 169500 | 24500
[5 empty] | 17050024500 | 447 | 170500 | 24500
[5 empty] | 17150024500 | 447 | 171500 | 24500
[5 empty] | 17250024500 | 447 | 172500 | 24500
[5 empty] | 17350024500 | 447 | 173500 | 24500
[5 empty] | 17450024500 | 447 | 174500 | 24500
[5 empty] | 17550024500 | 447 | 175500 | 24500
[5 empty] | 17650024500 | 447 | 176500 | 24500
[5 empty] | 17750024500 | 447 | 177500 | 24500
[5 empty] | 17850024500 | 447 | 178500 | 24500
[5 empty] | 17950024500 | 447 | 179500 | 24500
[5 empty] | 18050024500 | 447 | 180500 | 24500
[5 empty] | 13450023500 | 447 | 134500 | 23500
[5 empty] | 13550023500 | 447 | 135500 | 23500
[5 empty] | 13650023500 | 447 | 136500 | 23500
[5 empty] | 13750023500 | 447 | 137500 | 23500
[5 empty] | 13850023500 | 447 | 138500 | 23500
[5 empty] | 13950023500 | 447 | 139500 | 23500
[5 empty] | 14050023500 | 447 | 140500 | 23500
[5 empty] | 14150023500 | 447 | 141500 | 23500
[5 empty] | 14250023500 | 447 | 142500 | 23500
[5 empty] | 14350023500 | 447 | 143500 | 23500
[5 empty] | 14450023500 | 447 | 144500 | 23500
[5 empty] | 14550023500 | 447 | 145500 | 23500
[5 empty] | 16450023500 | 447 | 164500 | 23500
[5 empty] | 16550023500 | 447 | 165500 | 23500
[5 empty] | 16650023500 | 447 | 166500 | 23500
[5 empty] | 16750023500 | 447 | 167500 | 23500
[5 empty] | 16850023500 | 447 | 168500 | 23500
[5 empty] | 16950023500 | 447 | 169500 | 23500
[5 empty] | 17050023500 | 447 | 170500 | 23500
[5 empty] | 17150023500 | 447 | 171500 | 23500
[5 empty] | 17250023500 | 447 | 172500 | 23500
[5 empty] | 17350023500 | 447 | 173500 | 23500
[5 empty] | 17450023500 | 447 | 174500 | 23500
[5 empty] | 17550023500 | 447 | 175500 | 23500
[5 empty] | 17650023500 | 447 | 176500 | 23500
[5 empty] | 17750023500 | 447 | 177500 | 23500
[5 empty] | 17850023500 | 447 | 178500 | 23500
[5 empty] | 17950023500 | 447 | 179500 | 23500
[5 empty] | 18050023500 | 447 | 180500 | 23500
[5 empty] | 13550022500 | 447 | 135500 | 22500
[5 empty] | 13650022500 | 447 | 136500 | 22500
[5 empty] | 13750022500 | 447 | 137500 | 22500
[5 empty] | 13850022500 | 447 | 138500 | 22500
[5 empty] | 13950022500 | 447 | 139500 | 22500
[5 empty] | 14050022500 | 447 | 140500 | 22500
[5 empty] | 14150022500 | 447 | 141500 | 22500
[5 empty] | 14250022500 | 447 | 142500 | 22500
[5 empty] | 14350022500 | 447 | 143500 | 22500
[5 empty] | 14450022500 | 447 | 144500 | 22500
[5 empty] | 16550022500 | 447 | 165500 | 22500
[5 empty] | 16650022500 | 447 | 166500 | 22500
[5 empty] | 16750022500 | 447 | 167500 | 22500
[5 empty] | 16850022500 | 447 | 168500 | 22500
[5 empty] | 16950022500 | 447 | 169500 | 22500
[5 empty] | 17050022500 | 447 | 170500 | 22500
[5 empty] | 17150022500 | 447 | 171500 | 22500
[5 empty] | 17250022500 | 447 | 172500 | 22500
[5 empty] | 17350022500 | 447 | 173500 | 22500
[5 empty] | 17450022500 | 447 | 174500 | 22500
[5 empty] | 17550022500 | 447 | 175500 | 22500
[5 empty] | 17650022500 | 447 | 176500 | 22500
[5 empty] | 17750022500 | 447 | 177500 | 22500
[5 empty] | 17850022500 | 447 | 178500 | 22500
[5 empty] | 17950022500 | 447 | 179500 | 22500
[5 empty] | 18050022500 | 447 | 180500 | 22500
[5 empty] | 18150022500 | 447 | 181500 | 22500
[5 empty] | 13650021500 | 447 | 136500 | 21500
[5 empty] | 13750021500 | 447 | 137500 | 21500
[5 empty] | 13850021500 | 447 | 138500 | 21500
[5 empty] | 13950021500 | 447 | 139500 | 21500
[5 empty] | 16550021500 | 447 | 165500 | 21500
[5 empty] | 16650021500 | 447 | 166500 | 21500
[5 empty] | 16750021500 | 447 | 167500 | 21500
[5 empty] | 16850021500 | 447 | 168500 | 21500
[5 empty] | 16950021500 | 447 | 169500 | 21500
[5 empty] | 17050021500 | 447 | 170500 | 21500
[5 empty] | 17150021500 | 447 | 171500 | 21500
[5 empty] | 17250021500 | 447 | 172500 | 21500
[5 empty] | 17350021500 | 447 | 173500 | 21500
[5 empty] | 17450021500 | 447 | 174500 | 21500
[5 empty] | 17550021500 | 447 | 175500 | 21500
[5 empty] | 17650021500 | 447 | 176500 | 21500
[5 empty] | 17750021500 | 447 | 177500 | 21500
[5 empty] | 17850021500 | 447 | 178500 | 21500
[5 empty] | 17950021500 | 447 | 179500 | 21500
[5 empty] | 18050021500 | 447 | 180500 | 21500
[5 empty] | 18150021500 | 447 | 181500 | 21500
[5 empty] | 16550020500 | 447 | 165500 | 20500
[5 empty] | 16650020500 | 447 | 166500 | 20500
[5 empty] | 16750020500 | 447 | 167500 | 20500
[5 empty] | 16850020500 | 447 | 168500 | 20500
[5 empty] | 16950020500 | 447 | 169500 | 20500
[5 empty] | 17050020500 | 447 | 170500 | 20500
[5 empty] | 17150020500 | 447 | 171500 | 20500
[5 empty] | 17250020500 | 447 | 172500 | 20500
[5 empty] | 17350020500 | 447 | 173500 | 20500
[5 empty] | 17450020500 | 447 | 174500 | 20500
[5 empty] | 17550020500 | 447 | 175500 | 20500
[5 empty] | 17650020500 | 447 | 176500 | 20500
[5 empty] | 17750020500 | 447 | 177500 | 20500
[5 empty] | 17850020500 | 447 | 178500 | 20500
[5 empty] | 17950020500 | 447 | 179500 | 20500
[5 empty] | 18050020500 | 447 | 180500 | 20500
[5 empty] | 16650019500 | 447 | 166500 | 19500
[5 empty] | 16750019500 | 447 | 167500 | 19500
[5 empty] | 16850019500 | 447 | 168500 | 19500
[5 empty] | 16950019500 | 447 | 169500 | 19500
[5 empty] | 17050019500 | 447 | 170500 | 19500
[5 empty] | 17150019500 | 447 | 171500 | 19500
[5 empty] | 17250019500 | 447 | 172500 | 19500
[5 empty] | 17350019500 | 447 | 173500 | 19500
[5 empty] | 17450019500 | 447 | 174500 | 19500
[5 empty] | 17550019500 | 447 | 175500 | 19500
[5 empty] | 17650019500 | 447 | 176500 | 19500
[5 empty] | 17750019500 | 447 | 177500 | 19500
[5 empty] | 17850019500 | 447 | 178500 | 19500
[5 empty] | 17950019500 | 447 | 179500 | 19500
[5 empty] | 18050019500 | 447 | 180500 | 19500
[5 empty] | 16650018500 | 447 | 166500 | 18500
[5 empty] | 16750018500 | 447 | 167500 | 18500
[5 empty] | 16850018500 | 447 | 168500 | 18500
[5 empty] | 16950018500 | 447 | 169500 | 18500
[5 empty] | 17050018500 | 447 | 170500 | 18500
[5 empty] | 17150018500 | 447 | 171500 | 18500
[5 empty] | 17250018500 | 447 | 172500 | 18500
[5 empty] | 17350018500 | 447 | 173500 | 18500
[5 empty] | 17450018500 | 447 | 174500 | 18500
[5 empty] | 17550018500 | 447 | 175500 | 18500
[5 empty] | 17650018500 | 447 | 176500 | 18500
[5 empty] | 17750018500 | 447 | 177500 | 18500
[5 empty] | 17850018500 | 447 | 178500 | 18500
[5 empty] | 16550017500 | 447 | 165500 | 17500
[5 empty] | 16650017500 | 447 | 166500 | 17500
[5 empty] | 16750017500 | 447 | 167500 | 17500
[5 empty] | 16850017500 | 447 | 168500 | 17500
[5 empty] | 16950017500 | 447 | 169500 | 17500
[5 empty] | 17050017500 | 447 | 170500 | 17500
[5 empty] | 17150017500 | 447 | 171500 | 17500
[5 empty] | 17250017500 | 447 | 172500 | 17500
[5 empty] | 17350017500 | 447 | 173500 | 17500
[5 empty] | 17450017500 | 447 | 174500 | 17500
[5 empty] | 17550017500 | 447 | 175500 | 17500
[5 empty] | 17650017500 | 447 | 176500 | 17500
[5 empty] | 17750017500 | 447 | 177500 | 17500
[5 empty] | 17850017500 | 447 | 178500 | 17500
[5 empty] | 16550016500 | 447 | 165500 | 16500
[5 empty] | 16650016500 | 447 | 166500 | 16500
[5 empty] | 16750016500 | 447 | 167500 | 16500
[5 empty] | 16850016500 | 447 | 168500 | 16500
[5 empty] | 16950016500 | 447 | 169500 | 16500
[5 empty] | 17050016500 | 447 | 170500 | 16500
[5 empty] | 17150016500 | 447 | 171500 | 16500
[5 empty] | 17250016500 | 447 | 172500 | 16500
[5 empty] | 17350016500 | 447 | 173500 | 16500
[5 empty] | 17450016500 | 447 | 174500 | 16500
[5 empty] | 17550016500 | 447 | 175500 | 16500
[5 empty] | 17650016500 | 447 | 176500 | 16500
[5 empty] | 17750016500 | 447 | 177500 | 16500
[5 empty] | 17850016500 | 447 | 178500 | 16500
[5 empty] | 16650015500 | 447 | 166500 | 15500
[5 empty] | 16750015500 | 447 | 167500 | 15500
[5 empty] | 16850015500 | 447 | 168500 | 15500
[5 empty] | 16950015500 | 447 | 169500 | 15500
[5 empty] | 17050015500 | 447 | 170500 | 15500
[5 empty] | 17150015500 | 447 | 171500 | 15500
[5 empty] | 17250015500 | 447 | 172500 | 15500
[5 empty] | 17350015500 | 447 | 173500 | 15500
[5 empty] | 17750015500 | 447 | 177500 | 15500
[5 empty] | 16650014500 | 447 | 166500 | 14500
[5 empty] | 16750014500 | 447 | 167500 | 14500
[5 empty] | 16850014500 | 447 | 168500 | 14500
[5 empty] | 16950014500 | 447 | 169500 | 14500
[5 empty] | 17050014500 | 447 | 170500 | 14500
[5 empty] | 17150014500 | 447 | 171500 | 14500
[5 empty] | 17250014500 | 447 | 172500 | 14500
[5 empty] | 16750013500 | 447 | 167500 | 13500
[5 empty] | 16850013500 | 447 | 168500 | 13500
[5 empty] | 16950013500 | 447 | 169500 | 13500
[5 empty] | 17050013500 | 447 | 170500 | 13500
[5 empty] | 17150013500 | 447 | 171500 | 13500
[5 empty] | 17250013500 | 447 | 172500 | 13500
[5 empty] | 16850012500 | 447 | 168500 | 12500
[5 empty] | 16950012500 | 447 | 169500 | 12500
[5 empty] | 17050012500 | 447 | 170500 | 12500
[5 empty] | 17150012500 | 447 | 171500 | 12500
[5 empty] | 16950011500 | 447 | 169500 | 11500
[5 empty] | 17050011500 | 447 | 170500 | 11500
[5 empty] | 17150011500 | 447 | 171500 | 11500
[5 empty] | 120500553500 | 448 | 120500 | 553500
[5 empty] | 130500553500 | 448 | 130500 | 553500
[5 empty] | 131500553500 | 448 | 131500 | 553500
[5 empty] | 132500553500 | 448 | 132500 | 553500
[5 empty] | 133500553500 | 448 | 133500 | 553500
[5 empty] | 134500553500 | 448 | 134500 | 553500
[5 empty] | 135500553500 | 448 | 135500 | 553500
[5 empty] | 114500552500 | 448 | 114500 | 552500
[5 empty] | 119500552500 | 448 | 119500 | 552500
[5 empty] | 120500552500 | 448 | 120500 | 552500
[5 empty] | 121500552500 | 448 | 121500 | 552500
[5 empty] | 122500552500 | 448 | 122500 | 552500
[5 empty] | 123500552500 | 448 | 123500 | 552500
[5 empty] | 126500552500 | 448 | 126500 | 552500
[5 empty] | 130500552500 | 448 | 130500 | 552500
[5 empty] | 131500552500 | 448 | 131500 | 552500
[5 empty] | 132500552500 | 448 | 132500 | 552500
[5 empty] | 133500552500 | 448 | 133500 | 552500
[5 empty] | 134500552500 | 448 | 134500 | 552500
[5 empty] | 135500552500 | 448 | 135500 | 552500
[5 empty] | 112500551500 | 448 | 112500 | 551500
[5 empty] | 113500551500 | 448 | 113500 | 551500
[5 empty] | 114500551500 | 448 | 114500 | 551500
[5 empty] | 115500551500 | 448 | 115500 | 551500
[5 empty] | 116500551500 | 448 | 116500 | 551500
[5 empty] | 117500551500 | 448 | 117500 | 551500
[5 empty] | 118500551500 | 448 | 118500 | 551500
[5 empty] | 119500551500 | 448 | 119500 | 551500
[5 empty] | 120500551500 | 448 | 120500 | 551500
[5 empty] | 121500551500 | 448 | 121500 | 551500
[5 empty] | 122500551500 | 448 | 122500 | 551500
[5 empty] | 123500551500 | 448 | 123500 | 551500
[5 empty] | 124500551500 | 448 | 124500 | 551500
[5 empty] | 125500551500 | 448 | 125500 | 551500
[5 empty] | 126500551500 | 448 | 126500 | 551500
[5 empty] | 127500551500 | 448 | 127500 | 551500
[5 empty] | 128500551500 | 448 | 128500 | 551500
[5 empty] | 129500551500 | 448 | 129500 | 551500
[5 empty] | 130500551500 | 448 | 130500 | 551500
[5 empty] | 131500551500 | 448 | 131500 | 551500
[5 empty] | 132500551500 | 448 | 132500 | 551500
[5 empty] | 133500551500 | 448 | 133500 | 551500
[5 empty] | 134500551500 | 448 | 134500 | 551500
[5 empty] | 135500551500 | 448 | 135500 | 551500
[5 empty] | 136500551500 | 448 | 136500 | 551500
[5 empty] | 137500551500 | 448 | 137500 | 551500
[5 empty] | 138500551500 | 448 | 138500 | 551500
[5 empty] | 139500551500 | 448 | 139500 | 551500
[5 empty] | 140500551500 | 448 | 140500 | 551500
[5 empty] | 141500551500 | 448 | 141500 | 551500
[5 empty] | 113500550500 | 448 | 113500 | 550500
[5 empty] | 114500550500 | 448 | 114500 | 550500
[5 empty] | 115500550500 | 448 | 115500 | 550500
[5 empty] | 116500550500 | 448 | 116500 | 550500
[5 empty] | 117500550500 | 448 | 117500 | 550500
[5 empty] | 118500550500 | 448 | 118500 | 550500
[5 empty] | 119500550500 | 448 | 119500 | 550500
[5 empty] | 120500550500 | 448 | 120500 | 550500
[5 empty] | 121500550500 | 448 | 121500 | 550500
[5 empty] | 122500550500 | 448 | 122500 | 550500
[5 empty] | 123500550500 | 448 | 123500 | 550500
[5 empty] | 124500550500 | 448 | 124500 | 550500
[5 empty] | 125500550500 | 448 | 125500 | 550500
[5 empty] | 126500550500 | 448 | 126500 | 550500
[5 empty] | 127500550500 | 448 | 127500 | 550500
[5 empty] | 128500550500 | 448 | 128500 | 550500
[5 empty] | 129500550500 | 448 | 129500 | 550500
[5 empty] | 130500550500 | 448 | 130500 | 550500
[5 empty] | 131500550500 | 448 | 131500 | 550500
[5 empty] | 132500550500 | 448 | 132500 | 550500
[5 empty] | 133500550500 | 448 | 133500 | 550500
[5 empty] | 134500550500 | 448 | 134500 | 550500
[5 empty] | 135500550500 | 448 | 135500 | 550500
[5 empty] | 136500550500 | 448 | 136500 | 550500
[5 empty] | 137500550500 | 448 | 137500 | 550500
[5 empty] | 138500550500 | 448 | 138500 | 550500
[5 empty] | 139500550500 | 448 | 139500 | 550500
[5 empty] | 140500550500 | 448 | 140500 | 550500
[5 empty] | 141500550500 | 448 | 141500 | 550500
[5 empty] | 142500550500 | 448 | 142500 | 550500
[5 empty] | 113500549500 | 448 | 113500 | 549500
[5 empty] | 114500549500 | 448 | 114500 | 549500
[5 empty] | 115500549500 | 448 | 115500 | 549500
[5 empty] | 116500549500 | 448 | 116500 | 549500
[5 empty] | 117500549500 | 448 | 117500 | 549500
[5 empty] | 118500549500 | 448 | 118500 | 549500
[5 empty] | 119500549500 | 448 | 119500 | 549500
[5 empty] | 120500549500 | 448 | 120500 | 549500
[5 empty] | 121500549500 | 448 | 121500 | 549500
[5 empty] | 122500549500 | 448 | 122500 | 549500
[5 empty] | 123500549500 | 448 | 123500 | 549500
[5 empty] | 124500549500 | 448 | 124500 | 549500
[5 empty] | 125500549500 | 448 | 125500 | 549500
[5 empty] | 126500549500 | 448 | 126500 | 549500
[5 empty] | 127500549500 | 448 | 127500 | 549500
[5 empty] | 128500549500 | 448 | 128500 | 549500
[5 empty] | 129500549500 | 448 | 129500 | 549500
[5 empty] | 130500549500 | 448 | 130500 | 549500
[5 empty] | 131500549500 | 448 | 131500 | 549500
[5 empty] | 132500549500 | 448 | 132500 | 549500
[5 empty] | 133500549500 | 448 | 133500 | 549500
[5 empty] | 134500549500 | 448 | 134500 | 549500
[5 empty] | 135500549500 | 448 | 135500 | 549500
[5 empty] | 136500549500 | 448 | 136500 | 549500
[5 empty] | 137500549500 | 448 | 137500 | 549500
[5 empty] | 138500549500 | 448 | 138500 | 549500
[5 empty] | 139500549500 | 448 | 139500 | 549500
[5 empty] | 140500549500 | 448 | 140500 | 549500
[5 empty] | 141500549500 | 448 | 141500 | 549500
[5 empty] | 142500549500 | 448 | 142500 | 549500
[5 empty] | 143500549500 | 448 | 143500 | 549500
[5 empty] | 144500549500 | 448 | 144500 | 549500
[5 empty] | 145500549500 | 448 | 145500 | 549500
[5 empty] | 146500549500 | 448 | 146500 | 549500
[5 empty] | 112500548500 | 448 | 112500 | 548500
[5 empty] | 113500548500 | 448 | 113500 | 548500
[5 empty] | 114500548500 | 448 | 114500 | 548500
[5 empty] | 115500548500 | 448 | 115500 | 548500
[5 empty] | 116500548500 | 448 | 116500 | 548500
[5 empty] | 117500548500 | 448 | 117500 | 548500
[5 empty] | 118500548500 | 448 | 118500 | 548500
[5 empty] | 119500548500 | 448 | 119500 | 548500
[5 empty] | 120500548500 | 448 | 120500 | 548500
[5 empty] | 121500548500 | 448 | 121500 | 548500
[5 empty] | 122500548500 | 448 | 122500 | 548500
[5 empty] | 123500548500 | 448 | 123500 | 548500
[5 empty] | 124500548500 | 448 | 124500 | 548500
[5 empty] | 125500548500 | 448 | 125500 | 548500
[5 empty] | 126500548500 | 448 | 126500 | 548500
[5 empty] | 127500548500 | 448 | 127500 | 548500
[5 empty] | 128500548500 | 448 | 128500 | 548500
[5 empty] | 129500548500 | 448 | 129500 | 548500
[5 empty] | 130500548500 | 448 | 130500 | 548500
[5 empty] | 131500548500 | 448 | 131500 | 548500
[5 empty] | 132500548500 | 448 | 132500 | 548500
[5 empty] | 133500548500 | 448 | 133500 | 548500
[5 empty] | 134500548500 | 448 | 134500 | 548500
[5 empty] | 135500548500 | 448 | 135500 | 548500
[5 empty] | 136500548500 | 448 | 136500 | 548500
[5 empty] | 137500548500 | 448 | 137500 | 548500
[5 empty] | 138500548500 | 448 | 138500 | 548500
[5 empty] | 139500548500 | 448 | 139500 | 548500
[5 empty] | 140500548500 | 448 | 140500 | 548500
[5 empty] | 141500548500 | 448 | 141500 | 548500
[5 empty] | 142500548500 | 448 | 142500 | 548500
[5 empty] | 143500548500 | 448 | 143500 | 548500
[5 empty] | 144500548500 | 448 | 144500 | 548500
[5 empty] | 145500548500 | 448 | 145500 | 548500
[5 empty] | 146500548500 | 448 | 146500 | 548500
[5 empty] | 147500548500 | 448 | 147500 | 548500
[5 empty] | 148500548500 | 448 | 148500 | 548500
[5 empty] | 112500547500 | 448 | 112500 | 547500
[5 empty] | 113500547500 | 448 | 113500 | 547500
[5 empty] | 114500547500 | 448 | 114500 | 547500
[5 empty] | 115500547500 | 448 | 115500 | 547500
[5 empty] | 116500547500 | 448 | 116500 | 547500
[5 empty] | 117500547500 | 448 | 117500 | 547500
[5 empty] | 118500547500 | 448 | 118500 | 547500
[5 empty] | 119500547500 | 448 | 119500 | 547500
[5 empty] | 120500547500 | 448 | 120500 | 547500
[5 empty] | 121500547500 | 448 | 121500 | 547500
[5 empty] | 122500547500 | 448 | 122500 | 547500
[5 empty] | 123500547500 | 448 | 123500 | 547500
[5 empty] | 124500547500 | 448 | 124500 | 547500
[5 empty] | 125500547500 | 448 | 125500 | 547500
[5 empty] | 126500547500 | 448 | 126500 | 547500
[5 empty] | 127500547500 | 448 | 127500 | 547500
[5 empty] | 128500547500 | 448 | 128500 | 547500
[5 empty] | 129500547500 | 448 | 129500 | 547500
[5 empty] | 130500547500 | 448 | 130500 | 547500
[5 empty] | 131500547500 | 448 | 131500 | 547500
[5 empty] | 132500547500 | 448 | 132500 | 547500
[5 empty] | 133500547500 | 448 | 133500 | 547500
[5 empty] | 134500547500 | 448 | 134500 | 547500
[5 empty] | 135500547500 | 448 | 135500 | 547500
[5 empty] | 136500547500 | 448 | 136500 | 547500
[5 empty] | 137500547500 | 448 | 137500 | 547500
[5 empty] | 138500547500 | 448 | 138500 | 547500
[5 empty] | 139500547500 | 448 | 139500 | 547500
[5 empty] | 140500547500 | 448 | 140500 | 547500
[5 empty] | 141500547500 | 448 | 141500 | 547500
[5 empty] | 142500547500 | 448 | 142500 | 547500
[5 empty] | 143500547500 | 448 | 143500 | 547500
[5 empty] | 144500547500 | 448 | 144500 | 547500
[5 empty] | 145500547500 | 448 | 145500 | 547500
[5 empty] | 146500547500 | 448 | 146500 | 547500
[5 empty] | 147500547500 | 448 | 147500 | 547500
[5 empty] | 148500547500 | 448 | 148500 | 547500
[5 empty] | 111500546500 | 448 | 111500 | 546500
[5 empty] | 112500546500 | 448 | 112500 | 546500
[5 empty] | 113500546500 | 448 | 113500 | 546500
[5 empty] | 114500546500 | 448 | 114500 | 546500
[5 empty] | 115500546500 | 448 | 115500 | 546500
[5 empty] | 116500546500 | 448 | 116500 | 546500
[5 empty] | 117500546500 | 448 | 117500 | 546500
[5 empty] | 118500546500 | 448 | 118500 | 546500
[5 empty] | 119500546500 | 448 | 119500 | 546500
[5 empty] | 120500546500 | 448 | 120500 | 546500
[5 empty] | 121500546500 | 448 | 121500 | 546500
[5 empty] | 122500546500 | 448 | 122500 | 546500
[5 empty] | 123500546500 | 448 | 123500 | 546500
[5 empty] | 124500546500 | 448 | 124500 | 546500
[5 empty] | 125500546500 | 448 | 125500 | 546500
[5 empty] | 126500546500 | 448 | 126500 | 546500
[5 empty] | 127500546500 | 448 | 127500 | 546500
[5 empty] | 128500546500 | 448 | 128500 | 546500
[5 empty] | 129500546500 | 448 | 129500 | 546500
[5 empty] | 130500546500 | 448 | 130500 | 546500
[5 empty] | 131500546500 | 448 | 131500 | 546500
[5 empty] | 132500546500 | 448 | 132500 | 546500
[5 empty] | 133500546500 | 448 | 133500 | 546500
[5 empty] | 134500546500 | 448 | 134500 | 546500
[5 empty] | 135500546500 | 448 | 135500 | 546500
[5 empty] | 136500546500 | 448 | 136500 | 546500
[5 empty] | 137500546500 | 448 | 137500 | 546500
[5 empty] | 138500546500 | 448 | 138500 | 546500
[5 empty] | 139500546500 | 448 | 139500 | 546500
[5 empty] | 140500546500 | 448 | 140500 | 546500
[5 empty] | 141500546500 | 448 | 141500 | 546500
[5 empty] | 142500546500 | 448 | 142500 | 546500
[5 empty] | 143500546500 | 448 | 143500 | 546500
[5 empty] | 144500546500 | 448 | 144500 | 546500
[5 empty] | 145500546500 | 448 | 145500 | 546500
[5 empty] | 146500546500 | 448 | 146500 | 546500
[5 empty] | 147500546500 | 448 | 147500 | 546500
[5 empty] | 148500546500 | 448 | 148500 | 546500
[5 empty] | 111500545500 | 448 | 111500 | 545500
[5 empty] | 112500545500 | 448 | 112500 | 545500
[5 empty] | 113500545500 | 448 | 113500 | 545500
[5 empty] | 114500545500 | 448 | 114500 | 545500
[5 empty] | 115500545500 | 448 | 115500 | 545500
[5 empty] | 116500545500 | 448 | 116500 | 545500
[5 empty] | 117500545500 | 448 | 117500 | 545500
[5 empty] | 118500545500 | 448 | 118500 | 545500
[5 empty] | 119500545500 | 448 | 119500 | 545500
[5 empty] | 120500545500 | 448 | 120500 | 545500
[5 empty] | 121500545500 | 448 | 121500 | 545500
[5 empty] | 122500545500 | 448 | 122500 | 545500
[5 empty] | 123500545500 | 448 | 123500 | 545500
[5 empty] | 124500545500 | 448 | 124500 | 545500
[5 empty] | 125500545500 | 448 | 125500 | 545500
[5 empty] | 126500545500 | 448 | 126500 | 545500
[5 empty] | 127500545500 | 448 | 127500 | 545500
[5 empty] | 128500545500 | 448 | 128500 | 545500
[5 empty] | 129500545500 | 448 | 129500 | 545500
[5 empty] | 130500545500 | 448 | 130500 | 545500
[5 empty] | 131500545500 | 448 | 131500 | 545500
[5 empty] | 132500545500 | 448 | 132500 | 545500
[5 empty] | 133500545500 | 448 | 133500 | 545500
[5 empty] | 134500545500 | 448 | 134500 | 545500
[5 empty] | 135500545500 | 448 | 135500 | 545500
[5 empty] | 136500545500 | 448 | 136500 | 545500
[5 empty] | 137500545500 | 448 | 137500 | 545500
[5 empty] | 138500545500 | 448 | 138500 | 545500
[5 empty] | 139500545500 | 448 | 139500 | 545500
[5 empty] | 140500545500 | 448 | 140500 | 545500
[5 empty] | 141500545500 | 448 | 141500 | 545500
[5 empty] | 142500545500 | 448 | 142500 | 545500
[5 empty] | 143500545500 | 448 | 143500 | 545500
[5 empty] | 144500545500 | 448 | 144500 | 545500
[5 empty] | 145500545500 | 448 | 145500 | 545500
[5 empty] | 146500545500 | 448 | 146500 | 545500
[5 empty] | 147500545500 | 448 | 147500 | 545500
[5 empty] | 148500545500 | 448 | 148500 | 545500
[5 empty] | 111500544500 | 448 | 111500 | 544500
[5 empty] | 112500544500 | 448 | 112500 | 544500
[5 empty] | 113500544500 | 448 | 113500 | 544500
[5 empty] | 114500544500 | 448 | 114500 | 544500
[5 empty] | 115500544500 | 448 | 115500 | 544500
[5 empty] | 116500544500 | 448 | 116500 | 544500
[5 empty] | 117500544500 | 448 | 117500 | 544500
[5 empty] | 118500544500 | 448 | 118500 | 544500
[5 empty] | 119500544500 | 448 | 119500 | 544500
[5 empty] | 120500544500 | 448 | 120500 | 544500
[5 empty] | 121500544500 | 448 | 121500 | 544500
[5 empty] | 122500544500 | 448 | 122500 | 544500
[5 empty] | 123500544500 | 448 | 123500 | 544500
[5 empty] | 124500544500 | 448 | 124500 | 544500
[5 empty] | 125500544500 | 448 | 125500 | 544500
[5 empty] | 126500544500 | 448 | 126500 | 544500
[5 empty] | 127500544500 | 448 | 127500 | 544500
[5 empty] | 128500544500 | 448 | 128500 | 544500
[5 empty] | 129500544500 | 448 | 129500 | 544500
[5 empty] | 130500544500 | 448 | 130500 | 544500
[5 empty] | 131500544500 | 448 | 131500 | 544500
[5 empty] | 132500544500 | 448 | 132500 | 544500
[5 empty] | 133500544500 | 448 | 133500 | 544500
[5 empty] | 134500544500 | 448 | 134500 | 544500
[5 empty] | 135500544500 | 448 | 135500 | 544500
[5 empty] | 136500544500 | 448 | 136500 | 544500
[5 empty] | 137500544500 | 448 | 137500 | 544500
[5 empty] | 138500544500 | 448 | 138500 | 544500
[5 empty] | 139500544500 | 448 | 139500 | 544500
[5 empty] | 140500544500 | 448 | 140500 | 544500
[5 empty] | 141500544500 | 448 | 141500 | 544500
[5 empty] | 142500544500 | 448 | 142500 | 544500
[5 empty] | 143500544500 | 448 | 143500 | 544500
[5 empty] | 144500544500 | 448 | 144500 | 544500
[5 empty] | 145500544500 | 448 | 145500 | 544500
[5 empty] | 146500544500 | 448 | 146500 | 544500
[5 empty] | 147500544500 | 448 | 147500 | 544500
[5 empty] | 148500544500 | 448 | 148500 | 544500
[5 empty] | 111500543500 | 448 | 111500 | 543500
[5 empty] | 112500543500 | 448 | 112500 | 543500
[5 empty] | 113500543500 | 448 | 113500 | 543500
[5 empty] | 114500543500 | 448 | 114500 | 543500
[5 empty] | 115500543500 | 448 | 115500 | 543500
[5 empty] | 116500543500 | 448 | 116500 | 543500
[5 empty] | 117500543500 | 448 | 117500 | 543500
[5 empty] | 118500543500 | 448 | 118500 | 543500
[5 empty] | 119500543500 | 448 | 119500 | 543500
[5 empty] | 120500543500 | 448 | 120500 | 543500
[5 empty] | 121500543500 | 448 | 121500 | 543500
[5 empty] | 122500543500 | 448 | 122500 | 543500
[5 empty] | 123500543500 | 448 | 123500 | 543500
[5 empty] | 124500543500 | 448 | 124500 | 543500
[5 empty] | 125500543500 | 448 | 125500 | 543500
[5 empty] | 126500543500 | 448 | 126500 | 543500
[5 empty] | 127500543500 | 448 | 127500 | 543500
[5 empty] | 128500543500 | 448 | 128500 | 543500
[5 empty] | 129500543500 | 448 | 129500 | 543500
[5 empty] | 130500543500 | 448 | 130500 | 543500
[5 empty] | 131500543500 | 448 | 131500 | 543500
[5 empty] | 132500543500 | 448 | 132500 | 543500
[5 empty] | 133500543500 | 448 | 133500 | 543500
[5 empty] | 134500543500 | 448 | 134500 | 543500
[5 empty] | 135500543500 | 448 | 135500 | 543500
[5 empty] | 136500543500 | 448 | 136500 | 543500
[5 empty] | 137500543500 | 448 | 137500 | 543500
[5 empty] | 138500543500 | 448 | 138500 | 543500
[5 empty] | 139500543500 | 448 | 139500 | 543500
[5 empty] | 140500543500 | 448 | 140500 | 543500
[5 empty] | 141500543500 | 448 | 141500 | 543500
[5 empty] | 142500543500 | 448 | 142500 | 543500
[5 empty] | 143500543500 | 448 | 143500 | 543500
[5 empty] | 144500543500 | 448 | 144500 | 543500
[5 empty] | 145500543500 | 448 | 145500 | 543500
[5 empty] | 146500543500 | 448 | 146500 | 543500
[5 empty] | 147500543500 | 448 | 147500 | 543500
[5 empty] | 112500542500 | 448 | 112500 | 542500
[5 empty] | 113500542500 | 448 | 113500 | 542500
[5 empty] | 114500542500 | 448 | 114500 | 542500
[5 empty] | 115500542500 | 448 | 115500 | 542500
[5 empty] | 116500542500 | 448 | 116500 | 542500
[5 empty] | 117500542500 | 448 | 117500 | 542500
[5 empty] | 118500542500 | 448 | 118500 | 542500
[5 empty] | 119500542500 | 448 | 119500 | 542500
[5 empty] | 120500542500 | 448 | 120500 | 542500
[5 empty] | 121500542500 | 448 | 121500 | 542500
[5 empty] | 122500542500 | 448 | 122500 | 542500
[5 empty] | 123500542500 | 448 | 123500 | 542500
[5 empty] | 124500542500 | 448 | 124500 | 542500
[5 empty] | 125500542500 | 448 | 125500 | 542500
[5 empty] | 126500542500 | 448 | 126500 | 542500
[5 empty] | 127500542500 | 448 | 127500 | 542500
[5 empty] | 128500542500 | 448 | 128500 | 542500
[5 empty] | 129500542500 | 448 | 129500 | 542500
[5 empty] | 130500542500 | 448 | 130500 | 542500
[5 empty] | 131500542500 | 448 | 131500 | 542500
[5 empty] | 132500542500 | 448 | 132500 | 542500
[5 empty] | 133500542500 | 448 | 133500 | 542500
[5 empty] | 134500542500 | 448 | 134500 | 542500
[5 empty] | 135500542500 | 448 | 135500 | 542500
[5 empty] | 136500542500 | 448 | 136500 | 542500
[5 empty] | 137500542500 | 448 | 137500 | 542500
[5 empty] | 138500542500 | 448 | 138500 | 542500
[5 empty] | 139500542500 | 448 | 139500 | 542500
[5 empty] | 140500542500 | 448 | 140500 | 542500
[5 empty] | 141500542500 | 448 | 141500 | 542500
[5 empty] | 142500542500 | 448 | 142500 | 542500
[5 empty] | 143500542500 | 448 | 143500 | 542500
[5 empty] | 144500542500 | 448 | 144500 | 542500
[5 empty] | 145500542500 | 448 | 145500 | 542500
[5 empty] | 146500542500 | 448 | 146500 | 542500
[5 empty] | 147500542500 | 448 | 147500 | 542500
[5 empty] | 112500541500 | 448 | 112500 | 541500
[5 empty] | 113500541500 | 448 | 113500 | 541500
[5 empty] | 114500541500 | 448 | 114500 | 541500
[5 empty] | 115500541500 | 448 | 115500 | 541500
[5 empty] | 116500541500 | 448 | 116500 | 541500
[5 empty] | 117500541500 | 448 | 117500 | 541500
[5 empty] | 118500541500 | 448 | 118500 | 541500
[5 empty] | 119500541500 | 448 | 119500 | 541500
[5 empty] | 120500541500 | 448 | 120500 | 541500
[5 empty] | 121500541500 | 448 | 121500 | 541500
[5 empty] | 122500541500 | 448 | 122500 | 541500
[5 empty] | 123500541500 | 448 | 123500 | 541500
[5 empty] | 124500541500 | 448 | 124500 | 541500
[5 empty] | 125500541500 | 448 | 125500 | 541500
[5 empty] | 126500541500 | 448 | 126500 | 541500
[5 empty] | 127500541500 | 448 | 127500 | 541500
[5 empty] | 128500541500 | 448 | 128500 | 541500
[5 empty] | 129500541500 | 448 | 129500 | 541500
[5 empty] | 130500541500 | 448 | 130500 | 541500
[5 empty] | 131500541500 | 448 | 131500 | 541500
[5 empty] | 132500541500 | 448 | 132500 | 541500
[5 empty] | 133500541500 | 448 | 133500 | 541500
[5 empty] | 134500541500 | 448 | 134500 | 541500
[5 empty] | 135500541500 | 448 | 135500 | 541500
[5 empty] | 136500541500 | 448 | 136500 | 541500
[5 empty] | 137500541500 | 448 | 137500 | 541500
[5 empty] | 138500541500 | 448 | 138500 | 541500
[5 empty] | 139500541500 | 448 | 139500 | 541500
[5 empty] | 140500541500 | 448 | 140500 | 541500
[5 empty] | 141500541500 | 448 | 141500 | 541500
[5 empty] | 142500541500 | 448 | 142500 | 541500
[5 empty] | 143500541500 | 448 | 143500 | 541500
[5 empty] | 144500541500 | 448 | 144500 | 541500
[5 empty] | 145500541500 | 448 | 145500 | 541500
[5 empty] | 146500541500 | 448 | 146500 | 541500
[5 empty] | 147500541500 | 448 | 147500 | 541500
[5 empty] | 148500541500 | 448 | 148500 | 541500
[5 empty] | 113500540500 | 448 | 113500 | 540500
[5 empty] | 114500540500 | 448 | 114500 | 540500
[5 empty] | 115500540500 | 448 | 115500 | 540500
[5 empty] | 116500540500 | 448 | 116500 | 540500
[5 empty] | 117500540500 | 448 | 117500 | 540500
[5 empty] | 118500540500 | 448 | 118500 | 540500
[5 empty] | 119500540500 | 448 | 119500 | 540500
[5 empty] | 120500540500 | 448 | 120500 | 540500
[5 empty] | 121500540500 | 448 | 121500 | 540500
[5 empty] | 122500540500 | 448 | 122500 | 540500
[5 empty] | 123500540500 | 448 | 123500 | 540500
[5 empty] | 124500540500 | 448 | 124500 | 540500
[5 empty] | 125500540500 | 448 | 125500 | 540500
[5 empty] | 126500540500 | 448 | 126500 | 540500
[5 empty] | 127500540500 | 448 | 127500 | 540500
[5 empty] | 128500540500 | 448 | 128500 | 540500
[5 empty] | 129500540500 | 448 | 129500 | 540500
[5 empty] | 130500540500 | 448 | 130500 | 540500
[5 empty] | 131500540500 | 448 | 131500 | 540500
[5 empty] | 132500540500 | 448 | 132500 | 540500
[5 empty] | 133500540500 | 448 | 133500 | 540500
[5 empty] | 134500540500 | 448 | 134500 | 540500
[5 empty] | 135500540500 | 448 | 135500 | 540500
[5 empty] | 136500540500 | 448 | 136500 | 540500
[5 empty] | 137500540500 | 448 | 137500 | 540500
[5 empty] | 138500540500 | 448 | 138500 | 540500
[5 empty] | 139500540500 | 448 | 139500 | 540500
[5 empty] | 140500540500 | 448 | 140500 | 540500
[5 empty] | 141500540500 | 448 | 141500 | 540500
[5 empty] | 142500540500 | 448 | 142500 | 540500
[5 empty] | 143500540500 | 448 | 143500 | 540500
[5 empty] | 144500540500 | 448 | 144500 | 540500
[5 empty] | 145500540500 | 448 | 145500 | 540500
[5 empty] | 146500540500 | 448 | 146500 | 540500
[5 empty] | 147500540500 | 448 | 147500 | 540500
[5 empty] | 148500540500 | 448 | 148500 | 540500
[5 empty] | 149500540500 | 448 | 149500 | 540500
[5 empty] | 114500539500 | 448 | 114500 | 539500
[5 empty] | 115500539500 | 448 | 115500 | 539500
[5 empty] | 116500539500 | 448 | 116500 | 539500
[5 empty] | 117500539500 | 448 | 117500 | 539500
[5 empty] | 118500539500 | 448 | 118500 | 539500
[5 empty] | 119500539500 | 448 | 119500 | 539500
[5 empty] | 120500539500 | 448 | 120500 | 539500
[5 empty] | 121500539500 | 448 | 121500 | 539500
[5 empty] | 122500539500 | 448 | 122500 | 539500
[5 empty] | 123500539500 | 448 | 123500 | 539500
[5 empty] | 124500539500 | 448 | 124500 | 539500
[5 empty] | 125500539500 | 448 | 125500 | 539500
[5 empty] | 126500539500 | 448 | 126500 | 539500
[5 empty] | 127500539500 | 448 | 127500 | 539500
[5 empty] | 128500539500 | 448 | 128500 | 539500
[5 empty] | 129500539500 | 448 | 129500 | 539500
[5 empty] | 130500539500 | 448 | 130500 | 539500
[5 empty] | 131500539500 | 448 | 131500 | 539500
[5 empty] | 132500539500 | 448 | 132500 | 539500
[5 empty] | 133500539500 | 448 | 133500 | 539500
[5 empty] | 134500539500 | 448 | 134500 | 539500
[5 empty] | 135500539500 | 448 | 135500 | 539500
[5 empty] | 136500539500 | 448 | 136500 | 539500
[5 empty] | 137500539500 | 448 | 137500 | 539500
[5 empty] | 138500539500 | 448 | 138500 | 539500
[5 empty] | 139500539500 | 448 | 139500 | 539500
[5 empty] | 140500539500 | 448 | 140500 | 539500
[5 empty] | 141500539500 | 448 | 141500 | 539500
[5 empty] | 142500539500 | 448 | 142500 | 539500
[5 empty] | 143500539500 | 448 | 143500 | 539500
[5 empty] | 144500539500 | 448 | 144500 | 539500
[5 empty] | 145500539500 | 448 | 145500 | 539500
[5 empty] | 146500539500 | 448 | 146500 | 539500
[5 empty] | 147500539500 | 448 | 147500 | 539500
[5 empty] | 148500539500 | 448 | 148500 | 539500
[5 empty] | 149500539500 | 448 | 149500 | 539500
[5 empty] | 150500539500 | 448 | 150500 | 539500
[5 empty] | 115500538500 | 448 | 115500 | 538500
[5 empty] | 116500538500 | 448 | 116500 | 538500
[5 empty] | 117500538500 | 448 | 117500 | 538500
[5 empty] | 118500538500 | 448 | 118500 | 538500
[5 empty] | 119500538500 | 448 | 119500 | 538500
[5 empty] | 120500538500 | 448 | 120500 | 538500
[5 empty] | 121500538500 | 448 | 121500 | 538500
[5 empty] | 122500538500 | 448 | 122500 | 538500
[5 empty] | 123500538500 | 448 | 123500 | 538500
[5 empty] | 124500538500 | 448 | 124500 | 538500
[5 empty] | 125500538500 | 448 | 125500 | 538500
[5 empty] | 126500538500 | 448 | 126500 | 538500
[5 empty] | 127500538500 | 448 | 127500 | 538500
[5 empty] | 128500538500 | 448 | 128500 | 538500
[5 empty] | 129500538500 | 448 | 129500 | 538500
[5 empty] | 130500538500 | 448 | 130500 | 538500
[5 empty] | 131500538500 | 448 | 131500 | 538500
[5 empty] | 132500538500 | 448 | 132500 | 538500
[5 empty] | 133500538500 | 448 | 133500 | 538500
[5 empty] | 134500538500 | 448 | 134500 | 538500
[5 empty] | 135500538500 | 448 | 135500 | 538500
[5 empty] | 136500538500 | 448 | 136500 | 538500
[5 empty] | 137500538500 | 448 | 137500 | 538500
[5 empty] | 138500538500 | 448 | 138500 | 538500
[5 empty] | 139500538500 | 448 | 139500 | 538500
[5 empty] | 140500538500 | 448 | 140500 | 538500
[5 empty] | 141500538500 | 448 | 141500 | 538500
[5 empty] | 142500538500 | 448 | 142500 | 538500
[5 empty] | 143500538500 | 448 | 143500 | 538500
[5 empty] | 144500538500 | 448 | 144500 | 538500
[5 empty] | 145500538500 | 448 | 145500 | 538500
[5 empty] | 146500538500 | 448 | 146500 | 538500
[5 empty] | 147500538500 | 448 | 147500 | 538500
[5 empty] | 148500538500 | 448 | 148500 | 538500
[5 empty] | 149500538500 | 448 | 149500 | 538500
[5 empty] | 150500538500 | 448 | 150500 | 538500
[5 empty] | 115500537500 | 448 | 115500 | 537500
[5 empty] | 116500537500 | 448 | 116500 | 537500
[5 empty] | 117500537500 | 448 | 117500 | 537500
[5 empty] | 118500537500 | 448 | 118500 | 537500
[5 empty] | 119500537500 | 448 | 119500 | 537500
[5 empty] | 120500537500 | 448 | 120500 | 537500
[5 empty] | 121500537500 | 448 | 121500 | 537500
[5 empty] | 122500537500 | 448 | 122500 | 537500
[5 empty] | 123500537500 | 448 | 123500 | 537500
[5 empty] | 124500537500 | 448 | 124500 | 537500
[5 empty] | 125500537500 | 448 | 125500 | 537500
[5 empty] | 126500537500 | 448 | 126500 | 537500
[5 empty] | 127500537500 | 448 | 127500 | 537500
[5 empty] | 128500537500 | 448 | 128500 | 537500
[5 empty] | 129500537500 | 448 | 129500 | 537500
[5 empty] | 130500537500 | 448 | 130500 | 537500
[5 empty] | 131500537500 | 448 | 131500 | 537500
[5 empty] | 132500537500 | 448 | 132500 | 537500
[5 empty] | 133500537500 | 448 | 133500 | 537500
[5 empty] | 134500537500 | 448 | 134500 | 537500
[5 empty] | 135500537500 | 448 | 135500 | 537500
[5 empty] | 136500537500 | 448 | 136500 | 537500
[5 empty] | 137500537500 | 448 | 137500 | 537500
[5 empty] | 138500537500 | 448 | 138500 | 537500
[5 empty] | 139500537500 | 448 | 139500 | 537500
[5 empty] | 140500537500 | 448 | 140500 | 537500
[5 empty] | 141500537500 | 448 | 141500 | 537500
[5 empty] | 142500537500 | 448 | 142500 | 537500
[5 empty] | 143500537500 | 448 | 143500 | 537500
[5 empty] | 144500537500 | 448 | 144500 | 537500
[5 empty] | 145500537500 | 448 | 145500 | 537500
[5 empty] | 146500537500 | 448 | 146500 | 537500
[5 empty] | 147500537500 | 448 | 147500 | 537500
[5 empty] | 148500537500 | 448 | 148500 | 537500
[5 empty] | 116500536500 | 448 | 116500 | 536500
[5 empty] | 117500536500 | 448 | 117500 | 536500
[5 empty] | 118500536500 | 448 | 118500 | 536500
[5 empty] | 119500536500 | 448 | 119500 | 536500
[5 empty] | 120500536500 | 448 | 120500 | 536500
[5 empty] | 121500536500 | 448 | 121500 | 536500
[5 empty] | 122500536500 | 448 | 122500 | 536500
[5 empty] | 123500536500 | 448 | 123500 | 536500
[5 empty] | 124500536500 | 448 | 124500 | 536500
[5 empty] | 125500536500 | 448 | 125500 | 536500
[5 empty] | 126500536500 | 448 | 126500 | 536500
[5 empty] | 127500536500 | 448 | 127500 | 536500
[5 empty] | 128500536500 | 448 | 128500 | 536500
[5 empty] | 129500536500 | 448 | 129500 | 536500
[5 empty] | 130500536500 | 448 | 130500 | 536500
[5 empty] | 131500536500 | 448 | 131500 | 536500
[5 empty] | 132500536500 | 448 | 132500 | 536500
[5 empty] | 133500536500 | 448 | 133500 | 536500
[5 empty] | 134500536500 | 448 | 134500 | 536500
[5 empty] | 135500536500 | 448 | 135500 | 536500
[5 empty] | 136500536500 | 448 | 136500 | 536500
[5 empty] | 137500536500 | 448 | 137500 | 536500
[5 empty] | 138500536500 | 448 | 138500 | 536500
[5 empty] | 139500536500 | 448 | 139500 | 536500
[5 empty] | 140500536500 | 448 | 140500 | 536500
[5 empty] | 141500536500 | 448 | 141500 | 536500
[5 empty] | 142500536500 | 448 | 142500 | 536500
[5 empty] | 143500536500 | 448 | 143500 | 536500
[5 empty] | 144500536500 | 448 | 144500 | 536500
[5 empty] | 146500536500 | 448 | 146500 | 536500
[5 empty] | 147500536500 | 448 | 147500 | 536500
[5 empty] | 148500536500 | 448 | 148500 | 536500
[5 empty] | 115500535500 | 448 | 115500 | 535500
[5 empty] | 116500535500 | 448 | 116500 | 535500
[5 empty] | 117500535500 | 448 | 117500 | 535500
[5 empty] | 118500535500 | 448 | 118500 | 535500
[5 empty] | 119500535500 | 448 | 119500 | 535500
[5 empty] | 120500535500 | 448 | 120500 | 535500
[5 empty] | 121500535500 | 448 | 121500 | 535500
[5 empty] | 122500535500 | 448 | 122500 | 535500
[5 empty] | 123500535500 | 448 | 123500 | 535500
[5 empty] | 124500535500 | 448 | 124500 | 535500
[5 empty] | 125500535500 | 448 | 125500 | 535500
[5 empty] | 126500535500 | 448 | 126500 | 535500
[5 empty] | 127500535500 | 448 | 127500 | 535500
[5 empty] | 128500535500 | 448 | 128500 | 535500
[5 empty] | 129500535500 | 448 | 129500 | 535500
[5 empty] | 130500535500 | 448 | 130500 | 535500
[5 empty] | 131500535500 | 448 | 131500 | 535500
[5 empty] | 132500535500 | 448 | 132500 | 535500
[5 empty] | 133500535500 | 448 | 133500 | 535500
[5 empty] | 134500535500 | 448 | 134500 | 535500
[5 empty] | 135500535500 | 448 | 135500 | 535500
[5 empty] | 136500535500 | 448 | 136500 | 535500
[5 empty] | 137500535500 | 448 | 137500 | 535500
[5 empty] | 138500535500 | 448 | 138500 | 535500
[5 empty] | 139500535500 | 448 | 139500 | 535500
[5 empty] | 140500535500 | 448 | 140500 | 535500
[5 empty] | 141500535500 | 448 | 141500 | 535500
[5 empty] | 144500535500 | 448 | 144500 | 535500
[5 empty] | 147500535500 | 448 | 147500 | 535500
[5 empty] | 148500535500 | 448 | 148500 | 535500
[5 empty] | 115500534500 | 448 | 115500 | 534500
[5 empty] | 116500534500 | 448 | 116500 | 534500
[5 empty] | 117500534500 | 448 | 117500 | 534500
[5 empty] | 118500534500 | 448 | 118500 | 534500
[5 empty] | 119500534500 | 448 | 119500 | 534500
[5 empty] | 120500534500 | 448 | 120500 | 534500
[5 empty] | 121500534500 | 448 | 121500 | 534500
[5 empty] | 122500534500 | 448 | 122500 | 534500
[5 empty] | 123500534500 | 448 | 123500 | 534500
[5 empty] | 124500534500 | 448 | 124500 | 534500
[5 empty] | 125500534500 | 448 | 125500 | 534500
[5 empty] | 126500534500 | 448 | 126500 | 534500
[5 empty] | 127500534500 | 448 | 127500 | 534500
[5 empty] | 128500534500 | 448 | 128500 | 534500
[5 empty] | 129500534500 | 448 | 129500 | 534500
[5 empty] | 130500534500 | 448 | 130500 | 534500
[5 empty] | 131500534500 | 448 | 131500 | 534500
[5 empty] | 132500534500 | 448 | 132500 | 534500
[5 empty] | 133500534500 | 448 | 133500 | 534500
[5 empty] | 134500534500 | 448 | 134500 | 534500
[5 empty] | 135500534500 | 448 | 135500 | 534500
[5 empty] | 136500534500 | 448 | 136500 | 534500
[5 empty] | 137500534500 | 448 | 137500 | 534500
[5 empty] | 138500534500 | 448 | 138500 | 534500
[5 empty] | 139500534500 | 448 | 139500 | 534500
[5 empty] | 140500534500 | 448 | 140500 | 534500
[5 empty] | 115500533500 | 448 | 115500 | 533500
[5 empty] | 116500533500 | 448 | 116500 | 533500
[5 empty] | 117500533500 | 448 | 117500 | 533500
[5 empty] | 118500533500 | 448 | 118500 | 533500
[5 empty] | 119500533500 | 448 | 119500 | 533500
[5 empty] | 120500533500 | 448 | 120500 | 533500
[5 empty] | 121500533500 | 448 | 121500 | 533500
[5 empty] | 122500533500 | 448 | 122500 | 533500
[5 empty] | 123500533500 | 448 | 123500 | 533500
[5 empty] | 124500533500 | 448 | 124500 | 533500
[5 empty] | 125500533500 | 448 | 125500 | 533500
[5 empty] | 126500533500 | 448 | 126500 | 533500
[5 empty] | 127500533500 | 448 | 127500 | 533500
[5 empty] | 128500533500 | 448 | 128500 | 533500
[5 empty] | 129500533500 | 448 | 129500 | 533500
[5 empty] | 130500533500 | 448 | 130500 | 533500
[5 empty] | 131500533500 | 448 | 131500 | 533500
[5 empty] | 132500533500 | 448 | 132500 | 533500
[5 empty] | 133500533500 | 448 | 133500 | 533500
[5 empty] | 134500533500 | 448 | 134500 | 533500
[5 empty] | 135500533500 | 448 | 135500 | 533500
[5 empty] | 136500533500 | 448 | 136500 | 533500
[5 empty] | 137500533500 | 448 | 137500 | 533500
[5 empty] | 138500533500 | 448 | 138500 | 533500
[5 empty] | 139500533500 | 448 | 139500 | 533500
[5 empty] | 140500533500 | 448 | 140500 | 533500
[5 empty] | 115500532500 | 448 | 115500 | 532500
[5 empty] | 116500532500 | 448 | 116500 | 532500
[5 empty] | 117500532500 | 448 | 117500 | 532500
[5 empty] | 118500532500 | 448 | 118500 | 532500
[5 empty] | 119500532500 | 448 | 119500 | 532500
[5 empty] | 120500532500 | 448 | 120500 | 532500
[5 empty] | 121500532500 | 448 | 121500 | 532500
[5 empty] | 122500532500 | 448 | 122500 | 532500
[5 empty] | 123500532500 | 448 | 123500 | 532500
[5 empty] | 124500532500 | 448 | 124500 | 532500
[5 empty] | 125500532500 | 448 | 125500 | 532500
[5 empty] | 126500532500 | 448 | 126500 | 532500
[5 empty] | 127500532500 | 448 | 127500 | 532500
[5 empty] | 128500532500 | 448 | 128500 | 532500
[5 empty] | 129500532500 | 448 | 129500 | 532500
[5 empty] | 130500532500 | 448 | 130500 | 532500
[5 empty] | 131500532500 | 448 | 131500 | 532500
[5 empty] | 137500532500 | 448 | 137500 | 532500
[5 empty] | 138500532500 | 448 | 138500 | 532500
[5 empty] | 139500532500 | 448 | 139500 | 532500
[5 empty] | 115500531500 | 448 | 115500 | 531500
[5 empty] | 116500531500 | 448 | 116500 | 531500
[5 empty] | 117500531500 | 448 | 117500 | 531500
[5 empty] | 118500531500 | 448 | 118500 | 531500
[5 empty] | 119500531500 | 448 | 119500 | 531500
[5 empty] | 120500531500 | 448 | 120500 | 531500
[5 empty] | 121500531500 | 448 | 121500 | 531500
[5 empty] | 122500531500 | 448 | 122500 | 531500
[5 empty] | 123500531500 | 448 | 123500 | 531500
[5 empty] | 124500531500 | 448 | 124500 | 531500
[5 empty] | 125500531500 | 448 | 125500 | 531500
[5 empty] | 126500531500 | 448 | 126500 | 531500
[5 empty] | 127500531500 | 448 | 127500 | 531500
[5 empty] | 128500531500 | 448 | 128500 | 531500
[5 empty] | 129500531500 | 448 | 129500 | 531500
[5 empty] | 130500531500 | 448 | 130500 | 531500
[5 empty] | 138500531500 | 448 | 138500 | 531500
[5 empty] | 114500530500 | 448 | 114500 | 530500
[5 empty] | 115500530500 | 448 | 115500 | 530500
[5 empty] | 116500530500 | 448 | 116500 | 530500
[5 empty] | 117500530500 | 448 | 117500 | 530500
[5 empty] | 118500530500 | 448 | 118500 | 530500
[5 empty] | 119500530500 | 448 | 119500 | 530500
[5 empty] | 120500530500 | 448 | 120500 | 530500
[5 empty] | 121500530500 | 448 | 121500 | 530500
[5 empty] | 122500530500 | 448 | 122500 | 530500
[5 empty] | 125500530500 | 448 | 125500 | 530500
[5 empty] | 126500530500 | 448 | 126500 | 530500
[5 empty] | 114500529500 | 448 | 114500 | 529500
[5 empty] | 115500529500 | 448 | 115500 | 529500
[5 empty] | 116500529500 | 448 | 116500 | 529500
[5 empty] | 117500529500 | 448 | 117500 | 529500
[5 empty] | 121500529500 | 448 | 121500 | 529500
[5 empty] | 122500529500 | 448 | 122500 | 529500
[5 empty] | 114500528500 | 448 | 114500 | 528500
[5 empty] | 118500529500 | 449 | 118500 | 529500
[5 empty] | 119500529500 | 449 | 119500 | 529500
[5 empty] | 120500529500 | 449 | 120500 | 529500
[5 empty] | 115500528500 | 449 | 115500 | 528500
[5 empty] | 116500528500 | 449 | 116500 | 528500
[5 empty] | 117500528500 | 449 | 117500 | 528500
[5 empty] | 118500528500 | 449 | 118500 | 528500
[5 empty] | 119500528500 | 449 | 119500 | 528500
[5 empty] | 120500528500 | 449 | 120500 | 528500
[5 empty] | 121500528500 | 449 | 121500 | 528500
[5 empty] | 112500527500 | 449 | 112500 | 527500
[5 empty] | 113500527500 | 449 | 113500 | 527500
[5 empty] | 114500527500 | 449 | 114500 | 527500
[5 empty] | 115500527500 | 449 | 115500 | 527500
[5 empty] | 116500527500 | 449 | 116500 | 527500
[5 empty] | 117500527500 | 449 | 117500 | 527500
[5 empty] | 118500527500 | 449 | 118500 | 527500
[5 empty] | 119500527500 | 449 | 119500 | 527500
[5 empty] | 120500527500 | 449 | 120500 | 527500
[5 empty] | 121500527500 | 449 | 121500 | 527500
[5 empty] | 108500526500 | 449 | 108500 | 526500
[5 empty] | 109500526500 | 449 | 109500 | 526500
[5 empty] | 110500526500 | 449 | 110500 | 526500
[5 empty] | 111500526500 | 449 | 111500 | 526500
[5 empty] | 112500526500 | 449 | 112500 | 526500
[5 empty] | 113500526500 | 449 | 113500 | 526500
[5 empty] | 114500526500 | 449 | 114500 | 526500
[5 empty] | 115500526500 | 449 | 115500 | 526500
[5 empty] | 116500526500 | 449 | 116500 | 526500
[5 empty] | 117500526500 | 449 | 117500 | 526500
[5 empty] | 118500526500 | 449 | 118500 | 526500
[5 empty] | 119500526500 | 449 | 119500 | 526500
[5 empty] | 120500526500 | 449 | 120500 | 526500
[5 empty] | 121500526500 | 449 | 121500 | 526500
[5 empty] | 122500526500 | 449 | 122500 | 526500
[5 empty] | 106500525500 | 449 | 106500 | 525500
[5 empty] | 107500525500 | 449 | 107500 | 525500
[5 empty] | 108500525500 | 449 | 108500 | 525500
[5 empty] | 109500525500 | 449 | 109500 | 525500
[5 empty] | 110500525500 | 449 | 110500 | 525500
[5 empty] | 111500525500 | 449 | 111500 | 525500
[5 empty] | 112500525500 | 449 | 112500 | 525500
[5 empty] | 113500525500 | 449 | 113500 | 525500
[5 empty] | 114500525500 | 449 | 114500 | 525500
[5 empty] | 115500525500 | 449 | 115500 | 525500
[5 empty] | 116500525500 | 449 | 116500 | 525500
[5 empty] | 117500525500 | 449 | 117500 | 525500
[5 empty] | 118500525500 | 449 | 118500 | 525500
[5 empty] | 119500525500 | 449 | 119500 | 525500
[5 empty] | 120500525500 | 449 | 120500 | 525500
[5 empty] | 121500525500 | 449 | 121500 | 525500
[5 empty] | 122500525500 | 449 | 122500 | 525500
[5 empty] | 105500524500 | 449 | 105500 | 524500
[5 empty] | 106500524500 | 449 | 106500 | 524500
[5 empty] | 107500524500 | 449 | 107500 | 524500
[5 empty] | 108500524500 | 449 | 108500 | 524500
[5 empty] | 109500524500 | 449 | 109500 | 524500
[5 empty] | 110500524500 | 449 | 110500 | 524500
[5 empty] | 111500524500 | 449 | 111500 | 524500
[5 empty] | 112500524500 | 449 | 112500 | 524500
[5 empty] | 113500524500 | 449 | 113500 | 524500
[5 empty] | 114500524500 | 449 | 114500 | 524500
[5 empty] | 115500524500 | 449 | 115500 | 524500
[5 empty] | 116500524500 | 449 | 116500 | 524500
[5 empty] | 117500524500 | 449 | 117500 | 524500
[5 empty] | 118500524500 | 449 | 118500 | 524500
[5 empty] | 119500524500 | 449 | 119500 | 524500
[5 empty] | 120500524500 | 449 | 120500 | 524500
[5 empty] | 121500524500 | 449 | 121500 | 524500
[5 empty] | 122500524500 | 449 | 122500 | 524500
[5 empty] | 104500523500 | 449 | 104500 | 523500
[5 empty] | 105500523500 | 449 | 105500 | 523500
[5 empty] | 106500523500 | 449 | 106500 | 523500
[5 empty] | 107500523500 | 449 | 107500 | 523500
[5 empty] | 108500523500 | 449 | 108500 | 523500
[5 empty] | 109500523500 | 449 | 109500 | 523500
[5 empty] | 110500523500 | 449 | 110500 | 523500
[5 empty] | 111500523500 | 449 | 111500 | 523500
[5 empty] | 112500523500 | 449 | 112500 | 523500
[5 empty] | 113500523500 | 449 | 113500 | 523500
[5 empty] | 114500523500 | 449 | 114500 | 523500
[5 empty] | 115500523500 | 449 | 115500 | 523500
[5 empty] | 116500523500 | 449 | 116500 | 523500
[5 empty] | 117500523500 | 449 | 117500 | 523500
[5 empty] | 118500523500 | 449 | 118500 | 523500
[5 empty] | 119500523500 | 449 | 119500 | 523500
[5 empty] | 120500523500 | 449 | 120500 | 523500
[5 empty] | 121500523500 | 449 | 121500 | 523500
[5 empty] | 122500523500 | 449 | 122500 | 523500
[5 empty] | 123500523500 | 449 | 123500 | 523500
[5 empty] | 104500522500 | 449 | 104500 | 522500
[5 empty] | 105500522500 | 449 | 105500 | 522500
[5 empty] | 106500522500 | 449 | 106500 | 522500
[5 empty] | 107500522500 | 449 | 107500 | 522500
[5 empty] | 108500522500 | 449 | 108500 | 522500
[5 empty] | 109500522500 | 449 | 109500 | 522500
[5 empty] | 110500522500 | 449 | 110500 | 522500
[5 empty] | 111500522500 | 449 | 111500 | 522500
[5 empty] | 112500522500 | 449 | 112500 | 522500
[5 empty] | 113500522500 | 449 | 113500 | 522500
[5 empty] | 114500522500 | 449 | 114500 | 522500
[5 empty] | 115500522500 | 449 | 115500 | 522500
[5 empty] | 116500522500 | 449 | 116500 | 522500
[5 empty] | 117500522500 | 449 | 117500 | 522500
[5 empty] | 118500522500 | 449 | 118500 | 522500
[5 empty] | 119500522500 | 449 | 119500 | 522500
[5 empty] | 120500522500 | 449 | 120500 | 522500
[5 empty] | 121500522500 | 449 | 121500 | 522500
[5 empty] | 122500522500 | 449 | 122500 | 522500
[5 empty] | 123500522500 | 449 | 123500 | 522500
[5 empty] | 100500521500 | 449 | 100500 | 521500
[5 empty] | 101500521500 | 449 | 101500 | 521500
[5 empty] | 102500521500 | 449 | 102500 | 521500
[5 empty] | 103500521500 | 449 | 103500 | 521500
[5 empty] | 104500521500 | 449 | 104500 | 521500
[5 empty] | 105500521500 | 449 | 105500 | 521500
[5 empty] | 106500521500 | 449 | 106500 | 521500
[5 empty] | 107500521500 | 449 | 107500 | 521500
[5 empty] | 108500521500 | 449 | 108500 | 521500
[5 empty] | 109500521500 | 449 | 109500 | 521500
[5 empty] | 110500521500 | 449 | 110500 | 521500
[5 empty] | 111500521500 | 449 | 111500 | 521500
[5 empty] | 112500521500 | 449 | 112500 | 521500
[5 empty] | 113500521500 | 449 | 113500 | 521500
[5 empty] | 114500521500 | 449 | 114500 | 521500
[5 empty] | 115500521500 | 449 | 115500 | 521500
[5 empty] | 116500521500 | 449 | 116500 | 521500
[5 empty] | 117500521500 | 449 | 117500 | 521500
[5 empty] | 118500521500 | 449 | 118500 | 521500
[5 empty] | 119500521500 | 449 | 119500 | 521500
[5 empty] | 120500521500 | 449 | 120500 | 521500
[5 empty] | 121500521500 | 449 | 121500 | 521500
[5 empty] | 122500521500 | 449 | 122500 | 521500
[5 empty] | 123500521500 | 449 | 123500 | 521500
[5 empty] | 99500520500 | 449 | 99500 | 520500
[5 empty] | 100500520500 | 449 | 100500 | 520500
[5 empty] | 101500520500 | 449 | 101500 | 520500
[5 empty] | 102500520500 | 449 | 102500 | 520500
[5 empty] | 103500520500 | 449 | 103500 | 520500
[5 empty] | 104500520500 | 449 | 104500 | 520500
[5 empty] | 105500520500 | 449 | 105500 | 520500
[5 empty] | 106500520500 | 449 | 106500 | 520500
[5 empty] | 107500520500 | 449 | 107500 | 520500
[5 empty] | 108500520500 | 449 | 108500 | 520500
[5 empty] | 109500520500 | 449 | 109500 | 520500
[5 empty] | 110500520500 | 449 | 110500 | 520500
[5 empty] | 111500520500 | 449 | 111500 | 520500
[5 empty] | 112500520500 | 449 | 112500 | 520500
[5 empty] | 113500520500 | 449 | 113500 | 520500
[5 empty] | 114500520500 | 449 | 114500 | 520500
[5 empty] | 115500520500 | 449 | 115500 | 520500
[5 empty] | 116500520500 | 449 | 116500 | 520500
[5 empty] | 117500520500 | 449 | 117500 | 520500
[5 empty] | 118500520500 | 449 | 118500 | 520500
[5 empty] | 119500520500 | 449 | 119500 | 520500
[5 empty] | 120500520500 | 449 | 120500 | 520500
[5 empty] | 121500520500 | 449 | 121500 | 520500
[5 empty] | 122500520500 | 449 | 122500 | 520500
[5 empty] | 123500520500 | 449 | 123500 | 520500
[5 empty] | 124500520500 | 449 | 124500 | 520500
[5 empty] | 99500519500 | 449 | 99500 | 519500
[5 empty] | 100500519500 | 449 | 100500 | 519500
[5 empty] | 101500519500 | 449 | 101500 | 519500
[5 empty] | 102500519500 | 449 | 102500 | 519500
[5 empty] | 103500519500 | 449 | 103500 | 519500
[5 empty] | 104500519500 | 449 | 104500 | 519500
[5 empty] | 105500519500 | 449 | 105500 | 519500
[5 empty] | 106500519500 | 449 | 106500 | 519500
[5 empty] | 107500519500 | 449 | 107500 | 519500
[5 empty] | 108500519500 | 449 | 108500 | 519500
[5 empty] | 109500519500 | 449 | 109500 | 519500
[5 empty] | 110500519500 | 449 | 110500 | 519500
[5 empty] | 111500519500 | 449 | 111500 | 519500
[5 empty] | 112500519500 | 449 | 112500 | 519500
[5 empty] | 113500519500 | 449 | 113500 | 519500
[5 empty] | 114500519500 | 449 | 114500 | 519500
[5 empty] | 115500519500 | 449 | 115500 | 519500
[5 empty] | 116500519500 | 449 | 116500 | 519500
[5 empty] | 117500519500 | 449 | 117500 | 519500
[5 empty] | 118500519500 | 449 | 118500 | 519500
[5 empty] | 119500519500 | 449 | 119500 | 519500
[5 empty] | 120500519500 | 449 | 120500 | 519500
[5 empty] | 121500519500 | 449 | 121500 | 519500
[5 empty] | 122500519500 | 449 | 122500 | 519500
[5 empty] | 123500519500 | 449 | 123500 | 519500
[5 empty] | 124500519500 | 449 | 124500 | 519500
[5 empty] | 99500518500 | 449 | 99500 | 518500
[5 empty] | 100500518500 | 449 | 100500 | 518500
[5 empty] | 101500518500 | 449 | 101500 | 518500
[5 empty] | 102500518500 | 449 | 102500 | 518500
[5 empty] | 103500518500 | 449 | 103500 | 518500
[5 empty] | 104500518500 | 449 | 104500 | 518500
[5 empty] | 105500518500 | 449 | 105500 | 518500
[5 empty] | 106500518500 | 449 | 106500 | 518500
[5 empty] | 107500518500 | 449 | 107500 | 518500
[5 empty] | 108500518500 | 449 | 108500 | 518500
[5 empty] | 109500518500 | 449 | 109500 | 518500
[5 empty] | 110500518500 | 449 | 110500 | 518500
[5 empty] | 111500518500 | 449 | 111500 | 518500
[5 empty] | 112500518500 | 449 | 112500 | 518500
[5 empty] | 113500518500 | 449 | 113500 | 518500
[5 empty] | 114500518500 | 449 | 114500 | 518500
[5 empty] | 115500518500 | 449 | 115500 | 518500
[5 empty] | 116500518500 | 449 | 116500 | 518500
[5 empty] | 117500518500 | 449 | 117500 | 518500
[5 empty] | 118500518500 | 449 | 118500 | 518500
[5 empty] | 119500518500 | 449 | 119500 | 518500
[5 empty] | 120500518500 | 449 | 120500 | 518500
[5 empty] | 121500518500 | 449 | 121500 | 518500
[5 empty] | 122500518500 | 449 | 122500 | 518500
[5 empty] | 123500518500 | 449 | 123500 | 518500
[5 empty] | 124500518500 | 449 | 124500 | 518500
[5 empty] | 98500517500 | 449 | 98500 | 517500
[5 empty] | 99500517500 | 449 | 99500 | 517500
[5 empty] | 100500517500 | 449 | 100500 | 517500
[5 empty] | 101500517500 | 449 | 101500 | 517500
[5 empty] | 102500517500 | 449 | 102500 | 517500
[5 empty] | 103500517500 | 449 | 103500 | 517500
[5 empty] | 104500517500 | 449 | 104500 | 517500
[5 empty] | 105500517500 | 449 | 105500 | 517500
[5 empty] | 106500517500 | 449 | 106500 | 517500
[5 empty] | 107500517500 | 449 | 107500 | 517500
[5 empty] | 108500517500 | 449 | 108500 | 517500
[5 empty] | 109500517500 | 449 | 109500 | 517500
[5 empty] | 110500517500 | 449 | 110500 | 517500
[5 empty] | 111500517500 | 449 | 111500 | 517500
[5 empty] | 112500517500 | 449 | 112500 | 517500
[5 empty] | 113500517500 | 449 | 113500 | 517500
[5 empty] | 114500517500 | 449 | 114500 | 517500
[5 empty] | 115500517500 | 449 | 115500 | 517500
[5 empty] | 116500517500 | 449 | 116500 | 517500
[5 empty] | 117500517500 | 449 | 117500 | 517500
[5 empty] | 118500517500 | 449 | 118500 | 517500
[5 empty] | 119500517500 | 449 | 119500 | 517500
[5 empty] | 120500517500 | 449 | 120500 | 517500
[5 empty] | 121500517500 | 449 | 121500 | 517500
[5 empty] | 122500517500 | 449 | 122500 | 517500
[5 empty] | 123500517500 | 449 | 123500 | 517500
[5 empty] | 124500517500 | 449 | 124500 | 517500
[5 empty] | 97500516500 | 449 | 97500 | 516500
[5 empty] | 98500516500 | 449 | 98500 | 516500
[5 empty] | 99500516500 | 449 | 99500 | 516500
[5 empty] | 100500516500 | 449 | 100500 | 516500
[5 empty] | 101500516500 | 449 | 101500 | 516500
[5 empty] | 102500516500 | 449 | 102500 | 516500
[5 empty] | 103500516500 | 449 | 103500 | 516500
[5 empty] | 104500516500 | 449 | 104500 | 516500
[5 empty] | 105500516500 | 449 | 105500 | 516500
[5 empty] | 106500516500 | 449 | 106500 | 516500
[5 empty] | 107500516500 | 449 | 107500 | 516500
[5 empty] | 108500516500 | 449 | 108500 | 516500
[5 empty] | 109500516500 | 449 | 109500 | 516500
[5 empty] | 110500516500 | 449 | 110500 | 516500
[5 empty] | 111500516500 | 449 | 111500 | 516500
[5 empty] | 112500516500 | 449 | 112500 | 516500
[5 empty] | 113500516500 | 449 | 113500 | 516500
[5 empty] | 114500516500 | 449 | 114500 | 516500
[5 empty] | 115500516500 | 449 | 115500 | 516500
[5 empty] | 116500516500 | 449 | 116500 | 516500
[5 empty] | 117500516500 | 449 | 117500 | 516500
[5 empty] | 118500516500 | 449 | 118500 | 516500
[5 empty] | 119500516500 | 449 | 119500 | 516500
[5 empty] | 120500516500 | 449 | 120500 | 516500
[5 empty] | 121500516500 | 449 | 121500 | 516500
[5 empty] | 122500516500 | 449 | 122500 | 516500
[5 empty] | 123500516500 | 449 | 123500 | 516500
[5 empty] | 124500516500 | 449 | 124500 | 516500
[5 empty] | 96500515500 | 449 | 96500 | 515500
[5 empty] | 97500515500 | 449 | 97500 | 515500
[5 empty] | 98500515500 | 449 | 98500 | 515500
[5 empty] | 99500515500 | 449 | 99500 | 515500
[5 empty] | 100500515500 | 449 | 100500 | 515500
[5 empty] | 101500515500 | 449 | 101500 | 515500
[5 empty] | 102500515500 | 449 | 102500 | 515500
[5 empty] | 103500515500 | 449 | 103500 | 515500
[5 empty] | 104500515500 | 449 | 104500 | 515500
[5 empty] | 105500515500 | 449 | 105500 | 515500
[5 empty] | 106500515500 | 449 | 106500 | 515500
[5 empty] | 107500515500 | 449 | 107500 | 515500
[5 empty] | 108500515500 | 449 | 108500 | 515500
[5 empty] | 109500515500 | 449 | 109500 | 515500
[5 empty] | 110500515500 | 449 | 110500 | 515500
[5 empty] | 111500515500 | 449 | 111500 | 515500
[5 empty] | 112500515500 | 449 | 112500 | 515500
[5 empty] | 113500515500 | 449 | 113500 | 515500
[5 empty] | 114500515500 | 449 | 114500 | 515500
[5 empty] | 115500515500 | 449 | 115500 | 515500
[5 empty] | 116500515500 | 449 | 116500 | 515500
[5 empty] | 117500515500 | 449 | 117500 | 515500
[5 empty] | 118500515500 | 449 | 118500 | 515500
[5 empty] | 119500515500 | 449 | 119500 | 515500
[5 empty] | 120500515500 | 449 | 120500 | 515500
[5 empty] | 121500515500 | 449 | 121500 | 515500
[5 empty] | 122500515500 | 449 | 122500 | 515500
[5 empty] | 123500515500 | 449 | 123500 | 515500
[5 empty] | 124500515500 | 449 | 124500 | 515500
[5 empty] | 125500515500 | 449 | 125500 | 515500
[5 empty] | 96500514500 | 449 | 96500 | 514500
[5 empty] | 97500514500 | 449 | 97500 | 514500
[5 empty] | 98500514500 | 449 | 98500 | 514500
[5 empty] | 99500514500 | 449 | 99500 | 514500
[5 empty] | 100500514500 | 449 | 100500 | 514500
[5 empty] | 101500514500 | 449 | 101500 | 514500
[5 empty] | 102500514500 | 449 | 102500 | 514500
[5 empty] | 103500514500 | 449 | 103500 | 514500
[5 empty] | 104500514500 | 449 | 104500 | 514500
[5 empty] | 105500514500 | 449 | 105500 | 514500
[5 empty] | 106500514500 | 449 | 106500 | 514500
[5 empty] | 107500514500 | 449 | 107500 | 514500
[5 empty] | 108500514500 | 449 | 108500 | 514500
[5 empty] | 109500514500 | 449 | 109500 | 514500
[5 empty] | 110500514500 | 449 | 110500 | 514500
[5 empty] | 111500514500 | 449 | 111500 | 514500
[5 empty] | 112500514500 | 449 | 112500 | 514500
[5 empty] | 113500514500 | 449 | 113500 | 514500
[5 empty] | 114500514500 | 449 | 114500 | 514500
[5 empty] | 115500514500 | 449 | 115500 | 514500
[5 empty] | 116500514500 | 449 | 116500 | 514500
[5 empty] | 117500514500 | 449 | 117500 | 514500
[5 empty] | 118500514500 | 449 | 118500 | 514500
[5 empty] | 119500514500 | 449 | 119500 | 514500
[5 empty] | 120500514500 | 449 | 120500 | 514500
[5 empty] | 121500514500 | 449 | 121500 | 514500
[5 empty] | 122500514500 | 449 | 122500 | 514500
[5 empty] | 123500514500 | 449 | 123500 | 514500
[5 empty] | 124500514500 | 449 | 124500 | 514500
[5 empty] | 125500514500 | 449 | 125500 | 514500
[5 empty] | 95500513500 | 449 | 95500 | 513500
[5 empty] | 96500513500 | 449 | 96500 | 513500
[5 empty] | 97500513500 | 449 | 97500 | 513500
[5 empty] | 98500513500 | 449 | 98500 | 513500
[5 empty] | 99500513500 | 449 | 99500 | 513500
[5 empty] | 100500513500 | 449 | 100500 | 513500
[5 empty] | 101500513500 | 449 | 101500 | 513500
[5 empty] | 102500513500 | 449 | 102500 | 513500
[5 empty] | 103500513500 | 449 | 103500 | 513500
[5 empty] | 104500513500 | 449 | 104500 | 513500
[5 empty] | 105500513500 | 449 | 105500 | 513500
[5 empty] | 106500513500 | 449 | 106500 | 513500
[5 empty] | 107500513500 | 449 | 107500 | 513500
[5 empty] | 108500513500 | 449 | 108500 | 513500
[5 empty] | 109500513500 | 449 | 109500 | 513500
[5 empty] | 110500513500 | 449 | 110500 | 513500
[5 empty] | 111500513500 | 449 | 111500 | 513500
[5 empty] | 112500513500 | 449 | 112500 | 513500
[5 empty] | 113500513500 | 449 | 113500 | 513500
[5 empty] | 114500513500 | 449 | 114500 | 513500
[5 empty] | 115500513500 | 449 | 115500 | 513500
[5 empty] | 116500513500 | 449 | 116500 | 513500
[5 empty] | 117500513500 | 449 | 117500 | 513500
[5 empty] | 118500513500 | 449 | 118500 | 513500
[5 empty] | 119500513500 | 449 | 119500 | 513500
[5 empty] | 120500513500 | 449 | 120500 | 513500
[5 empty] | 121500513500 | 449 | 121500 | 513500
[5 empty] | 122500513500 | 449 | 122500 | 513500
[5 empty] | 123500513500 | 449 | 123500 | 513500
[5 empty] | 124500513500 | 449 | 124500 | 513500
[5 empty] | 125500513500 | 449 | 125500 | 513500
[5 empty] | 126500513500 | 449 | 126500 | 513500
[5 empty] | 89500512500 | 449 | 89500 | 512500
[5 empty] | 95500512500 | 449 | 95500 | 512500
[5 empty] | 96500512500 | 449 | 96500 | 512500
[5 empty] | 97500512500 | 449 | 97500 | 512500
[5 empty] | 98500512500 | 449 | 98500 | 512500
[5 empty] | 99500512500 | 449 | 99500 | 512500
[5 empty] | 100500512500 | 449 | 100500 | 512500
[5 empty] | 101500512500 | 449 | 101500 | 512500
[5 empty] | 102500512500 | 449 | 102500 | 512500
[5 empty] | 103500512500 | 449 | 103500 | 512500
[5 empty] | 104500512500 | 449 | 104500 | 512500
[5 empty] | 105500512500 | 449 | 105500 | 512500
[5 empty] | 106500512500 | 449 | 106500 | 512500
[5 empty] | 107500512500 | 449 | 107500 | 512500
[5 empty] | 108500512500 | 449 | 108500 | 512500
[5 empty] | 109500512500 | 449 | 109500 | 512500
[5 empty] | 110500512500 | 449 | 110500 | 512500
[5 empty] | 111500512500 | 449 | 111500 | 512500
[5 empty] | 112500512500 | 449 | 112500 | 512500
[5 empty] | 113500512500 | 449 | 113500 | 512500
[5 empty] | 114500512500 | 449 | 114500 | 512500
[5 empty] | 115500512500 | 449 | 115500 | 512500
[5 empty] | 116500512500 | 449 | 116500 | 512500
[5 empty] | 117500512500 | 449 | 117500 | 512500
[5 empty] | 118500512500 | 449 | 118500 | 512500
[5 empty] | 119500512500 | 449 | 119500 | 512500
[5 empty] | 120500512500 | 449 | 120500 | 512500
[5 empty] | 121500512500 | 449 | 121500 | 512500
[5 empty] | 122500512500 | 449 | 122500 | 512500
[5 empty] | 123500512500 | 449 | 123500 | 512500
[5 empty] | 124500512500 | 449 | 124500 | 512500
[5 empty] | 125500512500 | 449 | 125500 | 512500
[5 empty] | 126500512500 | 449 | 126500 | 512500
[5 empty] | 127500512500 | 449 | 127500 | 512500
[5 empty] | 128500512500 | 449 | 128500 | 512500
[5 empty] | 129500512500 | 449 | 129500 | 512500
[5 empty] | 130500512500 | 449 | 130500 | 512500
[5 empty] | 88500511500 | 449 | 88500 | 511500
[5 empty] | 89500511500 | 449 | 89500 | 511500
[5 empty] | 90500511500 | 449 | 90500 | 511500
[5 empty] | 91500511500 | 449 | 91500 | 511500
[5 empty] | 92500511500 | 449 | 92500 | 511500
[5 empty] | 95500511500 | 449 | 95500 | 511500
[5 empty] | 96500511500 | 449 | 96500 | 511500
[5 empty] | 97500511500 | 449 | 97500 | 511500
[5 empty] | 98500511500 | 449 | 98500 | 511500
[5 empty] | 99500511500 | 449 | 99500 | 511500
[5 empty] | 100500511500 | 449 | 100500 | 511500
[5 empty] | 101500511500 | 449 | 101500 | 511500
[5 empty] | 102500511500 | 449 | 102500 | 511500
[5 empty] | 103500511500 | 449 | 103500 | 511500
[5 empty] | 104500511500 | 449 | 104500 | 511500
[5 empty] | 105500511500 | 449 | 105500 | 511500
[5 empty] | 106500511500 | 449 | 106500 | 511500
[5 empty] | 107500511500 | 449 | 107500 | 511500
[5 empty] | 108500511500 | 449 | 108500 | 511500
[5 empty] | 109500511500 | 449 | 109500 | 511500
[5 empty] | 110500511500 | 449 | 110500 | 511500
[5 empty] | 111500511500 | 449 | 111500 | 511500
[5 empty] | 112500511500 | 449 | 112500 | 511500
[5 empty] | 113500511500 | 449 | 113500 | 511500
[5 empty] | 114500511500 | 449 | 114500 | 511500
[5 empty] | 115500511500 | 449 | 115500 | 511500
[5 empty] | 116500511500 | 449 | 116500 | 511500
[5 empty] | 117500511500 | 449 | 117500 | 511500
[5 empty] | 118500511500 | 449 | 118500 | 511500
[5 empty] | 119500511500 | 449 | 119500 | 511500
[5 empty] | 120500511500 | 449 | 120500 | 511500
[5 empty] | 121500511500 | 449 | 121500 | 511500
[5 empty] | 122500511500 | 449 | 122500 | 511500
[5 empty] | 123500511500 | 449 | 123500 | 511500
[5 empty] | 124500511500 | 449 | 124500 | 511500
[5 empty] | 125500511500 | 449 | 125500 | 511500
[5 empty] | 126500511500 | 449 | 126500 | 511500
[5 empty] | 127500511500 | 449 | 127500 | 511500
[5 empty] | 128500511500 | 449 | 128500 | 511500
[5 empty] | 129500511500 | 449 | 129500 | 511500
[5 empty] | 130500511500 | 449 | 130500 | 511500
[5 empty] | 131500511500 | 449 | 131500 | 511500
[5 empty] | 132500511500 | 449 | 132500 | 511500
[5 empty] | 88500510500 | 449 | 88500 | 510500
[5 empty] | 89500510500 | 449 | 89500 | 510500
[5 empty] | 90500510500 | 449 | 90500 | 510500
[5 empty] | 91500510500 | 449 | 91500 | 510500
[5 empty] | 92500510500 | 449 | 92500 | 510500
[5 empty] | 93500510500 | 449 | 93500 | 510500
[5 empty] | 94500510500 | 449 | 94500 | 510500
[5 empty] | 95500510500 | 449 | 95500 | 510500
[5 empty] | 96500510500 | 449 | 96500 | 510500
[5 empty] | 97500510500 | 449 | 97500 | 510500
[5 empty] | 98500510500 | 449 | 98500 | 510500
[5 empty] | 99500510500 | 449 | 99500 | 510500
[5 empty] | 100500510500 | 449 | 100500 | 510500
[5 empty] | 101500510500 | 449 | 101500 | 510500
[5 empty] | 102500510500 | 449 | 102500 | 510500
[5 empty] | 103500510500 | 449 | 103500 | 510500
[5 empty] | 104500510500 | 449 | 104500 | 510500
[5 empty] | 105500510500 | 449 | 105500 | 510500
[5 empty] | 106500510500 | 449 | 106500 | 510500
[5 empty] | 107500510500 | 449 | 107500 | 510500
[5 empty] | 108500510500 | 449 | 108500 | 510500
[5 empty] | 109500510500 | 449 | 109500 | 510500
[5 empty] | 110500510500 | 449 | 110500 | 510500
[5 empty] | 111500510500 | 449 | 111500 | 510500
[5 empty] | 112500510500 | 449 | 112500 | 510500
[5 empty] | 113500510500 | 449 | 113500 | 510500
[5 empty] | 114500510500 | 449 | 114500 | 510500
[5 empty] | 115500510500 | 449 | 115500 | 510500
[5 empty] | 116500510500 | 449 | 116500 | 510500
[5 empty] | 117500510500 | 449 | 117500 | 510500
[5 empty] | 118500510500 | 449 | 118500 | 510500
[5 empty] | 119500510500 | 449 | 119500 | 510500
[5 empty] | 120500510500 | 449 | 120500 | 510500
[5 empty] | 121500510500 | 449 | 121500 | 510500
[5 empty] | 122500510500 | 449 | 122500 | 510500
[5 empty] | 123500510500 | 449 | 123500 | 510500
[5 empty] | 124500510500 | 449 | 124500 | 510500
[5 empty] | 125500510500 | 449 | 125500 | 510500
[5 empty] | 126500510500 | 449 | 126500 | 510500
[5 empty] | 127500510500 | 449 | 127500 | 510500
[5 empty] | 128500510500 | 449 | 128500 | 510500
[5 empty] | 129500510500 | 449 | 129500 | 510500
[5 empty] | 130500510500 | 449 | 130500 | 510500
[5 empty] | 131500510500 | 449 | 131500 | 510500
[5 empty] | 132500510500 | 449 | 132500 | 510500
[5 empty] | 133500510500 | 449 | 133500 | 510500
[5 empty] | 88500509500 | 449 | 88500 | 509500
[5 empty] | 89500509500 | 449 | 89500 | 509500
[5 empty] | 90500509500 | 449 | 90500 | 509500
[5 empty] | 91500509500 | 449 | 91500 | 509500
[5 empty] | 92500509500 | 449 | 92500 | 509500
[5 empty] | 93500509500 | 449 | 93500 | 509500
[5 empty] | 94500509500 | 449 | 94500 | 509500
[5 empty] | 95500509500 | 449 | 95500 | 509500
[5 empty] | 96500509500 | 449 | 96500 | 509500
[5 empty] | 97500509500 | 449 | 97500 | 509500
[5 empty] | 98500509500 | 449 | 98500 | 509500
[5 empty] | 99500509500 | 449 | 99500 | 509500
[5 empty] | 100500509500 | 449 | 100500 | 509500
[5 empty] | 101500509500 | 449 | 101500 | 509500
[5 empty] | 102500509500 | 449 | 102500 | 509500
[5 empty] | 103500509500 | 449 | 103500 | 509500
[5 empty] | 104500509500 | 449 | 104500 | 509500
[5 empty] | 105500509500 | 449 | 105500 | 509500
[5 empty] | 106500509500 | 449 | 106500 | 509500
[5 empty] | 107500509500 | 449 | 107500 | 509500
[5 empty] | 108500509500 | 449 | 108500 | 509500
[5 empty] | 109500509500 | 449 | 109500 | 509500
[5 empty] | 110500509500 | 449 | 110500 | 509500
[5 empty] | 111500509500 | 449 | 111500 | 509500
[5 empty] | 112500509500 | 449 | 112500 | 509500
[5 empty] | 113500509500 | 449 | 113500 | 509500
[5 empty] | 114500509500 | 449 | 114500 | 509500
[5 empty] | 115500509500 | 449 | 115500 | 509500
[5 empty] | 116500509500 | 449 | 116500 | 509500
[5 empty] | 117500509500 | 449 | 117500 | 509500
[5 empty] | 118500509500 | 449 | 118500 | 509500
[5 empty] | 119500509500 | 449 | 119500 | 509500
[5 empty] | 120500509500 | 449 | 120500 | 509500
[5 empty] | 121500509500 | 449 | 121500 | 509500
[5 empty] | 122500509500 | 449 | 122500 | 509500
[5 empty] | 123500509500 | 449 | 123500 | 509500
[5 empty] | 124500509500 | 449 | 124500 | 509500
[5 empty] | 125500509500 | 449 | 125500 | 509500
[5 empty] | 126500509500 | 449 | 126500 | 509500
[5 empty] | 127500509500 | 449 | 127500 | 509500
[5 empty] | 128500509500 | 449 | 128500 | 509500
[5 empty] | 129500509500 | 449 | 129500 | 509500
[5 empty] | 130500509500 | 449 | 130500 | 509500
[5 empty] | 131500509500 | 449 | 131500 | 509500
[5 empty] | 132500509500 | 449 | 132500 | 509500
[5 empty] | 133500509500 | 449 | 133500 | 509500
[5 empty] | 134500509500 | 449 | 134500 | 509500
[5 empty] | 88500508500 | 449 | 88500 | 508500
[5 empty] | 89500508500 | 449 | 89500 | 508500
[5 empty] | 90500508500 | 449 | 90500 | 508500
[5 empty] | 91500508500 | 449 | 91500 | 508500
[5 empty] | 92500508500 | 449 | 92500 | 508500
[5 empty] | 93500508500 | 449 | 93500 | 508500
[5 empty] | 94500508500 | 449 | 94500 | 508500
[5 empty] | 95500508500 | 449 | 95500 | 508500
[5 empty] | 96500508500 | 449 | 96500 | 508500
[5 empty] | 97500508500 | 449 | 97500 | 508500
[5 empty] | 98500508500 | 449 | 98500 | 508500
[5 empty] | 99500508500 | 449 | 99500 | 508500
[5 empty] | 100500508500 | 449 | 100500 | 508500
[5 empty] | 101500508500 | 449 | 101500 | 508500
[5 empty] | 102500508500 | 449 | 102500 | 508500
[5 empty] | 103500508500 | 449 | 103500 | 508500
[5 empty] | 104500508500 | 449 | 104500 | 508500
[5 empty] | 105500508500 | 449 | 105500 | 508500
[5 empty] | 106500508500 | 449 | 106500 | 508500
[5 empty] | 107500508500 | 449 | 107500 | 508500
[5 empty] | 108500508500 | 449 | 108500 | 508500
[5 empty] | 109500508500 | 449 | 109500 | 508500
[5 empty] | 110500508500 | 449 | 110500 | 508500
[5 empty] | 111500508500 | 449 | 111500 | 508500
[5 empty] | 112500508500 | 449 | 112500 | 508500
[5 empty] | 113500508500 | 449 | 113500 | 508500
[5 empty] | 114500508500 | 449 | 114500 | 508500
[5 empty] | 115500508500 | 449 | 115500 | 508500
[5 empty] | 116500508500 | 449 | 116500 | 508500
[5 empty] | 117500508500 | 449 | 117500 | 508500
[5 empty] | 118500508500 | 449 | 118500 | 508500
[5 empty] | 119500508500 | 449 | 119500 | 508500
[5 empty] | 120500508500 | 449 | 120500 | 508500
[5 empty] | 121500508500 | 449 | 121500 | 508500
[5 empty] | 122500508500 | 449 | 122500 | 508500
[5 empty] | 123500508500 | 449 | 123500 | 508500
[5 empty] | 124500508500 | 449 | 124500 | 508500
[5 empty] | 125500508500 | 449 | 125500 | 508500
[5 empty] | 126500508500 | 449 | 126500 | 508500
[5 empty] | 127500508500 | 449 | 127500 | 508500
[5 empty] | 128500508500 | 449 | 128500 | 508500
[5 empty] | 129500508500 | 449 | 129500 | 508500
[5 empty] | 130500508500 | 449 | 130500 | 508500
[5 empty] | 131500508500 | 449 | 131500 | 508500
[5 empty] | 132500508500 | 449 | 132500 | 508500
[5 empty] | 133500508500 | 449 | 133500 | 508500
[5 empty] | 134500508500 | 449 | 134500 | 508500
[5 empty] | 135500508500 | 449 | 135500 | 508500
[5 empty] | 136500508500 | 449 | 136500 | 508500
[5 empty] | 87500507500 | 449 | 87500 | 507500
[5 empty] | 88500507500 | 449 | 88500 | 507500
[5 empty] | 89500507500 | 449 | 89500 | 507500
[5 empty] | 90500507500 | 449 | 90500 | 507500
[5 empty] | 91500507500 | 449 | 91500 | 507500
[5 empty] | 92500507500 | 449 | 92500 | 507500
[5 empty] | 93500507500 | 449 | 93500 | 507500
[5 empty] | 94500507500 | 449 | 94500 | 507500
[5 empty] | 95500507500 | 449 | 95500 | 507500
[5 empty] | 96500507500 | 449 | 96500 | 507500
[5 empty] | 97500507500 | 449 | 97500 | 507500
[5 empty] | 98500507500 | 449 | 98500 | 507500
[5 empty] | 99500507500 | 449 | 99500 | 507500
[5 empty] | 100500507500 | 449 | 100500 | 507500
[5 empty] | 101500507500 | 449 | 101500 | 507500
[5 empty] | 102500507500 | 449 | 102500 | 507500
[5 empty] | 103500507500 | 449 | 103500 | 507500
[5 empty] | 104500507500 | 449 | 104500 | 507500
[5 empty] | 105500507500 | 449 | 105500 | 507500
[5 empty] | 106500507500 | 449 | 106500 | 507500
[5 empty] | 107500507500 | 449 | 107500 | 507500
[5 empty] | 108500507500 | 449 | 108500 | 507500
[5 empty] | 109500507500 | 449 | 109500 | 507500
[5 empty] | 110500507500 | 449 | 110500 | 507500
[5 empty] | 111500507500 | 449 | 111500 | 507500
[5 empty] | 112500507500 | 449 | 112500 | 507500
[5 empty] | 113500507500 | 449 | 113500 | 507500
[5 empty] | 114500507500 | 449 | 114500 | 507500
[5 empty] | 115500507500 | 449 | 115500 | 507500
[5 empty] | 116500507500 | 449 | 116500 | 507500
[5 empty] | 117500507500 | 449 | 117500 | 507500
[5 empty] | 118500507500 | 449 | 118500 | 507500
[5 empty] | 119500507500 | 449 | 119500 | 507500
[5 empty] | 120500507500 | 449 | 120500 | 507500
[5 empty] | 121500507500 | 449 | 121500 | 507500
[5 empty] | 122500507500 | 449 | 122500 | 507500
[5 empty] | 123500507500 | 449 | 123500 | 507500
[5 empty] | 124500507500 | 449 | 124500 | 507500
[5 empty] | 125500507500 | 449 | 125500 | 507500
[5 empty] | 126500507500 | 449 | 126500 | 507500
[5 empty] | 127500507500 | 449 | 127500 | 507500
[5 empty] | 128500507500 | 449 | 128500 | 507500
[5 empty] | 129500507500 | 449 | 129500 | 507500
[5 empty] | 130500507500 | 449 | 130500 | 507500
[5 empty] | 131500507500 | 449 | 131500 | 507500
[5 empty] | 132500507500 | 449 | 132500 | 507500
[5 empty] | 133500507500 | 449 | 133500 | 507500
[5 empty] | 134500507500 | 449 | 134500 | 507500
[5 empty] | 135500507500 | 449 | 135500 | 507500
[5 empty] | 86500506500 | 449 | 86500 | 506500
[5 empty] | 87500506500 | 449 | 87500 | 506500
[5 empty] | 88500506500 | 449 | 88500 | 506500
[5 empty] | 89500506500 | 449 | 89500 | 506500
[5 empty] | 90500506500 | 449 | 90500 | 506500
[5 empty] | 91500506500 | 449 | 91500 | 506500
[5 empty] | 92500506500 | 449 | 92500 | 506500
[5 empty] | 93500506500 | 449 | 93500 | 506500
[5 empty] | 94500506500 | 449 | 94500 | 506500
[5 empty] | 95500506500 | 449 | 95500 | 506500
[5 empty] | 96500506500 | 449 | 96500 | 506500
[5 empty] | 97500506500 | 449 | 97500 | 506500
[5 empty] | 98500506500 | 449 | 98500 | 506500
[5 empty] | 99500506500 | 449 | 99500 | 506500
[5 empty] | 100500506500 | 449 | 100500 | 506500
[5 empty] | 101500506500 | 449 | 101500 | 506500
[5 empty] | 102500506500 | 449 | 102500 | 506500
[5 empty] | 103500506500 | 449 | 103500 | 506500
[5 empty] | 104500506500 | 449 | 104500 | 506500
[5 empty] | 105500506500 | 449 | 105500 | 506500
[5 empty] | 106500506500 | 449 | 106500 | 506500
[5 empty] | 107500506500 | 449 | 107500 | 506500
[5 empty] | 108500506500 | 449 | 108500 | 506500
[5 empty] | 109500506500 | 449 | 109500 | 506500
[5 empty] | 110500506500 | 449 | 110500 | 506500
[5 empty] | 111500506500 | 449 | 111500 | 506500
[5 empty] | 112500506500 | 449 | 112500 | 506500
[5 empty] | 113500506500 | 449 | 113500 | 506500
[5 empty] | 114500506500 | 449 | 114500 | 506500
[5 empty] | 115500506500 | 449 | 115500 | 506500
[5 empty] | 116500506500 | 449 | 116500 | 506500
[5 empty] | 117500506500 | 449 | 117500 | 506500
[5 empty] | 118500506500 | 449 | 118500 | 506500
[5 empty] | 119500506500 | 449 | 119500 | 506500
[5 empty] | 120500506500 | 449 | 120500 | 506500
[5 empty] | 121500506500 | 449 | 121500 | 506500
[5 empty] | 122500506500 | 449 | 122500 | 506500
[5 empty] | 123500506500 | 449 | 123500 | 506500
[5 empty] | 124500506500 | 449 | 124500 | 506500
[5 empty] | 125500506500 | 449 | 125500 | 506500
[5 empty] | 126500506500 | 449 | 126500 | 506500
[5 empty] | 127500506500 | 449 | 127500 | 506500
[5 empty] | 128500506500 | 449 | 128500 | 506500
[5 empty] | 129500506500 | 449 | 129500 | 506500
[5 empty] | 130500506500 | 449 | 130500 | 506500
[5 empty] | 131500506500 | 449 | 131500 | 506500
[5 empty] | 132500506500 | 449 | 132500 | 506500
[5 empty] | 133500506500 | 449 | 133500 | 506500
[5 empty] | 134500506500 | 449 | 134500 | 506500
[5 empty] | 135500506500 | 449 | 135500 | 506500
[5 empty] | 136500506500 | 449 | 136500 | 506500
[5 empty] | 86500505500 | 449 | 86500 | 505500
[5 empty] | 87500505500 | 449 | 87500 | 505500
[5 empty] | 88500505500 | 449 | 88500 | 505500
[5 empty] | 89500505500 | 449 | 89500 | 505500
[5 empty] | 90500505500 | 449 | 90500 | 505500
[5 empty] | 91500505500 | 449 | 91500 | 505500
[5 empty] | 92500505500 | 449 | 92500 | 505500
[5 empty] | 93500505500 | 449 | 93500 | 505500
[5 empty] | 94500505500 | 449 | 94500 | 505500
[5 empty] | 95500505500 | 449 | 95500 | 505500
[5 empty] | 96500505500 | 449 | 96500 | 505500
[5 empty] | 97500505500 | 449 | 97500 | 505500
[5 empty] | 98500505500 | 449 | 98500 | 505500
[5 empty] | 99500505500 | 449 | 99500 | 505500
[5 empty] | 100500505500 | 449 | 100500 | 505500
[5 empty] | 101500505500 | 449 | 101500 | 505500
[5 empty] | 102500505500 | 449 | 102500 | 505500
[5 empty] | 103500505500 | 449 | 103500 | 505500
[5 empty] | 104500505500 | 449 | 104500 | 505500
[5 empty] | 105500505500 | 449 | 105500 | 505500
[5 empty] | 106500505500 | 449 | 106500 | 505500
[5 empty] | 107500505500 | 449 | 107500 | 505500
[5 empty] | 108500505500 | 449 | 108500 | 505500
[5 empty] | 109500505500 | 449 | 109500 | 505500
[5 empty] | 110500505500 | 449 | 110500 | 505500
[5 empty] | 111500505500 | 449 | 111500 | 505500
[5 empty] | 112500505500 | 449 | 112500 | 505500
[5 empty] | 113500505500 | 449 | 113500 | 505500
[5 empty] | 114500505500 | 449 | 114500 | 505500
[5 empty] | 115500505500 | 449 | 115500 | 505500
[5 empty] | 116500505500 | 449 | 116500 | 505500
[5 empty] | 117500505500 | 449 | 117500 | 505500
[5 empty] | 118500505500 | 449 | 118500 | 505500
[5 empty] | 119500505500 | 449 | 119500 | 505500
[5 empty] | 120500505500 | 449 | 120500 | 505500
[5 empty] | 121500505500 | 449 | 121500 | 505500
[5 empty] | 122500505500 | 449 | 122500 | 505500
[5 empty] | 123500505500 | 449 | 123500 | 505500
[5 empty] | 124500505500 | 449 | 124500 | 505500
[5 empty] | 125500505500 | 449 | 125500 | 505500
[5 empty] | 126500505500 | 449 | 126500 | 505500
[5 empty] | 127500505500 | 449 | 127500 | 505500
[5 empty] | 128500505500 | 449 | 128500 | 505500
[5 empty] | 129500505500 | 449 | 129500 | 505500
[5 empty] | 130500505500 | 449 | 130500 | 505500
[5 empty] | 131500505500 | 449 | 131500 | 505500
[5 empty] | 132500505500 | 449 | 132500 | 505500
[5 empty] | 133500505500 | 449 | 133500 | 505500
[5 empty] | 134500505500 | 449 | 134500 | 505500
[5 empty] | 135500505500 | 449 | 135500 | 505500
[5 empty] | 136500505500 | 449 | 136500 | 505500
[5 empty] | 137500505500 | 449 | 137500 | 505500
[5 empty] | 138500505500 | 449 | 138500 | 505500
[5 empty] | 86500504500 | 449 | 86500 | 504500
[5 empty] | 87500504500 | 449 | 87500 | 504500
[5 empty] | 88500504500 | 449 | 88500 | 504500
[5 empty] | 89500504500 | 449 | 89500 | 504500
[5 empty] | 90500504500 | 449 | 90500 | 504500
[5 empty] | 91500504500 | 449 | 91500 | 504500
[5 empty] | 92500504500 | 449 | 92500 | 504500
[5 empty] | 93500504500 | 449 | 93500 | 504500
[5 empty] | 94500504500 | 449 | 94500 | 504500
[5 empty] | 95500504500 | 449 | 95500 | 504500
[5 empty] | 96500504500 | 449 | 96500 | 504500
[5 empty] | 97500504500 | 449 | 97500 | 504500
[5 empty] | 98500504500 | 449 | 98500 | 504500
[5 empty] | 99500504500 | 449 | 99500 | 504500
[5 empty] | 100500504500 | 449 | 100500 | 504500
[5 empty] | 101500504500 | 449 | 101500 | 504500
[5 empty] | 102500504500 | 449 | 102500 | 504500
[5 empty] | 103500504500 | 449 | 103500 | 504500
[5 empty] | 104500504500 | 449 | 104500 | 504500
[5 empty] | 105500504500 | 449 | 105500 | 504500
[5 empty] | 106500504500 | 449 | 106500 | 504500
[5 empty] | 107500504500 | 449 | 107500 | 504500
[5 empty] | 108500504500 | 449 | 108500 | 504500
[5 empty] | 109500504500 | 449 | 109500 | 504500
[5 empty] | 110500504500 | 449 | 110500 | 504500
[5 empty] | 111500504500 | 449 | 111500 | 504500
[5 empty] | 112500504500 | 449 | 112500 | 504500
[5 empty] | 113500504500 | 449 | 113500 | 504500
[5 empty] | 114500504500 | 449 | 114500 | 504500
[5 empty] | 115500504500 | 449 | 115500 | 504500
[5 empty] | 116500504500 | 449 | 116500 | 504500
[5 empty] | 117500504500 | 449 | 117500 | 504500
[5 empty] | 118500504500 | 449 | 118500 | 504500
[5 empty] | 119500504500 | 449 | 119500 | 504500
[5 empty] | 120500504500 | 449 | 120500 | 504500
[5 empty] | 121500504500 | 449 | 121500 | 504500
[5 empty] | 122500504500 | 449 | 122500 | 504500
[5 empty] | 123500504500 | 449 | 123500 | 504500
[5 empty] | 124500504500 | 449 | 124500 | 504500
[5 empty] | 125500504500 | 449 | 125500 | 504500
[5 empty] | 126500504500 | 449 | 126500 | 504500
[5 empty] | 127500504500 | 449 | 127500 | 504500
[5 empty] | 128500504500 | 449 | 128500 | 504500
[5 empty] | 129500504500 | 449 | 129500 | 504500
[5 empty] | 130500504500 | 449 | 130500 | 504500
[5 empty] | 131500504500 | 449 | 131500 | 504500
[5 empty] | 132500504500 | 449 | 132500 | 504500
[5 empty] | 133500504500 | 449 | 133500 | 504500
[5 empty] | 134500504500 | 449 | 134500 | 504500
[5 empty] | 135500504500 | 449 | 135500 | 504500
[5 empty] | 136500504500 | 449 | 136500 | 504500
[5 empty] | 137500504500 | 449 | 137500 | 504500
[5 empty] | 138500504500 | 449 | 138500 | 504500
[5 empty] | 83500503500 | 449 | 83500 | 503500
[5 empty] | 84500503500 | 449 | 84500 | 503500
[5 empty] | 85500503500 | 449 | 85500 | 503500
[5 empty] | 86500503500 | 449 | 86500 | 503500
[5 empty] | 87500503500 | 449 | 87500 | 503500
[5 empty] | 88500503500 | 449 | 88500 | 503500
[5 empty] | 89500503500 | 449 | 89500 | 503500
[5 empty] | 90500503500 | 449 | 90500 | 503500
[5 empty] | 91500503500 | 449 | 91500 | 503500
[5 empty] | 92500503500 | 449 | 92500 | 503500
[5 empty] | 93500503500 | 449 | 93500 | 503500
[5 empty] | 94500503500 | 449 | 94500 | 503500
[5 empty] | 95500503500 | 449 | 95500 | 503500
[5 empty] | 96500503500 | 449 | 96500 | 503500
[5 empty] | 97500503500 | 449 | 97500 | 503500
[5 empty] | 98500503500 | 449 | 98500 | 503500
[5 empty] | 99500503500 | 449 | 99500 | 503500
[5 empty] | 100500503500 | 449 | 100500 | 503500
[5 empty] | 101500503500 | 449 | 101500 | 503500
[5 empty] | 102500503500 | 449 | 102500 | 503500
[5 empty] | 103500503500 | 449 | 103500 | 503500
[5 empty] | 104500503500 | 449 | 104500 | 503500
[5 empty] | 105500503500 | 449 | 105500 | 503500
[5 empty] | 106500503500 | 449 | 106500 | 503500
[5 empty] | 107500503500 | 449 | 107500 | 503500
[5 empty] | 108500503500 | 449 | 108500 | 503500
[5 empty] | 109500503500 | 449 | 109500 | 503500
[5 empty] | 110500503500 | 449 | 110500 | 503500
[5 empty] | 111500503500 | 449 | 111500 | 503500
[5 empty] | 112500503500 | 449 | 112500 | 503500
[5 empty] | 113500503500 | 449 | 113500 | 503500
[5 empty] | 114500503500 | 449 | 114500 | 503500
[5 empty] | 115500503500 | 449 | 115500 | 503500
[5 empty] | 116500503500 | 449 | 116500 | 503500
[5 empty] | 117500503500 | 449 | 117500 | 503500
[5 empty] | 118500503500 | 449 | 118500 | 503500
[5 empty] | 119500503500 | 449 | 119500 | 503500
[5 empty] | 120500503500 | 449 | 120500 | 503500
[5 empty] | 121500503500 | 449 | 121500 | 503500
[5 empty] | 122500503500 | 449 | 122500 | 503500
[5 empty] | 123500503500 | 449 | 123500 | 503500
[5 empty] | 124500503500 | 449 | 124500 | 503500
[5 empty] | 125500503500 | 449 | 125500 | 503500
[5 empty] | 126500503500 | 449 | 126500 | 503500
[5 empty] | 127500503500 | 449 | 127500 | 503500
[5 empty] | 128500503500 | 449 | 128500 | 503500
[5 empty] | 129500503500 | 449 | 129500 | 503500
[5 empty] | 130500503500 | 449 | 130500 | 503500
[5 empty] | 131500503500 | 449 | 131500 | 503500
[5 empty] | 132500503500 | 449 | 132500 | 503500
[5 empty] | 133500503500 | 449 | 133500 | 503500
[5 empty] | 134500503500 | 449 | 134500 | 503500
[5 empty] | 135500503500 | 449 | 135500 | 503500
[5 empty] | 136500503500 | 449 | 136500 | 503500
[5 empty] | 137500503500 | 449 | 137500 | 503500
[5 empty] | 83500502500 | 449 | 83500 | 502500
[5 empty] | 84500502500 | 449 | 84500 | 502500
[5 empty] | 85500502500 | 449 | 85500 | 502500
[5 empty] | 86500502500 | 449 | 86500 | 502500
[5 empty] | 87500502500 | 449 | 87500 | 502500
[5 empty] | 88500502500 | 449 | 88500 | 502500
[5 empty] | 89500502500 | 449 | 89500 | 502500
[5 empty] | 90500502500 | 449 | 90500 | 502500
[5 empty] | 91500502500 | 449 | 91500 | 502500
[5 empty] | 92500502500 | 449 | 92500 | 502500
[5 empty] | 93500502500 | 449 | 93500 | 502500
[5 empty] | 94500502500 | 449 | 94500 | 502500
[5 empty] | 95500502500 | 449 | 95500 | 502500
[5 empty] | 96500502500 | 449 | 96500 | 502500
[5 empty] | 97500502500 | 449 | 97500 | 502500
[5 empty] | 98500502500 | 449 | 98500 | 502500
[5 empty] | 99500502500 | 449 | 99500 | 502500
[5 empty] | 100500502500 | 449 | 100500 | 502500
[5 empty] | 101500502500 | 449 | 101500 | 502500
[5 empty] | 102500502500 | 449 | 102500 | 502500
[5 empty] | 103500502500 | 449 | 103500 | 502500
[5 empty] | 104500502500 | 449 | 104500 | 502500
[5 empty] | 105500502500 | 449 | 105500 | 502500
[5 empty] | 106500502500 | 449 | 106500 | 502500
[5 empty] | 107500502500 | 449 | 107500 | 502500
[5 empty] | 108500502500 | 449 | 108500 | 502500
[5 empty] | 109500502500 | 449 | 109500 | 502500
[5 empty] | 110500502500 | 449 | 110500 | 502500
[5 empty] | 111500502500 | 449 | 111500 | 502500
[5 empty] | 112500502500 | 449 | 112500 | 502500
[5 empty] | 113500502500 | 449 | 113500 | 502500
[5 empty] | 114500502500 | 449 | 114500 | 502500
[5 empty] | 115500502500 | 449 | 115500 | 502500
[5 empty] | 116500502500 | 449 | 116500 | 502500
[5 empty] | 117500502500 | 449 | 117500 | 502500
[5 empty] | 118500502500 | 449 | 118500 | 502500
[5 empty] | 119500502500 | 449 | 119500 | 502500
[5 empty] | 120500502500 | 449 | 120500 | 502500
[5 empty] | 121500502500 | 449 | 121500 | 502500
[5 empty] | 122500502500 | 449 | 122500 | 502500
[5 empty] | 123500502500 | 449 | 123500 | 502500
[5 empty] | 124500502500 | 449 | 124500 | 502500
[5 empty] | 125500502500 | 449 | 125500 | 502500
[5 empty] | 126500502500 | 449 | 126500 | 502500
[5 empty] | 127500502500 | 449 | 127500 | 502500
[5 empty] | 128500502500 | 449 | 128500 | 502500
[5 empty] | 129500502500 | 449 | 129500 | 502500
[5 empty] | 130500502500 | 449 | 130500 | 502500
[5 empty] | 131500502500 | 449 | 131500 | 502500
[5 empty] | 132500502500 | 449 | 132500 | 502500
[5 empty] | 133500502500 | 449 | 133500 | 502500
[5 empty] | 134500502500 | 449 | 134500 | 502500
[5 empty] | 135500502500 | 449 | 135500 | 502500
[5 empty] | 136500502500 | 449 | 136500 | 502500
[5 empty] | 83500501500 | 449 | 83500 | 501500
[5 empty] | 84500501500 | 449 | 84500 | 501500
[5 empty] | 85500501500 | 449 | 85500 | 501500
[5 empty] | 86500501500 | 449 | 86500 | 501500
[5 empty] | 87500501500 | 449 | 87500 | 501500
[5 empty] | 88500501500 | 449 | 88500 | 501500
[5 empty] | 89500501500 | 449 | 89500 | 501500
[5 empty] | 90500501500 | 449 | 90500 | 501500
[5 empty] | 91500501500 | 449 | 91500 | 501500
[5 empty] | 92500501500 | 449 | 92500 | 501500
[5 empty] | 93500501500 | 449 | 93500 | 501500
[5 empty] | 94500501500 | 449 | 94500 | 501500
[5 empty] | 95500501500 | 449 | 95500 | 501500
[5 empty] | 96500501500 | 449 | 96500 | 501500
[5 empty] | 97500501500 | 449 | 97500 | 501500
[5 empty] | 98500501500 | 449 | 98500 | 501500
[5 empty] | 99500501500 | 449 | 99500 | 501500
[5 empty] | 100500501500 | 449 | 100500 | 501500
[5 empty] | 101500501500 | 449 | 101500 | 501500
[5 empty] | 102500501500 | 449 | 102500 | 501500
[5 empty] | 103500501500 | 449 | 103500 | 501500
[5 empty] | 104500501500 | 449 | 104500 | 501500
[5 empty] | 105500501500 | 449 | 105500 | 501500
[5 empty] | 106500501500 | 449 | 106500 | 501500
[5 empty] | 107500501500 | 449 | 107500 | 501500
[5 empty] | 108500501500 | 449 | 108500 | 501500
[5 empty] | 109500501500 | 449 | 109500 | 501500
[5 empty] | 110500501500 | 449 | 110500 | 501500
[5 empty] | 111500501500 | 449 | 111500 | 501500
[5 empty] | 112500501500 | 449 | 112500 | 501500
[5 empty] | 113500501500 | 449 | 113500 | 501500
[5 empty] | 114500501500 | 449 | 114500 | 501500
[5 empty] | 115500501500 | 449 | 115500 | 501500
[5 empty] | 116500501500 | 449 | 116500 | 501500
[5 empty] | 117500501500 | 449 | 117500 | 501500
[5 empty] | 118500501500 | 449 | 118500 | 501500
[5 empty] | 119500501500 | 449 | 119500 | 501500
[5 empty] | 120500501500 | 449 | 120500 | 501500
[5 empty] | 121500501500 | 449 | 121500 | 501500
[5 empty] | 122500501500 | 449 | 122500 | 501500
[5 empty] | 123500501500 | 449 | 123500 | 501500
[5 empty] | 124500501500 | 449 | 124500 | 501500
[5 empty] | 125500501500 | 449 | 125500 | 501500
[5 empty] | 126500501500 | 449 | 126500 | 501500
[5 empty] | 127500501500 | 449 | 127500 | 501500
[5 empty] | 128500501500 | 449 | 128500 | 501500
[5 empty] | 129500501500 | 449 | 129500 | 501500
[5 empty] | 130500501500 | 449 | 130500 | 501500
[5 empty] | 131500501500 | 449 | 131500 | 501500
[5 empty] | 132500501500 | 449 | 132500 | 501500
[5 empty] | 133500501500 | 449 | 133500 | 501500
[5 empty] | 134500501500 | 449 | 134500 | 501500
[5 empty] | 135500501500 | 449 | 135500 | 501500
[5 empty] | 136500501500 | 449 | 136500 | 501500
[5 empty] | 84500500500 | 449 | 84500 | 500500
[5 empty] | 85500500500 | 449 | 85500 | 500500
[5 empty] | 86500500500 | 449 | 86500 | 500500
[5 empty] | 87500500500 | 449 | 87500 | 500500
[5 empty] | 88500500500 | 449 | 88500 | 500500
[5 empty] | 89500500500 | 449 | 89500 | 500500
[5 empty] | 90500500500 | 449 | 90500 | 500500
[5 empty] | 91500500500 | 449 | 91500 | 500500
[5 empty] | 92500500500 | 449 | 92500 | 500500
[5 empty] | 93500500500 | 449 | 93500 | 500500
[5 empty] | 94500500500 | 449 | 94500 | 500500
[5 empty] | 95500500500 | 449 | 95500 | 500500
[5 empty] | 96500500500 | 449 | 96500 | 500500
[5 empty] | 97500500500 | 449 | 97500 | 500500
[5 empty] | 98500500500 | 449 | 98500 | 500500
[5 empty] | 99500500500 | 449 | 99500 | 500500
[5 empty] | 100500500500 | 449 | 100500 | 500500
[5 empty] | 101500500500 | 449 | 101500 | 500500
[5 empty] | 102500500500 | 449 | 102500 | 500500
[5 empty] | 103500500500 | 449 | 103500 | 500500
[5 empty] | 104500500500 | 449 | 104500 | 500500
[5 empty] | 105500500500 | 449 | 105500 | 500500
[5 empty] | 106500500500 | 449 | 106500 | 500500
[5 empty] | 107500500500 | 449 | 107500 | 500500
[5 empty] | 108500500500 | 449 | 108500 | 500500
[5 empty] | 109500500500 | 449 | 109500 | 500500
[5 empty] | 110500500500 | 449 | 110500 | 500500
[5 empty] | 111500500500 | 449 | 111500 | 500500
[5 empty] | 112500500500 | 449 | 112500 | 500500
[5 empty] | 113500500500 | 449 | 113500 | 500500
[5 empty] | 114500500500 | 449 | 114500 | 500500
[5 empty] | 115500500500 | 449 | 115500 | 500500
[5 empty] | 116500500500 | 449 | 116500 | 500500
[5 empty] | 117500500500 | 449 | 117500 | 500500
[5 empty] | 118500500500 | 449 | 118500 | 500500
[5 empty] | 119500500500 | 449 | 119500 | 500500
[5 empty] | 120500500500 | 449 | 120500 | 500500
[5 empty] | 121500500500 | 449 | 121500 | 500500
[5 empty] | 122500500500 | 449 | 122500 | 500500
[5 empty] | 123500500500 | 449 | 123500 | 500500
[5 empty] | 124500500500 | 449 | 124500 | 500500
[5 empty] | 125500500500 | 449 | 125500 | 500500
[5 empty] | 126500500500 | 449 | 126500 | 500500
[5 empty] | 127500500500 | 449 | 127500 | 500500
[5 empty] | 128500500500 | 449 | 128500 | 500500
[5 empty] | 129500500500 | 449 | 129500 | 500500
[5 empty] | 130500500500 | 449 | 130500 | 500500
[5 empty] | 131500500500 | 449 | 131500 | 500500
[5 empty] | 132500500500 | 449 | 132500 | 500500
[5 empty] | 133500500500 | 449 | 133500 | 500500
[5 empty] | 134500500500 | 449 | 134500 | 500500
[5 empty] | 135500500500 | 449 | 135500 | 500500
[5 empty] | 83500499500 | 449 | 83500 | 499500
[5 empty] | 84500499500 | 449 | 84500 | 499500
[5 empty] | 85500499500 | 449 | 85500 | 499500
[5 empty] | 86500499500 | 449 | 86500 | 499500
[5 empty] | 87500499500 | 449 | 87500 | 499500
[5 empty] | 88500499500 | 449 | 88500 | 499500
[5 empty] | 89500499500 | 449 | 89500 | 499500
[5 empty] | 90500499500 | 449 | 90500 | 499500
[5 empty] | 91500499500 | 449 | 91500 | 499500
[5 empty] | 92500499500 | 449 | 92500 | 499500
[5 empty] | 93500499500 | 449 | 93500 | 499500
[5 empty] | 94500499500 | 449 | 94500 | 499500
[5 empty] | 95500499500 | 449 | 95500 | 499500
[5 empty] | 96500499500 | 449 | 96500 | 499500
[5 empty] | 97500499500 | 449 | 97500 | 499500
[5 empty] | 98500499500 | 449 | 98500 | 499500
[5 empty] | 99500499500 | 449 | 99500 | 499500
[5 empty] | 100500499500 | 449 | 100500 | 499500
[5 empty] | 101500499500 | 449 | 101500 | 499500
[5 empty] | 102500499500 | 449 | 102500 | 499500
[5 empty] | 103500499500 | 449 | 103500 | 499500
[5 empty] | 104500499500 | 449 | 104500 | 499500
[5 empty] | 105500499500 | 449 | 105500 | 499500
[5 empty] | 106500499500 | 449 | 106500 | 499500
[5 empty] | 107500499500 | 449 | 107500 | 499500
[5 empty] | 108500499500 | 449 | 108500 | 499500
[5 empty] | 109500499500 | 449 | 109500 | 499500
[5 empty] | 110500499500 | 449 | 110500 | 499500
[5 empty] | 111500499500 | 449 | 111500 | 499500
[5 empty] | 112500499500 | 449 | 112500 | 499500
[5 empty] | 113500499500 | 449 | 113500 | 499500
[5 empty] | 114500499500 | 449 | 114500 | 499500
[5 empty] | 115500499500 | 449 | 115500 | 499500
[5 empty] | 116500499500 | 449 | 116500 | 499500
[5 empty] | 117500499500 | 449 | 117500 | 499500
[5 empty] | 118500499500 | 449 | 118500 | 499500
[5 empty] | 119500499500 | 449 | 119500 | 499500
[5 empty] | 120500499500 | 449 | 120500 | 499500
[5 empty] | 121500499500 | 449 | 121500 | 499500
[5 empty] | 122500499500 | 449 | 122500 | 499500
[5 empty] | 123500499500 | 449 | 123500 | 499500
[5 empty] | 124500499500 | 449 | 124500 | 499500
[5 empty] | 125500499500 | 449 | 125500 | 499500
[5 empty] | 126500499500 | 449 | 126500 | 499500
[5 empty] | 127500499500 | 449 | 127500 | 499500
[5 empty] | 128500499500 | 449 | 128500 | 499500
[5 empty] | 129500499500 | 449 | 129500 | 499500
[5 empty] | 130500499500 | 449 | 130500 | 499500
[5 empty] | 131500499500 | 449 | 131500 | 499500
[5 empty] | 132500499500 | 449 | 132500 | 499500
[5 empty] | 82500498500 | 449 | 82500 | 498500
[5 empty] | 83500498500 | 449 | 83500 | 498500
[5 empty] | 84500498500 | 449 | 84500 | 498500
[5 empty] | 85500498500 | 449 | 85500 | 498500
[5 empty] | 86500498500 | 449 | 86500 | 498500
[5 empty] | 87500498500 | 449 | 87500 | 498500
[5 empty] | 88500498500 | 449 | 88500 | 498500
[5 empty] | 89500498500 | 449 | 89500 | 498500
[5 empty] | 90500498500 | 449 | 90500 | 498500
[5 empty] | 91500498500 | 449 | 91500 | 498500
[5 empty] | 92500498500 | 449 | 92500 | 498500
[5 empty] | 93500498500 | 449 | 93500 | 498500
[5 empty] | 94500498500 | 449 | 94500 | 498500
[5 empty] | 95500498500 | 449 | 95500 | 498500
[5 empty] | 96500498500 | 449 | 96500 | 498500
[5 empty] | 97500498500 | 449 | 97500 | 498500
[5 empty] | 98500498500 | 449 | 98500 | 498500
[5 empty] | 99500498500 | 449 | 99500 | 498500
[5 empty] | 100500498500 | 449 | 100500 | 498500
[5 empty] | 101500498500 | 449 | 101500 | 498500
[5 empty] | 102500498500 | 449 | 102500 | 498500
[5 empty] | 103500498500 | 449 | 103500 | 498500
[5 empty] | 104500498500 | 449 | 104500 | 498500
[5 empty] | 105500498500 | 449 | 105500 | 498500
[5 empty] | 106500498500 | 449 | 106500 | 498500
[5 empty] | 107500498500 | 449 | 107500 | 498500
[5 empty] | 108500498500 | 449 | 108500 | 498500
[5 empty] | 109500498500 | 449 | 109500 | 498500
[5 empty] | 110500498500 | 449 | 110500 | 498500
[5 empty] | 111500498500 | 449 | 111500 | 498500
[5 empty] | 112500498500 | 449 | 112500 | 498500
[5 empty] | 113500498500 | 449 | 113500 | 498500
[5 empty] | 114500498500 | 449 | 114500 | 498500
[5 empty] | 115500498500 | 449 | 115500 | 498500
[5 empty] | 116500498500 | 449 | 116500 | 498500
[5 empty] | 117500498500 | 449 | 117500 | 498500
[5 empty] | 118500498500 | 449 | 118500 | 498500
[5 empty] | 119500498500 | 449 | 119500 | 498500
[5 empty] | 120500498500 | 449 | 120500 | 498500
[5 empty] | 121500498500 | 449 | 121500 | 498500
[5 empty] | 122500498500 | 449 | 122500 | 498500
[5 empty] | 123500498500 | 449 | 123500 | 498500
[5 empty] | 124500498500 | 449 | 124500 | 498500
[5 empty] | 125500498500 | 449 | 125500 | 498500
[5 empty] | 126500498500 | 449 | 126500 | 498500
[5 empty] | 127500498500 | 449 | 127500 | 498500
[5 empty] | 128500498500 | 449 | 128500 | 498500
[5 empty] | 129500498500 | 449 | 129500 | 498500
[5 empty] | 130500498500 | 449 | 130500 | 498500
[5 empty] | 131500498500 | 449 | 131500 | 498500
[5 empty] | 132500498500 | 449 | 132500 | 498500
[5 empty] | 133500498500 | 449 | 133500 | 498500
[5 empty] | 82500497500 | 449 | 82500 | 497500
[5 empty] | 83500497500 | 449 | 83500 | 497500
[5 empty] | 84500497500 | 449 | 84500 | 497500
[5 empty] | 85500497500 | 449 | 85500 | 497500
[5 empty] | 86500497500 | 449 | 86500 | 497500
[5 empty] | 87500497500 | 449 | 87500 | 497500
[5 empty] | 88500497500 | 449 | 88500 | 497500
[5 empty] | 89500497500 | 449 | 89500 | 497500
[5 empty] | 90500497500 | 449 | 90500 | 497500
[5 empty] | 91500497500 | 449 | 91500 | 497500
[5 empty] | 92500497500 | 449 | 92500 | 497500
[5 empty] | 93500497500 | 449 | 93500 | 497500
[5 empty] | 94500497500 | 449 | 94500 | 497500
[5 empty] | 95500497500 | 449 | 95500 | 497500
[5 empty] | 96500497500 | 449 | 96500 | 497500
[5 empty] | 97500497500 | 449 | 97500 | 497500
[5 empty] | 98500497500 | 449 | 98500 | 497500
[5 empty] | 99500497500 | 449 | 99500 | 497500
[5 empty] | 100500497500 | 449 | 100500 | 497500
[5 empty] | 101500497500 | 449 | 101500 | 497500
[5 empty] | 102500497500 | 449 | 102500 | 497500
[5 empty] | 103500497500 | 449 | 103500 | 497500
[5 empty] | 104500497500 | 449 | 104500 | 497500
[5 empty] | 105500497500 | 449 | 105500 | 497500
[5 empty] | 106500497500 | 449 | 106500 | 497500
[5 empty] | 107500497500 | 449 | 107500 | 497500
[5 empty] | 108500497500 | 449 | 108500 | 497500
[5 empty] | 109500497500 | 449 | 109500 | 497500
[5 empty] | 110500497500 | 449 | 110500 | 497500
[5 empty] | 111500497500 | 449 | 111500 | 497500
[5 empty] | 112500497500 | 449 | 112500 | 497500
[5 empty] | 113500497500 | 449 | 113500 | 497500
[5 empty] | 114500497500 | 449 | 114500 | 497500
[5 empty] | 115500497500 | 449 | 115500 | 497500
[5 empty] | 116500497500 | 449 | 116500 | 497500
[5 empty] | 117500497500 | 449 | 117500 | 497500
[5 empty] | 118500497500 | 449 | 118500 | 497500
[5 empty] | 119500497500 | 449 | 119500 | 497500
[5 empty] | 120500497500 | 449 | 120500 | 497500
[5 empty] | 121500497500 | 449 | 121500 | 497500
[5 empty] | 122500497500 | 449 | 122500 | 497500
[5 empty] | 123500497500 | 449 | 123500 | 497500
[5 empty] | 124500497500 | 449 | 124500 | 497500
[5 empty] | 125500497500 | 449 | 125500 | 497500
[5 empty] | 126500497500 | 449 | 126500 | 497500
[5 empty] | 127500497500 | 449 | 127500 | 497500
[5 empty] | 128500497500 | 449 | 128500 | 497500
[5 empty] | 129500497500 | 449 | 129500 | 497500
[5 empty] | 130500497500 | 449 | 130500 | 497500
[5 empty] | 131500497500 | 449 | 131500 | 497500
[5 empty] | 132500497500 | 449 | 132500 | 497500
[5 empty] | 133500497500 | 449 | 133500 | 497500
[5 empty] | 83500496500 | 449 | 83500 | 496500
[5 empty] | 84500496500 | 449 | 84500 | 496500
[5 empty] | 85500496500 | 449 | 85500 | 496500
[5 empty] | 86500496500 | 449 | 86500 | 496500
[5 empty] | 87500496500 | 449 | 87500 | 496500
[5 empty] | 88500496500 | 449 | 88500 | 496500
[5 empty] | 89500496500 | 449 | 89500 | 496500
[5 empty] | 90500496500 | 449 | 90500 | 496500
[5 empty] | 91500496500 | 449 | 91500 | 496500
[5 empty] | 92500496500 | 449 | 92500 | 496500
[5 empty] | 93500496500 | 449 | 93500 | 496500
[5 empty] | 94500496500 | 449 | 94500 | 496500
[5 empty] | 95500496500 | 449 | 95500 | 496500
[5 empty] | 96500496500 | 449 | 96500 | 496500
[5 empty] | 97500496500 | 449 | 97500 | 496500
[5 empty] | 98500496500 | 449 | 98500 | 496500
[5 empty] | 99500496500 | 449 | 99500 | 496500
[5 empty] | 100500496500 | 449 | 100500 | 496500
[5 empty] | 101500496500 | 449 | 101500 | 496500
[5 empty] | 102500496500 | 449 | 102500 | 496500
[5 empty] | 103500496500 | 449 | 103500 | 496500
[5 empty] | 104500496500 | 449 | 104500 | 496500
[5 empty] | 105500496500 | 449 | 105500 | 496500
[5 empty] | 106500496500 | 449 | 106500 | 496500
[5 empty] | 107500496500 | 449 | 107500 | 496500
[5 empty] | 108500496500 | 449 | 108500 | 496500
[5 empty] | 109500496500 | 449 | 109500 | 496500
[5 empty] | 110500496500 | 449 | 110500 | 496500
[5 empty] | 111500496500 | 449 | 111500 | 496500
[5 empty] | 112500496500 | 449 | 112500 | 496500
[5 empty] | 113500496500 | 449 | 113500 | 496500
[5 empty] | 114500496500 | 449 | 114500 | 496500
[5 empty] | 115500496500 | 449 | 115500 | 496500
[5 empty] | 116500496500 | 449 | 116500 | 496500
[5 empty] | 117500496500 | 449 | 117500 | 496500
[5 empty] | 118500496500 | 449 | 118500 | 496500
[5 empty] | 119500496500 | 449 | 119500 | 496500
[5 empty] | 120500496500 | 449 | 120500 | 496500
[5 empty] | 121500496500 | 449 | 121500 | 496500
[5 empty] | 122500496500 | 449 | 122500 | 496500
[5 empty] | 123500496500 | 449 | 123500 | 496500
[5 empty] | 124500496500 | 449 | 124500 | 496500
[5 empty] | 125500496500 | 449 | 125500 | 496500
[5 empty] | 126500496500 | 449 | 126500 | 496500
[5 empty] | 127500496500 | 449 | 127500 | 496500
[5 empty] | 128500496500 | 449 | 128500 | 496500
[5 empty] | 129500496500 | 449 | 129500 | 496500
[5 empty] | 130500496500 | 449 | 130500 | 496500
[5 empty] | 131500496500 | 449 | 131500 | 496500
[5 empty] | 132500496500 | 449 | 132500 | 496500
[5 empty] | 133500496500 | 449 | 133500 | 496500
[5 empty] | 134500496500 | 449 | 134500 | 496500
[5 empty] | 85500495500 | 449 | 85500 | 495500
[5 empty] | 86500495500 | 449 | 86500 | 495500
[5 empty] | 87500495500 | 449 | 87500 | 495500
[5 empty] | 88500495500 | 449 | 88500 | 495500
[5 empty] | 89500495500 | 449 | 89500 | 495500
[5 empty] | 90500495500 | 449 | 90500 | 495500
[5 empty] | 91500495500 | 449 | 91500 | 495500
[5 empty] | 92500495500 | 449 | 92500 | 495500
[5 empty] | 93500495500 | 449 | 93500 | 495500
[5 empty] | 94500495500 | 449 | 94500 | 495500
[5 empty] | 95500495500 | 449 | 95500 | 495500
[5 empty] | 96500495500 | 449 | 96500 | 495500
[5 empty] | 97500495500 | 449 | 97500 | 495500
[5 empty] | 98500495500 | 449 | 98500 | 495500
[5 empty] | 99500495500 | 449 | 99500 | 495500
[5 empty] | 100500495500 | 449 | 100500 | 495500
[5 empty] | 101500495500 | 449 | 101500 | 495500
[5 empty] | 102500495500 | 449 | 102500 | 495500
[5 empty] | 103500495500 | 449 | 103500 | 495500
[5 empty] | 104500495500 | 449 | 104500 | 495500
[5 empty] | 105500495500 | 449 | 105500 | 495500
[5 empty] | 106500495500 | 449 | 106500 | 495500
[5 empty] | 107500495500 | 449 | 107500 | 495500
[5 empty] | 108500495500 | 449 | 108500 | 495500
[5 empty] | 109500495500 | 449 | 109500 | 495500
[5 empty] | 110500495500 | 449 | 110500 | 495500
[5 empty] | 111500495500 | 449 | 111500 | 495500
[5 empty] | 112500495500 | 449 | 112500 | 495500
[5 empty] | 113500495500 | 449 | 113500 | 495500
[5 empty] | 114500495500 | 449 | 114500 | 495500
[5 empty] | 115500495500 | 449 | 115500 | 495500
[5 empty] | 116500495500 | 449 | 116500 | 495500
[5 empty] | 117500495500 | 449 | 117500 | 495500
[5 empty] | 118500495500 | 449 | 118500 | 495500
[5 empty] | 119500495500 | 449 | 119500 | 495500
[5 empty] | 120500495500 | 449 | 120500 | 495500
[5 empty] | 121500495500 | 449 | 121500 | 495500
[5 empty] | 122500495500 | 449 | 122500 | 495500
[5 empty] | 123500495500 | 449 | 123500 | 495500
[5 empty] | 124500495500 | 449 | 124500 | 495500
[5 empty] | 125500495500 | 449 | 125500 | 495500
[5 empty] | 126500495500 | 449 | 126500 | 495500
[5 empty] | 127500495500 | 449 | 127500 | 495500
[5 empty] | 128500495500 | 449 | 128500 | 495500
[5 empty] | 129500495500 | 449 | 129500 | 495500
[5 empty] | 130500495500 | 449 | 130500 | 495500
[5 empty] | 131500495500 | 449 | 131500 | 495500
[5 empty] | 132500495500 | 449 | 132500 | 495500
[5 empty] | 133500495500 | 449 | 133500 | 495500
[5 empty] | 134500495500 | 449 | 134500 | 495500
[5 empty] | 135500495500 | 449 | 135500 | 495500
[5 empty] | 85500494500 | 449 | 85500 | 494500
[5 empty] | 86500494500 | 449 | 86500 | 494500
[5 empty] | 87500494500 | 449 | 87500 | 494500
[5 empty] | 88500494500 | 449 | 88500 | 494500
[5 empty] | 89500494500 | 449 | 89500 | 494500
[5 empty] | 90500494500 | 449 | 90500 | 494500
[5 empty] | 91500494500 | 449 | 91500 | 494500
[5 empty] | 92500494500 | 449 | 92500 | 494500
[5 empty] | 93500494500 | 449 | 93500 | 494500
[5 empty] | 94500494500 | 449 | 94500 | 494500
[5 empty] | 95500494500 | 449 | 95500 | 494500
[5 empty] | 96500494500 | 449 | 96500 | 494500
[5 empty] | 97500494500 | 449 | 97500 | 494500
[5 empty] | 98500494500 | 449 | 98500 | 494500
[5 empty] | 99500494500 | 449 | 99500 | 494500
[5 empty] | 100500494500 | 449 | 100500 | 494500
[5 empty] | 101500494500 | 449 | 101500 | 494500
[5 empty] | 102500494500 | 449 | 102500 | 494500
[5 empty] | 103500494500 | 449 | 103500 | 494500
[5 empty] | 104500494500 | 449 | 104500 | 494500
[5 empty] | 105500494500 | 449 | 105500 | 494500
[5 empty] | 106500494500 | 449 | 106500 | 494500
[5 empty] | 107500494500 | 449 | 107500 | 494500
[5 empty] | 108500494500 | 449 | 108500 | 494500
[5 empty] | 109500494500 | 449 | 109500 | 494500
[5 empty] | 110500494500 | 449 | 110500 | 494500
[5 empty] | 117500494500 | 449 | 117500 | 494500
[5 empty] | 118500494500 | 449 | 118500 | 494500
[5 empty] | 119500494500 | 449 | 119500 | 494500
[5 empty] | 120500494500 | 449 | 120500 | 494500
[5 empty] | 121500494500 | 449 | 121500 | 494500
[5 empty] | 122500494500 | 449 | 122500 | 494500
[5 empty] | 123500494500 | 449 | 123500 | 494500
[5 empty] | 124500494500 | 449 | 124500 | 494500
[5 empty] | 125500494500 | 449 | 125500 | 494500
[5 empty] | 126500494500 | 449 | 126500 | 494500
[5 empty] | 127500494500 | 449 | 127500 | 494500
[5 empty] | 128500494500 | 449 | 128500 | 494500
[5 empty] | 129500494500 | 449 | 129500 | 494500
[5 empty] | 130500494500 | 449 | 130500 | 494500
[5 empty] | 131500494500 | 449 | 131500 | 494500
[5 empty] | 132500494500 | 449 | 132500 | 494500
[5 empty] | 133500494500 | 449 | 133500 | 494500
[5 empty] | 134500494500 | 449 | 134500 | 494500
[5 empty] | 85500493500 | 449 | 85500 | 493500
[5 empty] | 86500493500 | 449 | 86500 | 493500
[5 empty] | 87500493500 | 449 | 87500 | 493500
[5 empty] | 88500493500 | 449 | 88500 | 493500
[5 empty] | 89500493500 | 449 | 89500 | 493500
[5 empty] | 90500493500 | 449 | 90500 | 493500
[5 empty] | 91500493500 | 449 | 91500 | 493500
[5 empty] | 92500493500 | 449 | 92500 | 493500
[5 empty] | 93500493500 | 449 | 93500 | 493500
[5 empty] | 94500493500 | 449 | 94500 | 493500
[5 empty] | 95500493500 | 449 | 95500 | 493500
[5 empty] | 96500493500 | 449 | 96500 | 493500
[5 empty] | 97500493500 | 449 | 97500 | 493500
[5 empty] | 98500493500 | 449 | 98500 | 493500
[5 empty] | 99500493500 | 449 | 99500 | 493500
[5 empty] | 100500493500 | 449 | 100500 | 493500
[5 empty] | 101500493500 | 449 | 101500 | 493500
[5 empty] | 102500493500 | 449 | 102500 | 493500
[5 empty] | 103500493500 | 449 | 103500 | 493500
[5 empty] | 104500493500 | 449 | 104500 | 493500
[5 empty] | 105500493500 | 449 | 105500 | 493500
[5 empty] | 106500493500 | 449 | 106500 | 493500
[5 empty] | 107500493500 | 449 | 107500 | 493500
[5 empty] | 108500493500 | 449 | 108500 | 493500
[5 empty] | 109500493500 | 449 | 109500 | 493500
[5 empty] | 122500493500 | 449 | 122500 | 493500
[5 empty] | 123500493500 | 449 | 123500 | 493500
[5 empty] | 124500493500 | 449 | 124500 | 493500
[5 empty] | 125500493500 | 449 | 125500 | 493500
[5 empty] | 126500493500 | 449 | 126500 | 493500
[5 empty] | 127500493500 | 449 | 127500 | 493500
[5 empty] | 128500493500 | 449 | 128500 | 493500
[5 empty] | 129500493500 | 449 | 129500 | 493500
[5 empty] | 130500493500 | 449 | 130500 | 493500
[5 empty] | 131500493500 | 449 | 131500 | 493500
[5 empty] | 132500493500 | 449 | 132500 | 493500
[5 empty] | 133500493500 | 449 | 133500 | 493500
[5 empty] | 134500493500 | 449 | 134500 | 493500
[5 empty] | 86500492500 | 449 | 86500 | 492500
[5 empty] | 87500492500 | 449 | 87500 | 492500
[5 empty] | 88500492500 | 449 | 88500 | 492500
[5 empty] | 89500492500 | 449 | 89500 | 492500
[5 empty] | 90500492500 | 449 | 90500 | 492500
[5 empty] | 91500492500 | 449 | 91500 | 492500
[5 empty] | 92500492500 | 449 | 92500 | 492500
[5 empty] | 93500492500 | 449 | 93500 | 492500
[5 empty] | 94500492500 | 449 | 94500 | 492500
[5 empty] | 95500492500 | 449 | 95500 | 492500
[5 empty] | 96500492500 | 449 | 96500 | 492500
[5 empty] | 97500492500 | 449 | 97500 | 492500
[5 empty] | 98500492500 | 449 | 98500 | 492500
[5 empty] | 99500492500 | 449 | 99500 | 492500
[5 empty] | 100500492500 | 449 | 100500 | 492500
[5 empty] | 101500492500 | 449 | 101500 | 492500
[5 empty] | 102500492500 | 449 | 102500 | 492500
[5 empty] | 103500492500 | 449 | 103500 | 492500
[5 empty] | 104500492500 | 449 | 104500 | 492500
[5 empty] | 105500492500 | 449 | 105500 | 492500
[5 empty] | 106500492500 | 449 | 106500 | 492500
[5 empty] | 107500492500 | 449 | 107500 | 492500
[5 empty] | 126500492500 | 449 | 126500 | 492500
[5 empty] | 127500492500 | 449 | 127500 | 492500
[5 empty] | 128500492500 | 449 | 128500 | 492500
[5 empty] | 129500492500 | 449 | 129500 | 492500
[5 empty] | 130500492500 | 449 | 130500 | 492500
[5 empty] | 131500492500 | 449 | 131500 | 492500
[5 empty] | 132500492500 | 449 | 132500 | 492500
[5 empty] | 133500492500 | 449 | 133500 | 492500
[5 empty] | 134500492500 | 449 | 134500 | 492500
[5 empty] | 135500492500 | 449 | 135500 | 492500
[5 empty] | 136500492500 | 449 | 136500 | 492500
[5 empty] | 86500491500 | 449 | 86500 | 491500
[5 empty] | 87500491500 | 449 | 87500 | 491500
[5 empty] | 88500491500 | 449 | 88500 | 491500
[5 empty] | 89500491500 | 449 | 89500 | 491500
[5 empty] | 90500491500 | 449 | 90500 | 491500
[5 empty] | 91500491500 | 449 | 91500 | 491500
[5 empty] | 92500491500 | 449 | 92500 | 491500
[5 empty] | 93500491500 | 449 | 93500 | 491500
[5 empty] | 94500491500 | 449 | 94500 | 491500
[5 empty] | 95500491500 | 449 | 95500 | 491500
[5 empty] | 96500491500 | 449 | 96500 | 491500
[5 empty] | 97500491500 | 449 | 97500 | 491500
[5 empty] | 98500491500 | 449 | 98500 | 491500
[5 empty] | 99500491500 | 449 | 99500 | 491500
[5 empty] | 100500491500 | 449 | 100500 | 491500
[5 empty] | 101500491500 | 449 | 101500 | 491500
[5 empty] | 102500491500 | 449 | 102500 | 491500
[5 empty] | 103500491500 | 449 | 103500 | 491500
[5 empty] | 105500491500 | 449 | 105500 | 491500
[5 empty] | 106500491500 | 449 | 106500 | 491500
[5 empty] | 127500491500 | 449 | 127500 | 491500
[5 empty] | 128500491500 | 449 | 128500 | 491500
[5 empty] | 129500491500 | 449 | 129500 | 491500
[5 empty] | 130500491500 | 449 | 130500 | 491500
[5 empty] | 131500491500 | 449 | 131500 | 491500
[5 empty] | 132500491500 | 449 | 132500 | 491500
[5 empty] | 133500491500 | 449 | 133500 | 491500
[5 empty] | 136500491500 | 449 | 136500 | 491500
[5 empty] | 87500490500 | 449 | 87500 | 490500
[5 empty] | 88500490500 | 449 | 88500 | 490500
[5 empty] | 89500490500 | 449 | 89500 | 490500
[5 empty] | 90500490500 | 449 | 90500 | 490500
[5 empty] | 91500490500 | 449 | 91500 | 490500
[5 empty] | 92500490500 | 449 | 92500 | 490500
[5 empty] | 93500490500 | 449 | 93500 | 490500
[5 empty] | 94500490500 | 449 | 94500 | 490500
[5 empty] | 95500490500 | 449 | 95500 | 490500
[5 empty] | 96500490500 | 449 | 96500 | 490500
[5 empty] | 97500490500 | 449 | 97500 | 490500
[5 empty] | 98500490500 | 449 | 98500 | 490500
[5 empty] | 99500490500 | 449 | 99500 | 490500
[5 empty] | 100500490500 | 449 | 100500 | 490500
[5 empty] | 101500490500 | 449 | 101500 | 490500
[5 empty] | 127500490500 | 449 | 127500 | 490500
[5 empty] | 128500490500 | 449 | 128500 | 490500
[5 empty] | 129500490500 | 449 | 129500 | 490500
[5 empty] | 87500489500 | 449 | 87500 | 489500
[5 empty] | 88500489500 | 449 | 88500 | 489500
[5 empty] | 89500489500 | 449 | 89500 | 489500
[5 empty] | 90500489500 | 449 | 90500 | 489500
[5 empty] | 91500489500 | 449 | 91500 | 489500
[5 empty] | 92500489500 | 449 | 92500 | 489500
[5 empty] | 93500489500 | 449 | 93500 | 489500
[5 empty] | 94500489500 | 449 | 94500 | 489500
[5 empty] | 95500489500 | 449 | 95500 | 489500
[5 empty] | 96500489500 | 449 | 96500 | 489500
[5 empty] | 97500489500 | 449 | 97500 | 489500
[5 empty] | 98500489500 | 449 | 98500 | 489500
[5 empty] | 99500489500 | 449 | 99500 | 489500
[5 empty] | 128500489500 | 449 | 128500 | 489500
[5 empty] | 129500489500 | 449 | 129500 | 489500
[5 empty] | 88500488500 | 449 | 88500 | 488500
[5 empty] | 89500488500 | 449 | 89500 | 488500
[5 empty] | 90500488500 | 449 | 90500 | 488500
[5 empty] | 91500488500 | 449 | 91500 | 488500
[5 empty] | 92500488500 | 449 | 92500 | 488500
[5 empty] | 93500488500 | 449 | 93500 | 488500
[5 empty] | 94500488500 | 449 | 94500 | 488500
[5 empty] | 95500488500 | 449 | 95500 | 488500
[5 empty] | 96500488500 | 449 | 96500 | 488500
[5 empty] | 97500488500 | 449 | 97500 | 488500
[5 empty] | 98500488500 | 449 | 98500 | 488500
[5 empty] | 90500487500 | 449 | 90500 | 487500
[5 empty] | 91500487500 | 449 | 91500 | 487500
[5 empty] | 92500487500 | 449 | 92500 | 487500
[5 empty] | 94500487500 | 449 | 94500 | 487500
[5 empty] | 95500487500 | 449 | 95500 | 487500
[5 empty] | 96500487500 | 449 | 96500 | 487500
[5 empty] | 97500487500 | 449 | 97500 | 487500
[5 empty] | 90500486500 | 449 | 90500 | 486500
[5 empty] | 91500486500 | 449 | 91500 | 486500
[5 empty] | 92500486500 | 449 | 92500 | 486500
[5 empty] | 96500486500 | 449 | 96500 | 486500
[5 empty] | 96500485500 | 449 | 96500 | 485500
[5 empty] | 145500536500 | 450 | 145500 | 536500
[5 empty] | 142500535500 | 450 | 142500 | 535500
[5 empty] | 143500535500 | 450 | 143500 | 535500
[5 empty] | 145500535500 | 450 | 145500 | 535500
[5 empty] | 146500535500 | 450 | 146500 | 535500
[5 empty] | 141500534500 | 450 | 141500 | 534500
[5 empty] | 142500534500 | 450 | 142500 | 534500
[5 empty] | 143500534500 | 450 | 143500 | 534500
[5 empty] | 144500534500 | 450 | 144500 | 534500
[5 empty] | 145500534500 | 450 | 145500 | 534500
[5 empty] | 146500534500 | 450 | 146500 | 534500
[5 empty] | 147500534500 | 450 | 147500 | 534500
[5 empty] | 148500534500 | 450 | 148500 | 534500
[5 empty] | 149500534500 | 450 | 149500 | 534500
[5 empty] | 141500533500 | 450 | 141500 | 533500
[5 empty] | 142500533500 | 450 | 142500 | 533500
[5 empty] | 143500533500 | 450 | 143500 | 533500
[5 empty] | 144500533500 | 450 | 144500 | 533500
[5 empty] | 145500533500 | 450 | 145500 | 533500
[5 empty] | 146500533500 | 450 | 146500 | 533500
[5 empty] | 147500533500 | 450 | 147500 | 533500
[5 empty] | 148500533500 | 450 | 148500 | 533500
[5 empty] | 149500533500 | 450 | 149500 | 533500
[5 empty] | 150500533500 | 450 | 150500 | 533500
[5 empty] | 140500532500 | 450 | 140500 | 532500
[5 empty] | 141500532500 | 450 | 141500 | 532500
[5 empty] | 142500532500 | 450 | 142500 | 532500
[5 empty] | 143500532500 | 450 | 143500 | 532500
[5 empty] | 144500532500 | 450 | 144500 | 532500
[5 empty] | 145500532500 | 450 | 145500 | 532500
[5 empty] | 146500532500 | 450 | 146500 | 532500
[5 empty] | 147500532500 | 450 | 147500 | 532500
[5 empty] | 148500532500 | 450 | 148500 | 532500
[5 empty] | 149500532500 | 450 | 149500 | 532500
[5 empty] | 150500532500 | 450 | 150500 | 532500
[5 empty] | 139500531500 | 450 | 139500 | 531500
[5 empty] | 140500531500 | 450 | 140500 | 531500
[5 empty] | 141500531500 | 450 | 141500 | 531500
[5 empty] | 142500531500 | 450 | 142500 | 531500
[5 empty] | 143500531500 | 450 | 143500 | 531500
[5 empty] | 144500531500 | 450 | 144500 | 531500
[5 empty] | 145500531500 | 450 | 145500 | 531500
[5 empty] | 146500531500 | 450 | 146500 | 531500
[5 empty] | 147500531500 | 450 | 147500 | 531500
[5 empty] | 148500531500 | 450 | 148500 | 531500
[5 empty] | 149500531500 | 450 | 149500 | 531500
[5 empty] | 150500531500 | 450 | 150500 | 531500
[5 empty] | 151500531500 | 450 | 151500 | 531500
[5 empty] | 139500530500 | 450 | 139500 | 530500
[5 empty] | 140500530500 | 450 | 140500 | 530500
[5 empty] | 141500530500 | 450 | 141500 | 530500
[5 empty] | 142500530500 | 450 | 142500 | 530500
[5 empty] | 143500530500 | 450 | 143500 | 530500
[5 empty] | 144500530500 | 450 | 144500 | 530500
[5 empty] | 145500530500 | 450 | 145500 | 530500
[5 empty] | 146500530500 | 450 | 146500 | 530500
[5 empty] | 147500530500 | 450 | 147500 | 530500
[5 empty] | 148500530500 | 450 | 148500 | 530500
[5 empty] | 149500530500 | 450 | 149500 | 530500
[5 empty] | 150500530500 | 450 | 150500 | 530500
[5 empty] | 151500530500 | 450 | 151500 | 530500
[5 empty] | 152500530500 | 450 | 152500 | 530500
[5 empty] | 153500530500 | 450 | 153500 | 530500
[5 empty] | 139500529500 | 450 | 139500 | 529500
[5 empty] | 140500529500 | 450 | 140500 | 529500
[5 empty] | 141500529500 | 450 | 141500 | 529500
[5 empty] | 142500529500 | 450 | 142500 | 529500
[5 empty] | 143500529500 | 450 | 143500 | 529500
[5 empty] | 144500529500 | 450 | 144500 | 529500
[5 empty] | 145500529500 | 450 | 145500 | 529500
[5 empty] | 146500529500 | 450 | 146500 | 529500
[5 empty] | 147500529500 | 450 | 147500 | 529500
[5 empty] | 148500529500 | 450 | 148500 | 529500
[5 empty] | 149500529500 | 450 | 149500 | 529500
[5 empty] | 150500529500 | 450 | 150500 | 529500
[5 empty] | 151500529500 | 450 | 151500 | 529500
[5 empty] | 152500529500 | 450 | 152500 | 529500
[5 empty] | 153500529500 | 450 | 153500 | 529500
[5 empty] | 139500528500 | 450 | 139500 | 528500
[5 empty] | 140500528500 | 450 | 140500 | 528500
[5 empty] | 141500528500 | 450 | 141500 | 528500
[5 empty] | 142500528500 | 450 | 142500 | 528500
[5 empty] | 143500528500 | 450 | 143500 | 528500
[5 empty] | 144500528500 | 450 | 144500 | 528500
[5 empty] | 145500528500 | 450 | 145500 | 528500
[5 empty] | 146500528500 | 450 | 146500 | 528500
[5 empty] | 147500528500 | 450 | 147500 | 528500
[5 empty] | 148500528500 | 450 | 148500 | 528500
[5 empty] | 149500528500 | 450 | 149500 | 528500
[5 empty] | 150500528500 | 450 | 150500 | 528500
[5 empty] | 151500528500 | 450 | 151500 | 528500
[5 empty] | 152500528500 | 450 | 152500 | 528500
[5 empty] | 139500527500 | 450 | 139500 | 527500
[5 empty] | 140500527500 | 450 | 140500 | 527500
[5 empty] | 141500527500 | 450 | 141500 | 527500
[5 empty] | 142500527500 | 450 | 142500 | 527500
[5 empty] | 143500527500 | 450 | 143500 | 527500
[5 empty] | 144500527500 | 450 | 144500 | 527500
[5 empty] | 145500527500 | 450 | 145500 | 527500
[5 empty] | 146500527500 | 450 | 146500 | 527500
[5 empty] | 147500527500 | 450 | 147500 | 527500
[5 empty] | 148500527500 | 450 | 148500 | 527500
[5 empty] | 149500527500 | 450 | 149500 | 527500
[5 empty] | 150500527500 | 450 | 150500 | 527500
[5 empty] | 151500527500 | 450 | 151500 | 527500
[5 empty] | 152500527500 | 450 | 152500 | 527500
[5 empty] | 139500526500 | 450 | 139500 | 526500
[5 empty] | 140500526500 | 450 | 140500 | 526500
[5 empty] | 141500526500 | 450 | 141500 | 526500
[5 empty] | 142500526500 | 450 | 142500 | 526500
[5 empty] | 143500526500 | 450 | 143500 | 526500
[5 empty] | 144500526500 | 450 | 144500 | 526500
[5 empty] | 145500526500 | 450 | 145500 | 526500
[5 empty] | 146500526500 | 450 | 146500 | 526500
[5 empty] | 147500526500 | 450 | 147500 | 526500
[5 empty] | 148500526500 | 450 | 148500 | 526500
[5 empty] | 149500526500 | 450 | 149500 | 526500
[5 empty] | 150500526500 | 450 | 150500 | 526500
[5 empty] | 138500525500 | 450 | 138500 | 525500
[5 empty] | 139500525500 | 450 | 139500 | 525500
[5 empty] | 140500525500 | 450 | 140500 | 525500
[5 empty] | 141500525500 | 450 | 141500 | 525500
[5 empty] | 142500525500 | 450 | 142500 | 525500
[5 empty] | 143500525500 | 450 | 143500 | 525500
[5 empty] | 144500525500 | 450 | 144500 | 525500
[5 empty] | 145500525500 | 450 | 145500 | 525500
[5 empty] | 146500525500 | 450 | 146500 | 525500
[5 empty] | 139500524500 | 450 | 139500 | 524500
[5 empty] | 140500524500 | 450 | 140500 | 524500
[5 empty] | 141500524500 | 450 | 141500 | 524500
[5 empty] | 142500524500 | 450 | 142500 | 524500
[5 empty] | 143500524500 | 450 | 143500 | 524500
[5 empty] | 144500524500 | 450 | 144500 | 524500
[5 empty] | 145500524500 | 450 | 145500 | 524500
[5 empty] | 142500523500 | 450 | 142500 | 523500
[5 empty] | 143500523500 | 450 | 143500 | 523500
[5 empty] | 144500523500 | 450 | 144500 | 523500
[5 empty] | 129500610500 | 451 | 129500 | 610500
[5 empty] | 130500610500 | 451 | 130500 | 610500
[5 empty] | 131500610500 | 451 | 131500 | 610500
[5 empty] | 128500609500 | 451 | 128500 | 609500
[5 empty] | 129500609500 | 451 | 129500 | 609500
[5 empty] | 130500609500 | 451 | 130500 | 609500
[5 empty] | 131500609500 | 451 | 131500 | 609500
[5 empty] | 132500609500 | 451 | 132500 | 609500
[5 empty] | 133500609500 | 451 | 133500 | 609500
[5 empty] | 134500609500 | 451 | 134500 | 609500
[5 empty] | 127500608500 | 451 | 127500 | 608500
[5 empty] | 128500608500 | 451 | 128500 | 608500
[5 empty] | 129500608500 | 451 | 129500 | 608500
[5 empty] | 130500608500 | 451 | 130500 | 608500
[5 empty] | 131500608500 | 451 | 131500 | 608500
[5 empty] | 132500608500 | 451 | 132500 | 608500
[5 empty] | 133500608500 | 451 | 133500 | 608500
[5 empty] | 134500608500 | 451 | 134500 | 608500
[5 empty] | 135500608500 | 451 | 135500 | 608500
[5 empty] | 129500607500 | 451 | 129500 | 607500
[5 empty] | 130500607500 | 451 | 130500 | 607500
[5 empty] | 133500607500 | 451 | 133500 | 607500
[5 empty] | 134500607500 | 451 | 134500 | 607500
[5 empty] | 135500607500 | 451 | 135500 | 607500
[5 empty] | 133500606500 | 451 | 133500 | 606500
[5 empty] | 134500606500 | 451 | 134500 | 606500
[5 empty] | 133500605500 | 451 | 133500 | 605500
[5 empty] | 134500605500 | 451 | 134500 | 605500
[5 empty] | 114500604500 | 451 | 114500 | 604500
[5 empty] | 115500604500 | 451 | 115500 | 604500
[5 empty] | 116500604500 | 451 | 116500 | 604500
[5 empty] | 133500604500 | 451 | 133500 | 604500
[5 empty] | 134500604500 | 451 | 134500 | 604500
[5 empty] | 112500603500 | 451 | 112500 | 603500
[5 empty] | 113500603500 | 451 | 113500 | 603500
[5 empty] | 114500603500 | 451 | 114500 | 603500
[5 empty] | 115500603500 | 451 | 115500 | 603500
[5 empty] | 116500603500 | 451 | 116500 | 603500
[5 empty] | 121500603500 | 451 | 121500 | 603500
[5 empty] | 122500603500 | 451 | 122500 | 603500
[5 empty] | 111500602500 | 451 | 111500 | 602500
[5 empty] | 112500602500 | 451 | 112500 | 602500
[5 empty] | 113500602500 | 451 | 113500 | 602500
[5 empty] | 114500602500 | 451 | 114500 | 602500
[5 empty] | 115500602500 | 451 | 115500 | 602500
[5 empty] | 116500602500 | 451 | 116500 | 602500
[5 empty] | 117500602500 | 451 | 117500 | 602500
[5 empty] | 118500602500 | 451 | 118500 | 602500
[5 empty] | 119500602500 | 451 | 119500 | 602500
[5 empty] | 120500602500 | 451 | 120500 | 602500
[5 empty] | 121500602500 | 451 | 121500 | 602500
[5 empty] | 122500602500 | 451 | 122500 | 602500
[5 empty] | 123500602500 | 451 | 123500 | 602500
[5 empty] | 124500602500 | 451 | 124500 | 602500
[5 empty] | 110500601500 | 451 | 110500 | 601500
[5 empty] | 111500601500 | 451 | 111500 | 601500
[5 empty] | 112500601500 | 451 | 112500 | 601500
[5 empty] | 113500601500 | 451 | 113500 | 601500
[5 empty] | 114500601500 | 451 | 114500 | 601500
[5 empty] | 115500601500 | 451 | 115500 | 601500
[5 empty] | 116500601500 | 451 | 116500 | 601500
[5 empty] | 117500601500 | 451 | 117500 | 601500
[5 empty] | 118500601500 | 451 | 118500 | 601500
[5 empty] | 119500601500 | 451 | 119500 | 601500
[5 empty] | 120500601500 | 451 | 120500 | 601500
[5 empty] | 121500601500 | 451 | 121500 | 601500
[5 empty] | 122500601500 | 451 | 122500 | 601500
[5 empty] | 123500601500 | 451 | 123500 | 601500
[5 empty] | 124500601500 | 451 | 124500 | 601500
[5 empty] | 125500601500 | 451 | 125500 | 601500
[5 empty] | 126500601500 | 451 | 126500 | 601500
[5 empty] | 127500601500 | 451 | 127500 | 601500
[5 empty] | 84500600500 | 451 | 84500 | 600500
[5 empty] | 103500600500 | 451 | 103500 | 600500
[5 empty] | 104500600500 | 451 | 104500 | 600500
[5 empty] | 105500600500 | 451 | 105500 | 600500
[5 empty] | 106500600500 | 451 | 106500 | 600500
[5 empty] | 107500600500 | 451 | 107500 | 600500
[5 empty] | 108500600500 | 451 | 108500 | 600500
[5 empty] | 109500600500 | 451 | 109500 | 600500
[5 empty] | 110500600500 | 451 | 110500 | 600500
[5 empty] | 111500600500 | 451 | 111500 | 600500
[5 empty] | 112500600500 | 451 | 112500 | 600500
[5 empty] | 113500600500 | 451 | 113500 | 600500
[5 empty] | 114500600500 | 451 | 114500 | 600500
[5 empty] | 115500600500 | 451 | 115500 | 600500
[5 empty] | 116500600500 | 451 | 116500 | 600500
[5 empty] | 117500600500 | 451 | 117500 | 600500
[5 empty] | 118500600500 | 451 | 118500 | 600500
[5 empty] | 119500600500 | 451 | 119500 | 600500
[5 empty] | 120500600500 | 451 | 120500 | 600500
[5 empty] | 121500600500 | 451 | 121500 | 600500
[5 empty] | 122500600500 | 451 | 122500 | 600500
[5 empty] | 123500600500 | 451 | 123500 | 600500
[5 empty] | 124500600500 | 451 | 124500 | 600500
[5 empty] | 125500600500 | 451 | 125500 | 600500
[5 empty] | 126500600500 | 451 | 126500 | 600500
[5 empty] | 127500600500 | 451 | 127500 | 600500
[5 empty] | 128500600500 | 451 | 128500 | 600500
[5 empty] | 135500600500 | 451 | 135500 | 600500
[5 empty] | 136500600500 | 451 | 136500 | 600500
[5 empty] | 137500600500 | 451 | 137500 | 600500
[5 empty] | 84500599500 | 451 | 84500 | 599500
[5 empty] | 85500599500 | 451 | 85500 | 599500
[5 empty] | 101500599500 | 451 | 101500 | 599500
[5 empty] | 102500599500 | 451 | 102500 | 599500
[5 empty] | 103500599500 | 451 | 103500 | 599500
[5 empty] | 104500599500 | 451 | 104500 | 599500
[5 empty] | 105500599500 | 451 | 105500 | 599500
[5 empty] | 106500599500 | 451 | 106500 | 599500
[5 empty] | 107500599500 | 451 | 107500 | 599500
[5 empty] | 108500599500 | 451 | 108500 | 599500
[5 empty] | 109500599500 | 451 | 109500 | 599500
[5 empty] | 110500599500 | 451 | 110500 | 599500
[5 empty] | 111500599500 | 451 | 111500 | 599500
[5 empty] | 112500599500 | 451 | 112500 | 599500
[5 empty] | 113500599500 | 451 | 113500 | 599500
[5 empty] | 114500599500 | 451 | 114500 | 599500
[5 empty] | 115500599500 | 451 | 115500 | 599500
[5 empty] | 116500599500 | 451 | 116500 | 599500
[5 empty] | 117500599500 | 451 | 117500 | 599500
[5 empty] | 118500599500 | 451 | 118500 | 599500
[5 empty] | 119500599500 | 451 | 119500 | 599500
[5 empty] | 120500599500 | 451 | 120500 | 599500
[5 empty] | 121500599500 | 451 | 121500 | 599500
[5 empty] | 122500599500 | 451 | 122500 | 599500
[5 empty] | 123500599500 | 451 | 123500 | 599500
[5 empty] | 124500599500 | 451 | 124500 | 599500
[5 empty] | 125500599500 | 451 | 125500 | 599500
[5 empty] | 126500599500 | 451 | 126500 | 599500
[5 empty] | 127500599500 | 451 | 127500 | 599500
[5 empty] | 128500599500 | 451 | 128500 | 599500
[5 empty] | 129500599500 | 451 | 129500 | 599500
[5 empty] | 134500599500 | 451 | 134500 | 599500
[5 empty] | 135500599500 | 451 | 135500 | 599500
[5 empty] | 136500599500 | 451 | 136500 | 599500
[5 empty] | 137500599500 | 451 | 137500 | 599500
[5 empty] | 84500598500 | 451 | 84500 | 598500
[5 empty] | 85500598500 | 451 | 85500 | 598500
[5 empty] | 86500598500 | 451 | 86500 | 598500
[5 empty] | 99500598500 | 451 | 99500 | 598500
[5 empty] | 100500598500 | 451 | 100500 | 598500
[5 empty] | 101500598500 | 451 | 101500 | 598500
[5 empty] | 102500598500 | 451 | 102500 | 598500
[5 empty] | 103500598500 | 451 | 103500 | 598500
[5 empty] | 104500598500 | 451 | 104500 | 598500
[5 empty] | 105500598500 | 451 | 105500 | 598500
[5 empty] | 106500598500 | 451 | 106500 | 598500
[5 empty] | 107500598500 | 451 | 107500 | 598500
[5 empty] | 108500598500 | 451 | 108500 | 598500
[5 empty] | 109500598500 | 451 | 109500 | 598500
[5 empty] | 110500598500 | 451 | 110500 | 598500
[5 empty] | 111500598500 | 451 | 111500 | 598500
[5 empty] | 112500598500 | 451 | 112500 | 598500
[5 empty] | 113500598500 | 451 | 113500 | 598500
[5 empty] | 114500598500 | 451 | 114500 | 598500
[5 empty] | 115500598500 | 451 | 115500 | 598500
[5 empty] | 116500598500 | 451 | 116500 | 598500
[5 empty] | 117500598500 | 451 | 117500 | 598500
[5 empty] | 118500598500 | 451 | 118500 | 598500
[5 empty] | 119500598500 | 451 | 119500 | 598500
[5 empty] | 120500598500 | 451 | 120500 | 598500
[5 empty] | 121500598500 | 451 | 121500 | 598500
[5 empty] | 122500598500 | 451 | 122500 | 598500
[5 empty] | 123500598500 | 451 | 123500 | 598500
[5 empty] | 124500598500 | 451 | 124500 | 598500
[5 empty] | 125500598500 | 451 | 125500 | 598500
[5 empty] | 126500598500 | 451 | 126500 | 598500
[5 empty] | 127500598500 | 451 | 127500 | 598500
[5 empty] | 128500598500 | 451 | 128500 | 598500
[5 empty] | 129500598500 | 451 | 129500 | 598500
[5 empty] | 130500598500 | 451 | 130500 | 598500
[5 empty] | 131500598500 | 451 | 131500 | 598500
[5 empty] | 132500598500 | 451 | 132500 | 598500
[5 empty] | 133500598500 | 451 | 133500 | 598500
[5 empty] | 134500598500 | 451 | 134500 | 598500
[5 empty] | 135500598500 | 451 | 135500 | 598500
[5 empty] | 136500598500 | 451 | 136500 | 598500
[5 empty] | 137500598500 | 451 | 137500 | 598500
[5 empty] | 138500598500 | 451 | 138500 | 598500
[5 empty] | 139500598500 | 451 | 139500 | 598500
[5 empty] | 84500597500 | 451 | 84500 | 597500
[5 empty] | 85500597500 | 451 | 85500 | 597500
[5 empty] | 86500597500 | 451 | 86500 | 597500
[5 empty] | 87500597500 | 451 | 87500 | 597500
[5 empty] | 88500597500 | 451 | 88500 | 597500
[5 empty] | 89500597500 | 451 | 89500 | 597500
[5 empty] | 99500597500 | 451 | 99500 | 597500
[5 empty] | 100500597500 | 451 | 100500 | 597500
[5 empty] | 101500597500 | 451 | 101500 | 597500
[5 empty] | 102500597500 | 451 | 102500 | 597500
[5 empty] | 103500597500 | 451 | 103500 | 597500
[5 empty] | 104500597500 | 451 | 104500 | 597500
[5 empty] | 105500597500 | 451 | 105500 | 597500
[5 empty] | 106500597500 | 451 | 106500 | 597500
[5 empty] | 107500597500 | 451 | 107500 | 597500
[5 empty] | 108500597500 | 451 | 108500 | 597500
[5 empty] | 109500597500 | 451 | 109500 | 597500
[5 empty] | 110500597500 | 451 | 110500 | 597500
[5 empty] | 111500597500 | 451 | 111500 | 597500
[5 empty] | 112500597500 | 451 | 112500 | 597500
[5 empty] | 113500597500 | 451 | 113500 | 597500
[5 empty] | 114500597500 | 451 | 114500 | 597500
[5 empty] | 115500597500 | 451 | 115500 | 597500
[5 empty] | 116500597500 | 451 | 116500 | 597500
[5 empty] | 117500597500 | 451 | 117500 | 597500
[5 empty] | 118500597500 | 451 | 118500 | 597500
[5 empty] | 119500597500 | 451 | 119500 | 597500
[5 empty] | 120500597500 | 451 | 120500 | 597500
[5 empty] | 121500597500 | 451 | 121500 | 597500
[5 empty] | 122500597500 | 451 | 122500 | 597500
[5 empty] | 123500597500 | 451 | 123500 | 597500
[5 empty] | 124500597500 | 451 | 124500 | 597500
[5 empty] | 125500597500 | 451 | 125500 | 597500
[5 empty] | 126500597500 | 451 | 126500 | 597500
[5 empty] | 127500597500 | 451 | 127500 | 597500
[5 empty] | 128500597500 | 451 | 128500 | 597500
[5 empty] | 129500597500 | 451 | 129500 | 597500
[5 empty] | 130500597500 | 451 | 130500 | 597500
[5 empty] | 131500597500 | 451 | 131500 | 597500
[5 empty] | 132500597500 | 451 | 132500 | 597500
[5 empty] | 133500597500 | 451 | 133500 | 597500
[5 empty] | 134500597500 | 451 | 134500 | 597500
[5 empty] | 135500597500 | 451 | 135500 | 597500
[5 empty] | 136500597500 | 451 | 136500 | 597500
[5 empty] | 137500597500 | 451 | 137500 | 597500
[5 empty] | 138500597500 | 451 | 138500 | 597500
[5 empty] | 139500597500 | 451 | 139500 | 597500
[5 empty] | 140500597500 | 451 | 140500 | 597500
[5 empty] | 83500596500 | 451 | 83500 | 596500
[5 empty] | 84500596500 | 451 | 84500 | 596500
[5 empty] | 85500596500 | 451 | 85500 | 596500
[5 empty] | 86500596500 | 451 | 86500 | 596500
[5 empty] | 87500596500 | 451 | 87500 | 596500
[5 empty] | 88500596500 | 451 | 88500 | 596500
[5 empty] | 89500596500 | 451 | 89500 | 596500
[5 empty] | 90500596500 | 451 | 90500 | 596500
[5 empty] | 91500596500 | 451 | 91500 | 596500
[5 empty] | 92500596500 | 451 | 92500 | 596500
[5 empty] | 93500596500 | 451 | 93500 | 596500
[5 empty] | 94500596500 | 451 | 94500 | 596500
[5 empty] | 95500596500 | 451 | 95500 | 596500
[5 empty] | 96500596500 | 451 | 96500 | 596500
[5 empty] | 97500596500 | 451 | 97500 | 596500
[5 empty] | 98500596500 | 451 | 98500 | 596500
[5 empty] | 99500596500 | 451 | 99500 | 596500
[5 empty] | 100500596500 | 451 | 100500 | 596500
[5 empty] | 101500596500 | 451 | 101500 | 596500
[5 empty] | 102500596500 | 451 | 102500 | 596500
[5 empty] | 103500596500 | 451 | 103500 | 596500
[5 empty] | 104500596500 | 451 | 104500 | 596500
[5 empty] | 105500596500 | 451 | 105500 | 596500
[5 empty] | 106500596500 | 451 | 106500 | 596500
[5 empty] | 107500596500 | 451 | 107500 | 596500
[5 empty] | 108500596500 | 451 | 108500 | 596500
[5 empty] | 109500596500 | 451 | 109500 | 596500
[5 empty] | 110500596500 | 451 | 110500 | 596500
[5 empty] | 111500596500 | 451 | 111500 | 596500
[5 empty] | 112500596500 | 451 | 112500 | 596500
[5 empty] | 113500596500 | 451 | 113500 | 596500
[5 empty] | 114500596500 | 451 | 114500 | 596500
[5 empty] | 115500596500 | 451 | 115500 | 596500
[5 empty] | 116500596500 | 451 | 116500 | 596500
[5 empty] | 117500596500 | 451 | 117500 | 596500
[5 empty] | 118500596500 | 451 | 118500 | 596500
[5 empty] | 119500596500 | 451 | 119500 | 596500
[5 empty] | 120500596500 | 451 | 120500 | 596500
[5 empty] | 121500596500 | 451 | 121500 | 596500
[5 empty] | 122500596500 | 451 | 122500 | 596500
[5 empty] | 123500596500 | 451 | 123500 | 596500
[5 empty] | 124500596500 | 451 | 124500 | 596500
[5 empty] | 125500596500 | 451 | 125500 | 596500
[5 empty] | 126500596500 | 451 | 126500 | 596500
[5 empty] | 127500596500 | 451 | 127500 | 596500
[5 empty] | 128500596500 | 451 | 128500 | 596500
[5 empty] | 129500596500 | 451 | 129500 | 596500
[5 empty] | 130500596500 | 451 | 130500 | 596500
[5 empty] | 131500596500 | 451 | 131500 | 596500
[5 empty] | 132500596500 | 451 | 132500 | 596500
[5 empty] | 133500596500 | 451 | 133500 | 596500
[5 empty] | 134500596500 | 451 | 134500 | 596500
[5 empty] | 135500596500 | 451 | 135500 | 596500
[5 empty] | 136500596500 | 451 | 136500 | 596500
[5 empty] | 137500596500 | 451 | 137500 | 596500
[5 empty] | 138500596500 | 451 | 138500 | 596500
[5 empty] | 139500596500 | 451 | 139500 | 596500
[5 empty] | 140500596500 | 451 | 140500 | 596500
[5 empty] | 141500596500 | 451 | 141500 | 596500
[5 empty] | 83500595500 | 451 | 83500 | 595500
[5 empty] | 84500595500 | 451 | 84500 | 595500
[5 empty] | 85500595500 | 451 | 85500 | 595500
[5 empty] | 86500595500 | 451 | 86500 | 595500
[5 empty] | 87500595500 | 451 | 87500 | 595500
[5 empty] | 88500595500 | 451 | 88500 | 595500
[5 empty] | 89500595500 | 451 | 89500 | 595500
[5 empty] | 90500595500 | 451 | 90500 | 595500
[5 empty] | 91500595500 | 451 | 91500 | 595500
[5 empty] | 92500595500 | 451 | 92500 | 595500
[5 empty] | 93500595500 | 451 | 93500 | 595500
[5 empty] | 94500595500 | 451 | 94500 | 595500
[5 empty] | 95500595500 | 451 | 95500 | 595500
[5 empty] | 96500595500 | 451 | 96500 | 595500
[5 empty] | 97500595500 | 451 | 97500 | 595500
[5 empty] | 98500595500 | 451 | 98500 | 595500
[5 empty] | 99500595500 | 451 | 99500 | 595500
[5 empty] | 100500595500 | 451 | 100500 | 595500
[5 empty] | 101500595500 | 451 | 101500 | 595500
[5 empty] | 102500595500 | 451 | 102500 | 595500
[5 empty] | 103500595500 | 451 | 103500 | 595500
[5 empty] | 104500595500 | 451 | 104500 | 595500
[5 empty] | 105500595500 | 451 | 105500 | 595500
[5 empty] | 106500595500 | 451 | 106500 | 595500
[5 empty] | 107500595500 | 451 | 107500 | 595500
[5 empty] | 108500595500 | 451 | 108500 | 595500
[5 empty] | 109500595500 | 451 | 109500 | 595500
[5 empty] | 110500595500 | 451 | 110500 | 595500
[5 empty] | 111500595500 | 451 | 111500 | 595500
[5 empty] | 112500595500 | 451 | 112500 | 595500
[5 empty] | 113500595500 | 451 | 113500 | 595500
[5 empty] | 114500595500 | 451 | 114500 | 595500
[5 empty] | 115500595500 | 451 | 115500 | 595500
[5 empty] | 116500595500 | 451 | 116500 | 595500
[5 empty] | 117500595500 | 451 | 117500 | 595500
[5 empty] | 118500595500 | 451 | 118500 | 595500
[5 empty] | 119500595500 | 451 | 119500 | 595500
[5 empty] | 120500595500 | 451 | 120500 | 595500
[5 empty] | 121500595500 | 451 | 121500 | 595500
[5 empty] | 122500595500 | 451 | 122500 | 595500
[5 empty] | 123500595500 | 451 | 123500 | 595500
[5 empty] | 124500595500 | 451 | 124500 | 595500
[5 empty] | 125500595500 | 451 | 125500 | 595500
[5 empty] | 126500595500 | 451 | 126500 | 595500
[5 empty] | 127500595500 | 451 | 127500 | 595500
[5 empty] | 128500595500 | 451 | 128500 | 595500
[5 empty] | 129500595500 | 451 | 129500 | 595500
[5 empty] | 130500595500 | 451 | 130500 | 595500
[5 empty] | 131500595500 | 451 | 131500 | 595500
[5 empty] | 132500595500 | 451 | 132500 | 595500
[5 empty] | 133500595500 | 451 | 133500 | 595500
[5 empty] | 134500595500 | 451 | 134500 | 595500
[5 empty] | 135500595500 | 451 | 135500 | 595500
[5 empty] | 136500595500 | 451 | 136500 | 595500
[5 empty] | 137500595500 | 451 | 137500 | 595500
[5 empty] | 138500595500 | 451 | 138500 | 595500
[5 empty] | 139500595500 | 451 | 139500 | 595500
[5 empty] | 140500595500 | 451 | 140500 | 595500
[5 empty] | 141500595500 | 451 | 141500 | 595500
[5 empty] | 142500595500 | 451 | 142500 | 595500
[5 empty] | 83500594500 | 451 | 83500 | 594500
[5 empty] | 84500594500 | 451 | 84500 | 594500
[5 empty] | 85500594500 | 451 | 85500 | 594500
[5 empty] | 86500594500 | 451 | 86500 | 594500
[5 empty] | 87500594500 | 451 | 87500 | 594500
[5 empty] | 88500594500 | 451 | 88500 | 594500
[5 empty] | 89500594500 | 451 | 89500 | 594500
[5 empty] | 90500594500 | 451 | 90500 | 594500
[5 empty] | 91500594500 | 451 | 91500 | 594500
[5 empty] | 92500594500 | 451 | 92500 | 594500
[5 empty] | 93500594500 | 451 | 93500 | 594500
[5 empty] | 94500594500 | 451 | 94500 | 594500
[5 empty] | 95500594500 | 451 | 95500 | 594500
[5 empty] | 96500594500 | 451 | 96500 | 594500
[5 empty] | 97500594500 | 451 | 97500 | 594500
[5 empty] | 98500594500 | 451 | 98500 | 594500
[5 empty] | 99500594500 | 451 | 99500 | 594500
[5 empty] | 100500594500 | 451 | 100500 | 594500
[5 empty] | 101500594500 | 451 | 101500 | 594500
[5 empty] | 102500594500 | 451 | 102500 | 594500
[5 empty] | 103500594500 | 451 | 103500 | 594500
[5 empty] | 104500594500 | 451 | 104500 | 594500
[5 empty] | 105500594500 | 451 | 105500 | 594500
[5 empty] | 106500594500 | 451 | 106500 | 594500
[5 empty] | 107500594500 | 451 | 107500 | 594500
[5 empty] | 108500594500 | 451 | 108500 | 594500
[5 empty] | 109500594500 | 451 | 109500 | 594500
[5 empty] | 110500594500 | 451 | 110500 | 594500
[5 empty] | 111500594500 | 451 | 111500 | 594500
[5 empty] | 112500594500 | 451 | 112500 | 594500
[5 empty] | 113500594500 | 451 | 113500 | 594500
[5 empty] | 114500594500 | 451 | 114500 | 594500
[5 empty] | 115500594500 | 451 | 115500 | 594500
[5 empty] | 116500594500 | 451 | 116500 | 594500
[5 empty] | 117500594500 | 451 | 117500 | 594500
[5 empty] | 118500594500 | 451 | 118500 | 594500
[5 empty] | 119500594500 | 451 | 119500 | 594500
[5 empty] | 120500594500 | 451 | 120500 | 594500
[5 empty] | 121500594500 | 451 | 121500 | 594500
[5 empty] | 122500594500 | 451 | 122500 | 594500
[5 empty] | 123500594500 | 451 | 123500 | 594500
[5 empty] | 124500594500 | 451 | 124500 | 594500
[5 empty] | 125500594500 | 451 | 125500 | 594500
[5 empty] | 126500594500 | 451 | 126500 | 594500
[5 empty] | 127500594500 | 451 | 127500 | 594500
[5 empty] | 128500594500 | 451 | 128500 | 594500
[5 empty] | 129500594500 | 451 | 129500 | 594500
[5 empty] | 130500594500 | 451 | 130500 | 594500
[5 empty] | 131500594500 | 451 | 131500 | 594500
[5 empty] | 132500594500 | 451 | 132500 | 594500
[5 empty] | 133500594500 | 451 | 133500 | 594500
[5 empty] | 134500594500 | 451 | 134500 | 594500
[5 empty] | 135500594500 | 451 | 135500 | 594500
[5 empty] | 136500594500 | 451 | 136500 | 594500
[5 empty] | 137500594500 | 451 | 137500 | 594500
[5 empty] | 138500594500 | 451 | 138500 | 594500
[5 empty] | 139500594500 | 451 | 139500 | 594500
[5 empty] | 140500594500 | 451 | 140500 | 594500
[5 empty] | 141500594500 | 451 | 141500 | 594500
[5 empty] | 142500594500 | 451 | 142500 | 594500
[5 empty] | 82500593500 | 451 | 82500 | 593500
[5 empty] | 83500593500 | 451 | 83500 | 593500
[5 empty] | 84500593500 | 451 | 84500 | 593500
[5 empty] | 85500593500 | 451 | 85500 | 593500
[5 empty] | 86500593500 | 451 | 86500 | 593500
[5 empty] | 87500593500 | 451 | 87500 | 593500
[5 empty] | 88500593500 | 451 | 88500 | 593500
[5 empty] | 89500593500 | 451 | 89500 | 593500
[5 empty] | 90500593500 | 451 | 90500 | 593500
[5 empty] | 91500593500 | 451 | 91500 | 593500
[5 empty] | 92500593500 | 451 | 92500 | 593500
[5 empty] | 93500593500 | 451 | 93500 | 593500
[5 empty] | 94500593500 | 451 | 94500 | 593500
[5 empty] | 95500593500 | 451 | 95500 | 593500
[5 empty] | 96500593500 | 451 | 96500 | 593500
[5 empty] | 97500593500 | 451 | 97500 | 593500
[5 empty] | 98500593500 | 451 | 98500 | 593500
[5 empty] | 99500593500 | 451 | 99500 | 593500
[5 empty] | 100500593500 | 451 | 100500 | 593500
[5 empty] | 101500593500 | 451 | 101500 | 593500
[5 empty] | 102500593500 | 451 | 102500 | 593500
[5 empty] | 103500593500 | 451 | 103500 | 593500
[5 empty] | 104500593500 | 451 | 104500 | 593500
[5 empty] | 105500593500 | 451 | 105500 | 593500
[5 empty] | 106500593500 | 451 | 106500 | 593500
[5 empty] | 107500593500 | 451 | 107500 | 593500
[5 empty] | 108500593500 | 451 | 108500 | 593500
[5 empty] | 109500593500 | 451 | 109500 | 593500
[5 empty] | 110500593500 | 451 | 110500 | 593500
[5 empty] | 111500593500 | 451 | 111500 | 593500
[5 empty] | 112500593500 | 451 | 112500 | 593500
[5 empty] | 113500593500 | 451 | 113500 | 593500
[5 empty] | 114500593500 | 451 | 114500 | 593500
[5 empty] | 115500593500 | 451 | 115500 | 593500
[5 empty] | 116500593500 | 451 | 116500 | 593500
[5 empty] | 117500593500 | 451 | 117500 | 593500
[5 empty] | 118500593500 | 451 | 118500 | 593500
[5 empty] | 119500593500 | 451 | 119500 | 593500
[5 empty] | 120500593500 | 451 | 120500 | 593500
[5 empty] | 121500593500 | 451 | 121500 | 593500
[5 empty] | 122500593500 | 451 | 122500 | 593500
[5 empty] | 123500593500 | 451 | 123500 | 593500
[5 empty] | 124500593500 | 451 | 124500 | 593500
[5 empty] | 125500593500 | 451 | 125500 | 593500
[5 empty] | 126500593500 | 451 | 126500 | 593500
[5 empty] | 127500593500 | 451 | 127500 | 593500
[5 empty] | 128500593500 | 451 | 128500 | 593500
[5 empty] | 129500593500 | 451 | 129500 | 593500
[5 empty] | 130500593500 | 451 | 130500 | 593500
[5 empty] | 131500593500 | 451 | 131500 | 593500
[5 empty] | 132500593500 | 451 | 132500 | 593500
[5 empty] | 133500593500 | 451 | 133500 | 593500
[5 empty] | 134500593500 | 451 | 134500 | 593500
[5 empty] | 135500593500 | 451 | 135500 | 593500
[5 empty] | 136500593500 | 451 | 136500 | 593500
[5 empty] | 137500593500 | 451 | 137500 | 593500
[5 empty] | 138500593500 | 451 | 138500 | 593500
[5 empty] | 139500593500 | 451 | 139500 | 593500
[5 empty] | 140500593500 | 451 | 140500 | 593500
[5 empty] | 141500593500 | 451 | 141500 | 593500
[5 empty] | 142500593500 | 451 | 142500 | 593500
[5 empty] | 143500593500 | 451 | 143500 | 593500
[5 empty] | 82500592500 | 451 | 82500 | 592500
[5 empty] | 83500592500 | 451 | 83500 | 592500
[5 empty] | 84500592500 | 451 | 84500 | 592500
[5 empty] | 85500592500 | 451 | 85500 | 592500
[5 empty] | 86500592500 | 451 | 86500 | 592500
[5 empty] | 87500592500 | 451 | 87500 | 592500
[5 empty] | 88500592500 | 451 | 88500 | 592500
[5 empty] | 89500592500 | 451 | 89500 | 592500
[5 empty] | 90500592500 | 451 | 90500 | 592500
[5 empty] | 91500592500 | 451 | 91500 | 592500
[5 empty] | 92500592500 | 451 | 92500 | 592500
[5 empty] | 93500592500 | 451 | 93500 | 592500
[5 empty] | 94500592500 | 451 | 94500 | 592500
[5 empty] | 95500592500 | 451 | 95500 | 592500
[5 empty] | 96500592500 | 451 | 96500 | 592500
[5 empty] | 97500592500 | 451 | 97500 | 592500
[5 empty] | 98500592500 | 451 | 98500 | 592500
[5 empty] | 99500592500 | 451 | 99500 | 592500
[5 empty] | 100500592500 | 451 | 100500 | 592500
[5 empty] | 101500592500 | 451 | 101500 | 592500
[5 empty] | 102500592500 | 451 | 102500 | 592500
[5 empty] | 103500592500 | 451 | 103500 | 592500
[5 empty] | 104500592500 | 451 | 104500 | 592500
[5 empty] | 105500592500 | 451 | 105500 | 592500
[5 empty] | 106500592500 | 451 | 106500 | 592500
[5 empty] | 107500592500 | 451 | 107500 | 592500
[5 empty] | 108500592500 | 451 | 108500 | 592500
[5 empty] | 109500592500 | 451 | 109500 | 592500
[5 empty] | 110500592500 | 451 | 110500 | 592500
[5 empty] | 111500592500 | 451 | 111500 | 592500
[5 empty] | 112500592500 | 451 | 112500 | 592500
[5 empty] | 113500592500 | 451 | 113500 | 592500
[5 empty] | 114500592500 | 451 | 114500 | 592500
[5 empty] | 115500592500 | 451 | 115500 | 592500
[5 empty] | 116500592500 | 451 | 116500 | 592500
[5 empty] | 117500592500 | 451 | 117500 | 592500
[5 empty] | 118500592500 | 451 | 118500 | 592500
[5 empty] | 119500592500 | 451 | 119500 | 592500
[5 empty] | 120500592500 | 451 | 120500 | 592500
[5 empty] | 121500592500 | 451 | 121500 | 592500
[5 empty] | 122500592500 | 451 | 122500 | 592500
[5 empty] | 123500592500 | 451 | 123500 | 592500
[5 empty] | 124500592500 | 451 | 124500 | 592500
[5 empty] | 125500592500 | 451 | 125500 | 592500
[5 empty] | 126500592500 | 451 | 126500 | 592500
[5 empty] | 127500592500 | 451 | 127500 | 592500
[5 empty] | 128500592500 | 451 | 128500 | 592500
[5 empty] | 129500592500 | 451 | 129500 | 592500
[5 empty] | 130500592500 | 451 | 130500 | 592500
[5 empty] | 131500592500 | 451 | 131500 | 592500
[5 empty] | 132500592500 | 451 | 132500 | 592500
[5 empty] | 133500592500 | 451 | 133500 | 592500
[5 empty] | 134500592500 | 451 | 134500 | 592500
[5 empty] | 135500592500 | 451 | 135500 | 592500
[5 empty] | 136500592500 | 451 | 136500 | 592500
[5 empty] | 137500592500 | 451 | 137500 | 592500
[5 empty] | 138500592500 | 451 | 138500 | 592500
[5 empty] | 139500592500 | 451 | 139500 | 592500
[5 empty] | 140500592500 | 451 | 140500 | 592500
[5 empty] | 141500592500 | 451 | 141500 | 592500
[5 empty] | 142500592500 | 451 | 142500 | 592500
[5 empty] | 143500592500 | 451 | 143500 | 592500
[5 empty] | 81500591500 | 451 | 81500 | 591500
[5 empty] | 82500591500 | 451 | 82500 | 591500
[5 empty] | 83500591500 | 451 | 83500 | 591500
[5 empty] | 84500591500 | 451 | 84500 | 591500
[5 empty] | 85500591500 | 451 | 85500 | 591500
[5 empty] | 86500591500 | 451 | 86500 | 591500
[5 empty] | 87500591500 | 451 | 87500 | 591500
[5 empty] | 88500591500 | 451 | 88500 | 591500
[5 empty] | 89500591500 | 451 | 89500 | 591500
[5 empty] | 90500591500 | 451 | 90500 | 591500
[5 empty] | 91500591500 | 451 | 91500 | 591500
[5 empty] | 92500591500 | 451 | 92500 | 591500
[5 empty] | 93500591500 | 451 | 93500 | 591500
[5 empty] | 94500591500 | 451 | 94500 | 591500
[5 empty] | 95500591500 | 451 | 95500 | 591500
[5 empty] | 96500591500 | 451 | 96500 | 591500
[5 empty] | 97500591500 | 451 | 97500 | 591500
[5 empty] | 98500591500 | 451 | 98500 | 591500
[5 empty] | 99500591500 | 451 | 99500 | 591500
[5 empty] | 100500591500 | 451 | 100500 | 591500
[5 empty] | 101500591500 | 451 | 101500 | 591500
[5 empty] | 102500591500 | 451 | 102500 | 591500
[5 empty] | 103500591500 | 451 | 103500 | 591500
[5 empty] | 104500591500 | 451 | 104500 | 591500
[5 empty] | 105500591500 | 451 | 105500 | 591500
[5 empty] | 106500591500 | 451 | 106500 | 591500
[5 empty] | 107500591500 | 451 | 107500 | 591500
[5 empty] | 108500591500 | 451 | 108500 | 591500
[5 empty] | 109500591500 | 451 | 109500 | 591500
[5 empty] | 110500591500 | 451 | 110500 | 591500
[5 empty] | 111500591500 | 451 | 111500 | 591500
[5 empty] | 112500591500 | 451 | 112500 | 591500
[5 empty] | 113500591500 | 451 | 113500 | 591500
[5 empty] | 114500591500 | 451 | 114500 | 591500
[5 empty] | 115500591500 | 451 | 115500 | 591500
[5 empty] | 116500591500 | 451 | 116500 | 591500
[5 empty] | 117500591500 | 451 | 117500 | 591500
[5 empty] | 118500591500 | 451 | 118500 | 591500
[5 empty] | 119500591500 | 451 | 119500 | 591500
[5 empty] | 120500591500 | 451 | 120500 | 591500
[5 empty] | 121500591500 | 451 | 121500 | 591500
[5 empty] | 122500591500 | 451 | 122500 | 591500
[5 empty] | 123500591500 | 451 | 123500 | 591500
[5 empty] | 124500591500 | 451 | 124500 | 591500
[5 empty] | 125500591500 | 451 | 125500 | 591500
[5 empty] | 126500591500 | 451 | 126500 | 591500
[5 empty] | 127500591500 | 451 | 127500 | 591500
[5 empty] | 128500591500 | 451 | 128500 | 591500
[5 empty] | 129500591500 | 451 | 129500 | 591500
[5 empty] | 130500591500 | 451 | 130500 | 591500
[5 empty] | 131500591500 | 451 | 131500 | 591500
[5 empty] | 132500591500 | 451 | 132500 | 591500
[5 empty] | 133500591500 | 451 | 133500 | 591500
[5 empty] | 134500591500 | 451 | 134500 | 591500
[5 empty] | 135500591500 | 451 | 135500 | 591500
[5 empty] | 136500591500 | 451 | 136500 | 591500
[5 empty] | 137500591500 | 451 | 137500 | 591500
[5 empty] | 138500591500 | 451 | 138500 | 591500
[5 empty] | 139500591500 | 451 | 139500 | 591500
[5 empty] | 140500591500 | 451 | 140500 | 591500
[5 empty] | 141500591500 | 451 | 141500 | 591500
[5 empty] | 142500591500 | 451 | 142500 | 591500
[5 empty] | 143500591500 | 451 | 143500 | 591500
[5 empty] | 79500590500 | 451 | 79500 | 590500
[5 empty] | 80500590500 | 451 | 80500 | 590500
[5 empty] | 81500590500 | 451 | 81500 | 590500
[5 empty] | 82500590500 | 451 | 82500 | 590500
[5 empty] | 83500590500 | 451 | 83500 | 590500
[5 empty] | 84500590500 | 451 | 84500 | 590500
[5 empty] | 85500590500 | 451 | 85500 | 590500
[5 empty] | 86500590500 | 451 | 86500 | 590500
[5 empty] | 87500590500 | 451 | 87500 | 590500
[5 empty] | 88500590500 | 451 | 88500 | 590500
[5 empty] | 89500590500 | 451 | 89500 | 590500
[5 empty] | 90500590500 | 451 | 90500 | 590500
[5 empty] | 91500590500 | 451 | 91500 | 590500
[5 empty] | 92500590500 | 451 | 92500 | 590500
[5 empty] | 93500590500 | 451 | 93500 | 590500
[5 empty] | 94500590500 | 451 | 94500 | 590500
[5 empty] | 95500590500 | 451 | 95500 | 590500
[5 empty] | 96500590500 | 451 | 96500 | 590500
[5 empty] | 97500590500 | 451 | 97500 | 590500
[5 empty] | 98500590500 | 451 | 98500 | 590500
[5 empty] | 99500590500 | 451 | 99500 | 590500
[5 empty] | 100500590500 | 451 | 100500 | 590500
[5 empty] | 101500590500 | 451 | 101500 | 590500
[5 empty] | 102500590500 | 451 | 102500 | 590500
[5 empty] | 103500590500 | 451 | 103500 | 590500
[5 empty] | 104500590500 | 451 | 104500 | 590500
[5 empty] | 105500590500 | 451 | 105500 | 590500
[5 empty] | 106500590500 | 451 | 106500 | 590500
[5 empty] | 107500590500 | 451 | 107500 | 590500
[5 empty] | 108500590500 | 451 | 108500 | 590500
[5 empty] | 109500590500 | 451 | 109500 | 590500
[5 empty] | 110500590500 | 451 | 110500 | 590500
[5 empty] | 111500590500 | 451 | 111500 | 590500
[5 empty] | 112500590500 | 451 | 112500 | 590500
[5 empty] | 113500590500 | 451 | 113500 | 590500
[5 empty] | 114500590500 | 451 | 114500 | 590500
[5 empty] | 115500590500 | 451 | 115500 | 590500
[5 empty] | 116500590500 | 451 | 116500 | 590500
[5 empty] | 117500590500 | 451 | 117500 | 590500
[5 empty] | 118500590500 | 451 | 118500 | 590500
[5 empty] | 119500590500 | 451 | 119500 | 590500
[5 empty] | 120500590500 | 451 | 120500 | 590500
[5 empty] | 121500590500 | 451 | 121500 | 590500
[5 empty] | 122500590500 | 451 | 122500 | 590500
[5 empty] | 123500590500 | 451 | 123500 | 590500
[5 empty] | 124500590500 | 451 | 124500 | 590500
[5 empty] | 125500590500 | 451 | 125500 | 590500
[5 empty] | 126500590500 | 451 | 126500 | 590500
[5 empty] | 127500590500 | 451 | 127500 | 590500
[5 empty] | 128500590500 | 451 | 128500 | 590500
[5 empty] | 129500590500 | 451 | 129500 | 590500
[5 empty] | 130500590500 | 451 | 130500 | 590500
[5 empty] | 131500590500 | 451 | 131500 | 590500
[5 empty] | 132500590500 | 451 | 132500 | 590500
[5 empty] | 133500590500 | 451 | 133500 | 590500
[5 empty] | 134500590500 | 451 | 134500 | 590500
[5 empty] | 135500590500 | 451 | 135500 | 590500
[5 empty] | 136500590500 | 451 | 136500 | 590500
[5 empty] | 137500590500 | 451 | 137500 | 590500
[5 empty] | 138500590500 | 451 | 138500 | 590500
[5 empty] | 139500590500 | 451 | 139500 | 590500
[5 empty] | 140500590500 | 451 | 140500 | 590500
[5 empty] | 141500590500 | 451 | 141500 | 590500
[5 empty] | 142500590500 | 451 | 142500 | 590500
[5 empty] | 143500590500 | 451 | 143500 | 590500
[5 empty] | 79500589500 | 451 | 79500 | 589500
[5 empty] | 80500589500 | 451 | 80500 | 589500
[5 empty] | 81500589500 | 451 | 81500 | 589500
[5 empty] | 82500589500 | 451 | 82500 | 589500
[5 empty] | 83500589500 | 451 | 83500 | 589500
[5 empty] | 84500589500 | 451 | 84500 | 589500
[5 empty] | 85500589500 | 451 | 85500 | 589500
[5 empty] | 86500589500 | 451 | 86500 | 589500
[5 empty] | 87500589500 | 451 | 87500 | 589500
[5 empty] | 88500589500 | 451 | 88500 | 589500
[5 empty] | 89500589500 | 451 | 89500 | 589500
[5 empty] | 90500589500 | 451 | 90500 | 589500
[5 empty] | 91500589500 | 451 | 91500 | 589500
[5 empty] | 92500589500 | 451 | 92500 | 589500
[5 empty] | 93500589500 | 451 | 93500 | 589500
[5 empty] | 94500589500 | 451 | 94500 | 589500
[5 empty] | 95500589500 | 451 | 95500 | 589500
[5 empty] | 96500589500 | 451 | 96500 | 589500
[5 empty] | 97500589500 | 451 | 97500 | 589500
[5 empty] | 98500589500 | 451 | 98500 | 589500
[5 empty] | 99500589500 | 451 | 99500 | 589500
[5 empty] | 100500589500 | 451 | 100500 | 589500
[5 empty] | 101500589500 | 451 | 101500 | 589500
[5 empty] | 102500589500 | 451 | 102500 | 589500
[5 empty] | 103500589500 | 451 | 103500 | 589500
[5 empty] | 104500589500 | 451 | 104500 | 589500
[5 empty] | 105500589500 | 451 | 105500 | 589500
[5 empty] | 106500589500 | 451 | 106500 | 589500
[5 empty] | 107500589500 | 451 | 107500 | 589500
[5 empty] | 108500589500 | 451 | 108500 | 589500
[5 empty] | 109500589500 | 451 | 109500 | 589500
[5 empty] | 110500589500 | 451 | 110500 | 589500
[5 empty] | 111500589500 | 451 | 111500 | 589500
[5 empty] | 112500589500 | 451 | 112500 | 589500
[5 empty] | 113500589500 | 451 | 113500 | 589500
[5 empty] | 114500589500 | 451 | 114500 | 589500
[5 empty] | 115500589500 | 451 | 115500 | 589500
[5 empty] | 116500589500 | 451 | 116500 | 589500
[5 empty] | 117500589500 | 451 | 117500 | 589500
[5 empty] | 118500589500 | 451 | 118500 | 589500
[5 empty] | 119500589500 | 451 | 119500 | 589500
[5 empty] | 120500589500 | 451 | 120500 | 589500
[5 empty] | 121500589500 | 451 | 121500 | 589500
[5 empty] | 122500589500 | 451 | 122500 | 589500
[5 empty] | 123500589500 | 451 | 123500 | 589500
[5 empty] | 124500589500 | 451 | 124500 | 589500
[5 empty] | 125500589500 | 451 | 125500 | 589500
[5 empty] | 126500589500 | 451 | 126500 | 589500
[5 empty] | 127500589500 | 451 | 127500 | 589500
[5 empty] | 128500589500 | 451 | 128500 | 589500
[5 empty] | 129500589500 | 451 | 129500 | 589500
[5 empty] | 130500589500 | 451 | 130500 | 589500
[5 empty] | 131500589500 | 451 | 131500 | 589500
[5 empty] | 132500589500 | 451 | 132500 | 589500
[5 empty] | 133500589500 | 451 | 133500 | 589500
[5 empty] | 134500589500 | 451 | 134500 | 589500
[5 empty] | 135500589500 | 451 | 135500 | 589500
[5 empty] | 136500589500 | 451 | 136500 | 589500
[5 empty] | 137500589500 | 451 | 137500 | 589500
[5 empty] | 138500589500 | 451 | 138500 | 589500
[5 empty] | 139500589500 | 451 | 139500 | 589500
[5 empty] | 140500589500 | 451 | 140500 | 589500
[5 empty] | 141500589500 | 451 | 141500 | 589500
[5 empty] | 142500589500 | 451 | 142500 | 589500
[5 empty] | 143500589500 | 451 | 143500 | 589500
[5 empty] | 79500588500 | 451 | 79500 | 588500
[5 empty] | 80500588500 | 451 | 80500 | 588500
[5 empty] | 81500588500 | 451 | 81500 | 588500
[5 empty] | 82500588500 | 451 | 82500 | 588500
[5 empty] | 83500588500 | 451 | 83500 | 588500
[5 empty] | 84500588500 | 451 | 84500 | 588500
[5 empty] | 85500588500 | 451 | 85500 | 588500
[5 empty] | 86500588500 | 451 | 86500 | 588500
[5 empty] | 87500588500 | 451 | 87500 | 588500
[5 empty] | 88500588500 | 451 | 88500 | 588500
[5 empty] | 89500588500 | 451 | 89500 | 588500
[5 empty] | 90500588500 | 451 | 90500 | 588500
[5 empty] | 91500588500 | 451 | 91500 | 588500
[5 empty] | 92500588500 | 451 | 92500 | 588500
[5 empty] | 93500588500 | 451 | 93500 | 588500
[5 empty] | 94500588500 | 451 | 94500 | 588500
[5 empty] | 95500588500 | 451 | 95500 | 588500
[5 empty] | 96500588500 | 451 | 96500 | 588500
[5 empty] | 97500588500 | 451 | 97500 | 588500
[5 empty] | 98500588500 | 451 | 98500 | 588500
[5 empty] | 99500588500 | 451 | 99500 | 588500
[5 empty] | 100500588500 | 451 | 100500 | 588500
[5 empty] | 101500588500 | 451 | 101500 | 588500
[5 empty] | 102500588500 | 451 | 102500 | 588500
[5 empty] | 103500588500 | 451 | 103500 | 588500
[5 empty] | 104500588500 | 451 | 104500 | 588500
[5 empty] | 105500588500 | 451 | 105500 | 588500
[5 empty] | 106500588500 | 451 | 106500 | 588500
[5 empty] | 107500588500 | 451 | 107500 | 588500
[5 empty] | 108500588500 | 451 | 108500 | 588500
[5 empty] | 109500588500 | 451 | 109500 | 588500
[5 empty] | 110500588500 | 451 | 110500 | 588500
[5 empty] | 111500588500 | 451 | 111500 | 588500
[5 empty] | 112500588500 | 451 | 112500 | 588500
[5 empty] | 113500588500 | 451 | 113500 | 588500
[5 empty] | 114500588500 | 451 | 114500 | 588500
[5 empty] | 115500588500 | 451 | 115500 | 588500
[5 empty] | 116500588500 | 451 | 116500 | 588500
[5 empty] | 117500588500 | 451 | 117500 | 588500
[5 empty] | 118500588500 | 451 | 118500 | 588500
[5 empty] | 119500588500 | 451 | 119500 | 588500
[5 empty] | 120500588500 | 451 | 120500 | 588500
[5 empty] | 121500588500 | 451 | 121500 | 588500
[5 empty] | 122500588500 | 451 | 122500 | 588500
[5 empty] | 123500588500 | 451 | 123500 | 588500
[5 empty] | 124500588500 | 451 | 124500 | 588500
[5 empty] | 125500588500 | 451 | 125500 | 588500
[5 empty] | 126500588500 | 451 | 126500 | 588500
[5 empty] | 127500588500 | 451 | 127500 | 588500
[5 empty] | 128500588500 | 451 | 128500 | 588500
[5 empty] | 129500588500 | 451 | 129500 | 588500
[5 empty] | 130500588500 | 451 | 130500 | 588500
[5 empty] | 131500588500 | 451 | 131500 | 588500
[5 empty] | 132500588500 | 451 | 132500 | 588500
[5 empty] | 133500588500 | 451 | 133500 | 588500
[5 empty] | 134500588500 | 451 | 134500 | 588500
[5 empty] | 135500588500 | 451 | 135500 | 588500
[5 empty] | 136500588500 | 451 | 136500 | 588500
[5 empty] | 137500588500 | 451 | 137500 | 588500
[5 empty] | 138500588500 | 451 | 138500 | 588500
[5 empty] | 139500588500 | 451 | 139500 | 588500
[5 empty] | 140500588500 | 451 | 140500 | 588500
[5 empty] | 141500588500 | 451 | 141500 | 588500
[5 empty] | 142500588500 | 451 | 142500 | 588500
[5 empty] | 79500587500 | 451 | 79500 | 587500
[5 empty] | 80500587500 | 451 | 80500 | 587500
[5 empty] | 81500587500 | 451 | 81500 | 587500
[5 empty] | 82500587500 | 451 | 82500 | 587500
[5 empty] | 83500587500 | 451 | 83500 | 587500
[5 empty] | 84500587500 | 451 | 84500 | 587500
[5 empty] | 85500587500 | 451 | 85500 | 587500
[5 empty] | 86500587500 | 451 | 86500 | 587500
[5 empty] | 87500587500 | 451 | 87500 | 587500
[5 empty] | 88500587500 | 451 | 88500 | 587500
[5 empty] | 89500587500 | 451 | 89500 | 587500
[5 empty] | 90500587500 | 451 | 90500 | 587500
[5 empty] | 91500587500 | 451 | 91500 | 587500
[5 empty] | 92500587500 | 451 | 92500 | 587500
[5 empty] | 93500587500 | 451 | 93500 | 587500
[5 empty] | 94500587500 | 451 | 94500 | 587500
[5 empty] | 95500587500 | 451 | 95500 | 587500
[5 empty] | 96500587500 | 451 | 96500 | 587500
[5 empty] | 97500587500 | 451 | 97500 | 587500
[5 empty] | 98500587500 | 451 | 98500 | 587500
[5 empty] | 99500587500 | 451 | 99500 | 587500
[5 empty] | 100500587500 | 451 | 100500 | 587500
[5 empty] | 101500587500 | 451 | 101500 | 587500
[5 empty] | 102500587500 | 451 | 102500 | 587500
[5 empty] | 103500587500 | 451 | 103500 | 587500
[5 empty] | 104500587500 | 451 | 104500 | 587500
[5 empty] | 105500587500 | 451 | 105500 | 587500
[5 empty] | 106500587500 | 451 | 106500 | 587500
[5 empty] | 107500587500 | 451 | 107500 | 587500
[5 empty] | 108500587500 | 451 | 108500 | 587500
[5 empty] | 109500587500 | 451 | 109500 | 587500
[5 empty] | 110500587500 | 451 | 110500 | 587500
[5 empty] | 111500587500 | 451 | 111500 | 587500
[5 empty] | 112500587500 | 451 | 112500 | 587500
[5 empty] | 113500587500 | 451 | 113500 | 587500
[5 empty] | 114500587500 | 451 | 114500 | 587500
[5 empty] | 115500587500 | 451 | 115500 | 587500
[5 empty] | 116500587500 | 451 | 116500 | 587500
[5 empty] | 117500587500 | 451 | 117500 | 587500
[5 empty] | 118500587500 | 451 | 118500 | 587500
[5 empty] | 119500587500 | 451 | 119500 | 587500
[5 empty] | 120500587500 | 451 | 120500 | 587500
[5 empty] | 121500587500 | 451 | 121500 | 587500
[5 empty] | 122500587500 | 451 | 122500 | 587500
[5 empty] | 123500587500 | 451 | 123500 | 587500
[5 empty] | 124500587500 | 451 | 124500 | 587500
[5 empty] | 125500587500 | 451 | 125500 | 587500
[5 empty] | 126500587500 | 451 | 126500 | 587500
[5 empty] | 127500587500 | 451 | 127500 | 587500
[5 empty] | 128500587500 | 451 | 128500 | 587500
[5 empty] | 129500587500 | 451 | 129500 | 587500
[5 empty] | 130500587500 | 451 | 130500 | 587500
[5 empty] | 131500587500 | 451 | 131500 | 587500
[5 empty] | 132500587500 | 451 | 132500 | 587500
[5 empty] | 133500587500 | 451 | 133500 | 587500
[5 empty] | 134500587500 | 451 | 134500 | 587500
[5 empty] | 135500587500 | 451 | 135500 | 587500
[5 empty] | 136500587500 | 451 | 136500 | 587500
[5 empty] | 137500587500 | 451 | 137500 | 587500
[5 empty] | 138500587500 | 451 | 138500 | 587500
[5 empty] | 139500587500 | 451 | 139500 | 587500
[5 empty] | 140500587500 | 451 | 140500 | 587500
[5 empty] | 141500587500 | 451 | 141500 | 587500
[5 empty] | 142500587500 | 451 | 142500 | 587500
[5 empty] | 78500586500 | 451 | 78500 | 586500
[5 empty] | 79500586500 | 451 | 79500 | 586500
[5 empty] | 80500586500 | 451 | 80500 | 586500
[5 empty] | 81500586500 | 451 | 81500 | 586500
[5 empty] | 82500586500 | 451 | 82500 | 586500
[5 empty] | 83500586500 | 451 | 83500 | 586500
[5 empty] | 84500586500 | 451 | 84500 | 586500
[5 empty] | 85500586500 | 451 | 85500 | 586500
[5 empty] | 86500586500 | 451 | 86500 | 586500
[5 empty] | 87500586500 | 451 | 87500 | 586500
[5 empty] | 88500586500 | 451 | 88500 | 586500
[5 empty] | 89500586500 | 451 | 89500 | 586500
[5 empty] | 90500586500 | 451 | 90500 | 586500
[5 empty] | 91500586500 | 451 | 91500 | 586500
[5 empty] | 92500586500 | 451 | 92500 | 586500
[5 empty] | 93500586500 | 451 | 93500 | 586500
[5 empty] | 94500586500 | 451 | 94500 | 586500
[5 empty] | 95500586500 | 451 | 95500 | 586500
[5 empty] | 96500586500 | 451 | 96500 | 586500
[5 empty] | 97500586500 | 451 | 97500 | 586500
[5 empty] | 98500586500 | 451 | 98500 | 586500
[5 empty] | 99500586500 | 451 | 99500 | 586500
[5 empty] | 100500586500 | 451 | 100500 | 586500
[5 empty] | 101500586500 | 451 | 101500 | 586500
[5 empty] | 102500586500 | 451 | 102500 | 586500
[5 empty] | 103500586500 | 451 | 103500 | 586500
[5 empty] | 104500586500 | 451 | 104500 | 586500
[5 empty] | 105500586500 | 451 | 105500 | 586500
[5 empty] | 106500586500 | 451 | 106500 | 586500
[5 empty] | 107500586500 | 451 | 107500 | 586500
[5 empty] | 108500586500 | 451 | 108500 | 586500
[5 empty] | 109500586500 | 451 | 109500 | 586500
[5 empty] | 110500586500 | 451 | 110500 | 586500
[5 empty] | 111500586500 | 451 | 111500 | 586500
[5 empty] | 112500586500 | 451 | 112500 | 586500
[5 empty] | 113500586500 | 451 | 113500 | 586500
[5 empty] | 114500586500 | 451 | 114500 | 586500
[5 empty] | 115500586500 | 451 | 115500 | 586500
[5 empty] | 116500586500 | 451 | 116500 | 586500
[5 empty] | 117500586500 | 451 | 117500 | 586500
[5 empty] | 118500586500 | 451 | 118500 | 586500
[5 empty] | 119500586500 | 451 | 119500 | 586500
[5 empty] | 120500586500 | 451 | 120500 | 586500
[5 empty] | 121500586500 | 451 | 121500 | 586500
[5 empty] | 122500586500 | 451 | 122500 | 586500
[5 empty] | 123500586500 | 451 | 123500 | 586500
[5 empty] | 124500586500 | 451 | 124500 | 586500
[5 empty] | 125500586500 | 451 | 125500 | 586500
[5 empty] | 126500586500 | 451 | 126500 | 586500
[5 empty] | 127500586500 | 451 | 127500 | 586500
[5 empty] | 128500586500 | 451 | 128500 | 586500
[5 empty] | 129500586500 | 451 | 129500 | 586500
[5 empty] | 130500586500 | 451 | 130500 | 586500
[5 empty] | 131500586500 | 451 | 131500 | 586500
[5 empty] | 132500586500 | 451 | 132500 | 586500
[5 empty] | 133500586500 | 451 | 133500 | 586500
[5 empty] | 134500586500 | 451 | 134500 | 586500
[5 empty] | 135500586500 | 451 | 135500 | 586500
[5 empty] | 136500586500 | 451 | 136500 | 586500
[5 empty] | 137500586500 | 451 | 137500 | 586500
[5 empty] | 138500586500 | 451 | 138500 | 586500
[5 empty] | 139500586500 | 451 | 139500 | 586500
[5 empty] | 140500586500 | 451 | 140500 | 586500
[5 empty] | 141500586500 | 451 | 141500 | 586500
[5 empty] | 142500586500 | 451 | 142500 | 586500
[5 empty] | 77500585500 | 451 | 77500 | 585500
[5 empty] | 78500585500 | 451 | 78500 | 585500
[5 empty] | 79500585500 | 451 | 79500 | 585500
[5 empty] | 80500585500 | 451 | 80500 | 585500
[5 empty] | 81500585500 | 451 | 81500 | 585500
[5 empty] | 82500585500 | 451 | 82500 | 585500
[5 empty] | 83500585500 | 451 | 83500 | 585500
[5 empty] | 84500585500 | 451 | 84500 | 585500
[5 empty] | 85500585500 | 451 | 85500 | 585500
[5 empty] | 86500585500 | 451 | 86500 | 585500
[5 empty] | 87500585500 | 451 | 87500 | 585500
[5 empty] | 88500585500 | 451 | 88500 | 585500
[5 empty] | 89500585500 | 451 | 89500 | 585500
[5 empty] | 90500585500 | 451 | 90500 | 585500
[5 empty] | 91500585500 | 451 | 91500 | 585500
[5 empty] | 92500585500 | 451 | 92500 | 585500
[5 empty] | 93500585500 | 451 | 93500 | 585500
[5 empty] | 94500585500 | 451 | 94500 | 585500
[5 empty] | 95500585500 | 451 | 95500 | 585500
[5 empty] | 96500585500 | 451 | 96500 | 585500
[5 empty] | 97500585500 | 451 | 97500 | 585500
[5 empty] | 98500585500 | 451 | 98500 | 585500
[5 empty] | 99500585500 | 451 | 99500 | 585500
[5 empty] | 100500585500 | 451 | 100500 | 585500
[5 empty] | 101500585500 | 451 | 101500 | 585500
[5 empty] | 102500585500 | 451 | 102500 | 585500
[5 empty] | 103500585500 | 451 | 103500 | 585500
[5 empty] | 104500585500 | 451 | 104500 | 585500
[5 empty] | 105500585500 | 451 | 105500 | 585500
[5 empty] | 106500585500 | 451 | 106500 | 585500
[5 empty] | 107500585500 | 451 | 107500 | 585500
[5 empty] | 108500585500 | 451 | 108500 | 585500
[5 empty] | 109500585500 | 451 | 109500 | 585500
[5 empty] | 110500585500 | 451 | 110500 | 585500
[5 empty] | 111500585500 | 451 | 111500 | 585500
[5 empty] | 112500585500 | 451 | 112500 | 585500
[5 empty] | 113500585500 | 451 | 113500 | 585500
[5 empty] | 114500585500 | 451 | 114500 | 585500
[5 empty] | 115500585500 | 451 | 115500 | 585500
[5 empty] | 116500585500 | 451 | 116500 | 585500
[5 empty] | 117500585500 | 451 | 117500 | 585500
[5 empty] | 118500585500 | 451 | 118500 | 585500
[5 empty] | 119500585500 | 451 | 119500 | 585500
[5 empty] | 120500585500 | 451 | 120500 | 585500
[5 empty] | 121500585500 | 451 | 121500 | 585500
[5 empty] | 122500585500 | 451 | 122500 | 585500
[5 empty] | 123500585500 | 451 | 123500 | 585500
[5 empty] | 124500585500 | 451 | 124500 | 585500
[5 empty] | 125500585500 | 451 | 125500 | 585500
[5 empty] | 126500585500 | 451 | 126500 | 585500
[5 empty] | 127500585500 | 451 | 127500 | 585500
[5 empty] | 128500585500 | 451 | 128500 | 585500
[5 empty] | 129500585500 | 451 | 129500 | 585500
[5 empty] | 130500585500 | 451 | 130500 | 585500
[5 empty] | 131500585500 | 451 | 131500 | 585500
[5 empty] | 132500585500 | 451 | 132500 | 585500
[5 empty] | 133500585500 | 451 | 133500 | 585500
[5 empty] | 134500585500 | 451 | 134500 | 585500
[5 empty] | 135500585500 | 451 | 135500 | 585500
[5 empty] | 136500585500 | 451 | 136500 | 585500
[5 empty] | 137500585500 | 451 | 137500 | 585500
[5 empty] | 138500585500 | 451 | 138500 | 585500
[5 empty] | 139500585500 | 451 | 139500 | 585500
[5 empty] | 140500585500 | 451 | 140500 | 585500
[5 empty] | 141500585500 | 451 | 141500 | 585500
[5 empty] | 142500585500 | 451 | 142500 | 585500
[5 empty] | 71500584500 | 451 | 71500 | 584500
[5 empty] | 72500584500 | 451 | 72500 | 584500
[5 empty] | 73500584500 | 451 | 73500 | 584500
[5 empty] | 74500584500 | 451 | 74500 | 584500
[5 empty] | 75500584500 | 451 | 75500 | 584500
[5 empty] | 76500584500 | 451 | 76500 | 584500
[5 empty] | 77500584500 | 451 | 77500 | 584500
[5 empty] | 78500584500 | 451 | 78500 | 584500
[5 empty] | 79500584500 | 451 | 79500 | 584500
[5 empty] | 80500584500 | 451 | 80500 | 584500
[5 empty] | 81500584500 | 451 | 81500 | 584500
[5 empty] | 82500584500 | 451 | 82500 | 584500
[5 empty] | 83500584500 | 451 | 83500 | 584500
[5 empty] | 84500584500 | 451 | 84500 | 584500
[5 empty] | 85500584500 | 451 | 85500 | 584500
[5 empty] | 86500584500 | 451 | 86500 | 584500
[5 empty] | 87500584500 | 451 | 87500 | 584500
[5 empty] | 88500584500 | 451 | 88500 | 584500
[5 empty] | 89500584500 | 451 | 89500 | 584500
[5 empty] | 90500584500 | 451 | 90500 | 584500
[5 empty] | 91500584500 | 451 | 91500 | 584500
[5 empty] | 92500584500 | 451 | 92500 | 584500
[5 empty] | 93500584500 | 451 | 93500 | 584500
[5 empty] | 94500584500 | 451 | 94500 | 584500
[5 empty] | 95500584500 | 451 | 95500 | 584500
[5 empty] | 96500584500 | 451 | 96500 | 584500
[5 empty] | 97500584500 | 451 | 97500 | 584500
[5 empty] | 98500584500 | 451 | 98500 | 584500
[5 empty] | 99500584500 | 451 | 99500 | 584500
[5 empty] | 100500584500 | 451 | 100500 | 584500
[5 empty] | 101500584500 | 451 | 101500 | 584500
[5 empty] | 102500584500 | 451 | 102500 | 584500
[5 empty] | 103500584500 | 451 | 103500 | 584500
[5 empty] | 104500584500 | 451 | 104500 | 584500
[5 empty] | 105500584500 | 451 | 105500 | 584500
[5 empty] | 106500584500 | 451 | 106500 | 584500
[5 empty] | 107500584500 | 451 | 107500 | 584500
[5 empty] | 108500584500 | 451 | 108500 | 584500
[5 empty] | 109500584500 | 451 | 109500 | 584500
[5 empty] | 110500584500 | 451 | 110500 | 584500
[5 empty] | 111500584500 | 451 | 111500 | 584500
[5 empty] | 112500584500 | 451 | 112500 | 584500
[5 empty] | 113500584500 | 451 | 113500 | 584500
[5 empty] | 114500584500 | 451 | 114500 | 584500
[5 empty] | 115500584500 | 451 | 115500 | 584500
[5 empty] | 116500584500 | 451 | 116500 | 584500
[5 empty] | 117500584500 | 451 | 117500 | 584500
[5 empty] | 118500584500 | 451 | 118500 | 584500
[5 empty] | 119500584500 | 451 | 119500 | 584500
[5 empty] | 120500584500 | 451 | 120500 | 584500
[5 empty] | 121500584500 | 451 | 121500 | 584500
[5 empty] | 122500584500 | 451 | 122500 | 584500
[5 empty] | 123500584500 | 451 | 123500 | 584500
[5 empty] | 124500584500 | 451 | 124500 | 584500
[5 empty] | 125500584500 | 451 | 125500 | 584500
[5 empty] | 126500584500 | 451 | 126500 | 584500
[5 empty] | 127500584500 | 451 | 127500 | 584500
[5 empty] | 128500584500 | 451 | 128500 | 584500
[5 empty] | 129500584500 | 451 | 129500 | 584500
[5 empty] | 130500584500 | 451 | 130500 | 584500
[5 empty] | 131500584500 | 451 | 131500 | 584500
[5 empty] | 132500584500 | 451 | 132500 | 584500
[5 empty] | 133500584500 | 451 | 133500 | 584500
[5 empty] | 134500584500 | 451 | 134500 | 584500
[5 empty] | 135500584500 | 451 | 135500 | 584500
[5 empty] | 136500584500 | 451 | 136500 | 584500
[5 empty] | 137500584500 | 451 | 137500 | 584500
[5 empty] | 138500584500 | 451 | 138500 | 584500
[5 empty] | 139500584500 | 451 | 139500 | 584500
[5 empty] | 140500584500 | 451 | 140500 | 584500
[5 empty] | 141500584500 | 451 | 141500 | 584500
[5 empty] | 71500583500 | 451 | 71500 | 583500
[5 empty] | 72500583500 | 451 | 72500 | 583500
[5 empty] | 73500583500 | 451 | 73500 | 583500
[5 empty] | 74500583500 | 451 | 74500 | 583500
[5 empty] | 75500583500 | 451 | 75500 | 583500
[5 empty] | 76500583500 | 451 | 76500 | 583500
[5 empty] | 77500583500 | 451 | 77500 | 583500
[5 empty] | 78500583500 | 451 | 78500 | 583500
[5 empty] | 79500583500 | 451 | 79500 | 583500
[5 empty] | 80500583500 | 451 | 80500 | 583500
[5 empty] | 81500583500 | 451 | 81500 | 583500
[5 empty] | 82500583500 | 451 | 82500 | 583500
[5 empty] | 83500583500 | 451 | 83500 | 583500
[5 empty] | 84500583500 | 451 | 84500 | 583500
[5 empty] | 85500583500 | 451 | 85500 | 583500
[5 empty] | 86500583500 | 451 | 86500 | 583500
[5 empty] | 87500583500 | 451 | 87500 | 583500
[5 empty] | 88500583500 | 451 | 88500 | 583500
[5 empty] | 89500583500 | 451 | 89500 | 583500
[5 empty] | 90500583500 | 451 | 90500 | 583500
[5 empty] | 91500583500 | 451 | 91500 | 583500
[5 empty] | 92500583500 | 451 | 92500 | 583500
[5 empty] | 93500583500 | 451 | 93500 | 583500
[5 empty] | 94500583500 | 451 | 94500 | 583500
[5 empty] | 95500583500 | 451 | 95500 | 583500
[5 empty] | 96500583500 | 451 | 96500 | 583500
[5 empty] | 97500583500 | 451 | 97500 | 583500
[5 empty] | 98500583500 | 451 | 98500 | 583500
[5 empty] | 99500583500 | 451 | 99500 | 583500
[5 empty] | 100500583500 | 451 | 100500 | 583500
[5 empty] | 101500583500 | 451 | 101500 | 583500
[5 empty] | 102500583500 | 451 | 102500 | 583500
[5 empty] | 103500583500 | 451 | 103500 | 583500
[5 empty] | 104500583500 | 451 | 104500 | 583500
[5 empty] | 105500583500 | 451 | 105500 | 583500
[5 empty] | 106500583500 | 451 | 106500 | 583500
[5 empty] | 107500583500 | 451 | 107500 | 583500
[5 empty] | 108500583500 | 451 | 108500 | 583500
[5 empty] | 109500583500 | 451 | 109500 | 583500
[5 empty] | 110500583500 | 451 | 110500 | 583500
[5 empty] | 111500583500 | 451 | 111500 | 583500
[5 empty] | 112500583500 | 451 | 112500 | 583500
[5 empty] | 113500583500 | 451 | 113500 | 583500
[5 empty] | 114500583500 | 451 | 114500 | 583500
[5 empty] | 115500583500 | 451 | 115500 | 583500
[5 empty] | 116500583500 | 451 | 116500 | 583500
[5 empty] | 117500583500 | 451 | 117500 | 583500
[5 empty] | 118500583500 | 451 | 118500 | 583500
[5 empty] | 119500583500 | 451 | 119500 | 583500
[5 empty] | 120500583500 | 451 | 120500 | 583500
[5 empty] | 121500583500 | 451 | 121500 | 583500
[5 empty] | 122500583500 | 451 | 122500 | 583500
[5 empty] | 123500583500 | 451 | 123500 | 583500
[5 empty] | 124500583500 | 451 | 124500 | 583500
[5 empty] | 125500583500 | 451 | 125500 | 583500
[5 empty] | 126500583500 | 451 | 126500 | 583500
[5 empty] | 127500583500 | 451 | 127500 | 583500
[5 empty] | 128500583500 | 451 | 128500 | 583500
[5 empty] | 129500583500 | 451 | 129500 | 583500
[5 empty] | 130500583500 | 451 | 130500 | 583500
[5 empty] | 131500583500 | 451 | 131500 | 583500
[5 empty] | 132500583500 | 451 | 132500 | 583500
[5 empty] | 133500583500 | 451 | 133500 | 583500
[5 empty] | 134500583500 | 451 | 134500 | 583500
[5 empty] | 135500583500 | 451 | 135500 | 583500
[5 empty] | 136500583500 | 451 | 136500 | 583500
[5 empty] | 137500583500 | 451 | 137500 | 583500
[5 empty] | 138500583500 | 451 | 138500 | 583500
[5 empty] | 139500583500 | 451 | 139500 | 583500
[5 empty] | 140500583500 | 451 | 140500 | 583500
[5 empty] | 141500583500 | 451 | 141500 | 583500
[5 empty] | 71500582500 | 451 | 71500 | 582500
[5 empty] | 72500582500 | 451 | 72500 | 582500
[5 empty] | 73500582500 | 451 | 73500 | 582500
[5 empty] | 74500582500 | 451 | 74500 | 582500
[5 empty] | 75500582500 | 451 | 75500 | 582500
[5 empty] | 76500582500 | 451 | 76500 | 582500
[5 empty] | 77500582500 | 451 | 77500 | 582500
[5 empty] | 78500582500 | 451 | 78500 | 582500
[5 empty] | 79500582500 | 451 | 79500 | 582500
[5 empty] | 80500582500 | 451 | 80500 | 582500
[5 empty] | 81500582500 | 451 | 81500 | 582500
[5 empty] | 82500582500 | 451 | 82500 | 582500
[5 empty] | 83500582500 | 451 | 83500 | 582500
[5 empty] | 84500582500 | 451 | 84500 | 582500
[5 empty] | 85500582500 | 451 | 85500 | 582500
[5 empty] | 86500582500 | 451 | 86500 | 582500
[5 empty] | 87500582500 | 451 | 87500 | 582500
[5 empty] | 88500582500 | 451 | 88500 | 582500
[5 empty] | 89500582500 | 451 | 89500 | 582500
[5 empty] | 90500582500 | 451 | 90500 | 582500
[5 empty] | 91500582500 | 451 | 91500 | 582500
[5 empty] | 92500582500 | 451 | 92500 | 582500
[5 empty] | 93500582500 | 451 | 93500 | 582500
[5 empty] | 94500582500 | 451 | 94500 | 582500
[5 empty] | 95500582500 | 451 | 95500 | 582500
[5 empty] | 96500582500 | 451 | 96500 | 582500
[5 empty] | 97500582500 | 451 | 97500 | 582500
[5 empty] | 98500582500 | 451 | 98500 | 582500
[5 empty] | 99500582500 | 451 | 99500 | 582500
[5 empty] | 100500582500 | 451 | 100500 | 582500
[5 empty] | 101500582500 | 451 | 101500 | 582500
[5 empty] | 102500582500 | 451 | 102500 | 582500
[5 empty] | 103500582500 | 451 | 103500 | 582500
[5 empty] | 104500582500 | 451 | 104500 | 582500
[5 empty] | 105500582500 | 451 | 105500 | 582500
[5 empty] | 106500582500 | 451 | 106500 | 582500
[5 empty] | 107500582500 | 451 | 107500 | 582500
[5 empty] | 108500582500 | 451 | 108500 | 582500
[5 empty] | 109500582500 | 451 | 109500 | 582500
[5 empty] | 110500582500 | 451 | 110500 | 582500
[5 empty] | 111500582500 | 451 | 111500 | 582500
[5 empty] | 112500582500 | 451 | 112500 | 582500
[5 empty] | 113500582500 | 451 | 113500 | 582500
[5 empty] | 114500582500 | 451 | 114500 | 582500
[5 empty] | 115500582500 | 451 | 115500 | 582500
[5 empty] | 116500582500 | 451 | 116500 | 582500
[5 empty] | 117500582500 | 451 | 117500 | 582500
[5 empty] | 118500582500 | 451 | 118500 | 582500
[5 empty] | 119500582500 | 451 | 119500 | 582500
[5 empty] | 120500582500 | 451 | 120500 | 582500
[5 empty] | 121500582500 | 451 | 121500 | 582500
[5 empty] | 122500582500 | 451 | 122500 | 582500
[5 empty] | 123500582500 | 451 | 123500 | 582500
[5 empty] | 124500582500 | 451 | 124500 | 582500
[5 empty] | 125500582500 | 451 | 125500 | 582500
[5 empty] | 126500582500 | 451 | 126500 | 582500
[5 empty] | 127500582500 | 451 | 127500 | 582500
[5 empty] | 128500582500 | 451 | 128500 | 582500
[5 empty] | 129500582500 | 451 | 129500 | 582500
[5 empty] | 130500582500 | 451 | 130500 | 582500
[5 empty] | 131500582500 | 451 | 131500 | 582500
[5 empty] | 132500582500 | 451 | 132500 | 582500
[5 empty] | 133500582500 | 451 | 133500 | 582500
[5 empty] | 134500582500 | 451 | 134500 | 582500
[5 empty] | 135500582500 | 451 | 135500 | 582500
[5 empty] | 136500582500 | 451 | 136500 | 582500
[5 empty] | 137500582500 | 451 | 137500 | 582500
[5 empty] | 138500582500 | 451 | 138500 | 582500
[5 empty] | 139500582500 | 451 | 139500 | 582500
[5 empty] | 140500582500 | 451 | 140500 | 582500
[5 empty] | 141500582500 | 451 | 141500 | 582500
[5 empty] | 71500581500 | 451 | 71500 | 581500
[5 empty] | 72500581500 | 451 | 72500 | 581500
[5 empty] | 73500581500 | 451 | 73500 | 581500
[5 empty] | 74500581500 | 451 | 74500 | 581500
[5 empty] | 75500581500 | 451 | 75500 | 581500
[5 empty] | 76500581500 | 451 | 76500 | 581500
[5 empty] | 77500581500 | 451 | 77500 | 581500
[5 empty] | 78500581500 | 451 | 78500 | 581500
[5 empty] | 79500581500 | 451 | 79500 | 581500
[5 empty] | 80500581500 | 451 | 80500 | 581500
[5 empty] | 81500581500 | 451 | 81500 | 581500
[5 empty] | 82500581500 | 451 | 82500 | 581500
[5 empty] | 83500581500 | 451 | 83500 | 581500
[5 empty] | 84500581500 | 451 | 84500 | 581500
[5 empty] | 85500581500 | 451 | 85500 | 581500
[5 empty] | 86500581500 | 451 | 86500 | 581500
[5 empty] | 87500581500 | 451 | 87500 | 581500
[5 empty] | 88500581500 | 451 | 88500 | 581500
[5 empty] | 89500581500 | 451 | 89500 | 581500
[5 empty] | 90500581500 | 451 | 90500 | 581500
[5 empty] | 91500581500 | 451 | 91500 | 581500
[5 empty] | 92500581500 | 451 | 92500 | 581500
[5 empty] | 93500581500 | 451 | 93500 | 581500
[5 empty] | 94500581500 | 451 | 94500 | 581500
[5 empty] | 95500581500 | 451 | 95500 | 581500
[5 empty] | 96500581500 | 451 | 96500 | 581500
[5 empty] | 97500581500 | 451 | 97500 | 581500
[5 empty] | 98500581500 | 451 | 98500 | 581500
[5 empty] | 99500581500 | 451 | 99500 | 581500
[5 empty] | 100500581500 | 451 | 100500 | 581500
[5 empty] | 101500581500 | 451 | 101500 | 581500
[5 empty] | 102500581500 | 451 | 102500 | 581500
[5 empty] | 103500581500 | 451 | 103500 | 581500
[5 empty] | 104500581500 | 451 | 104500 | 581500
[5 empty] | 105500581500 | 451 | 105500 | 581500
[5 empty] | 106500581500 | 451 | 106500 | 581500
[5 empty] | 107500581500 | 451 | 107500 | 581500
[5 empty] | 108500581500 | 451 | 108500 | 581500
[5 empty] | 109500581500 | 451 | 109500 | 581500
[5 empty] | 110500581500 | 451 | 110500 | 581500
[5 empty] | 111500581500 | 451 | 111500 | 581500
[5 empty] | 112500581500 | 451 | 112500 | 581500
[5 empty] | 113500581500 | 451 | 113500 | 581500
[5 empty] | 114500581500 | 451 | 114500 | 581500
[5 empty] | 115500581500 | 451 | 115500 | 581500
[5 empty] | 116500581500 | 451 | 116500 | 581500
[5 empty] | 117500581500 | 451 | 117500 | 581500
[5 empty] | 118500581500 | 451 | 118500 | 581500
[5 empty] | 119500581500 | 451 | 119500 | 581500
[5 empty] | 120500581500 | 451 | 120500 | 581500
[5 empty] | 121500581500 | 451 | 121500 | 581500
[5 empty] | 122500581500 | 451 | 122500 | 581500
[5 empty] | 123500581500 | 451 | 123500 | 581500
[5 empty] | 124500581500 | 451 | 124500 | 581500
[5 empty] | 125500581500 | 451 | 125500 | 581500
[5 empty] | 126500581500 | 451 | 126500 | 581500
[5 empty] | 127500581500 | 451 | 127500 | 581500
[5 empty] | 128500581500 | 451 | 128500 | 581500
[5 empty] | 129500581500 | 451 | 129500 | 581500
[5 empty] | 130500581500 | 451 | 130500 | 581500
[5 empty] | 131500581500 | 451 | 131500 | 581500
[5 empty] | 132500581500 | 451 | 132500 | 581500
[5 empty] | 133500581500 | 451 | 133500 | 581500
[5 empty] | 134500581500 | 451 | 134500 | 581500
[5 empty] | 135500581500 | 451 | 135500 | 581500
[5 empty] | 136500581500 | 451 | 136500 | 581500
[5 empty] | 137500581500 | 451 | 137500 | 581500
[5 empty] | 138500581500 | 451 | 138500 | 581500
[5 empty] | 139500581500 | 451 | 139500 | 581500
[5 empty] | 140500581500 | 451 | 140500 | 581500
[5 empty] | 141500581500 | 451 | 141500 | 581500
[5 empty] | 142500581500 | 451 | 142500 | 581500
[5 empty] | 143500581500 | 451 | 143500 | 581500
[5 empty] | 144500581500 | 451 | 144500 | 581500
[5 empty] | 145500581500 | 451 | 145500 | 581500
[5 empty] | 71500580500 | 451 | 71500 | 580500
[5 empty] | 72500580500 | 451 | 72500 | 580500
[5 empty] | 73500580500 | 451 | 73500 | 580500
[5 empty] | 74500580500 | 451 | 74500 | 580500
[5 empty] | 75500580500 | 451 | 75500 | 580500
[5 empty] | 76500580500 | 451 | 76500 | 580500
[5 empty] | 77500580500 | 451 | 77500 | 580500
[5 empty] | 78500580500 | 451 | 78500 | 580500
[5 empty] | 79500580500 | 451 | 79500 | 580500
[5 empty] | 80500580500 | 451 | 80500 | 580500
[5 empty] | 81500580500 | 451 | 81500 | 580500
[5 empty] | 82500580500 | 451 | 82500 | 580500
[5 empty] | 83500580500 | 451 | 83500 | 580500
[5 empty] | 84500580500 | 451 | 84500 | 580500
[5 empty] | 85500580500 | 451 | 85500 | 580500
[5 empty] | 86500580500 | 451 | 86500 | 580500
[5 empty] | 87500580500 | 451 | 87500 | 580500
[5 empty] | 88500580500 | 451 | 88500 | 580500
[5 empty] | 89500580500 | 451 | 89500 | 580500
[5 empty] | 90500580500 | 451 | 90500 | 580500
[5 empty] | 91500580500 | 451 | 91500 | 580500
[5 empty] | 92500580500 | 451 | 92500 | 580500
[5 empty] | 93500580500 | 451 | 93500 | 580500
[5 empty] | 94500580500 | 451 | 94500 | 580500
[5 empty] | 95500580500 | 451 | 95500 | 580500
[5 empty] | 96500580500 | 451 | 96500 | 580500
[5 empty] | 97500580500 | 451 | 97500 | 580500
[5 empty] | 98500580500 | 451 | 98500 | 580500
[5 empty] | 99500580500 | 451 | 99500 | 580500
[5 empty] | 100500580500 | 451 | 100500 | 580500
[5 empty] | 101500580500 | 451 | 101500 | 580500
[5 empty] | 102500580500 | 451 | 102500 | 580500
[5 empty] | 103500580500 | 451 | 103500 | 580500
[5 empty] | 104500580500 | 451 | 104500 | 580500
[5 empty] | 105500580500 | 451 | 105500 | 580500
[5 empty] | 106500580500 | 451 | 106500 | 580500
[5 empty] | 107500580500 | 451 | 107500 | 580500
[5 empty] | 108500580500 | 451 | 108500 | 580500
[5 empty] | 109500580500 | 451 | 109500 | 580500
[5 empty] | 110500580500 | 451 | 110500 | 580500
[5 empty] | 111500580500 | 451 | 111500 | 580500
[5 empty] | 112500580500 | 451 | 112500 | 580500
[5 empty] | 113500580500 | 451 | 113500 | 580500
[5 empty] | 114500580500 | 451 | 114500 | 580500
[5 empty] | 115500580500 | 451 | 115500 | 580500
[5 empty] | 116500580500 | 451 | 116500 | 580500
[5 empty] | 117500580500 | 451 | 117500 | 580500
[5 empty] | 118500580500 | 451 | 118500 | 580500
[5 empty] | 119500580500 | 451 | 119500 | 580500
[5 empty] | 120500580500 | 451 | 120500 | 580500
[5 empty] | 121500580500 | 451 | 121500 | 580500
[5 empty] | 122500580500 | 451 | 122500 | 580500
[5 empty] | 123500580500 | 451 | 123500 | 580500
[5 empty] | 124500580500 | 451 | 124500 | 580500
[5 empty] | 125500580500 | 451 | 125500 | 580500
[5 empty] | 126500580500 | 451 | 126500 | 580500
[5 empty] | 127500580500 | 451 | 127500 | 580500
[5 empty] | 128500580500 | 451 | 128500 | 580500
[5 empty] | 129500580500 | 451 | 129500 | 580500
[5 empty] | 130500580500 | 451 | 130500 | 580500
[5 empty] | 131500580500 | 451 | 131500 | 580500
[5 empty] | 132500580500 | 451 | 132500 | 580500
[5 empty] | 133500580500 | 451 | 133500 | 580500
[5 empty] | 134500580500 | 451 | 134500 | 580500
[5 empty] | 135500580500 | 451 | 135500 | 580500
[5 empty] | 136500580500 | 451 | 136500 | 580500
[5 empty] | 137500580500 | 451 | 137500 | 580500
[5 empty] | 138500580500 | 451 | 138500 | 580500
[5 empty] | 139500580500 | 451 | 139500 | 580500
[5 empty] | 140500580500 | 451 | 140500 | 580500
[5 empty] | 141500580500 | 451 | 141500 | 580500
[5 empty] | 142500580500 | 451 | 142500 | 580500
[5 empty] | 143500580500 | 451 | 143500 | 580500
[5 empty] | 144500580500 | 451 | 144500 | 580500
[5 empty] | 145500580500 | 451 | 145500 | 580500
[5 empty] | 72500579500 | 451 | 72500 | 579500
[5 empty] | 73500579500 | 451 | 73500 | 579500
[5 empty] | 74500579500 | 451 | 74500 | 579500
[5 empty] | 75500579500 | 451 | 75500 | 579500
[5 empty] | 76500579500 | 451 | 76500 | 579500
[5 empty] | 77500579500 | 451 | 77500 | 579500
[5 empty] | 78500579500 | 451 | 78500 | 579500
[5 empty] | 79500579500 | 451 | 79500 | 579500
[5 empty] | 80500579500 | 451 | 80500 | 579500
[5 empty] | 81500579500 | 451 | 81500 | 579500
[5 empty] | 82500579500 | 451 | 82500 | 579500
[5 empty] | 83500579500 | 451 | 83500 | 579500
[5 empty] | 84500579500 | 451 | 84500 | 579500
[5 empty] | 85500579500 | 451 | 85500 | 579500
[5 empty] | 86500579500 | 451 | 86500 | 579500
[5 empty] | 87500579500 | 451 | 87500 | 579500
[5 empty] | 88500579500 | 451 | 88500 | 579500
[5 empty] | 89500579500 | 451 | 89500 | 579500
[5 empty] | 90500579500 | 451 | 90500 | 579500
[5 empty] | 91500579500 | 451 | 91500 | 579500
[5 empty] | 92500579500 | 451 | 92500 | 579500
[5 empty] | 93500579500 | 451 | 93500 | 579500
[5 empty] | 94500579500 | 451 | 94500 | 579500
[5 empty] | 95500579500 | 451 | 95500 | 579500
[5 empty] | 96500579500 | 451 | 96500 | 579500
[5 empty] | 97500579500 | 451 | 97500 | 579500
[5 empty] | 98500579500 | 451 | 98500 | 579500
[5 empty] | 99500579500 | 451 | 99500 | 579500
[5 empty] | 100500579500 | 451 | 100500 | 579500
[5 empty] | 101500579500 | 451 | 101500 | 579500
[5 empty] | 102500579500 | 451 | 102500 | 579500
[5 empty] | 103500579500 | 451 | 103500 | 579500
[5 empty] | 104500579500 | 451 | 104500 | 579500
[5 empty] | 105500579500 | 451 | 105500 | 579500
[5 empty] | 106500579500 | 451 | 106500 | 579500
[5 empty] | 107500579500 | 451 | 107500 | 579500
[5 empty] | 108500579500 | 451 | 108500 | 579500
[5 empty] | 109500579500 | 451 | 109500 | 579500
[5 empty] | 110500579500 | 451 | 110500 | 579500
[5 empty] | 111500579500 | 451 | 111500 | 579500
[5 empty] | 112500579500 | 451 | 112500 | 579500
[5 empty] | 113500579500 | 451 | 113500 | 579500
[5 empty] | 114500579500 | 451 | 114500 | 579500
[5 empty] | 115500579500 | 451 | 115500 | 579500
[5 empty] | 116500579500 | 451 | 116500 | 579500
[5 empty] | 117500579500 | 451 | 117500 | 579500
[5 empty] | 118500579500 | 451 | 118500 | 579500
[5 empty] | 119500579500 | 451 | 119500 | 579500
[5 empty] | 120500579500 | 451 | 120500 | 579500
[5 empty] | 121500579500 | 451 | 121500 | 579500
[5 empty] | 122500579500 | 451 | 122500 | 579500
[5 empty] | 123500579500 | 451 | 123500 | 579500
[5 empty] | 124500579500 | 451 | 124500 | 579500
[5 empty] | 125500579500 | 451 | 125500 | 579500
[5 empty] | 126500579500 | 451 | 126500 | 579500
[5 empty] | 127500579500 | 451 | 127500 | 579500
[5 empty] | 128500579500 | 451 | 128500 | 579500
[5 empty] | 129500579500 | 451 | 129500 | 579500
[5 empty] | 130500579500 | 451 | 130500 | 579500
[5 empty] | 131500579500 | 451 | 131500 | 579500
[5 empty] | 132500579500 | 451 | 132500 | 579500
[5 empty] | 133500579500 | 451 | 133500 | 579500
[5 empty] | 134500579500 | 451 | 134500 | 579500
[5 empty] | 135500579500 | 451 | 135500 | 579500
[5 empty] | 136500579500 | 451 | 136500 | 579500
[5 empty] | 137500579500 | 451 | 137500 | 579500
[5 empty] | 138500579500 | 451 | 138500 | 579500
[5 empty] | 139500579500 | 451 | 139500 | 579500
[5 empty] | 140500579500 | 451 | 140500 | 579500
[5 empty] | 141500579500 | 451 | 141500 | 579500
[5 empty] | 142500579500 | 451 | 142500 | 579500
[5 empty] | 143500579500 | 451 | 143500 | 579500
[5 empty] | 144500579500 | 451 | 144500 | 579500
[5 empty] | 72500578500 | 451 | 72500 | 578500
[5 empty] | 73500578500 | 451 | 73500 | 578500
[5 empty] | 74500578500 | 451 | 74500 | 578500
[5 empty] | 75500578500 | 451 | 75500 | 578500
[5 empty] | 76500578500 | 451 | 76500 | 578500
[5 empty] | 77500578500 | 451 | 77500 | 578500
[5 empty] | 78500578500 | 451 | 78500 | 578500
[5 empty] | 79500578500 | 451 | 79500 | 578500
[5 empty] | 80500578500 | 451 | 80500 | 578500
[5 empty] | 81500578500 | 451 | 81500 | 578500
[5 empty] | 82500578500 | 451 | 82500 | 578500
[5 empty] | 83500578500 | 451 | 83500 | 578500
[5 empty] | 84500578500 | 451 | 84500 | 578500
[5 empty] | 85500578500 | 451 | 85500 | 578500
[5 empty] | 86500578500 | 451 | 86500 | 578500
[5 empty] | 87500578500 | 451 | 87500 | 578500
[5 empty] | 88500578500 | 451 | 88500 | 578500
[5 empty] | 89500578500 | 451 | 89500 | 578500
[5 empty] | 90500578500 | 451 | 90500 | 578500
[5 empty] | 91500578500 | 451 | 91500 | 578500
[5 empty] | 92500578500 | 451 | 92500 | 578500
[5 empty] | 93500578500 | 451 | 93500 | 578500
[5 empty] | 94500578500 | 451 | 94500 | 578500
[5 empty] | 95500578500 | 451 | 95500 | 578500
[5 empty] | 96500578500 | 451 | 96500 | 578500
[5 empty] | 97500578500 | 451 | 97500 | 578500
[5 empty] | 98500578500 | 451 | 98500 | 578500
[5 empty] | 99500578500 | 451 | 99500 | 578500
[5 empty] | 100500578500 | 451 | 100500 | 578500
[5 empty] | 101500578500 | 451 | 101500 | 578500
[5 empty] | 102500578500 | 451 | 102500 | 578500
[5 empty] | 103500578500 | 451 | 103500 | 578500
[5 empty] | 104500578500 | 451 | 104500 | 578500
[5 empty] | 105500578500 | 451 | 105500 | 578500
[5 empty] | 106500578500 | 451 | 106500 | 578500
[5 empty] | 107500578500 | 451 | 107500 | 578500
[5 empty] | 108500578500 | 451 | 108500 | 578500
[5 empty] | 109500578500 | 451 | 109500 | 578500
[5 empty] | 110500578500 | 451 | 110500 | 578500
[5 empty] | 111500578500 | 451 | 111500 | 578500
[5 empty] | 112500578500 | 451 | 112500 | 578500
[5 empty] | 113500578500 | 451 | 113500 | 578500
[5 empty] | 114500578500 | 451 | 114500 | 578500
[5 empty] | 115500578500 | 451 | 115500 | 578500
[5 empty] | 116500578500 | 451 | 116500 | 578500
[5 empty] | 117500578500 | 451 | 117500 | 578500
[5 empty] | 118500578500 | 451 | 118500 | 578500
[5 empty] | 119500578500 | 451 | 119500 | 578500
[5 empty] | 120500578500 | 451 | 120500 | 578500
[5 empty] | 121500578500 | 451 | 121500 | 578500
[5 empty] | 122500578500 | 451 | 122500 | 578500
[5 empty] | 123500578500 | 451 | 123500 | 578500
[5 empty] | 124500578500 | 451 | 124500 | 578500
[5 empty] | 125500578500 | 451 | 125500 | 578500
[5 empty] | 126500578500 | 451 | 126500 | 578500
[5 empty] | 127500578500 | 451 | 127500 | 578500
[5 empty] | 128500578500 | 451 | 128500 | 578500
[5 empty] | 129500578500 | 451 | 129500 | 578500
[5 empty] | 130500578500 | 451 | 130500 | 578500
[5 empty] | 134500578500 | 451 | 134500 | 578500
[5 empty] | 135500578500 | 451 | 135500 | 578500
[5 empty] | 136500578500 | 451 | 136500 | 578500
[5 empty] | 137500578500 | 451 | 137500 | 578500
[5 empty] | 138500578500 | 451 | 138500 | 578500
[5 empty] | 139500578500 | 451 | 139500 | 578500
[5 empty] | 140500578500 | 451 | 140500 | 578500
[5 empty] | 141500578500 | 451 | 141500 | 578500
[5 empty] | 142500578500 | 451 | 142500 | 578500
[5 empty] | 75500577500 | 451 | 75500 | 577500
[5 empty] | 76500577500 | 451 | 76500 | 577500
[5 empty] | 77500577500 | 451 | 77500 | 577500
[5 empty] | 78500577500 | 451 | 78500 | 577500
[5 empty] | 79500577500 | 451 | 79500 | 577500
[5 empty] | 80500577500 | 451 | 80500 | 577500
[5 empty] | 81500577500 | 451 | 81500 | 577500
[5 empty] | 82500577500 | 451 | 82500 | 577500
[5 empty] | 83500577500 | 451 | 83500 | 577500
[5 empty] | 84500577500 | 451 | 84500 | 577500
[5 empty] | 85500577500 | 451 | 85500 | 577500
[5 empty] | 86500577500 | 451 | 86500 | 577500
[5 empty] | 87500577500 | 451 | 87500 | 577500
[5 empty] | 88500577500 | 451 | 88500 | 577500
[5 empty] | 89500577500 | 451 | 89500 | 577500
[5 empty] | 90500577500 | 451 | 90500 | 577500
[5 empty] | 91500577500 | 451 | 91500 | 577500
[5 empty] | 92500577500 | 451 | 92500 | 577500
[5 empty] | 93500577500 | 451 | 93500 | 577500
[5 empty] | 94500577500 | 451 | 94500 | 577500
[5 empty] | 95500577500 | 451 | 95500 | 577500
[5 empty] | 96500577500 | 451 | 96500 | 577500
[5 empty] | 97500577500 | 451 | 97500 | 577500
[5 empty] | 98500577500 | 451 | 98500 | 577500
[5 empty] | 99500577500 | 451 | 99500 | 577500
[5 empty] | 100500577500 | 451 | 100500 | 577500
[5 empty] | 101500577500 | 451 | 101500 | 577500
[5 empty] | 102500577500 | 451 | 102500 | 577500
[5 empty] | 103500577500 | 451 | 103500 | 577500
[5 empty] | 104500577500 | 451 | 104500 | 577500
[5 empty] | 105500577500 | 451 | 105500 | 577500
[5 empty] | 106500577500 | 451 | 106500 | 577500
[5 empty] | 107500577500 | 451 | 107500 | 577500
[5 empty] | 108500577500 | 451 | 108500 | 577500
[5 empty] | 109500577500 | 451 | 109500 | 577500
[5 empty] | 110500577500 | 451 | 110500 | 577500
[5 empty] | 111500577500 | 451 | 111500 | 577500
[5 empty] | 112500577500 | 451 | 112500 | 577500
[5 empty] | 113500577500 | 451 | 113500 | 577500
[5 empty] | 114500577500 | 451 | 114500 | 577500
[5 empty] | 115500577500 | 451 | 115500 | 577500
[5 empty] | 116500577500 | 451 | 116500 | 577500
[5 empty] | 117500577500 | 451 | 117500 | 577500
[5 empty] | 118500577500 | 451 | 118500 | 577500
[5 empty] | 119500577500 | 451 | 119500 | 577500
[5 empty] | 120500577500 | 451 | 120500 | 577500
[5 empty] | 121500577500 | 451 | 121500 | 577500
[5 empty] | 122500577500 | 451 | 122500 | 577500
[5 empty] | 123500577500 | 451 | 123500 | 577500
[5 empty] | 124500577500 | 451 | 124500 | 577500
[5 empty] | 125500577500 | 451 | 125500 | 577500
[5 empty] | 126500577500 | 451 | 126500 | 577500
[5 empty] | 127500577500 | 451 | 127500 | 577500
[5 empty] | 128500577500 | 451 | 128500 | 577500
[5 empty] | 129500577500 | 451 | 129500 | 577500
[5 empty] | 134500577500 | 451 | 134500 | 577500
[5 empty] | 135500577500 | 451 | 135500 | 577500
[5 empty] | 136500577500 | 451 | 136500 | 577500
[5 empty] | 137500577500 | 451 | 137500 | 577500
[5 empty] | 138500577500 | 451 | 138500 | 577500
[5 empty] | 139500577500 | 451 | 139500 | 577500
[5 empty] | 140500577500 | 451 | 140500 | 577500
[5 empty] | 141500577500 | 451 | 141500 | 577500
[5 empty] | 75500576500 | 451 | 75500 | 576500
[5 empty] | 76500576500 | 451 | 76500 | 576500
[5 empty] | 77500576500 | 451 | 77500 | 576500
[5 empty] | 78500576500 | 451 | 78500 | 576500
[5 empty] | 79500576500 | 451 | 79500 | 576500
[5 empty] | 80500576500 | 451 | 80500 | 576500
[5 empty] | 81500576500 | 451 | 81500 | 576500
[5 empty] | 82500576500 | 451 | 82500 | 576500
[5 empty] | 83500576500 | 451 | 83500 | 576500
[5 empty] | 84500576500 | 451 | 84500 | 576500
[5 empty] | 85500576500 | 451 | 85500 | 576500
[5 empty] | 86500576500 | 451 | 86500 | 576500
[5 empty] | 87500576500 | 451 | 87500 | 576500
[5 empty] | 88500576500 | 451 | 88500 | 576500
[5 empty] | 89500576500 | 451 | 89500 | 576500
[5 empty] | 90500576500 | 451 | 90500 | 576500
[5 empty] | 91500576500 | 451 | 91500 | 576500
[5 empty] | 92500576500 | 451 | 92500 | 576500
[5 empty] | 93500576500 | 451 | 93500 | 576500
[5 empty] | 94500576500 | 451 | 94500 | 576500
[5 empty] | 95500576500 | 451 | 95500 | 576500
[5 empty] | 96500576500 | 451 | 96500 | 576500
[5 empty] | 97500576500 | 451 | 97500 | 576500
[5 empty] | 98500576500 | 451 | 98500 | 576500
[5 empty] | 99500576500 | 451 | 99500 | 576500
[5 empty] | 100500576500 | 451 | 100500 | 576500
[5 empty] | 101500576500 | 451 | 101500 | 576500
[5 empty] | 102500576500 | 451 | 102500 | 576500
[5 empty] | 103500576500 | 451 | 103500 | 576500
[5 empty] | 104500576500 | 451 | 104500 | 576500
[5 empty] | 105500576500 | 451 | 105500 | 576500
[5 empty] | 106500576500 | 451 | 106500 | 576500
[5 empty] | 107500576500 | 451 | 107500 | 576500
[5 empty] | 108500576500 | 451 | 108500 | 576500
[5 empty] | 109500576500 | 451 | 109500 | 576500
[5 empty] | 110500576500 | 451 | 110500 | 576500
[5 empty] | 111500576500 | 451 | 111500 | 576500
[5 empty] | 112500576500 | 451 | 112500 | 576500
[5 empty] | 113500576500 | 451 | 113500 | 576500
[5 empty] | 114500576500 | 451 | 114500 | 576500
[5 empty] | 115500576500 | 451 | 115500 | 576500
[5 empty] | 116500576500 | 451 | 116500 | 576500
[5 empty] | 117500576500 | 451 | 117500 | 576500
[5 empty] | 118500576500 | 451 | 118500 | 576500
[5 empty] | 119500576500 | 451 | 119500 | 576500
[5 empty] | 120500576500 | 451 | 120500 | 576500
[5 empty] | 121500576500 | 451 | 121500 | 576500
[5 empty] | 122500576500 | 451 | 122500 | 576500
[5 empty] | 123500576500 | 451 | 123500 | 576500
[5 empty] | 126500576500 | 451 | 126500 | 576500
[5 empty] | 134500576500 | 451 | 134500 | 576500
[5 empty] | 135500576500 | 451 | 135500 | 576500
[5 empty] | 136500576500 | 451 | 136500 | 576500
[5 empty] | 137500576500 | 451 | 137500 | 576500
[5 empty] | 138500576500 | 451 | 138500 | 576500
[5 empty] | 139500576500 | 451 | 139500 | 576500
[5 empty] | 140500576500 | 451 | 140500 | 576500
[5 empty] | 74500575500 | 451 | 74500 | 575500
[5 empty] | 75500575500 | 451 | 75500 | 575500
[5 empty] | 76500575500 | 451 | 76500 | 575500
[5 empty] | 77500575500 | 451 | 77500 | 575500
[5 empty] | 78500575500 | 451 | 78500 | 575500
[5 empty] | 79500575500 | 451 | 79500 | 575500
[5 empty] | 80500575500 | 451 | 80500 | 575500
[5 empty] | 81500575500 | 451 | 81500 | 575500
[5 empty] | 82500575500 | 451 | 82500 | 575500
[5 empty] | 83500575500 | 451 | 83500 | 575500
[5 empty] | 84500575500 | 451 | 84500 | 575500
[5 empty] | 85500575500 | 451 | 85500 | 575500
[5 empty] | 86500575500 | 451 | 86500 | 575500
[5 empty] | 87500575500 | 451 | 87500 | 575500
[5 empty] | 88500575500 | 451 | 88500 | 575500
[5 empty] | 89500575500 | 451 | 89500 | 575500
[5 empty] | 90500575500 | 451 | 90500 | 575500
[5 empty] | 91500575500 | 451 | 91500 | 575500
[5 empty] | 92500575500 | 451 | 92500 | 575500
[5 empty] | 93500575500 | 451 | 93500 | 575500
[5 empty] | 94500575500 | 451 | 94500 | 575500
[5 empty] | 95500575500 | 451 | 95500 | 575500
[5 empty] | 96500575500 | 451 | 96500 | 575500
[5 empty] | 97500575500 | 451 | 97500 | 575500
[5 empty] | 98500575500 | 451 | 98500 | 575500
[5 empty] | 99500575500 | 451 | 99500 | 575500
[5 empty] | 100500575500 | 451 | 100500 | 575500
[5 empty] | 101500575500 | 451 | 101500 | 575500
[5 empty] | 102500575500 | 451 | 102500 | 575500
[5 empty] | 103500575500 | 451 | 103500 | 575500
[5 empty] | 104500575500 | 451 | 104500 | 575500
[5 empty] | 105500575500 | 451 | 105500 | 575500
[5 empty] | 106500575500 | 451 | 106500 | 575500
[5 empty] | 107500575500 | 451 | 107500 | 575500
[5 empty] | 108500575500 | 451 | 108500 | 575500
[5 empty] | 109500575500 | 451 | 109500 | 575500
[5 empty] | 110500575500 | 451 | 110500 | 575500
[5 empty] | 111500575500 | 451 | 111500 | 575500
[5 empty] | 112500575500 | 451 | 112500 | 575500
[5 empty] | 113500575500 | 451 | 113500 | 575500
[5 empty] | 114500575500 | 451 | 114500 | 575500
[5 empty] | 115500575500 | 451 | 115500 | 575500
[5 empty] | 116500575500 | 451 | 116500 | 575500
[5 empty] | 117500575500 | 451 | 117500 | 575500
[5 empty] | 118500575500 | 451 | 118500 | 575500
[5 empty] | 119500575500 | 451 | 119500 | 575500
[5 empty] | 120500575500 | 451 | 120500 | 575500
[5 empty] | 121500575500 | 451 | 121500 | 575500
[5 empty] | 122500575500 | 451 | 122500 | 575500
[5 empty] | 123500575500 | 451 | 123500 | 575500
[5 empty] | 135500575500 | 451 | 135500 | 575500
[5 empty] | 136500575500 | 451 | 136500 | 575500
[5 empty] | 137500575500 | 451 | 137500 | 575500
[5 empty] | 138500575500 | 451 | 138500 | 575500
[5 empty] | 139500575500 | 451 | 139500 | 575500
[5 empty] | 74500574500 | 451 | 74500 | 574500
[5 empty] | 75500574500 | 451 | 75500 | 574500
[5 empty] | 76500574500 | 451 | 76500 | 574500
[5 empty] | 77500574500 | 451 | 77500 | 574500
[5 empty] | 78500574500 | 451 | 78500 | 574500
[5 empty] | 79500574500 | 451 | 79500 | 574500
[5 empty] | 80500574500 | 451 | 80500 | 574500
[5 empty] | 81500574500 | 451 | 81500 | 574500
[5 empty] | 82500574500 | 451 | 82500 | 574500
[5 empty] | 83500574500 | 451 | 83500 | 574500
[5 empty] | 84500574500 | 451 | 84500 | 574500
[5 empty] | 85500574500 | 451 | 85500 | 574500
[5 empty] | 86500574500 | 451 | 86500 | 574500
[5 empty] | 87500574500 | 451 | 87500 | 574500
[5 empty] | 88500574500 | 451 | 88500 | 574500
[5 empty] | 89500574500 | 451 | 89500 | 574500
[5 empty] | 90500574500 | 451 | 90500 | 574500
[5 empty] | 91500574500 | 451 | 91500 | 574500
[5 empty] | 92500574500 | 451 | 92500 | 574500
[5 empty] | 93500574500 | 451 | 93500 | 574500
[5 empty] | 94500574500 | 451 | 94500 | 574500
[5 empty] | 95500574500 | 451 | 95500 | 574500
[5 empty] | 96500574500 | 451 | 96500 | 574500
[5 empty] | 97500574500 | 451 | 97500 | 574500
[5 empty] | 98500574500 | 451 | 98500 | 574500
[5 empty] | 99500574500 | 451 | 99500 | 574500
[5 empty] | 100500574500 | 451 | 100500 | 574500
[5 empty] | 101500574500 | 451 | 101500 | 574500
[5 empty] | 102500574500 | 451 | 102500 | 574500
[5 empty] | 103500574500 | 451 | 103500 | 574500
[5 empty] | 104500574500 | 451 | 104500 | 574500
[5 empty] | 105500574500 | 451 | 105500 | 574500
[5 empty] | 106500574500 | 451 | 106500 | 574500
[5 empty] | 107500574500 | 451 | 107500 | 574500
[5 empty] | 108500574500 | 451 | 108500 | 574500
[5 empty] | 109500574500 | 451 | 109500 | 574500
[5 empty] | 110500574500 | 451 | 110500 | 574500
[5 empty] | 111500574500 | 451 | 111500 | 574500
[5 empty] | 112500574500 | 451 | 112500 | 574500
[5 empty] | 113500574500 | 451 | 113500 | 574500
[5 empty] | 114500574500 | 451 | 114500 | 574500
[5 empty] | 115500574500 | 451 | 115500 | 574500
[5 empty] | 116500574500 | 451 | 116500 | 574500
[5 empty] | 117500574500 | 451 | 117500 | 574500
[5 empty] | 118500574500 | 451 | 118500 | 574500
[5 empty] | 119500574500 | 451 | 119500 | 574500
[5 empty] | 120500574500 | 451 | 120500 | 574500
[5 empty] | 121500574500 | 451 | 121500 | 574500
[5 empty] | 122500574500 | 451 | 122500 | 574500
[5 empty] | 135500574500 | 451 | 135500 | 574500
[5 empty] | 136500574500 | 451 | 136500 | 574500
[5 empty] | 137500574500 | 451 | 137500 | 574500
[5 empty] | 138500574500 | 451 | 138500 | 574500
[5 empty] | 74500573500 | 451 | 74500 | 573500
[5 empty] | 75500573500 | 451 | 75500 | 573500
[5 empty] | 76500573500 | 451 | 76500 | 573500
[5 empty] | 77500573500 | 451 | 77500 | 573500
[5 empty] | 78500573500 | 451 | 78500 | 573500
[5 empty] | 79500573500 | 451 | 79500 | 573500
[5 empty] | 80500573500 | 451 | 80500 | 573500
[5 empty] | 81500573500 | 451 | 81500 | 573500
[5 empty] | 82500573500 | 451 | 82500 | 573500
[5 empty] | 83500573500 | 451 | 83500 | 573500
[5 empty] | 84500573500 | 451 | 84500 | 573500
[5 empty] | 85500573500 | 451 | 85500 | 573500
[5 empty] | 86500573500 | 451 | 86500 | 573500
[5 empty] | 87500573500 | 451 | 87500 | 573500
[5 empty] | 88500573500 | 451 | 88500 | 573500
[5 empty] | 89500573500 | 451 | 89500 | 573500
[5 empty] | 90500573500 | 451 | 90500 | 573500
[5 empty] | 91500573500 | 451 | 91500 | 573500
[5 empty] | 92500573500 | 451 | 92500 | 573500
[5 empty] | 93500573500 | 451 | 93500 | 573500
[5 empty] | 94500573500 | 451 | 94500 | 573500
[5 empty] | 95500573500 | 451 | 95500 | 573500
[5 empty] | 96500573500 | 451 | 96500 | 573500
[5 empty] | 97500573500 | 451 | 97500 | 573500
[5 empty] | 98500573500 | 451 | 98500 | 573500
[5 empty] | 99500573500 | 451 | 99500 | 573500
[5 empty] | 100500573500 | 451 | 100500 | 573500
[5 empty] | 101500573500 | 451 | 101500 | 573500
[5 empty] | 102500573500 | 451 | 102500 | 573500
[5 empty] | 103500573500 | 451 | 103500 | 573500
[5 empty] | 104500573500 | 451 | 104500 | 573500
[5 empty] | 105500573500 | 451 | 105500 | 573500
[5 empty] | 106500573500 | 451 | 106500 | 573500
[5 empty] | 107500573500 | 451 | 107500 | 573500
[5 empty] | 108500573500 | 451 | 108500 | 573500
[5 empty] | 109500573500 | 451 | 109500 | 573500
[5 empty] | 110500573500 | 451 | 110500 | 573500
[5 empty] | 111500573500 | 451 | 111500 | 573500
[5 empty] | 112500573500 | 451 | 112500 | 573500
[5 empty] | 113500573500 | 451 | 113500 | 573500
[5 empty] | 114500573500 | 451 | 114500 | 573500
[5 empty] | 115500573500 | 451 | 115500 | 573500
[5 empty] | 116500573500 | 451 | 116500 | 573500
[5 empty] | 117500573500 | 451 | 117500 | 573500
[5 empty] | 118500573500 | 451 | 118500 | 573500
[5 empty] | 120500573500 | 451 | 120500 | 573500
[5 empty] | 137500573500 | 451 | 137500 | 573500
[5 empty] | 74500572500 | 451 | 74500 | 572500
[5 empty] | 75500572500 | 451 | 75500 | 572500
[5 empty] | 76500572500 | 451 | 76500 | 572500
[5 empty] | 77500572500 | 451 | 77500 | 572500
[5 empty] | 78500572500 | 451 | 78500 | 572500
[5 empty] | 79500572500 | 451 | 79500 | 572500
[5 empty] | 80500572500 | 451 | 80500 | 572500
[5 empty] | 81500572500 | 451 | 81500 | 572500
[5 empty] | 82500572500 | 451 | 82500 | 572500
[5 empty] | 83500572500 | 451 | 83500 | 572500
[5 empty] | 84500572500 | 451 | 84500 | 572500
[5 empty] | 85500572500 | 451 | 85500 | 572500
[5 empty] | 86500572500 | 451 | 86500 | 572500
[5 empty] | 87500572500 | 451 | 87500 | 572500
[5 empty] | 88500572500 | 451 | 88500 | 572500
[5 empty] | 89500572500 | 451 | 89500 | 572500
[5 empty] | 90500572500 | 451 | 90500 | 572500
[5 empty] | 91500572500 | 451 | 91500 | 572500
[5 empty] | 92500572500 | 451 | 92500 | 572500
[5 empty] | 93500572500 | 451 | 93500 | 572500
[5 empty] | 94500572500 | 451 | 94500 | 572500
[5 empty] | 95500572500 | 451 | 95500 | 572500
[5 empty] | 96500572500 | 451 | 96500 | 572500
[5 empty] | 97500572500 | 451 | 97500 | 572500
[5 empty] | 98500572500 | 451 | 98500 | 572500
[5 empty] | 99500572500 | 451 | 99500 | 572500
[5 empty] | 100500572500 | 451 | 100500 | 572500
[5 empty] | 101500572500 | 451 | 101500 | 572500
[5 empty] | 102500572500 | 451 | 102500 | 572500
[5 empty] | 103500572500 | 451 | 103500 | 572500
[5 empty] | 104500572500 | 451 | 104500 | 572500
[5 empty] | 105500572500 | 451 | 105500 | 572500
[5 empty] | 106500572500 | 451 | 106500 | 572500
[5 empty] | 107500572500 | 451 | 107500 | 572500
[5 empty] | 108500572500 | 451 | 108500 | 572500
[5 empty] | 109500572500 | 451 | 109500 | 572500
[5 empty] | 110500572500 | 451 | 110500 | 572500
[5 empty] | 111500572500 | 451 | 111500 | 572500
[5 empty] | 112500572500 | 451 | 112500 | 572500
[5 empty] | 113500572500 | 451 | 113500 | 572500
[5 empty] | 114500572500 | 451 | 114500 | 572500
[5 empty] | 115500572500 | 451 | 115500 | 572500
[5 empty] | 116500572500 | 451 | 116500 | 572500
[5 empty] | 74500571500 | 451 | 74500 | 571500
[5 empty] | 75500571500 | 451 | 75500 | 571500
[5 empty] | 76500571500 | 451 | 76500 | 571500
[5 empty] | 77500571500 | 451 | 77500 | 571500
[5 empty] | 78500571500 | 451 | 78500 | 571500
[5 empty] | 79500571500 | 451 | 79500 | 571500
[5 empty] | 80500571500 | 451 | 80500 | 571500
[5 empty] | 81500571500 | 451 | 81500 | 571500
[5 empty] | 82500571500 | 451 | 82500 | 571500
[5 empty] | 83500571500 | 451 | 83500 | 571500
[5 empty] | 84500571500 | 451 | 84500 | 571500
[5 empty] | 85500571500 | 451 | 85500 | 571500
[5 empty] | 86500571500 | 451 | 86500 | 571500
[5 empty] | 87500571500 | 451 | 87500 | 571500
[5 empty] | 88500571500 | 451 | 88500 | 571500
[5 empty] | 89500571500 | 451 | 89500 | 571500
[5 empty] | 90500571500 | 451 | 90500 | 571500
[5 empty] | 91500571500 | 451 | 91500 | 571500
[5 empty] | 92500571500 | 451 | 92500 | 571500
[5 empty] | 93500571500 | 451 | 93500 | 571500
[5 empty] | 94500571500 | 451 | 94500 | 571500
[5 empty] | 95500571500 | 451 | 95500 | 571500
[5 empty] | 96500571500 | 451 | 96500 | 571500
[5 empty] | 97500571500 | 451 | 97500 | 571500
[5 empty] | 98500571500 | 451 | 98500 | 571500
[5 empty] | 99500571500 | 451 | 99500 | 571500
[5 empty] | 100500571500 | 451 | 100500 | 571500
[5 empty] | 101500571500 | 451 | 101500 | 571500
[5 empty] | 102500571500 | 451 | 102500 | 571500
[5 empty] | 103500571500 | 451 | 103500 | 571500
[5 empty] | 104500571500 | 451 | 104500 | 571500
[5 empty] | 105500571500 | 451 | 105500 | 571500
[5 empty] | 106500571500 | 451 | 106500 | 571500
[5 empty] | 107500571500 | 451 | 107500 | 571500
[5 empty] | 108500571500 | 451 | 108500 | 571500
[5 empty] | 109500571500 | 451 | 109500 | 571500
[5 empty] | 110500571500 | 451 | 110500 | 571500
[5 empty] | 111500571500 | 451 | 111500 | 571500
[5 empty] | 112500571500 | 451 | 112500 | 571500
[5 empty] | 113500571500 | 451 | 113500 | 571500
[5 empty] | 114500571500 | 451 | 114500 | 571500
[5 empty] | 115500571500 | 451 | 115500 | 571500
[5 empty] | 75500570500 | 451 | 75500 | 570500
[5 empty] | 76500570500 | 451 | 76500 | 570500
[5 empty] | 77500570500 | 451 | 77500 | 570500
[5 empty] | 78500570500 | 451 | 78500 | 570500
[5 empty] | 79500570500 | 451 | 79500 | 570500
[5 empty] | 80500570500 | 451 | 80500 | 570500
[5 empty] | 81500570500 | 451 | 81500 | 570500
[5 empty] | 82500570500 | 451 | 82500 | 570500
[5 empty] | 83500570500 | 451 | 83500 | 570500
[5 empty] | 84500570500 | 451 | 84500 | 570500
[5 empty] | 85500570500 | 451 | 85500 | 570500
[5 empty] | 86500570500 | 451 | 86500 | 570500
[5 empty] | 87500570500 | 451 | 87500 | 570500
[5 empty] | 88500570500 | 451 | 88500 | 570500
[5 empty] | 89500570500 | 451 | 89500 | 570500
[5 empty] | 90500570500 | 451 | 90500 | 570500
[5 empty] | 91500570500 | 451 | 91500 | 570500
[5 empty] | 92500570500 | 451 | 92500 | 570500
[5 empty] | 93500570500 | 451 | 93500 | 570500
[5 empty] | 94500570500 | 451 | 94500 | 570500
[5 empty] | 95500570500 | 451 | 95500 | 570500
[5 empty] | 96500570500 | 451 | 96500 | 570500
[5 empty] | 97500570500 | 451 | 97500 | 570500
[5 empty] | 98500570500 | 451 | 98500 | 570500
[5 empty] | 99500570500 | 451 | 99500 | 570500
[5 empty] | 100500570500 | 451 | 100500 | 570500
[5 empty] | 101500570500 | 451 | 101500 | 570500
[5 empty] | 102500570500 | 451 | 102500 | 570500
[5 empty] | 103500570500 | 451 | 103500 | 570500
[5 empty] | 104500570500 | 451 | 104500 | 570500
[5 empty] | 105500570500 | 451 | 105500 | 570500
[5 empty] | 106500570500 | 451 | 106500 | 570500
[5 empty] | 107500570500 | 451 | 107500 | 570500
[5 empty] | 108500570500 | 451 | 108500 | 570500
[5 empty] | 110500570500 | 451 | 110500 | 570500
[5 empty] | 111500570500 | 451 | 111500 | 570500
[5 empty] | 112500570500 | 451 | 112500 | 570500
[5 empty] | 113500570500 | 451 | 113500 | 570500
[5 empty] | 114500570500 | 451 | 114500 | 570500
[5 empty] | 115500570500 | 451 | 115500 | 570500
[5 empty] | 116500570500 | 451 | 116500 | 570500
[5 empty] | 77500569500 | 451 | 77500 | 569500
[5 empty] | 78500569500 | 451 | 78500 | 569500
[5 empty] | 79500569500 | 451 | 79500 | 569500
[5 empty] | 80500569500 | 451 | 80500 | 569500
[5 empty] | 81500569500 | 451 | 81500 | 569500
[5 empty] | 82500569500 | 451 | 82500 | 569500
[5 empty] | 83500569500 | 451 | 83500 | 569500
[5 empty] | 84500569500 | 451 | 84500 | 569500
[5 empty] | 85500569500 | 451 | 85500 | 569500
[5 empty] | 86500569500 | 451 | 86500 | 569500
[5 empty] | 87500569500 | 451 | 87500 | 569500
[5 empty] | 88500569500 | 451 | 88500 | 569500
[5 empty] | 89500569500 | 451 | 89500 | 569500
[5 empty] | 90500569500 | 451 | 90500 | 569500
[5 empty] | 91500569500 | 451 | 91500 | 569500
[5 empty] | 92500569500 | 451 | 92500 | 569500
[5 empty] | 93500569500 | 451 | 93500 | 569500
[5 empty] | 94500569500 | 451 | 94500 | 569500
[5 empty] | 95500569500 | 451 | 95500 | 569500
[5 empty] | 96500569500 | 451 | 96500 | 569500
[5 empty] | 99500569500 | 451 | 99500 | 569500
[5 empty] | 100500569500 | 451 | 100500 | 569500
[5 empty] | 101500569500 | 451 | 101500 | 569500
[5 empty] | 105500569500 | 451 | 105500 | 569500
[5 empty] | 106500569500 | 451 | 106500 | 569500
[5 empty] | 107500569500 | 451 | 107500 | 569500
[5 empty] | 111500569500 | 451 | 111500 | 569500
[5 empty] | 112500569500 | 451 | 112500 | 569500
[5 empty] | 113500569500 | 451 | 113500 | 569500
[5 empty] | 114500569500 | 451 | 114500 | 569500
[5 empty] | 115500569500 | 451 | 115500 | 569500
[5 empty] | 116500569500 | 451 | 116500 | 569500
[5 empty] | 77500568500 | 451 | 77500 | 568500
[5 empty] | 78500568500 | 451 | 78500 | 568500
[5 empty] | 79500568500 | 451 | 79500 | 568500
[5 empty] | 80500568500 | 451 | 80500 | 568500
[5 empty] | 81500568500 | 451 | 81500 | 568500
[5 empty] | 82500568500 | 451 | 82500 | 568500
[5 empty] | 83500568500 | 451 | 83500 | 568500
[5 empty] | 84500568500 | 451 | 84500 | 568500
[5 empty] | 85500568500 | 451 | 85500 | 568500
[5 empty] | 86500568500 | 451 | 86500 | 568500
[5 empty] | 87500568500 | 451 | 87500 | 568500
[5 empty] | 88500568500 | 451 | 88500 | 568500
[5 empty] | 89500568500 | 451 | 89500 | 568500
[5 empty] | 90500568500 | 451 | 90500 | 568500
[5 empty] | 91500568500 | 451 | 91500 | 568500
[5 empty] | 92500568500 | 451 | 92500 | 568500
[5 empty] | 93500568500 | 451 | 93500 | 568500
[5 empty] | 94500568500 | 451 | 94500 | 568500
[5 empty] | 99500568500 | 451 | 99500 | 568500
[5 empty] | 100500568500 | 451 | 100500 | 568500
[5 empty] | 111500568500 | 451 | 111500 | 568500
[5 empty] | 112500568500 | 451 | 112500 | 568500
[5 empty] | 113500568500 | 451 | 113500 | 568500
[5 empty] | 114500568500 | 451 | 114500 | 568500
[5 empty] | 115500568500 | 451 | 115500 | 568500
[5 empty] | 77500567500 | 451 | 77500 | 567500
[5 empty] | 78500567500 | 451 | 78500 | 567500
[5 empty] | 79500567500 | 451 | 79500 | 567500
[5 empty] | 80500567500 | 451 | 80500 | 567500
[5 empty] | 81500567500 | 451 | 81500 | 567500
[5 empty] | 82500567500 | 451 | 82500 | 567500
[5 empty] | 83500567500 | 451 | 83500 | 567500
[5 empty] | 84500567500 | 451 | 84500 | 567500
[5 empty] | 85500567500 | 451 | 85500 | 567500
[5 empty] | 86500567500 | 451 | 86500 | 567500
[5 empty] | 87500567500 | 451 | 87500 | 567500
[5 empty] | 88500567500 | 451 | 88500 | 567500
[5 empty] | 89500567500 | 451 | 89500 | 567500
[5 empty] | 90500567500 | 451 | 90500 | 567500
[5 empty] | 91500567500 | 451 | 91500 | 567500
[5 empty] | 92500567500 | 451 | 92500 | 567500
[5 empty] | 93500567500 | 451 | 93500 | 567500
[5 empty] | 115500567500 | 451 | 115500 | 567500
[5 empty] | 116500567500 | 451 | 116500 | 567500
[5 empty] | 78500566500 | 451 | 78500 | 566500
[5 empty] | 79500566500 | 451 | 79500 | 566500
[5 empty] | 80500566500 | 451 | 80500 | 566500
[5 empty] | 81500566500 | 451 | 81500 | 566500
[5 empty] | 82500566500 | 451 | 82500 | 566500
[5 empty] | 83500566500 | 451 | 83500 | 566500
[5 empty] | 84500566500 | 451 | 84500 | 566500
[5 empty] | 85500566500 | 451 | 85500 | 566500
[5 empty] | 86500566500 | 451 | 86500 | 566500
[5 empty] | 87500566500 | 451 | 87500 | 566500
[5 empty] | 88500566500 | 451 | 88500 | 566500
[5 empty] | 89500566500 | 451 | 89500 | 566500
[5 empty] | 90500566500 | 451 | 90500 | 566500
[5 empty] | 91500566500 | 451 | 91500 | 566500
[5 empty] | 92500566500 | 451 | 92500 | 566500
[5 empty] | 93500566500 | 451 | 93500 | 566500
[5 empty] | 94500566500 | 451 | 94500 | 566500
[5 empty] | 78500565500 | 451 | 78500 | 565500
[5 empty] | 79500565500 | 451 | 79500 | 565500
[5 empty] | 80500565500 | 451 | 80500 | 565500
[5 empty] | 81500565500 | 451 | 81500 | 565500
[5 empty] | 82500565500 | 451 | 82500 | 565500
[5 empty] | 83500565500 | 451 | 83500 | 565500
[5 empty] | 84500565500 | 451 | 84500 | 565500
[5 empty] | 85500565500 | 451 | 85500 | 565500
[5 empty] | 86500565500 | 451 | 86500 | 565500
[5 empty] | 87500565500 | 451 | 87500 | 565500
[5 empty] | 88500565500 | 451 | 88500 | 565500
[5 empty] | 89500565500 | 451 | 89500 | 565500
[5 empty] | 90500565500 | 451 | 90500 | 565500
[5 empty] | 91500565500 | 451 | 91500 | 565500
[5 empty] | 92500565500 | 451 | 92500 | 565500
[5 empty] | 93500565500 | 451 | 93500 | 565500
[5 empty] | 94500565500 | 451 | 94500 | 565500
[5 empty] | 77500564500 | 451 | 77500 | 564500
[5 empty] | 78500564500 | 451 | 78500 | 564500
[5 empty] | 79500564500 | 451 | 79500 | 564500
[5 empty] | 80500564500 | 451 | 80500 | 564500
[5 empty] | 81500564500 | 451 | 81500 | 564500
[5 empty] | 82500564500 | 451 | 82500 | 564500
[5 empty] | 83500564500 | 451 | 83500 | 564500
[5 empty] | 84500564500 | 451 | 84500 | 564500
[5 empty] | 85500564500 | 451 | 85500 | 564500
[5 empty] | 86500564500 | 451 | 86500 | 564500
[5 empty] | 87500564500 | 451 | 87500 | 564500
[5 empty] | 88500564500 | 451 | 88500 | 564500
[5 empty] | 89500564500 | 451 | 89500 | 564500
[5 empty] | 90500564500 | 451 | 90500 | 564500
[5 empty] | 91500564500 | 451 | 91500 | 564500
[5 empty] | 92500564500 | 451 | 92500 | 564500
[5 empty] | 93500564500 | 451 | 93500 | 564500
[5 empty] | 77500563500 | 451 | 77500 | 563500
[5 empty] | 78500563500 | 451 | 78500 | 563500
[5 empty] | 79500563500 | 451 | 79500 | 563500
[5 empty] | 80500563500 | 451 | 80500 | 563500
[5 empty] | 81500563500 | 451 | 81500 | 563500
[5 empty] | 82500563500 | 451 | 82500 | 563500
[5 empty] | 83500563500 | 451 | 83500 | 563500
[5 empty] | 84500563500 | 451 | 84500 | 563500
[5 empty] | 85500563500 | 451 | 85500 | 563500
[5 empty] | 86500563500 | 451 | 86500 | 563500
[5 empty] | 87500563500 | 451 | 87500 | 563500
[5 empty] | 88500563500 | 451 | 88500 | 563500
[5 empty] | 89500563500 | 451 | 89500 | 563500
[5 empty] | 90500563500 | 451 | 90500 | 563500
[5 empty] | 91500563500 | 451 | 91500 | 563500
[5 empty] | 92500563500 | 451 | 92500 | 563500
[5 empty] | 93500563500 | 451 | 93500 | 563500
[5 empty] | 77500562500 | 451 | 77500 | 562500
[5 empty] | 78500562500 | 451 | 78500 | 562500
[5 empty] | 79500562500 | 451 | 79500 | 562500
[5 empty] | 80500562500 | 451 | 80500 | 562500
[5 empty] | 81500562500 | 451 | 81500 | 562500
[5 empty] | 82500562500 | 451 | 82500 | 562500
[5 empty] | 83500562500 | 451 | 83500 | 562500
[5 empty] | 84500562500 | 451 | 84500 | 562500
[5 empty] | 85500562500 | 451 | 85500 | 562500
[5 empty] | 86500562500 | 451 | 86500 | 562500
[5 empty] | 87500562500 | 451 | 87500 | 562500
[5 empty] | 88500562500 | 451 | 88500 | 562500
[5 empty] | 89500562500 | 451 | 89500 | 562500
[5 empty] | 90500562500 | 451 | 90500 | 562500
[5 empty] | 91500562500 | 451 | 91500 | 562500
[5 empty] | 92500562500 | 451 | 92500 | 562500
[5 empty] | 77500561500 | 451 | 77500 | 561500
[5 empty] | 78500561500 | 451 | 78500 | 561500
[5 empty] | 79500561500 | 451 | 79500 | 561500
[5 empty] | 80500561500 | 451 | 80500 | 561500
[5 empty] | 81500561500 | 451 | 81500 | 561500
[5 empty] | 82500561500 | 451 | 82500 | 561500
[5 empty] | 83500561500 | 451 | 83500 | 561500
[5 empty] | 84500561500 | 451 | 84500 | 561500
[5 empty] | 85500561500 | 451 | 85500 | 561500
[5 empty] | 89500561500 | 451 | 89500 | 561500
[5 empty] | 90500561500 | 451 | 90500 | 561500
[5 empty] | 91500561500 | 451 | 91500 | 561500
[5 empty] | 78500560500 | 451 | 78500 | 560500
[5 empty] | 79500560500 | 451 | 79500 | 560500
[5 empty] | 80500560500 | 451 | 80500 | 560500
[5 empty] | 81500560500 | 451 | 81500 | 560500
[5 empty] | 82500560500 | 451 | 82500 | 560500
[5 empty] | 83500560500 | 451 | 83500 | 560500
[5 empty] | 84500560500 | 451 | 84500 | 560500
[5 empty] | 85500560500 | 451 | 85500 | 560500
[5 empty] | 78500559500 | 451 | 78500 | 559500
[5 empty] | 83500559500 | 451 | 83500 | 559500
[5 empty] | 84500559500 | 451 | 84500 | 559500
[5 empty] | 85500559500 | 451 | 85500 | 559500
[5 empty] | 84500558500 | 451 | 84500 | 558500
[5 empty] | 63500587500 | 452 | 63500 | 587500
[5 empty] | 64500587500 | 452 | 64500 | 587500
[5 empty] | 61500586500 | 452 | 61500 | 586500
[5 empty] | 63500586500 | 452 | 63500 | 586500
[5 empty] | 64500586500 | 452 | 64500 | 586500
[5 empty] | 65500586500 | 452 | 65500 | 586500
[5 empty] | 66500586500 | 452 | 66500 | 586500
[5 empty] | 67500586500 | 452 | 67500 | 586500
[5 empty] | 68500586500 | 452 | 68500 | 586500
[5 empty] | 69500586500 | 452 | 69500 | 586500
[5 empty] | 70500586500 | 452 | 70500 | 586500
[5 empty] | 57500585500 | 452 | 57500 | 585500
[5 empty] | 58500585500 | 452 | 58500 | 585500
[5 empty] | 59500585500 | 452 | 59500 | 585500
[5 empty] | 60500585500 | 452 | 60500 | 585500
[5 empty] | 61500585500 | 452 | 61500 | 585500
[5 empty] | 62500585500 | 452 | 62500 | 585500
[5 empty] | 63500585500 | 452 | 63500 | 585500
[5 empty] | 64500585500 | 452 | 64500 | 585500
[5 empty] | 65500585500 | 452 | 65500 | 585500
[5 empty] | 66500585500 | 452 | 66500 | 585500
[5 empty] | 67500585500 | 452 | 67500 | 585500
[5 empty] | 68500585500 | 452 | 68500 | 585500
[5 empty] | 69500585500 | 452 | 69500 | 585500
[5 empty] | 70500585500 | 452 | 70500 | 585500
[5 empty] | 71500585500 | 452 | 71500 | 585500
[5 empty] | 56500584500 | 452 | 56500 | 584500
[5 empty] | 57500584500 | 452 | 57500 | 584500
[5 empty] | 58500584500 | 452 | 58500 | 584500
[5 empty] | 59500584500 | 452 | 59500 | 584500
[5 empty] | 60500584500 | 452 | 60500 | 584500
[5 empty] | 61500584500 | 452 | 61500 | 584500
[5 empty] | 62500584500 | 452 | 62500 | 584500
[5 empty] | 63500584500 | 452 | 63500 | 584500
[5 empty] | 64500584500 | 452 | 64500 | 584500
[5 empty] | 65500584500 | 452 | 65500 | 584500
[5 empty] | 66500584500 | 452 | 66500 | 584500
[5 empty] | 67500584500 | 452 | 67500 | 584500
[5 empty] | 68500584500 | 452 | 68500 | 584500
[5 empty] | 69500584500 | 452 | 69500 | 584500
[5 empty] | 70500584500 | 452 | 70500 | 584500
[5 empty] | 55500583500 | 452 | 55500 | 583500
[5 empty] | 56500583500 | 452 | 56500 | 583500
[5 empty] | 57500583500 | 452 | 57500 | 583500
[5 empty] | 58500583500 | 452 | 58500 | 583500
[5 empty] | 59500583500 | 452 | 59500 | 583500
[5 empty] | 60500583500 | 452 | 60500 | 583500
[5 empty] | 61500583500 | 452 | 61500 | 583500
[5 empty] | 62500583500 | 452 | 62500 | 583500
[5 empty] | 63500583500 | 452 | 63500 | 583500
[5 empty] | 64500583500 | 452 | 64500 | 583500
[5 empty] | 65500583500 | 452 | 65500 | 583500
[5 empty] | 66500583500 | 452 | 66500 | 583500
[5 empty] | 67500583500 | 452 | 67500 | 583500
[5 empty] | 68500583500 | 452 | 68500 | 583500
[5 empty] | 69500583500 | 452 | 69500 | 583500
[5 empty] | 70500583500 | 452 | 70500 | 583500
[5 empty] | 55500582500 | 452 | 55500 | 582500
[5 empty] | 56500582500 | 452 | 56500 | 582500
[5 empty] | 57500582500 | 452 | 57500 | 582500
[5 empty] | 58500582500 | 452 | 58500 | 582500
[5 empty] | 59500582500 | 452 | 59500 | 582500
[5 empty] | 60500582500 | 452 | 60500 | 582500
[5 empty] | 61500582500 | 452 | 61500 | 582500
[5 empty] | 62500582500 | 452 | 62500 | 582500
[5 empty] | 63500582500 | 452 | 63500 | 582500
[5 empty] | 64500582500 | 452 | 64500 | 582500
[5 empty] | 65500582500 | 452 | 65500 | 582500
[5 empty] | 66500582500 | 452 | 66500 | 582500
[5 empty] | 67500582500 | 452 | 67500 | 582500
[5 empty] | 68500582500 | 452 | 68500 | 582500
[5 empty] | 69500582500 | 452 | 69500 | 582500
[5 empty] | 70500582500 | 452 | 70500 | 582500
[5 empty] | 54500581500 | 452 | 54500 | 581500
[5 empty] | 55500581500 | 452 | 55500 | 581500
[5 empty] | 56500581500 | 452 | 56500 | 581500
[5 empty] | 57500581500 | 452 | 57500 | 581500
[5 empty] | 58500581500 | 452 | 58500 | 581500
[5 empty] | 59500581500 | 452 | 59500 | 581500
[5 empty] | 60500581500 | 452 | 60500 | 581500
[5 empty] | 61500581500 | 452 | 61500 | 581500
[5 empty] | 62500581500 | 452 | 62500 | 581500
[5 empty] | 63500581500 | 452 | 63500 | 581500
[5 empty] | 64500581500 | 452 | 64500 | 581500
[5 empty] | 65500581500 | 452 | 65500 | 581500
[5 empty] | 66500581500 | 452 | 66500 | 581500
[5 empty] | 67500581500 | 452 | 67500 | 581500
[5 empty] | 68500581500 | 452 | 68500 | 581500
[5 empty] | 69500581500 | 452 | 69500 | 581500
[5 empty] | 70500581500 | 452 | 70500 | 581500
[5 empty] | 54500580500 | 452 | 54500 | 580500
[5 empty] | 55500580500 | 452 | 55500 | 580500
[5 empty] | 56500580500 | 452 | 56500 | 580500
[5 empty] | 57500580500 | 452 | 57500 | 580500
[5 empty] | 58500580500 | 452 | 58500 | 580500
[5 empty] | 59500580500 | 452 | 59500 | 580500
[5 empty] | 60500580500 | 452 | 60500 | 580500
[5 empty] | 61500580500 | 452 | 61500 | 580500
[5 empty] | 62500580500 | 452 | 62500 | 580500
[5 empty] | 63500580500 | 452 | 63500 | 580500
[5 empty] | 64500580500 | 452 | 64500 | 580500
[5 empty] | 65500580500 | 452 | 65500 | 580500
[5 empty] | 66500580500 | 452 | 66500 | 580500
[5 empty] | 67500580500 | 452 | 67500 | 580500
[5 empty] | 68500580500 | 452 | 68500 | 580500
[5 empty] | 69500580500 | 452 | 69500 | 580500
[5 empty] | 70500580500 | 452 | 70500 | 580500
[5 empty] | 54500579500 | 452 | 54500 | 579500
[5 empty] | 55500579500 | 452 | 55500 | 579500
[5 empty] | 56500579500 | 452 | 56500 | 579500
[5 empty] | 57500579500 | 452 | 57500 | 579500
[5 empty] | 58500579500 | 452 | 58500 | 579500
[5 empty] | 59500579500 | 452 | 59500 | 579500
[5 empty] | 60500579500 | 452 | 60500 | 579500
[5 empty] | 61500579500 | 452 | 61500 | 579500
[5 empty] | 62500579500 | 452 | 62500 | 579500
[5 empty] | 63500579500 | 452 | 63500 | 579500
[5 empty] | 64500579500 | 452 | 64500 | 579500
[5 empty] | 65500579500 | 452 | 65500 | 579500
[5 empty] | 66500579500 | 452 | 66500 | 579500
[5 empty] | 67500579500 | 452 | 67500 | 579500
[5 empty] | 68500579500 | 452 | 68500 | 579500
[5 empty] | 69500579500 | 452 | 69500 | 579500
[5 empty] | 70500579500 | 452 | 70500 | 579500
[5 empty] | 71500579500 | 452 | 71500 | 579500
[5 empty] | 54500578500 | 452 | 54500 | 578500
[5 empty] | 55500578500 | 452 | 55500 | 578500
[5 empty] | 56500578500 | 452 | 56500 | 578500
[5 empty] | 57500578500 | 452 | 57500 | 578500
[5 empty] | 58500578500 | 452 | 58500 | 578500
[5 empty] | 59500578500 | 452 | 59500 | 578500
[5 empty] | 60500578500 | 452 | 60500 | 578500
[5 empty] | 61500578500 | 452 | 61500 | 578500
[5 empty] | 62500578500 | 452 | 62500 | 578500
[5 empty] | 63500578500 | 452 | 63500 | 578500
[5 empty] | 64500578500 | 452 | 64500 | 578500
[5 empty] | 65500578500 | 452 | 65500 | 578500
[5 empty] | 66500578500 | 452 | 66500 | 578500
[5 empty] | 67500578500 | 452 | 67500 | 578500
[5 empty] | 68500578500 | 452 | 68500 | 578500
[5 empty] | 69500578500 | 452 | 69500 | 578500
[5 empty] | 70500578500 | 452 | 70500 | 578500
[5 empty] | 71500578500 | 452 | 71500 | 578500
[5 empty] | 54500577500 | 452 | 54500 | 577500
[5 empty] | 55500577500 | 452 | 55500 | 577500
[5 empty] | 56500577500 | 452 | 56500 | 577500
[5 empty] | 57500577500 | 452 | 57500 | 577500
[5 empty] | 58500577500 | 452 | 58500 | 577500
[5 empty] | 59500577500 | 452 | 59500 | 577500
[5 empty] | 60500577500 | 452 | 60500 | 577500
[5 empty] | 61500577500 | 452 | 61500 | 577500
[5 empty] | 62500577500 | 452 | 62500 | 577500
[5 empty] | 63500577500 | 452 | 63500 | 577500
[5 empty] | 64500577500 | 452 | 64500 | 577500
[5 empty] | 65500577500 | 452 | 65500 | 577500
[5 empty] | 66500577500 | 452 | 66500 | 577500
[5 empty] | 67500577500 | 452 | 67500 | 577500
[5 empty] | 68500577500 | 452 | 68500 | 577500
[5 empty] | 69500577500 | 452 | 69500 | 577500
[5 empty] | 70500577500 | 452 | 70500 | 577500
[5 empty] | 71500577500 | 452 | 71500 | 577500
[5 empty] | 72500577500 | 452 | 72500 | 577500
[5 empty] | 73500577500 | 452 | 73500 | 577500
[5 empty] | 74500577500 | 452 | 74500 | 577500
[5 empty] | 54500576500 | 452 | 54500 | 576500
[5 empty] | 55500576500 | 452 | 55500 | 576500
[5 empty] | 56500576500 | 452 | 56500 | 576500
[5 empty] | 57500576500 | 452 | 57500 | 576500
[5 empty] | 58500576500 | 452 | 58500 | 576500
[5 empty] | 59500576500 | 452 | 59500 | 576500
[5 empty] | 60500576500 | 452 | 60500 | 576500
[5 empty] | 61500576500 | 452 | 61500 | 576500
[5 empty] | 62500576500 | 452 | 62500 | 576500
[5 empty] | 63500576500 | 452 | 63500 | 576500
[5 empty] | 64500576500 | 452 | 64500 | 576500
[5 empty] | 65500576500 | 452 | 65500 | 576500
[5 empty] | 66500576500 | 452 | 66500 | 576500
[5 empty] | 67500576500 | 452 | 67500 | 576500
[5 empty] | 68500576500 | 452 | 68500 | 576500
[5 empty] | 69500576500 | 452 | 69500 | 576500
[5 empty] | 70500576500 | 452 | 70500 | 576500
[5 empty] | 71500576500 | 452 | 71500 | 576500
[5 empty] | 72500576500 | 452 | 72500 | 576500
[5 empty] | 73500576500 | 452 | 73500 | 576500
[5 empty] | 74500576500 | 452 | 74500 | 576500
[5 empty] | 53500575500 | 452 | 53500 | 575500
[5 empty] | 54500575500 | 452 | 54500 | 575500
[5 empty] | 55500575500 | 452 | 55500 | 575500
[5 empty] | 56500575500 | 452 | 56500 | 575500
[5 empty] | 57500575500 | 452 | 57500 | 575500
[5 empty] | 58500575500 | 452 | 58500 | 575500
[5 empty] | 59500575500 | 452 | 59500 | 575500
[5 empty] | 60500575500 | 452 | 60500 | 575500
[5 empty] | 61500575500 | 452 | 61500 | 575500
[5 empty] | 62500575500 | 452 | 62500 | 575500
[5 empty] | 63500575500 | 452 | 63500 | 575500
[5 empty] | 64500575500 | 452 | 64500 | 575500
[5 empty] | 65500575500 | 452 | 65500 | 575500
[5 empty] | 66500575500 | 452 | 66500 | 575500
[5 empty] | 67500575500 | 452 | 67500 | 575500
[5 empty] | 68500575500 | 452 | 68500 | 575500
[5 empty] | 69500575500 | 452 | 69500 | 575500
[5 empty] | 70500575500 | 452 | 70500 | 575500
[5 empty] | 71500575500 | 452 | 71500 | 575500
[5 empty] | 72500575500 | 452 | 72500 | 575500
[5 empty] | 73500575500 | 452 | 73500 | 575500
[5 empty] | 52500574500 | 452 | 52500 | 574500
[5 empty] | 53500574500 | 452 | 53500 | 574500
[5 empty] | 54500574500 | 452 | 54500 | 574500
[5 empty] | 55500574500 | 452 | 55500 | 574500
[5 empty] | 56500574500 | 452 | 56500 | 574500
[5 empty] | 57500574500 | 452 | 57500 | 574500
[5 empty] | 58500574500 | 452 | 58500 | 574500
[5 empty] | 59500574500 | 452 | 59500 | 574500
[5 empty] | 60500574500 | 452 | 60500 | 574500
[5 empty] | 61500574500 | 452 | 61500 | 574500
[5 empty] | 62500574500 | 452 | 62500 | 574500
[5 empty] | 63500574500 | 452 | 63500 | 574500
[5 empty] | 64500574500 | 452 | 64500 | 574500
[5 empty] | 65500574500 | 452 | 65500 | 574500
[5 empty] | 66500574500 | 452 | 66500 | 574500
[5 empty] | 67500574500 | 452 | 67500 | 574500
[5 empty] | 68500574500 | 452 | 68500 | 574500
[5 empty] | 69500574500 | 452 | 69500 | 574500
[5 empty] | 70500574500 | 452 | 70500 | 574500
[5 empty] | 71500574500 | 452 | 71500 | 574500
[5 empty] | 72500574500 | 452 | 72500 | 574500
[5 empty] | 73500574500 | 452 | 73500 | 574500
[5 empty] | 51500573500 | 452 | 51500 | 573500
[5 empty] | 52500573500 | 452 | 52500 | 573500
[5 empty] | 53500573500 | 452 | 53500 | 573500
[5 empty] | 54500573500 | 452 | 54500 | 573500
[5 empty] | 55500573500 | 452 | 55500 | 573500
[5 empty] | 56500573500 | 452 | 56500 | 573500
[5 empty] | 57500573500 | 452 | 57500 | 573500
[5 empty] | 58500573500 | 452 | 58500 | 573500
[5 empty] | 59500573500 | 452 | 59500 | 573500
[5 empty] | 60500573500 | 452 | 60500 | 573500
[5 empty] | 61500573500 | 452 | 61500 | 573500
[5 empty] | 62500573500 | 452 | 62500 | 573500
[5 empty] | 63500573500 | 452 | 63500 | 573500
[5 empty] | 64500573500 | 452 | 64500 | 573500
[5 empty] | 65500573500 | 452 | 65500 | 573500
[5 empty] | 66500573500 | 452 | 66500 | 573500
[5 empty] | 67500573500 | 452 | 67500 | 573500
[5 empty] | 68500573500 | 452 | 68500 | 573500
[5 empty] | 69500573500 | 452 | 69500 | 573500
[5 empty] | 70500573500 | 452 | 70500 | 573500
[5 empty] | 71500573500 | 452 | 71500 | 573500
[5 empty] | 72500573500 | 452 | 72500 | 573500
[5 empty] | 73500573500 | 452 | 73500 | 573500
[5 empty] | 51500572500 | 452 | 51500 | 572500
[5 empty] | 52500572500 | 452 | 52500 | 572500
[5 empty] | 53500572500 | 452 | 53500 | 572500
[5 empty] | 54500572500 | 452 | 54500 | 572500
[5 empty] | 55500572500 | 452 | 55500 | 572500
[5 empty] | 56500572500 | 452 | 56500 | 572500
[5 empty] | 57500572500 | 452 | 57500 | 572500
[5 empty] | 58500572500 | 452 | 58500 | 572500
[5 empty] | 59500572500 | 452 | 59500 | 572500
[5 empty] | 60500572500 | 452 | 60500 | 572500
[5 empty] | 61500572500 | 452 | 61500 | 572500
[5 empty] | 62500572500 | 452 | 62500 | 572500
[5 empty] | 63500572500 | 452 | 63500 | 572500
[5 empty] | 64500572500 | 452 | 64500 | 572500
[5 empty] | 65500572500 | 452 | 65500 | 572500
[5 empty] | 66500572500 | 452 | 66500 | 572500
[5 empty] | 67500572500 | 452 | 67500 | 572500
[5 empty] | 68500572500 | 452 | 68500 | 572500
[5 empty] | 69500572500 | 452 | 69500 | 572500
[5 empty] | 70500572500 | 452 | 70500 | 572500
[5 empty] | 71500572500 | 452 | 71500 | 572500
[5 empty] | 72500572500 | 452 | 72500 | 572500
[5 empty] | 73500572500 | 452 | 73500 | 572500
[5 empty] | 51500571500 | 452 | 51500 | 571500
[5 empty] | 52500571500 | 452 | 52500 | 571500
[5 empty] | 53500571500 | 452 | 53500 | 571500
[5 empty] | 54500571500 | 452 | 54500 | 571500
[5 empty] | 55500571500 | 452 | 55500 | 571500
[5 empty] | 56500571500 | 452 | 56500 | 571500
[5 empty] | 57500571500 | 452 | 57500 | 571500
[5 empty] | 58500571500 | 452 | 58500 | 571500
[5 empty] | 59500571500 | 452 | 59500 | 571500
[5 empty] | 60500571500 | 452 | 60500 | 571500
[5 empty] | 61500571500 | 452 | 61500 | 571500
[5 empty] | 62500571500 | 452 | 62500 | 571500
[5 empty] | 63500571500 | 452 | 63500 | 571500
[5 empty] | 64500571500 | 452 | 64500 | 571500
[5 empty] | 65500571500 | 452 | 65500 | 571500
[5 empty] | 66500571500 | 452 | 66500 | 571500
[5 empty] | 67500571500 | 452 | 67500 | 571500
[5 empty] | 68500571500 | 452 | 68500 | 571500
[5 empty] | 69500571500 | 452 | 69500 | 571500
[5 empty] | 70500571500 | 452 | 70500 | 571500
[5 empty] | 71500571500 | 452 | 71500 | 571500
[5 empty] | 72500571500 | 452 | 72500 | 571500
[5 empty] | 73500571500 | 452 | 73500 | 571500
[5 empty] | 50500570500 | 452 | 50500 | 570500
[5 empty] | 51500570500 | 452 | 51500 | 570500
[5 empty] | 52500570500 | 452 | 52500 | 570500
[5 empty] | 53500570500 | 452 | 53500 | 570500
[5 empty] | 54500570500 | 452 | 54500 | 570500
[5 empty] | 55500570500 | 452 | 55500 | 570500
[5 empty] | 56500570500 | 452 | 56500 | 570500
[5 empty] | 57500570500 | 452 | 57500 | 570500
[5 empty] | 58500570500 | 452 | 58500 | 570500
[5 empty] | 59500570500 | 452 | 59500 | 570500
[5 empty] | 60500570500 | 452 | 60500 | 570500
[5 empty] | 61500570500 | 452 | 61500 | 570500
[5 empty] | 62500570500 | 452 | 62500 | 570500
[5 empty] | 63500570500 | 452 | 63500 | 570500
[5 empty] | 64500570500 | 452 | 64500 | 570500
[5 empty] | 65500570500 | 452 | 65500 | 570500
[5 empty] | 66500570500 | 452 | 66500 | 570500
[5 empty] | 67500570500 | 452 | 67500 | 570500
[5 empty] | 68500570500 | 452 | 68500 | 570500
[5 empty] | 69500570500 | 452 | 69500 | 570500
[5 empty] | 70500570500 | 452 | 70500 | 570500
[5 empty] | 71500570500 | 452 | 71500 | 570500
[5 empty] | 72500570500 | 452 | 72500 | 570500
[5 empty] | 73500570500 | 452 | 73500 | 570500
[5 empty] | 74500570500 | 452 | 74500 | 570500
[5 empty] | 50500569500 | 452 | 50500 | 569500
[5 empty] | 51500569500 | 452 | 51500 | 569500
[5 empty] | 52500569500 | 452 | 52500 | 569500
[5 empty] | 53500569500 | 452 | 53500 | 569500
[5 empty] | 54500569500 | 452 | 54500 | 569500
[5 empty] | 55500569500 | 452 | 55500 | 569500
[5 empty] | 56500569500 | 452 | 56500 | 569500
[5 empty] | 57500569500 | 452 | 57500 | 569500
[5 empty] | 58500569500 | 452 | 58500 | 569500
[5 empty] | 59500569500 | 452 | 59500 | 569500
[5 empty] | 60500569500 | 452 | 60500 | 569500
[5 empty] | 61500569500 | 452 | 61500 | 569500
[5 empty] | 62500569500 | 452 | 62500 | 569500
[5 empty] | 63500569500 | 452 | 63500 | 569500
[5 empty] | 64500569500 | 452 | 64500 | 569500
[5 empty] | 65500569500 | 452 | 65500 | 569500
[5 empty] | 66500569500 | 452 | 66500 | 569500
[5 empty] | 67500569500 | 452 | 67500 | 569500
[5 empty] | 68500569500 | 452 | 68500 | 569500
[5 empty] | 69500569500 | 452 | 69500 | 569500
[5 empty] | 70500569500 | 452 | 70500 | 569500
[5 empty] | 71500569500 | 452 | 71500 | 569500
[5 empty] | 72500569500 | 452 | 72500 | 569500
[5 empty] | 73500569500 | 452 | 73500 | 569500
[5 empty] | 74500569500 | 452 | 74500 | 569500
[5 empty] | 75500569500 | 452 | 75500 | 569500
[5 empty] | 76500569500 | 452 | 76500 | 569500
[5 empty] | 50500568500 | 452 | 50500 | 568500
[5 empty] | 51500568500 | 452 | 51500 | 568500
[5 empty] | 52500568500 | 452 | 52500 | 568500
[5 empty] | 53500568500 | 452 | 53500 | 568500
[5 empty] | 54500568500 | 452 | 54500 | 568500
[5 empty] | 55500568500 | 452 | 55500 | 568500
[5 empty] | 56500568500 | 452 | 56500 | 568500
[5 empty] | 57500568500 | 452 | 57500 | 568500
[5 empty] | 58500568500 | 452 | 58500 | 568500
[5 empty] | 59500568500 | 452 | 59500 | 568500
[5 empty] | 60500568500 | 452 | 60500 | 568500
[5 empty] | 61500568500 | 452 | 61500 | 568500
[5 empty] | 62500568500 | 452 | 62500 | 568500
[5 empty] | 63500568500 | 452 | 63500 | 568500
[5 empty] | 64500568500 | 452 | 64500 | 568500
[5 empty] | 65500568500 | 452 | 65500 | 568500
[5 empty] | 66500568500 | 452 | 66500 | 568500
[5 empty] | 67500568500 | 452 | 67500 | 568500
[5 empty] | 68500568500 | 452 | 68500 | 568500
[5 empty] | 69500568500 | 452 | 69500 | 568500
[5 empty] | 70500568500 | 452 | 70500 | 568500
[5 empty] | 71500568500 | 452 | 71500 | 568500
[5 empty] | 72500568500 | 452 | 72500 | 568500
[5 empty] | 73500568500 | 452 | 73500 | 568500
[5 empty] | 74500568500 | 452 | 74500 | 568500
[5 empty] | 75500568500 | 452 | 75500 | 568500
[5 empty] | 76500568500 | 452 | 76500 | 568500
[5 empty] | 51500567500 | 452 | 51500 | 567500
[5 empty] | 52500567500 | 452 | 52500 | 567500
[5 empty] | 53500567500 | 452 | 53500 | 567500
[5 empty] | 54500567500 | 452 | 54500 | 567500
[5 empty] | 55500567500 | 452 | 55500 | 567500
[5 empty] | 56500567500 | 452 | 56500 | 567500
[5 empty] | 57500567500 | 452 | 57500 | 567500
[5 empty] | 58500567500 | 452 | 58500 | 567500
[5 empty] | 59500567500 | 452 | 59500 | 567500
[5 empty] | 60500567500 | 452 | 60500 | 567500
[5 empty] | 61500567500 | 452 | 61500 | 567500
[5 empty] | 62500567500 | 452 | 62500 | 567500
[5 empty] | 63500567500 | 452 | 63500 | 567500
[5 empty] | 64500567500 | 452 | 64500 | 567500
[5 empty] | 65500567500 | 452 | 65500 | 567500
[5 empty] | 66500567500 | 452 | 66500 | 567500
[5 empty] | 67500567500 | 452 | 67500 | 567500
[5 empty] | 68500567500 | 452 | 68500 | 567500
[5 empty] | 69500567500 | 452 | 69500 | 567500
[5 empty] | 70500567500 | 452 | 70500 | 567500
[5 empty] | 71500567500 | 452 | 71500 | 567500
[5 empty] | 72500567500 | 452 | 72500 | 567500
[5 empty] | 73500567500 | 452 | 73500 | 567500
[5 empty] | 74500567500 | 452 | 74500 | 567500
[5 empty] | 75500567500 | 452 | 75500 | 567500
[5 empty] | 76500567500 | 452 | 76500 | 567500
[5 empty] | 50500566500 | 452 | 50500 | 566500
[5 empty] | 51500566500 | 452 | 51500 | 566500
[5 empty] | 52500566500 | 452 | 52500 | 566500
[5 empty] | 53500566500 | 452 | 53500 | 566500
[5 empty] | 54500566500 | 452 | 54500 | 566500
[5 empty] | 55500566500 | 452 | 55500 | 566500
[5 empty] | 56500566500 | 452 | 56500 | 566500
[5 empty] | 57500566500 | 452 | 57500 | 566500
[5 empty] | 58500566500 | 452 | 58500 | 566500
[5 empty] | 59500566500 | 452 | 59500 | 566500
[5 empty] | 60500566500 | 452 | 60500 | 566500
[5 empty] | 61500566500 | 452 | 61500 | 566500
[5 empty] | 62500566500 | 452 | 62500 | 566500
[5 empty] | 63500566500 | 452 | 63500 | 566500
[5 empty] | 64500566500 | 452 | 64500 | 566500
[5 empty] | 65500566500 | 452 | 65500 | 566500
[5 empty] | 66500566500 | 452 | 66500 | 566500
[5 empty] | 67500566500 | 452 | 67500 | 566500
[5 empty] | 68500566500 | 452 | 68500 | 566500
[5 empty] | 69500566500 | 452 | 69500 | 566500
[5 empty] | 70500566500 | 452 | 70500 | 566500
[5 empty] | 71500566500 | 452 | 71500 | 566500
[5 empty] | 72500566500 | 452 | 72500 | 566500
[5 empty] | 73500566500 | 452 | 73500 | 566500
[5 empty] | 74500566500 | 452 | 74500 | 566500
[5 empty] | 75500566500 | 452 | 75500 | 566500
[5 empty] | 76500566500 | 452 | 76500 | 566500
[5 empty] | 77500566500 | 452 | 77500 | 566500
[5 empty] | 49500565500 | 452 | 49500 | 565500
[5 empty] | 50500565500 | 452 | 50500 | 565500
[5 empty] | 51500565500 | 452 | 51500 | 565500
[5 empty] | 52500565500 | 452 | 52500 | 565500
[5 empty] | 53500565500 | 452 | 53500 | 565500
[5 empty] | 54500565500 | 452 | 54500 | 565500
[5 empty] | 55500565500 | 452 | 55500 | 565500
[5 empty] | 56500565500 | 452 | 56500 | 565500
[5 empty] | 57500565500 | 452 | 57500 | 565500
[5 empty] | 58500565500 | 452 | 58500 | 565500
[5 empty] | 59500565500 | 452 | 59500 | 565500
[5 empty] | 60500565500 | 452 | 60500 | 565500
[5 empty] | 61500565500 | 452 | 61500 | 565500
[5 empty] | 62500565500 | 452 | 62500 | 565500
[5 empty] | 63500565500 | 452 | 63500 | 565500
[5 empty] | 64500565500 | 452 | 64500 | 565500
[5 empty] | 65500565500 | 452 | 65500 | 565500
[5 empty] | 66500565500 | 452 | 66500 | 565500
[5 empty] | 67500565500 | 452 | 67500 | 565500
[5 empty] | 68500565500 | 452 | 68500 | 565500
[5 empty] | 69500565500 | 452 | 69500 | 565500
[5 empty] | 70500565500 | 452 | 70500 | 565500
[5 empty] | 71500565500 | 452 | 71500 | 565500
[5 empty] | 72500565500 | 452 | 72500 | 565500
[5 empty] | 73500565500 | 452 | 73500 | 565500
[5 empty] | 74500565500 | 452 | 74500 | 565500
[5 empty] | 75500565500 | 452 | 75500 | 565500
[5 empty] | 76500565500 | 452 | 76500 | 565500
[5 empty] | 77500565500 | 452 | 77500 | 565500
[5 empty] | 49500564500 | 452 | 49500 | 564500
[5 empty] | 50500564500 | 452 | 50500 | 564500
[5 empty] | 51500564500 | 452 | 51500 | 564500
[5 empty] | 52500564500 | 452 | 52500 | 564500
[5 empty] | 53500564500 | 452 | 53500 | 564500
[5 empty] | 54500564500 | 452 | 54500 | 564500
[5 empty] | 55500564500 | 452 | 55500 | 564500
[5 empty] | 56500564500 | 452 | 56500 | 564500
[5 empty] | 57500564500 | 452 | 57500 | 564500
[5 empty] | 58500564500 | 452 | 58500 | 564500
[5 empty] | 59500564500 | 452 | 59500 | 564500
[5 empty] | 60500564500 | 452 | 60500 | 564500
[5 empty] | 61500564500 | 452 | 61500 | 564500
[5 empty] | 62500564500 | 452 | 62500 | 564500
[5 empty] | 63500564500 | 452 | 63500 | 564500
[5 empty] | 64500564500 | 452 | 64500 | 564500
[5 empty] | 65500564500 | 452 | 65500 | 564500
[5 empty] | 66500564500 | 452 | 66500 | 564500
[5 empty] | 67500564500 | 452 | 67500 | 564500
[5 empty] | 68500564500 | 452 | 68500 | 564500
[5 empty] | 69500564500 | 452 | 69500 | 564500
[5 empty] | 70500564500 | 452 | 70500 | 564500
[5 empty] | 71500564500 | 452 | 71500 | 564500
[5 empty] | 72500564500 | 452 | 72500 | 564500
[5 empty] | 73500564500 | 452 | 73500 | 564500
[5 empty] | 74500564500 | 452 | 74500 | 564500
[5 empty] | 75500564500 | 452 | 75500 | 564500
[5 empty] | 76500564500 | 452 | 76500 | 564500
[5 empty] | 48500563500 | 452 | 48500 | 563500
[5 empty] | 49500563500 | 452 | 49500 | 563500
[5 empty] | 50500563500 | 452 | 50500 | 563500
[5 empty] | 51500563500 | 452 | 51500 | 563500
[5 empty] | 52500563500 | 452 | 52500 | 563500
[5 empty] | 53500563500 | 452 | 53500 | 563500
[5 empty] | 54500563500 | 452 | 54500 | 563500
[5 empty] | 55500563500 | 452 | 55500 | 563500
[5 empty] | 56500563500 | 452 | 56500 | 563500
[5 empty] | 57500563500 | 452 | 57500 | 563500
[5 empty] | 58500563500 | 452 | 58500 | 563500
[5 empty] | 59500563500 | 452 | 59500 | 563500
[5 empty] | 60500563500 | 452 | 60500 | 563500
[5 empty] | 61500563500 | 452 | 61500 | 563500
[5 empty] | 62500563500 | 452 | 62500 | 563500
[5 empty] | 63500563500 | 452 | 63500 | 563500
[5 empty] | 64500563500 | 452 | 64500 | 563500
[5 empty] | 65500563500 | 452 | 65500 | 563500
[5 empty] | 66500563500 | 452 | 66500 | 563500
[5 empty] | 67500563500 | 452 | 67500 | 563500
[5 empty] | 68500563500 | 452 | 68500 | 563500
[5 empty] | 69500563500 | 452 | 69500 | 563500
[5 empty] | 70500563500 | 452 | 70500 | 563500
[5 empty] | 71500563500 | 452 | 71500 | 563500
[5 empty] | 72500563500 | 452 | 72500 | 563500
[5 empty] | 73500563500 | 452 | 73500 | 563500
[5 empty] | 74500563500 | 452 | 74500 | 563500
[5 empty] | 75500563500 | 452 | 75500 | 563500
[5 empty] | 76500563500 | 452 | 76500 | 563500
[5 empty] | 48500562500 | 452 | 48500 | 562500
[5 empty] | 49500562500 | 452 | 49500 | 562500
[5 empty] | 50500562500 | 452 | 50500 | 562500
[5 empty] | 51500562500 | 452 | 51500 | 562500
[5 empty] | 52500562500 | 452 | 52500 | 562500
[5 empty] | 53500562500 | 452 | 53500 | 562500
[5 empty] | 54500562500 | 452 | 54500 | 562500
[5 empty] | 55500562500 | 452 | 55500 | 562500
[5 empty] | 56500562500 | 452 | 56500 | 562500
[5 empty] | 57500562500 | 452 | 57500 | 562500
[5 empty] | 58500562500 | 452 | 58500 | 562500
[5 empty] | 59500562500 | 452 | 59500 | 562500
[5 empty] | 60500562500 | 452 | 60500 | 562500
[5 empty] | 61500562500 | 452 | 61500 | 562500
[5 empty] | 62500562500 | 452 | 62500 | 562500
[5 empty] | 63500562500 | 452 | 63500 | 562500
[5 empty] | 64500562500 | 452 | 64500 | 562500
[5 empty] | 65500562500 | 452 | 65500 | 562500
[5 empty] | 66500562500 | 452 | 66500 | 562500
[5 empty] | 67500562500 | 452 | 67500 | 562500
[5 empty] | 68500562500 | 452 | 68500 | 562500
[5 empty] | 69500562500 | 452 | 69500 | 562500
[5 empty] | 70500562500 | 452 | 70500 | 562500
[5 empty] | 71500562500 | 452 | 71500 | 562500
[5 empty] | 72500562500 | 452 | 72500 | 562500
[5 empty] | 73500562500 | 452 | 73500 | 562500
[5 empty] | 74500562500 | 452 | 74500 | 562500
[5 empty] | 75500562500 | 452 | 75500 | 562500
[5 empty] | 76500562500 | 452 | 76500 | 562500
[5 empty] | 47500561500 | 452 | 47500 | 561500
[5 empty] | 48500561500 | 452 | 48500 | 561500
[5 empty] | 49500561500 | 452 | 49500 | 561500
[5 empty] | 50500561500 | 452 | 50500 | 561500
[5 empty] | 51500561500 | 452 | 51500 | 561500
[5 empty] | 52500561500 | 452 | 52500 | 561500
[5 empty] | 53500561500 | 452 | 53500 | 561500
[5 empty] | 54500561500 | 452 | 54500 | 561500
[5 empty] | 55500561500 | 452 | 55500 | 561500
[5 empty] | 56500561500 | 452 | 56500 | 561500
[5 empty] | 57500561500 | 452 | 57500 | 561500
[5 empty] | 58500561500 | 452 | 58500 | 561500
[5 empty] | 59500561500 | 452 | 59500 | 561500
[5 empty] | 60500561500 | 452 | 60500 | 561500
[5 empty] | 61500561500 | 452 | 61500 | 561500
[5 empty] | 62500561500 | 452 | 62500 | 561500
[5 empty] | 63500561500 | 452 | 63500 | 561500
[5 empty] | 64500561500 | 452 | 64500 | 561500
[5 empty] | 65500561500 | 452 | 65500 | 561500
[5 empty] | 66500561500 | 452 | 66500 | 561500
[5 empty] | 67500561500 | 452 | 67500 | 561500
[5 empty] | 68500561500 | 452 | 68500 | 561500
[5 empty] | 69500561500 | 452 | 69500 | 561500
[5 empty] | 70500561500 | 452 | 70500 | 561500
[5 empty] | 71500561500 | 452 | 71500 | 561500
[5 empty] | 72500561500 | 452 | 72500 | 561500
[5 empty] | 73500561500 | 452 | 73500 | 561500
[5 empty] | 74500561500 | 452 | 74500 | 561500
[5 empty] | 75500561500 | 452 | 75500 | 561500
[5 empty] | 76500561500 | 452 | 76500 | 561500
[5 empty] | 45500560500 | 452 | 45500 | 560500
[5 empty] | 46500560500 | 452 | 46500 | 560500
[5 empty] | 47500560500 | 452 | 47500 | 560500
[5 empty] | 48500560500 | 452 | 48500 | 560500
[5 empty] | 49500560500 | 452 | 49500 | 560500
[5 empty] | 50500560500 | 452 | 50500 | 560500
[5 empty] | 51500560500 | 452 | 51500 | 560500
[5 empty] | 52500560500 | 452 | 52500 | 560500
[5 empty] | 53500560500 | 452 | 53500 | 560500
[5 empty] | 54500560500 | 452 | 54500 | 560500
[5 empty] | 55500560500 | 452 | 55500 | 560500
[5 empty] | 56500560500 | 452 | 56500 | 560500
[5 empty] | 57500560500 | 452 | 57500 | 560500
[5 empty] | 58500560500 | 452 | 58500 | 560500
[5 empty] | 59500560500 | 452 | 59500 | 560500
[5 empty] | 60500560500 | 452 | 60500 | 560500
[5 empty] | 61500560500 | 452 | 61500 | 560500
[5 empty] | 62500560500 | 452 | 62500 | 560500
[5 empty] | 63500560500 | 452 | 63500 | 560500
[5 empty] | 64500560500 | 452 | 64500 | 560500
[5 empty] | 65500560500 | 452 | 65500 | 560500
[5 empty] | 66500560500 | 452 | 66500 | 560500
[5 empty] | 67500560500 | 452 | 67500 | 560500
[5 empty] | 68500560500 | 452 | 68500 | 560500
[5 empty] | 69500560500 | 452 | 69500 | 560500
[5 empty] | 70500560500 | 452 | 70500 | 560500
[5 empty] | 71500560500 | 452 | 71500 | 560500
[5 empty] | 72500560500 | 452 | 72500 | 560500
[5 empty] | 73500560500 | 452 | 73500 | 560500
[5 empty] | 74500560500 | 452 | 74500 | 560500
[5 empty] | 75500560500 | 452 | 75500 | 560500
[5 empty] | 76500560500 | 452 | 76500 | 560500
[5 empty] | 77500560500 | 452 | 77500 | 560500
[5 empty] | 44500559500 | 452 | 44500 | 559500
[5 empty] | 45500559500 | 452 | 45500 | 559500
[5 empty] | 46500559500 | 452 | 46500 | 559500
[5 empty] | 47500559500 | 452 | 47500 | 559500
[5 empty] | 48500559500 | 452 | 48500 | 559500
[5 empty] | 49500559500 | 452 | 49500 | 559500
[5 empty] | 50500559500 | 452 | 50500 | 559500
[5 empty] | 51500559500 | 452 | 51500 | 559500
[5 empty] | 52500559500 | 452 | 52500 | 559500
[5 empty] | 53500559500 | 452 | 53500 | 559500
[5 empty] | 54500559500 | 452 | 54500 | 559500
[5 empty] | 55500559500 | 452 | 55500 | 559500
[5 empty] | 56500559500 | 452 | 56500 | 559500
[5 empty] | 57500559500 | 452 | 57500 | 559500
[5 empty] | 58500559500 | 452 | 58500 | 559500
[5 empty] | 59500559500 | 452 | 59500 | 559500
[5 empty] | 60500559500 | 452 | 60500 | 559500
[5 empty] | 61500559500 | 452 | 61500 | 559500
[5 empty] | 62500559500 | 452 | 62500 | 559500
[5 empty] | 63500559500 | 452 | 63500 | 559500
[5 empty] | 64500559500 | 452 | 64500 | 559500
[5 empty] | 65500559500 | 452 | 65500 | 559500
[5 empty] | 66500559500 | 452 | 66500 | 559500
[5 empty] | 67500559500 | 452 | 67500 | 559500
[5 empty] | 68500559500 | 452 | 68500 | 559500
[5 empty] | 69500559500 | 452 | 69500 | 559500
[5 empty] | 70500559500 | 452 | 70500 | 559500
[5 empty] | 71500559500 | 452 | 71500 | 559500
[5 empty] | 72500559500 | 452 | 72500 | 559500
[5 empty] | 73500559500 | 452 | 73500 | 559500
[5 empty] | 74500559500 | 452 | 74500 | 559500
[5 empty] | 75500559500 | 452 | 75500 | 559500
[5 empty] | 76500559500 | 452 | 76500 | 559500
[5 empty] | 77500559500 | 452 | 77500 | 559500
[5 empty] | 79500559500 | 452 | 79500 | 559500
[5 empty] | 80500559500 | 452 | 80500 | 559500
[5 empty] | 81500559500 | 452 | 81500 | 559500
[5 empty] | 82500559500 | 452 | 82500 | 559500
[5 empty] | 43500558500 | 452 | 43500 | 558500
[5 empty] | 44500558500 | 452 | 44500 | 558500
[5 empty] | 45500558500 | 452 | 45500 | 558500
[5 empty] | 46500558500 | 452 | 46500 | 558500
[5 empty] | 47500558500 | 452 | 47500 | 558500
[5 empty] | 48500558500 | 452 | 48500 | 558500
[5 empty] | 49500558500 | 452 | 49500 | 558500
[5 empty] | 50500558500 | 452 | 50500 | 558500
[5 empty] | 51500558500 | 452 | 51500 | 558500
[5 empty] | 52500558500 | 452 | 52500 | 558500
[5 empty] | 53500558500 | 452 | 53500 | 558500
[5 empty] | 54500558500 | 452 | 54500 | 558500
[5 empty] | 55500558500 | 452 | 55500 | 558500
[5 empty] | 56500558500 | 452 | 56500 | 558500
[5 empty] | 57500558500 | 452 | 57500 | 558500
[5 empty] | 58500558500 | 452 | 58500 | 558500
[5 empty] | 59500558500 | 452 | 59500 | 558500
[5 empty] | 60500558500 | 452 | 60500 | 558500
[5 empty] | 61500558500 | 452 | 61500 | 558500
[5 empty] | 62500558500 | 452 | 62500 | 558500
[5 empty] | 63500558500 | 452 | 63500 | 558500
[5 empty] | 64500558500 | 452 | 64500 | 558500
[5 empty] | 65500558500 | 452 | 65500 | 558500
[5 empty] | 66500558500 | 452 | 66500 | 558500
[5 empty] | 67500558500 | 452 | 67500 | 558500
[5 empty] | 68500558500 | 452 | 68500 | 558500
[5 empty] | 69500558500 | 452 | 69500 | 558500
[5 empty] | 70500558500 | 452 | 70500 | 558500
[5 empty] | 71500558500 | 452 | 71500 | 558500
[5 empty] | 72500558500 | 452 | 72500 | 558500
[5 empty] | 73500558500 | 452 | 73500 | 558500
[5 empty] | 74500558500 | 452 | 74500 | 558500
[5 empty] | 75500558500 | 452 | 75500 | 558500
[5 empty] | 76500558500 | 452 | 76500 | 558500
[5 empty] | 77500558500 | 452 | 77500 | 558500
[5 empty] | 78500558500 | 452 | 78500 | 558500
[5 empty] | 79500558500 | 452 | 79500 | 558500
[5 empty] | 80500558500 | 452 | 80500 | 558500
[5 empty] | 81500558500 | 452 | 81500 | 558500
[5 empty] | 82500558500 | 452 | 82500 | 558500
[5 empty] | 83500558500 | 452 | 83500 | 558500
[5 empty] | 43500557500 | 452 | 43500 | 557500
[5 empty] | 44500557500 | 452 | 44500 | 557500
[5 empty] | 45500557500 | 452 | 45500 | 557500
[5 empty] | 46500557500 | 452 | 46500 | 557500
[5 empty] | 47500557500 | 452 | 47500 | 557500
[5 empty] | 48500557500 | 452 | 48500 | 557500
[5 empty] | 49500557500 | 452 | 49500 | 557500
[5 empty] | 50500557500 | 452 | 50500 | 557500
[5 empty] | 51500557500 | 452 | 51500 | 557500
[5 empty] | 52500557500 | 452 | 52500 | 557500
[5 empty] | 53500557500 | 452 | 53500 | 557500
[5 empty] | 54500557500 | 452 | 54500 | 557500
[5 empty] | 55500557500 | 452 | 55500 | 557500
[5 empty] | 56500557500 | 452 | 56500 | 557500
[5 empty] | 57500557500 | 452 | 57500 | 557500
[5 empty] | 58500557500 | 452 | 58500 | 557500
[5 empty] | 59500557500 | 452 | 59500 | 557500
[5 empty] | 60500557500 | 452 | 60500 | 557500
[5 empty] | 61500557500 | 452 | 61500 | 557500
[5 empty] | 62500557500 | 452 | 62500 | 557500
[5 empty] | 63500557500 | 452 | 63500 | 557500
[5 empty] | 64500557500 | 452 | 64500 | 557500
[5 empty] | 65500557500 | 452 | 65500 | 557500
[5 empty] | 66500557500 | 452 | 66500 | 557500
[5 empty] | 67500557500 | 452 | 67500 | 557500
[5 empty] | 68500557500 | 452 | 68500 | 557500
[5 empty] | 69500557500 | 452 | 69500 | 557500
[5 empty] | 70500557500 | 452 | 70500 | 557500
[5 empty] | 71500557500 | 452 | 71500 | 557500
[5 empty] | 72500557500 | 452 | 72500 | 557500
[5 empty] | 73500557500 | 452 | 73500 | 557500
[5 empty] | 74500557500 | 452 | 74500 | 557500
[5 empty] | 75500557500 | 452 | 75500 | 557500
[5 empty] | 76500557500 | 452 | 76500 | 557500
[5 empty] | 77500557500 | 452 | 77500 | 557500
[5 empty] | 78500557500 | 452 | 78500 | 557500
[5 empty] | 79500557500 | 452 | 79500 | 557500
[5 empty] | 80500557500 | 452 | 80500 | 557500
[5 empty] | 81500557500 | 452 | 81500 | 557500
[5 empty] | 82500557500 | 452 | 82500 | 557500
[5 empty] | 83500557500 | 452 | 83500 | 557500
[5 empty] | 43500556500 | 452 | 43500 | 556500
[5 empty] | 44500556500 | 452 | 44500 | 556500
[5 empty] | 45500556500 | 452 | 45500 | 556500
[5 empty] | 46500556500 | 452 | 46500 | 556500
[5 empty] | 47500556500 | 452 | 47500 | 556500
[5 empty] | 48500556500 | 452 | 48500 | 556500
[5 empty] | 49500556500 | 452 | 49500 | 556500
[5 empty] | 50500556500 | 452 | 50500 | 556500
[5 empty] | 51500556500 | 452 | 51500 | 556500
[5 empty] | 52500556500 | 452 | 52500 | 556500
[5 empty] | 53500556500 | 452 | 53500 | 556500
[5 empty] | 54500556500 | 452 | 54500 | 556500
[5 empty] | 55500556500 | 452 | 55500 | 556500
[5 empty] | 56500556500 | 452 | 56500 | 556500
[5 empty] | 57500556500 | 452 | 57500 | 556500
[5 empty] | 58500556500 | 452 | 58500 | 556500
[5 empty] | 59500556500 | 452 | 59500 | 556500
[5 empty] | 60500556500 | 452 | 60500 | 556500
[5 empty] | 61500556500 | 452 | 61500 | 556500
[5 empty] | 62500556500 | 452 | 62500 | 556500
[5 empty] | 63500556500 | 452 | 63500 | 556500
[5 empty] | 64500556500 | 452 | 64500 | 556500
[5 empty] | 65500556500 | 452 | 65500 | 556500
[5 empty] | 66500556500 | 452 | 66500 | 556500
[5 empty] | 67500556500 | 452 | 67500 | 556500
[5 empty] | 68500556500 | 452 | 68500 | 556500
[5 empty] | 69500556500 | 452 | 69500 | 556500
[5 empty] | 70500556500 | 452 | 70500 | 556500
[5 empty] | 71500556500 | 452 | 71500 | 556500
[5 empty] | 72500556500 | 452 | 72500 | 556500
[5 empty] | 73500556500 | 452 | 73500 | 556500
[5 empty] | 74500556500 | 452 | 74500 | 556500
[5 empty] | 75500556500 | 452 | 75500 | 556500
[5 empty] | 76500556500 | 452 | 76500 | 556500
[5 empty] | 77500556500 | 452 | 77500 | 556500
[5 empty] | 78500556500 | 452 | 78500 | 556500
[5 empty] | 79500556500 | 452 | 79500 | 556500
[5 empty] | 80500556500 | 452 | 80500 | 556500
[5 empty] | 81500556500 | 452 | 81500 | 556500
[5 empty] | 82500556500 | 452 | 82500 | 556500
[5 empty] | 83500556500 | 452 | 83500 | 556500
[5 empty] | 43500555500 | 452 | 43500 | 555500
[5 empty] | 44500555500 | 452 | 44500 | 555500
[5 empty] | 45500555500 | 452 | 45500 | 555500
[5 empty] | 46500555500 | 452 | 46500 | 555500
[5 empty] | 47500555500 | 452 | 47500 | 555500
[5 empty] | 48500555500 | 452 | 48500 | 555500
[5 empty] | 49500555500 | 452 | 49500 | 555500
[5 empty] | 50500555500 | 452 | 50500 | 555500
[5 empty] | 51500555500 | 452 | 51500 | 555500
[5 empty] | 52500555500 | 452 | 52500 | 555500
[5 empty] | 53500555500 | 452 | 53500 | 555500
[5 empty] | 54500555500 | 452 | 54500 | 555500
[5 empty] | 55500555500 | 452 | 55500 | 555500
[5 empty] | 56500555500 | 452 | 56500 | 555500
[5 empty] | 57500555500 | 452 | 57500 | 555500
[5 empty] | 58500555500 | 452 | 58500 | 555500
[5 empty] | 59500555500 | 452 | 59500 | 555500
[5 empty] | 60500555500 | 452 | 60500 | 555500
[5 empty] | 61500555500 | 452 | 61500 | 555500
[5 empty] | 62500555500 | 452 | 62500 | 555500
[5 empty] | 63500555500 | 452 | 63500 | 555500
[5 empty] | 64500555500 | 452 | 64500 | 555500
[5 empty] | 65500555500 | 452 | 65500 | 555500
[5 empty] | 66500555500 | 452 | 66500 | 555500
[5 empty] | 67500555500 | 452 | 67500 | 555500
[5 empty] | 68500555500 | 452 | 68500 | 555500
[5 empty] | 69500555500 | 452 | 69500 | 555500
[5 empty] | 70500555500 | 452 | 70500 | 555500
[5 empty] | 71500555500 | 452 | 71500 | 555500
[5 empty] | 72500555500 | 452 | 72500 | 555500
[5 empty] | 73500555500 | 452 | 73500 | 555500
[5 empty] | 74500555500 | 452 | 74500 | 555500
[5 empty] | 75500555500 | 452 | 75500 | 555500
[5 empty] | 76500555500 | 452 | 76500 | 555500
[5 empty] | 77500555500 | 452 | 77500 | 555500
[5 empty] | 78500555500 | 452 | 78500 | 555500
[5 empty] | 79500555500 | 452 | 79500 | 555500
[5 empty] | 80500555500 | 452 | 80500 | 555500
[5 empty] | 81500555500 | 452 | 81500 | 555500
[5 empty] | 82500555500 | 452 | 82500 | 555500
[5 empty] | 83500555500 | 452 | 83500 | 555500
[5 empty] | 37500554500 | 452 | 37500 | 554500
[5 empty] | 43500554500 | 452 | 43500 | 554500
[5 empty] | 44500554500 | 452 | 44500 | 554500
[5 empty] | 45500554500 | 452 | 45500 | 554500
[5 empty] | 46500554500 | 452 | 46500 | 554500
[5 empty] | 47500554500 | 452 | 47500 | 554500
[5 empty] | 48500554500 | 452 | 48500 | 554500
[5 empty] | 49500554500 | 452 | 49500 | 554500
[5 empty] | 50500554500 | 452 | 50500 | 554500
[5 empty] | 51500554500 | 452 | 51500 | 554500
[5 empty] | 52500554500 | 452 | 52500 | 554500
[5 empty] | 53500554500 | 452 | 53500 | 554500
[5 empty] | 54500554500 | 452 | 54500 | 554500
[5 empty] | 55500554500 | 452 | 55500 | 554500
[5 empty] | 56500554500 | 452 | 56500 | 554500
[5 empty] | 57500554500 | 452 | 57500 | 554500
[5 empty] | 58500554500 | 452 | 58500 | 554500
[5 empty] | 59500554500 | 452 | 59500 | 554500
[5 empty] | 60500554500 | 452 | 60500 | 554500
[5 empty] | 61500554500 | 452 | 61500 | 554500
[5 empty] | 62500554500 | 452 | 62500 | 554500
[5 empty] | 63500554500 | 452 | 63500 | 554500
[5 empty] | 64500554500 | 452 | 64500 | 554500
[5 empty] | 65500554500 | 452 | 65500 | 554500
[5 empty] | 66500554500 | 452 | 66500 | 554500
[5 empty] | 67500554500 | 452 | 67500 | 554500
[5 empty] | 68500554500 | 452 | 68500 | 554500
[5 empty] | 69500554500 | 452 | 69500 | 554500
[5 empty] | 70500554500 | 452 | 70500 | 554500
[5 empty] | 71500554500 | 452 | 71500 | 554500
[5 empty] | 72500554500 | 452 | 72500 | 554500
[5 empty] | 73500554500 | 452 | 73500 | 554500
[5 empty] | 74500554500 | 452 | 74500 | 554500
[5 empty] | 75500554500 | 452 | 75500 | 554500
[5 empty] | 76500554500 | 452 | 76500 | 554500
[5 empty] | 77500554500 | 452 | 77500 | 554500
[5 empty] | 78500554500 | 452 | 78500 | 554500
[5 empty] | 79500554500 | 452 | 79500 | 554500
[5 empty] | 80500554500 | 452 | 80500 | 554500
[5 empty] | 81500554500 | 452 | 81500 | 554500
[5 empty] | 82500554500 | 452 | 82500 | 554500
[5 empty] | 83500554500 | 452 | 83500 | 554500
[5 empty] | 84500554500 | 452 | 84500 | 554500
[5 empty] | 23500553500 | 452 | 23500 | 553500
[5 empty] | 24500553500 | 452 | 24500 | 553500
[5 empty] | 25500553500 | 452 | 25500 | 553500
[5 empty] | 35500553500 | 452 | 35500 | 553500
[5 empty] | 36500553500 | 452 | 36500 | 553500
[5 empty] | 37500553500 | 452 | 37500 | 553500
[5 empty] | 38500553500 | 452 | 38500 | 553500
[5 empty] | 39500553500 | 452 | 39500 | 553500
[5 empty] | 40500553500 | 452 | 40500 | 553500
[5 empty] | 41500553500 | 452 | 41500 | 553500
[5 empty] | 42500553500 | 452 | 42500 | 553500
[5 empty] | 43500553500 | 452 | 43500 | 553500
[5 empty] | 44500553500 | 452 | 44500 | 553500
[5 empty] | 45500553500 | 452 | 45500 | 553500
[5 empty] | 46500553500 | 452 | 46500 | 553500
[5 empty] | 47500553500 | 452 | 47500 | 553500
[5 empty] | 48500553500 | 452 | 48500 | 553500
[5 empty] | 49500553500 | 452 | 49500 | 553500
[5 empty] | 50500553500 | 452 | 50500 | 553500
[5 empty] | 51500553500 | 452 | 51500 | 553500
[5 empty] | 52500553500 | 452 | 52500 | 553500
[5 empty] | 53500553500 | 452 | 53500 | 553500
[5 empty] | 54500553500 | 452 | 54500 | 553500
[5 empty] | 55500553500 | 452 | 55500 | 553500
[5 empty] | 56500553500 | 452 | 56500 | 553500
[5 empty] | 57500553500 | 452 | 57500 | 553500
[5 empty] | 58500553500 | 452 | 58500 | 553500
[5 empty] | 59500553500 | 452 | 59500 | 553500
[5 empty] | 60500553500 | 452 | 60500 | 553500
[5 empty] | 61500553500 | 452 | 61500 | 553500
[5 empty] | 62500553500 | 452 | 62500 | 553500
[5 empty] | 63500553500 | 452 | 63500 | 553500
[5 empty] | 64500553500 | 452 | 64500 | 553500
[5 empty] | 65500553500 | 452 | 65500 | 553500
[5 empty] | 66500553500 | 452 | 66500 | 553500
[5 empty] | 67500553500 | 452 | 67500 | 553500
[5 empty] | 68500553500 | 452 | 68500 | 553500
[5 empty] | 69500553500 | 452 | 69500 | 553500
[5 empty] | 70500553500 | 452 | 70500 | 553500
[5 empty] | 71500553500 | 452 | 71500 | 553500
[5 empty] | 72500553500 | 452 | 72500 | 553500
[5 empty] | 73500553500 | 452 | 73500 | 553500
[5 empty] | 74500553500 | 452 | 74500 | 553500
[5 empty] | 75500553500 | 452 | 75500 | 553500
[5 empty] | 76500553500 | 452 | 76500 | 553500
[5 empty] | 80500553500 | 452 | 80500 | 553500
[5 empty] | 81500553500 | 452 | 81500 | 553500
[5 empty] | 82500553500 | 452 | 82500 | 553500
[5 empty] | 83500553500 | 452 | 83500 | 553500
[5 empty] | 22500552500 | 452 | 22500 | 552500
[5 empty] | 23500552500 | 452 | 23500 | 552500
[5 empty] | 24500552500 | 452 | 24500 | 552500
[5 empty] | 25500552500 | 452 | 25500 | 552500
[5 empty] | 26500552500 | 452 | 26500 | 552500
[5 empty] | 33500552500 | 452 | 33500 | 552500
[5 empty] | 34500552500 | 452 | 34500 | 552500
[5 empty] | 35500552500 | 452 | 35500 | 552500
[5 empty] | 36500552500 | 452 | 36500 | 552500
[5 empty] | 37500552500 | 452 | 37500 | 552500
[5 empty] | 38500552500 | 452 | 38500 | 552500
[5 empty] | 39500552500 | 452 | 39500 | 552500
[5 empty] | 40500552500 | 452 | 40500 | 552500
[5 empty] | 41500552500 | 452 | 41500 | 552500
[5 empty] | 42500552500 | 452 | 42500 | 552500
[5 empty] | 43500552500 | 452 | 43500 | 552500
[5 empty] | 44500552500 | 452 | 44500 | 552500
[5 empty] | 45500552500 | 452 | 45500 | 552500
[5 empty] | 46500552500 | 452 | 46500 | 552500
[5 empty] | 47500552500 | 452 | 47500 | 552500
[5 empty] | 48500552500 | 452 | 48500 | 552500
[5 empty] | 49500552500 | 452 | 49500 | 552500
[5 empty] | 50500552500 | 452 | 50500 | 552500
[5 empty] | 51500552500 | 452 | 51500 | 552500
[5 empty] | 52500552500 | 452 | 52500 | 552500
[5 empty] | 53500552500 | 452 | 53500 | 552500
[5 empty] | 54500552500 | 452 | 54500 | 552500
[5 empty] | 55500552500 | 452 | 55500 | 552500
[5 empty] | 56500552500 | 452 | 56500 | 552500
[5 empty] | 57500552500 | 452 | 57500 | 552500
[5 empty] | 58500552500 | 452 | 58500 | 552500
[5 empty] | 59500552500 | 452 | 59500 | 552500
[5 empty] | 60500552500 | 452 | 60500 | 552500
[5 empty] | 61500552500 | 452 | 61500 | 552500
[5 empty] | 62500552500 | 452 | 62500 | 552500
[5 empty] | 63500552500 | 452 | 63500 | 552500
[5 empty] | 64500552500 | 452 | 64500 | 552500
[5 empty] | 65500552500 | 452 | 65500 | 552500
[5 empty] | 66500552500 | 452 | 66500 | 552500
[5 empty] | 67500552500 | 452 | 67500 | 552500
[5 empty] | 68500552500 | 452 | 68500 | 552500
[5 empty] | 69500552500 | 452 | 69500 | 552500
[5 empty] | 70500552500 | 452 | 70500 | 552500
[5 empty] | 71500552500 | 452 | 71500 | 552500
[5 empty] | 22500551500 | 452 | 22500 | 551500
[5 empty] | 23500551500 | 452 | 23500 | 551500
[5 empty] | 24500551500 | 452 | 24500 | 551500
[5 empty] | 25500551500 | 452 | 25500 | 551500
[5 empty] | 26500551500 | 452 | 26500 | 551500
[5 empty] | 27500551500 | 452 | 27500 | 551500
[5 empty] | 31500551500 | 452 | 31500 | 551500
[5 empty] | 32500551500 | 452 | 32500 | 551500
[5 empty] | 33500551500 | 452 | 33500 | 551500
[5 empty] | 34500551500 | 452 | 34500 | 551500
[5 empty] | 35500551500 | 452 | 35500 | 551500
[5 empty] | 36500551500 | 452 | 36500 | 551500
[5 empty] | 37500551500 | 452 | 37500 | 551500
[5 empty] | 38500551500 | 452 | 38500 | 551500
[5 empty] | 39500551500 | 452 | 39500 | 551500
[5 empty] | 40500551500 | 452 | 40500 | 551500
[5 empty] | 41500551500 | 452 | 41500 | 551500
[5 empty] | 42500551500 | 452 | 42500 | 551500
[5 empty] | 43500551500 | 452 | 43500 | 551500
[5 empty] | 44500551500 | 452 | 44500 | 551500
[5 empty] | 45500551500 | 452 | 45500 | 551500
[5 empty] | 46500551500 | 452 | 46500 | 551500
[5 empty] | 47500551500 | 452 | 47500 | 551500
[5 empty] | 48500551500 | 452 | 48500 | 551500
[5 empty] | 49500551500 | 452 | 49500 | 551500
[5 empty] | 50500551500 | 452 | 50500 | 551500
[5 empty] | 51500551500 | 452 | 51500 | 551500
[5 empty] | 52500551500 | 452 | 52500 | 551500
[5 empty] | 53500551500 | 452 | 53500 | 551500
[5 empty] | 54500551500 | 452 | 54500 | 551500
[5 empty] | 55500551500 | 452 | 55500 | 551500
[5 empty] | 56500551500 | 452 | 56500 | 551500
[5 empty] | 57500551500 | 452 | 57500 | 551500
[5 empty] | 58500551500 | 452 | 58500 | 551500
[5 empty] | 59500551500 | 452 | 59500 | 551500
[5 empty] | 60500551500 | 452 | 60500 | 551500
[5 empty] | 61500551500 | 452 | 61500 | 551500
[5 empty] | 18500550500 | 452 | 18500 | 550500
[5 empty] | 19500550500 | 452 | 19500 | 550500
[5 empty] | 20500550500 | 452 | 20500 | 550500
[5 empty] | 21500550500 | 452 | 21500 | 550500
[5 empty] | 22500550500 | 452 | 22500 | 550500
[5 empty] | 23500550500 | 452 | 23500 | 550500
[5 empty] | 24500550500 | 452 | 24500 | 550500
[5 empty] | 25500550500 | 452 | 25500 | 550500
[5 empty] | 26500550500 | 452 | 26500 | 550500
[5 empty] | 27500550500 | 452 | 27500 | 550500
[5 empty] | 28500550500 | 452 | 28500 | 550500
[5 empty] | 30500550500 | 452 | 30500 | 550500
[5 empty] | 31500550500 | 452 | 31500 | 550500
[5 empty] | 32500550500 | 452 | 32500 | 550500
[5 empty] | 33500550500 | 452 | 33500 | 550500
[5 empty] | 34500550500 | 452 | 34500 | 550500
[5 empty] | 35500550500 | 452 | 35500 | 550500
[5 empty] | 36500550500 | 452 | 36500 | 550500
[5 empty] | 37500550500 | 452 | 37500 | 550500
[5 empty] | 38500550500 | 452 | 38500 | 550500
[5 empty] | 39500550500 | 452 | 39500 | 550500
[5 empty] | 40500550500 | 452 | 40500 | 550500
[5 empty] | 41500550500 | 452 | 41500 | 550500
[5 empty] | 42500550500 | 452 | 42500 | 550500
[5 empty] | 43500550500 | 452 | 43500 | 550500
[5 empty] | 44500550500 | 452 | 44500 | 550500
[5 empty] | 45500550500 | 452 | 45500 | 550500
[5 empty] | 46500550500 | 452 | 46500 | 550500
[5 empty] | 47500550500 | 452 | 47500 | 550500
[5 empty] | 48500550500 | 452 | 48500 | 550500
[5 empty] | 49500550500 | 452 | 49500 | 550500
[5 empty] | 50500550500 | 452 | 50500 | 550500
[5 empty] | 51500550500 | 452 | 51500 | 550500
[5 empty] | 52500550500 | 452 | 52500 | 550500
[5 empty] | 53500550500 | 452 | 53500 | 550500
[5 empty] | 54500550500 | 452 | 54500 | 550500
[5 empty] | 55500550500 | 452 | 55500 | 550500
[5 empty] | 56500550500 | 452 | 56500 | 550500
[5 empty] | 57500550500 | 452 | 57500 | 550500
[5 empty] | 61500550500 | 452 | 61500 | 550500
[5 empty] | 18500549500 | 452 | 18500 | 549500
[5 empty] | 19500549500 | 452 | 19500 | 549500
[5 empty] | 20500549500 | 452 | 20500 | 549500
[5 empty] | 21500549500 | 452 | 21500 | 549500
[5 empty] | 22500549500 | 452 | 22500 | 549500
[5 empty] | 23500549500 | 452 | 23500 | 549500
[5 empty] | 24500549500 | 452 | 24500 | 549500
[5 empty] | 25500549500 | 452 | 25500 | 549500
[5 empty] | 26500549500 | 452 | 26500 | 549500
[5 empty] | 27500549500 | 452 | 27500 | 549500
[5 empty] | 28500549500 | 452 | 28500 | 549500
[5 empty] | 29500549500 | 452 | 29500 | 549500
[5 empty] | 30500549500 | 452 | 30500 | 549500
[5 empty] | 31500549500 | 452 | 31500 | 549500
[5 empty] | 32500549500 | 452 | 32500 | 549500
[5 empty] | 33500549500 | 452 | 33500 | 549500
[5 empty] | 34500549500 | 452 | 34500 | 549500
[5 empty] | 35500549500 | 452 | 35500 | 549500
[5 empty] | 36500549500 | 452 | 36500 | 549500
[5 empty] | 37500549500 | 452 | 37500 | 549500
[5 empty] | 38500549500 | 452 | 38500 | 549500
[5 empty] | 39500549500 | 452 | 39500 | 549500
[5 empty] | 40500549500 | 452 | 40500 | 549500
[5 empty] | 41500549500 | 452 | 41500 | 549500
[5 empty] | 42500549500 | 452 | 42500 | 549500
[5 empty] | 43500549500 | 452 | 43500 | 549500
[5 empty] | 44500549500 | 452 | 44500 | 549500
[5 empty] | 45500549500 | 452 | 45500 | 549500
[5 empty] | 46500549500 | 452 | 46500 | 549500
[5 empty] | 47500549500 | 452 | 47500 | 549500
[5 empty] | 48500549500 | 452 | 48500 | 549500
[5 empty] | 49500549500 | 452 | 49500 | 549500
[5 empty] | 50500549500 | 452 | 50500 | 549500
[5 empty] | 51500549500 | 452 | 51500 | 549500
[5 empty] | 52500549500 | 452 | 52500 | 549500
[5 empty] | 53500549500 | 452 | 53500 | 549500
[5 empty] | 54500549500 | 452 | 54500 | 549500
[5 empty] | 55500549500 | 452 | 55500 | 549500
[5 empty] | 56500549500 | 452 | 56500 | 549500
[5 empty] | 57500549500 | 452 | 57500 | 549500
[5 empty] | 19500548500 | 452 | 19500 | 548500
[5 empty] | 20500548500 | 452 | 20500 | 548500
[5 empty] | 21500548500 | 452 | 21500 | 548500
[5 empty] | 22500548500 | 452 | 22500 | 548500
[5 empty] | 23500548500 | 452 | 23500 | 548500
[5 empty] | 24500548500 | 452 | 24500 | 548500
[5 empty] | 25500548500 | 452 | 25500 | 548500
[5 empty] | 26500548500 | 452 | 26500 | 548500
[5 empty] | 27500548500 | 452 | 27500 | 548500
[5 empty] | 28500548500 | 452 | 28500 | 548500
[5 empty] | 29500548500 | 452 | 29500 | 548500
[5 empty] | 30500548500 | 452 | 30500 | 548500
[5 empty] | 31500548500 | 452 | 31500 | 548500
[5 empty] | 32500548500 | 452 | 32500 | 548500
[5 empty] | 33500548500 | 452 | 33500 | 548500
[5 empty] | 34500548500 | 452 | 34500 | 548500
[5 empty] | 35500548500 | 452 | 35500 | 548500
[5 empty] | 36500548500 | 452 | 36500 | 548500
[5 empty] | 37500548500 | 452 | 37500 | 548500
[5 empty] | 38500548500 | 452 | 38500 | 548500
[5 empty] | 39500548500 | 452 | 39500 | 548500
[5 empty] | 40500548500 | 452 | 40500 | 548500
[5 empty] | 41500548500 | 452 | 41500 | 548500
[5 empty] | 42500548500 | 452 | 42500 | 548500
[5 empty] | 43500548500 | 452 | 43500 | 548500
[5 empty] | 44500548500 | 452 | 44500 | 548500
[5 empty] | 45500548500 | 452 | 45500 | 548500
[5 empty] | 46500548500 | 452 | 46500 | 548500
[5 empty] | 47500548500 | 452 | 47500 | 548500
[5 empty] | 48500548500 | 452 | 48500 | 548500
[5 empty] | 49500548500 | 452 | 49500 | 548500
[5 empty] | 50500548500 | 452 | 50500 | 548500
[5 empty] | 51500548500 | 452 | 51500 | 548500
[5 empty] | 52500548500 | 452 | 52500 | 548500
[5 empty] | 53500548500 | 452 | 53500 | 548500
[5 empty] | 54500548500 | 452 | 54500 | 548500
[5 empty] | 55500548500 | 452 | 55500 | 548500
[5 empty] | 56500548500 | 452 | 56500 | 548500
[5 empty] | 18500547500 | 452 | 18500 | 547500
[5 empty] | 19500547500 | 452 | 19500 | 547500
[5 empty] | 20500547500 | 452 | 20500 | 547500
[5 empty] | 21500547500 | 452 | 21500 | 547500
[5 empty] | 22500547500 | 452 | 22500 | 547500
[5 empty] | 23500547500 | 452 | 23500 | 547500
[5 empty] | 24500547500 | 452 | 24500 | 547500
[5 empty] | 25500547500 | 452 | 25500 | 547500
[5 empty] | 26500547500 | 452 | 26500 | 547500
[5 empty] | 27500547500 | 452 | 27500 | 547500
[5 empty] | 28500547500 | 452 | 28500 | 547500
[5 empty] | 29500547500 | 452 | 29500 | 547500
[5 empty] | 30500547500 | 452 | 30500 | 547500
[5 empty] | 31500547500 | 452 | 31500 | 547500
[5 empty] | 32500547500 | 452 | 32500 | 547500
[5 empty] | 33500547500 | 452 | 33500 | 547500
[5 empty] | 34500547500 | 452 | 34500 | 547500
[5 empty] | 35500547500 | 452 | 35500 | 547500
[5 empty] | 36500547500 | 452 | 36500 | 547500
[5 empty] | 37500547500 | 452 | 37500 | 547500
[5 empty] | 38500547500 | 452 | 38500 | 547500
[5 empty] | 39500547500 | 452 | 39500 | 547500
[5 empty] | 40500547500 | 452 | 40500 | 547500
[5 empty] | 41500547500 | 452 | 41500 | 547500
[5 empty] | 42500547500 | 452 | 42500 | 547500
[5 empty] | 43500547500 | 452 | 43500 | 547500
[5 empty] | 44500547500 | 452 | 44500 | 547500
[5 empty] | 45500547500 | 452 | 45500 | 547500
[5 empty] | 46500547500 | 452 | 46500 | 547500
[5 empty] | 47500547500 | 452 | 47500 | 547500
[5 empty] | 48500547500 | 452 | 48500 | 547500
[5 empty] | 49500547500 | 452 | 49500 | 547500
[5 empty] | 50500547500 | 452 | 50500 | 547500
[5 empty] | 51500547500 | 452 | 51500 | 547500
[5 empty] | 52500547500 | 452 | 52500 | 547500
[5 empty] | 53500547500 | 452 | 53500 | 547500
[5 empty] | 54500547500 | 452 | 54500 | 547500
[5 empty] | 19500546500 | 452 | 19500 | 546500
[5 empty] | 20500546500 | 452 | 20500 | 546500
[5 empty] | 21500546500 | 452 | 21500 | 546500
[5 empty] | 22500546500 | 452 | 22500 | 546500
[5 empty] | 23500546500 | 452 | 23500 | 546500
[5 empty] | 24500546500 | 452 | 24500 | 546500
[5 empty] | 25500546500 | 452 | 25500 | 546500
[5 empty] | 26500546500 | 452 | 26500 | 546500
[5 empty] | 27500546500 | 452 | 27500 | 546500
[5 empty] | 28500546500 | 452 | 28500 | 546500
[5 empty] | 29500546500 | 452 | 29500 | 546500
[5 empty] | 30500546500 | 452 | 30500 | 546500
[5 empty] | 31500546500 | 452 | 31500 | 546500
[5 empty] | 32500546500 | 452 | 32500 | 546500
[5 empty] | 33500546500 | 452 | 33500 | 546500
[5 empty] | 34500546500 | 452 | 34500 | 546500
[5 empty] | 35500546500 | 452 | 35500 | 546500
[5 empty] | 36500546500 | 452 | 36500 | 546500
[5 empty] | 37500546500 | 452 | 37500 | 546500
[5 empty] | 38500546500 | 452 | 38500 | 546500
[5 empty] | 39500546500 | 452 | 39500 | 546500
[5 empty] | 40500546500 | 452 | 40500 | 546500
[5 empty] | 41500546500 | 452 | 41500 | 546500
[5 empty] | 42500546500 | 452 | 42500 | 546500
[5 empty] | 43500546500 | 452 | 43500 | 546500
[5 empty] | 44500546500 | 452 | 44500 | 546500
[5 empty] | 45500546500 | 452 | 45500 | 546500
[5 empty] | 46500546500 | 452 | 46500 | 546500
[5 empty] | 47500546500 | 452 | 47500 | 546500
[5 empty] | 48500546500 | 452 | 48500 | 546500
[5 empty] | 49500546500 | 452 | 49500 | 546500
[5 empty] | 50500546500 | 452 | 50500 | 546500
[5 empty] | 51500546500 | 452 | 51500 | 546500
[5 empty] | 52500546500 | 452 | 52500 | 546500
[5 empty] | 19500545500 | 452 | 19500 | 545500
[5 empty] | 20500545500 | 452 | 20500 | 545500
[5 empty] | 21500545500 | 452 | 21500 | 545500
[5 empty] | 22500545500 | 452 | 22500 | 545500
[5 empty] | 23500545500 | 452 | 23500 | 545500
[5 empty] | 24500545500 | 452 | 24500 | 545500
[5 empty] | 25500545500 | 452 | 25500 | 545500
[5 empty] | 26500545500 | 452 | 26500 | 545500
[5 empty] | 27500545500 | 452 | 27500 | 545500
[5 empty] | 28500545500 | 452 | 28500 | 545500
[5 empty] | 29500545500 | 452 | 29500 | 545500
[5 empty] | 30500545500 | 452 | 30500 | 545500
[5 empty] | 31500545500 | 452 | 31500 | 545500
[5 empty] | 32500545500 | 452 | 32500 | 545500
[5 empty] | 33500545500 | 452 | 33500 | 545500
[5 empty] | 34500545500 | 452 | 34500 | 545500
[5 empty] | 35500545500 | 452 | 35500 | 545500
[5 empty] | 36500545500 | 452 | 36500 | 545500
[5 empty] | 37500545500 | 452 | 37500 | 545500
[5 empty] | 38500545500 | 452 | 38500 | 545500
[5 empty] | 39500545500 | 452 | 39500 | 545500
[5 empty] | 40500545500 | 452 | 40500 | 545500
[5 empty] | 41500545500 | 452 | 41500 | 545500
[5 empty] | 42500545500 | 452 | 42500 | 545500
[5 empty] | 43500545500 | 452 | 43500 | 545500
[5 empty] | 44500545500 | 452 | 44500 | 545500
[5 empty] | 45500545500 | 452 | 45500 | 545500
[5 empty] | 46500545500 | 452 | 46500 | 545500
[5 empty] | 47500545500 | 452 | 47500 | 545500
[5 empty] | 48500545500 | 452 | 48500 | 545500
[5 empty] | 49500545500 | 452 | 49500 | 545500
[5 empty] | 50500545500 | 452 | 50500 | 545500
[5 empty] | 51500545500 | 452 | 51500 | 545500
[5 empty] | 20500544500 | 452 | 20500 | 544500
[5 empty] | 21500544500 | 452 | 21500 | 544500
[5 empty] | 22500544500 | 452 | 22500 | 544500
[5 empty] | 23500544500 | 452 | 23500 | 544500
[5 empty] | 24500544500 | 452 | 24500 | 544500
[5 empty] | 25500544500 | 452 | 25500 | 544500
[5 empty] | 26500544500 | 452 | 26500 | 544500
[5 empty] | 27500544500 | 452 | 27500 | 544500
[5 empty] | 28500544500 | 452 | 28500 | 544500
[5 empty] | 29500544500 | 452 | 29500 | 544500
[5 empty] | 30500544500 | 452 | 30500 | 544500
[5 empty] | 31500544500 | 452 | 31500 | 544500
[5 empty] | 32500544500 | 452 | 32500 | 544500
[5 empty] | 33500544500 | 452 | 33500 | 544500
[5 empty] | 34500544500 | 452 | 34500 | 544500
[5 empty] | 35500544500 | 452 | 35500 | 544500
[5 empty] | 36500544500 | 452 | 36500 | 544500
[5 empty] | 37500544500 | 452 | 37500 | 544500
[5 empty] | 38500544500 | 452 | 38500 | 544500
[5 empty] | 39500544500 | 452 | 39500 | 544500
[5 empty] | 40500544500 | 452 | 40500 | 544500
[5 empty] | 41500544500 | 452 | 41500 | 544500
[5 empty] | 42500544500 | 452 | 42500 | 544500
[5 empty] | 43500544500 | 452 | 43500 | 544500
[5 empty] | 44500544500 | 452 | 44500 | 544500
[5 empty] | 45500544500 | 452 | 45500 | 544500
[5 empty] | 46500544500 | 452 | 46500 | 544500
[5 empty] | 47500544500 | 452 | 47500 | 544500
[5 empty] | 48500544500 | 452 | 48500 | 544500
[5 empty] | 49500544500 | 452 | 49500 | 544500
[5 empty] | 50500544500 | 452 | 50500 | 544500
[5 empty] | 22500543500 | 452 | 22500 | 543500
[5 empty] | 23500543500 | 452 | 23500 | 543500
[5 empty] | 24500543500 | 452 | 24500 | 543500
[5 empty] | 25500543500 | 452 | 25500 | 543500
[5 empty] | 26500543500 | 452 | 26500 | 543500
[5 empty] | 27500543500 | 452 | 27500 | 543500
[5 empty] | 28500543500 | 452 | 28500 | 543500
[5 empty] | 29500543500 | 452 | 29500 | 543500
[5 empty] | 30500543500 | 452 | 30500 | 543500
[5 empty] | 31500543500 | 452 | 31500 | 543500
[5 empty] | 32500543500 | 452 | 32500 | 543500
[5 empty] | 33500543500 | 452 | 33500 | 543500
[5 empty] | 34500543500 | 452 | 34500 | 543500
[5 empty] | 35500543500 | 452 | 35500 | 543500
[5 empty] | 36500543500 | 452 | 36500 | 543500
[5 empty] | 37500543500 | 452 | 37500 | 543500
[5 empty] | 38500543500 | 452 | 38500 | 543500
[5 empty] | 39500543500 | 452 | 39500 | 543500
[5 empty] | 40500543500 | 452 | 40500 | 543500
[5 empty] | 41500543500 | 452 | 41500 | 543500
[5 empty] | 42500543500 | 452 | 42500 | 543500
[5 empty] | 43500543500 | 452 | 43500 | 543500
[5 empty] | 44500543500 | 452 | 44500 | 543500
[5 empty] | 45500543500 | 452 | 45500 | 543500
[5 empty] | 46500543500 | 452 | 46500 | 543500
[5 empty] | 47500543500 | 452 | 47500 | 543500
[5 empty] | 48500543500 | 452 | 48500 | 543500
[5 empty] | 49500543500 | 452 | 49500 | 543500
[5 empty] | 22500542500 | 452 | 22500 | 542500
[5 empty] | 23500542500 | 452 | 23500 | 542500
[5 empty] | 24500542500 | 452 | 24500 | 542500
[5 empty] | 25500542500 | 452 | 25500 | 542500
[5 empty] | 26500542500 | 452 | 26500 | 542500
[5 empty] | 27500542500 | 452 | 27500 | 542500
[5 empty] | 28500542500 | 452 | 28500 | 542500
[5 empty] | 29500542500 | 452 | 29500 | 542500
[5 empty] | 30500542500 | 452 | 30500 | 542500
[5 empty] | 31500542500 | 452 | 31500 | 542500
[5 empty] | 32500542500 | 452 | 32500 | 542500
[5 empty] | 33500542500 | 452 | 33500 | 542500
[5 empty] | 34500542500 | 452 | 34500 | 542500
[5 empty] | 35500542500 | 452 | 35500 | 542500
[5 empty] | 36500542500 | 452 | 36500 | 542500
[5 empty] | 37500542500 | 452 | 37500 | 542500
[5 empty] | 38500542500 | 452 | 38500 | 542500
[5 empty] | 39500542500 | 452 | 39500 | 542500
[5 empty] | 40500542500 | 452 | 40500 | 542500
[5 empty] | 41500542500 | 452 | 41500 | 542500
[5 empty] | 42500542500 | 452 | 42500 | 542500
[5 empty] | 43500542500 | 452 | 43500 | 542500
[5 empty] | 44500542500 | 452 | 44500 | 542500
[5 empty] | 45500542500 | 452 | 45500 | 542500
[5 empty] | 46500542500 | 452 | 46500 | 542500
[5 empty] | 47500542500 | 452 | 47500 | 542500
[5 empty] | 48500542500 | 452 | 48500 | 542500
[5 empty] | 22500541500 | 452 | 22500 | 541500
[5 empty] | 25500541500 | 452 | 25500 | 541500
[5 empty] | 26500541500 | 452 | 26500 | 541500
[5 empty] | 27500541500 | 452 | 27500 | 541500
[5 empty] | 28500541500 | 452 | 28500 | 541500
[5 empty] | 29500541500 | 452 | 29500 | 541500
[5 empty] | 30500541500 | 452 | 30500 | 541500
[5 empty] | 31500541500 | 452 | 31500 | 541500
[5 empty] | 32500541500 | 452 | 32500 | 541500
[5 empty] | 33500541500 | 452 | 33500 | 541500
[5 empty] | 34500541500 | 452 | 34500 | 541500
[5 empty] | 35500541500 | 452 | 35500 | 541500
[5 empty] | 36500541500 | 452 | 36500 | 541500
[5 empty] | 37500541500 | 452 | 37500 | 541500
[5 empty] | 38500541500 | 452 | 38500 | 541500
[5 empty] | 39500541500 | 452 | 39500 | 541500
[5 empty] | 40500541500 | 452 | 40500 | 541500
[5 empty] | 42500541500 | 452 | 42500 | 541500
[5 empty] | 47500541500 | 452 | 47500 | 541500
[5 empty] | 48500541500 | 452 | 48500 | 541500
[5 empty] | 27500540500 | 452 | 27500 | 540500
[5 empty] | 28500540500 | 452 | 28500 | 540500
[5 empty] | 29500540500 | 452 | 29500 | 540500
[5 empty] | 30500540500 | 452 | 30500 | 540500
[5 empty] | 31500540500 | 452 | 31500 | 540500
[5 empty] | 32500540500 | 452 | 32500 | 540500
[5 empty] | 33500540500 | 452 | 33500 | 540500
[5 empty] | 34500540500 | 452 | 34500 | 540500
[5 empty] | 35500540500 | 452 | 35500 | 540500
[5 empty] | 36500540500 | 452 | 36500 | 540500
[5 empty] | 29500539500 | 452 | 29500 | 539500
[5 empty] | 31500539500 | 452 | 31500 | 539500
[5 empty] | 32500539500 | 452 | 32500 | 539500
[5 empty] | 33500539500 | 452 | 33500 | 539500
[5 empty] | 77500553500 | 453 | 77500 | 553500
[5 empty] | 78500553500 | 453 | 78500 | 553500
[5 empty] | 79500553500 | 453 | 79500 | 553500
[5 empty] | 72500552500 | 453 | 72500 | 552500
[5 empty] | 73500552500 | 453 | 73500 | 552500
[5 empty] | 74500552500 | 453 | 74500 | 552500
[5 empty] | 75500552500 | 453 | 75500 | 552500
[5 empty] | 76500552500 | 453 | 76500 | 552500
[5 empty] | 77500552500 | 453 | 77500 | 552500
[5 empty] | 78500552500 | 453 | 78500 | 552500
[5 empty] | 79500552500 | 453 | 79500 | 552500
[5 empty] | 80500552500 | 453 | 80500 | 552500
[5 empty] | 81500552500 | 453 | 81500 | 552500
[5 empty] | 82500552500 | 453 | 82500 | 552500
[5 empty] | 62500551500 | 453 | 62500 | 551500
[5 empty] | 63500551500 | 453 | 63500 | 551500
[5 empty] | 64500551500 | 453 | 64500 | 551500
[5 empty] | 65500551500 | 453 | 65500 | 551500
[5 empty] | 66500551500 | 453 | 66500 | 551500
[5 empty] | 67500551500 | 453 | 67500 | 551500
[5 empty] | 68500551500 | 453 | 68500 | 551500
[5 empty] | 69500551500 | 453 | 69500 | 551500
[5 empty] | 70500551500 | 453 | 70500 | 551500
[5 empty] | 71500551500 | 453 | 71500 | 551500
[5 empty] | 72500551500 | 453 | 72500 | 551500
[5 empty] | 73500551500 | 453 | 73500 | 551500
[5 empty] | 74500551500 | 453 | 74500 | 551500
[5 empty] | 75500551500 | 453 | 75500 | 551500
[5 empty] | 76500551500 | 453 | 76500 | 551500
[5 empty] | 77500551500 | 453 | 77500 | 551500
[5 empty] | 78500551500 | 453 | 78500 | 551500
[5 empty] | 79500551500 | 453 | 79500 | 551500
[5 empty] | 80500551500 | 453 | 80500 | 551500
[5 empty] | 81500551500 | 453 | 81500 | 551500
[5 empty] | 58500550500 | 453 | 58500 | 550500
[5 empty] | 59500550500 | 453 | 59500 | 550500
[5 empty] | 60500550500 | 453 | 60500 | 550500
[5 empty] | 62500550500 | 453 | 62500 | 550500
[5 empty] | 63500550500 | 453 | 63500 | 550500
[5 empty] | 64500550500 | 453 | 64500 | 550500
[5 empty] | 65500550500 | 453 | 65500 | 550500
[5 empty] | 66500550500 | 453 | 66500 | 550500
[5 empty] | 67500550500 | 453 | 67500 | 550500
[5 empty] | 68500550500 | 453 | 68500 | 550500
[5 empty] | 69500550500 | 453 | 69500 | 550500
[5 empty] | 70500550500 | 453 | 70500 | 550500
[5 empty] | 71500550500 | 453 | 71500 | 550500
[5 empty] | 72500550500 | 453 | 72500 | 550500
[5 empty] | 73500550500 | 453 | 73500 | 550500
[5 empty] | 74500550500 | 453 | 74500 | 550500
[5 empty] | 75500550500 | 453 | 75500 | 550500
[5 empty] | 76500550500 | 453 | 76500 | 550500
[5 empty] | 77500550500 | 453 | 77500 | 550500
[5 empty] | 78500550500 | 453 | 78500 | 550500
[5 empty] | 79500550500 | 453 | 79500 | 550500
[5 empty] | 80500550500 | 453 | 80500 | 550500
[5 empty] | 58500549500 | 453 | 58500 | 549500
[5 empty] | 59500549500 | 453 | 59500 | 549500
[5 empty] | 60500549500 | 453 | 60500 | 549500
[5 empty] | 61500549500 | 453 | 61500 | 549500
[5 empty] | 62500549500 | 453 | 62500 | 549500
[5 empty] | 63500549500 | 453 | 63500 | 549500
[5 empty] | 64500549500 | 453 | 64500 | 549500
[5 empty] | 65500549500 | 453 | 65500 | 549500
[5 empty] | 66500549500 | 453 | 66500 | 549500
[5 empty] | 67500549500 | 453 | 67500 | 549500
[5 empty] | 68500549500 | 453 | 68500 | 549500
[5 empty] | 69500549500 | 453 | 69500 | 549500
[5 empty] | 70500549500 | 453 | 70500 | 549500
[5 empty] | 71500549500 | 453 | 71500 | 549500
[5 empty] | 72500549500 | 453 | 72500 | 549500
[5 empty] | 73500549500 | 453 | 73500 | 549500
[5 empty] | 74500549500 | 453 | 74500 | 549500
[5 empty] | 75500549500 | 453 | 75500 | 549500
[5 empty] | 76500549500 | 453 | 76500 | 549500
[5 empty] | 77500549500 | 453 | 77500 | 549500
[5 empty] | 57500548500 | 453 | 57500 | 548500
[5 empty] | 58500548500 | 453 | 58500 | 548500
[5 empty] | 59500548500 | 453 | 59500 | 548500
[5 empty] | 60500548500 | 453 | 60500 | 548500
[5 empty] | 61500548500 | 453 | 61500 | 548500
[5 empty] | 62500548500 | 453 | 62500 | 548500
[5 empty] | 63500548500 | 453 | 63500 | 548500
[5 empty] | 64500548500 | 453 | 64500 | 548500
[5 empty] | 65500548500 | 453 | 65500 | 548500
[5 empty] | 66500548500 | 453 | 66500 | 548500
[5 empty] | 67500548500 | 453 | 67500 | 548500
[5 empty] | 68500548500 | 453 | 68500 | 548500
[5 empty] | 69500548500 | 453 | 69500 | 548500
[5 empty] | 70500548500 | 453 | 70500 | 548500
[5 empty] | 71500548500 | 453 | 71500 | 548500
[5 empty] | 72500548500 | 453 | 72500 | 548500
[5 empty] | 73500548500 | 453 | 73500 | 548500
[5 empty] | 74500548500 | 453 | 74500 | 548500
[5 empty] | 75500548500 | 453 | 75500 | 548500
[5 empty] | 76500548500 | 453 | 76500 | 548500
[5 empty] | 77500548500 | 453 | 77500 | 548500
[5 empty] | 55500547500 | 453 | 55500 | 547500
[5 empty] | 56500547500 | 453 | 56500 | 547500
[5 empty] | 57500547500 | 453 | 57500 | 547500
[5 empty] | 58500547500 | 453 | 58500 | 547500
[5 empty] | 59500547500 | 453 | 59500 | 547500
[5 empty] | 60500547500 | 453 | 60500 | 547500
[5 empty] | 61500547500 | 453 | 61500 | 547500
[5 empty] | 62500547500 | 453 | 62500 | 547500
[5 empty] | 63500547500 | 453 | 63500 | 547500
[5 empty] | 64500547500 | 453 | 64500 | 547500
[5 empty] | 65500547500 | 453 | 65500 | 547500
[5 empty] | 66500547500 | 453 | 66500 | 547500
[5 empty] | 67500547500 | 453 | 67500 | 547500
[5 empty] | 68500547500 | 453 | 68500 | 547500
[5 empty] | 69500547500 | 453 | 69500 | 547500
[5 empty] | 70500547500 | 453 | 70500 | 547500
[5 empty] | 71500547500 | 453 | 71500 | 547500
[5 empty] | 72500547500 | 453 | 72500 | 547500
[5 empty] | 73500547500 | 453 | 73500 | 547500
[5 empty] | 74500547500 | 453 | 74500 | 547500
[5 empty] | 75500547500 | 453 | 75500 | 547500
[5 empty] | 76500547500 | 453 | 76500 | 547500
[5 empty] | 77500547500 | 453 | 77500 | 547500
[5 empty] | 53500546500 | 453 | 53500 | 546500
[5 empty] | 54500546500 | 453 | 54500 | 546500
[5 empty] | 55500546500 | 453 | 55500 | 546500
[5 empty] | 56500546500 | 453 | 56500 | 546500
[5 empty] | 57500546500 | 453 | 57500 | 546500
[5 empty] | 58500546500 | 453 | 58500 | 546500
[5 empty] | 59500546500 | 453 | 59500 | 546500
[5 empty] | 60500546500 | 453 | 60500 | 546500
[5 empty] | 61500546500 | 453 | 61500 | 546500
[5 empty] | 62500546500 | 453 | 62500 | 546500
[5 empty] | 63500546500 | 453 | 63500 | 546500
[5 empty] | 64500546500 | 453 | 64500 | 546500
[5 empty] | 65500546500 | 453 | 65500 | 546500
[5 empty] | 66500546500 | 453 | 66500 | 546500
[5 empty] | 67500546500 | 453 | 67500 | 546500
[5 empty] | 68500546500 | 453 | 68500 | 546500
[5 empty] | 69500546500 | 453 | 69500 | 546500
[5 empty] | 70500546500 | 453 | 70500 | 546500
[5 empty] | 71500546500 | 453 | 71500 | 546500
[5 empty] | 72500546500 | 453 | 72500 | 546500
[5 empty] | 73500546500 | 453 | 73500 | 546500
[5 empty] | 74500546500 | 453 | 74500 | 546500
[5 empty] | 75500546500 | 453 | 75500 | 546500
[5 empty] | 76500546500 | 453 | 76500 | 546500
[5 empty] | 77500546500 | 453 | 77500 | 546500
[5 empty] | 52500545500 | 453 | 52500 | 545500
[5 empty] | 53500545500 | 453 | 53500 | 545500
[5 empty] | 54500545500 | 453 | 54500 | 545500
[5 empty] | 55500545500 | 453 | 55500 | 545500
[5 empty] | 56500545500 | 453 | 56500 | 545500
[5 empty] | 57500545500 | 453 | 57500 | 545500
[5 empty] | 58500545500 | 453 | 58500 | 545500
[5 empty] | 59500545500 | 453 | 59500 | 545500
[5 empty] | 60500545500 | 453 | 60500 | 545500
[5 empty] | 61500545500 | 453 | 61500 | 545500
[5 empty] | 62500545500 | 453 | 62500 | 545500
[5 empty] | 63500545500 | 453 | 63500 | 545500
[5 empty] | 64500545500 | 453 | 64500 | 545500
[5 empty] | 65500545500 | 453 | 65500 | 545500
[5 empty] | 66500545500 | 453 | 66500 | 545500
[5 empty] | 67500545500 | 453 | 67500 | 545500
[5 empty] | 68500545500 | 453 | 68500 | 545500
[5 empty] | 69500545500 | 453 | 69500 | 545500
[5 empty] | 70500545500 | 453 | 70500 | 545500
[5 empty] | 71500545500 | 453 | 71500 | 545500
[5 empty] | 72500545500 | 453 | 72500 | 545500
[5 empty] | 73500545500 | 453 | 73500 | 545500
[5 empty] | 74500545500 | 453 | 74500 | 545500
[5 empty] | 75500545500 | 453 | 75500 | 545500
[5 empty] | 76500545500 | 453 | 76500 | 545500
[5 empty] | 77500545500 | 453 | 77500 | 545500
[5 empty] | 51500544500 | 453 | 51500 | 544500
[5 empty] | 52500544500 | 453 | 52500 | 544500
[5 empty] | 53500544500 | 453 | 53500 | 544500
[5 empty] | 54500544500 | 453 | 54500 | 544500
[5 empty] | 55500544500 | 453 | 55500 | 544500
[5 empty] | 56500544500 | 453 | 56500 | 544500
[5 empty] | 57500544500 | 453 | 57500 | 544500
[5 empty] | 58500544500 | 453 | 58500 | 544500
[5 empty] | 59500544500 | 453 | 59500 | 544500
[5 empty] | 60500544500 | 453 | 60500 | 544500
[5 empty] | 61500544500 | 453 | 61500 | 544500
[5 empty] | 62500544500 | 453 | 62500 | 544500
[5 empty] | 63500544500 | 453 | 63500 | 544500
[5 empty] | 64500544500 | 453 | 64500 | 544500
[5 empty] | 65500544500 | 453 | 65500 | 544500
[5 empty] | 66500544500 | 453 | 66500 | 544500
[5 empty] | 67500544500 | 453 | 67500 | 544500
[5 empty] | 68500544500 | 453 | 68500 | 544500
[5 empty] | 69500544500 | 453 | 69500 | 544500
[5 empty] | 70500544500 | 453 | 70500 | 544500
[5 empty] | 71500544500 | 453 | 71500 | 544500
[5 empty] | 72500544500 | 453 | 72500 | 544500
[5 empty] | 73500544500 | 453 | 73500 | 544500
[5 empty] | 74500544500 | 453 | 74500 | 544500
[5 empty] | 75500544500 | 453 | 75500 | 544500
[5 empty] | 76500544500 | 453 | 76500 | 544500
[5 empty] | 77500544500 | 453 | 77500 | 544500
[5 empty] | 50500543500 | 453 | 50500 | 543500
[5 empty] | 51500543500 | 453 | 51500 | 543500
[5 empty] | 52500543500 | 453 | 52500 | 543500
[5 empty] | 53500543500 | 453 | 53500 | 543500
[5 empty] | 54500543500 | 453 | 54500 | 543500
[5 empty] | 55500543500 | 453 | 55500 | 543500
[5 empty] | 56500543500 | 453 | 56500 | 543500
[5 empty] | 57500543500 | 453 | 57500 | 543500
[5 empty] | 58500543500 | 453 | 58500 | 543500
[5 empty] | 59500543500 | 453 | 59500 | 543500
[5 empty] | 60500543500 | 453 | 60500 | 543500
[5 empty] | 61500543500 | 453 | 61500 | 543500
[5 empty] | 62500543500 | 453 | 62500 | 543500
[5 empty] | 63500543500 | 453 | 63500 | 543500
[5 empty] | 64500543500 | 453 | 64500 | 543500
[5 empty] | 65500543500 | 453 | 65500 | 543500
[5 empty] | 66500543500 | 453 | 66500 | 543500
[5 empty] | 67500543500 | 453 | 67500 | 543500
[5 empty] | 68500543500 | 453 | 68500 | 543500
[5 empty] | 69500543500 | 453 | 69500 | 543500
[5 empty] | 70500543500 | 453 | 70500 | 543500
[5 empty] | 71500543500 | 453 | 71500 | 543500
[5 empty] | 72500543500 | 453 | 72500 | 543500
[5 empty] | 73500543500 | 453 | 73500 | 543500
[5 empty] | 74500543500 | 453 | 74500 | 543500
[5 empty] | 75500543500 | 453 | 75500 | 543500
[5 empty] | 76500543500 | 453 | 76500 | 543500
[5 empty] | 77500543500 | 453 | 77500 | 543500
[5 empty] | 49500542500 | 453 | 49500 | 542500
[5 empty] | 50500542500 | 453 | 50500 | 542500
[5 empty] | 51500542500 | 453 | 51500 | 542500
[5 empty] | 52500542500 | 453 | 52500 | 542500
[5 empty] | 53500542500 | 453 | 53500 | 542500
[5 empty] | 54500542500 | 453 | 54500 | 542500
[5 empty] | 55500542500 | 453 | 55500 | 542500
[5 empty] | 56500542500 | 453 | 56500 | 542500
[5 empty] | 57500542500 | 453 | 57500 | 542500
[5 empty] | 58500542500 | 453 | 58500 | 542500
[5 empty] | 59500542500 | 453 | 59500 | 542500
[5 empty] | 60500542500 | 453 | 60500 | 542500
[5 empty] | 61500542500 | 453 | 61500 | 542500
[5 empty] | 62500542500 | 453 | 62500 | 542500
[5 empty] | 63500542500 | 453 | 63500 | 542500
[5 empty] | 64500542500 | 453 | 64500 | 542500
[5 empty] | 65500542500 | 453 | 65500 | 542500
[5 empty] | 66500542500 | 453 | 66500 | 542500
[5 empty] | 67500542500 | 453 | 67500 | 542500
[5 empty] | 68500542500 | 453 | 68500 | 542500
[5 empty] | 69500542500 | 453 | 69500 | 542500
[5 empty] | 70500542500 | 453 | 70500 | 542500
[5 empty] | 71500542500 | 453 | 71500 | 542500
[5 empty] | 72500542500 | 453 | 72500 | 542500
[5 empty] | 73500542500 | 453 | 73500 | 542500
[5 empty] | 74500542500 | 453 | 74500 | 542500
[5 empty] | 75500542500 | 453 | 75500 | 542500
[5 empty] | 76500542500 | 453 | 76500 | 542500
[5 empty] | 77500542500 | 453 | 77500 | 542500
[5 empty] | 41500541500 | 453 | 41500 | 541500
[5 empty] | 43500541500 | 453 | 43500 | 541500
[5 empty] | 44500541500 | 453 | 44500 | 541500
[5 empty] | 45500541500 | 453 | 45500 | 541500
[5 empty] | 46500541500 | 453 | 46500 | 541500
[5 empty] | 49500541500 | 453 | 49500 | 541500
[5 empty] | 50500541500 | 453 | 50500 | 541500
[5 empty] | 51500541500 | 453 | 51500 | 541500
[5 empty] | 52500541500 | 453 | 52500 | 541500
[5 empty] | 53500541500 | 453 | 53500 | 541500
[5 empty] | 54500541500 | 453 | 54500 | 541500
[5 empty] | 55500541500 | 453 | 55500 | 541500
[5 empty] | 56500541500 | 453 | 56500 | 541500
[5 empty] | 57500541500 | 453 | 57500 | 541500
[5 empty] | 58500541500 | 453 | 58500 | 541500
[5 empty] | 59500541500 | 453 | 59500 | 541500
[5 empty] | 60500541500 | 453 | 60500 | 541500
[5 empty] | 61500541500 | 453 | 61500 | 541500
[5 empty] | 62500541500 | 453 | 62500 | 541500
[5 empty] | 63500541500 | 453 | 63500 | 541500
[5 empty] | 64500541500 | 453 | 64500 | 541500
[5 empty] | 65500541500 | 453 | 65500 | 541500
[5 empty] | 66500541500 | 453 | 66500 | 541500
[5 empty] | 67500541500 | 453 | 67500 | 541500
[5 empty] | 68500541500 | 453 | 68500 | 541500
[5 empty] | 69500541500 | 453 | 69500 | 541500
[5 empty] | 70500541500 | 453 | 70500 | 541500
[5 empty] | 71500541500 | 453 | 71500 | 541500
[5 empty] | 72500541500 | 453 | 72500 | 541500
[5 empty] | 73500541500 | 453 | 73500 | 541500
[5 empty] | 74500541500 | 453 | 74500 | 541500
[5 empty] | 75500541500 | 453 | 75500 | 541500
[5 empty] | 76500541500 | 453 | 76500 | 541500
[5 empty] | 77500541500 | 453 | 77500 | 541500
[5 empty] | 78500541500 | 453 | 78500 | 541500
[5 empty] | 37500540500 | 453 | 37500 | 540500
[5 empty] | 38500540500 | 453 | 38500 | 540500
[5 empty] | 39500540500 | 453 | 39500 | 540500
[5 empty] | 40500540500 | 453 | 40500 | 540500
[5 empty] | 41500540500 | 453 | 41500 | 540500
[5 empty] | 42500540500 | 453 | 42500 | 540500
[5 empty] | 43500540500 | 453 | 43500 | 540500
[5 empty] | 44500540500 | 453 | 44500 | 540500
[5 empty] | 45500540500 | 453 | 45500 | 540500
[5 empty] | 46500540500 | 453 | 46500 | 540500
[5 empty] | 47500540500 | 453 | 47500 | 540500
[5 empty] | 48500540500 | 453 | 48500 | 540500
[5 empty] | 49500540500 | 453 | 49500 | 540500
[5 empty] | 50500540500 | 453 | 50500 | 540500
[5 empty] | 51500540500 | 453 | 51500 | 540500
[5 empty] | 52500540500 | 453 | 52500 | 540500
[5 empty] | 53500540500 | 453 | 53500 | 540500
[5 empty] | 54500540500 | 453 | 54500 | 540500
[5 empty] | 55500540500 | 453 | 55500 | 540500
[5 empty] | 56500540500 | 453 | 56500 | 540500
[5 empty] | 57500540500 | 453 | 57500 | 540500
[5 empty] | 58500540500 | 453 | 58500 | 540500
[5 empty] | 59500540500 | 453 | 59500 | 540500
[5 empty] | 60500540500 | 453 | 60500 | 540500
[5 empty] | 61500540500 | 453 | 61500 | 540500
[5 empty] | 62500540500 | 453 | 62500 | 540500
[5 empty] | 63500540500 | 453 | 63500 | 540500
[5 empty] | 64500540500 | 453 | 64500 | 540500
[5 empty] | 65500540500 | 453 | 65500 | 540500
[5 empty] | 66500540500 | 453 | 66500 | 540500
[5 empty] | 67500540500 | 453 | 67500 | 540500
[5 empty] | 68500540500 | 453 | 68500 | 540500
[5 empty] | 69500540500 | 453 | 69500 | 540500
[5 empty] | 70500540500 | 453 | 70500 | 540500
[5 empty] | 71500540500 | 453 | 71500 | 540500
[5 empty] | 72500540500 | 453 | 72500 | 540500
[5 empty] | 73500540500 | 453 | 73500 | 540500
[5 empty] | 74500540500 | 453 | 74500 | 540500
[5 empty] | 75500540500 | 453 | 75500 | 540500
[5 empty] | 76500540500 | 453 | 76500 | 540500
[5 empty] | 77500540500 | 453 | 77500 | 540500
[5 empty] | 78500540500 | 453 | 78500 | 540500
[5 empty] | 34500539500 | 453 | 34500 | 539500
[5 empty] | 35500539500 | 453 | 35500 | 539500
[5 empty] | 36500539500 | 453 | 36500 | 539500
[5 empty] | 37500539500 | 453 | 37500 | 539500
[5 empty] | 38500539500 | 453 | 38500 | 539500
[5 empty] | 39500539500 | 453 | 39500 | 539500
[5 empty] | 40500539500 | 453 | 40500 | 539500
[5 empty] | 41500539500 | 453 | 41500 | 539500
[5 empty] | 42500539500 | 453 | 42500 | 539500
[5 empty] | 43500539500 | 453 | 43500 | 539500
[5 empty] | 44500539500 | 453 | 44500 | 539500
[5 empty] | 45500539500 | 453 | 45500 | 539500
[5 empty] | 46500539500 | 453 | 46500 | 539500
[5 empty] | 47500539500 | 453 | 47500 | 539500
[5 empty] | 48500539500 | 453 | 48500 | 539500
[5 empty] | 49500539500 | 453 | 49500 | 539500
[5 empty] | 50500539500 | 453 | 50500 | 539500
[5 empty] | 51500539500 | 453 | 51500 | 539500
[5 empty] | 52500539500 | 453 | 52500 | 539500
[5 empty] | 53500539500 | 453 | 53500 | 539500
[5 empty] | 54500539500 | 453 | 54500 | 539500
[5 empty] | 55500539500 | 453 | 55500 | 539500
[5 empty] | 56500539500 | 453 | 56500 | 539500
[5 empty] | 57500539500 | 453 | 57500 | 539500
[5 empty] | 58500539500 | 453 | 58500 | 539500
[5 empty] | 59500539500 | 453 | 59500 | 539500
[5 empty] | 60500539500 | 453 | 60500 | 539500
[5 empty] | 61500539500 | 453 | 61500 | 539500
[5 empty] | 62500539500 | 453 | 62500 | 539500
[5 empty] | 63500539500 | 453 | 63500 | 539500
[5 empty] | 64500539500 | 453 | 64500 | 539500
[5 empty] | 65500539500 | 453 | 65500 | 539500
[5 empty] | 66500539500 | 453 | 66500 | 539500
[5 empty] | 67500539500 | 453 | 67500 | 539500
[5 empty] | 68500539500 | 453 | 68500 | 539500
[5 empty] | 69500539500 | 453 | 69500 | 539500
[5 empty] | 70500539500 | 453 | 70500 | 539500
[5 empty] | 71500539500 | 453 | 71500 | 539500
[5 empty] | 72500539500 | 453 | 72500 | 539500
[5 empty] | 73500539500 | 453 | 73500 | 539500
[5 empty] | 74500539500 | 453 | 74500 | 539500
[5 empty] | 75500539500 | 453 | 75500 | 539500
[5 empty] | 76500539500 | 453 | 76500 | 539500
[5 empty] | 77500539500 | 453 | 77500 | 539500
[5 empty] | 78500539500 | 453 | 78500 | 539500
[5 empty] | 29500538500 | 453 | 29500 | 538500
[5 empty] | 30500538500 | 453 | 30500 | 538500
[5 empty] | 31500538500 | 453 | 31500 | 538500
[5 empty] | 32500538500 | 453 | 32500 | 538500
[5 empty] | 33500538500 | 453 | 33500 | 538500
[5 empty] | 34500538500 | 453 | 34500 | 538500
[5 empty] | 35500538500 | 453 | 35500 | 538500
[5 empty] | 36500538500 | 453 | 36500 | 538500
[5 empty] | 37500538500 | 453 | 37500 | 538500
[5 empty] | 38500538500 | 453 | 38500 | 538500
[5 empty] | 39500538500 | 453 | 39500 | 538500
[5 empty] | 40500538500 | 453 | 40500 | 538500
[5 empty] | 41500538500 | 453 | 41500 | 538500
[5 empty] | 42500538500 | 453 | 42500 | 538500
[5 empty] | 43500538500 | 453 | 43500 | 538500
[5 empty] | 44500538500 | 453 | 44500 | 538500
[5 empty] | 45500538500 | 453 | 45500 | 538500
[5 empty] | 46500538500 | 453 | 46500 | 538500
[5 empty] | 47500538500 | 453 | 47500 | 538500
[5 empty] | 48500538500 | 453 | 48500 | 538500
[5 empty] | 49500538500 | 453 | 49500 | 538500
[5 empty] | 50500538500 | 453 | 50500 | 538500
[5 empty] | 51500538500 | 453 | 51500 | 538500
[5 empty] | 52500538500 | 453 | 52500 | 538500
[5 empty] | 53500538500 | 453 | 53500 | 538500
[5 empty] | 54500538500 | 453 | 54500 | 538500
[5 empty] | 55500538500 | 453 | 55500 | 538500
[5 empty] | 56500538500 | 453 | 56500 | 538500
[5 empty] | 57500538500 | 453 | 57500 | 538500
[5 empty] | 58500538500 | 453 | 58500 | 538500
[5 empty] | 59500538500 | 453 | 59500 | 538500
[5 empty] | 60500538500 | 453 | 60500 | 538500
[5 empty] | 61500538500 | 453 | 61500 | 538500
[5 empty] | 62500538500 | 453 | 62500 | 538500
[5 empty] | 63500538500 | 453 | 63500 | 538500
[5 empty] | 64500538500 | 453 | 64500 | 538500
[5 empty] | 65500538500 | 453 | 65500 | 538500
[5 empty] | 66500538500 | 453 | 66500 | 538500
[5 empty] | 67500538500 | 453 | 67500 | 538500
[5 empty] | 68500538500 | 453 | 68500 | 538500
[5 empty] | 69500538500 | 453 | 69500 | 538500
[5 empty] | 70500538500 | 453 | 70500 | 538500
[5 empty] | 71500538500 | 453 | 71500 | 538500
[5 empty] | 72500538500 | 453 | 72500 | 538500
[5 empty] | 73500538500 | 453 | 73500 | 538500
[5 empty] | 74500538500 | 453 | 74500 | 538500
[5 empty] | 75500538500 | 453 | 75500 | 538500
[5 empty] | 76500538500 | 453 | 76500 | 538500
[5 empty] | 77500538500 | 453 | 77500 | 538500
[5 empty] | 78500538500 | 453 | 78500 | 538500
[5 empty] | 27500537500 | 453 | 27500 | 537500
[5 empty] | 28500537500 | 453 | 28500 | 537500
[5 empty] | 29500537500 | 453 | 29500 | 537500
[5 empty] | 30500537500 | 453 | 30500 | 537500
[5 empty] | 31500537500 | 453 | 31500 | 537500
[5 empty] | 32500537500 | 453 | 32500 | 537500
[5 empty] | 33500537500 | 453 | 33500 | 537500
[5 empty] | 34500537500 | 453 | 34500 | 537500
[5 empty] | 35500537500 | 453 | 35500 | 537500
[5 empty] | 36500537500 | 453 | 36500 | 537500
[5 empty] | 37500537500 | 453 | 37500 | 537500
[5 empty] | 38500537500 | 453 | 38500 | 537500
[5 empty] | 39500537500 | 453 | 39500 | 537500
[5 empty] | 40500537500 | 453 | 40500 | 537500
[5 empty] | 41500537500 | 453 | 41500 | 537500
[5 empty] | 42500537500 | 453 | 42500 | 537500
[5 empty] | 43500537500 | 453 | 43500 | 537500
[5 empty] | 44500537500 | 453 | 44500 | 537500
[5 empty] | 45500537500 | 453 | 45500 | 537500
[5 empty] | 46500537500 | 453 | 46500 | 537500
[5 empty] | 47500537500 | 453 | 47500 | 537500
[5 empty] | 48500537500 | 453 | 48500 | 537500
[5 empty] | 49500537500 | 453 | 49500 | 537500
[5 empty] | 50500537500 | 453 | 50500 | 537500
[5 empty] | 51500537500 | 453 | 51500 | 537500
[5 empty] | 52500537500 | 453 | 52500 | 537500
[5 empty] | 53500537500 | 453 | 53500 | 537500
[5 empty] | 54500537500 | 453 | 54500 | 537500
[5 empty] | 55500537500 | 453 | 55500 | 537500
[5 empty] | 56500537500 | 453 | 56500 | 537500
[5 empty] | 57500537500 | 453 | 57500 | 537500
[5 empty] | 58500537500 | 453 | 58500 | 537500
[5 empty] | 59500537500 | 453 | 59500 | 537500
[5 empty] | 60500537500 | 453 | 60500 | 537500
[5 empty] | 61500537500 | 453 | 61500 | 537500
[5 empty] | 62500537500 | 453 | 62500 | 537500
[5 empty] | 63500537500 | 453 | 63500 | 537500
[5 empty] | 64500537500 | 453 | 64500 | 537500
[5 empty] | 65500537500 | 453 | 65500 | 537500
[5 empty] | 66500537500 | 453 | 66500 | 537500
[5 empty] | 67500537500 | 453 | 67500 | 537500
[5 empty] | 68500537500 | 453 | 68500 | 537500
[5 empty] | 69500537500 | 453 | 69500 | 537500
[5 empty] | 70500537500 | 453 | 70500 | 537500
[5 empty] | 71500537500 | 453 | 71500 | 537500
[5 empty] | 72500537500 | 453 | 72500 | 537500
[5 empty] | 73500537500 | 453 | 73500 | 537500
[5 empty] | 74500537500 | 453 | 74500 | 537500
[5 empty] | 75500537500 | 453 | 75500 | 537500
[5 empty] | 76500537500 | 453 | 76500 | 537500
[5 empty] | 77500537500 | 453 | 77500 | 537500
[5 empty] | 78500537500 | 453 | 78500 | 537500
[5 empty] | 25500536500 | 453 | 25500 | 536500
[5 empty] | 26500536500 | 453 | 26500 | 536500
[5 empty] | 27500536500 | 453 | 27500 | 536500
[5 empty] | 28500536500 | 453 | 28500 | 536500
[5 empty] | 29500536500 | 453 | 29500 | 536500
[5 empty] | 30500536500 | 453 | 30500 | 536500
[5 empty] | 31500536500 | 453 | 31500 | 536500
[5 empty] | 32500536500 | 453 | 32500 | 536500
[5 empty] | 33500536500 | 453 | 33500 | 536500
[5 empty] | 34500536500 | 453 | 34500 | 536500
[5 empty] | 35500536500 | 453 | 35500 | 536500
[5 empty] | 36500536500 | 453 | 36500 | 536500
[5 empty] | 37500536500 | 453 | 37500 | 536500
[5 empty] | 38500536500 | 453 | 38500 | 536500
[5 empty] | 39500536500 | 453 | 39500 | 536500
[5 empty] | 40500536500 | 453 | 40500 | 536500
[5 empty] | 41500536500 | 453 | 41500 | 536500
[5 empty] | 42500536500 | 453 | 42500 | 536500
[5 empty] | 43500536500 | 453 | 43500 | 536500
[5 empty] | 44500536500 | 453 | 44500 | 536500
[5 empty] | 45500536500 | 453 | 45500 | 536500
[5 empty] | 46500536500 | 453 | 46500 | 536500
[5 empty] | 47500536500 | 453 | 47500 | 536500
[5 empty] | 48500536500 | 453 | 48500 | 536500
[5 empty] | 49500536500 | 453 | 49500 | 536500
[5 empty] | 50500536500 | 453 | 50500 | 536500
[5 empty] | 51500536500 | 453 | 51500 | 536500
[5 empty] | 52500536500 | 453 | 52500 | 536500
[5 empty] | 53500536500 | 453 | 53500 | 536500
[5 empty] | 54500536500 | 453 | 54500 | 536500
[5 empty] | 55500536500 | 453 | 55500 | 536500
[5 empty] | 56500536500 | 453 | 56500 | 536500
[5 empty] | 57500536500 | 453 | 57500 | 536500
[5 empty] | 58500536500 | 453 | 58500 | 536500
[5 empty] | 59500536500 | 453 | 59500 | 536500
[5 empty] | 60500536500 | 453 | 60500 | 536500
[5 empty] | 61500536500 | 453 | 61500 | 536500
[5 empty] | 62500536500 | 453 | 62500 | 536500
[5 empty] | 63500536500 | 453 | 63500 | 536500
[5 empty] | 64500536500 | 453 | 64500 | 536500
[5 empty] | 65500536500 | 453 | 65500 | 536500
[5 empty] | 66500536500 | 453 | 66500 | 536500
[5 empty] | 67500536500 | 453 | 67500 | 536500
[5 empty] | 68500536500 | 453 | 68500 | 536500
[5 empty] | 69500536500 | 453 | 69500 | 536500
[5 empty] | 70500536500 | 453 | 70500 | 536500
[5 empty] | 71500536500 | 453 | 71500 | 536500
[5 empty] | 72500536500 | 453 | 72500 | 536500
[5 empty] | 73500536500 | 453 | 73500 | 536500
[5 empty] | 74500536500 | 453 | 74500 | 536500
[5 empty] | 75500536500 | 453 | 75500 | 536500
[5 empty] | 76500536500 | 453 | 76500 | 536500
[5 empty] | 77500536500 | 453 | 77500 | 536500
[5 empty] | 78500536500 | 453 | 78500 | 536500
[5 empty] | 79500536500 | 453 | 79500 | 536500
[5 empty] | 25500535500 | 453 | 25500 | 535500
[5 empty] | 26500535500 | 453 | 26500 | 535500
[5 empty] | 27500535500 | 453 | 27500 | 535500
[5 empty] | 28500535500 | 453 | 28500 | 535500
[5 empty] | 29500535500 | 453 | 29500 | 535500
[5 empty] | 30500535500 | 453 | 30500 | 535500
[5 empty] | 31500535500 | 453 | 31500 | 535500
[5 empty] | 32500535500 | 453 | 32500 | 535500
[5 empty] | 33500535500 | 453 | 33500 | 535500
[5 empty] | 34500535500 | 453 | 34500 | 535500
[5 empty] | 35500535500 | 453 | 35500 | 535500
[5 empty] | 36500535500 | 453 | 36500 | 535500
[5 empty] | 37500535500 | 453 | 37500 | 535500
[5 empty] | 38500535500 | 453 | 38500 | 535500
[5 empty] | 39500535500 | 453 | 39500 | 535500
[5 empty] | 40500535500 | 453 | 40500 | 535500
[5 empty] | 41500535500 | 453 | 41500 | 535500
[5 empty] | 42500535500 | 453 | 42500 | 535500
[5 empty] | 43500535500 | 453 | 43500 | 535500
[5 empty] | 44500535500 | 453 | 44500 | 535500
[5 empty] | 45500535500 | 453 | 45500 | 535500
[5 empty] | 46500535500 | 453 | 46500 | 535500
[5 empty] | 47500535500 | 453 | 47500 | 535500
[5 empty] | 48500535500 | 453 | 48500 | 535500
[5 empty] | 49500535500 | 453 | 49500 | 535500
[5 empty] | 50500535500 | 453 | 50500 | 535500
[5 empty] | 51500535500 | 453 | 51500 | 535500
[5 empty] | 52500535500 | 453 | 52500 | 535500
[5 empty] | 53500535500 | 453 | 53500 | 535500
[5 empty] | 54500535500 | 453 | 54500 | 535500
[5 empty] | 55500535500 | 453 | 55500 | 535500
[5 empty] | 56500535500 | 453 | 56500 | 535500
[5 empty] | 57500535500 | 453 | 57500 | 535500
[5 empty] | 58500535500 | 453 | 58500 | 535500
[5 empty] | 59500535500 | 453 | 59500 | 535500
[5 empty] | 60500535500 | 453 | 60500 | 535500
[5 empty] | 61500535500 | 453 | 61500 | 535500
[5 empty] | 62500535500 | 453 | 62500 | 535500
[5 empty] | 63500535500 | 453 | 63500 | 535500
[5 empty] | 64500535500 | 453 | 64500 | 535500
[5 empty] | 65500535500 | 453 | 65500 | 535500
[5 empty] | 66500535500 | 453 | 66500 | 535500
[5 empty] | 67500535500 | 453 | 67500 | 535500
[5 empty] | 68500535500 | 453 | 68500 | 535500
[5 empty] | 69500535500 | 453 | 69500 | 535500
[5 empty] | 70500535500 | 453 | 70500 | 535500
[5 empty] | 71500535500 | 453 | 71500 | 535500
[5 empty] | 72500535500 | 453 | 72500 | 535500
[5 empty] | 73500535500 | 453 | 73500 | 535500
[5 empty] | 74500535500 | 453 | 74500 | 535500
[5 empty] | 75500535500 | 453 | 75500 | 535500
[5 empty] | 76500535500 | 453 | 76500 | 535500
[5 empty] | 77500535500 | 453 | 77500 | 535500
[5 empty] | 78500535500 | 453 | 78500 | 535500
[5 empty] | 79500535500 | 453 | 79500 | 535500
[5 empty] | 23500534500 | 453 | 23500 | 534500
[5 empty] | 24500534500 | 453 | 24500 | 534500
[5 empty] | 25500534500 | 453 | 25500 | 534500
[5 empty] | 26500534500 | 453 | 26500 | 534500
[5 empty] | 27500534500 | 453 | 27500 | 534500
[5 empty] | 28500534500 | 453 | 28500 | 534500
[5 empty] | 29500534500 | 453 | 29500 | 534500
[5 empty] | 30500534500 | 453 | 30500 | 534500
[5 empty] | 31500534500 | 453 | 31500 | 534500
[5 empty] | 32500534500 | 453 | 32500 | 534500
[5 empty] | 33500534500 | 453 | 33500 | 534500
[5 empty] | 34500534500 | 453 | 34500 | 534500
[5 empty] | 35500534500 | 453 | 35500 | 534500
[5 empty] | 36500534500 | 453 | 36500 | 534500
[5 empty] | 37500534500 | 453 | 37500 | 534500
[5 empty] | 38500534500 | 453 | 38500 | 534500
[5 empty] | 39500534500 | 453 | 39500 | 534500
[5 empty] | 40500534500 | 453 | 40500 | 534500
[5 empty] | 41500534500 | 453 | 41500 | 534500
[5 empty] | 42500534500 | 453 | 42500 | 534500
[5 empty] | 43500534500 | 453 | 43500 | 534500
[5 empty] | 44500534500 | 453 | 44500 | 534500
[5 empty] | 45500534500 | 453 | 45500 | 534500
[5 empty] | 46500534500 | 453 | 46500 | 534500
[5 empty] | 47500534500 | 453 | 47500 | 534500
[5 empty] | 48500534500 | 453 | 48500 | 534500
[5 empty] | 49500534500 | 453 | 49500 | 534500
[5 empty] | 50500534500 | 453 | 50500 | 534500
[5 empty] | 51500534500 | 453 | 51500 | 534500
[5 empty] | 52500534500 | 453 | 52500 | 534500
[5 empty] | 53500534500 | 453 | 53500 | 534500
[5 empty] | 54500534500 | 453 | 54500 | 534500
[5 empty] | 55500534500 | 453 | 55500 | 534500
[5 empty] | 56500534500 | 453 | 56500 | 534500
[5 empty] | 57500534500 | 453 | 57500 | 534500
[5 empty] | 58500534500 | 453 | 58500 | 534500
[5 empty] | 59500534500 | 453 | 59500 | 534500
[5 empty] | 60500534500 | 453 | 60500 | 534500
[5 empty] | 61500534500 | 453 | 61500 | 534500
[5 empty] | 62500534500 | 453 | 62500 | 534500
[5 empty] | 63500534500 | 453 | 63500 | 534500
[5 empty] | 64500534500 | 453 | 64500 | 534500
[5 empty] | 65500534500 | 453 | 65500 | 534500
[5 empty] | 66500534500 | 453 | 66500 | 534500
[5 empty] | 67500534500 | 453 | 67500 | 534500
[5 empty] | 68500534500 | 453 | 68500 | 534500
[5 empty] | 69500534500 | 453 | 69500 | 534500
[5 empty] | 70500534500 | 453 | 70500 | 534500
[5 empty] | 71500534500 | 453 | 71500 | 534500
[5 empty] | 72500534500 | 453 | 72500 | 534500
[5 empty] | 73500534500 | 453 | 73500 | 534500
[5 empty] | 74500534500 | 453 | 74500 | 534500
[5 empty] | 75500534500 | 453 | 75500 | 534500
[5 empty] | 76500534500 | 453 | 76500 | 534500
[5 empty] | 77500534500 | 453 | 77500 | 534500
[5 empty] | 78500534500 | 453 | 78500 | 534500
[5 empty] | 79500534500 | 453 | 79500 | 534500
[5 empty] | 11500533500 | 453 | 11500 | 533500
[5 empty] | 12500533500 | 453 | 12500 | 533500
[5 empty] | 13500533500 | 453 | 13500 | 533500
[5 empty] | 14500533500 | 453 | 14500 | 533500
[5 empty] | 23500533500 | 453 | 23500 | 533500
[5 empty] | 24500533500 | 453 | 24500 | 533500
[5 empty] | 25500533500 | 453 | 25500 | 533500
[5 empty] | 26500533500 | 453 | 26500 | 533500
[5 empty] | 27500533500 | 453 | 27500 | 533500
[5 empty] | 28500533500 | 453 | 28500 | 533500
[5 empty] | 29500533500 | 453 | 29500 | 533500
[5 empty] | 30500533500 | 453 | 30500 | 533500
[5 empty] | 31500533500 | 453 | 31500 | 533500
[5 empty] | 32500533500 | 453 | 32500 | 533500
[5 empty] | 33500533500 | 453 | 33500 | 533500
[5 empty] | 34500533500 | 453 | 34500 | 533500
[5 empty] | 35500533500 | 453 | 35500 | 533500
[5 empty] | 36500533500 | 453 | 36500 | 533500
[5 empty] | 37500533500 | 453 | 37500 | 533500
[5 empty] | 38500533500 | 453 | 38500 | 533500
[5 empty] | 39500533500 | 453 | 39500 | 533500
[5 empty] | 40500533500 | 453 | 40500 | 533500
[5 empty] | 41500533500 | 453 | 41500 | 533500
[5 empty] | 42500533500 | 453 | 42500 | 533500
[5 empty] | 43500533500 | 453 | 43500 | 533500
[5 empty] | 44500533500 | 453 | 44500 | 533500
[5 empty] | 45500533500 | 453 | 45500 | 533500
[5 empty] | 46500533500 | 453 | 46500 | 533500
[5 empty] | 47500533500 | 453 | 47500 | 533500
[5 empty] | 48500533500 | 453 | 48500 | 533500
[5 empty] | 49500533500 | 453 | 49500 | 533500
[5 empty] | 50500533500 | 453 | 50500 | 533500
[5 empty] | 51500533500 | 453 | 51500 | 533500
[5 empty] | 52500533500 | 453 | 52500 | 533500
[5 empty] | 53500533500 | 453 | 53500 | 533500
[5 empty] | 54500533500 | 453 | 54500 | 533500
[5 empty] | 55500533500 | 453 | 55500 | 533500
[5 empty] | 56500533500 | 453 | 56500 | 533500
[5 empty] | 57500533500 | 453 | 57500 | 533500
[5 empty] | 58500533500 | 453 | 58500 | 533500
[5 empty] | 59500533500 | 453 | 59500 | 533500
[5 empty] | 60500533500 | 453 | 60500 | 533500
[5 empty] | 61500533500 | 453 | 61500 | 533500
[5 empty] | 62500533500 | 453 | 62500 | 533500
[5 empty] | 63500533500 | 453 | 63500 | 533500
[5 empty] | 64500533500 | 453 | 64500 | 533500
[5 empty] | 65500533500 | 453 | 65500 | 533500
[5 empty] | 66500533500 | 453 | 66500 | 533500
[5 empty] | 67500533500 | 453 | 67500 | 533500
[5 empty] | 68500533500 | 453 | 68500 | 533500
[5 empty] | 69500533500 | 453 | 69500 | 533500
[5 empty] | 70500533500 | 453 | 70500 | 533500
[5 empty] | 71500533500 | 453 | 71500 | 533500
[5 empty] | 72500533500 | 453 | 72500 | 533500
[5 empty] | 73500533500 | 453 | 73500 | 533500
[5 empty] | 74500533500 | 453 | 74500 | 533500
[5 empty] | 75500533500 | 453 | 75500 | 533500
[5 empty] | 76500533500 | 453 | 76500 | 533500
[5 empty] | 77500533500 | 453 | 77500 | 533500
[5 empty] | 78500533500 | 453 | 78500 | 533500
[5 empty] | 11500532500 | 453 | 11500 | 532500
[5 empty] | 12500532500 | 453 | 12500 | 532500
[5 empty] | 13500532500 | 453 | 13500 | 532500
[5 empty] | 14500532500 | 453 | 14500 | 532500
[5 empty] | 23500532500 | 453 | 23500 | 532500
[5 empty] | 24500532500 | 453 | 24500 | 532500
[5 empty] | 25500532500 | 453 | 25500 | 532500
[5 empty] | 26500532500 | 453 | 26500 | 532500
[5 empty] | 27500532500 | 453 | 27500 | 532500
[5 empty] | 28500532500 | 453 | 28500 | 532500
[5 empty] | 29500532500 | 453 | 29500 | 532500
[5 empty] | 30500532500 | 453 | 30500 | 532500
[5 empty] | 31500532500 | 453 | 31500 | 532500
[5 empty] | 32500532500 | 453 | 32500 | 532500
[5 empty] | 33500532500 | 453 | 33500 | 532500
[5 empty] | 34500532500 | 453 | 34500 | 532500
[5 empty] | 35500532500 | 453 | 35500 | 532500
[5 empty] | 36500532500 | 453 | 36500 | 532500
[5 empty] | 37500532500 | 453 | 37500 | 532500
[5 empty] | 38500532500 | 453 | 38500 | 532500
[5 empty] | 39500532500 | 453 | 39500 | 532500
[5 empty] | 40500532500 | 453 | 40500 | 532500
[5 empty] | 41500532500 | 453 | 41500 | 532500
[5 empty] | 42500532500 | 453 | 42500 | 532500
[5 empty] | 43500532500 | 453 | 43500 | 532500
[5 empty] | 44500532500 | 453 | 44500 | 532500
[5 empty] | 45500532500 | 453 | 45500 | 532500
[5 empty] | 46500532500 | 453 | 46500 | 532500
[5 empty] | 47500532500 | 453 | 47500 | 532500
[5 empty] | 48500532500 | 453 | 48500 | 532500
[5 empty] | 49500532500 | 453 | 49500 | 532500
[5 empty] | 50500532500 | 453 | 50500 | 532500
[5 empty] | 51500532500 | 453 | 51500 | 532500
[5 empty] | 52500532500 | 453 | 52500 | 532500
[5 empty] | 53500532500 | 453 | 53500 | 532500
[5 empty] | 54500532500 | 453 | 54500 | 532500
[5 empty] | 55500532500 | 453 | 55500 | 532500
[5 empty] | 56500532500 | 453 | 56500 | 532500
[5 empty] | 57500532500 | 453 | 57500 | 532500
[5 empty] | 58500532500 | 453 | 58500 | 532500
[5 empty] | 59500532500 | 453 | 59500 | 532500
[5 empty] | 60500532500 | 453 | 60500 | 532500
[5 empty] | 61500532500 | 453 | 61500 | 532500
[5 empty] | 62500532500 | 453 | 62500 | 532500
[5 empty] | 63500532500 | 453 | 63500 | 532500
[5 empty] | 64500532500 | 453 | 64500 | 532500
[5 empty] | 65500532500 | 453 | 65500 | 532500
[5 empty] | 66500532500 | 453 | 66500 | 532500
[5 empty] | 67500532500 | 453 | 67500 | 532500
[5 empty] | 68500532500 | 453 | 68500 | 532500
[5 empty] | 69500532500 | 453 | 69500 | 532500
[5 empty] | 70500532500 | 453 | 70500 | 532500
[5 empty] | 71500532500 | 453 | 71500 | 532500
[5 empty] | 72500532500 | 453 | 72500 | 532500
[5 empty] | 73500532500 | 453 | 73500 | 532500
[5 empty] | 74500532500 | 453 | 74500 | 532500
[5 empty] | 75500532500 | 453 | 75500 | 532500
[5 empty] | 76500532500 | 453 | 76500 | 532500
[5 empty] | 77500532500 | 453 | 77500 | 532500
[5 empty] | 78500532500 | 453 | 78500 | 532500
[5 empty] | 10500531500 | 453 | 10500 | 531500
[5 empty] | 11500531500 | 453 | 11500 | 531500
[5 empty] | 12500531500 | 453 | 12500 | 531500
[5 empty] | 13500531500 | 453 | 13500 | 531500
[5 empty] | 14500531500 | 453 | 14500 | 531500
[5 empty] | 15500531500 | 453 | 15500 | 531500
[5 empty] | 16500531500 | 453 | 16500 | 531500
[5 empty] | 17500531500 | 453 | 17500 | 531500
[5 empty] | 18500531500 | 453 | 18500 | 531500
[5 empty] | 19500531500 | 453 | 19500 | 531500
[5 empty] | 20500531500 | 453 | 20500 | 531500
[5 empty] | 21500531500 | 453 | 21500 | 531500
[5 empty] | 22500531500 | 453 | 22500 | 531500
[5 empty] | 23500531500 | 453 | 23500 | 531500
[5 empty] | 24500531500 | 453 | 24500 | 531500
[5 empty] | 25500531500 | 453 | 25500 | 531500
[5 empty] | 26500531500 | 453 | 26500 | 531500
[5 empty] | 27500531500 | 453 | 27500 | 531500
[5 empty] | 28500531500 | 453 | 28500 | 531500
[5 empty] | 29500531500 | 453 | 29500 | 531500
[5 empty] | 30500531500 | 453 | 30500 | 531500
[5 empty] | 31500531500 | 453 | 31500 | 531500
[5 empty] | 32500531500 | 453 | 32500 | 531500
[5 empty] | 33500531500 | 453 | 33500 | 531500
[5 empty] | 34500531500 | 453 | 34500 | 531500
[5 empty] | 35500531500 | 453 | 35500 | 531500
[5 empty] | 36500531500 | 453 | 36500 | 531500
[5 empty] | 37500531500 | 453 | 37500 | 531500
[5 empty] | 38500531500 | 453 | 38500 | 531500
[5 empty] | 39500531500 | 453 | 39500 | 531500
[5 empty] | 40500531500 | 453 | 40500 | 531500
[5 empty] | 41500531500 | 453 | 41500 | 531500
[5 empty] | 42500531500 | 453 | 42500 | 531500
[5 empty] | 43500531500 | 453 | 43500 | 531500
[5 empty] | 44500531500 | 453 | 44500 | 531500
[5 empty] | 45500531500 | 453 | 45500 | 531500
[5 empty] | 46500531500 | 453 | 46500 | 531500
[5 empty] | 47500531500 | 453 | 47500 | 531500
[5 empty] | 48500531500 | 453 | 48500 | 531500
[5 empty] | 49500531500 | 453 | 49500 | 531500
[5 empty] | 50500531500 | 453 | 50500 | 531500
[5 empty] | 51500531500 | 453 | 51500 | 531500
[5 empty] | 52500531500 | 453 | 52500 | 531500
[5 empty] | 53500531500 | 453 | 53500 | 531500
[5 empty] | 54500531500 | 453 | 54500 | 531500
[5 empty] | 55500531500 | 453 | 55500 | 531500
[5 empty] | 56500531500 | 453 | 56500 | 531500
[5 empty] | 57500531500 | 453 | 57500 | 531500
[5 empty] | 58500531500 | 453 | 58500 | 531500
[5 empty] | 59500531500 | 453 | 59500 | 531500
[5 empty] | 60500531500 | 453 | 60500 | 531500
[5 empty] | 61500531500 | 453 | 61500 | 531500
[5 empty] | 62500531500 | 453 | 62500 | 531500
[5 empty] | 63500531500 | 453 | 63500 | 531500
[5 empty] | 64500531500 | 453 | 64500 | 531500
[5 empty] | 65500531500 | 453 | 65500 | 531500
[5 empty] | 66500531500 | 453 | 66500 | 531500
[5 empty] | 67500531500 | 453 | 67500 | 531500
[5 empty] | 68500531500 | 453 | 68500 | 531500
[5 empty] | 69500531500 | 453 | 69500 | 531500
[5 empty] | 70500531500 | 453 | 70500 | 531500
[5 empty] | 71500531500 | 453 | 71500 | 531500
[5 empty] | 72500531500 | 453 | 72500 | 531500
[5 empty] | 73500531500 | 453 | 73500 | 531500
[5 empty] | 74500531500 | 453 | 74500 | 531500
[5 empty] | 75500531500 | 453 | 75500 | 531500
[5 empty] | 76500531500 | 453 | 76500 | 531500
[5 empty] | 77500531500 | 453 | 77500 | 531500
[5 empty] | 9500530500 | 453 | 9500 | 530500
[5 empty] | 10500530500 | 453 | 10500 | 530500
[5 empty] | 11500530500 | 453 | 11500 | 530500
[5 empty] | 12500530500 | 453 | 12500 | 530500
[5 empty] | 13500530500 | 453 | 13500 | 530500
[5 empty] | 14500530500 | 453 | 14500 | 530500
[5 empty] | 15500530500 | 453 | 15500 | 530500
[5 empty] | 16500530500 | 453 | 16500 | 530500
[5 empty] | 17500530500 | 453 | 17500 | 530500
[5 empty] | 18500530500 | 453 | 18500 | 530500
[5 empty] | 19500530500 | 453 | 19500 | 530500
[5 empty] | 20500530500 | 453 | 20500 | 530500
[5 empty] | 21500530500 | 453 | 21500 | 530500
[5 empty] | 22500530500 | 453 | 22500 | 530500
[5 empty] | 23500530500 | 453 | 23500 | 530500
[5 empty] | 24500530500 | 453 | 24500 | 530500
[5 empty] | 25500530500 | 453 | 25500 | 530500
[5 empty] | 26500530500 | 453 | 26500 | 530500
[5 empty] | 27500530500 | 453 | 27500 | 530500
[5 empty] | 28500530500 | 453 | 28500 | 530500
[5 empty] | 29500530500 | 453 | 29500 | 530500
[5 empty] | 30500530500 | 453 | 30500 | 530500
[5 empty] | 31500530500 | 453 | 31500 | 530500
[5 empty] | 32500530500 | 453 | 32500 | 530500
[5 empty] | 33500530500 | 453 | 33500 | 530500
[5 empty] | 34500530500 | 453 | 34500 | 530500
[5 empty] | 35500530500 | 453 | 35500 | 530500
[5 empty] | 36500530500 | 453 | 36500 | 530500
[5 empty] | 37500530500 | 453 | 37500 | 530500
[5 empty] | 38500530500 | 453 | 38500 | 530500
[5 empty] | 39500530500 | 453 | 39500 | 530500
[5 empty] | 40500530500 | 453 | 40500 | 530500
[5 empty] | 41500530500 | 453 | 41500 | 530500
[5 empty] | 42500530500 | 453 | 42500 | 530500
[5 empty] | 43500530500 | 453 | 43500 | 530500
[5 empty] | 44500530500 | 453 | 44500 | 530500
[5 empty] | 45500530500 | 453 | 45500 | 530500
[5 empty] | 46500530500 | 453 | 46500 | 530500
[5 empty] | 47500530500 | 453 | 47500 | 530500
[5 empty] | 48500530500 | 453 | 48500 | 530500
[5 empty] | 49500530500 | 453 | 49500 | 530500
[5 empty] | 50500530500 | 453 | 50500 | 530500
[5 empty] | 51500530500 | 453 | 51500 | 530500
[5 empty] | 52500530500 | 453 | 52500 | 530500
[5 empty] | 53500530500 | 453 | 53500 | 530500
[5 empty] | 54500530500 | 453 | 54500 | 530500
[5 empty] | 55500530500 | 453 | 55500 | 530500
[5 empty] | 56500530500 | 453 | 56500 | 530500
[5 empty] | 57500530500 | 453 | 57500 | 530500
[5 empty] | 58500530500 | 453 | 58500 | 530500
[5 empty] | 59500530500 | 453 | 59500 | 530500
[5 empty] | 60500530500 | 453 | 60500 | 530500
[5 empty] | 61500530500 | 453 | 61500 | 530500
[5 empty] | 62500530500 | 453 | 62500 | 530500
[5 empty] | 63500530500 | 453 | 63500 | 530500
[5 empty] | 64500530500 | 453 | 64500 | 530500
[5 empty] | 65500530500 | 453 | 65500 | 530500
[5 empty] | 66500530500 | 453 | 66500 | 530500
[5 empty] | 67500530500 | 453 | 67500 | 530500
[5 empty] | 68500530500 | 453 | 68500 | 530500
[5 empty] | 69500530500 | 453 | 69500 | 530500
[5 empty] | 70500530500 | 453 | 70500 | 530500
[5 empty] | 71500530500 | 453 | 71500 | 530500
[5 empty] | 72500530500 | 453 | 72500 | 530500
[5 empty] | 73500530500 | 453 | 73500 | 530500
[5 empty] | 74500530500 | 453 | 74500 | 530500
[5 empty] | 75500530500 | 453 | 75500 | 530500
[5 empty] | 76500530500 | 453 | 76500 | 530500
[5 empty] | 77500530500 | 453 | 77500 | 530500
[5 empty] | 78500530500 | 453 | 78500 | 530500
[5 empty] | 9500529500 | 453 | 9500 | 529500
[5 empty] | 10500529500 | 453 | 10500 | 529500
[5 empty] | 11500529500 | 453 | 11500 | 529500
[5 empty] | 12500529500 | 453 | 12500 | 529500
[5 empty] | 13500529500 | 453 | 13500 | 529500
[5 empty] | 14500529500 | 453 | 14500 | 529500
[5 empty] | 15500529500 | 453 | 15500 | 529500
[5 empty] | 16500529500 | 453 | 16500 | 529500
[5 empty] | 17500529500 | 453 | 17500 | 529500
[5 empty] | 18500529500 | 453 | 18500 | 529500
[5 empty] | 19500529500 | 453 | 19500 | 529500
[5 empty] | 20500529500 | 453 | 20500 | 529500
[5 empty] | 21500529500 | 453 | 21500 | 529500
[5 empty] | 22500529500 | 453 | 22500 | 529500
[5 empty] | 23500529500 | 453 | 23500 | 529500
[5 empty] | 24500529500 | 453 | 24500 | 529500
[5 empty] | 25500529500 | 453 | 25500 | 529500
[5 empty] | 26500529500 | 453 | 26500 | 529500
[5 empty] | 27500529500 | 453 | 27500 | 529500
[5 empty] | 28500529500 | 453 | 28500 | 529500
[5 empty] | 29500529500 | 453 | 29500 | 529500
[5 empty] | 30500529500 | 453 | 30500 | 529500
[5 empty] | 31500529500 | 453 | 31500 | 529500
[5 empty] | 32500529500 | 453 | 32500 | 529500
[5 empty] | 33500529500 | 453 | 33500 | 529500
[5 empty] | 34500529500 | 453 | 34500 | 529500
[5 empty] | 35500529500 | 453 | 35500 | 529500
[5 empty] | 36500529500 | 453 | 36500 | 529500
[5 empty] | 37500529500 | 453 | 37500 | 529500
[5 empty] | 38500529500 | 453 | 38500 | 529500
[5 empty] | 39500529500 | 453 | 39500 | 529500
[5 empty] | 40500529500 | 453 | 40500 | 529500
[5 empty] | 41500529500 | 453 | 41500 | 529500
[5 empty] | 42500529500 | 453 | 42500 | 529500
[5 empty] | 43500529500 | 453 | 43500 | 529500
[5 empty] | 44500529500 | 453 | 44500 | 529500
[5 empty] | 45500529500 | 453 | 45500 | 529500
[5 empty] | 46500529500 | 453 | 46500 | 529500
[5 empty] | 47500529500 | 453 | 47500 | 529500
[5 empty] | 48500529500 | 453 | 48500 | 529500
[5 empty] | 49500529500 | 453 | 49500 | 529500
[5 empty] | 50500529500 | 453 | 50500 | 529500
[5 empty] | 51500529500 | 453 | 51500 | 529500
[5 empty] | 52500529500 | 453 | 52500 | 529500
[5 empty] | 53500529500 | 453 | 53500 | 529500
[5 empty] | 54500529500 | 453 | 54500 | 529500
[5 empty] | 55500529500 | 453 | 55500 | 529500
[5 empty] | 56500529500 | 453 | 56500 | 529500
[5 empty] | 57500529500 | 453 | 57500 | 529500
[5 empty] | 58500529500 | 453 | 58500 | 529500
[5 empty] | 59500529500 | 453 | 59500 | 529500
[5 empty] | 60500529500 | 453 | 60500 | 529500
[5 empty] | 61500529500 | 453 | 61500 | 529500
[5 empty] | 62500529500 | 453 | 62500 | 529500
[5 empty] | 63500529500 | 453 | 63500 | 529500
[5 empty] | 64500529500 | 453 | 64500 | 529500
[5 empty] | 65500529500 | 453 | 65500 | 529500
[5 empty] | 66500529500 | 453 | 66500 | 529500
[5 empty] | 67500529500 | 453 | 67500 | 529500
[5 empty] | 68500529500 | 453 | 68500 | 529500
[5 empty] | 69500529500 | 453 | 69500 | 529500
[5 empty] | 70500529500 | 453 | 70500 | 529500
[5 empty] | 71500529500 | 453 | 71500 | 529500
[5 empty] | 72500529500 | 453 | 72500 | 529500
[5 empty] | 73500529500 | 453 | 73500 | 529500
[5 empty] | 74500529500 | 453 | 74500 | 529500
[5 empty] | 75500529500 | 453 | 75500 | 529500
[5 empty] | 76500529500 | 453 | 76500 | 529500
[5 empty] | 77500529500 | 453 | 77500 | 529500
[5 empty] | 9500528500 | 453 | 9500 | 528500
[5 empty] | 10500528500 | 453 | 10500 | 528500
[5 empty] | 11500528500 | 453 | 11500 | 528500
[5 empty] | 12500528500 | 453 | 12500 | 528500
[5 empty] | 13500528500 | 453 | 13500 | 528500
[5 empty] | 14500528500 | 453 | 14500 | 528500
[5 empty] | 15500528500 | 453 | 15500 | 528500
[5 empty] | 16500528500 | 453 | 16500 | 528500
[5 empty] | 17500528500 | 453 | 17500 | 528500
[5 empty] | 18500528500 | 453 | 18500 | 528500
[5 empty] | 19500528500 | 453 | 19500 | 528500
[5 empty] | 20500528500 | 453 | 20500 | 528500
[5 empty] | 21500528500 | 453 | 21500 | 528500
[5 empty] | 22500528500 | 453 | 22500 | 528500
[5 empty] | 23500528500 | 453 | 23500 | 528500
[5 empty] | 24500528500 | 453 | 24500 | 528500
[5 empty] | 25500528500 | 453 | 25500 | 528500
[5 empty] | 26500528500 | 453 | 26500 | 528500
[5 empty] | 27500528500 | 453 | 27500 | 528500
[5 empty] | 28500528500 | 453 | 28500 | 528500
[5 empty] | 29500528500 | 453 | 29500 | 528500
[5 empty] | 30500528500 | 453 | 30500 | 528500
[5 empty] | 31500528500 | 453 | 31500 | 528500
[5 empty] | 32500528500 | 453 | 32500 | 528500
[5 empty] | 33500528500 | 453 | 33500 | 528500
[5 empty] | 34500528500 | 453 | 34500 | 528500
[5 empty] | 35500528500 | 453 | 35500 | 528500
[5 empty] | 36500528500 | 453 | 36500 | 528500
[5 empty] | 37500528500 | 453 | 37500 | 528500
[5 empty] | 38500528500 | 453 | 38500 | 528500
[5 empty] | 39500528500 | 453 | 39500 | 528500
[5 empty] | 40500528500 | 453 | 40500 | 528500
[5 empty] | 41500528500 | 453 | 41500 | 528500
[5 empty] | 42500528500 | 453 | 42500 | 528500
[5 empty] | 43500528500 | 453 | 43500 | 528500
[5 empty] | 44500528500 | 453 | 44500 | 528500
[5 empty] | 45500528500 | 453 | 45500 | 528500
[5 empty] | 46500528500 | 453 | 46500 | 528500
[5 empty] | 47500528500 | 453 | 47500 | 528500
[5 empty] | 48500528500 | 453 | 48500 | 528500
[5 empty] | 49500528500 | 453 | 49500 | 528500
[5 empty] | 50500528500 | 453 | 50500 | 528500
[5 empty] | 51500528500 | 453 | 51500 | 528500
[5 empty] | 52500528500 | 453 | 52500 | 528500
[5 empty] | 53500528500 | 453 | 53500 | 528500
[5 empty] | 54500528500 | 453 | 54500 | 528500
[5 empty] | 55500528500 | 453 | 55500 | 528500
[5 empty] | 56500528500 | 453 | 56500 | 528500
[5 empty] | 57500528500 | 453 | 57500 | 528500
[5 empty] | 58500528500 | 453 | 58500 | 528500
[5 empty] | 59500528500 | 453 | 59500 | 528500
[5 empty] | 60500528500 | 453 | 60500 | 528500
[5 empty] | 61500528500 | 453 | 61500 | 528500
[5 empty] | 62500528500 | 453 | 62500 | 528500
[5 empty] | 63500528500 | 453 | 63500 | 528500
[5 empty] | 64500528500 | 453 | 64500 | 528500
[5 empty] | 65500528500 | 453 | 65500 | 528500
[5 empty] | 66500528500 | 453 | 66500 | 528500
[5 empty] | 67500528500 | 453 | 67500 | 528500
[5 empty] | 68500528500 | 453 | 68500 | 528500
[5 empty] | 69500528500 | 453 | 69500 | 528500
[5 empty] | 70500528500 | 453 | 70500 | 528500
[5 empty] | 71500528500 | 453 | 71500 | 528500
[5 empty] | 72500528500 | 453 | 72500 | 528500
[5 empty] | 73500528500 | 453 | 73500 | 528500
[5 empty] | 74500528500 | 453 | 74500 | 528500
[5 empty] | 75500528500 | 453 | 75500 | 528500
[5 empty] | 76500528500 | 453 | 76500 | 528500
[5 empty] | 77500528500 | 453 | 77500 | 528500
[5 empty] | 5500527500 | 453 | 5500 | 527500
[5 empty] | 6500527500 | 453 | 6500 | 527500
[5 empty] | 7500527500 | 453 | 7500 | 527500
[5 empty] | 8500527500 | 453 | 8500 | 527500
[5 empty] | 9500527500 | 453 | 9500 | 527500
[5 empty] | 10500527500 | 453 | 10500 | 527500
[5 empty] | 11500527500 | 453 | 11500 | 527500
[5 empty] | 12500527500 | 453 | 12500 | 527500
[5 empty] | 13500527500 | 453 | 13500 | 527500
[5 empty] | 14500527500 | 453 | 14500 | 527500
[5 empty] | 15500527500 | 453 | 15500 | 527500
[5 empty] | 16500527500 | 453 | 16500 | 527500
[5 empty] | 17500527500 | 453 | 17500 | 527500
[5 empty] | 18500527500 | 453 | 18500 | 527500
[5 empty] | 19500527500 | 453 | 19500 | 527500
[5 empty] | 20500527500 | 453 | 20500 | 527500
[5 empty] | 21500527500 | 453 | 21500 | 527500
[5 empty] | 22500527500 | 453 | 22500 | 527500
[5 empty] | 23500527500 | 453 | 23500 | 527500
[5 empty] | 24500527500 | 453 | 24500 | 527500
[5 empty] | 25500527500 | 453 | 25500 | 527500
[5 empty] | 26500527500 | 453 | 26500 | 527500
[5 empty] | 27500527500 | 453 | 27500 | 527500
[5 empty] | 28500527500 | 453 | 28500 | 527500
[5 empty] | 29500527500 | 453 | 29500 | 527500
[5 empty] | 30500527500 | 453 | 30500 | 527500
[5 empty] | 31500527500 | 453 | 31500 | 527500
[5 empty] | 32500527500 | 453 | 32500 | 527500
[5 empty] | 33500527500 | 453 | 33500 | 527500
[5 empty] | 34500527500 | 453 | 34500 | 527500
[5 empty] | 35500527500 | 453 | 35500 | 527500
[5 empty] | 36500527500 | 453 | 36500 | 527500
[5 empty] | 37500527500 | 453 | 37500 | 527500
[5 empty] | 38500527500 | 453 | 38500 | 527500
[5 empty] | 39500527500 | 453 | 39500 | 527500
[5 empty] | 40500527500 | 453 | 40500 | 527500
[5 empty] | 41500527500 | 453 | 41500 | 527500
[5 empty] | 42500527500 | 453 | 42500 | 527500
[5 empty] | 43500527500 | 453 | 43500 | 527500
[5 empty] | 44500527500 | 453 | 44500 | 527500
[5 empty] | 45500527500 | 453 | 45500 | 527500
[5 empty] | 46500527500 | 453 | 46500 | 527500
[5 empty] | 47500527500 | 453 | 47500 | 527500
[5 empty] | 48500527500 | 453 | 48500 | 527500
[5 empty] | 49500527500 | 453 | 49500 | 527500
[5 empty] | 50500527500 | 453 | 50500 | 527500
[5 empty] | 51500527500 | 453 | 51500 | 527500
[5 empty] | 52500527500 | 453 | 52500 | 527500
[5 empty] | 53500527500 | 453 | 53500 | 527500
[5 empty] | 54500527500 | 453 | 54500 | 527500
[5 empty] | 55500527500 | 453 | 55500 | 527500
[5 empty] | 56500527500 | 453 | 56500 | 527500
[5 empty] | 57500527500 | 453 | 57500 | 527500
[5 empty] | 58500527500 | 453 | 58500 | 527500
[5 empty] | 59500527500 | 453 | 59500 | 527500
[5 empty] | 60500527500 | 453 | 60500 | 527500
[5 empty] | 61500527500 | 453 | 61500 | 527500
[5 empty] | 62500527500 | 453 | 62500 | 527500
[5 empty] | 63500527500 | 453 | 63500 | 527500
[5 empty] | 64500527500 | 453 | 64500 | 527500
[5 empty] | 65500527500 | 453 | 65500 | 527500
[5 empty] | 66500527500 | 453 | 66500 | 527500
[5 empty] | 67500527500 | 453 | 67500 | 527500
[5 empty] | 68500527500 | 453 | 68500 | 527500
[5 empty] | 69500527500 | 453 | 69500 | 527500
[5 empty] | 70500527500 | 453 | 70500 | 527500
[5 empty] | 71500527500 | 453 | 71500 | 527500
[5 empty] | 72500527500 | 453 | 72500 | 527500
[5 empty] | 73500527500 | 453 | 73500 | 527500
[5 empty] | 74500527500 | 453 | 74500 | 527500
[5 empty] | 75500527500 | 453 | 75500 | 527500
[5 empty] | 76500527500 | 453 | 76500 | 527500
[5 empty] | 77500527500 | 453 | 77500 | 527500
[5 empty] | 4500526500 | 453 | 4500 | 526500
[5 empty] | 5500526500 | 453 | 5500 | 526500
[5 empty] | 6500526500 | 453 | 6500 | 526500
[5 empty] | 7500526500 | 453 | 7500 | 526500
[5 empty] | 8500526500 | 453 | 8500 | 526500
[5 empty] | 9500526500 | 453 | 9500 | 526500
[5 empty] | 10500526500 | 453 | 10500 | 526500
[5 empty] | 11500526500 | 453 | 11500 | 526500
[5 empty] | 12500526500 | 453 | 12500 | 526500
[5 empty] | 13500526500 | 453 | 13500 | 526500
[5 empty] | 14500526500 | 453 | 14500 | 526500
[5 empty] | 15500526500 | 453 | 15500 | 526500
[5 empty] | 16500526500 | 453 | 16500 | 526500
[5 empty] | 17500526500 | 453 | 17500 | 526500
[5 empty] | 18500526500 | 453 | 18500 | 526500
[5 empty] | 19500526500 | 453 | 19500 | 526500
[5 empty] | 20500526500 | 453 | 20500 | 526500
[5 empty] | 21500526500 | 453 | 21500 | 526500
[5 empty] | 22500526500 | 453 | 22500 | 526500
[5 empty] | 23500526500 | 453 | 23500 | 526500
[5 empty] | 24500526500 | 453 | 24500 | 526500
[5 empty] | 25500526500 | 453 | 25500 | 526500
[5 empty] | 26500526500 | 453 | 26500 | 526500
[5 empty] | 27500526500 | 453 | 27500 | 526500
[5 empty] | 28500526500 | 453 | 28500 | 526500
[5 empty] | 29500526500 | 453 | 29500 | 526500
[5 empty] | 30500526500 | 453 | 30500 | 526500
[5 empty] | 31500526500 | 453 | 31500 | 526500
[5 empty] | 32500526500 | 453 | 32500 | 526500
[5 empty] | 33500526500 | 453 | 33500 | 526500
[5 empty] | 34500526500 | 453 | 34500 | 526500
[5 empty] | 35500526500 | 453 | 35500 | 526500
[5 empty] | 36500526500 | 453 | 36500 | 526500
[5 empty] | 37500526500 | 453 | 37500 | 526500
[5 empty] | 38500526500 | 453 | 38500 | 526500
[5 empty] | 39500526500 | 453 | 39500 | 526500
[5 empty] | 40500526500 | 453 | 40500 | 526500
[5 empty] | 41500526500 | 453 | 41500 | 526500
[5 empty] | 42500526500 | 453 | 42500 | 526500
[5 empty] | 43500526500 | 453 | 43500 | 526500
[5 empty] | 44500526500 | 453 | 44500 | 526500
[5 empty] | 45500526500 | 453 | 45500 | 526500
[5 empty] | 46500526500 | 453 | 46500 | 526500
[5 empty] | 47500526500 | 453 | 47500 | 526500
[5 empty] | 48500526500 | 453 | 48500 | 526500
[5 empty] | 49500526500 | 453 | 49500 | 526500
[5 empty] | 50500526500 | 453 | 50500 | 526500
[5 empty] | 51500526500 | 453 | 51500 | 526500
[5 empty] | 52500526500 | 453 | 52500 | 526500
[5 empty] | 53500526500 | 453 | 53500 | 526500
[5 empty] | 54500526500 | 453 | 54500 | 526500
[5 empty] | 55500526500 | 453 | 55500 | 526500
[5 empty] | 56500526500 | 453 | 56500 | 526500
[5 empty] | 57500526500 | 453 | 57500 | 526500
[5 empty] | 58500526500 | 453 | 58500 | 526500
[5 empty] | 59500526500 | 453 | 59500 | 526500
[5 empty] | 60500526500 | 453 | 60500 | 526500
[5 empty] | 61500526500 | 453 | 61500 | 526500
[5 empty] | 62500526500 | 453 | 62500 | 526500
[5 empty] | 63500526500 | 453 | 63500 | 526500
[5 empty] | 64500526500 | 453 | 64500 | 526500
[5 empty] | 65500526500 | 453 | 65500 | 526500
[5 empty] | 66500526500 | 453 | 66500 | 526500
[5 empty] | 67500526500 | 453 | 67500 | 526500
[5 empty] | 68500526500 | 453 | 68500 | 526500
[5 empty] | 69500526500 | 453 | 69500 | 526500
[5 empty] | 70500526500 | 453 | 70500 | 526500
[5 empty] | 71500526500 | 453 | 71500 | 526500
[5 empty] | 72500526500 | 453 | 72500 | 526500
[5 empty] | 73500526500 | 453 | 73500 | 526500
[5 empty] | 74500526500 | 453 | 74500 | 526500
[5 empty] | 75500526500 | 453 | 75500 | 526500
[5 empty] | -500525500 | 453 | -500 | 525500
[5 empty] | 500525500 | 453 | 500 | 525500
[5 empty] | 1500525500 | 453 | 1500 | 525500
[5 empty] | 2500525500 | 453 | 2500 | 525500
[5 empty] | 3500525500 | 453 | 3500 | 525500
[5 empty] | 4500525500 | 453 | 4500 | 525500
[5 empty] | 5500525500 | 453 | 5500 | 525500
[5 empty] | 6500525500 | 453 | 6500 | 525500
[5 empty] | 7500525500 | 453 | 7500 | 525500
[5 empty] | 8500525500 | 453 | 8500 | 525500
[5 empty] | 9500525500 | 453 | 9500 | 525500
[5 empty] | 10500525500 | 453 | 10500 | 525500
[5 empty] | 11500525500 | 453 | 11500 | 525500
[5 empty] | 12500525500 | 453 | 12500 | 525500
[5 empty] | 13500525500 | 453 | 13500 | 525500
[5 empty] | 14500525500 | 453 | 14500 | 525500
[5 empty] | 15500525500 | 453 | 15500 | 525500
[5 empty] | 16500525500 | 453 | 16500 | 525500
[5 empty] | 17500525500 | 453 | 17500 | 525500
[5 empty] | 18500525500 | 453 | 18500 | 525500
[5 empty] | 19500525500 | 453 | 19500 | 525500
[5 empty] | 20500525500 | 453 | 20500 | 525500
[5 empty] | 21500525500 | 453 | 21500 | 525500
[5 empty] | 22500525500 | 453 | 22500 | 525500
[5 empty] | 23500525500 | 453 | 23500 | 525500
[5 empty] | 24500525500 | 453 | 24500 | 525500
[5 empty] | 25500525500 | 453 | 25500 | 525500
[5 empty] | 26500525500 | 453 | 26500 | 525500
[5 empty] | 27500525500 | 453 | 27500 | 525500
[5 empty] | 28500525500 | 453 | 28500 | 525500
[5 empty] | 29500525500 | 453 | 29500 | 525500
[5 empty] | 30500525500 | 453 | 30500 | 525500
[5 empty] | 31500525500 | 453 | 31500 | 525500
[5 empty] | 32500525500 | 453 | 32500 | 525500
[5 empty] | 33500525500 | 453 | 33500 | 525500
[5 empty] | 34500525500 | 453 | 34500 | 525500
[5 empty] | 35500525500 | 453 | 35500 | 525500
[5 empty] | 36500525500 | 453 | 36500 | 525500
[5 empty] | 37500525500 | 453 | 37500 | 525500
[5 empty] | 38500525500 | 453 | 38500 | 525500
[5 empty] | 39500525500 | 453 | 39500 | 525500
[5 empty] | 40500525500 | 453 | 40500 | 525500
[5 empty] | 41500525500 | 453 | 41500 | 525500
[5 empty] | 42500525500 | 453 | 42500 | 525500
[5 empty] | 43500525500 | 453 | 43500 | 525500
[5 empty] | 44500525500 | 453 | 44500 | 525500
[5 empty] | 45500525500 | 453 | 45500 | 525500
[5 empty] | 46500525500 | 453 | 46500 | 525500
[5 empty] | 47500525500 | 453 | 47500 | 525500
[5 empty] | 48500525500 | 453 | 48500 | 525500
[5 empty] | 49500525500 | 453 | 49500 | 525500
[5 empty] | 50500525500 | 453 | 50500 | 525500
[5 empty] | 51500525500 | 453 | 51500 | 525500
[5 empty] | 52500525500 | 453 | 52500 | 525500
[5 empty] | 53500525500 | 453 | 53500 | 525500
[5 empty] | 54500525500 | 453 | 54500 | 525500
[5 empty] | 55500525500 | 453 | 55500 | 525500
[5 empty] | 56500525500 | 453 | 56500 | 525500
[5 empty] | 57500525500 | 453 | 57500 | 525500
[5 empty] | 58500525500 | 453 | 58500 | 525500
[5 empty] | 59500525500 | 453 | 59500 | 525500
[5 empty] | 60500525500 | 453 | 60500 | 525500
[5 empty] | 61500525500 | 453 | 61500 | 525500
[5 empty] | 62500525500 | 453 | 62500 | 525500
[5 empty] | 63500525500 | 453 | 63500 | 525500
[5 empty] | 64500525500 | 453 | 64500 | 525500
[5 empty] | 65500525500 | 453 | 65500 | 525500
[5 empty] | 66500525500 | 453 | 66500 | 525500
[5 empty] | 67500525500 | 453 | 67500 | 525500
[5 empty] | 68500525500 | 453 | 68500 | 525500
[5 empty] | 69500525500 | 453 | 69500 | 525500
[5 empty] | 70500525500 | 453 | 70500 | 525500
[5 empty] | 71500525500 | 453 | 71500 | 525500
[5 empty] | 72500525500 | 453 | 72500 | 525500
[5 empty] | 73500525500 | 453 | 73500 | 525500
[5 empty] | 500524500 | 453 | 500 | 524500
[5 empty] | 1500524500 | 453 | 1500 | 524500
[5 empty] | 2500524500 | 453 | 2500 | 524500
[5 empty] | 3500524500 | 453 | 3500 | 524500
[5 empty] | 4500524500 | 453 | 4500 | 524500
[5 empty] | 5500524500 | 453 | 5500 | 524500
[5 empty] | 6500524500 | 453 | 6500 | 524500
[5 empty] | 7500524500 | 453 | 7500 | 524500
[5 empty] | 8500524500 | 453 | 8500 | 524500
[5 empty] | 9500524500 | 453 | 9500 | 524500
[5 empty] | 10500524500 | 453 | 10500 | 524500
[5 empty] | 11500524500 | 453 | 11500 | 524500
[5 empty] | 12500524500 | 453 | 12500 | 524500
[5 empty] | 13500524500 | 453 | 13500 | 524500
[5 empty] | 14500524500 | 453 | 14500 | 524500
[5 empty] | 15500524500 | 453 | 15500 | 524500
[5 empty] | 16500524500 | 453 | 16500 | 524500
[5 empty] | 17500524500 | 453 | 17500 | 524500
[5 empty] | 18500524500 | 453 | 18500 | 524500
[5 empty] | 19500524500 | 453 | 19500 | 524500
[5 empty] | 20500524500 | 453 | 20500 | 524500
[5 empty] | 21500524500 | 453 | 21500 | 524500
[5 empty] | 22500524500 | 453 | 22500 | 524500
[5 empty] | 23500524500 | 453 | 23500 | 524500
[5 empty] | 24500524500 | 453 | 24500 | 524500
[5 empty] | 25500524500 | 453 | 25500 | 524500
[5 empty] | 26500524500 | 453 | 26500 | 524500
[5 empty] | 27500524500 | 453 | 27500 | 524500
[5 empty] | 28500524500 | 453 | 28500 | 524500
[5 empty] | 29500524500 | 453 | 29500 | 524500
[5 empty] | 30500524500 | 453 | 30500 | 524500
[5 empty] | 31500524500 | 453 | 31500 | 524500
[5 empty] | 32500524500 | 453 | 32500 | 524500
[5 empty] | 33500524500 | 453 | 33500 | 524500
[5 empty] | 34500524500 | 453 | 34500 | 524500
[5 empty] | 35500524500 | 453 | 35500 | 524500
[5 empty] | 36500524500 | 453 | 36500 | 524500
[5 empty] | 37500524500 | 453 | 37500 | 524500
[5 empty] | 38500524500 | 453 | 38500 | 524500
[5 empty] | 39500524500 | 453 | 39500 | 524500
[5 empty] | 40500524500 | 453 | 40500 | 524500
[5 empty] | 41500524500 | 453 | 41500 | 524500
[5 empty] | 42500524500 | 453 | 42500 | 524500
[5 empty] | 43500524500 | 453 | 43500 | 524500
[5 empty] | 44500524500 | 453 | 44500 | 524500
[5 empty] | 45500524500 | 453 | 45500 | 524500
[5 empty] | 46500524500 | 453 | 46500 | 524500
[5 empty] | 47500524500 | 453 | 47500 | 524500
[5 empty] | 48500524500 | 453 | 48500 | 524500
[5 empty] | 49500524500 | 453 | 49500 | 524500
[5 empty] | 50500524500 | 453 | 50500 | 524500
[5 empty] | 51500524500 | 453 | 51500 | 524500
[5 empty] | 52500524500 | 453 | 52500 | 524500
[5 empty] | 53500524500 | 453 | 53500 | 524500
[5 empty] | 54500524500 | 453 | 54500 | 524500
[5 empty] | 55500524500 | 453 | 55500 | 524500
[5 empty] | 56500524500 | 453 | 56500 | 524500
[5 empty] | 57500524500 | 453 | 57500 | 524500
[5 empty] | 58500524500 | 453 | 58500 | 524500
[5 empty] | 59500524500 | 453 | 59500 | 524500
[5 empty] | 60500524500 | 453 | 60500 | 524500
[5 empty] | 61500524500 | 453 | 61500 | 524500
[5 empty] | 62500524500 | 453 | 62500 | 524500
[5 empty] | 63500524500 | 453 | 63500 | 524500
[5 empty] | 64500524500 | 453 | 64500 | 524500
[5 empty] | 65500524500 | 453 | 65500 | 524500
[5 empty] | 66500524500 | 453 | 66500 | 524500
[5 empty] | 67500524500 | 453 | 67500 | 524500
[5 empty] | 68500524500 | 453 | 68500 | 524500
[5 empty] | 69500524500 | 453 | 69500 | 524500
[5 empty] | 70500524500 | 453 | 70500 | 524500
[5 empty] | 71500524500 | 453 | 71500 | 524500
[5 empty] | 72500524500 | 453 | 72500 | 524500
[5 empty] | 73500524500 | 453 | 73500 | 524500
[5 empty] | 1500523500 | 453 | 1500 | 523500
[5 empty] | 2500523500 | 453 | 2500 | 523500
[5 empty] | 3500523500 | 453 | 3500 | 523500
[5 empty] | 4500523500 | 453 | 4500 | 523500
[5 empty] | 5500523500 | 453 | 5500 | 523500
[5 empty] | 6500523500 | 453 | 6500 | 523500
[5 empty] | 7500523500 | 453 | 7500 | 523500
[5 empty] | 8500523500 | 453 | 8500 | 523500
[5 empty] | 9500523500 | 453 | 9500 | 523500
[5 empty] | 10500523500 | 453 | 10500 | 523500
[5 empty] | 11500523500 | 453 | 11500 | 523500
[5 empty] | 12500523500 | 453 | 12500 | 523500
[5 empty] | 13500523500 | 453 | 13500 | 523500
[5 empty] | 14500523500 | 453 | 14500 | 523500
[5 empty] | 15500523500 | 453 | 15500 | 523500
[5 empty] | 16500523500 | 453 | 16500 | 523500
[5 empty] | 17500523500 | 453 | 17500 | 523500
[5 empty] | 18500523500 | 453 | 18500 | 523500
[5 empty] | 19500523500 | 453 | 19500 | 523500
[5 empty] | 20500523500 | 453 | 20500 | 523500
[5 empty] | 21500523500 | 453 | 21500 | 523500
[5 empty] | 22500523500 | 453 | 22500 | 523500
[5 empty] | 23500523500 | 453 | 23500 | 523500
[5 empty] | 24500523500 | 453 | 24500 | 523500
[5 empty] | 25500523500 | 453 | 25500 | 523500
[5 empty] | 26500523500 | 453 | 26500 | 523500
[5 empty] | 27500523500 | 453 | 27500 | 523500
[5 empty] | 28500523500 | 453 | 28500 | 523500
[5 empty] | 29500523500 | 453 | 29500 | 523500
[5 empty] | 30500523500 | 453 | 30500 | 523500
[5 empty] | 31500523500 | 453 | 31500 | 523500
[5 empty] | 32500523500 | 453 | 32500 | 523500
[5 empty] | 33500523500 | 453 | 33500 | 523500
[5 empty] | 34500523500 | 453 | 34500 | 523500
[5 empty] | 35500523500 | 453 | 35500 | 523500
[5 empty] | 36500523500 | 453 | 36500 | 523500
[5 empty] | 37500523500 | 453 | 37500 | 523500
[5 empty] | 38500523500 | 453 | 38500 | 523500
[5 empty] | 39500523500 | 453 | 39500 | 523500
[5 empty] | 40500523500 | 453 | 40500 | 523500
[5 empty] | 41500523500 | 453 | 41500 | 523500
[5 empty] | 42500523500 | 453 | 42500 | 523500
[5 empty] | 43500523500 | 453 | 43500 | 523500
[5 empty] | 44500523500 | 453 | 44500 | 523500
[5 empty] | 45500523500 | 453 | 45500 | 523500
[5 empty] | 46500523500 | 453 | 46500 | 523500
[5 empty] | 47500523500 | 453 | 47500 | 523500
[5 empty] | 48500523500 | 453 | 48500 | 523500
[5 empty] | 49500523500 | 453 | 49500 | 523500
[5 empty] | 50500523500 | 453 | 50500 | 523500
[5 empty] | 51500523500 | 453 | 51500 | 523500
[5 empty] | 52500523500 | 453 | 52500 | 523500
[5 empty] | 53500523500 | 453 | 53500 | 523500
[5 empty] | 54500523500 | 453 | 54500 | 523500
[5 empty] | 55500523500 | 453 | 55500 | 523500
[5 empty] | 56500523500 | 453 | 56500 | 523500
[5 empty] | 57500523500 | 453 | 57500 | 523500
[5 empty] | 58500523500 | 453 | 58500 | 523500
[5 empty] | 59500523500 | 453 | 59500 | 523500
[5 empty] | 60500523500 | 453 | 60500 | 523500
[5 empty] | 61500523500 | 453 | 61500 | 523500
[5 empty] | 62500523500 | 453 | 62500 | 523500
[5 empty] | 63500523500 | 453 | 63500 | 523500
[5 empty] | 64500523500 | 453 | 64500 | 523500
[5 empty] | 65500523500 | 453 | 65500 | 523500
[5 empty] | 66500523500 | 453 | 66500 | 523500
[5 empty] | 67500523500 | 453 | 67500 | 523500
[5 empty] | 68500523500 | 453 | 68500 | 523500
[5 empty] | 69500523500 | 453 | 69500 | 523500
[5 empty] | 500522500 | 453 | 500 | 522500
[5 empty] | 1500522500 | 453 | 1500 | 522500
[5 empty] | 2500522500 | 453 | 2500 | 522500
[5 empty] | 3500522500 | 453 | 3500 | 522500
[5 empty] | 4500522500 | 453 | 4500 | 522500
[5 empty] | 5500522500 | 453 | 5500 | 522500
[5 empty] | 6500522500 | 453 | 6500 | 522500
[5 empty] | 7500522500 | 453 | 7500 | 522500
[5 empty] | 8500522500 | 453 | 8500 | 522500
[5 empty] | 9500522500 | 453 | 9500 | 522500
[5 empty] | 10500522500 | 453 | 10500 | 522500
[5 empty] | 11500522500 | 453 | 11500 | 522500
[5 empty] | 12500522500 | 453 | 12500 | 522500
[5 empty] | 13500522500 | 453 | 13500 | 522500
[5 empty] | 14500522500 | 453 | 14500 | 522500
[5 empty] | 15500522500 | 453 | 15500 | 522500
[5 empty] | 16500522500 | 453 | 16500 | 522500
[5 empty] | 17500522500 | 453 | 17500 | 522500
[5 empty] | 18500522500 | 453 | 18500 | 522500
[5 empty] | 19500522500 | 453 | 19500 | 522500
[5 empty] | 20500522500 | 453 | 20500 | 522500
[5 empty] | 21500522500 | 453 | 21500 | 522500
[5 empty] | 22500522500 | 453 | 22500 | 522500
[5 empty] | 23500522500 | 453 | 23500 | 522500
[5 empty] | 24500522500 | 453 | 24500 | 522500
[5 empty] | 25500522500 | 453 | 25500 | 522500
[5 empty] | 26500522500 | 453 | 26500 | 522500
[5 empty] | 27500522500 | 453 | 27500 | 522500
[5 empty] | 28500522500 | 453 | 28500 | 522500
[5 empty] | 29500522500 | 453 | 29500 | 522500
[5 empty] | 30500522500 | 453 | 30500 | 522500
[5 empty] | 31500522500 | 453 | 31500 | 522500
[5 empty] | 32500522500 | 453 | 32500 | 522500
[5 empty] | 33500522500 | 453 | 33500 | 522500
[5 empty] | 34500522500 | 453 | 34500 | 522500
[5 empty] | 35500522500 | 453 | 35500 | 522500
[5 empty] | 36500522500 | 453 | 36500 | 522500
[5 empty] | 37500522500 | 453 | 37500 | 522500
[5 empty] | 38500522500 | 453 | 38500 | 522500
[5 empty] | 39500522500 | 453 | 39500 | 522500
[5 empty] | 40500522500 | 453 | 40500 | 522500
[5 empty] | 41500522500 | 453 | 41500 | 522500
[5 empty] | 42500522500 | 453 | 42500 | 522500
[5 empty] | 43500522500 | 453 | 43500 | 522500
[5 empty] | 44500522500 | 453 | 44500 | 522500
[5 empty] | 45500522500 | 453 | 45500 | 522500
[5 empty] | 46500522500 | 453 | 46500 | 522500
[5 empty] | 47500522500 | 453 | 47500 | 522500
[5 empty] | 48500522500 | 453 | 48500 | 522500
[5 empty] | 49500522500 | 453 | 49500 | 522500
[5 empty] | 50500522500 | 453 | 50500 | 522500
[5 empty] | 51500522500 | 453 | 51500 | 522500
[5 empty] | 52500522500 | 453 | 52500 | 522500
[5 empty] | 53500522500 | 453 | 53500 | 522500
[5 empty] | 54500522500 | 453 | 54500 | 522500
[5 empty] | 55500522500 | 453 | 55500 | 522500
[5 empty] | 56500522500 | 453 | 56500 | 522500
[5 empty] | 57500522500 | 453 | 57500 | 522500
[5 empty] | 58500522500 | 453 | 58500 | 522500
[5 empty] | 59500522500 | 453 | 59500 | 522500
[5 empty] | 60500522500 | 453 | 60500 | 522500
[5 empty] | 61500522500 | 453 | 61500 | 522500
[5 empty] | 62500522500 | 453 | 62500 | 522500
[5 empty] | 63500522500 | 453 | 63500 | 522500
[5 empty] | 64500522500 | 453 | 64500 | 522500
[5 empty] | 65500522500 | 453 | 65500 | 522500
[5 empty] | 66500522500 | 453 | 66500 | 522500
[5 empty] | 67500522500 | 453 | 67500 | 522500
[5 empty] | 68500522500 | 453 | 68500 | 522500
[5 empty] | 1500521500 | 453 | 1500 | 521500
[5 empty] | 2500521500 | 453 | 2500 | 521500
[5 empty] | 3500521500 | 453 | 3500 | 521500
[5 empty] | 4500521500 | 453 | 4500 | 521500
[5 empty] | 5500521500 | 453 | 5500 | 521500
[5 empty] | 6500521500 | 453 | 6500 | 521500
[5 empty] | 7500521500 | 453 | 7500 | 521500
[5 empty] | 8500521500 | 453 | 8500 | 521500
[5 empty] | 9500521500 | 453 | 9500 | 521500
[5 empty] | 10500521500 | 453 | 10500 | 521500
[5 empty] | 11500521500 | 453 | 11500 | 521500
[5 empty] | 12500521500 | 453 | 12500 | 521500
[5 empty] | 13500521500 | 453 | 13500 | 521500
[5 empty] | 14500521500 | 453 | 14500 | 521500
[5 empty] | 15500521500 | 453 | 15500 | 521500
[5 empty] | 16500521500 | 453 | 16500 | 521500
[5 empty] | 17500521500 | 453 | 17500 | 521500
[5 empty] | 18500521500 | 453 | 18500 | 521500
[5 empty] | 19500521500 | 453 | 19500 | 521500
[5 empty] | 20500521500 | 453 | 20500 | 521500
[5 empty] | 21500521500 | 453 | 21500 | 521500
[5 empty] | 22500521500 | 453 | 22500 | 521500
[5 empty] | 23500521500 | 453 | 23500 | 521500
[5 empty] | 24500521500 | 453 | 24500 | 521500
[5 empty] | 25500521500 | 453 | 25500 | 521500
[5 empty] | 26500521500 | 453 | 26500 | 521500
[5 empty] | 27500521500 | 453 | 27500 | 521500
[5 empty] | 28500521500 | 453 | 28500 | 521500
[5 empty] | 29500521500 | 453 | 29500 | 521500
[5 empty] | 30500521500 | 453 | 30500 | 521500
[5 empty] | 31500521500 | 453 | 31500 | 521500
[5 empty] | 32500521500 | 453 | 32500 | 521500
[5 empty] | 33500521500 | 453 | 33500 | 521500
[5 empty] | 34500521500 | 453 | 34500 | 521500
[5 empty] | 35500521500 | 453 | 35500 | 521500
[5 empty] | 36500521500 | 453 | 36500 | 521500
[5 empty] | 37500521500 | 453 | 37500 | 521500
[5 empty] | 38500521500 | 453 | 38500 | 521500
[5 empty] | 39500521500 | 453 | 39500 | 521500
[5 empty] | 40500521500 | 453 | 40500 | 521500
[5 empty] | 41500521500 | 453 | 41500 | 521500
[5 empty] | 42500521500 | 453 | 42500 | 521500
[5 empty] | 43500521500 | 453 | 43500 | 521500
[5 empty] | 44500521500 | 453 | 44500 | 521500
[5 empty] | 45500521500 | 453 | 45500 | 521500
[5 empty] | 46500521500 | 453 | 46500 | 521500
[5 empty] | 47500521500 | 453 | 47500 | 521500
[5 empty] | 48500521500 | 453 | 48500 | 521500
[5 empty] | 49500521500 | 453 | 49500 | 521500
[5 empty] | 50500521500 | 453 | 50500 | 521500
[5 empty] | 51500521500 | 453 | 51500 | 521500
[5 empty] | 52500521500 | 453 | 52500 | 521500
[5 empty] | 53500521500 | 453 | 53500 | 521500
[5 empty] | 54500521500 | 453 | 54500 | 521500
[5 empty] | 55500521500 | 453 | 55500 | 521500
[5 empty] | 56500521500 | 453 | 56500 | 521500
[5 empty] | 57500521500 | 453 | 57500 | 521500
[5 empty] | 58500521500 | 453 | 58500 | 521500
[5 empty] | 59500521500 | 453 | 59500 | 521500
[5 empty] | 60500521500 | 453 | 60500 | 521500
[5 empty] | 61500521500 | 453 | 61500 | 521500
[5 empty] | 62500521500 | 453 | 62500 | 521500
[5 empty] | 63500521500 | 453 | 63500 | 521500
[5 empty] | 64500521500 | 453 | 64500 | 521500
[5 empty] | 65500521500 | 453 | 65500 | 521500
[5 empty] | 66500521500 | 453 | 66500 | 521500
[5 empty] | 67500521500 | 453 | 67500 | 521500
[5 empty] | 68500521500 | 453 | 68500 | 521500
[5 empty] | 2500520500 | 453 | 2500 | 520500
[5 empty] | 3500520500 | 453 | 3500 | 520500
[5 empty] | 4500520500 | 453 | 4500 | 520500
[5 empty] | 5500520500 | 453 | 5500 | 520500
[5 empty] | 6500520500 | 453 | 6500 | 520500
[5 empty] | 7500520500 | 453 | 7500 | 520500
[5 empty] | 8500520500 | 453 | 8500 | 520500
[5 empty] | 9500520500 | 453 | 9500 | 520500
[5 empty] | 10500520500 | 453 | 10500 | 520500
[5 empty] | 11500520500 | 453 | 11500 | 520500
[5 empty] | 12500520500 | 453 | 12500 | 520500
[5 empty] | 13500520500 | 453 | 13500 | 520500
[5 empty] | 14500520500 | 453 | 14500 | 520500
[5 empty] | 15500520500 | 453 | 15500 | 520500
[5 empty] | 16500520500 | 453 | 16500 | 520500
[5 empty] | 17500520500 | 453 | 17500 | 520500
[5 empty] | 18500520500 | 453 | 18500 | 520500
[5 empty] | 19500520500 | 453 | 19500 | 520500
[5 empty] | 20500520500 | 453 | 20500 | 520500
[5 empty] | 21500520500 | 453 | 21500 | 520500
[5 empty] | 22500520500 | 453 | 22500 | 520500
[5 empty] | 23500520500 | 453 | 23500 | 520500
[5 empty] | 24500520500 | 453 | 24500 | 520500
[5 empty] | 25500520500 | 453 | 25500 | 520500
[5 empty] | 26500520500 | 453 | 26500 | 520500
[5 empty] | 27500520500 | 453 | 27500 | 520500
[5 empty] | 28500520500 | 453 | 28500 | 520500
[5 empty] | 29500520500 | 453 | 29500 | 520500
[5 empty] | 30500520500 | 453 | 30500 | 520500
[5 empty] | 31500520500 | 453 | 31500 | 520500
[5 empty] | 32500520500 | 453 | 32500 | 520500
[5 empty] | 33500520500 | 453 | 33500 | 520500
[5 empty] | 34500520500 | 453 | 34500 | 520500
[5 empty] | 35500520500 | 453 | 35500 | 520500
[5 empty] | 36500520500 | 453 | 36500 | 520500
[5 empty] | 37500520500 | 453 | 37500 | 520500
[5 empty] | 38500520500 | 453 | 38500 | 520500
[5 empty] | 39500520500 | 453 | 39500 | 520500
[5 empty] | 40500520500 | 453 | 40500 | 520500
[5 empty] | 41500520500 | 453 | 41500 | 520500
[5 empty] | 42500520500 | 453 | 42500 | 520500
[5 empty] | 43500520500 | 453 | 43500 | 520500
[5 empty] | 44500520500 | 453 | 44500 | 520500
[5 empty] | 45500520500 | 453 | 45500 | 520500
[5 empty] | 46500520500 | 453 | 46500 | 520500
[5 empty] | 47500520500 | 453 | 47500 | 520500
[5 empty] | 48500520500 | 453 | 48500 | 520500
[5 empty] | 49500520500 | 453 | 49500 | 520500
[5 empty] | 50500520500 | 453 | 50500 | 520500
[5 empty] | 51500520500 | 453 | 51500 | 520500
[5 empty] | 52500520500 | 453 | 52500 | 520500
[5 empty] | 53500520500 | 453 | 53500 | 520500
[5 empty] | 54500520500 | 453 | 54500 | 520500
[5 empty] | 55500520500 | 453 | 55500 | 520500
[5 empty] | 56500520500 | 453 | 56500 | 520500
[5 empty] | 57500520500 | 453 | 57500 | 520500
[5 empty] | 58500520500 | 453 | 58500 | 520500
[5 empty] | 59500520500 | 453 | 59500 | 520500
[5 empty] | 60500520500 | 453 | 60500 | 520500
[5 empty] | 61500520500 | 453 | 61500 | 520500
[5 empty] | 62500520500 | 453 | 62500 | 520500
[5 empty] | 3500519500 | 453 | 3500 | 519500
[5 empty] | 4500519500 | 453 | 4500 | 519500
[5 empty] | 5500519500 | 453 | 5500 | 519500
[5 empty] | 6500519500 | 453 | 6500 | 519500
[5 empty] | 7500519500 | 453 | 7500 | 519500
[5 empty] | 8500519500 | 453 | 8500 | 519500
[5 empty] | 9500519500 | 453 | 9500 | 519500
[5 empty] | 10500519500 | 453 | 10500 | 519500
[5 empty] | 11500519500 | 453 | 11500 | 519500
[5 empty] | 12500519500 | 453 | 12500 | 519500
[5 empty] | 13500519500 | 453 | 13500 | 519500
[5 empty] | 14500519500 | 453 | 14500 | 519500
[5 empty] | 15500519500 | 453 | 15500 | 519500
[5 empty] | 16500519500 | 453 | 16500 | 519500
[5 empty] | 17500519500 | 453 | 17500 | 519500
[5 empty] | 18500519500 | 453 | 18500 | 519500
[5 empty] | 19500519500 | 453 | 19500 | 519500
[5 empty] | 20500519500 | 453 | 20500 | 519500
[5 empty] | 21500519500 | 453 | 21500 | 519500
[5 empty] | 22500519500 | 453 | 22500 | 519500
[5 empty] | 23500519500 | 453 | 23500 | 519500
[5 empty] | 24500519500 | 453 | 24500 | 519500
[5 empty] | 25500519500 | 453 | 25500 | 519500
[5 empty] | 26500519500 | 453 | 26500 | 519500
[5 empty] | 27500519500 | 453 | 27500 | 519500
[5 empty] | 28500519500 | 453 | 28500 | 519500
[5 empty] | 29500519500 | 453 | 29500 | 519500
[5 empty] | 30500519500 | 453 | 30500 | 519500
[5 empty] | 31500519500 | 453 | 31500 | 519500
[5 empty] | 32500519500 | 453 | 32500 | 519500
[5 empty] | 33500519500 | 453 | 33500 | 519500
[5 empty] | 34500519500 | 453 | 34500 | 519500
[5 empty] | 35500519500 | 453 | 35500 | 519500
[5 empty] | 36500519500 | 453 | 36500 | 519500
[5 empty] | 37500519500 | 453 | 37500 | 519500
[5 empty] | 38500519500 | 453 | 38500 | 519500
[5 empty] | 39500519500 | 453 | 39500 | 519500
[5 empty] | 40500519500 | 453 | 40500 | 519500
[5 empty] | 41500519500 | 453 | 41500 | 519500
[5 empty] | 42500519500 | 453 | 42500 | 519500
[5 empty] | 43500519500 | 453 | 43500 | 519500
[5 empty] | 44500519500 | 453 | 44500 | 519500
[5 empty] | 45500519500 | 453 | 45500 | 519500
[5 empty] | 46500519500 | 453 | 46500 | 519500
[5 empty] | 47500519500 | 453 | 47500 | 519500
[5 empty] | 48500519500 | 453 | 48500 | 519500
[5 empty] | 49500519500 | 453 | 49500 | 519500
[5 empty] | 50500519500 | 453 | 50500 | 519500
[5 empty] | 51500519500 | 453 | 51500 | 519500
[5 empty] | 52500519500 | 453 | 52500 | 519500
[5 empty] | 53500519500 | 453 | 53500 | 519500
[5 empty] | 54500519500 | 453 | 54500 | 519500
[5 empty] | 55500519500 | 453 | 55500 | 519500
[5 empty] | 56500519500 | 453 | 56500 | 519500
[5 empty] | 57500519500 | 453 | 57500 | 519500
[5 empty] | 59500519500 | 453 | 59500 | 519500
[5 empty] | 60500519500 | 453 | 60500 | 519500
[5 empty] | 3500518500 | 453 | 3500 | 518500
[5 empty] | 4500518500 | 453 | 4500 | 518500
[5 empty] | 5500518500 | 453 | 5500 | 518500
[5 empty] | 6500518500 | 453 | 6500 | 518500
[5 empty] | 7500518500 | 453 | 7500 | 518500
[5 empty] | 8500518500 | 453 | 8500 | 518500
[5 empty] | 9500518500 | 453 | 9500 | 518500
[5 empty] | 10500518500 | 453 | 10500 | 518500
[5 empty] | 11500518500 | 453 | 11500 | 518500
[5 empty] | 12500518500 | 453 | 12500 | 518500
[5 empty] | 13500518500 | 453 | 13500 | 518500
[5 empty] | 14500518500 | 453 | 14500 | 518500
[5 empty] | 15500518500 | 453 | 15500 | 518500
[5 empty] | 16500518500 | 453 | 16500 | 518500
[5 empty] | 17500518500 | 453 | 17500 | 518500
[5 empty] | 18500518500 | 453 | 18500 | 518500
[5 empty] | 19500518500 | 453 | 19500 | 518500
[5 empty] | 20500518500 | 453 | 20500 | 518500
[5 empty] | 21500518500 | 453 | 21500 | 518500
[5 empty] | 22500518500 | 453 | 22500 | 518500
[5 empty] | 23500518500 | 453 | 23500 | 518500
[5 empty] | 24500518500 | 453 | 24500 | 518500
[5 empty] | 25500518500 | 453 | 25500 | 518500
[5 empty] | 26500518500 | 453 | 26500 | 518500
[5 empty] | 27500518500 | 453 | 27500 | 518500
[5 empty] | 28500518500 | 453 | 28500 | 518500
[5 empty] | 29500518500 | 453 | 29500 | 518500
[5 empty] | 30500518500 | 453 | 30500 | 518500
[5 empty] | 31500518500 | 453 | 31500 | 518500
[5 empty] | 32500518500 | 453 | 32500 | 518500
[5 empty] | 33500518500 | 453 | 33500 | 518500
[5 empty] | 34500518500 | 453 | 34500 | 518500
[5 empty] | 35500518500 | 453 | 35500 | 518500
[5 empty] | 36500518500 | 453 | 36500 | 518500
[5 empty] | 37500518500 | 453 | 37500 | 518500
[5 empty] | 38500518500 | 453 | 38500 | 518500
[5 empty] | 39500518500 | 453 | 39500 | 518500
[5 empty] | 40500518500 | 453 | 40500 | 518500
[5 empty] | 41500518500 | 453 | 41500 | 518500
[5 empty] | 42500518500 | 453 | 42500 | 518500
[5 empty] | 43500518500 | 453 | 43500 | 518500
[5 empty] | 44500518500 | 453 | 44500 | 518500
[5 empty] | 45500518500 | 453 | 45500 | 518500
[5 empty] | 46500518500 | 453 | 46500 | 518500
[5 empty] | 47500518500 | 453 | 47500 | 518500
[5 empty] | 48500518500 | 453 | 48500 | 518500
[5 empty] | 49500518500 | 453 | 49500 | 518500
[5 empty] | 50500518500 | 453 | 50500 | 518500
[5 empty] | 51500518500 | 453 | 51500 | 518500
[5 empty] | 52500518500 | 453 | 52500 | 518500
[5 empty] | 53500518500 | 453 | 53500 | 518500
[5 empty] | 55500518500 | 453 | 55500 | 518500
[5 empty] | 56500518500 | 453 | 56500 | 518500
[5 empty] | 4500517500 | 453 | 4500 | 517500
[5 empty] | 5500517500 | 453 | 5500 | 517500
[5 empty] | 6500517500 | 453 | 6500 | 517500
[5 empty] | 7500517500 | 453 | 7500 | 517500
[5 empty] | 8500517500 | 453 | 8500 | 517500
[5 empty] | 9500517500 | 453 | 9500 | 517500
[5 empty] | 10500517500 | 453 | 10500 | 517500
[5 empty] | 11500517500 | 453 | 11500 | 517500
[5 empty] | 12500517500 | 453 | 12500 | 517500
[5 empty] | 13500517500 | 453 | 13500 | 517500
[5 empty] | 14500517500 | 453 | 14500 | 517500
[5 empty] | 15500517500 | 453 | 15500 | 517500
[5 empty] | 16500517500 | 453 | 16500 | 517500
[5 empty] | 17500517500 | 453 | 17500 | 517500
[5 empty] | 18500517500 | 453 | 18500 | 517500
[5 empty] | 19500517500 | 453 | 19500 | 517500
[5 empty] | 20500517500 | 453 | 20500 | 517500
[5 empty] | 21500517500 | 453 | 21500 | 517500
[5 empty] | 22500517500 | 453 | 22500 | 517500
[5 empty] | 23500517500 | 453 | 23500 | 517500
[5 empty] | 24500517500 | 453 | 24500 | 517500
[5 empty] | 25500517500 | 453 | 25500 | 517500
[5 empty] | 26500517500 | 453 | 26500 | 517500
[5 empty] | 27500517500 | 453 | 27500 | 517500
[5 empty] | 28500517500 | 453 | 28500 | 517500
[5 empty] | 29500517500 | 453 | 29500 | 517500
[5 empty] | 30500517500 | 453 | 30500 | 517500
[5 empty] | 31500517500 | 453 | 31500 | 517500
[5 empty] | 32500517500 | 453 | 32500 | 517500
[5 empty] | 33500517500 | 453 | 33500 | 517500
[5 empty] | 34500517500 | 453 | 34500 | 517500
[5 empty] | 35500517500 | 453 | 35500 | 517500
[5 empty] | 36500517500 | 453 | 36500 | 517500
[5 empty] | 37500517500 | 453 | 37500 | 517500
[5 empty] | 38500517500 | 453 | 38500 | 517500
[5 empty] | 39500517500 | 453 | 39500 | 517500
[5 empty] | 40500517500 | 453 | 40500 | 517500
[5 empty] | 41500517500 | 453 | 41500 | 517500
[5 empty] | 42500517500 | 453 | 42500 | 517500
[5 empty] | 43500517500 | 453 | 43500 | 517500
[5 empty] | 44500517500 | 453 | 44500 | 517500
[5 empty] | 45500517500 | 453 | 45500 | 517500
[5 empty] | 46500517500 | 453 | 46500 | 517500
[5 empty] | 47500517500 | 453 | 47500 | 517500
[5 empty] | 48500517500 | 453 | 48500 | 517500
[5 empty] | 49500517500 | 453 | 49500 | 517500
[5 empty] | 50500517500 | 453 | 50500 | 517500
[5 empty] | 51500517500 | 453 | 51500 | 517500
[5 empty] | 5500516500 | 453 | 5500 | 516500
[5 empty] | 6500516500 | 453 | 6500 | 516500
[5 empty] | 7500516500 | 453 | 7500 | 516500
[5 empty] | 8500516500 | 453 | 8500 | 516500
[5 empty] | 9500516500 | 453 | 9500 | 516500
[5 empty] | 10500516500 | 453 | 10500 | 516500
[5 empty] | 11500516500 | 453 | 11500 | 516500
[5 empty] | 12500516500 | 453 | 12500 | 516500
[5 empty] | 13500516500 | 453 | 13500 | 516500
[5 empty] | 14500516500 | 453 | 14500 | 516500
[5 empty] | 15500516500 | 453 | 15500 | 516500
[5 empty] | 16500516500 | 453 | 16500 | 516500
[5 empty] | 17500516500 | 453 | 17500 | 516500
[5 empty] | 18500516500 | 453 | 18500 | 516500
[5 empty] | 19500516500 | 453 | 19500 | 516500
[5 empty] | 20500516500 | 453 | 20500 | 516500
[5 empty] | 21500516500 | 453 | 21500 | 516500
[5 empty] | 22500516500 | 453 | 22500 | 516500
[5 empty] | 23500516500 | 453 | 23500 | 516500
[5 empty] | 24500516500 | 453 | 24500 | 516500
[5 empty] | 25500516500 | 453 | 25500 | 516500
[5 empty] | 26500516500 | 453 | 26500 | 516500
[5 empty] | 27500516500 | 453 | 27500 | 516500
[5 empty] | 28500516500 | 453 | 28500 | 516500
[5 empty] | 29500516500 | 453 | 29500 | 516500
[5 empty] | 30500516500 | 453 | 30500 | 516500
[5 empty] | 31500516500 | 453 | 31500 | 516500
[5 empty] | 32500516500 | 453 | 32500 | 516500
[5 empty] | 33500516500 | 453 | 33500 | 516500
[5 empty] | 34500516500 | 453 | 34500 | 516500
[5 empty] | 35500516500 | 453 | 35500 | 516500
[5 empty] | 36500516500 | 453 | 36500 | 516500
[5 empty] | 37500516500 | 453 | 37500 | 516500
[5 empty] | 38500516500 | 453 | 38500 | 516500
[5 empty] | 39500516500 | 453 | 39500 | 516500
[5 empty] | 40500516500 | 453 | 40500 | 516500
[5 empty] | 41500516500 | 453 | 41500 | 516500
[5 empty] | 42500516500 | 453 | 42500 | 516500
[5 empty] | 43500516500 | 453 | 43500 | 516500
[5 empty] | 44500516500 | 453 | 44500 | 516500
[5 empty] | 45500516500 | 453 | 45500 | 516500
[5 empty] | 46500516500 | 453 | 46500 | 516500
[5 empty] | 47500516500 | 453 | 47500 | 516500
[5 empty] | 48500516500 | 453 | 48500 | 516500
[5 empty] | 49500516500 | 453 | 49500 | 516500
[5 empty] | 50500516500 | 453 | 50500 | 516500
[5 empty] | 51500516500 | 453 | 51500 | 516500
[5 empty] | 5500515500 | 453 | 5500 | 515500
[5 empty] | 6500515500 | 453 | 6500 | 515500
[5 empty] | 7500515500 | 453 | 7500 | 515500
[5 empty] | 8500515500 | 453 | 8500 | 515500
[5 empty] | 9500515500 | 453 | 9500 | 515500
[5 empty] | 10500515500 | 453 | 10500 | 515500
[5 empty] | 11500515500 | 453 | 11500 | 515500
[5 empty] | 12500515500 | 453 | 12500 | 515500
[5 empty] | 13500515500 | 453 | 13500 | 515500
[5 empty] | 14500515500 | 453 | 14500 | 515500
[5 empty] | 15500515500 | 453 | 15500 | 515500
[5 empty] | 16500515500 | 453 | 16500 | 515500
[5 empty] | 17500515500 | 453 | 17500 | 515500
[5 empty] | 18500515500 | 453 | 18500 | 515500
[5 empty] | 19500515500 | 453 | 19500 | 515500
[5 empty] | 20500515500 | 453 | 20500 | 515500
[5 empty] | 21500515500 | 453 | 21500 | 515500
[5 empty] | 22500515500 | 453 | 22500 | 515500
[5 empty] | 23500515500 | 453 | 23500 | 515500
[5 empty] | 24500515500 | 453 | 24500 | 515500
[5 empty] | 25500515500 | 453 | 25500 | 515500
[5 empty] | 26500515500 | 453 | 26500 | 515500
[5 empty] | 27500515500 | 453 | 27500 | 515500
[5 empty] | 28500515500 | 453 | 28500 | 515500
[5 empty] | 29500515500 | 453 | 29500 | 515500
[5 empty] | 30500515500 | 453 | 30500 | 515500
[5 empty] | 31500515500 | 453 | 31500 | 515500
[5 empty] | 32500515500 | 453 | 32500 | 515500
[5 empty] | 33500515500 | 453 | 33500 | 515500
[5 empty] | 34500515500 | 453 | 34500 | 515500
[5 empty] | 35500515500 | 453 | 35500 | 515500
[5 empty] | 36500515500 | 453 | 36500 | 515500
[5 empty] | 37500515500 | 453 | 37500 | 515500
[5 empty] | 38500515500 | 453 | 38500 | 515500
[5 empty] | 39500515500 | 453 | 39500 | 515500
[5 empty] | 40500515500 | 453 | 40500 | 515500
[5 empty] | 41500515500 | 453 | 41500 | 515500
[5 empty] | 42500515500 | 453 | 42500 | 515500
[5 empty] | 43500515500 | 453 | 43500 | 515500
[5 empty] | 44500515500 | 453 | 44500 | 515500
[5 empty] | 45500515500 | 453 | 45500 | 515500
[5 empty] | 46500515500 | 453 | 46500 | 515500
[5 empty] | 47500515500 | 453 | 47500 | 515500
[5 empty] | 48500515500 | 453 | 48500 | 515500
[5 empty] | 49500515500 | 453 | 49500 | 515500
[5 empty] | 50500515500 | 453 | 50500 | 515500
[5 empty] | 51500515500 | 453 | 51500 | 515500
[5 empty] | 52500515500 | 453 | 52500 | 515500
[5 empty] | 6500514500 | 453 | 6500 | 514500
[5 empty] | 7500514500 | 453 | 7500 | 514500
[5 empty] | 8500514500 | 453 | 8500 | 514500
[5 empty] | 9500514500 | 453 | 9500 | 514500
[5 empty] | 10500514500 | 453 | 10500 | 514500
[5 empty] | 11500514500 | 453 | 11500 | 514500
[5 empty] | 12500514500 | 453 | 12500 | 514500
[5 empty] | 13500514500 | 453 | 13500 | 514500
[5 empty] | 14500514500 | 453 | 14500 | 514500
[5 empty] | 15500514500 | 453 | 15500 | 514500
[5 empty] | 16500514500 | 453 | 16500 | 514500
[5 empty] | 17500514500 | 453 | 17500 | 514500
[5 empty] | 18500514500 | 453 | 18500 | 514500
[5 empty] | 19500514500 | 453 | 19500 | 514500
[5 empty] | 20500514500 | 453 | 20500 | 514500
[5 empty] | 21500514500 | 453 | 21500 | 514500
[5 empty] | 22500514500 | 453 | 22500 | 514500
[5 empty] | 23500514500 | 453 | 23500 | 514500
[5 empty] | 24500514500 | 453 | 24500 | 514500
[5 empty] | 25500514500 | 453 | 25500 | 514500
[5 empty] | 26500514500 | 453 | 26500 | 514500
[5 empty] | 27500514500 | 453 | 27500 | 514500
[5 empty] | 28500514500 | 453 | 28500 | 514500
[5 empty] | 29500514500 | 453 | 29500 | 514500
[5 empty] | 30500514500 | 453 | 30500 | 514500
[5 empty] | 31500514500 | 453 | 31500 | 514500
[5 empty] | 32500514500 | 453 | 32500 | 514500
[5 empty] | 33500514500 | 453 | 33500 | 514500
[5 empty] | 34500514500 | 453 | 34500 | 514500
[5 empty] | 35500514500 | 453 | 35500 | 514500
[5 empty] | 36500514500 | 453 | 36500 | 514500
[5 empty] | 37500514500 | 453 | 37500 | 514500
[5 empty] | 38500514500 | 453 | 38500 | 514500
[5 empty] | 39500514500 | 453 | 39500 | 514500
[5 empty] | 40500514500 | 453 | 40500 | 514500
[5 empty] | 41500514500 | 453 | 41500 | 514500
[5 empty] | 42500514500 | 453 | 42500 | 514500
[5 empty] | 43500514500 | 453 | 43500 | 514500
[5 empty] | 44500514500 | 453 | 44500 | 514500
[5 empty] | 45500514500 | 453 | 45500 | 514500
[5 empty] | 46500514500 | 453 | 46500 | 514500
[5 empty] | 47500514500 | 453 | 47500 | 514500
[5 empty] | 48500514500 | 453 | 48500 | 514500
[5 empty] | 49500514500 | 453 | 49500 | 514500
[5 empty] | 50500514500 | 453 | 50500 | 514500
[5 empty] | 51500514500 | 453 | 51500 | 514500
[5 empty] | 52500514500 | 453 | 52500 | 514500
[5 empty] | 53500514500 | 453 | 53500 | 514500
[5 empty] | 6500513500 | 453 | 6500 | 513500
[5 empty] | 7500513500 | 453 | 7500 | 513500
[5 empty] | 8500513500 | 453 | 8500 | 513500
[5 empty] | 9500513500 | 453 | 9500 | 513500
[5 empty] | 10500513500 | 453 | 10500 | 513500
[5 empty] | 11500513500 | 453 | 11500 | 513500
[5 empty] | 12500513500 | 453 | 12500 | 513500
[5 empty] | 13500513500 | 453 | 13500 | 513500
[5 empty] | 14500513500 | 453 | 14500 | 513500
[5 empty] | 15500513500 | 453 | 15500 | 513500
[5 empty] | 16500513500 | 453 | 16500 | 513500
[5 empty] | 17500513500 | 453 | 17500 | 513500
[5 empty] | 18500513500 | 453 | 18500 | 513500
[5 empty] | 19500513500 | 453 | 19500 | 513500
[5 empty] | 20500513500 | 453 | 20500 | 513500
[5 empty] | 21500513500 | 453 | 21500 | 513500
[5 empty] | 22500513500 | 453 | 22500 | 513500
[5 empty] | 23500513500 | 453 | 23500 | 513500
[5 empty] | 24500513500 | 453 | 24500 | 513500
[5 empty] | 25500513500 | 453 | 25500 | 513500
[5 empty] | 26500513500 | 453 | 26500 | 513500
[5 empty] | 27500513500 | 453 | 27500 | 513500
[5 empty] | 28500513500 | 453 | 28500 | 513500
[5 empty] | 29500513500 | 453 | 29500 | 513500
[5 empty] | 30500513500 | 453 | 30500 | 513500
[5 empty] | 31500513500 | 453 | 31500 | 513500
[5 empty] | 32500513500 | 453 | 32500 | 513500
[5 empty] | 33500513500 | 453 | 33500 | 513500
[5 empty] | 34500513500 | 453 | 34500 | 513500
[5 empty] | 35500513500 | 453 | 35500 | 513500
[5 empty] | 36500513500 | 453 | 36500 | 513500
[5 empty] | 37500513500 | 453 | 37500 | 513500
[5 empty] | 38500513500 | 453 | 38500 | 513500
[5 empty] | 39500513500 | 453 | 39500 | 513500
[5 empty] | 40500513500 | 453 | 40500 | 513500
[5 empty] | 41500513500 | 453 | 41500 | 513500
[5 empty] | 42500513500 | 453 | 42500 | 513500
[5 empty] | 43500513500 | 453 | 43500 | 513500
[5 empty] | 44500513500 | 453 | 44500 | 513500
[5 empty] | 45500513500 | 453 | 45500 | 513500
[5 empty] | 46500513500 | 453 | 46500 | 513500
[5 empty] | 47500513500 | 453 | 47500 | 513500
[5 empty] | 48500513500 | 453 | 48500 | 513500
[5 empty] | 49500513500 | 453 | 49500 | 513500
[5 empty] | 50500513500 | 453 | 50500 | 513500
[5 empty] | 51500513500 | 453 | 51500 | 513500
[5 empty] | 52500513500 | 453 | 52500 | 513500
[5 empty] | 53500513500 | 453 | 53500 | 513500
[5 empty] | 7500512500 | 453 | 7500 | 512500
[5 empty] | 8500512500 | 453 | 8500 | 512500
[5 empty] | 9500512500 | 453 | 9500 | 512500
[5 empty] | 10500512500 | 453 | 10500 | 512500
[5 empty] | 11500512500 | 453 | 11500 | 512500
[5 empty] | 12500512500 | 453 | 12500 | 512500
[5 empty] | 13500512500 | 453 | 13500 | 512500
[5 empty] | 14500512500 | 453 | 14500 | 512500
[5 empty] | 15500512500 | 453 | 15500 | 512500
[5 empty] | 16500512500 | 453 | 16500 | 512500
[5 empty] | 17500512500 | 453 | 17500 | 512500
[5 empty] | 18500512500 | 453 | 18500 | 512500
[5 empty] | 19500512500 | 453 | 19500 | 512500
[5 empty] | 20500512500 | 453 | 20500 | 512500
[5 empty] | 21500512500 | 453 | 21500 | 512500
[5 empty] | 22500512500 | 453 | 22500 | 512500
[5 empty] | 23500512500 | 453 | 23500 | 512500
[5 empty] | 24500512500 | 453 | 24500 | 512500
[5 empty] | 25500512500 | 453 | 25500 | 512500
[5 empty] | 26500512500 | 453 | 26500 | 512500
[5 empty] | 27500512500 | 453 | 27500 | 512500
[5 empty] | 28500512500 | 453 | 28500 | 512500
[5 empty] | 29500512500 | 453 | 29500 | 512500
[5 empty] | 30500512500 | 453 | 30500 | 512500
[5 empty] | 31500512500 | 453 | 31500 | 512500
[5 empty] | 32500512500 | 453 | 32500 | 512500
[5 empty] | 33500512500 | 453 | 33500 | 512500
[5 empty] | 34500512500 | 453 | 34500 | 512500
[5 empty] | 35500512500 | 453 | 35500 | 512500
[5 empty] | 36500512500 | 453 | 36500 | 512500
[5 empty] | 37500512500 | 453 | 37500 | 512500
[5 empty] | 38500512500 | 453 | 38500 | 512500
[5 empty] | 39500512500 | 453 | 39500 | 512500
[5 empty] | 40500512500 | 453 | 40500 | 512500
[5 empty] | 41500512500 | 453 | 41500 | 512500
[5 empty] | 42500512500 | 453 | 42500 | 512500
[5 empty] | 43500512500 | 453 | 43500 | 512500
[5 empty] | 44500512500 | 453 | 44500 | 512500
[5 empty] | 45500512500 | 453 | 45500 | 512500
[5 empty] | 46500512500 | 453 | 46500 | 512500
[5 empty] | 47500512500 | 453 | 47500 | 512500
[5 empty] | 48500512500 | 453 | 48500 | 512500
[5 empty] | 49500512500 | 453 | 49500 | 512500
[5 empty] | 50500512500 | 453 | 50500 | 512500
[5 empty] | 51500512500 | 453 | 51500 | 512500
[5 empty] | 52500512500 | 453 | 52500 | 512500
[5 empty] | 53500512500 | 453 | 53500 | 512500
[5 empty] | 10500511500 | 453 | 10500 | 511500
[5 empty] | 11500511500 | 453 | 11500 | 511500
[5 empty] | 12500511500 | 453 | 12500 | 511500
[5 empty] | 13500511500 | 453 | 13500 | 511500
[5 empty] | 14500511500 | 453 | 14500 | 511500
[5 empty] | 15500511500 | 453 | 15500 | 511500
[5 empty] | 16500511500 | 453 | 16500 | 511500
[5 empty] | 17500511500 | 453 | 17500 | 511500
[5 empty] | 18500511500 | 453 | 18500 | 511500
[5 empty] | 19500511500 | 453 | 19500 | 511500
[5 empty] | 20500511500 | 453 | 20500 | 511500
[5 empty] | 21500511500 | 453 | 21500 | 511500
[5 empty] | 22500511500 | 453 | 22500 | 511500
[5 empty] | 23500511500 | 453 | 23500 | 511500
[5 empty] | 24500511500 | 453 | 24500 | 511500
[5 empty] | 25500511500 | 453 | 25500 | 511500
[5 empty] | 26500511500 | 453 | 26500 | 511500
[5 empty] | 27500511500 | 453 | 27500 | 511500
[5 empty] | 28500511500 | 453 | 28500 | 511500
[5 empty] | 29500511500 | 453 | 29500 | 511500
[5 empty] | 30500511500 | 453 | 30500 | 511500
[5 empty] | 31500511500 | 453 | 31500 | 511500
[5 empty] | 32500511500 | 453 | 32500 | 511500
[5 empty] | 33500511500 | 453 | 33500 | 511500
[5 empty] | 34500511500 | 453 | 34500 | 511500
[5 empty] | 35500511500 | 453 | 35500 | 511500
[5 empty] | 36500511500 | 453 | 36500 | 511500
[5 empty] | 37500511500 | 453 | 37500 | 511500
[5 empty] | 38500511500 | 453 | 38500 | 511500
[5 empty] | 39500511500 | 453 | 39500 | 511500
[5 empty] | 40500511500 | 453 | 40500 | 511500
[5 empty] | 41500511500 | 453 | 41500 | 511500
[5 empty] | 42500511500 | 453 | 42500 | 511500
[5 empty] | 43500511500 | 453 | 43500 | 511500
[5 empty] | 44500511500 | 453 | 44500 | 511500
[5 empty] | 45500511500 | 453 | 45500 | 511500
[5 empty] | 46500511500 | 453 | 46500 | 511500
[5 empty] | 47500511500 | 453 | 47500 | 511500
[5 empty] | 48500511500 | 453 | 48500 | 511500
[5 empty] | 49500511500 | 453 | 49500 | 511500
[5 empty] | 50500511500 | 453 | 50500 | 511500
[5 empty] | 51500511500 | 453 | 51500 | 511500
[5 empty] | 52500511500 | 453 | 52500 | 511500
[5 empty] | 53500511500 | 453 | 53500 | 511500
[5 empty] | 10500510500 | 453 | 10500 | 510500
[5 empty] | 11500510500 | 453 | 11500 | 510500
[5 empty] | 12500510500 | 453 | 12500 | 510500
[5 empty] | 13500510500 | 453 | 13500 | 510500
[5 empty] | 14500510500 | 453 | 14500 | 510500
[5 empty] | 15500510500 | 453 | 15500 | 510500
[5 empty] | 16500510500 | 453 | 16500 | 510500
[5 empty] | 17500510500 | 453 | 17500 | 510500
[5 empty] | 18500510500 | 453 | 18500 | 510500
[5 empty] | 19500510500 | 453 | 19500 | 510500
[5 empty] | 20500510500 | 453 | 20500 | 510500
[5 empty] | 21500510500 | 453 | 21500 | 510500
[5 empty] | 22500510500 | 453 | 22500 | 510500
[5 empty] | 23500510500 | 453 | 23500 | 510500
[5 empty] | 24500510500 | 453 | 24500 | 510500
[5 empty] | 25500510500 | 453 | 25500 | 510500
[5 empty] | 26500510500 | 453 | 26500 | 510500
[5 empty] | 27500510500 | 453 | 27500 | 510500
[5 empty] | 28500510500 | 453 | 28500 | 510500
[5 empty] | 29500510500 | 453 | 29500 | 510500
[5 empty] | 30500510500 | 453 | 30500 | 510500
[5 empty] | 31500510500 | 453 | 31500 | 510500
[5 empty] | 32500510500 | 453 | 32500 | 510500
[5 empty] | 33500510500 | 453 | 33500 | 510500
[5 empty] | 34500510500 | 453 | 34500 | 510500
[5 empty] | 35500510500 | 453 | 35500 | 510500
[5 empty] | 36500510500 | 453 | 36500 | 510500
[5 empty] | 37500510500 | 453 | 37500 | 510500
[5 empty] | 38500510500 | 453 | 38500 | 510500
[5 empty] | 39500510500 | 453 | 39500 | 510500
[5 empty] | 40500510500 | 453 | 40500 | 510500
[5 empty] | 41500510500 | 453 | 41500 | 510500
[5 empty] | 42500510500 | 453 | 42500 | 510500
[5 empty] | 43500510500 | 453 | 43500 | 510500
[5 empty] | 44500510500 | 453 | 44500 | 510500
[5 empty] | 45500510500 | 453 | 45500 | 510500
[5 empty] | 46500510500 | 453 | 46500 | 510500
[5 empty] | 47500510500 | 453 | 47500 | 510500
[5 empty] | 48500510500 | 453 | 48500 | 510500
[5 empty] | 49500510500 | 453 | 49500 | 510500
[5 empty] | 50500510500 | 453 | 50500 | 510500
[5 empty] | 51500510500 | 453 | 51500 | 510500
[5 empty] | 52500510500 | 453 | 52500 | 510500
[5 empty] | 53500510500 | 453 | 53500 | 510500
[5 empty] | 11500509500 | 453 | 11500 | 509500
[5 empty] | 12500509500 | 453 | 12500 | 509500
[5 empty] | 13500509500 | 453 | 13500 | 509500
[5 empty] | 14500509500 | 453 | 14500 | 509500
[5 empty] | 15500509500 | 453 | 15500 | 509500
[5 empty] | 16500509500 | 453 | 16500 | 509500
[5 empty] | 17500509500 | 453 | 17500 | 509500
[5 empty] | 18500509500 | 453 | 18500 | 509500
[5 empty] | 19500509500 | 453 | 19500 | 509500
[5 empty] | 20500509500 | 453 | 20500 | 509500
[5 empty] | 21500509500 | 453 | 21500 | 509500
[5 empty] | 22500509500 | 453 | 22500 | 509500
[5 empty] | 23500509500 | 453 | 23500 | 509500
[5 empty] | 24500509500 | 453 | 24500 | 509500
[5 empty] | 25500509500 | 453 | 25500 | 509500
[5 empty] | 26500509500 | 453 | 26500 | 509500
[5 empty] | 27500509500 | 453 | 27500 | 509500
[5 empty] | 28500509500 | 453 | 28500 | 509500
[5 empty] | 29500509500 | 453 | 29500 | 509500
[5 empty] | 30500509500 | 453 | 30500 | 509500
[5 empty] | 31500509500 | 453 | 31500 | 509500
[5 empty] | 32500509500 | 453 | 32500 | 509500
[5 empty] | 33500509500 | 453 | 33500 | 509500
[5 empty] | 34500509500 | 453 | 34500 | 509500
[5 empty] | 35500509500 | 453 | 35500 | 509500
[5 empty] | 36500509500 | 453 | 36500 | 509500
[5 empty] | 37500509500 | 453 | 37500 | 509500
[5 empty] | 38500509500 | 453 | 38500 | 509500
[5 empty] | 39500509500 | 453 | 39500 | 509500
[5 empty] | 40500509500 | 453 | 40500 | 509500
[5 empty] | 41500509500 | 453 | 41500 | 509500
[5 empty] | 42500509500 | 453 | 42500 | 509500
[5 empty] | 43500509500 | 453 | 43500 | 509500
[5 empty] | 44500509500 | 453 | 44500 | 509500
[5 empty] | 45500509500 | 453 | 45500 | 509500
[5 empty] | 46500509500 | 453 | 46500 | 509500
[5 empty] | 47500509500 | 453 | 47500 | 509500
[5 empty] | 48500509500 | 453 | 48500 | 509500
[5 empty] | 49500509500 | 453 | 49500 | 509500
[5 empty] | 50500509500 | 453 | 50500 | 509500
[5 empty] | 51500509500 | 453 | 51500 | 509500
[5 empty] | 52500509500 | 453 | 52500 | 509500
[5 empty] | 53500509500 | 453 | 53500 | 509500
[5 empty] | 54500509500 | 453 | 54500 | 509500
[5 empty] | 55500509500 | 453 | 55500 | 509500
[5 empty] | 56500509500 | 453 | 56500 | 509500
[5 empty] | 12500508500 | 453 | 12500 | 508500
[5 empty] | 13500508500 | 453 | 13500 | 508500
[5 empty] | 14500508500 | 453 | 14500 | 508500
[5 empty] | 15500508500 | 453 | 15500 | 508500
[5 empty] | 16500508500 | 453 | 16500 | 508500
[5 empty] | 17500508500 | 453 | 17500 | 508500
[5 empty] | 18500508500 | 453 | 18500 | 508500
[5 empty] | 19500508500 | 453 | 19500 | 508500
[5 empty] | 20500508500 | 453 | 20500 | 508500
[5 empty] | 21500508500 | 453 | 21500 | 508500
[5 empty] | 22500508500 | 453 | 22500 | 508500
[5 empty] | 23500508500 | 453 | 23500 | 508500
[5 empty] | 24500508500 | 453 | 24500 | 508500
[5 empty] | 25500508500 | 453 | 25500 | 508500
[5 empty] | 26500508500 | 453 | 26500 | 508500
[5 empty] | 27500508500 | 453 | 27500 | 508500
[5 empty] | 28500508500 | 453 | 28500 | 508500
[5 empty] | 29500508500 | 453 | 29500 | 508500
[5 empty] | 30500508500 | 453 | 30500 | 508500
[5 empty] | 31500508500 | 453 | 31500 | 508500
[5 empty] | 32500508500 | 453 | 32500 | 508500
[5 empty] | 33500508500 | 453 | 33500 | 508500
[5 empty] | 34500508500 | 453 | 34500 | 508500
[5 empty] | 35500508500 | 453 | 35500 | 508500
[5 empty] | 36500508500 | 453 | 36500 | 508500
[5 empty] | 37500508500 | 453 | 37500 | 508500
[5 empty] | 38500508500 | 453 | 38500 | 508500
[5 empty] | 39500508500 | 453 | 39500 | 508500
[5 empty] | 40500508500 | 453 | 40500 | 508500
[5 empty] | 41500508500 | 453 | 41500 | 508500
[5 empty] | 42500508500 | 453 | 42500 | 508500
[5 empty] | 43500508500 | 453 | 43500 | 508500
[5 empty] | 44500508500 | 453 | 44500 | 508500
[5 empty] | 45500508500 | 453 | 45500 | 508500
[5 empty] | 46500508500 | 453 | 46500 | 508500
[5 empty] | 47500508500 | 453 | 47500 | 508500
[5 empty] | 48500508500 | 453 | 48500 | 508500
[5 empty] | 49500508500 | 453 | 49500 | 508500
[5 empty] | 50500508500 | 453 | 50500 | 508500
[5 empty] | 51500508500 | 453 | 51500 | 508500
[5 empty] | 52500508500 | 453 | 52500 | 508500
[5 empty] | 53500508500 | 453 | 53500 | 508500
[5 empty] | 54500508500 | 453 | 54500 | 508500
[5 empty] | 55500508500 | 453 | 55500 | 508500
[5 empty] | 56500508500 | 453 | 56500 | 508500
[5 empty] | 57500508500 | 453 | 57500 | 508500
[5 empty] | 12500507500 | 453 | 12500 | 507500
[5 empty] | 13500507500 | 453 | 13500 | 507500
[5 empty] | 14500507500 | 453 | 14500 | 507500
[5 empty] | 15500507500 | 453 | 15500 | 507500
[5 empty] | 16500507500 | 453 | 16500 | 507500
[5 empty] | 17500507500 | 453 | 17500 | 507500
[5 empty] | 18500507500 | 453 | 18500 | 507500
[5 empty] | 19500507500 | 453 | 19500 | 507500
[5 empty] | 20500507500 | 453 | 20500 | 507500
[5 empty] | 21500507500 | 453 | 21500 | 507500
[5 empty] | 22500507500 | 453 | 22500 | 507500
[5 empty] | 23500507500 | 453 | 23500 | 507500
[5 empty] | 24500507500 | 453 | 24500 | 507500
[5 empty] | 25500507500 | 453 | 25500 | 507500
[5 empty] | 26500507500 | 453 | 26500 | 507500
[5 empty] | 27500507500 | 453 | 27500 | 507500
[5 empty] | 28500507500 | 453 | 28500 | 507500
[5 empty] | 29500507500 | 453 | 29500 | 507500
[5 empty] | 30500507500 | 453 | 30500 | 507500
[5 empty] | 31500507500 | 453 | 31500 | 507500
[5 empty] | 32500507500 | 453 | 32500 | 507500
[5 empty] | 33500507500 | 453 | 33500 | 507500
[5 empty] | 34500507500 | 453 | 34500 | 507500
[5 empty] | 35500507500 | 453 | 35500 | 507500
[5 empty] | 36500507500 | 453 | 36500 | 507500
[5 empty] | 37500507500 | 453 | 37500 | 507500
[5 empty] | 38500507500 | 453 | 38500 | 507500
[5 empty] | 39500507500 | 453 | 39500 | 507500
[5 empty] | 40500507500 | 453 | 40500 | 507500
[5 empty] | 41500507500 | 453 | 41500 | 507500
[5 empty] | 42500507500 | 453 | 42500 | 507500
[5 empty] | 43500507500 | 453 | 43500 | 507500
[5 empty] | 44500507500 | 453 | 44500 | 507500
[5 empty] | 45500507500 | 453 | 45500 | 507500
[5 empty] | 46500507500 | 453 | 46500 | 507500
[5 empty] | 47500507500 | 453 | 47500 | 507500
[5 empty] | 48500507500 | 453 | 48500 | 507500
[5 empty] | 49500507500 | 453 | 49500 | 507500
[5 empty] | 50500507500 | 453 | 50500 | 507500
[5 empty] | 51500507500 | 453 | 51500 | 507500
[5 empty] | 52500507500 | 453 | 52500 | 507500
[5 empty] | 53500507500 | 453 | 53500 | 507500
[5 empty] | 54500507500 | 453 | 54500 | 507500
[5 empty] | 55500507500 | 453 | 55500 | 507500
[5 empty] | 56500507500 | 453 | 56500 | 507500
[5 empty] | 57500507500 | 453 | 57500 | 507500
[5 empty] | 12500506500 | 453 | 12500 | 506500
[5 empty] | 13500506500 | 453 | 13500 | 506500
[5 empty] | 14500506500 | 453 | 14500 | 506500
[5 empty] | 15500506500 | 453 | 15500 | 506500
[5 empty] | 16500506500 | 453 | 16500 | 506500
[5 empty] | 17500506500 | 453 | 17500 | 506500
[5 empty] | 18500506500 | 453 | 18500 | 506500
[5 empty] | 19500506500 | 453 | 19500 | 506500
[5 empty] | 20500506500 | 453 | 20500 | 506500
[5 empty] | 21500506500 | 453 | 21500 | 506500
[5 empty] | 22500506500 | 453 | 22500 | 506500
[5 empty] | 23500506500 | 453 | 23500 | 506500
[5 empty] | 24500506500 | 453 | 24500 | 506500
[5 empty] | 25500506500 | 453 | 25500 | 506500
[5 empty] | 26500506500 | 453 | 26500 | 506500
[5 empty] | 27500506500 | 453 | 27500 | 506500
[5 empty] | 28500506500 | 453 | 28500 | 506500
[5 empty] | 29500506500 | 453 | 29500 | 506500
[5 empty] | 30500506500 | 453 | 30500 | 506500
[5 empty] | 31500506500 | 453 | 31500 | 506500
[5 empty] | 32500506500 | 453 | 32500 | 506500
[5 empty] | 33500506500 | 453 | 33500 | 506500
[5 empty] | 34500506500 | 453 | 34500 | 506500
[5 empty] | 35500506500 | 453 | 35500 | 506500
[5 empty] | 36500506500 | 453 | 36500 | 506500
[5 empty] | 37500506500 | 453 | 37500 | 506500
[5 empty] | 38500506500 | 453 | 38500 | 506500
[5 empty] | 39500506500 | 453 | 39500 | 506500
[5 empty] | 40500506500 | 453 | 40500 | 506500
[5 empty] | 41500506500 | 453 | 41500 | 506500
[5 empty] | 42500506500 | 453 | 42500 | 506500
[5 empty] | 43500506500 | 453 | 43500 | 506500
[5 empty] | 44500506500 | 453 | 44500 | 506500
[5 empty] | 45500506500 | 453 | 45500 | 506500
[5 empty] | 46500506500 | 453 | 46500 | 506500
[5 empty] | 47500506500 | 453 | 47500 | 506500
[5 empty] | 48500506500 | 453 | 48500 | 506500
[5 empty] | 49500506500 | 453 | 49500 | 506500
[5 empty] | 50500506500 | 453 | 50500 | 506500
[5 empty] | 51500506500 | 453 | 51500 | 506500
[5 empty] | 52500506500 | 453 | 52500 | 506500
[5 empty] | 53500506500 | 453 | 53500 | 506500
[5 empty] | 54500506500 | 453 | 54500 | 506500
[5 empty] | 55500506500 | 453 | 55500 | 506500
[5 empty] | 56500506500 | 453 | 56500 | 506500
[5 empty] | 57500506500 | 453 | 57500 | 506500
[5 empty] | 14500505500 | 453 | 14500 | 505500
[5 empty] | 15500505500 | 453 | 15500 | 505500
[5 empty] | 16500505500 | 453 | 16500 | 505500
[5 empty] | 17500505500 | 453 | 17500 | 505500
[5 empty] | 18500505500 | 453 | 18500 | 505500
[5 empty] | 19500505500 | 453 | 19500 | 505500
[5 empty] | 20500505500 | 453 | 20500 | 505500
[5 empty] | 21500505500 | 453 | 21500 | 505500
[5 empty] | 22500505500 | 453 | 22500 | 505500
[5 empty] | 23500505500 | 453 | 23500 | 505500
[5 empty] | 24500505500 | 453 | 24500 | 505500
[5 empty] | 25500505500 | 453 | 25500 | 505500
[5 empty] | 26500505500 | 453 | 26500 | 505500
[5 empty] | 27500505500 | 453 | 27500 | 505500
[5 empty] | 28500505500 | 453 | 28500 | 505500
[5 empty] | 29500505500 | 453 | 29500 | 505500
[5 empty] | 30500505500 | 453 | 30500 | 505500
[5 empty] | 31500505500 | 453 | 31500 | 505500
[5 empty] | 32500505500 | 453 | 32500 | 505500
[5 empty] | 33500505500 | 453 | 33500 | 505500
[5 empty] | 34500505500 | 453 | 34500 | 505500
[5 empty] | 35500505500 | 453 | 35500 | 505500
[5 empty] | 36500505500 | 453 | 36500 | 505500
[5 empty] | 37500505500 | 453 | 37500 | 505500
[5 empty] | 38500505500 | 453 | 38500 | 505500
[5 empty] | 39500505500 | 453 | 39500 | 505500
[5 empty] | 40500505500 | 453 | 40500 | 505500
[5 empty] | 41500505500 | 453 | 41500 | 505500
[5 empty] | 42500505500 | 453 | 42500 | 505500
[5 empty] | 43500505500 | 453 | 43500 | 505500
[5 empty] | 44500505500 | 453 | 44500 | 505500
[5 empty] | 45500505500 | 453 | 45500 | 505500
[5 empty] | 46500505500 | 453 | 46500 | 505500
[5 empty] | 47500505500 | 453 | 47500 | 505500
[5 empty] | 48500505500 | 453 | 48500 | 505500
[5 empty] | 49500505500 | 453 | 49500 | 505500
[5 empty] | 50500505500 | 453 | 50500 | 505500
[5 empty] | 51500505500 | 453 | 51500 | 505500
[5 empty] | 52500505500 | 453 | 52500 | 505500
[5 empty] | 53500505500 | 453 | 53500 | 505500
[5 empty] | 54500505500 | 453 | 54500 | 505500
[5 empty] | 55500505500 | 453 | 55500 | 505500
[5 empty] | 56500505500 | 453 | 56500 | 505500
[5 empty] | 57500505500 | 453 | 57500 | 505500
[5 empty] | 58500505500 | 453 | 58500 | 505500
[5 empty] | 61500505500 | 453 | 61500 | 505500
[5 empty] | 62500505500 | 453 | 62500 | 505500
[5 empty] | 63500505500 | 453 | 63500 | 505500
[5 empty] | 17500504500 | 453 | 17500 | 504500
[5 empty] | 18500504500 | 453 | 18500 | 504500
[5 empty] | 19500504500 | 453 | 19500 | 504500
[5 empty] | 20500504500 | 453 | 20500 | 504500
[5 empty] | 21500504500 | 453 | 21500 | 504500
[5 empty] | 22500504500 | 453 | 22500 | 504500
[5 empty] | 23500504500 | 453 | 23500 | 504500
[5 empty] | 24500504500 | 453 | 24500 | 504500
[5 empty] | 25500504500 | 453 | 25500 | 504500
[5 empty] | 26500504500 | 453 | 26500 | 504500
[5 empty] | 27500504500 | 453 | 27500 | 504500
[5 empty] | 28500504500 | 453 | 28500 | 504500
[5 empty] | 29500504500 | 453 | 29500 | 504500
[5 empty] | 30500504500 | 453 | 30500 | 504500
[5 empty] | 31500504500 | 453 | 31500 | 504500
[5 empty] | 32500504500 | 453 | 32500 | 504500
[5 empty] | 33500504500 | 453 | 33500 | 504500
[5 empty] | 34500504500 | 453 | 34500 | 504500
[5 empty] | 35500504500 | 453 | 35500 | 504500
[5 empty] | 36500504500 | 453 | 36500 | 504500
[5 empty] | 37500504500 | 453 | 37500 | 504500
[5 empty] | 38500504500 | 453 | 38500 | 504500
[5 empty] | 39500504500 | 453 | 39500 | 504500
[5 empty] | 40500504500 | 453 | 40500 | 504500
[5 empty] | 41500504500 | 453 | 41500 | 504500
[5 empty] | 42500504500 | 453 | 42500 | 504500
[5 empty] | 43500504500 | 453 | 43500 | 504500
[5 empty] | 44500504500 | 453 | 44500 | 504500
[5 empty] | 45500504500 | 453 | 45500 | 504500
[5 empty] | 46500504500 | 453 | 46500 | 504500
[5 empty] | 47500504500 | 453 | 47500 | 504500
[5 empty] | 48500504500 | 453 | 48500 | 504500
[5 empty] | 49500504500 | 453 | 49500 | 504500
[5 empty] | 50500504500 | 453 | 50500 | 504500
[5 empty] | 51500504500 | 453 | 51500 | 504500
[5 empty] | 52500504500 | 453 | 52500 | 504500
[5 empty] | 53500504500 | 453 | 53500 | 504500
[5 empty] | 54500504500 | 453 | 54500 | 504500
[5 empty] | 55500504500 | 453 | 55500 | 504500
[5 empty] | 56500504500 | 453 | 56500 | 504500
[5 empty] | 57500504500 | 453 | 57500 | 504500
[5 empty] | 58500504500 | 453 | 58500 | 504500
[5 empty] | 59500504500 | 453 | 59500 | 504500
[5 empty] | 60500504500 | 453 | 60500 | 504500
[5 empty] | 61500504500 | 453 | 61500 | 504500
[5 empty] | 62500504500 | 453 | 62500 | 504500
[5 empty] | 63500504500 | 453 | 63500 | 504500
[5 empty] | 17500503500 | 453 | 17500 | 503500
[5 empty] | 18500503500 | 453 | 18500 | 503500
[5 empty] | 19500503500 | 453 | 19500 | 503500
[5 empty] | 20500503500 | 453 | 20500 | 503500
[5 empty] | 21500503500 | 453 | 21500 | 503500
[5 empty] | 22500503500 | 453 | 22500 | 503500
[5 empty] | 23500503500 | 453 | 23500 | 503500
[5 empty] | 24500503500 | 453 | 24500 | 503500
[5 empty] | 25500503500 | 453 | 25500 | 503500
[5 empty] | 26500503500 | 453 | 26500 | 503500
[5 empty] | 27500503500 | 453 | 27500 | 503500
[5 empty] | 28500503500 | 453 | 28500 | 503500
[5 empty] | 29500503500 | 453 | 29500 | 503500
[5 empty] | 30500503500 | 453 | 30500 | 503500
[5 empty] | 31500503500 | 453 | 31500 | 503500
[5 empty] | 32500503500 | 453 | 32500 | 503500
[5 empty] | 33500503500 | 453 | 33500 | 503500
[5 empty] | 34500503500 | 453 | 34500 | 503500
[5 empty] | 35500503500 | 453 | 35500 | 503500
[5 empty] | 36500503500 | 453 | 36500 | 503500
[5 empty] | 37500503500 | 453 | 37500 | 503500
[5 empty] | 38500503500 | 453 | 38500 | 503500
[5 empty] | 39500503500 | 453 | 39500 | 503500
[5 empty] | 40500503500 | 453 | 40500 | 503500
[5 empty] | 41500503500 | 453 | 41500 | 503500
[5 empty] | 42500503500 | 453 | 42500 | 503500
[5 empty] | 43500503500 | 453 | 43500 | 503500
[5 empty] | 44500503500 | 453 | 44500 | 503500
[5 empty] | 45500503500 | 453 | 45500 | 503500
[5 empty] | 46500503500 | 453 | 46500 | 503500
[5 empty] | 47500503500 | 453 | 47500 | 503500
[5 empty] | 48500503500 | 453 | 48500 | 503500
[5 empty] | 49500503500 | 453 | 49500 | 503500
[5 empty] | 50500503500 | 453 | 50500 | 503500
[5 empty] | 51500503500 | 453 | 51500 | 503500
[5 empty] | 52500503500 | 453 | 52500 | 503500
[5 empty] | 53500503500 | 453 | 53500 | 503500
[5 empty] | 54500503500 | 453 | 54500 | 503500
[5 empty] | 55500503500 | 453 | 55500 | 503500
[5 empty] | 56500503500 | 453 | 56500 | 503500
[5 empty] | 57500503500 | 453 | 57500 | 503500
[5 empty] | 58500503500 | 453 | 58500 | 503500
[5 empty] | 59500503500 | 453 | 59500 | 503500
[5 empty] | 60500503500 | 453 | 60500 | 503500
[5 empty] | 61500503500 | 453 | 61500 | 503500
[5 empty] | 62500503500 | 453 | 62500 | 503500
[5 empty] | 63500503500 | 453 | 63500 | 503500
[5 empty] | 17500502500 | 453 | 17500 | 502500
[5 empty] | 18500502500 | 453 | 18500 | 502500
[5 empty] | 19500502500 | 453 | 19500 | 502500
[5 empty] | 20500502500 | 453 | 20500 | 502500
[5 empty] | 21500502500 | 453 | 21500 | 502500
[5 empty] | 22500502500 | 453 | 22500 | 502500
[5 empty] | 23500502500 | 453 | 23500 | 502500
[5 empty] | 24500502500 | 453 | 24500 | 502500
[5 empty] | 25500502500 | 453 | 25500 | 502500
[5 empty] | 26500502500 | 453 | 26500 | 502500
[5 empty] | 27500502500 | 453 | 27500 | 502500
[5 empty] | 28500502500 | 453 | 28500 | 502500
[5 empty] | 29500502500 | 453 | 29500 | 502500
[5 empty] | 30500502500 | 453 | 30500 | 502500
[5 empty] | 31500502500 | 453 | 31500 | 502500
[5 empty] | 32500502500 | 453 | 32500 | 502500
[5 empty] | 33500502500 | 453 | 33500 | 502500
[5 empty] | 34500502500 | 453 | 34500 | 502500
[5 empty] | 35500502500 | 453 | 35500 | 502500
[5 empty] | 36500502500 | 453 | 36500 | 502500
[5 empty] | 37500502500 | 453 | 37500 | 502500
[5 empty] | 38500502500 | 453 | 38500 | 502500
[5 empty] | 39500502500 | 453 | 39500 | 502500
[5 empty] | 40500502500 | 453 | 40500 | 502500
[5 empty] | 41500502500 | 453 | 41500 | 502500
[5 empty] | 42500502500 | 453 | 42500 | 502500
[5 empty] | 43500502500 | 453 | 43500 | 502500
[5 empty] | 44500502500 | 453 | 44500 | 502500
[5 empty] | 45500502500 | 453 | 45500 | 502500
[5 empty] | 46500502500 | 453 | 46500 | 502500
[5 empty] | 47500502500 | 453 | 47500 | 502500
[5 empty] | 48500502500 | 453 | 48500 | 502500
[5 empty] | 49500502500 | 453 | 49500 | 502500
[5 empty] | 50500502500 | 453 | 50500 | 502500
[5 empty] | 51500502500 | 453 | 51500 | 502500
[5 empty] | 52500502500 | 453 | 52500 | 502500
[5 empty] | 53500502500 | 453 | 53500 | 502500
[5 empty] | 54500502500 | 453 | 54500 | 502500
[5 empty] | 55500502500 | 453 | 55500 | 502500
[5 empty] | 56500502500 | 453 | 56500 | 502500
[5 empty] | 57500502500 | 453 | 57500 | 502500
[5 empty] | 58500502500 | 453 | 58500 | 502500
[5 empty] | 59500502500 | 453 | 59500 | 502500
[5 empty] | 60500502500 | 453 | 60500 | 502500
[5 empty] | 61500502500 | 453 | 61500 | 502500
[5 empty] | 62500502500 | 453 | 62500 | 502500
[5 empty] | 63500502500 | 453 | 63500 | 502500
[5 empty] | 17500501500 | 453 | 17500 | 501500
[5 empty] | 18500501500 | 453 | 18500 | 501500
[5 empty] | 19500501500 | 453 | 19500 | 501500
[5 empty] | 20500501500 | 453 | 20500 | 501500
[5 empty] | 21500501500 | 453 | 21500 | 501500
[5 empty] | 22500501500 | 453 | 22500 | 501500
[5 empty] | 23500501500 | 453 | 23500 | 501500
[5 empty] | 24500501500 | 453 | 24500 | 501500
[5 empty] | 25500501500 | 453 | 25500 | 501500
[5 empty] | 26500501500 | 453 | 26500 | 501500
[5 empty] | 27500501500 | 453 | 27500 | 501500
[5 empty] | 28500501500 | 453 | 28500 | 501500
[5 empty] | 29500501500 | 453 | 29500 | 501500
[5 empty] | 30500501500 | 453 | 30500 | 501500
[5 empty] | 31500501500 | 453 | 31500 | 501500
[5 empty] | 32500501500 | 453 | 32500 | 501500
[5 empty] | 33500501500 | 453 | 33500 | 501500
[5 empty] | 34500501500 | 453 | 34500 | 501500
[5 empty] | 35500501500 | 453 | 35500 | 501500
[5 empty] | 36500501500 | 453 | 36500 | 501500
[5 empty] | 37500501500 | 453 | 37500 | 501500
[5 empty] | 38500501500 | 453 | 38500 | 501500
[5 empty] | 39500501500 | 453 | 39500 | 501500
[5 empty] | 40500501500 | 453 | 40500 | 501500
[5 empty] | 41500501500 | 453 | 41500 | 501500
[5 empty] | 42500501500 | 453 | 42500 | 501500
[5 empty] | 43500501500 | 453 | 43500 | 501500
[5 empty] | 44500501500 | 453 | 44500 | 501500
[5 empty] | 45500501500 | 453 | 45500 | 501500
[5 empty] | 46500501500 | 453 | 46500 | 501500
[5 empty] | 47500501500 | 453 | 47500 | 501500
[5 empty] | 48500501500 | 453 | 48500 | 501500
[5 empty] | 49500501500 | 453 | 49500 | 501500
[5 empty] | 50500501500 | 453 | 50500 | 501500
[5 empty] | 51500501500 | 453 | 51500 | 501500
[5 empty] | 52500501500 | 453 | 52500 | 501500
[5 empty] | 53500501500 | 453 | 53500 | 501500
[5 empty] | 54500501500 | 453 | 54500 | 501500
[5 empty] | 55500501500 | 453 | 55500 | 501500
[5 empty] | 56500501500 | 453 | 56500 | 501500
[5 empty] | 57500501500 | 453 | 57500 | 501500
[5 empty] | 58500501500 | 453 | 58500 | 501500
[5 empty] | 59500501500 | 453 | 59500 | 501500
[5 empty] | 60500501500 | 453 | 60500 | 501500
[5 empty] | 61500501500 | 453 | 61500 | 501500
[5 empty] | 62500501500 | 453 | 62500 | 501500
[5 empty] | 18500500500 | 453 | 18500 | 500500
[5 empty] | 19500500500 | 453 | 19500 | 500500
[5 empty] | 20500500500 | 453 | 20500 | 500500
[5 empty] | 21500500500 | 453 | 21500 | 500500
[5 empty] | 22500500500 | 453 | 22500 | 500500
[5 empty] | 23500500500 | 453 | 23500 | 500500
[5 empty] | 24500500500 | 453 | 24500 | 500500
[5 empty] | 25500500500 | 453 | 25500 | 500500
[5 empty] | 26500500500 | 453 | 26500 | 500500
[5 empty] | 27500500500 | 453 | 27500 | 500500
[5 empty] | 28500500500 | 453 | 28500 | 500500
[5 empty] | 29500500500 | 453 | 29500 | 500500
[5 empty] | 30500500500 | 453 | 30500 | 500500
[5 empty] | 31500500500 | 453 | 31500 | 500500
[5 empty] | 32500500500 | 453 | 32500 | 500500
[5 empty] | 33500500500 | 453 | 33500 | 500500
[5 empty] | 34500500500 | 453 | 34500 | 500500
[5 empty] | 35500500500 | 453 | 35500 | 500500
[5 empty] | 36500500500 | 453 | 36500 | 500500
[5 empty] | 37500500500 | 453 | 37500 | 500500
[5 empty] | 38500500500 | 453 | 38500 | 500500
[5 empty] | 39500500500 | 453 | 39500 | 500500
[5 empty] | 40500500500 | 453 | 40500 | 500500
[5 empty] | 41500500500 | 453 | 41500 | 500500
[5 empty] | 42500500500 | 453 | 42500 | 500500
[5 empty] | 43500500500 | 453 | 43500 | 500500
[5 empty] | 44500500500 | 453 | 44500 | 500500
[5 empty] | 45500500500 | 453 | 45500 | 500500
[5 empty] | 46500500500 | 453 | 46500 | 500500
[5 empty] | 47500500500 | 453 | 47500 | 500500
[5 empty] | 48500500500 | 453 | 48500 | 500500
[5 empty] | 49500500500 | 453 | 49500 | 500500
[5 empty] | 50500500500 | 453 | 50500 | 500500
[5 empty] | 51500500500 | 453 | 51500 | 500500
[5 empty] | 52500500500 | 453 | 52500 | 500500
[5 empty] | 53500500500 | 453 | 53500 | 500500
[5 empty] | 54500500500 | 453 | 54500 | 500500
[5 empty] | 55500500500 | 453 | 55500 | 500500
[5 empty] | 56500500500 | 453 | 56500 | 500500
[5 empty] | 57500500500 | 453 | 57500 | 500500
[5 empty] | 58500500500 | 453 | 58500 | 500500
[5 empty] | 59500500500 | 453 | 59500 | 500500
[5 empty] | 60500500500 | 453 | 60500 | 500500
[5 empty] | 61500500500 | 453 | 61500 | 500500
[5 empty] | 62500500500 | 453 | 62500 | 500500
[5 empty] | 63500500500 | 453 | 63500 | 500500
[5 empty] | 18500499500 | 453 | 18500 | 499500
[5 empty] | 19500499500 | 453 | 19500 | 499500
[5 empty] | 20500499500 | 453 | 20500 | 499500
[5 empty] | 21500499500 | 453 | 21500 | 499500
[5 empty] | 22500499500 | 453 | 22500 | 499500
[5 empty] | 23500499500 | 453 | 23500 | 499500
[5 empty] | 24500499500 | 453 | 24500 | 499500
[5 empty] | 25500499500 | 453 | 25500 | 499500
[5 empty] | 26500499500 | 453 | 26500 | 499500
[5 empty] | 27500499500 | 453 | 27500 | 499500
[5 empty] | 28500499500 | 453 | 28500 | 499500
[5 empty] | 29500499500 | 453 | 29500 | 499500
[5 empty] | 30500499500 | 453 | 30500 | 499500
[5 empty] | 31500499500 | 453 | 31500 | 499500
[5 empty] | 32500499500 | 453 | 32500 | 499500
[5 empty] | 33500499500 | 453 | 33500 | 499500
[5 empty] | 34500499500 | 453 | 34500 | 499500
[5 empty] | 35500499500 | 453 | 35500 | 499500
[5 empty] | 36500499500 | 453 | 36500 | 499500
[5 empty] | 37500499500 | 453 | 37500 | 499500
[5 empty] | 38500499500 | 453 | 38500 | 499500
[5 empty] | 39500499500 | 453 | 39500 | 499500
[5 empty] | 40500499500 | 453 | 40500 | 499500
[5 empty] | 41500499500 | 453 | 41500 | 499500
[5 empty] | 42500499500 | 453 | 42500 | 499500
[5 empty] | 43500499500 | 453 | 43500 | 499500
[5 empty] | 44500499500 | 453 | 44500 | 499500
[5 empty] | 45500499500 | 453 | 45500 | 499500
[5 empty] | 46500499500 | 453 | 46500 | 499500
[5 empty] | 47500499500 | 453 | 47500 | 499500
[5 empty] | 48500499500 | 453 | 48500 | 499500
[5 empty] | 49500499500 | 453 | 49500 | 499500
[5 empty] | 50500499500 | 453 | 50500 | 499500
[5 empty] | 51500499500 | 453 | 51500 | 499500
[5 empty] | 52500499500 | 453 | 52500 | 499500
[5 empty] | 53500499500 | 453 | 53500 | 499500
[5 empty] | 54500499500 | 453 | 54500 | 499500
[5 empty] | 55500499500 | 453 | 55500 | 499500
[5 empty] | 56500499500 | 453 | 56500 | 499500
[5 empty] | 57500499500 | 453 | 57500 | 499500
[5 empty] | 58500499500 | 453 | 58500 | 499500
[5 empty] | 59500499500 | 453 | 59500 | 499500
[5 empty] | 60500499500 | 453 | 60500 | 499500
[5 empty] | 61500499500 | 453 | 61500 | 499500
[5 empty] | 62500499500 | 453 | 62500 | 499500
[5 empty] | 63500499500 | 453 | 63500 | 499500
[5 empty] | 18500498500 | 453 | 18500 | 498500
[5 empty] | 19500498500 | 453 | 19500 | 498500
[5 empty] | 20500498500 | 453 | 20500 | 498500
[5 empty] | 21500498500 | 453 | 21500 | 498500
[5 empty] | 22500498500 | 453 | 22500 | 498500
[5 empty] | 23500498500 | 453 | 23500 | 498500
[5 empty] | 24500498500 | 453 | 24500 | 498500
[5 empty] | 25500498500 | 453 | 25500 | 498500
[5 empty] | 26500498500 | 453 | 26500 | 498500
[5 empty] | 27500498500 | 453 | 27500 | 498500
[5 empty] | 28500498500 | 453 | 28500 | 498500
[5 empty] | 29500498500 | 453 | 29500 | 498500
[5 empty] | 30500498500 | 453 | 30500 | 498500
[5 empty] | 31500498500 | 453 | 31500 | 498500
[5 empty] | 32500498500 | 453 | 32500 | 498500
[5 empty] | 33500498500 | 453 | 33500 | 498500
[5 empty] | 34500498500 | 453 | 34500 | 498500
[5 empty] | 35500498500 | 453 | 35500 | 498500
[5 empty] | 36500498500 | 453 | 36500 | 498500
[5 empty] | 37500498500 | 453 | 37500 | 498500
[5 empty] | 38500498500 | 453 | 38500 | 498500
[5 empty] | 39500498500 | 453 | 39500 | 498500
[5 empty] | 40500498500 | 453 | 40500 | 498500
[5 empty] | 41500498500 | 453 | 41500 | 498500
[5 empty] | 42500498500 | 453 | 42500 | 498500
[5 empty] | 43500498500 | 453 | 43500 | 498500
[5 empty] | 44500498500 | 453 | 44500 | 498500
[5 empty] | 45500498500 | 453 | 45500 | 498500
[5 empty] | 46500498500 | 453 | 46500 | 498500
[5 empty] | 47500498500 | 453 | 47500 | 498500
[5 empty] | 48500498500 | 453 | 48500 | 498500
[5 empty] | 49500498500 | 453 | 49500 | 498500
[5 empty] | 50500498500 | 453 | 50500 | 498500
[5 empty] | 51500498500 | 453 | 51500 | 498500
[5 empty] | 52500498500 | 453 | 52500 | 498500
[5 empty] | 53500498500 | 453 | 53500 | 498500
[5 empty] | 54500498500 | 453 | 54500 | 498500
[5 empty] | 55500498500 | 453 | 55500 | 498500
[5 empty] | 56500498500 | 453 | 56500 | 498500
[5 empty] | 57500498500 | 453 | 57500 | 498500
[5 empty] | 58500498500 | 453 | 58500 | 498500
[5 empty] | 59500498500 | 453 | 59500 | 498500
[5 empty] | 60500498500 | 453 | 60500 | 498500
[5 empty] | 61500498500 | 453 | 61500 | 498500
[5 empty] | 62500498500 | 453 | 62500 | 498500
[5 empty] | 63500498500 | 453 | 63500 | 498500
[5 empty] | 64500498500 | 453 | 64500 | 498500
[5 empty] | 18500497500 | 453 | 18500 | 497500
[5 empty] | 19500497500 | 453 | 19500 | 497500
[5 empty] | 20500497500 | 453 | 20500 | 497500
[5 empty] | 21500497500 | 453 | 21500 | 497500
[5 empty] | 22500497500 | 453 | 22500 | 497500
[5 empty] | 23500497500 | 453 | 23500 | 497500
[5 empty] | 24500497500 | 453 | 24500 | 497500
[5 empty] | 25500497500 | 453 | 25500 | 497500
[5 empty] | 26500497500 | 453 | 26500 | 497500
[5 empty] | 27500497500 | 453 | 27500 | 497500
[5 empty] | 28500497500 | 453 | 28500 | 497500
[5 empty] | 29500497500 | 453 | 29500 | 497500
[5 empty] | 30500497500 | 453 | 30500 | 497500
[5 empty] | 31500497500 | 453 | 31500 | 497500
[5 empty] | 32500497500 | 453 | 32500 | 497500
[5 empty] | 33500497500 | 453 | 33500 | 497500
[5 empty] | 34500497500 | 453 | 34500 | 497500
[5 empty] | 35500497500 | 453 | 35500 | 497500
[5 empty] | 36500497500 | 453 | 36500 | 497500
[5 empty] | 37500497500 | 453 | 37500 | 497500
[5 empty] | 38500497500 | 453 | 38500 | 497500
[5 empty] | 39500497500 | 453 | 39500 | 497500
[5 empty] | 40500497500 | 453 | 40500 | 497500
[5 empty] | 41500497500 | 453 | 41500 | 497500
[5 empty] | 42500497500 | 453 | 42500 | 497500
[5 empty] | 43500497500 | 453 | 43500 | 497500
[5 empty] | 44500497500 | 453 | 44500 | 497500
[5 empty] | 45500497500 | 453 | 45500 | 497500
[5 empty] | 46500497500 | 453 | 46500 | 497500
[5 empty] | 47500497500 | 453 | 47500 | 497500
[5 empty] | 48500497500 | 453 | 48500 | 497500
[5 empty] | 49500497500 | 453 | 49500 | 497500
[5 empty] | 50500497500 | 453 | 50500 | 497500
[5 empty] | 51500497500 | 453 | 51500 | 497500
[5 empty] | 52500497500 | 453 | 52500 | 497500
[5 empty] | 53500497500 | 453 | 53500 | 497500
[5 empty] | 54500497500 | 453 | 54500 | 497500
[5 empty] | 55500497500 | 453 | 55500 | 497500
[5 empty] | 56500497500 | 453 | 56500 | 497500
[5 empty] | 57500497500 | 453 | 57500 | 497500
[5 empty] | 58500497500 | 453 | 58500 | 497500
[5 empty] | 59500497500 | 453 | 59500 | 497500
[5 empty] | 60500497500 | 453 | 60500 | 497500
[5 empty] | 61500497500 | 453 | 61500 | 497500
[5 empty] | 62500497500 | 453 | 62500 | 497500
[5 empty] | 63500497500 | 453 | 63500 | 497500
[5 empty] | 64500497500 | 453 | 64500 | 497500
[5 empty] | 18500496500 | 453 | 18500 | 496500
[5 empty] | 19500496500 | 453 | 19500 | 496500
[5 empty] | 20500496500 | 453 | 20500 | 496500
[5 empty] | 21500496500 | 453 | 21500 | 496500
[5 empty] | 22500496500 | 453 | 22500 | 496500
[5 empty] | 23500496500 | 453 | 23500 | 496500
[5 empty] | 24500496500 | 453 | 24500 | 496500
[5 empty] | 25500496500 | 453 | 25500 | 496500
[5 empty] | 26500496500 | 453 | 26500 | 496500
[5 empty] | 27500496500 | 453 | 27500 | 496500
[5 empty] | 28500496500 | 453 | 28500 | 496500
[5 empty] | 29500496500 | 453 | 29500 | 496500
[5 empty] | 30500496500 | 453 | 30500 | 496500
[5 empty] | 31500496500 | 453 | 31500 | 496500
[5 empty] | 32500496500 | 453 | 32500 | 496500
[5 empty] | 33500496500 | 453 | 33500 | 496500
[5 empty] | 34500496500 | 453 | 34500 | 496500
[5 empty] | 35500496500 | 453 | 35500 | 496500
[5 empty] | 36500496500 | 453 | 36500 | 496500
[5 empty] | 37500496500 | 453 | 37500 | 496500
[5 empty] | 38500496500 | 453 | 38500 | 496500
[5 empty] | 39500496500 | 453 | 39500 | 496500
[5 empty] | 40500496500 | 453 | 40500 | 496500
[5 empty] | 41500496500 | 453 | 41500 | 496500
[5 empty] | 42500496500 | 453 | 42500 | 496500
[5 empty] | 43500496500 | 453 | 43500 | 496500
[5 empty] | 44500496500 | 453 | 44500 | 496500
[5 empty] | 45500496500 | 453 | 45500 | 496500
[5 empty] | 46500496500 | 453 | 46500 | 496500
[5 empty] | 47500496500 | 453 | 47500 | 496500
[5 empty] | 48500496500 | 453 | 48500 | 496500
[5 empty] | 49500496500 | 453 | 49500 | 496500
[5 empty] | 50500496500 | 453 | 50500 | 496500
[5 empty] | 51500496500 | 453 | 51500 | 496500
[5 empty] | 52500496500 | 453 | 52500 | 496500
[5 empty] | 53500496500 | 453 | 53500 | 496500
[5 empty] | 54500496500 | 453 | 54500 | 496500
[5 empty] | 55500496500 | 453 | 55500 | 496500
[5 empty] | 56500496500 | 453 | 56500 | 496500
[5 empty] | 57500496500 | 453 | 57500 | 496500
[5 empty] | 58500496500 | 453 | 58500 | 496500
[5 empty] | 59500496500 | 453 | 59500 | 496500
[5 empty] | 60500496500 | 453 | 60500 | 496500
[5 empty] | 61500496500 | 453 | 61500 | 496500
[5 empty] | 62500496500 | 453 | 62500 | 496500
[5 empty] | 63500496500 | 453 | 63500 | 496500
[5 empty] | 64500496500 | 453 | 64500 | 496500
[5 empty] | 65500496500 | 453 | 65500 | 496500
[5 empty] | 18500495500 | 453 | 18500 | 495500
[5 empty] | 19500495500 | 453 | 19500 | 495500
[5 empty] | 20500495500 | 453 | 20500 | 495500
[5 empty] | 21500495500 | 453 | 21500 | 495500
[5 empty] | 22500495500 | 453 | 22500 | 495500
[5 empty] | 23500495500 | 453 | 23500 | 495500
[5 empty] | 24500495500 | 453 | 24500 | 495500
[5 empty] | 25500495500 | 453 | 25500 | 495500
[5 empty] | 26500495500 | 453 | 26500 | 495500
[5 empty] | 27500495500 | 453 | 27500 | 495500
[5 empty] | 28500495500 | 453 | 28500 | 495500
[5 empty] | 29500495500 | 453 | 29500 | 495500
[5 empty] | 30500495500 | 453 | 30500 | 495500
[5 empty] | 31500495500 | 453 | 31500 | 495500
[5 empty] | 32500495500 | 453 | 32500 | 495500
[5 empty] | 33500495500 | 453 | 33500 | 495500
[5 empty] | 34500495500 | 453 | 34500 | 495500
[5 empty] | 35500495500 | 453 | 35500 | 495500
[5 empty] | 36500495500 | 453 | 36500 | 495500
[5 empty] | 37500495500 | 453 | 37500 | 495500
[5 empty] | 38500495500 | 453 | 38500 | 495500
[5 empty] | 39500495500 | 453 | 39500 | 495500
[5 empty] | 40500495500 | 453 | 40500 | 495500
[5 empty] | 41500495500 | 453 | 41500 | 495500
[5 empty] | 42500495500 | 453 | 42500 | 495500
[5 empty] | 43500495500 | 453 | 43500 | 495500
[5 empty] | 44500495500 | 453 | 44500 | 495500
[5 empty] | 45500495500 | 453 | 45500 | 495500
[5 empty] | 46500495500 | 453 | 46500 | 495500
[5 empty] | 47500495500 | 453 | 47500 | 495500
[5 empty] | 48500495500 | 453 | 48500 | 495500
[5 empty] | 49500495500 | 453 | 49500 | 495500
[5 empty] | 50500495500 | 453 | 50500 | 495500
[5 empty] | 51500495500 | 453 | 51500 | 495500
[5 empty] | 52500495500 | 453 | 52500 | 495500
[5 empty] | 53500495500 | 453 | 53500 | 495500
[5 empty] | 54500495500 | 453 | 54500 | 495500
[5 empty] | 55500495500 | 453 | 55500 | 495500
[5 empty] | 56500495500 | 453 | 56500 | 495500
[5 empty] | 57500495500 | 453 | 57500 | 495500
[5 empty] | 58500495500 | 453 | 58500 | 495500
[5 empty] | 59500495500 | 453 | 59500 | 495500
[5 empty] | 60500495500 | 453 | 60500 | 495500
[5 empty] | 61500495500 | 453 | 61500 | 495500
[5 empty] | 62500495500 | 453 | 62500 | 495500
[5 empty] | 63500495500 | 453 | 63500 | 495500
[5 empty] | 64500495500 | 453 | 64500 | 495500
[5 empty] | 19500494500 | 453 | 19500 | 494500
[5 empty] | 20500494500 | 453 | 20500 | 494500
[5 empty] | 21500494500 | 453 | 21500 | 494500
[5 empty] | 22500494500 | 453 | 22500 | 494500
[5 empty] | 23500494500 | 453 | 23500 | 494500
[5 empty] | 24500494500 | 453 | 24500 | 494500
[5 empty] | 25500494500 | 453 | 25500 | 494500
[5 empty] | 26500494500 | 453 | 26500 | 494500
[5 empty] | 27500494500 | 453 | 27500 | 494500
[5 empty] | 28500494500 | 453 | 28500 | 494500
[5 empty] | 29500494500 | 453 | 29500 | 494500
[5 empty] | 30500494500 | 453 | 30500 | 494500
[5 empty] | 31500494500 | 453 | 31500 | 494500
[5 empty] | 32500494500 | 453 | 32500 | 494500
[5 empty] | 33500494500 | 453 | 33500 | 494500
[5 empty] | 34500494500 | 453 | 34500 | 494500
[5 empty] | 35500494500 | 453 | 35500 | 494500
[5 empty] | 36500494500 | 453 | 36500 | 494500
[5 empty] | 37500494500 | 453 | 37500 | 494500
[5 empty] | 38500494500 | 453 | 38500 | 494500
[5 empty] | 39500494500 | 453 | 39500 | 494500
[5 empty] | 40500494500 | 453 | 40500 | 494500
[5 empty] | 41500494500 | 453 | 41500 | 494500
[5 empty] | 42500494500 | 453 | 42500 | 494500
[5 empty] | 43500494500 | 453 | 43500 | 494500
[5 empty] | 44500494500 | 453 | 44500 | 494500
[5 empty] | 45500494500 | 453 | 45500 | 494500
[5 empty] | 46500494500 | 453 | 46500 | 494500
[5 empty] | 47500494500 | 453 | 47500 | 494500
[5 empty] | 48500494500 | 453 | 48500 | 494500
[5 empty] | 49500494500 | 453 | 49500 | 494500
[5 empty] | 50500494500 | 453 | 50500 | 494500
[5 empty] | 51500494500 | 453 | 51500 | 494500
[5 empty] | 52500494500 | 453 | 52500 | 494500
[5 empty] | 53500494500 | 453 | 53500 | 494500
[5 empty] | 54500494500 | 453 | 54500 | 494500
[5 empty] | 55500494500 | 453 | 55500 | 494500
[5 empty] | 56500494500 | 453 | 56500 | 494500
[5 empty] | 57500494500 | 453 | 57500 | 494500
[5 empty] | 58500494500 | 453 | 58500 | 494500
[5 empty] | 59500494500 | 453 | 59500 | 494500
[5 empty] | 60500494500 | 453 | 60500 | 494500
[5 empty] | 61500494500 | 453 | 61500 | 494500
[5 empty] | 62500494500 | 453 | 62500 | 494500
[5 empty] | 63500494500 | 453 | 63500 | 494500
[5 empty] | 64500494500 | 453 | 64500 | 494500
[5 empty] | 21500493500 | 453 | 21500 | 493500
[5 empty] | 25500493500 | 453 | 25500 | 493500
[5 empty] | 26500493500 | 453 | 26500 | 493500
[5 empty] | 27500493500 | 453 | 27500 | 493500
[5 empty] | 28500493500 | 453 | 28500 | 493500
[5 empty] | 29500493500 | 453 | 29500 | 493500
[5 empty] | 30500493500 | 453 | 30500 | 493500
[5 empty] | 31500493500 | 453 | 31500 | 493500
[5 empty] | 32500493500 | 453 | 32500 | 493500
[5 empty] | 33500493500 | 453 | 33500 | 493500
[5 empty] | 34500493500 | 453 | 34500 | 493500
[5 empty] | 35500493500 | 453 | 35500 | 493500
[5 empty] | 36500493500 | 453 | 36500 | 493500
[5 empty] | 37500493500 | 453 | 37500 | 493500
[5 empty] | 38500493500 | 453 | 38500 | 493500
[5 empty] | 39500493500 | 453 | 39500 | 493500
[5 empty] | 40500493500 | 453 | 40500 | 493500
[5 empty] | 41500493500 | 453 | 41500 | 493500
[5 empty] | 42500493500 | 453 | 42500 | 493500
[5 empty] | 43500493500 | 453 | 43500 | 493500
[5 empty] | 44500493500 | 453 | 44500 | 493500
[5 empty] | 45500493500 | 453 | 45500 | 493500
[5 empty] | 46500493500 | 453 | 46500 | 493500
[5 empty] | 47500493500 | 453 | 47500 | 493500
[5 empty] | 48500493500 | 453 | 48500 | 493500
[5 empty] | 49500493500 | 453 | 49500 | 493500
[5 empty] | 50500493500 | 453 | 50500 | 493500
[5 empty] | 51500493500 | 453 | 51500 | 493500
[5 empty] | 52500493500 | 453 | 52500 | 493500
[5 empty] | 53500493500 | 453 | 53500 | 493500
[5 empty] | 54500493500 | 453 | 54500 | 493500
[5 empty] | 55500493500 | 453 | 55500 | 493500
[5 empty] | 56500493500 | 453 | 56500 | 493500
[5 empty] | 57500493500 | 453 | 57500 | 493500
[5 empty] | 58500493500 | 453 | 58500 | 493500
[5 empty] | 59500493500 | 453 | 59500 | 493500
[5 empty] | 60500493500 | 453 | 60500 | 493500
[5 empty] | 61500493500 | 453 | 61500 | 493500
[5 empty] | 62500493500 | 453 | 62500 | 493500
[5 empty] | 63500493500 | 453 | 63500 | 493500
[5 empty] | 64500493500 | 453 | 64500 | 493500
[5 empty] | 29500492500 | 453 | 29500 | 492500
[5 empty] | 30500492500 | 453 | 30500 | 492500
[5 empty] | 31500492500 | 453 | 31500 | 492500
[5 empty] | 32500492500 | 453 | 32500 | 492500
[5 empty] | 33500492500 | 453 | 33500 | 492500
[5 empty] | 34500492500 | 453 | 34500 | 492500
[5 empty] | 35500492500 | 453 | 35500 | 492500
[5 empty] | 36500492500 | 453 | 36500 | 492500
[5 empty] | 37500492500 | 453 | 37500 | 492500
[5 empty] | 38500492500 | 453 | 38500 | 492500
[5 empty] | 39500492500 | 453 | 39500 | 492500
[5 empty] | 40500492500 | 453 | 40500 | 492500
[5 empty] | 41500492500 | 453 | 41500 | 492500
[5 empty] | 42500492500 | 453 | 42500 | 492500
[5 empty] | 43500492500 | 453 | 43500 | 492500
[5 empty] | 44500492500 | 453 | 44500 | 492500
[5 empty] | 45500492500 | 453 | 45500 | 492500
[5 empty] | 46500492500 | 453 | 46500 | 492500
[5 empty] | 47500492500 | 453 | 47500 | 492500
[5 empty] | 48500492500 | 453 | 48500 | 492500
[5 empty] | 49500492500 | 453 | 49500 | 492500
[5 empty] | 50500492500 | 453 | 50500 | 492500
[5 empty] | 51500492500 | 453 | 51500 | 492500
[5 empty] | 52500492500 | 453 | 52500 | 492500
[5 empty] | 53500492500 | 453 | 53500 | 492500
[5 empty] | 54500492500 | 453 | 54500 | 492500
[5 empty] | 55500492500 | 453 | 55500 | 492500
[5 empty] | 56500492500 | 453 | 56500 | 492500
[5 empty] | 57500492500 | 453 | 57500 | 492500
[5 empty] | 58500492500 | 453 | 58500 | 492500
[5 empty] | 59500492500 | 453 | 59500 | 492500
[5 empty] | 60500492500 | 453 | 60500 | 492500
[5 empty] | 61500492500 | 453 | 61500 | 492500
[5 empty] | 62500492500 | 453 | 62500 | 492500
[5 empty] | 63500492500 | 453 | 63500 | 492500
[5 empty] | 64500492500 | 453 | 64500 | 492500
[5 empty] | 29500491500 | 453 | 29500 | 491500
[5 empty] | 30500491500 | 453 | 30500 | 491500
[5 empty] | 31500491500 | 453 | 31500 | 491500
[5 empty] | 32500491500 | 453 | 32500 | 491500
[5 empty] | 33500491500 | 453 | 33500 | 491500
[5 empty] | 34500491500 | 453 | 34500 | 491500
[5 empty] | 35500491500 | 453 | 35500 | 491500
[5 empty] | 36500491500 | 453 | 36500 | 491500
[5 empty] | 37500491500 | 453 | 37500 | 491500
[5 empty] | 38500491500 | 453 | 38500 | 491500
[5 empty] | 39500491500 | 453 | 39500 | 491500
[5 empty] | 40500491500 | 453 | 40500 | 491500
[5 empty] | 41500491500 | 453 | 41500 | 491500
[5 empty] | 42500491500 | 453 | 42500 | 491500
[5 empty] | 43500491500 | 453 | 43500 | 491500
[5 empty] | 44500491500 | 453 | 44500 | 491500
[5 empty] | 45500491500 | 453 | 45500 | 491500
[5 empty] | 46500491500 | 453 | 46500 | 491500
[5 empty] | 47500491500 | 453 | 47500 | 491500
[5 empty] | 48500491500 | 453 | 48500 | 491500
[5 empty] | 49500491500 | 453 | 49500 | 491500
[5 empty] | 50500491500 | 453 | 50500 | 491500
[5 empty] | 51500491500 | 453 | 51500 | 491500
[5 empty] | 52500491500 | 453 | 52500 | 491500
[5 empty] | 53500491500 | 453 | 53500 | 491500
[5 empty] | 54500491500 | 453 | 54500 | 491500
[5 empty] | 55500491500 | 453 | 55500 | 491500
[5 empty] | 56500491500 | 453 | 56500 | 491500
[5 empty] | 57500491500 | 453 | 57500 | 491500
[5 empty] | 58500491500 | 453 | 58500 | 491500
[5 empty] | 31500490500 | 453 | 31500 | 490500
[5 empty] | 32500490500 | 453 | 32500 | 490500
[5 empty] | 33500490500 | 453 | 33500 | 490500
[5 empty] | 34500490500 | 453 | 34500 | 490500
[5 empty] | 35500490500 | 453 | 35500 | 490500
[5 empty] | 36500490500 | 453 | 36500 | 490500
[5 empty] | 37500490500 | 453 | 37500 | 490500
[5 empty] | 38500490500 | 453 | 38500 | 490500
[5 empty] | 39500490500 | 453 | 39500 | 490500
[5 empty] | 40500490500 | 453 | 40500 | 490500
[5 empty] | 41500490500 | 453 | 41500 | 490500
[5 empty] | 42500490500 | 453 | 42500 | 490500
[5 empty] | 43500490500 | 453 | 43500 | 490500
[5 empty] | 44500490500 | 453 | 44500 | 490500
[5 empty] | 45500490500 | 453 | 45500 | 490500
[5 empty] | 46500490500 | 453 | 46500 | 490500
[5 empty] | 47500490500 | 453 | 47500 | 490500
[5 empty] | 48500490500 | 453 | 48500 | 490500
[5 empty] | 49500490500 | 453 | 49500 | 490500
[5 empty] | 50500490500 | 453 | 50500 | 490500
[5 empty] | 51500490500 | 453 | 51500 | 490500
[5 empty] | 52500490500 | 453 | 52500 | 490500
[5 empty] | 53500490500 | 453 | 53500 | 490500
[5 empty] | 54500490500 | 453 | 54500 | 490500
[5 empty] | 55500490500 | 453 | 55500 | 490500
[5 empty] | 56500490500 | 453 | 56500 | 490500
[5 empty] | 57500490500 | 453 | 57500 | 490500
[5 empty] | 58500490500 | 453 | 58500 | 490500
[5 empty] | 32500489500 | 453 | 32500 | 489500
[5 empty] | 33500489500 | 453 | 33500 | 489500
[5 empty] | 34500489500 | 453 | 34500 | 489500
[5 empty] | 35500489500 | 453 | 35500 | 489500
[5 empty] | 36500489500 | 453 | 36500 | 489500
[5 empty] | 37500489500 | 453 | 37500 | 489500
[5 empty] | 38500489500 | 453 | 38500 | 489500
[5 empty] | 39500489500 | 453 | 39500 | 489500
[5 empty] | 40500489500 | 453 | 40500 | 489500
[5 empty] | 41500489500 | 453 | 41500 | 489500
[5 empty] | 42500489500 | 453 | 42500 | 489500
[5 empty] | 43500489500 | 453 | 43500 | 489500
[5 empty] | 44500489500 | 453 | 44500 | 489500
[5 empty] | 45500489500 | 453 | 45500 | 489500
[5 empty] | 46500489500 | 453 | 46500 | 489500
[5 empty] | 47500489500 | 453 | 47500 | 489500
[5 empty] | 48500489500 | 453 | 48500 | 489500
[5 empty] | 49500489500 | 453 | 49500 | 489500
[5 empty] | 50500489500 | 453 | 50500 | 489500
[5 empty] | 51500489500 | 453 | 51500 | 489500
[5 empty] | 52500489500 | 453 | 52500 | 489500
[5 empty] | 53500489500 | 453 | 53500 | 489500
[5 empty] | 54500489500 | 453 | 54500 | 489500
[5 empty] | 55500489500 | 453 | 55500 | 489500
[5 empty] | 56500489500 | 453 | 56500 | 489500
[5 empty] | 57500489500 | 453 | 57500 | 489500
[5 empty] | 32500488500 | 453 | 32500 | 488500
[5 empty] | 33500488500 | 453 | 33500 | 488500
[5 empty] | 34500488500 | 453 | 34500 | 488500
[5 empty] | 35500488500 | 453 | 35500 | 488500
[5 empty] | 36500488500 | 453 | 36500 | 488500
[5 empty] | 37500488500 | 453 | 37500 | 488500
[5 empty] | 38500488500 | 453 | 38500 | 488500
[5 empty] | 39500488500 | 453 | 39500 | 488500
[5 empty] | 40500488500 | 453 | 40500 | 488500
[5 empty] | 41500488500 | 453 | 41500 | 488500
[5 empty] | 42500488500 | 453 | 42500 | 488500
[5 empty] | 43500488500 | 453 | 43500 | 488500
[5 empty] | 44500488500 | 453 | 44500 | 488500
[5 empty] | 45500488500 | 453 | 45500 | 488500
[5 empty] | 46500488500 | 453 | 46500 | 488500
[5 empty] | 47500488500 | 453 | 47500 | 488500
[5 empty] | 48500488500 | 453 | 48500 | 488500
[5 empty] | 49500488500 | 453 | 49500 | 488500
[5 empty] | 50500488500 | 453 | 50500 | 488500
[5 empty] | 51500488500 | 453 | 51500 | 488500
[5 empty] | 52500488500 | 453 | 52500 | 488500
[5 empty] | 53500488500 | 453 | 53500 | 488500
[5 empty] | 54500488500 | 453 | 54500 | 488500
[5 empty] | 55500488500 | 453 | 55500 | 488500
[5 empty] | 56500488500 | 453 | 56500 | 488500
[5 empty] | 57500488500 | 453 | 57500 | 488500
[5 empty] | 32500487500 | 453 | 32500 | 487500
[5 empty] | 33500487500 | 453 | 33500 | 487500
[5 empty] | 34500487500 | 453 | 34500 | 487500
[5 empty] | 35500487500 | 453 | 35500 | 487500
[5 empty] | 36500487500 | 453 | 36500 | 487500
[5 empty] | 37500487500 | 453 | 37500 | 487500
[5 empty] | 38500487500 | 453 | 38500 | 487500
[5 empty] | 39500487500 | 453 | 39500 | 487500
[5 empty] | 40500487500 | 453 | 40500 | 487500
[5 empty] | 41500487500 | 453 | 41500 | 487500
[5 empty] | 42500487500 | 453 | 42500 | 487500
[5 empty] | 43500487500 | 453 | 43500 | 487500
[5 empty] | 44500487500 | 453 | 44500 | 487500
[5 empty] | 45500487500 | 453 | 45500 | 487500
[5 empty] | 46500487500 | 453 | 46500 | 487500
[5 empty] | 47500487500 | 453 | 47500 | 487500
[5 empty] | 48500487500 | 453 | 48500 | 487500
[5 empty] | 49500487500 | 453 | 49500 | 487500
[5 empty] | 50500487500 | 453 | 50500 | 487500
[5 empty] | 51500487500 | 453 | 51500 | 487500
[5 empty] | 52500487500 | 453 | 52500 | 487500
[5 empty] | 53500487500 | 453 | 53500 | 487500
[5 empty] | 54500487500 | 453 | 54500 | 487500
[5 empty] | 55500487500 | 453 | 55500 | 487500
[5 empty] | 56500487500 | 453 | 56500 | 487500
[5 empty] | 57500487500 | 453 | 57500 | 487500
[5 empty] | 58500487500 | 453 | 58500 | 487500
[5 empty] | 33500486500 | 453 | 33500 | 486500
[5 empty] | 34500486500 | 453 | 34500 | 486500
[5 empty] | 35500486500 | 453 | 35500 | 486500
[5 empty] | 36500486500 | 453 | 36500 | 486500
[5 empty] | 37500486500 | 453 | 37500 | 486500
[5 empty] | 38500486500 | 453 | 38500 | 486500
[5 empty] | 39500486500 | 453 | 39500 | 486500
[5 empty] | 40500486500 | 453 | 40500 | 486500
[5 empty] | 41500486500 | 453 | 41500 | 486500
[5 empty] | 42500486500 | 453 | 42500 | 486500
[5 empty] | 43500486500 | 453 | 43500 | 486500
[5 empty] | 44500486500 | 453 | 44500 | 486500
[5 empty] | 45500486500 | 453 | 45500 | 486500
[5 empty] | 46500486500 | 453 | 46500 | 486500
[5 empty] | 47500486500 | 453 | 47500 | 486500
[5 empty] | 48500486500 | 453 | 48500 | 486500
[5 empty] | 49500486500 | 453 | 49500 | 486500
[5 empty] | 50500486500 | 453 | 50500 | 486500
[5 empty] | 51500486500 | 453 | 51500 | 486500
[5 empty] | 52500486500 | 453 | 52500 | 486500
[5 empty] | 55500486500 | 453 | 55500 | 486500
[5 empty] | 56500486500 | 453 | 56500 | 486500
[5 empty] | 57500486500 | 453 | 57500 | 486500
[5 empty] | 35500485500 | 453 | 35500 | 485500
[5 empty] | 36500485500 | 453 | 36500 | 485500
[5 empty] | 37500485500 | 453 | 37500 | 485500
[5 empty] | 38500485500 | 453 | 38500 | 485500
[5 empty] | 39500485500 | 453 | 39500 | 485500
[5 empty] | 40500485500 | 453 | 40500 | 485500
[5 empty] | 41500485500 | 453 | 41500 | 485500
[5 empty] | 42500485500 | 453 | 42500 | 485500
[5 empty] | 43500485500 | 453 | 43500 | 485500
[5 empty] | 44500485500 | 453 | 44500 | 485500
[5 empty] | 45500485500 | 453 | 45500 | 485500
[5 empty] | 46500485500 | 453 | 46500 | 485500
[5 empty] | 47500485500 | 453 | 47500 | 485500
[5 empty] | 48500485500 | 453 | 48500 | 485500
[5 empty] | 49500485500 | 453 | 49500 | 485500
[5 empty] | 50500485500 | 453 | 50500 | 485500
[5 empty] | 51500485500 | 453 | 51500 | 485500
[5 empty] | 52500485500 | 453 | 52500 | 485500
[5 empty] | 53500485500 | 453 | 53500 | 485500
[5 empty] | 54500485500 | 453 | 54500 | 485500
[5 empty] | 55500485500 | 453 | 55500 | 485500
[5 empty] | 56500485500 | 453 | 56500 | 485500
[5 empty] | 36500484500 | 453 | 36500 | 484500
[5 empty] | 37500484500 | 453 | 37500 | 484500
[5 empty] | 38500484500 | 453 | 38500 | 484500
[5 empty] | 39500484500 | 453 | 39500 | 484500
[5 empty] | 40500484500 | 453 | 40500 | 484500
[5 empty] | 41500484500 | 453 | 41500 | 484500
[5 empty] | 42500484500 | 453 | 42500 | 484500
[5 empty] | 43500484500 | 453 | 43500 | 484500
[5 empty] | 45500484500 | 453 | 45500 | 484500
[5 empty] | 46500484500 | 453 | 46500 | 484500
[5 empty] | 47500484500 | 453 | 47500 | 484500
[5 empty] | 48500484500 | 453 | 48500 | 484500
[5 empty] | 49500484500 | 453 | 49500 | 484500
[5 empty] | 50500484500 | 453 | 50500 | 484500
[5 empty] | 51500484500 | 453 | 51500 | 484500
[5 empty] | 52500484500 | 453 | 52500 | 484500
[5 empty] | 53500484500 | 453 | 53500 | 484500
[5 empty] | 54500484500 | 453 | 54500 | 484500
[5 empty] | 55500484500 | 453 | 55500 | 484500
[5 empty] | 56500484500 | 453 | 56500 | 484500
[5 empty] | 37500483500 | 453 | 37500 | 483500
[5 empty] | 41500483500 | 453 | 41500 | 483500
[5 empty] | 42500483500 | 453 | 42500 | 483500
[5 empty] | 47500483500 | 453 | 47500 | 483500
[5 empty] | 48500483500 | 453 | 48500 | 483500
[5 empty] | 49500483500 | 453 | 49500 | 483500
[5 empty] | 50500483500 | 453 | 50500 | 483500
[5 empty] | 51500483500 | 453 | 51500 | 483500
[5 empty] | 52500483500 | 453 | 52500 | 483500
[5 empty] | 53500483500 | 453 | 53500 | 483500
[5 empty] | 54500483500 | 453 | 54500 | 483500
[5 empty] | 55500483500 | 453 | 55500 | 483500
[5 empty] | 56500483500 | 453 | 56500 | 483500
[5 empty] | 47500482500 | 453 | 47500 | 482500
[5 empty] | 48500482500 | 453 | 48500 | 482500
[5 empty] | 50500482500 | 453 | 50500 | 482500
[5 empty] | 51500482500 | 453 | 51500 | 482500
[5 empty] | 52500482500 | 453 | 52500 | 482500
[5 empty] | 53500482500 | 453 | 53500 | 482500
[5 empty] | 54500482500 | 453 | 54500 | 482500
[5 empty] | 55500482500 | 453 | 55500 | 482500
[5 empty] | 52500481500 | 453 | 52500 | 481500
[5 empty] | 132500532500 | 454 | 132500 | 532500
[5 empty] | 133500532500 | 454 | 133500 | 532500
[5 empty] | 134500532500 | 454 | 134500 | 532500
[5 empty] | 135500532500 | 454 | 135500 | 532500
[5 empty] | 136500532500 | 454 | 136500 | 532500
[5 empty] | 131500531500 | 454 | 131500 | 531500
[5 empty] | 132500531500 | 454 | 132500 | 531500
[5 empty] | 133500531500 | 454 | 133500 | 531500
[5 empty] | 134500531500 | 454 | 134500 | 531500
[5 empty] | 135500531500 | 454 | 135500 | 531500
[5 empty] | 136500531500 | 454 | 136500 | 531500
[5 empty] | 137500531500 | 454 | 137500 | 531500
[5 empty] | 123500530500 | 454 | 123500 | 530500
[5 empty] | 124500530500 | 454 | 124500 | 530500
[5 empty] | 127500530500 | 454 | 127500 | 530500
[5 empty] | 128500530500 | 454 | 128500 | 530500
[5 empty] | 129500530500 | 454 | 129500 | 530500
[5 empty] | 130500530500 | 454 | 130500 | 530500
[5 empty] | 131500530500 | 454 | 131500 | 530500
[5 empty] | 132500530500 | 454 | 132500 | 530500
[5 empty] | 133500530500 | 454 | 133500 | 530500
[5 empty] | 134500530500 | 454 | 134500 | 530500
[5 empty] | 135500530500 | 454 | 135500 | 530500
[5 empty] | 136500530500 | 454 | 136500 | 530500
[5 empty] | 137500530500 | 454 | 137500 | 530500
[5 empty] | 138500530500 | 454 | 138500 | 530500
[5 empty] | 154500530500 | 454 | 154500 | 530500
[5 empty] | 155500530500 | 454 | 155500 | 530500
[5 empty] | 123500529500 | 454 | 123500 | 529500
[5 empty] | 124500529500 | 454 | 124500 | 529500
[5 empty] | 125500529500 | 454 | 125500 | 529500
[5 empty] | 126500529500 | 454 | 126500 | 529500
[5 empty] | 127500529500 | 454 | 127500 | 529500
[5 empty] | 128500529500 | 454 | 128500 | 529500
[5 empty] | 129500529500 | 454 | 129500 | 529500
[5 empty] | 130500529500 | 454 | 130500 | 529500
[5 empty] | 131500529500 | 454 | 131500 | 529500
[5 empty] | 132500529500 | 454 | 132500 | 529500
[5 empty] | 133500529500 | 454 | 133500 | 529500
[5 empty] | 134500529500 | 454 | 134500 | 529500
[5 empty] | 135500529500 | 454 | 135500 | 529500
[5 empty] | 136500529500 | 454 | 136500 | 529500
[5 empty] | 137500529500 | 454 | 137500 | 529500
[5 empty] | 138500529500 | 454 | 138500 | 529500
[5 empty] | 154500529500 | 454 | 154500 | 529500
[5 empty] | 155500529500 | 454 | 155500 | 529500
[5 empty] | 156500529500 | 454 | 156500 | 529500
[5 empty] | 122500528500 | 454 | 122500 | 528500
[5 empty] | 123500528500 | 454 | 123500 | 528500
[5 empty] | 124500528500 | 454 | 124500 | 528500
[5 empty] | 125500528500 | 454 | 125500 | 528500
[5 empty] | 126500528500 | 454 | 126500 | 528500
[5 empty] | 127500528500 | 454 | 127500 | 528500
[5 empty] | 128500528500 | 454 | 128500 | 528500
[5 empty] | 129500528500 | 454 | 129500 | 528500
[5 empty] | 130500528500 | 454 | 130500 | 528500
[5 empty] | 131500528500 | 454 | 131500 | 528500
[5 empty] | 132500528500 | 454 | 132500 | 528500
[5 empty] | 133500528500 | 454 | 133500 | 528500
[5 empty] | 134500528500 | 454 | 134500 | 528500
[5 empty] | 135500528500 | 454 | 135500 | 528500
[5 empty] | 136500528500 | 454 | 136500 | 528500
[5 empty] | 137500528500 | 454 | 137500 | 528500
[5 empty] | 138500528500 | 454 | 138500 | 528500
[5 empty] | 153500528500 | 454 | 153500 | 528500
[5 empty] | 154500528500 | 454 | 154500 | 528500
[5 empty] | 155500528500 | 454 | 155500 | 528500
[5 empty] | 156500528500 | 454 | 156500 | 528500
[5 empty] | 122500527500 | 454 | 122500 | 527500
[5 empty] | 123500527500 | 454 | 123500 | 527500
[5 empty] | 124500527500 | 454 | 124500 | 527500
[5 empty] | 125500527500 | 454 | 125500 | 527500
[5 empty] | 126500527500 | 454 | 126500 | 527500
[5 empty] | 127500527500 | 454 | 127500 | 527500
[5 empty] | 128500527500 | 454 | 128500 | 527500
[5 empty] | 129500527500 | 454 | 129500 | 527500
[5 empty] | 130500527500 | 454 | 130500 | 527500
[5 empty] | 131500527500 | 454 | 131500 | 527500
[5 empty] | 132500527500 | 454 | 132500 | 527500
[5 empty] | 133500527500 | 454 | 133500 | 527500
[5 empty] | 134500527500 | 454 | 134500 | 527500
[5 empty] | 135500527500 | 454 | 135500 | 527500
[5 empty] | 136500527500 | 454 | 136500 | 527500
[5 empty] | 137500527500 | 454 | 137500 | 527500
[5 empty] | 138500527500 | 454 | 138500 | 527500
[5 empty] | 153500527500 | 454 | 153500 | 527500
[5 empty] | 154500527500 | 454 | 154500 | 527500
[5 empty] | 155500527500 | 454 | 155500 | 527500
[5 empty] | 156500527500 | 454 | 156500 | 527500
[5 empty] | 123500526500 | 454 | 123500 | 526500
[5 empty] | 124500526500 | 454 | 124500 | 526500
[5 empty] | 125500526500 | 454 | 125500 | 526500
[5 empty] | 126500526500 | 454 | 126500 | 526500
[5 empty] | 127500526500 | 454 | 127500 | 526500
[5 empty] | 128500526500 | 454 | 128500 | 526500
[5 empty] | 129500526500 | 454 | 129500 | 526500
[5 empty] | 130500526500 | 454 | 130500 | 526500
[5 empty] | 131500526500 | 454 | 131500 | 526500
[5 empty] | 132500526500 | 454 | 132500 | 526500
[5 empty] | 133500526500 | 454 | 133500 | 526500
[5 empty] | 134500526500 | 454 | 134500 | 526500
[5 empty] | 135500526500 | 454 | 135500 | 526500
[5 empty] | 136500526500 | 454 | 136500 | 526500
[5 empty] | 137500526500 | 454 | 137500 | 526500
[5 empty] | 138500526500 | 454 | 138500 | 526500
[5 empty] | 151500526500 | 454 | 151500 | 526500
[5 empty] | 152500526500 | 454 | 152500 | 526500
[5 empty] | 153500526500 | 454 | 153500 | 526500
[5 empty] | 154500526500 | 454 | 154500 | 526500
[5 empty] | 155500526500 | 454 | 155500 | 526500
[5 empty] | 123500525500 | 454 | 123500 | 525500
[5 empty] | 124500525500 | 454 | 124500 | 525500
[5 empty] | 125500525500 | 454 | 125500 | 525500
[5 empty] | 126500525500 | 454 | 126500 | 525500
[5 empty] | 127500525500 | 454 | 127500 | 525500
[5 empty] | 128500525500 | 454 | 128500 | 525500
[5 empty] | 129500525500 | 454 | 129500 | 525500
[5 empty] | 130500525500 | 454 | 130500 | 525500
[5 empty] | 131500525500 | 454 | 131500 | 525500
[5 empty] | 132500525500 | 454 | 132500 | 525500
[5 empty] | 133500525500 | 454 | 133500 | 525500
[5 empty] | 134500525500 | 454 | 134500 | 525500
[5 empty] | 135500525500 | 454 | 135500 | 525500
[5 empty] | 136500525500 | 454 | 136500 | 525500
[5 empty] | 137500525500 | 454 | 137500 | 525500
[5 empty] | 147500525500 | 454 | 147500 | 525500
[5 empty] | 148500525500 | 454 | 148500 | 525500
[5 empty] | 149500525500 | 454 | 149500 | 525500
[5 empty] | 150500525500 | 454 | 150500 | 525500
[5 empty] | 151500525500 | 454 | 151500 | 525500
[5 empty] | 152500525500 | 454 | 152500 | 525500
[5 empty] | 153500525500 | 454 | 153500 | 525500
[5 empty] | 154500525500 | 454 | 154500 | 525500
[5 empty] | 123500524500 | 454 | 123500 | 524500
[5 empty] | 124500524500 | 454 | 124500 | 524500
[5 empty] | 125500524500 | 454 | 125500 | 524500
[5 empty] | 126500524500 | 454 | 126500 | 524500
[5 empty] | 127500524500 | 454 | 127500 | 524500
[5 empty] | 128500524500 | 454 | 128500 | 524500
[5 empty] | 129500524500 | 454 | 129500 | 524500
[5 empty] | 130500524500 | 454 | 130500 | 524500
[5 empty] | 131500524500 | 454 | 131500 | 524500
[5 empty] | 132500524500 | 454 | 132500 | 524500
[5 empty] | 133500524500 | 454 | 133500 | 524500
[5 empty] | 134500524500 | 454 | 134500 | 524500
[5 empty] | 135500524500 | 454 | 135500 | 524500
[5 empty] | 136500524500 | 454 | 136500 | 524500
[5 empty] | 137500524500 | 454 | 137500 | 524500
[5 empty] | 138500524500 | 454 | 138500 | 524500
[5 empty] | 146500524500 | 454 | 146500 | 524500
[5 empty] | 147500524500 | 454 | 147500 | 524500
[5 empty] | 148500524500 | 454 | 148500 | 524500
[5 empty] | 149500524500 | 454 | 149500 | 524500
[5 empty] | 150500524500 | 454 | 150500 | 524500
[5 empty] | 151500524500 | 454 | 151500 | 524500
[5 empty] | 152500524500 | 454 | 152500 | 524500
[5 empty] | 153500524500 | 454 | 153500 | 524500
[5 empty] | 124500523500 | 454 | 124500 | 523500
[5 empty] | 125500523500 | 454 | 125500 | 523500
[5 empty] | 126500523500 | 454 | 126500 | 523500
[5 empty] | 127500523500 | 454 | 127500 | 523500
[5 empty] | 128500523500 | 454 | 128500 | 523500
[5 empty] | 129500523500 | 454 | 129500 | 523500
[5 empty] | 130500523500 | 454 | 130500 | 523500
[5 empty] | 131500523500 | 454 | 131500 | 523500
[5 empty] | 132500523500 | 454 | 132500 | 523500
[5 empty] | 133500523500 | 454 | 133500 | 523500
[5 empty] | 134500523500 | 454 | 134500 | 523500
[5 empty] | 135500523500 | 454 | 135500 | 523500
[5 empty] | 136500523500 | 454 | 136500 | 523500
[5 empty] | 137500523500 | 454 | 137500 | 523500
[5 empty] | 138500523500 | 454 | 138500 | 523500
[5 empty] | 139500523500 | 454 | 139500 | 523500
[5 empty] | 140500523500 | 454 | 140500 | 523500
[5 empty] | 141500523500 | 454 | 141500 | 523500
[5 empty] | 145500523500 | 454 | 145500 | 523500
[5 empty] | 146500523500 | 454 | 146500 | 523500
[5 empty] | 147500523500 | 454 | 147500 | 523500
[5 empty] | 148500523500 | 454 | 148500 | 523500
[5 empty] | 149500523500 | 454 | 149500 | 523500
[5 empty] | 150500523500 | 454 | 150500 | 523500
[5 empty] | 151500523500 | 454 | 151500 | 523500
[5 empty] | 152500523500 | 454 | 152500 | 523500
[5 empty] | 153500523500 | 454 | 153500 | 523500
[5 empty] | 154500523500 | 454 | 154500 | 523500
[5 empty] | 124500522500 | 454 | 124500 | 522500
[5 empty] | 125500522500 | 454 | 125500 | 522500
[5 empty] | 126500522500 | 454 | 126500 | 522500
[5 empty] | 127500522500 | 454 | 127500 | 522500
[5 empty] | 128500522500 | 454 | 128500 | 522500
[5 empty] | 129500522500 | 454 | 129500 | 522500
[5 empty] | 130500522500 | 454 | 130500 | 522500
[5 empty] | 131500522500 | 454 | 131500 | 522500
[5 empty] | 132500522500 | 454 | 132500 | 522500
[5 empty] | 133500522500 | 454 | 133500 | 522500
[5 empty] | 134500522500 | 454 | 134500 | 522500
[5 empty] | 135500522500 | 454 | 135500 | 522500
[5 empty] | 136500522500 | 454 | 136500 | 522500
[5 empty] | 137500522500 | 454 | 137500 | 522500
[5 empty] | 138500522500 | 454 | 138500 | 522500
[5 empty] | 139500522500 | 454 | 139500 | 522500
[5 empty] | 140500522500 | 454 | 140500 | 522500
[5 empty] | 141500522500 | 454 | 141500 | 522500
[5 empty] | 142500522500 | 454 | 142500 | 522500
[5 empty] | 143500522500 | 454 | 143500 | 522500
[5 empty] | 144500522500 | 454 | 144500 | 522500
[5 empty] | 145500522500 | 454 | 145500 | 522500
[5 empty] | 146500522500 | 454 | 146500 | 522500
[5 empty] | 147500522500 | 454 | 147500 | 522500
[5 empty] | 148500522500 | 454 | 148500 | 522500
[5 empty] | 149500522500 | 454 | 149500 | 522500
[5 empty] | 150500522500 | 454 | 150500 | 522500
[5 empty] | 151500522500 | 454 | 151500 | 522500
[5 empty] | 152500522500 | 454 | 152500 | 522500
[5 empty] | 124500521500 | 454 | 124500 | 521500
[5 empty] | 125500521500 | 454 | 125500 | 521500
[5 empty] | 126500521500 | 454 | 126500 | 521500
[5 empty] | 127500521500 | 454 | 127500 | 521500
[5 empty] | 128500521500 | 454 | 128500 | 521500
[5 empty] | 129500521500 | 454 | 129500 | 521500
[5 empty] | 130500521500 | 454 | 130500 | 521500
[5 empty] | 131500521500 | 454 | 131500 | 521500
[5 empty] | 132500521500 | 454 | 132500 | 521500
[5 empty] | 133500521500 | 454 | 133500 | 521500
[5 empty] | 134500521500 | 454 | 134500 | 521500
[5 empty] | 135500521500 | 454 | 135500 | 521500
[5 empty] | 136500521500 | 454 | 136500 | 521500
[5 empty] | 137500521500 | 454 | 137500 | 521500
[5 empty] | 138500521500 | 454 | 138500 | 521500
[5 empty] | 139500521500 | 454 | 139500 | 521500
[5 empty] | 140500521500 | 454 | 140500 | 521500
[5 empty] | 141500521500 | 454 | 141500 | 521500
[5 empty] | 142500521500 | 454 | 142500 | 521500
[5 empty] | 143500521500 | 454 | 143500 | 521500
[5 empty] | 144500521500 | 454 | 144500 | 521500
[5 empty] | 145500521500 | 454 | 145500 | 521500
[5 empty] | 146500521500 | 454 | 146500 | 521500
[5 empty] | 147500521500 | 454 | 147500 | 521500
[5 empty] | 148500521500 | 454 | 148500 | 521500
[5 empty] | 149500521500 | 454 | 149500 | 521500
[5 empty] | 150500521500 | 454 | 150500 | 521500
[5 empty] | 151500521500 | 454 | 151500 | 521500
[5 empty] | 152500521500 | 454 | 152500 | 521500
[5 empty] | 125500520500 | 454 | 125500 | 520500
[5 empty] | 126500520500 | 454 | 126500 | 520500
[5 empty] | 127500520500 | 454 | 127500 | 520500
[5 empty] | 128500520500 | 454 | 128500 | 520500
[5 empty] | 129500520500 | 454 | 129500 | 520500
[5 empty] | 130500520500 | 454 | 130500 | 520500
[5 empty] | 131500520500 | 454 | 131500 | 520500
[5 empty] | 132500520500 | 454 | 132500 | 520500
[5 empty] | 133500520500 | 454 | 133500 | 520500
[5 empty] | 134500520500 | 454 | 134500 | 520500
[5 empty] | 135500520500 | 454 | 135500 | 520500
[5 empty] | 136500520500 | 454 | 136500 | 520500
[5 empty] | 137500520500 | 454 | 137500 | 520500
[5 empty] | 138500520500 | 454 | 138500 | 520500
[5 empty] | 139500520500 | 454 | 139500 | 520500
[5 empty] | 140500520500 | 454 | 140500 | 520500
[5 empty] | 141500520500 | 454 | 141500 | 520500
[5 empty] | 142500520500 | 454 | 142500 | 520500
[5 empty] | 143500520500 | 454 | 143500 | 520500
[5 empty] | 144500520500 | 454 | 144500 | 520500
[5 empty] | 145500520500 | 454 | 145500 | 520500
[5 empty] | 146500520500 | 454 | 146500 | 520500
[5 empty] | 147500520500 | 454 | 147500 | 520500
[5 empty] | 148500520500 | 454 | 148500 | 520500
[5 empty] | 149500520500 | 454 | 149500 | 520500
[5 empty] | 150500520500 | 454 | 150500 | 520500
[5 empty] | 151500520500 | 454 | 151500 | 520500
[5 empty] | 125500519500 | 454 | 125500 | 519500
[5 empty] | 126500519500 | 454 | 126500 | 519500
[5 empty] | 127500519500 | 454 | 127500 | 519500
[5 empty] | 128500519500 | 454 | 128500 | 519500
[5 empty] | 129500519500 | 454 | 129500 | 519500
[5 empty] | 130500519500 | 454 | 130500 | 519500
[5 empty] | 131500519500 | 454 | 131500 | 519500
[5 empty] | 132500519500 | 454 | 132500 | 519500
[5 empty] | 133500519500 | 454 | 133500 | 519500
[5 empty] | 134500519500 | 454 | 134500 | 519500
[5 empty] | 135500519500 | 454 | 135500 | 519500
[5 empty] | 136500519500 | 454 | 136500 | 519500
[5 empty] | 137500519500 | 454 | 137500 | 519500
[5 empty] | 138500519500 | 454 | 138500 | 519500
[5 empty] | 139500519500 | 454 | 139500 | 519500
[5 empty] | 140500519500 | 454 | 140500 | 519500
[5 empty] | 141500519500 | 454 | 141500 | 519500
[5 empty] | 142500519500 | 454 | 142500 | 519500
[5 empty] | 143500519500 | 454 | 143500 | 519500
[5 empty] | 144500519500 | 454 | 144500 | 519500
[5 empty] | 145500519500 | 454 | 145500 | 519500
[5 empty] | 146500519500 | 454 | 146500 | 519500
[5 empty] | 147500519500 | 454 | 147500 | 519500
[5 empty] | 148500519500 | 454 | 148500 | 519500
[5 empty] | 149500519500 | 454 | 149500 | 519500
[5 empty] | 150500519500 | 454 | 150500 | 519500
[5 empty] | 151500519500 | 454 | 151500 | 519500
[5 empty] | 125500518500 | 454 | 125500 | 518500
[5 empty] | 126500518500 | 454 | 126500 | 518500
[5 empty] | 127500518500 | 454 | 127500 | 518500
[5 empty] | 128500518500 | 454 | 128500 | 518500
[5 empty] | 129500518500 | 454 | 129500 | 518500
[5 empty] | 130500518500 | 454 | 130500 | 518500
[5 empty] | 131500518500 | 454 | 131500 | 518500
[5 empty] | 132500518500 | 454 | 132500 | 518500
[5 empty] | 133500518500 | 454 | 133500 | 518500
[5 empty] | 134500518500 | 454 | 134500 | 518500
[5 empty] | 135500518500 | 454 | 135500 | 518500
[5 empty] | 136500518500 | 454 | 136500 | 518500
[5 empty] | 137500518500 | 454 | 137500 | 518500
[5 empty] | 138500518500 | 454 | 138500 | 518500
[5 empty] | 139500518500 | 454 | 139500 | 518500
[5 empty] | 140500518500 | 454 | 140500 | 518500
[5 empty] | 141500518500 | 454 | 141500 | 518500
[5 empty] | 142500518500 | 454 | 142500 | 518500
[5 empty] | 143500518500 | 454 | 143500 | 518500
[5 empty] | 144500518500 | 454 | 144500 | 518500
[5 empty] | 145500518500 | 454 | 145500 | 518500
[5 empty] | 146500518500 | 454 | 146500 | 518500
[5 empty] | 147500518500 | 454 | 147500 | 518500
[5 empty] | 148500518500 | 454 | 148500 | 518500
[5 empty] | 149500518500 | 454 | 149500 | 518500
[5 empty] | 150500518500 | 454 | 150500 | 518500
[5 empty] | 151500518500 | 454 | 151500 | 518500
[5 empty] | 125500517500 | 454 | 125500 | 517500
[5 empty] | 126500517500 | 454 | 126500 | 517500
[5 empty] | 127500517500 | 454 | 127500 | 517500
[5 empty] | 128500517500 | 454 | 128500 | 517500
[5 empty] | 129500517500 | 454 | 129500 | 517500
[5 empty] | 130500517500 | 454 | 130500 | 517500
[5 empty] | 131500517500 | 454 | 131500 | 517500
[5 empty] | 132500517500 | 454 | 132500 | 517500
[5 empty] | 133500517500 | 454 | 133500 | 517500
[5 empty] | 134500517500 | 454 | 134500 | 517500
[5 empty] | 135500517500 | 454 | 135500 | 517500
[5 empty] | 136500517500 | 454 | 136500 | 517500
[5 empty] | 137500517500 | 454 | 137500 | 517500
[5 empty] | 138500517500 | 454 | 138500 | 517500
[5 empty] | 139500517500 | 454 | 139500 | 517500
[5 empty] | 140500517500 | 454 | 140500 | 517500
[5 empty] | 141500517500 | 454 | 141500 | 517500
[5 empty] | 142500517500 | 454 | 142500 | 517500
[5 empty] | 143500517500 | 454 | 143500 | 517500
[5 empty] | 144500517500 | 454 | 144500 | 517500
[5 empty] | 145500517500 | 454 | 145500 | 517500
[5 empty] | 146500517500 | 454 | 146500 | 517500
[5 empty] | 147500517500 | 454 | 147500 | 517500
[5 empty] | 148500517500 | 454 | 148500 | 517500
[5 empty] | 149500517500 | 454 | 149500 | 517500
[5 empty] | 150500517500 | 454 | 150500 | 517500
[5 empty] | 151500517500 | 454 | 151500 | 517500
[5 empty] | 125500516500 | 454 | 125500 | 516500
[5 empty] | 126500516500 | 454 | 126500 | 516500
[5 empty] | 127500516500 | 454 | 127500 | 516500
[5 empty] | 128500516500 | 454 | 128500 | 516500
[5 empty] | 129500516500 | 454 | 129500 | 516500
[5 empty] | 130500516500 | 454 | 130500 | 516500
[5 empty] | 131500516500 | 454 | 131500 | 516500
[5 empty] | 132500516500 | 454 | 132500 | 516500
[5 empty] | 133500516500 | 454 | 133500 | 516500
[5 empty] | 134500516500 | 454 | 134500 | 516500
[5 empty] | 135500516500 | 454 | 135500 | 516500
[5 empty] | 136500516500 | 454 | 136500 | 516500
[5 empty] | 137500516500 | 454 | 137500 | 516500
[5 empty] | 138500516500 | 454 | 138500 | 516500
[5 empty] | 139500516500 | 454 | 139500 | 516500
[5 empty] | 140500516500 | 454 | 140500 | 516500
[5 empty] | 141500516500 | 454 | 141500 | 516500
[5 empty] | 142500516500 | 454 | 142500 | 516500
[5 empty] | 143500516500 | 454 | 143500 | 516500
[5 empty] | 144500516500 | 454 | 144500 | 516500
[5 empty] | 145500516500 | 454 | 145500 | 516500
[5 empty] | 146500516500 | 454 | 146500 | 516500
[5 empty] | 147500516500 | 454 | 147500 | 516500
[5 empty] | 148500516500 | 454 | 148500 | 516500
[5 empty] | 149500516500 | 454 | 149500 | 516500
[5 empty] | 126500515500 | 454 | 126500 | 515500
[5 empty] | 127500515500 | 454 | 127500 | 515500
[5 empty] | 128500515500 | 454 | 128500 | 515500
[5 empty] | 129500515500 | 454 | 129500 | 515500
[5 empty] | 130500515500 | 454 | 130500 | 515500
[5 empty] | 131500515500 | 454 | 131500 | 515500
[5 empty] | 132500515500 | 454 | 132500 | 515500
[5 empty] | 133500515500 | 454 | 133500 | 515500
[5 empty] | 134500515500 | 454 | 134500 | 515500
[5 empty] | 135500515500 | 454 | 135500 | 515500
[5 empty] | 136500515500 | 454 | 136500 | 515500
[5 empty] | 137500515500 | 454 | 137500 | 515500
[5 empty] | 138500515500 | 454 | 138500 | 515500
[5 empty] | 139500515500 | 454 | 139500 | 515500
[5 empty] | 140500515500 | 454 | 140500 | 515500
[5 empty] | 141500515500 | 454 | 141500 | 515500
[5 empty] | 142500515500 | 454 | 142500 | 515500
[5 empty] | 143500515500 | 454 | 143500 | 515500
[5 empty] | 144500515500 | 454 | 144500 | 515500
[5 empty] | 145500515500 | 454 | 145500 | 515500
[5 empty] | 146500515500 | 454 | 146500 | 515500
[5 empty] | 147500515500 | 454 | 147500 | 515500
[5 empty] | 148500515500 | 454 | 148500 | 515500
[5 empty] | 126500514500 | 454 | 126500 | 514500
[5 empty] | 127500514500 | 454 | 127500 | 514500
[5 empty] | 128500514500 | 454 | 128500 | 514500
[5 empty] | 129500514500 | 454 | 129500 | 514500
[5 empty] | 130500514500 | 454 | 130500 | 514500
[5 empty] | 131500514500 | 454 | 131500 | 514500
[5 empty] | 132500514500 | 454 | 132500 | 514500
[5 empty] | 133500514500 | 454 | 133500 | 514500
[5 empty] | 134500514500 | 454 | 134500 | 514500
[5 empty] | 135500514500 | 454 | 135500 | 514500
[5 empty] | 136500514500 | 454 | 136500 | 514500
[5 empty] | 137500514500 | 454 | 137500 | 514500
[5 empty] | 138500514500 | 454 | 138500 | 514500
[5 empty] | 139500514500 | 454 | 139500 | 514500
[5 empty] | 140500514500 | 454 | 140500 | 514500
[5 empty] | 141500514500 | 454 | 141500 | 514500
[5 empty] | 142500514500 | 454 | 142500 | 514500
[5 empty] | 143500514500 | 454 | 143500 | 514500
[5 empty] | 144500514500 | 454 | 144500 | 514500
[5 empty] | 145500514500 | 454 | 145500 | 514500
[5 empty] | 146500514500 | 454 | 146500 | 514500
[5 empty] | 127500513500 | 454 | 127500 | 513500
[5 empty] | 128500513500 | 454 | 128500 | 513500
[5 empty] | 129500513500 | 454 | 129500 | 513500
[5 empty] | 130500513500 | 454 | 130500 | 513500
[5 empty] | 131500513500 | 454 | 131500 | 513500
[5 empty] | 132500513500 | 454 | 132500 | 513500
[5 empty] | 133500513500 | 454 | 133500 | 513500
[5 empty] | 134500513500 | 454 | 134500 | 513500
[5 empty] | 135500513500 | 454 | 135500 | 513500
[5 empty] | 136500513500 | 454 | 136500 | 513500
[5 empty] | 137500513500 | 454 | 137500 | 513500
[5 empty] | 138500513500 | 454 | 138500 | 513500
[5 empty] | 139500513500 | 454 | 139500 | 513500
[5 empty] | 140500513500 | 454 | 140500 | 513500
[5 empty] | 141500513500 | 454 | 141500 | 513500
[5 empty] | 142500513500 | 454 | 142500 | 513500
[5 empty] | 143500513500 | 454 | 143500 | 513500
[5 empty] | 144500513500 | 454 | 144500 | 513500
[5 empty] | 145500513500 | 454 | 145500 | 513500
[5 empty] | 146500513500 | 454 | 146500 | 513500
[5 empty] | 131500512500 | 454 | 131500 | 512500
[5 empty] | 132500512500 | 454 | 132500 | 512500
[5 empty] | 133500512500 | 454 | 133500 | 512500
[5 empty] | 134500512500 | 454 | 134500 | 512500
[5 empty] | 135500512500 | 454 | 135500 | 512500
[5 empty] | 136500512500 | 454 | 136500 | 512500
[5 empty] | 137500512500 | 454 | 137500 | 512500
[5 empty] | 138500512500 | 454 | 138500 | 512500
[5 empty] | 139500512500 | 454 | 139500 | 512500
[5 empty] | 140500512500 | 454 | 140500 | 512500
[5 empty] | 141500512500 | 454 | 141500 | 512500
[5 empty] | 142500512500 | 454 | 142500 | 512500
[5 empty] | 143500512500 | 454 | 143500 | 512500
[5 empty] | 144500512500 | 454 | 144500 | 512500
[5 empty] | 145500512500 | 454 | 145500 | 512500
[5 empty] | 133500511500 | 454 | 133500 | 511500
[5 empty] | 134500511500 | 454 | 134500 | 511500
[5 empty] | 135500511500 | 454 | 135500 | 511500
[5 empty] | 136500511500 | 454 | 136500 | 511500
[5 empty] | 137500511500 | 454 | 137500 | 511500
[5 empty] | 138500511500 | 454 | 138500 | 511500
[5 empty] | 139500511500 | 454 | 139500 | 511500
[5 empty] | 140500511500 | 454 | 140500 | 511500
[5 empty] | 141500511500 | 454 | 141500 | 511500
[5 empty] | 142500511500 | 454 | 142500 | 511500
[5 empty] | 143500511500 | 454 | 143500 | 511500
[5 empty] | 144500511500 | 454 | 144500 | 511500
[5 empty] | 145500511500 | 454 | 145500 | 511500
[5 empty] | 134500510500 | 454 | 134500 | 510500
[5 empty] | 135500510500 | 454 | 135500 | 510500
[5 empty] | 136500510500 | 454 | 136500 | 510500
[5 empty] | 137500510500 | 454 | 137500 | 510500
[5 empty] | 138500510500 | 454 | 138500 | 510500
[5 empty] | 139500510500 | 454 | 139500 | 510500
[5 empty] | 140500510500 | 454 | 140500 | 510500
[5 empty] | 141500510500 | 454 | 141500 | 510500
[5 empty] | 142500510500 | 454 | 142500 | 510500
[5 empty] | 143500510500 | 454 | 143500 | 510500
[5 empty] | 144500510500 | 454 | 144500 | 510500
[5 empty] | 135500509500 | 454 | 135500 | 509500
[5 empty] | 136500509500 | 454 | 136500 | 509500
[5 empty] | 137500509500 | 454 | 137500 | 509500
[5 empty] | 138500509500 | 454 | 138500 | 509500
[5 empty] | 139500509500 | 454 | 139500 | 509500
[5 empty] | 140500509500 | 454 | 140500 | 509500
[5 empty] | 141500509500 | 454 | 141500 | 509500
[5 empty] | 142500509500 | 454 | 142500 | 509500
[5 empty] | 143500509500 | 454 | 143500 | 509500
[5 empty] | 144500509500 | 454 | 144500 | 509500
[5 empty] | 137500508500 | 454 | 137500 | 508500
[5 empty] | 138500508500 | 454 | 138500 | 508500
[5 empty] | 139500508500 | 454 | 139500 | 508500
[5 empty] | 140500508500 | 454 | 140500 | 508500
[5 empty] | 141500508500 | 454 | 141500 | 508500
[5 empty] | 142500508500 | 454 | 142500 | 508500
[5 empty] | 143500508500 | 454 | 143500 | 508500
[5 empty] | 136500507500 | 454 | 136500 | 507500
[5 empty] | 137500507500 | 454 | 137500 | 507500
[5 empty] | 138500507500 | 454 | 138500 | 507500
[5 empty] | 139500507500 | 454 | 139500 | 507500
[5 empty] | 140500507500 | 454 | 140500 | 507500
[5 empty] | 141500507500 | 454 | 141500 | 507500
[5 empty] | 142500507500 | 454 | 142500 | 507500
[5 empty] | 143500507500 | 454 | 143500 | 507500
[5 empty] | 137500506500 | 454 | 137500 | 506500
[5 empty] | 138500506500 | 454 | 138500 | 506500
[5 empty] | 139500506500 | 454 | 139500 | 506500
[5 empty] | 140500506500 | 454 | 140500 | 506500
[5 empty] | 141500506500 | 454 | 141500 | 506500
[5 empty] | 142500506500 | 454 | 142500 | 506500
[5 empty] | 143500506500 | 454 | 143500 | 506500
[5 empty] | 139500505500 | 454 | 139500 | 505500
[5 empty] | 140500505500 | 454 | 140500 | 505500
[5 empty] | 141500505500 | 454 | 141500 | 505500
[5 empty] | 146500580500 | 455 | 146500 | 580500
[5 empty] | 145500579500 | 455 | 145500 | 579500
[5 empty] | 146500579500 | 455 | 146500 | 579500
[5 empty] | 131500578500 | 455 | 131500 | 578500
[5 empty] | 132500578500 | 455 | 132500 | 578500
[5 empty] | 133500578500 | 455 | 133500 | 578500
[5 empty] | 143500578500 | 455 | 143500 | 578500
[5 empty] | 144500578500 | 455 | 144500 | 578500
[5 empty] | 145500578500 | 455 | 145500 | 578500
[5 empty] | 146500578500 | 455 | 146500 | 578500
[5 empty] | 130500577500 | 455 | 130500 | 577500
[5 empty] | 131500577500 | 455 | 131500 | 577500
[5 empty] | 132500577500 | 455 | 132500 | 577500
[5 empty] | 133500577500 | 455 | 133500 | 577500
[5 empty] | 142500577500 | 455 | 142500 | 577500
[5 empty] | 143500577500 | 455 | 143500 | 577500
[5 empty] | 144500577500 | 455 | 144500 | 577500
[5 empty] | 145500577500 | 455 | 145500 | 577500
[5 empty] | 146500577500 | 455 | 146500 | 577500
[5 empty] | 124500576500 | 455 | 124500 | 576500
[5 empty] | 125500576500 | 455 | 125500 | 576500
[5 empty] | 127500576500 | 455 | 127500 | 576500
[5 empty] | 128500576500 | 455 | 128500 | 576500
[5 empty] | 129500576500 | 455 | 129500 | 576500
[5 empty] | 130500576500 | 455 | 130500 | 576500
[5 empty] | 131500576500 | 455 | 131500 | 576500
[5 empty] | 132500576500 | 455 | 132500 | 576500
[5 empty] | 133500576500 | 455 | 133500 | 576500
[5 empty] | 141500576500 | 455 | 141500 | 576500
[5 empty] | 142500576500 | 455 | 142500 | 576500
[5 empty] | 143500576500 | 455 | 143500 | 576500
[5 empty] | 144500576500 | 455 | 144500 | 576500
[5 empty] | 145500576500 | 455 | 145500 | 576500
[5 empty] | 146500576500 | 455 | 146500 | 576500
[5 empty] | 124500575500 | 455 | 124500 | 575500
[5 empty] | 125500575500 | 455 | 125500 | 575500
[5 empty] | 126500575500 | 455 | 126500 | 575500
[5 empty] | 127500575500 | 455 | 127500 | 575500
[5 empty] | 128500575500 | 455 | 128500 | 575500
[5 empty] | 129500575500 | 455 | 129500 | 575500
[5 empty] | 130500575500 | 455 | 130500 | 575500
[5 empty] | 131500575500 | 455 | 131500 | 575500
[5 empty] | 132500575500 | 455 | 132500 | 575500
[5 empty] | 133500575500 | 455 | 133500 | 575500
[5 empty] | 134500575500 | 455 | 134500 | 575500
[5 empty] | 140500575500 | 455 | 140500 | 575500
[5 empty] | 141500575500 | 455 | 141500 | 575500
[5 empty] | 142500575500 | 455 | 142500 | 575500
[5 empty] | 143500575500 | 455 | 143500 | 575500
[5 empty] | 144500575500 | 455 | 144500 | 575500
[5 empty] | 145500575500 | 455 | 145500 | 575500
[5 empty] | 123500574500 | 455 | 123500 | 574500
[5 empty] | 124500574500 | 455 | 124500 | 574500
[5 empty] | 125500574500 | 455 | 125500 | 574500
[5 empty] | 126500574500 | 455 | 126500 | 574500
[5 empty] | 127500574500 | 455 | 127500 | 574500
[5 empty] | 128500574500 | 455 | 128500 | 574500
[5 empty] | 129500574500 | 455 | 129500 | 574500
[5 empty] | 130500574500 | 455 | 130500 | 574500
[5 empty] | 131500574500 | 455 | 131500 | 574500
[5 empty] | 132500574500 | 455 | 132500 | 574500
[5 empty] | 133500574500 | 455 | 133500 | 574500
[5 empty] | 134500574500 | 455 | 134500 | 574500
[5 empty] | 139500574500 | 455 | 139500 | 574500
[5 empty] | 140500574500 | 455 | 140500 | 574500
[5 empty] | 141500574500 | 455 | 141500 | 574500
[5 empty] | 142500574500 | 455 | 142500 | 574500
[5 empty] | 143500574500 | 455 | 143500 | 574500
[5 empty] | 144500574500 | 455 | 144500 | 574500
[5 empty] | 145500574500 | 455 | 145500 | 574500
[5 empty] | 119500573500 | 455 | 119500 | 573500
[5 empty] | 121500573500 | 455 | 121500 | 573500
[5 empty] | 122500573500 | 455 | 122500 | 573500
[5 empty] | 123500573500 | 455 | 123500 | 573500
[5 empty] | 124500573500 | 455 | 124500 | 573500
[5 empty] | 125500573500 | 455 | 125500 | 573500
[5 empty] | 126500573500 | 455 | 126500 | 573500
[5 empty] | 127500573500 | 455 | 127500 | 573500
[5 empty] | 128500573500 | 455 | 128500 | 573500
[5 empty] | 129500573500 | 455 | 129500 | 573500
[5 empty] | 130500573500 | 455 | 130500 | 573500
[5 empty] | 131500573500 | 455 | 131500 | 573500
[5 empty] | 132500573500 | 455 | 132500 | 573500
[5 empty] | 133500573500 | 455 | 133500 | 573500
[5 empty] | 134500573500 | 455 | 134500 | 573500
[5 empty] | 135500573500 | 455 | 135500 | 573500
[5 empty] | 136500573500 | 455 | 136500 | 573500
[5 empty] | 138500573500 | 455 | 138500 | 573500
[5 empty] | 139500573500 | 455 | 139500 | 573500
[5 empty] | 140500573500 | 455 | 140500 | 573500
[5 empty] | 141500573500 | 455 | 141500 | 573500
[5 empty] | 142500573500 | 455 | 142500 | 573500
[5 empty] | 143500573500 | 455 | 143500 | 573500
[5 empty] | 144500573500 | 455 | 144500 | 573500
[5 empty] | 117500572500 | 455 | 117500 | 572500
[5 empty] | 118500572500 | 455 | 118500 | 572500
[5 empty] | 119500572500 | 455 | 119500 | 572500
[5 empty] | 120500572500 | 455 | 120500 | 572500
[5 empty] | 121500572500 | 455 | 121500 | 572500
[5 empty] | 122500572500 | 455 | 122500 | 572500
[5 empty] | 123500572500 | 455 | 123500 | 572500
[5 empty] | 124500572500 | 455 | 124500 | 572500
[5 empty] | 125500572500 | 455 | 125500 | 572500
[5 empty] | 126500572500 | 455 | 126500 | 572500
[5 empty] | 127500572500 | 455 | 127500 | 572500
[5 empty] | 128500572500 | 455 | 128500 | 572500
[5 empty] | 129500572500 | 455 | 129500 | 572500
[5 empty] | 130500572500 | 455 | 130500 | 572500
[5 empty] | 131500572500 | 455 | 131500 | 572500
[5 empty] | 132500572500 | 455 | 132500 | 572500
[5 empty] | 133500572500 | 455 | 133500 | 572500
[5 empty] | 134500572500 | 455 | 134500 | 572500
[5 empty] | 135500572500 | 455 | 135500 | 572500
[5 empty] | 136500572500 | 455 | 136500 | 572500
[5 empty] | 137500572500 | 455 | 137500 | 572500
[5 empty] | 138500572500 | 455 | 138500 | 572500
[5 empty] | 139500572500 | 455 | 139500 | 572500
[5 empty] | 140500572500 | 455 | 140500 | 572500
[5 empty] | 141500572500 | 455 | 141500 | 572500
[5 empty] | 142500572500 | 455 | 142500 | 572500
[5 empty] | 143500572500 | 455 | 143500 | 572500
[5 empty] | 144500572500 | 455 | 144500 | 572500
[5 empty] | 145500572500 | 455 | 145500 | 572500
[5 empty] | 146500572500 | 455 | 146500 | 572500
[5 empty] | 116500571500 | 455 | 116500 | 571500
[5 empty] | 117500571500 | 455 | 117500 | 571500
[5 empty] | 118500571500 | 455 | 118500 | 571500
[5 empty] | 119500571500 | 455 | 119500 | 571500
[5 empty] | 120500571500 | 455 | 120500 | 571500
[5 empty] | 121500571500 | 455 | 121500 | 571500
[5 empty] | 122500571500 | 455 | 122500 | 571500
[5 empty] | 123500571500 | 455 | 123500 | 571500
[5 empty] | 124500571500 | 455 | 124500 | 571500
[5 empty] | 125500571500 | 455 | 125500 | 571500
[5 empty] | 126500571500 | 455 | 126500 | 571500
[5 empty] | 127500571500 | 455 | 127500 | 571500
[5 empty] | 128500571500 | 455 | 128500 | 571500
[5 empty] | 129500571500 | 455 | 129500 | 571500
[5 empty] | 130500571500 | 455 | 130500 | 571500
[5 empty] | 131500571500 | 455 | 131500 | 571500
[5 empty] | 132500571500 | 455 | 132500 | 571500
[5 empty] | 133500571500 | 455 | 133500 | 571500
[5 empty] | 134500571500 | 455 | 134500 | 571500
[5 empty] | 135500571500 | 455 | 135500 | 571500
[5 empty] | 136500571500 | 455 | 136500 | 571500
[5 empty] | 137500571500 | 455 | 137500 | 571500
[5 empty] | 138500571500 | 455 | 138500 | 571500
[5 empty] | 139500571500 | 455 | 139500 | 571500
[5 empty] | 140500571500 | 455 | 140500 | 571500
[5 empty] | 141500571500 | 455 | 141500 | 571500
[5 empty] | 142500571500 | 455 | 142500 | 571500
[5 empty] | 143500571500 | 455 | 143500 | 571500
[5 empty] | 144500571500 | 455 | 144500 | 571500
[5 empty] | 145500571500 | 455 | 145500 | 571500
[5 empty] | 146500571500 | 455 | 146500 | 571500
[5 empty] | 147500571500 | 455 | 147500 | 571500
[5 empty] | 148500571500 | 455 | 148500 | 571500
[5 empty] | 117500570500 | 455 | 117500 | 570500
[5 empty] | 118500570500 | 455 | 118500 | 570500
[5 empty] | 119500570500 | 455 | 119500 | 570500
[5 empty] | 120500570500 | 455 | 120500 | 570500
[5 empty] | 121500570500 | 455 | 121500 | 570500
[5 empty] | 122500570500 | 455 | 122500 | 570500
[5 empty] | 123500570500 | 455 | 123500 | 570500
[5 empty] | 124500570500 | 455 | 124500 | 570500
[5 empty] | 125500570500 | 455 | 125500 | 570500
[5 empty] | 126500570500 | 455 | 126500 | 570500
[5 empty] | 127500570500 | 455 | 127500 | 570500
[5 empty] | 128500570500 | 455 | 128500 | 570500
[5 empty] | 129500570500 | 455 | 129500 | 570500
[5 empty] | 130500570500 | 455 | 130500 | 570500
[5 empty] | 131500570500 | 455 | 131500 | 570500
[5 empty] | 132500570500 | 455 | 132500 | 570500
[5 empty] | 133500570500 | 455 | 133500 | 570500
[5 empty] | 134500570500 | 455 | 134500 | 570500
[5 empty] | 135500570500 | 455 | 135500 | 570500
[5 empty] | 136500570500 | 455 | 136500 | 570500
[5 empty] | 137500570500 | 455 | 137500 | 570500
[5 empty] | 138500570500 | 455 | 138500 | 570500
[5 empty] | 139500570500 | 455 | 139500 | 570500
[5 empty] | 140500570500 | 455 | 140500 | 570500
[5 empty] | 141500570500 | 455 | 141500 | 570500
[5 empty] | 142500570500 | 455 | 142500 | 570500
[5 empty] | 143500570500 | 455 | 143500 | 570500
[5 empty] | 144500570500 | 455 | 144500 | 570500
[5 empty] | 145500570500 | 455 | 145500 | 570500
[5 empty] | 146500570500 | 455 | 146500 | 570500
[5 empty] | 147500570500 | 455 | 147500 | 570500
[5 empty] | 148500570500 | 455 | 148500 | 570500
[5 empty] | 149500570500 | 455 | 149500 | 570500
[5 empty] | 117500569500 | 455 | 117500 | 569500
[5 empty] | 118500569500 | 455 | 118500 | 569500
[5 empty] | 119500569500 | 455 | 119500 | 569500
[5 empty] | 120500569500 | 455 | 120500 | 569500
[5 empty] | 121500569500 | 455 | 121500 | 569500
[5 empty] | 122500569500 | 455 | 122500 | 569500
[5 empty] | 123500569500 | 455 | 123500 | 569500
[5 empty] | 124500569500 | 455 | 124500 | 569500
[5 empty] | 125500569500 | 455 | 125500 | 569500
[5 empty] | 126500569500 | 455 | 126500 | 569500
[5 empty] | 127500569500 | 455 | 127500 | 569500
[5 empty] | 128500569500 | 455 | 128500 | 569500
[5 empty] | 129500569500 | 455 | 129500 | 569500
[5 empty] | 130500569500 | 455 | 130500 | 569500
[5 empty] | 131500569500 | 455 | 131500 | 569500
[5 empty] | 132500569500 | 455 | 132500 | 569500
[5 empty] | 133500569500 | 455 | 133500 | 569500
[5 empty] | 134500569500 | 455 | 134500 | 569500
[5 empty] | 135500569500 | 455 | 135500 | 569500
[5 empty] | 136500569500 | 455 | 136500 | 569500
[5 empty] | 137500569500 | 455 | 137500 | 569500
[5 empty] | 138500569500 | 455 | 138500 | 569500
[5 empty] | 139500569500 | 455 | 139500 | 569500
[5 empty] | 140500569500 | 455 | 140500 | 569500
[5 empty] | 141500569500 | 455 | 141500 | 569500
[5 empty] | 142500569500 | 455 | 142500 | 569500
[5 empty] | 143500569500 | 455 | 143500 | 569500
[5 empty] | 144500569500 | 455 | 144500 | 569500
[5 empty] | 145500569500 | 455 | 145500 | 569500
[5 empty] | 146500569500 | 455 | 146500 | 569500
[5 empty] | 147500569500 | 455 | 147500 | 569500
[5 empty] | 148500569500 | 455 | 148500 | 569500
[5 empty] | 149500569500 | 455 | 149500 | 569500
[5 empty] | 116500568500 | 455 | 116500 | 568500
[5 empty] | 117500568500 | 455 | 117500 | 568500
[5 empty] | 118500568500 | 455 | 118500 | 568500
[5 empty] | 119500568500 | 455 | 119500 | 568500
[5 empty] | 120500568500 | 455 | 120500 | 568500
[5 empty] | 121500568500 | 455 | 121500 | 568500
[5 empty] | 122500568500 | 455 | 122500 | 568500
[5 empty] | 123500568500 | 455 | 123500 | 568500
[5 empty] | 124500568500 | 455 | 124500 | 568500
[5 empty] | 125500568500 | 455 | 125500 | 568500
[5 empty] | 126500568500 | 455 | 126500 | 568500
[5 empty] | 127500568500 | 455 | 127500 | 568500
[5 empty] | 128500568500 | 455 | 128500 | 568500
[5 empty] | 129500568500 | 455 | 129500 | 568500
[5 empty] | 130500568500 | 455 | 130500 | 568500
[5 empty] | 131500568500 | 455 | 131500 | 568500
[5 empty] | 132500568500 | 455 | 132500 | 568500
[5 empty] | 133500568500 | 455 | 133500 | 568500
[5 empty] | 134500568500 | 455 | 134500 | 568500
[5 empty] | 135500568500 | 455 | 135500 | 568500
[5 empty] | 136500568500 | 455 | 136500 | 568500
[5 empty] | 137500568500 | 455 | 137500 | 568500
[5 empty] | 138500568500 | 455 | 138500 | 568500
[5 empty] | 139500568500 | 455 | 139500 | 568500
[5 empty] | 140500568500 | 455 | 140500 | 568500
[5 empty] | 141500568500 | 455 | 141500 | 568500
[5 empty] | 142500568500 | 455 | 142500 | 568500
[5 empty] | 143500568500 | 455 | 143500 | 568500
[5 empty] | 144500568500 | 455 | 144500 | 568500
[5 empty] | 145500568500 | 455 | 145500 | 568500
[5 empty] | 146500568500 | 455 | 146500 | 568500
[5 empty] | 147500568500 | 455 | 147500 | 568500
[5 empty] | 148500568500 | 455 | 148500 | 568500
[5 empty] | 149500568500 | 455 | 149500 | 568500
[5 empty] | 150500568500 | 455 | 150500 | 568500
[5 empty] | 112500567500 | 455 | 112500 | 567500
[5 empty] | 113500567500 | 455 | 113500 | 567500
[5 empty] | 114500567500 | 455 | 114500 | 567500
[5 empty] | 117500567500 | 455 | 117500 | 567500
[5 empty] | 118500567500 | 455 | 118500 | 567500
[5 empty] | 119500567500 | 455 | 119500 | 567500
[5 empty] | 120500567500 | 455 | 120500 | 567500
[5 empty] | 121500567500 | 455 | 121500 | 567500
[5 empty] | 122500567500 | 455 | 122500 | 567500
[5 empty] | 123500567500 | 455 | 123500 | 567500
[5 empty] | 124500567500 | 455 | 124500 | 567500
[5 empty] | 125500567500 | 455 | 125500 | 567500
[5 empty] | 126500567500 | 455 | 126500 | 567500
[5 empty] | 127500567500 | 455 | 127500 | 567500
[5 empty] | 128500567500 | 455 | 128500 | 567500
[5 empty] | 129500567500 | 455 | 129500 | 567500
[5 empty] | 130500567500 | 455 | 130500 | 567500
[5 empty] | 131500567500 | 455 | 131500 | 567500
[5 empty] | 132500567500 | 455 | 132500 | 567500
[5 empty] | 133500567500 | 455 | 133500 | 567500
[5 empty] | 134500567500 | 455 | 134500 | 567500
[5 empty] | 135500567500 | 455 | 135500 | 567500
[5 empty] | 136500567500 | 455 | 136500 | 567500
[5 empty] | 137500567500 | 455 | 137500 | 567500
[5 empty] | 138500567500 | 455 | 138500 | 567500
[5 empty] | 139500567500 | 455 | 139500 | 567500
[5 empty] | 140500567500 | 455 | 140500 | 567500
[5 empty] | 141500567500 | 455 | 141500 | 567500
[5 empty] | 142500567500 | 455 | 142500 | 567500
[5 empty] | 143500567500 | 455 | 143500 | 567500
[5 empty] | 144500567500 | 455 | 144500 | 567500
[5 empty] | 145500567500 | 455 | 145500 | 567500
[5 empty] | 146500567500 | 455 | 146500 | 567500
[5 empty] | 147500567500 | 455 | 147500 | 567500
[5 empty] | 148500567500 | 455 | 148500 | 567500
[5 empty] | 149500567500 | 455 | 149500 | 567500
[5 empty] | 150500567500 | 455 | 150500 | 567500
[5 empty] | 111500566500 | 455 | 111500 | 566500
[5 empty] | 112500566500 | 455 | 112500 | 566500
[5 empty] | 113500566500 | 455 | 113500 | 566500
[5 empty] | 114500566500 | 455 | 114500 | 566500
[5 empty] | 115500566500 | 455 | 115500 | 566500
[5 empty] | 116500566500 | 455 | 116500 | 566500
[5 empty] | 117500566500 | 455 | 117500 | 566500
[5 empty] | 118500566500 | 455 | 118500 | 566500
[5 empty] | 119500566500 | 455 | 119500 | 566500
[5 empty] | 120500566500 | 455 | 120500 | 566500
[5 empty] | 121500566500 | 455 | 121500 | 566500
[5 empty] | 122500566500 | 455 | 122500 | 566500
[5 empty] | 123500566500 | 455 | 123500 | 566500
[5 empty] | 124500566500 | 455 | 124500 | 566500
[5 empty] | 125500566500 | 455 | 125500 | 566500
[5 empty] | 126500566500 | 455 | 126500 | 566500
[5 empty] | 127500566500 | 455 | 127500 | 566500
[5 empty] | 128500566500 | 455 | 128500 | 566500
[5 empty] | 129500566500 | 455 | 129500 | 566500
[5 empty] | 130500566500 | 455 | 130500 | 566500
[5 empty] | 131500566500 | 455 | 131500 | 566500
[5 empty] | 132500566500 | 455 | 132500 | 566500
[5 empty] | 133500566500 | 455 | 133500 | 566500
[5 empty] | 134500566500 | 455 | 134500 | 566500
[5 empty] | 135500566500 | 455 | 135500 | 566500
[5 empty] | 136500566500 | 455 | 136500 | 566500
[5 empty] | 137500566500 | 455 | 137500 | 566500
[5 empty] | 138500566500 | 455 | 138500 | 566500
[5 empty] | 139500566500 | 455 | 139500 | 566500
[5 empty] | 140500566500 | 455 | 140500 | 566500
[5 empty] | 141500566500 | 455 | 141500 | 566500
[5 empty] | 142500566500 | 455 | 142500 | 566500
[5 empty] | 143500566500 | 455 | 143500 | 566500
[5 empty] | 144500566500 | 455 | 144500 | 566500
[5 empty] | 145500566500 | 455 | 145500 | 566500
[5 empty] | 146500566500 | 455 | 146500 | 566500
[5 empty] | 147500566500 | 455 | 147500 | 566500
[5 empty] | 148500566500 | 455 | 148500 | 566500
[5 empty] | 149500566500 | 455 | 149500 | 566500
[5 empty] | 150500566500 | 455 | 150500 | 566500
[5 empty] | 111500565500 | 455 | 111500 | 565500
[5 empty] | 112500565500 | 455 | 112500 | 565500
[5 empty] | 113500565500 | 455 | 113500 | 565500
[5 empty] | 114500565500 | 455 | 114500 | 565500
[5 empty] | 115500565500 | 455 | 115500 | 565500
[5 empty] | 116500565500 | 455 | 116500 | 565500
[5 empty] | 117500565500 | 455 | 117500 | 565500
[5 empty] | 118500565500 | 455 | 118500 | 565500
[5 empty] | 119500565500 | 455 | 119500 | 565500
[5 empty] | 120500565500 | 455 | 120500 | 565500
[5 empty] | 121500565500 | 455 | 121500 | 565500
[5 empty] | 122500565500 | 455 | 122500 | 565500
[5 empty] | 123500565500 | 455 | 123500 | 565500
[5 empty] | 124500565500 | 455 | 124500 | 565500
[5 empty] | 125500565500 | 455 | 125500 | 565500
[5 empty] | 126500565500 | 455 | 126500 | 565500
[5 empty] | 127500565500 | 455 | 127500 | 565500
[5 empty] | 128500565500 | 455 | 128500 | 565500
[5 empty] | 129500565500 | 455 | 129500 | 565500
[5 empty] | 130500565500 | 455 | 130500 | 565500
[5 empty] | 131500565500 | 455 | 131500 | 565500
[5 empty] | 132500565500 | 455 | 132500 | 565500
[5 empty] | 133500565500 | 455 | 133500 | 565500
[5 empty] | 134500565500 | 455 | 134500 | 565500
[5 empty] | 135500565500 | 455 | 135500 | 565500
[5 empty] | 136500565500 | 455 | 136500 | 565500
[5 empty] | 137500565500 | 455 | 137500 | 565500
[5 empty] | 138500565500 | 455 | 138500 | 565500
[5 empty] | 139500565500 | 455 | 139500 | 565500
[5 empty] | 140500565500 | 455 | 140500 | 565500
[5 empty] | 141500565500 | 455 | 141500 | 565500
[5 empty] | 142500565500 | 455 | 142500 | 565500
[5 empty] | 143500565500 | 455 | 143500 | 565500
[5 empty] | 144500565500 | 455 | 144500 | 565500
[5 empty] | 145500565500 | 455 | 145500 | 565500
[5 empty] | 146500565500 | 455 | 146500 | 565500
[5 empty] | 147500565500 | 455 | 147500 | 565500
[5 empty] | 148500565500 | 455 | 148500 | 565500
[5 empty] | 149500565500 | 455 | 149500 | 565500
[5 empty] | 150500565500 | 455 | 150500 | 565500
[5 empty] | 151500565500 | 455 | 151500 | 565500
[5 empty] | 112500564500 | 455 | 112500 | 564500
[5 empty] | 113500564500 | 455 | 113500 | 564500
[5 empty] | 114500564500 | 455 | 114500 | 564500
[5 empty] | 115500564500 | 455 | 115500 | 564500
[5 empty] | 116500564500 | 455 | 116500 | 564500
[5 empty] | 117500564500 | 455 | 117500 | 564500
[5 empty] | 118500564500 | 455 | 118500 | 564500
[5 empty] | 119500564500 | 455 | 119500 | 564500
[5 empty] | 120500564500 | 455 | 120500 | 564500
[5 empty] | 121500564500 | 455 | 121500 | 564500
[5 empty] | 122500564500 | 455 | 122500 | 564500
[5 empty] | 123500564500 | 455 | 123500 | 564500
[5 empty] | 124500564500 | 455 | 124500 | 564500
[5 empty] | 125500564500 | 455 | 125500 | 564500
[5 empty] | 126500564500 | 455 | 126500 | 564500
[5 empty] | 127500564500 | 455 | 127500 | 564500
[5 empty] | 128500564500 | 455 | 128500 | 564500
[5 empty] | 129500564500 | 455 | 129500 | 564500
[5 empty] | 130500564500 | 455 | 130500 | 564500
[5 empty] | 131500564500 | 455 | 131500 | 564500
[5 empty] | 132500564500 | 455 | 132500 | 564500
[5 empty] | 133500564500 | 455 | 133500 | 564500
[5 empty] | 134500564500 | 455 | 134500 | 564500
[5 empty] | 135500564500 | 455 | 135500 | 564500
[5 empty] | 136500564500 | 455 | 136500 | 564500
[5 empty] | 137500564500 | 455 | 137500 | 564500
[5 empty] | 138500564500 | 455 | 138500 | 564500
[5 empty] | 139500564500 | 455 | 139500 | 564500
[5 empty] | 140500564500 | 455 | 140500 | 564500
[5 empty] | 141500564500 | 455 | 141500 | 564500
[5 empty] | 142500564500 | 455 | 142500 | 564500
[5 empty] | 143500564500 | 455 | 143500 | 564500
[5 empty] | 144500564500 | 455 | 144500 | 564500
[5 empty] | 145500564500 | 455 | 145500 | 564500
[5 empty] | 146500564500 | 455 | 146500 | 564500
[5 empty] | 147500564500 | 455 | 147500 | 564500
[5 empty] | 148500564500 | 455 | 148500 | 564500
[5 empty] | 149500564500 | 455 | 149500 | 564500
[5 empty] | 150500564500 | 455 | 150500 | 564500
[5 empty] | 151500564500 | 455 | 151500 | 564500
[5 empty] | 112500563500 | 455 | 112500 | 563500
[5 empty] | 113500563500 | 455 | 113500 | 563500
[5 empty] | 114500563500 | 455 | 114500 | 563500
[5 empty] | 115500563500 | 455 | 115500 | 563500
[5 empty] | 116500563500 | 455 | 116500 | 563500
[5 empty] | 117500563500 | 455 | 117500 | 563500
[5 empty] | 118500563500 | 455 | 118500 | 563500
[5 empty] | 119500563500 | 455 | 119500 | 563500
[5 empty] | 120500563500 | 455 | 120500 | 563500
[5 empty] | 121500563500 | 455 | 121500 | 563500
[5 empty] | 122500563500 | 455 | 122500 | 563500
[5 empty] | 123500563500 | 455 | 123500 | 563500
[5 empty] | 124500563500 | 455 | 124500 | 563500
[5 empty] | 125500563500 | 455 | 125500 | 563500
[5 empty] | 126500563500 | 455 | 126500 | 563500
[5 empty] | 127500563500 | 455 | 127500 | 563500
[5 empty] | 128500563500 | 455 | 128500 | 563500
[5 empty] | 129500563500 | 455 | 129500 | 563500
[5 empty] | 130500563500 | 455 | 130500 | 563500
[5 empty] | 131500563500 | 455 | 131500 | 563500
[5 empty] | 132500563500 | 455 | 132500 | 563500
[5 empty] | 133500563500 | 455 | 133500 | 563500
[5 empty] | 134500563500 | 455 | 134500 | 563500
[5 empty] | 135500563500 | 455 | 135500 | 563500
[5 empty] | 136500563500 | 455 | 136500 | 563500
[5 empty] | 137500563500 | 455 | 137500 | 563500
[5 empty] | 138500563500 | 455 | 138500 | 563500
[5 empty] | 139500563500 | 455 | 139500 | 563500
[5 empty] | 140500563500 | 455 | 140500 | 563500
[5 empty] | 141500563500 | 455 | 141500 | 563500
[5 empty] | 142500563500 | 455 | 142500 | 563500
[5 empty] | 143500563500 | 455 | 143500 | 563500
[5 empty] | 144500563500 | 455 | 144500 | 563500
[5 empty] | 145500563500 | 455 | 145500 | 563500
[5 empty] | 146500563500 | 455 | 146500 | 563500
[5 empty] | 147500563500 | 455 | 147500 | 563500
[5 empty] | 148500563500 | 455 | 148500 | 563500
[5 empty] | 149500563500 | 455 | 149500 | 563500
[5 empty] | 150500563500 | 455 | 150500 | 563500
[5 empty] | 151500563500 | 455 | 151500 | 563500
[5 empty] | 152500563500 | 455 | 152500 | 563500
[5 empty] | 153500563500 | 455 | 153500 | 563500
[5 empty] | 112500562500 | 455 | 112500 | 562500
[5 empty] | 113500562500 | 455 | 113500 | 562500
[5 empty] | 114500562500 | 455 | 114500 | 562500
[5 empty] | 115500562500 | 455 | 115500 | 562500
[5 empty] | 116500562500 | 455 | 116500 | 562500
[5 empty] | 117500562500 | 455 | 117500 | 562500
[5 empty] | 118500562500 | 455 | 118500 | 562500
[5 empty] | 119500562500 | 455 | 119500 | 562500
[5 empty] | 120500562500 | 455 | 120500 | 562500
[5 empty] | 121500562500 | 455 | 121500 | 562500
[5 empty] | 122500562500 | 455 | 122500 | 562500
[5 empty] | 123500562500 | 455 | 123500 | 562500
[5 empty] | 124500562500 | 455 | 124500 | 562500
[5 empty] | 125500562500 | 455 | 125500 | 562500
[5 empty] | 126500562500 | 455 | 126500 | 562500
[5 empty] | 127500562500 | 455 | 127500 | 562500
[5 empty] | 128500562500 | 455 | 128500 | 562500
[5 empty] | 129500562500 | 455 | 129500 | 562500
[5 empty] | 130500562500 | 455 | 130500 | 562500
[5 empty] | 131500562500 | 455 | 131500 | 562500
[5 empty] | 132500562500 | 455 | 132500 | 562500
[5 empty] | 133500562500 | 455 | 133500 | 562500
[5 empty] | 134500562500 | 455 | 134500 | 562500
[5 empty] | 135500562500 | 455 | 135500 | 562500
[5 empty] | 136500562500 | 455 | 136500 | 562500
[5 empty] | 137500562500 | 455 | 137500 | 562500
[5 empty] | 138500562500 | 455 | 138500 | 562500
[5 empty] | 139500562500 | 455 | 139500 | 562500
[5 empty] | 140500562500 | 455 | 140500 | 562500
[5 empty] | 141500562500 | 455 | 141500 | 562500
[5 empty] | 142500562500 | 455 | 142500 | 562500
[5 empty] | 143500562500 | 455 | 143500 | 562500
[5 empty] | 144500562500 | 455 | 144500 | 562500
[5 empty] | 145500562500 | 455 | 145500 | 562500
[5 empty] | 146500562500 | 455 | 146500 | 562500
[5 empty] | 147500562500 | 455 | 147500 | 562500
[5 empty] | 148500562500 | 455 | 148500 | 562500
[5 empty] | 149500562500 | 455 | 149500 | 562500
[5 empty] | 150500562500 | 455 | 150500 | 562500
[5 empty] | 151500562500 | 455 | 151500 | 562500
[5 empty] | 152500562500 | 455 | 152500 | 562500
[5 empty] | 153500562500 | 455 | 153500 | 562500
[5 empty] | 113500561500 | 455 | 113500 | 561500
[5 empty] | 114500561500 | 455 | 114500 | 561500
[5 empty] | 115500561500 | 455 | 115500 | 561500
[5 empty] | 116500561500 | 455 | 116500 | 561500
[5 empty] | 117500561500 | 455 | 117500 | 561500
[5 empty] | 118500561500 | 455 | 118500 | 561500
[5 empty] | 119500561500 | 455 | 119500 | 561500
[5 empty] | 120500561500 | 455 | 120500 | 561500
[5 empty] | 121500561500 | 455 | 121500 | 561500
[5 empty] | 122500561500 | 455 | 122500 | 561500
[5 empty] | 123500561500 | 455 | 123500 | 561500
[5 empty] | 124500561500 | 455 | 124500 | 561500
[5 empty] | 125500561500 | 455 | 125500 | 561500
[5 empty] | 126500561500 | 455 | 126500 | 561500
[5 empty] | 127500561500 | 455 | 127500 | 561500
[5 empty] | 128500561500 | 455 | 128500 | 561500
[5 empty] | 129500561500 | 455 | 129500 | 561500
[5 empty] | 130500561500 | 455 | 130500 | 561500
[5 empty] | 131500561500 | 455 | 131500 | 561500
[5 empty] | 132500561500 | 455 | 132500 | 561500
[5 empty] | 133500561500 | 455 | 133500 | 561500
[5 empty] | 134500561500 | 455 | 134500 | 561500
[5 empty] | 135500561500 | 455 | 135500 | 561500
[5 empty] | 136500561500 | 455 | 136500 | 561500
[5 empty] | 137500561500 | 455 | 137500 | 561500
[5 empty] | 138500561500 | 455 | 138500 | 561500
[5 empty] | 139500561500 | 455 | 139500 | 561500
[5 empty] | 140500561500 | 455 | 140500 | 561500
[5 empty] | 141500561500 | 455 | 141500 | 561500
[5 empty] | 142500561500 | 455 | 142500 | 561500
[5 empty] | 143500561500 | 455 | 143500 | 561500
[5 empty] | 144500561500 | 455 | 144500 | 561500
[5 empty] | 145500561500 | 455 | 145500 | 561500
[5 empty] | 146500561500 | 455 | 146500 | 561500
[5 empty] | 147500561500 | 455 | 147500 | 561500
[5 empty] | 148500561500 | 455 | 148500 | 561500
[5 empty] | 149500561500 | 455 | 149500 | 561500
[5 empty] | 150500561500 | 455 | 150500 | 561500
[5 empty] | 151500561500 | 455 | 151500 | 561500
[5 empty] | 152500561500 | 455 | 152500 | 561500
[5 empty] | 153500561500 | 455 | 153500 | 561500
[5 empty] | 113500560500 | 455 | 113500 | 560500
[5 empty] | 114500560500 | 455 | 114500 | 560500
[5 empty] | 115500560500 | 455 | 115500 | 560500
[5 empty] | 116500560500 | 455 | 116500 | 560500
[5 empty] | 117500560500 | 455 | 117500 | 560500
[5 empty] | 118500560500 | 455 | 118500 | 560500
[5 empty] | 119500560500 | 455 | 119500 | 560500
[5 empty] | 120500560500 | 455 | 120500 | 560500
[5 empty] | 121500560500 | 455 | 121500 | 560500
[5 empty] | 122500560500 | 455 | 122500 | 560500
[5 empty] | 123500560500 | 455 | 123500 | 560500
[5 empty] | 124500560500 | 455 | 124500 | 560500
[5 empty] | 125500560500 | 455 | 125500 | 560500
[5 empty] | 126500560500 | 455 | 126500 | 560500
[5 empty] | 127500560500 | 455 | 127500 | 560500
[5 empty] | 128500560500 | 455 | 128500 | 560500
[5 empty] | 129500560500 | 455 | 129500 | 560500
[5 empty] | 130500560500 | 455 | 130500 | 560500
[5 empty] | 131500560500 | 455 | 131500 | 560500
[5 empty] | 132500560500 | 455 | 132500 | 560500
[5 empty] | 133500560500 | 455 | 133500 | 560500
[5 empty] | 134500560500 | 455 | 134500 | 560500
[5 empty] | 135500560500 | 455 | 135500 | 560500
[5 empty] | 136500560500 | 455 | 136500 | 560500
[5 empty] | 137500560500 | 455 | 137500 | 560500
[5 empty] | 138500560500 | 455 | 138500 | 560500
[5 empty] | 139500560500 | 455 | 139500 | 560500
[5 empty] | 140500560500 | 455 | 140500 | 560500
[5 empty] | 141500560500 | 455 | 141500 | 560500
[5 empty] | 142500560500 | 455 | 142500 | 560500
[5 empty] | 143500560500 | 455 | 143500 | 560500
[5 empty] | 144500560500 | 455 | 144500 | 560500
[5 empty] | 145500560500 | 455 | 145500 | 560500
[5 empty] | 146500560500 | 455 | 146500 | 560500
[5 empty] | 147500560500 | 455 | 147500 | 560500
[5 empty] | 148500560500 | 455 | 148500 | 560500
[5 empty] | 149500560500 | 455 | 149500 | 560500
[5 empty] | 150500560500 | 455 | 150500 | 560500
[5 empty] | 151500560500 | 455 | 151500 | 560500
[5 empty] | 152500560500 | 455 | 152500 | 560500
[5 empty] | 153500560500 | 455 | 153500 | 560500
[5 empty] | 154500560500 | 455 | 154500 | 560500
[5 empty] | 113500559500 | 455 | 113500 | 559500
[5 empty] | 114500559500 | 455 | 114500 | 559500
[5 empty] | 115500559500 | 455 | 115500 | 559500
[5 empty] | 116500559500 | 455 | 116500 | 559500
[5 empty] | 117500559500 | 455 | 117500 | 559500
[5 empty] | 118500559500 | 455 | 118500 | 559500
[5 empty] | 119500559500 | 455 | 119500 | 559500
[5 empty] | 120500559500 | 455 | 120500 | 559500
[5 empty] | 121500559500 | 455 | 121500 | 559500
[5 empty] | 122500559500 | 455 | 122500 | 559500
[5 empty] | 123500559500 | 455 | 123500 | 559500
[5 empty] | 124500559500 | 455 | 124500 | 559500
[5 empty] | 125500559500 | 455 | 125500 | 559500
[5 empty] | 126500559500 | 455 | 126500 | 559500
[5 empty] | 127500559500 | 455 | 127500 | 559500
[5 empty] | 128500559500 | 455 | 128500 | 559500
[5 empty] | 129500559500 | 455 | 129500 | 559500
[5 empty] | 130500559500 | 455 | 130500 | 559500
[5 empty] | 131500559500 | 455 | 131500 | 559500
[5 empty] | 132500559500 | 455 | 132500 | 559500
[5 empty] | 133500559500 | 455 | 133500 | 559500
[5 empty] | 134500559500 | 455 | 134500 | 559500
[5 empty] | 135500559500 | 455 | 135500 | 559500
[5 empty] | 136500559500 | 455 | 136500 | 559500
[5 empty] | 137500559500 | 455 | 137500 | 559500
[5 empty] | 138500559500 | 455 | 138500 | 559500
[5 empty] | 139500559500 | 455 | 139500 | 559500
[5 empty] | 140500559500 | 455 | 140500 | 559500
[5 empty] | 141500559500 | 455 | 141500 | 559500
[5 empty] | 142500559500 | 455 | 142500 | 559500
[5 empty] | 143500559500 | 455 | 143500 | 559500
[5 empty] | 144500559500 | 455 | 144500 | 559500
[5 empty] | 145500559500 | 455 | 145500 | 559500
[5 empty] | 146500559500 | 455 | 146500 | 559500
[5 empty] | 147500559500 | 455 | 147500 | 559500
[5 empty] | 148500559500 | 455 | 148500 | 559500
[5 empty] | 149500559500 | 455 | 149500 | 559500
[5 empty] | 150500559500 | 455 | 150500 | 559500
[5 empty] | 151500559500 | 455 | 151500 | 559500
[5 empty] | 152500559500 | 455 | 152500 | 559500
[5 empty] | 153500559500 | 455 | 153500 | 559500
[5 empty] | 154500559500 | 455 | 154500 | 559500
[5 empty] | 155500559500 | 455 | 155500 | 559500
[5 empty] | 113500558500 | 455 | 113500 | 558500
[5 empty] | 114500558500 | 455 | 114500 | 558500
[5 empty] | 115500558500 | 455 | 115500 | 558500
[5 empty] | 116500558500 | 455 | 116500 | 558500
[5 empty] | 117500558500 | 455 | 117500 | 558500
[5 empty] | 118500558500 | 455 | 118500 | 558500
[5 empty] | 119500558500 | 455 | 119500 | 558500
[5 empty] | 120500558500 | 455 | 120500 | 558500
[5 empty] | 121500558500 | 455 | 121500 | 558500
[5 empty] | 122500558500 | 455 | 122500 | 558500
[5 empty] | 123500558500 | 455 | 123500 | 558500
[5 empty] | 124500558500 | 455 | 124500 | 558500
[5 empty] | 125500558500 | 455 | 125500 | 558500
[5 empty] | 126500558500 | 455 | 126500 | 558500
[5 empty] | 127500558500 | 455 | 127500 | 558500
[5 empty] | 128500558500 | 455 | 128500 | 558500
[5 empty] | 129500558500 | 455 | 129500 | 558500
[5 empty] | 130500558500 | 455 | 130500 | 558500
[5 empty] | 131500558500 | 455 | 131500 | 558500
[5 empty] | 132500558500 | 455 | 132500 | 558500
[5 empty] | 133500558500 | 455 | 133500 | 558500
[5 empty] | 134500558500 | 455 | 134500 | 558500
[5 empty] | 135500558500 | 455 | 135500 | 558500
[5 empty] | 136500558500 | 455 | 136500 | 558500
[5 empty] | 137500558500 | 455 | 137500 | 558500
[5 empty] | 138500558500 | 455 | 138500 | 558500
[5 empty] | 139500558500 | 455 | 139500 | 558500
[5 empty] | 140500558500 | 455 | 140500 | 558500
[5 empty] | 141500558500 | 455 | 141500 | 558500
[5 empty] | 142500558500 | 455 | 142500 | 558500
[5 empty] | 143500558500 | 455 | 143500 | 558500
[5 empty] | 144500558500 | 455 | 144500 | 558500
[5 empty] | 145500558500 | 455 | 145500 | 558500
[5 empty] | 146500558500 | 455 | 146500 | 558500
[5 empty] | 147500558500 | 455 | 147500 | 558500
[5 empty] | 148500558500 | 455 | 148500 | 558500
[5 empty] | 149500558500 | 455 | 149500 | 558500
[5 empty] | 150500558500 | 455 | 150500 | 558500
[5 empty] | 151500558500 | 455 | 151500 | 558500
[5 empty] | 152500558500 | 455 | 152500 | 558500
[5 empty] | 153500558500 | 455 | 153500 | 558500
[5 empty] | 154500558500 | 455 | 154500 | 558500
[5 empty] | 155500558500 | 455 | 155500 | 558500
[5 empty] | 157500558500 | 455 | 157500 | 558500
[5 empty] | 158500558500 | 455 | 158500 | 558500
[5 empty] | 113500557500 | 455 | 113500 | 557500
[5 empty] | 114500557500 | 455 | 114500 | 557500
[5 empty] | 115500557500 | 455 | 115500 | 557500
[5 empty] | 116500557500 | 455 | 116500 | 557500
[5 empty] | 117500557500 | 455 | 117500 | 557500
[5 empty] | 118500557500 | 455 | 118500 | 557500
[5 empty] | 119500557500 | 455 | 119500 | 557500
[5 empty] | 120500557500 | 455 | 120500 | 557500
[5 empty] | 121500557500 | 455 | 121500 | 557500
[5 empty] | 122500557500 | 455 | 122500 | 557500
[5 empty] | 123500557500 | 455 | 123500 | 557500
[5 empty] | 124500557500 | 455 | 124500 | 557500
[5 empty] | 125500557500 | 455 | 125500 | 557500
[5 empty] | 126500557500 | 455 | 126500 | 557500
[5 empty] | 127500557500 | 455 | 127500 | 557500
[5 empty] | 128500557500 | 455 | 128500 | 557500
[5 empty] | 129500557500 | 455 | 129500 | 557500
[5 empty] | 130500557500 | 455 | 130500 | 557500
[5 empty] | 131500557500 | 455 | 131500 | 557500
[5 empty] | 132500557500 | 455 | 132500 | 557500
[5 empty] | 133500557500 | 455 | 133500 | 557500
[5 empty] | 134500557500 | 455 | 134500 | 557500
[5 empty] | 135500557500 | 455 | 135500 | 557500
[5 empty] | 136500557500 | 455 | 136500 | 557500
[5 empty] | 137500557500 | 455 | 137500 | 557500
[5 empty] | 138500557500 | 455 | 138500 | 557500
[5 empty] | 139500557500 | 455 | 139500 | 557500
[5 empty] | 140500557500 | 455 | 140500 | 557500
[5 empty] | 141500557500 | 455 | 141500 | 557500
[5 empty] | 142500557500 | 455 | 142500 | 557500
[5 empty] | 143500557500 | 455 | 143500 | 557500
[5 empty] | 144500557500 | 455 | 144500 | 557500
[5 empty] | 145500557500 | 455 | 145500 | 557500
[5 empty] | 146500557500 | 455 | 146500 | 557500
[5 empty] | 147500557500 | 455 | 147500 | 557500
[5 empty] | 148500557500 | 455 | 148500 | 557500
[5 empty] | 149500557500 | 455 | 149500 | 557500
[5 empty] | 150500557500 | 455 | 150500 | 557500
[5 empty] | 151500557500 | 455 | 151500 | 557500
[5 empty] | 152500557500 | 455 | 152500 | 557500
[5 empty] | 153500557500 | 455 | 153500 | 557500
[5 empty] | 154500557500 | 455 | 154500 | 557500
[5 empty] | 155500557500 | 455 | 155500 | 557500
[5 empty] | 156500557500 | 455 | 156500 | 557500
[5 empty] | 157500557500 | 455 | 157500 | 557500
[5 empty] | 158500557500 | 455 | 158500 | 557500
[5 empty] | 159500557500 | 455 | 159500 | 557500
[5 empty] | 160500557500 | 455 | 160500 | 557500
[5 empty] | 114500556500 | 455 | 114500 | 556500
[5 empty] | 115500556500 | 455 | 115500 | 556500
[5 empty] | 116500556500 | 455 | 116500 | 556500
[5 empty] | 117500556500 | 455 | 117500 | 556500
[5 empty] | 118500556500 | 455 | 118500 | 556500
[5 empty] | 119500556500 | 455 | 119500 | 556500
[5 empty] | 120500556500 | 455 | 120500 | 556500
[5 empty] | 121500556500 | 455 | 121500 | 556500
[5 empty] | 122500556500 | 455 | 122500 | 556500
[5 empty] | 123500556500 | 455 | 123500 | 556500
[5 empty] | 124500556500 | 455 | 124500 | 556500
[5 empty] | 125500556500 | 455 | 125500 | 556500
[5 empty] | 126500556500 | 455 | 126500 | 556500
[5 empty] | 127500556500 | 455 | 127500 | 556500
[5 empty] | 128500556500 | 455 | 128500 | 556500
[5 empty] | 129500556500 | 455 | 129500 | 556500
[5 empty] | 130500556500 | 455 | 130500 | 556500
[5 empty] | 131500556500 | 455 | 131500 | 556500
[5 empty] | 132500556500 | 455 | 132500 | 556500
[5 empty] | 133500556500 | 455 | 133500 | 556500
[5 empty] | 134500556500 | 455 | 134500 | 556500
[5 empty] | 135500556500 | 455 | 135500 | 556500
[5 empty] | 136500556500 | 455 | 136500 | 556500
[5 empty] | 137500556500 | 455 | 137500 | 556500
[5 empty] | 138500556500 | 455 | 138500 | 556500
[5 empty] | 139500556500 | 455 | 139500 | 556500
[5 empty] | 140500556500 | 455 | 140500 | 556500
[5 empty] | 141500556500 | 455 | 141500 | 556500
[5 empty] | 142500556500 | 455 | 142500 | 556500
[5 empty] | 143500556500 | 455 | 143500 | 556500
[5 empty] | 144500556500 | 455 | 144500 | 556500
[5 empty] | 145500556500 | 455 | 145500 | 556500
[5 empty] | 146500556500 | 455 | 146500 | 556500
[5 empty] | 147500556500 | 455 | 147500 | 556500
[5 empty] | 148500556500 | 455 | 148500 | 556500
[5 empty] | 149500556500 | 455 | 149500 | 556500
[5 empty] | 150500556500 | 455 | 150500 | 556500
[5 empty] | 151500556500 | 455 | 151500 | 556500
[5 empty] | 152500556500 | 455 | 152500 | 556500
[5 empty] | 153500556500 | 455 | 153500 | 556500
[5 empty] | 154500556500 | 455 | 154500 | 556500
[5 empty] | 155500556500 | 455 | 155500 | 556500
[5 empty] | 156500556500 | 455 | 156500 | 556500
[5 empty] | 157500556500 | 455 | 157500 | 556500
[5 empty] | 158500556500 | 455 | 158500 | 556500
[5 empty] | 159500556500 | 455 | 159500 | 556500
[5 empty] | 160500556500 | 455 | 160500 | 556500
[5 empty] | 161500556500 | 455 | 161500 | 556500
[5 empty] | 113500555500 | 455 | 113500 | 555500
[5 empty] | 114500555500 | 455 | 114500 | 555500
[5 empty] | 115500555500 | 455 | 115500 | 555500
[5 empty] | 116500555500 | 455 | 116500 | 555500
[5 empty] | 117500555500 | 455 | 117500 | 555500
[5 empty] | 118500555500 | 455 | 118500 | 555500
[5 empty] | 119500555500 | 455 | 119500 | 555500
[5 empty] | 120500555500 | 455 | 120500 | 555500
[5 empty] | 121500555500 | 455 | 121500 | 555500
[5 empty] | 122500555500 | 455 | 122500 | 555500
[5 empty] | 123500555500 | 455 | 123500 | 555500
[5 empty] | 124500555500 | 455 | 124500 | 555500
[5 empty] | 125500555500 | 455 | 125500 | 555500
[5 empty] | 126500555500 | 455 | 126500 | 555500
[5 empty] | 127500555500 | 455 | 127500 | 555500
[5 empty] | 128500555500 | 455 | 128500 | 555500
[5 empty] | 129500555500 | 455 | 129500 | 555500
[5 empty] | 130500555500 | 455 | 130500 | 555500
[5 empty] | 131500555500 | 455 | 131500 | 555500
[5 empty] | 132500555500 | 455 | 132500 | 555500
[5 empty] | 133500555500 | 455 | 133500 | 555500
[5 empty] | 134500555500 | 455 | 134500 | 555500
[5 empty] | 135500555500 | 455 | 135500 | 555500
[5 empty] | 136500555500 | 455 | 136500 | 555500
[5 empty] | 137500555500 | 455 | 137500 | 555500
[5 empty] | 138500555500 | 455 | 138500 | 555500
[5 empty] | 139500555500 | 455 | 139500 | 555500
[5 empty] | 140500555500 | 455 | 140500 | 555500
[5 empty] | 141500555500 | 455 | 141500 | 555500
[5 empty] | 142500555500 | 455 | 142500 | 555500
[5 empty] | 143500555500 | 455 | 143500 | 555500
[5 empty] | 144500555500 | 455 | 144500 | 555500
[5 empty] | 145500555500 | 455 | 145500 | 555500
[5 empty] | 146500555500 | 455 | 146500 | 555500
[5 empty] | 147500555500 | 455 | 147500 | 555500
[5 empty] | 148500555500 | 455 | 148500 | 555500
[5 empty] | 149500555500 | 455 | 149500 | 555500
[5 empty] | 150500555500 | 455 | 150500 | 555500
[5 empty] | 151500555500 | 455 | 151500 | 555500
[5 empty] | 152500555500 | 455 | 152500 | 555500
[5 empty] | 153500555500 | 455 | 153500 | 555500
[5 empty] | 154500555500 | 455 | 154500 | 555500
[5 empty] | 155500555500 | 455 | 155500 | 555500
[5 empty] | 157500555500 | 455 | 157500 | 555500
[5 empty] | 158500555500 | 455 | 158500 | 555500
[5 empty] | 159500555500 | 455 | 159500 | 555500
[5 empty] | 160500555500 | 455 | 160500 | 555500
[5 empty] | 161500555500 | 455 | 161500 | 555500
[5 empty] | 112500554500 | 455 | 112500 | 554500
[5 empty] | 113500554500 | 455 | 113500 | 554500
[5 empty] | 114500554500 | 455 | 114500 | 554500
[5 empty] | 115500554500 | 455 | 115500 | 554500
[5 empty] | 116500554500 | 455 | 116500 | 554500
[5 empty] | 117500554500 | 455 | 117500 | 554500
[5 empty] | 118500554500 | 455 | 118500 | 554500
[5 empty] | 119500554500 | 455 | 119500 | 554500
[5 empty] | 120500554500 | 455 | 120500 | 554500
[5 empty] | 121500554500 | 455 | 121500 | 554500
[5 empty] | 122500554500 | 455 | 122500 | 554500
[5 empty] | 123500554500 | 455 | 123500 | 554500
[5 empty] | 124500554500 | 455 | 124500 | 554500
[5 empty] | 125500554500 | 455 | 125500 | 554500
[5 empty] | 126500554500 | 455 | 126500 | 554500
[5 empty] | 127500554500 | 455 | 127500 | 554500
[5 empty] | 128500554500 | 455 | 128500 | 554500
[5 empty] | 129500554500 | 455 | 129500 | 554500
[5 empty] | 130500554500 | 455 | 130500 | 554500
[5 empty] | 131500554500 | 455 | 131500 | 554500
[5 empty] | 132500554500 | 455 | 132500 | 554500
[5 empty] | 133500554500 | 455 | 133500 | 554500
[5 empty] | 134500554500 | 455 | 134500 | 554500
[5 empty] | 135500554500 | 455 | 135500 | 554500
[5 empty] | 136500554500 | 455 | 136500 | 554500
[5 empty] | 137500554500 | 455 | 137500 | 554500
[5 empty] | 138500554500 | 455 | 138500 | 554500
[5 empty] | 139500554500 | 455 | 139500 | 554500
[5 empty] | 140500554500 | 455 | 140500 | 554500
[5 empty] | 141500554500 | 455 | 141500 | 554500
[5 empty] | 142500554500 | 455 | 142500 | 554500
[5 empty] | 143500554500 | 455 | 143500 | 554500
[5 empty] | 144500554500 | 455 | 144500 | 554500
[5 empty] | 145500554500 | 455 | 145500 | 554500
[5 empty] | 146500554500 | 455 | 146500 | 554500
[5 empty] | 147500554500 | 455 | 147500 | 554500
[5 empty] | 148500554500 | 455 | 148500 | 554500
[5 empty] | 149500554500 | 455 | 149500 | 554500
[5 empty] | 150500554500 | 455 | 150500 | 554500
[5 empty] | 151500554500 | 455 | 151500 | 554500
[5 empty] | 152500554500 | 455 | 152500 | 554500
[5 empty] | 153500554500 | 455 | 153500 | 554500
[5 empty] | 154500554500 | 455 | 154500 | 554500
[5 empty] | 155500554500 | 455 | 155500 | 554500
[5 empty] | 156500554500 | 455 | 156500 | 554500
[5 empty] | 158500554500 | 455 | 158500 | 554500
[5 empty] | 159500554500 | 455 | 159500 | 554500
[5 empty] | 160500554500 | 455 | 160500 | 554500
[5 empty] | 161500554500 | 455 | 161500 | 554500
[5 empty] | 162500554500 | 455 | 162500 | 554500
[5 empty] | 112500553500 | 455 | 112500 | 553500
[5 empty] | 113500553500 | 455 | 113500 | 553500
[5 empty] | 114500553500 | 455 | 114500 | 553500
[5 empty] | 115500553500 | 455 | 115500 | 553500
[5 empty] | 116500553500 | 455 | 116500 | 553500
[5 empty] | 117500553500 | 455 | 117500 | 553500
[5 empty] | 118500553500 | 455 | 118500 | 553500
[5 empty] | 119500553500 | 455 | 119500 | 553500
[5 empty] | 121500553500 | 455 | 121500 | 553500
[5 empty] | 122500553500 | 455 | 122500 | 553500
[5 empty] | 123500553500 | 455 | 123500 | 553500
[5 empty] | 124500553500 | 455 | 124500 | 553500
[5 empty] | 125500553500 | 455 | 125500 | 553500
[5 empty] | 126500553500 | 455 | 126500 | 553500
[5 empty] | 127500553500 | 455 | 127500 | 553500
[5 empty] | 128500553500 | 455 | 128500 | 553500
[5 empty] | 129500553500 | 455 | 129500 | 553500
[5 empty] | 136500553500 | 455 | 136500 | 553500
[5 empty] | 137500553500 | 455 | 137500 | 553500
[5 empty] | 138500553500 | 455 | 138500 | 553500
[5 empty] | 139500553500 | 455 | 139500 | 553500
[5 empty] | 140500553500 | 455 | 140500 | 553500
[5 empty] | 141500553500 | 455 | 141500 | 553500
[5 empty] | 142500553500 | 455 | 142500 | 553500
[5 empty] | 143500553500 | 455 | 143500 | 553500
[5 empty] | 144500553500 | 455 | 144500 | 553500
[5 empty] | 145500553500 | 455 | 145500 | 553500
[5 empty] | 146500553500 | 455 | 146500 | 553500
[5 empty] | 147500553500 | 455 | 147500 | 553500
[5 empty] | 148500553500 | 455 | 148500 | 553500
[5 empty] | 149500553500 | 455 | 149500 | 553500
[5 empty] | 150500553500 | 455 | 150500 | 553500
[5 empty] | 151500553500 | 455 | 151500 | 553500
[5 empty] | 152500553500 | 455 | 152500 | 553500
[5 empty] | 153500553500 | 455 | 153500 | 553500
[5 empty] | 154500553500 | 455 | 154500 | 553500
[5 empty] | 155500553500 | 455 | 155500 | 553500
[5 empty] | 156500553500 | 455 | 156500 | 553500
[5 empty] | 157500553500 | 455 | 157500 | 553500
[5 empty] | 158500553500 | 455 | 158500 | 553500
[5 empty] | 159500553500 | 455 | 159500 | 553500
[5 empty] | 160500553500 | 455 | 160500 | 553500
[5 empty] | 161500553500 | 455 | 161500 | 553500
[5 empty] | 162500553500 | 455 | 162500 | 553500
[5 empty] | 112500552500 | 455 | 112500 | 552500
[5 empty] | 113500552500 | 455 | 113500 | 552500
[5 empty] | 115500552500 | 455 | 115500 | 552500
[5 empty] | 116500552500 | 455 | 116500 | 552500
[5 empty] | 117500552500 | 455 | 117500 | 552500
[5 empty] | 118500552500 | 455 | 118500 | 552500
[5 empty] | 124500552500 | 455 | 124500 | 552500
[5 empty] | 125500552500 | 455 | 125500 | 552500
[5 empty] | 127500552500 | 455 | 127500 | 552500
[5 empty] | 128500552500 | 455 | 128500 | 552500
[5 empty] | 129500552500 | 455 | 129500 | 552500
[5 empty] | 136500552500 | 455 | 136500 | 552500
[5 empty] | 137500552500 | 455 | 137500 | 552500
[5 empty] | 138500552500 | 455 | 138500 | 552500
[5 empty] | 139500552500 | 455 | 139500 | 552500
[5 empty] | 140500552500 | 455 | 140500 | 552500
[5 empty] | 141500552500 | 455 | 141500 | 552500
[5 empty] | 142500552500 | 455 | 142500 | 552500
[5 empty] | 143500552500 | 455 | 143500 | 552500
[5 empty] | 144500552500 | 455 | 144500 | 552500
[5 empty] | 145500552500 | 455 | 145500 | 552500
[5 empty] | 146500552500 | 455 | 146500 | 552500
[5 empty] | 147500552500 | 455 | 147500 | 552500
[5 empty] | 148500552500 | 455 | 148500 | 552500
[5 empty] | 149500552500 | 455 | 149500 | 552500
[5 empty] | 150500552500 | 455 | 150500 | 552500
[5 empty] | 151500552500 | 455 | 151500 | 552500
[5 empty] | 152500552500 | 455 | 152500 | 552500
[5 empty] | 153500552500 | 455 | 153500 | 552500
[5 empty] | 154500552500 | 455 | 154500 | 552500
[5 empty] | 155500552500 | 455 | 155500 | 552500
[5 empty] | 156500552500 | 455 | 156500 | 552500
[5 empty] | 157500552500 | 455 | 157500 | 552500
[5 empty] | 158500552500 | 455 | 158500 | 552500
[5 empty] | 159500552500 | 455 | 159500 | 552500
[5 empty] | 160500552500 | 455 | 160500 | 552500
[5 empty] | 161500552500 | 455 | 161500 | 552500
[5 empty] | 162500552500 | 455 | 162500 | 552500
[5 empty] | 142500551500 | 455 | 142500 | 551500
[5 empty] | 143500551500 | 455 | 143500 | 551500
[5 empty] | 144500551500 | 455 | 144500 | 551500
[5 empty] | 145500551500 | 455 | 145500 | 551500
[5 empty] | 146500551500 | 455 | 146500 | 551500
[5 empty] | 147500551500 | 455 | 147500 | 551500
[5 empty] | 148500551500 | 455 | 148500 | 551500
[5 empty] | 149500551500 | 455 | 149500 | 551500
[5 empty] | 150500551500 | 455 | 150500 | 551500
[5 empty] | 151500551500 | 455 | 151500 | 551500
[5 empty] | 152500551500 | 455 | 152500 | 551500
[5 empty] | 153500551500 | 455 | 153500 | 551500
[5 empty] | 154500551500 | 455 | 154500 | 551500
[5 empty] | 155500551500 | 455 | 155500 | 551500
[5 empty] | 156500551500 | 455 | 156500 | 551500
[5 empty] | 157500551500 | 455 | 157500 | 551500
[5 empty] | 158500551500 | 455 | 158500 | 551500
[5 empty] | 159500551500 | 455 | 159500 | 551500
[5 empty] | 160500551500 | 455 | 160500 | 551500
[5 empty] | 161500551500 | 455 | 161500 | 551500
[5 empty] | 162500551500 | 455 | 162500 | 551500
[5 empty] | 143500550500 | 455 | 143500 | 550500
[5 empty] | 144500550500 | 455 | 144500 | 550500
[5 empty] | 145500550500 | 455 | 145500 | 550500
[5 empty] | 146500550500 | 455 | 146500 | 550500
[5 empty] | 147500550500 | 455 | 147500 | 550500
[5 empty] | 148500550500 | 455 | 148500 | 550500
[5 empty] | 149500550500 | 455 | 149500 | 550500
[5 empty] | 150500550500 | 455 | 150500 | 550500
[5 empty] | 151500550500 | 455 | 151500 | 550500
[5 empty] | 152500550500 | 455 | 152500 | 550500
[5 empty] | 153500550500 | 455 | 153500 | 550500
[5 empty] | 154500550500 | 455 | 154500 | 550500
[5 empty] | 155500550500 | 455 | 155500 | 550500
[5 empty] | 156500550500 | 455 | 156500 | 550500
[5 empty] | 157500550500 | 455 | 157500 | 550500
[5 empty] | 158500550500 | 455 | 158500 | 550500
[5 empty] | 159500550500 | 455 | 159500 | 550500
[5 empty] | 160500550500 | 455 | 160500 | 550500
[5 empty] | 161500550500 | 455 | 161500 | 550500
[5 empty] | 162500550500 | 455 | 162500 | 550500
[5 empty] | 147500549500 | 455 | 147500 | 549500
[5 empty] | 148500549500 | 455 | 148500 | 549500
[5 empty] | 149500549500 | 455 | 149500 | 549500
[5 empty] | 150500549500 | 455 | 150500 | 549500
[5 empty] | 151500549500 | 455 | 151500 | 549500
[5 empty] | 152500549500 | 455 | 152500 | 549500
[5 empty] | 153500549500 | 455 | 153500 | 549500
[5 empty] | 154500549500 | 455 | 154500 | 549500
[5 empty] | 155500549500 | 455 | 155500 | 549500
[5 empty] | 156500549500 | 455 | 156500 | 549500
[5 empty] | 157500549500 | 455 | 157500 | 549500
[5 empty] | 158500549500 | 455 | 158500 | 549500
[5 empty] | 159500549500 | 455 | 159500 | 549500
[5 empty] | 160500549500 | 455 | 160500 | 549500
[5 empty] | 161500549500 | 455 | 161500 | 549500
[5 empty] | 162500549500 | 455 | 162500 | 549500
[5 empty] | 149500548500 | 455 | 149500 | 548500
[5 empty] | 150500548500 | 455 | 150500 | 548500
[5 empty] | 151500548500 | 455 | 151500 | 548500
[5 empty] | 152500548500 | 455 | 152500 | 548500
[5 empty] | 153500548500 | 455 | 153500 | 548500
[5 empty] | 154500548500 | 455 | 154500 | 548500
[5 empty] | 155500548500 | 455 | 155500 | 548500
[5 empty] | 156500548500 | 455 | 156500 | 548500
[5 empty] | 157500548500 | 455 | 157500 | 548500
[5 empty] | 158500548500 | 455 | 158500 | 548500
[5 empty] | 159500548500 | 455 | 159500 | 548500
[5 empty] | 160500548500 | 455 | 160500 | 548500
[5 empty] | 161500548500 | 455 | 161500 | 548500
[5 empty] | 162500548500 | 455 | 162500 | 548500
[5 empty] | 149500547500 | 455 | 149500 | 547500
[5 empty] | 150500547500 | 455 | 150500 | 547500
[5 empty] | 151500547500 | 455 | 151500 | 547500
[5 empty] | 152500547500 | 455 | 152500 | 547500
[5 empty] | 153500547500 | 455 | 153500 | 547500
[5 empty] | 154500547500 | 455 | 154500 | 547500
[5 empty] | 155500547500 | 455 | 155500 | 547500
[5 empty] | 156500547500 | 455 | 156500 | 547500
[5 empty] | 157500547500 | 455 | 157500 | 547500
[5 empty] | 158500547500 | 455 | 158500 | 547500
[5 empty] | 159500547500 | 455 | 159500 | 547500
[5 empty] | 160500547500 | 455 | 160500 | 547500
[5 empty] | 161500547500 | 455 | 161500 | 547500
[5 empty] | 162500547500 | 455 | 162500 | 547500
[5 empty] | 149500546500 | 455 | 149500 | 546500
[5 empty] | 150500546500 | 455 | 150500 | 546500
[5 empty] | 151500546500 | 455 | 151500 | 546500
[5 empty] | 152500546500 | 455 | 152500 | 546500
[5 empty] | 153500546500 | 455 | 153500 | 546500
[5 empty] | 154500546500 | 455 | 154500 | 546500
[5 empty] | 155500546500 | 455 | 155500 | 546500
[5 empty] | 156500546500 | 455 | 156500 | 546500
[5 empty] | 157500546500 | 455 | 157500 | 546500
[5 empty] | 158500546500 | 455 | 158500 | 546500
[5 empty] | 159500546500 | 455 | 159500 | 546500
[5 empty] | 160500546500 | 455 | 160500 | 546500
[5 empty] | 161500546500 | 455 | 161500 | 546500
[5 empty] | 162500546500 | 455 | 162500 | 546500
[5 empty] | 149500545500 | 455 | 149500 | 545500
[5 empty] | 150500545500 | 455 | 150500 | 545500
[5 empty] | 151500545500 | 455 | 151500 | 545500
[5 empty] | 152500545500 | 455 | 152500 | 545500
[5 empty] | 153500545500 | 455 | 153500 | 545500
[5 empty] | 154500545500 | 455 | 154500 | 545500
[5 empty] | 155500545500 | 455 | 155500 | 545500
[5 empty] | 156500545500 | 455 | 156500 | 545500
[5 empty] | 157500545500 | 455 | 157500 | 545500
[5 empty] | 158500545500 | 455 | 158500 | 545500
[5 empty] | 159500545500 | 455 | 159500 | 545500
[5 empty] | 160500545500 | 455 | 160500 | 545500
[5 empty] | 161500545500 | 455 | 161500 | 545500
[5 empty] | 149500544500 | 455 | 149500 | 544500
[5 empty] | 150500544500 | 455 | 150500 | 544500
[5 empty] | 151500544500 | 455 | 151500 | 544500
[5 empty] | 152500544500 | 455 | 152500 | 544500
[5 empty] | 153500544500 | 455 | 153500 | 544500
[5 empty] | 154500544500 | 455 | 154500 | 544500
[5 empty] | 155500544500 | 455 | 155500 | 544500
[5 empty] | 156500544500 | 455 | 156500 | 544500
[5 empty] | 157500544500 | 455 | 157500 | 544500
[5 empty] | 158500544500 | 455 | 158500 | 544500
[5 empty] | 159500544500 | 455 | 159500 | 544500
[5 empty] | 160500544500 | 455 | 160500 | 544500
[5 empty] | 148500543500 | 455 | 148500 | 543500
[5 empty] | 149500543500 | 455 | 149500 | 543500
[5 empty] | 150500543500 | 455 | 150500 | 543500
[5 empty] | 151500543500 | 455 | 151500 | 543500
[5 empty] | 152500543500 | 455 | 152500 | 543500
[5 empty] | 153500543500 | 455 | 153500 | 543500
[5 empty] | 154500543500 | 455 | 154500 | 543500
[5 empty] | 155500543500 | 455 | 155500 | 543500
[5 empty] | 156500543500 | 455 | 156500 | 543500
[5 empty] | 157500543500 | 455 | 157500 | 543500
[5 empty] | 158500543500 | 455 | 158500 | 543500
[5 empty] | 159500543500 | 455 | 159500 | 543500
[5 empty] | 148500542500 | 455 | 148500 | 542500
[5 empty] | 149500542500 | 455 | 149500 | 542500
[5 empty] | 150500542500 | 455 | 150500 | 542500
[5 empty] | 151500542500 | 455 | 151500 | 542500
[5 empty] | 152500542500 | 455 | 152500 | 542500
[5 empty] | 153500542500 | 455 | 153500 | 542500
[5 empty] | 154500542500 | 455 | 154500 | 542500
[5 empty] | 155500542500 | 455 | 155500 | 542500
[5 empty] | 156500542500 | 455 | 156500 | 542500
[5 empty] | 157500542500 | 455 | 157500 | 542500
[5 empty] | 158500542500 | 455 | 158500 | 542500
[5 empty] | 149500541500 | 455 | 149500 | 541500
[5 empty] | 150500541500 | 455 | 150500 | 541500
[5 empty] | 151500541500 | 455 | 151500 | 541500
[5 empty] | 152500541500 | 455 | 152500 | 541500
[5 empty] | 153500541500 | 455 | 153500 | 541500
[5 empty] | 154500541500 | 455 | 154500 | 541500
[5 empty] | 150500540500 | 455 | 150500 | 540500
[5 empty] | 151500540500 | 455 | 151500 | 540500
[5 empty] | 152500540500 | 455 | 152500 | 540500
[5 empty] | 151500539500 | 455 | 151500 | 539500
[5 empty] | 109500570500 | 456 | 109500 | 570500
[5 empty] | 97500569500 | 456 | 97500 | 569500
[5 empty] | 98500569500 | 456 | 98500 | 569500
[5 empty] | 102500569500 | 456 | 102500 | 569500
[5 empty] | 103500569500 | 456 | 103500 | 569500
[5 empty] | 104500569500 | 456 | 104500 | 569500
[5 empty] | 108500569500 | 456 | 108500 | 569500
[5 empty] | 109500569500 | 456 | 109500 | 569500
[5 empty] | 110500569500 | 456 | 110500 | 569500
[5 empty] | 95500568500 | 456 | 95500 | 568500
[5 empty] | 96500568500 | 456 | 96500 | 568500
[5 empty] | 97500568500 | 456 | 97500 | 568500
[5 empty] | 98500568500 | 456 | 98500 | 568500
[5 empty] | 101500568500 | 456 | 101500 | 568500
[5 empty] | 102500568500 | 456 | 102500 | 568500
[5 empty] | 103500568500 | 456 | 103500 | 568500
[5 empty] | 104500568500 | 456 | 104500 | 568500
[5 empty] | 105500568500 | 456 | 105500 | 568500
[5 empty] | 106500568500 | 456 | 106500 | 568500
[5 empty] | 107500568500 | 456 | 107500 | 568500
[5 empty] | 108500568500 | 456 | 108500 | 568500
[5 empty] | 109500568500 | 456 | 109500 | 568500
[5 empty] | 110500568500 | 456 | 110500 | 568500
[5 empty] | 94500567500 | 456 | 94500 | 567500
[5 empty] | 95500567500 | 456 | 95500 | 567500
[5 empty] | 96500567500 | 456 | 96500 | 567500
[5 empty] | 97500567500 | 456 | 97500 | 567500
[5 empty] | 98500567500 | 456 | 98500 | 567500
[5 empty] | 99500567500 | 456 | 99500 | 567500
[5 empty] | 100500567500 | 456 | 100500 | 567500
[5 empty] | 101500567500 | 456 | 101500 | 567500
[5 empty] | 102500567500 | 456 | 102500 | 567500
[5 empty] | 103500567500 | 456 | 103500 | 567500
[5 empty] | 104500567500 | 456 | 104500 | 567500
[5 empty] | 105500567500 | 456 | 105500 | 567500
[5 empty] | 106500567500 | 456 | 106500 | 567500
[5 empty] | 107500567500 | 456 | 107500 | 567500
[5 empty] | 108500567500 | 456 | 108500 | 567500
[5 empty] | 109500567500 | 456 | 109500 | 567500
[5 empty] | 110500567500 | 456 | 110500 | 567500
[5 empty] | 111500567500 | 456 | 111500 | 567500
[5 empty] | 95500566500 | 456 | 95500 | 566500
[5 empty] | 96500566500 | 456 | 96500 | 566500
[5 empty] | 97500566500 | 456 | 97500 | 566500
[5 empty] | 98500566500 | 456 | 98500 | 566500
[5 empty] | 99500566500 | 456 | 99500 | 566500
[5 empty] | 100500566500 | 456 | 100500 | 566500
[5 empty] | 101500566500 | 456 | 101500 | 566500
[5 empty] | 102500566500 | 456 | 102500 | 566500
[5 empty] | 103500566500 | 456 | 103500 | 566500
[5 empty] | 104500566500 | 456 | 104500 | 566500
[5 empty] | 105500566500 | 456 | 105500 | 566500
[5 empty] | 106500566500 | 456 | 106500 | 566500
[5 empty] | 107500566500 | 456 | 107500 | 566500
[5 empty] | 108500566500 | 456 | 108500 | 566500
[5 empty] | 109500566500 | 456 | 109500 | 566500
[5 empty] | 110500566500 | 456 | 110500 | 566500
[5 empty] | 95500565500 | 456 | 95500 | 565500
[5 empty] | 96500565500 | 456 | 96500 | 565500
[5 empty] | 97500565500 | 456 | 97500 | 565500
[5 empty] | 98500565500 | 456 | 98500 | 565500
[5 empty] | 99500565500 | 456 | 99500 | 565500
[5 empty] | 100500565500 | 456 | 100500 | 565500
[5 empty] | 101500565500 | 456 | 101500 | 565500
[5 empty] | 102500565500 | 456 | 102500 | 565500
[5 empty] | 103500565500 | 456 | 103500 | 565500
[5 empty] | 104500565500 | 456 | 104500 | 565500
[5 empty] | 105500565500 | 456 | 105500 | 565500
[5 empty] | 106500565500 | 456 | 106500 | 565500
[5 empty] | 107500565500 | 456 | 107500 | 565500
[5 empty] | 108500565500 | 456 | 108500 | 565500
[5 empty] | 109500565500 | 456 | 109500 | 565500
[5 empty] | 110500565500 | 456 | 110500 | 565500
[5 empty] | 94500564500 | 456 | 94500 | 564500
[5 empty] | 95500564500 | 456 | 95500 | 564500
[5 empty] | 96500564500 | 456 | 96500 | 564500
[5 empty] | 97500564500 | 456 | 97500 | 564500
[5 empty] | 98500564500 | 456 | 98500 | 564500
[5 empty] | 99500564500 | 456 | 99500 | 564500
[5 empty] | 100500564500 | 456 | 100500 | 564500
[5 empty] | 101500564500 | 456 | 101500 | 564500
[5 empty] | 102500564500 | 456 | 102500 | 564500
[5 empty] | 103500564500 | 456 | 103500 | 564500
[5 empty] | 104500564500 | 456 | 104500 | 564500
[5 empty] | 105500564500 | 456 | 105500 | 564500
[5 empty] | 106500564500 | 456 | 106500 | 564500
[5 empty] | 107500564500 | 456 | 107500 | 564500
[5 empty] | 108500564500 | 456 | 108500 | 564500
[5 empty] | 109500564500 | 456 | 109500 | 564500
[5 empty] | 110500564500 | 456 | 110500 | 564500
[5 empty] | 111500564500 | 456 | 111500 | 564500
[5 empty] | 94500563500 | 456 | 94500 | 563500
[5 empty] | 95500563500 | 456 | 95500 | 563500
[5 empty] | 96500563500 | 456 | 96500 | 563500
[5 empty] | 97500563500 | 456 | 97500 | 563500
[5 empty] | 98500563500 | 456 | 98500 | 563500
[5 empty] | 99500563500 | 456 | 99500 | 563500
[5 empty] | 100500563500 | 456 | 100500 | 563500
[5 empty] | 101500563500 | 456 | 101500 | 563500
[5 empty] | 102500563500 | 456 | 102500 | 563500
[5 empty] | 103500563500 | 456 | 103500 | 563500
[5 empty] | 104500563500 | 456 | 104500 | 563500
[5 empty] | 105500563500 | 456 | 105500 | 563500
[5 empty] | 106500563500 | 456 | 106500 | 563500
[5 empty] | 107500563500 | 456 | 107500 | 563500
[5 empty] | 108500563500 | 456 | 108500 | 563500
[5 empty] | 109500563500 | 456 | 109500 | 563500
[5 empty] | 110500563500 | 456 | 110500 | 563500
[5 empty] | 111500563500 | 456 | 111500 | 563500
[5 empty] | 93500562500 | 456 | 93500 | 562500
[5 empty] | 94500562500 | 456 | 94500 | 562500
[5 empty] | 95500562500 | 456 | 95500 | 562500
[5 empty] | 96500562500 | 456 | 96500 | 562500
[5 empty] | 97500562500 | 456 | 97500 | 562500
[5 empty] | 98500562500 | 456 | 98500 | 562500
[5 empty] | 99500562500 | 456 | 99500 | 562500
[5 empty] | 100500562500 | 456 | 100500 | 562500
[5 empty] | 101500562500 | 456 | 101500 | 562500
[5 empty] | 102500562500 | 456 | 102500 | 562500
[5 empty] | 103500562500 | 456 | 103500 | 562500
[5 empty] | 104500562500 | 456 | 104500 | 562500
[5 empty] | 105500562500 | 456 | 105500 | 562500
[5 empty] | 106500562500 | 456 | 106500 | 562500
[5 empty] | 107500562500 | 456 | 107500 | 562500
[5 empty] | 108500562500 | 456 | 108500 | 562500
[5 empty] | 109500562500 | 456 | 109500 | 562500
[5 empty] | 110500562500 | 456 | 110500 | 562500
[5 empty] | 111500562500 | 456 | 111500 | 562500
[5 empty] | 86500561500 | 456 | 86500 | 561500
[5 empty] | 87500561500 | 456 | 87500 | 561500
[5 empty] | 88500561500 | 456 | 88500 | 561500
[5 empty] | 92500561500 | 456 | 92500 | 561500
[5 empty] | 93500561500 | 456 | 93500 | 561500
[5 empty] | 94500561500 | 456 | 94500 | 561500
[5 empty] | 95500561500 | 456 | 95500 | 561500
[5 empty] | 96500561500 | 456 | 96500 | 561500
[5 empty] | 97500561500 | 456 | 97500 | 561500
[5 empty] | 98500561500 | 456 | 98500 | 561500
[5 empty] | 99500561500 | 456 | 99500 | 561500
[5 empty] | 100500561500 | 456 | 100500 | 561500
[5 empty] | 101500561500 | 456 | 101500 | 561500
[5 empty] | 102500561500 | 456 | 102500 | 561500
[5 empty] | 103500561500 | 456 | 103500 | 561500
[5 empty] | 104500561500 | 456 | 104500 | 561500
[5 empty] | 105500561500 | 456 | 105500 | 561500
[5 empty] | 106500561500 | 456 | 106500 | 561500
[5 empty] | 107500561500 | 456 | 107500 | 561500
[5 empty] | 108500561500 | 456 | 108500 | 561500
[5 empty] | 109500561500 | 456 | 109500 | 561500
[5 empty] | 110500561500 | 456 | 110500 | 561500
[5 empty] | 111500561500 | 456 | 111500 | 561500
[5 empty] | 112500561500 | 456 | 112500 | 561500
[5 empty] | 86500560500 | 456 | 86500 | 560500
[5 empty] | 87500560500 | 456 | 87500 | 560500
[5 empty] | 88500560500 | 456 | 88500 | 560500
[5 empty] | 89500560500 | 456 | 89500 | 560500
[5 empty] | 90500560500 | 456 | 90500 | 560500
[5 empty] | 91500560500 | 456 | 91500 | 560500
[5 empty] | 92500560500 | 456 | 92500 | 560500
[5 empty] | 93500560500 | 456 | 93500 | 560500
[5 empty] | 94500560500 | 456 | 94500 | 560500
[5 empty] | 95500560500 | 456 | 95500 | 560500
[5 empty] | 96500560500 | 456 | 96500 | 560500
[5 empty] | 97500560500 | 456 | 97500 | 560500
[5 empty] | 98500560500 | 456 | 98500 | 560500
[5 empty] | 99500560500 | 456 | 99500 | 560500
[5 empty] | 100500560500 | 456 | 100500 | 560500
[5 empty] | 101500560500 | 456 | 101500 | 560500
[5 empty] | 102500560500 | 456 | 102500 | 560500
[5 empty] | 103500560500 | 456 | 103500 | 560500
[5 empty] | 104500560500 | 456 | 104500 | 560500
[5 empty] | 105500560500 | 456 | 105500 | 560500
[5 empty] | 106500560500 | 456 | 106500 | 560500
[5 empty] | 107500560500 | 456 | 107500 | 560500
[5 empty] | 108500560500 | 456 | 108500 | 560500
[5 empty] | 109500560500 | 456 | 109500 | 560500
[5 empty] | 110500560500 | 456 | 110500 | 560500
[5 empty] | 111500560500 | 456 | 111500 | 560500
[5 empty] | 112500560500 | 456 | 112500 | 560500
[5 empty] | 86500559500 | 456 | 86500 | 559500
[5 empty] | 87500559500 | 456 | 87500 | 559500
[5 empty] | 88500559500 | 456 | 88500 | 559500
[5 empty] | 89500559500 | 456 | 89500 | 559500
[5 empty] | 90500559500 | 456 | 90500 | 559500
[5 empty] | 91500559500 | 456 | 91500 | 559500
[5 empty] | 92500559500 | 456 | 92500 | 559500
[5 empty] | 93500559500 | 456 | 93500 | 559500
[5 empty] | 94500559500 | 456 | 94500 | 559500
[5 empty] | 95500559500 | 456 | 95500 | 559500
[5 empty] | 96500559500 | 456 | 96500 | 559500
[5 empty] | 97500559500 | 456 | 97500 | 559500
[5 empty] | 98500559500 | 456 | 98500 | 559500
[5 empty] | 99500559500 | 456 | 99500 | 559500
[5 empty] | 100500559500 | 456 | 100500 | 559500
[5 empty] | 101500559500 | 456 | 101500 | 559500
[5 empty] | 102500559500 | 456 | 102500 | 559500
[5 empty] | 103500559500 | 456 | 103500 | 559500
[5 empty] | 104500559500 | 456 | 104500 | 559500
[5 empty] | 105500559500 | 456 | 105500 | 559500
[5 empty] | 106500559500 | 456 | 106500 | 559500
[5 empty] | 107500559500 | 456 | 107500 | 559500
[5 empty] | 108500559500 | 456 | 108500 | 559500
[5 empty] | 109500559500 | 456 | 109500 | 559500
[5 empty] | 110500559500 | 456 | 110500 | 559500
[5 empty] | 111500559500 | 456 | 111500 | 559500
[5 empty] | 112500559500 | 456 | 112500 | 559500
[5 empty] | 85500558500 | 456 | 85500 | 558500
[5 empty] | 86500558500 | 456 | 86500 | 558500
[5 empty] | 87500558500 | 456 | 87500 | 558500
[5 empty] | 88500558500 | 456 | 88500 | 558500
[5 empty] | 89500558500 | 456 | 89500 | 558500
[5 empty] | 90500558500 | 456 | 90500 | 558500
[5 empty] | 91500558500 | 456 | 91500 | 558500
[5 empty] | 92500558500 | 456 | 92500 | 558500
[5 empty] | 93500558500 | 456 | 93500 | 558500
[5 empty] | 94500558500 | 456 | 94500 | 558500
[5 empty] | 95500558500 | 456 | 95500 | 558500
[5 empty] | 96500558500 | 456 | 96500 | 558500
[5 empty] | 97500558500 | 456 | 97500 | 558500
[5 empty] | 98500558500 | 456 | 98500 | 558500
[5 empty] | 99500558500 | 456 | 99500 | 558500
[5 empty] | 100500558500 | 456 | 100500 | 558500
[5 empty] | 101500558500 | 456 | 101500 | 558500
[5 empty] | 102500558500 | 456 | 102500 | 558500
[5 empty] | 103500558500 | 456 | 103500 | 558500
[5 empty] | 104500558500 | 456 | 104500 | 558500
[5 empty] | 105500558500 | 456 | 105500 | 558500
[5 empty] | 106500558500 | 456 | 106500 | 558500
[5 empty] | 107500558500 | 456 | 107500 | 558500
[5 empty] | 108500558500 | 456 | 108500 | 558500
[5 empty] | 109500558500 | 456 | 109500 | 558500
[5 empty] | 110500558500 | 456 | 110500 | 558500
[5 empty] | 111500558500 | 456 | 111500 | 558500
[5 empty] | 112500558500 | 456 | 112500 | 558500
[5 empty] | 84500557500 | 456 | 84500 | 557500
[5 empty] | 85500557500 | 456 | 85500 | 557500
[5 empty] | 86500557500 | 456 | 86500 | 557500
[5 empty] | 87500557500 | 456 | 87500 | 557500
[5 empty] | 88500557500 | 456 | 88500 | 557500
[5 empty] | 89500557500 | 456 | 89500 | 557500
[5 empty] | 90500557500 | 456 | 90500 | 557500
[5 empty] | 91500557500 | 456 | 91500 | 557500
[5 empty] | 92500557500 | 456 | 92500 | 557500
[5 empty] | 93500557500 | 456 | 93500 | 557500
[5 empty] | 94500557500 | 456 | 94500 | 557500
[5 empty] | 95500557500 | 456 | 95500 | 557500
[5 empty] | 96500557500 | 456 | 96500 | 557500
[5 empty] | 97500557500 | 456 | 97500 | 557500
[5 empty] | 98500557500 | 456 | 98500 | 557500
[5 empty] | 99500557500 | 456 | 99500 | 557500
[5 empty] | 100500557500 | 456 | 100500 | 557500
[5 empty] | 101500557500 | 456 | 101500 | 557500
[5 empty] | 102500557500 | 456 | 102500 | 557500
[5 empty] | 103500557500 | 456 | 103500 | 557500
[5 empty] | 104500557500 | 456 | 104500 | 557500
[5 empty] | 105500557500 | 456 | 105500 | 557500
[5 empty] | 106500557500 | 456 | 106500 | 557500
[5 empty] | 107500557500 | 456 | 107500 | 557500
[5 empty] | 108500557500 | 456 | 108500 | 557500
[5 empty] | 109500557500 | 456 | 109500 | 557500
[5 empty] | 110500557500 | 456 | 110500 | 557500
[5 empty] | 111500557500 | 456 | 111500 | 557500
[5 empty] | 112500557500 | 456 | 112500 | 557500
[5 empty] | 84500556500 | 456 | 84500 | 556500
[5 empty] | 85500556500 | 456 | 85500 | 556500
[5 empty] | 86500556500 | 456 | 86500 | 556500
[5 empty] | 87500556500 | 456 | 87500 | 556500
[5 empty] | 88500556500 | 456 | 88500 | 556500
[5 empty] | 89500556500 | 456 | 89500 | 556500
[5 empty] | 90500556500 | 456 | 90500 | 556500
[5 empty] | 91500556500 | 456 | 91500 | 556500
[5 empty] | 92500556500 | 456 | 92500 | 556500
[5 empty] | 93500556500 | 456 | 93500 | 556500
[5 empty] | 94500556500 | 456 | 94500 | 556500
[5 empty] | 95500556500 | 456 | 95500 | 556500
[5 empty] | 96500556500 | 456 | 96500 | 556500
[5 empty] | 97500556500 | 456 | 97500 | 556500
[5 empty] | 98500556500 | 456 | 98500 | 556500
[5 empty] | 99500556500 | 456 | 99500 | 556500
[5 empty] | 100500556500 | 456 | 100500 | 556500
[5 empty] | 101500556500 | 456 | 101500 | 556500
[5 empty] | 102500556500 | 456 | 102500 | 556500
[5 empty] | 103500556500 | 456 | 103500 | 556500
[5 empty] | 104500556500 | 456 | 104500 | 556500
[5 empty] | 105500556500 | 456 | 105500 | 556500
[5 empty] | 106500556500 | 456 | 106500 | 556500
[5 empty] | 107500556500 | 456 | 107500 | 556500
[5 empty] | 108500556500 | 456 | 108500 | 556500
[5 empty] | 109500556500 | 456 | 109500 | 556500
[5 empty] | 110500556500 | 456 | 110500 | 556500
[5 empty] | 111500556500 | 456 | 111500 | 556500
[5 empty] | 112500556500 | 456 | 112500 | 556500
[5 empty] | 113500556500 | 456 | 113500 | 556500
[5 empty] | 84500555500 | 456 | 84500 | 555500
[5 empty] | 85500555500 | 456 | 85500 | 555500
[5 empty] | 86500555500 | 456 | 86500 | 555500
[5 empty] | 87500555500 | 456 | 87500 | 555500
[5 empty] | 88500555500 | 456 | 88500 | 555500
[5 empty] | 89500555500 | 456 | 89500 | 555500
[5 empty] | 90500555500 | 456 | 90500 | 555500
[5 empty] | 91500555500 | 456 | 91500 | 555500
[5 empty] | 92500555500 | 456 | 92500 | 555500
[5 empty] | 93500555500 | 456 | 93500 | 555500
[5 empty] | 94500555500 | 456 | 94500 | 555500
[5 empty] | 95500555500 | 456 | 95500 | 555500
[5 empty] | 96500555500 | 456 | 96500 | 555500
[5 empty] | 97500555500 | 456 | 97500 | 555500
[5 empty] | 98500555500 | 456 | 98500 | 555500
[5 empty] | 99500555500 | 456 | 99500 | 555500
[5 empty] | 100500555500 | 456 | 100500 | 555500
[5 empty] | 101500555500 | 456 | 101500 | 555500
[5 empty] | 102500555500 | 456 | 102500 | 555500
[5 empty] | 103500555500 | 456 | 103500 | 555500
[5 empty] | 104500555500 | 456 | 104500 | 555500
[5 empty] | 105500555500 | 456 | 105500 | 555500
[5 empty] | 106500555500 | 456 | 106500 | 555500
[5 empty] | 107500555500 | 456 | 107500 | 555500
[5 empty] | 108500555500 | 456 | 108500 | 555500
[5 empty] | 109500555500 | 456 | 109500 | 555500
[5 empty] | 110500555500 | 456 | 110500 | 555500
[5 empty] | 111500555500 | 456 | 111500 | 555500
[5 empty] | 112500555500 | 456 | 112500 | 555500
[5 empty] | 85500554500 | 456 | 85500 | 554500
[5 empty] | 86500554500 | 456 | 86500 | 554500
[5 empty] | 87500554500 | 456 | 87500 | 554500
[5 empty] | 88500554500 | 456 | 88500 | 554500
[5 empty] | 89500554500 | 456 | 89500 | 554500
[5 empty] | 90500554500 | 456 | 90500 | 554500
[5 empty] | 91500554500 | 456 | 91500 | 554500
[5 empty] | 92500554500 | 456 | 92500 | 554500
[5 empty] | 93500554500 | 456 | 93500 | 554500
[5 empty] | 94500554500 | 456 | 94500 | 554500
[5 empty] | 95500554500 | 456 | 95500 | 554500
[5 empty] | 96500554500 | 456 | 96500 | 554500
[5 empty] | 97500554500 | 456 | 97500 | 554500
[5 empty] | 98500554500 | 456 | 98500 | 554500
[5 empty] | 99500554500 | 456 | 99500 | 554500
[5 empty] | 100500554500 | 456 | 100500 | 554500
[5 empty] | 101500554500 | 456 | 101500 | 554500
[5 empty] | 102500554500 | 456 | 102500 | 554500
[5 empty] | 103500554500 | 456 | 103500 | 554500
[5 empty] | 104500554500 | 456 | 104500 | 554500
[5 empty] | 105500554500 | 456 | 105500 | 554500
[5 empty] | 106500554500 | 456 | 106500 | 554500
[5 empty] | 107500554500 | 456 | 107500 | 554500
[5 empty] | 108500554500 | 456 | 108500 | 554500
[5 empty] | 109500554500 | 456 | 109500 | 554500
[5 empty] | 110500554500 | 456 | 110500 | 554500
[5 empty] | 111500554500 | 456 | 111500 | 554500
[5 empty] | 84500553500 | 456 | 84500 | 553500
[5 empty] | 85500553500 | 456 | 85500 | 553500
[5 empty] | 86500553500 | 456 | 86500 | 553500
[5 empty] | 87500553500 | 456 | 87500 | 553500
[5 empty] | 88500553500 | 456 | 88500 | 553500
[5 empty] | 89500553500 | 456 | 89500 | 553500
[5 empty] | 90500553500 | 456 | 90500 | 553500
[5 empty] | 91500553500 | 456 | 91500 | 553500
[5 empty] | 92500553500 | 456 | 92500 | 553500
[5 empty] | 93500553500 | 456 | 93500 | 553500
[5 empty] | 94500553500 | 456 | 94500 | 553500
[5 empty] | 95500553500 | 456 | 95500 | 553500
[5 empty] | 96500553500 | 456 | 96500 | 553500
[5 empty] | 97500553500 | 456 | 97500 | 553500
[5 empty] | 98500553500 | 456 | 98500 | 553500
[5 empty] | 99500553500 | 456 | 99500 | 553500
[5 empty] | 100500553500 | 456 | 100500 | 553500
[5 empty] | 101500553500 | 456 | 101500 | 553500
[5 empty] | 102500553500 | 456 | 102500 | 553500
[5 empty] | 103500553500 | 456 | 103500 | 553500
[5 empty] | 104500553500 | 456 | 104500 | 553500
[5 empty] | 105500553500 | 456 | 105500 | 553500
[5 empty] | 106500553500 | 456 | 106500 | 553500
[5 empty] | 107500553500 | 456 | 107500 | 553500
[5 empty] | 108500553500 | 456 | 108500 | 553500
[5 empty] | 109500553500 | 456 | 109500 | 553500
[5 empty] | 110500553500 | 456 | 110500 | 553500
[5 empty] | 111500553500 | 456 | 111500 | 553500
[5 empty] | 83500552500 | 456 | 83500 | 552500
[5 empty] | 84500552500 | 456 | 84500 | 552500
[5 empty] | 85500552500 | 456 | 85500 | 552500
[5 empty] | 86500552500 | 456 | 86500 | 552500
[5 empty] | 87500552500 | 456 | 87500 | 552500
[5 empty] | 88500552500 | 456 | 88500 | 552500
[5 empty] | 89500552500 | 456 | 89500 | 552500
[5 empty] | 90500552500 | 456 | 90500 | 552500
[5 empty] | 91500552500 | 456 | 91500 | 552500
[5 empty] | 92500552500 | 456 | 92500 | 552500
[5 empty] | 93500552500 | 456 | 93500 | 552500
[5 empty] | 94500552500 | 456 | 94500 | 552500
[5 empty] | 95500552500 | 456 | 95500 | 552500
[5 empty] | 96500552500 | 456 | 96500 | 552500
[5 empty] | 97500552500 | 456 | 97500 | 552500
[5 empty] | 98500552500 | 456 | 98500 | 552500
[5 empty] | 99500552500 | 456 | 99500 | 552500
[5 empty] | 100500552500 | 456 | 100500 | 552500
[5 empty] | 101500552500 | 456 | 101500 | 552500
[5 empty] | 102500552500 | 456 | 102500 | 552500
[5 empty] | 103500552500 | 456 | 103500 | 552500
[5 empty] | 104500552500 | 456 | 104500 | 552500
[5 empty] | 105500552500 | 456 | 105500 | 552500
[5 empty] | 106500552500 | 456 | 106500 | 552500
[5 empty] | 107500552500 | 456 | 107500 | 552500
[5 empty] | 108500552500 | 456 | 108500 | 552500
[5 empty] | 109500552500 | 456 | 109500 | 552500
[5 empty] | 110500552500 | 456 | 110500 | 552500
[5 empty] | 111500552500 | 456 | 111500 | 552500
[5 empty] | 82500551500 | 456 | 82500 | 551500
[5 empty] | 83500551500 | 456 | 83500 | 551500
[5 empty] | 84500551500 | 456 | 84500 | 551500
[5 empty] | 85500551500 | 456 | 85500 | 551500
[5 empty] | 86500551500 | 456 | 86500 | 551500
[5 empty] | 87500551500 | 456 | 87500 | 551500
[5 empty] | 88500551500 | 456 | 88500 | 551500
[5 empty] | 89500551500 | 456 | 89500 | 551500
[5 empty] | 90500551500 | 456 | 90500 | 551500
[5 empty] | 91500551500 | 456 | 91500 | 551500
[5 empty] | 92500551500 | 456 | 92500 | 551500
[5 empty] | 93500551500 | 456 | 93500 | 551500
[5 empty] | 94500551500 | 456 | 94500 | 551500
[5 empty] | 95500551500 | 456 | 95500 | 551500
[5 empty] | 96500551500 | 456 | 96500 | 551500
[5 empty] | 97500551500 | 456 | 97500 | 551500
[5 empty] | 98500551500 | 456 | 98500 | 551500
[5 empty] | 99500551500 | 456 | 99500 | 551500
[5 empty] | 100500551500 | 456 | 100500 | 551500
[5 empty] | 101500551500 | 456 | 101500 | 551500
[5 empty] | 102500551500 | 456 | 102500 | 551500
[5 empty] | 103500551500 | 456 | 103500 | 551500
[5 empty] | 104500551500 | 456 | 104500 | 551500
[5 empty] | 105500551500 | 456 | 105500 | 551500
[5 empty] | 106500551500 | 456 | 106500 | 551500
[5 empty] | 107500551500 | 456 | 107500 | 551500
[5 empty] | 108500551500 | 456 | 108500 | 551500
[5 empty] | 109500551500 | 456 | 109500 | 551500
[5 empty] | 110500551500 | 456 | 110500 | 551500
[5 empty] | 111500551500 | 456 | 111500 | 551500
[5 empty] | 81500550500 | 456 | 81500 | 550500
[5 empty] | 82500550500 | 456 | 82500 | 550500
[5 empty] | 83500550500 | 456 | 83500 | 550500
[5 empty] | 84500550500 | 456 | 84500 | 550500
[5 empty] | 85500550500 | 456 | 85500 | 550500
[5 empty] | 86500550500 | 456 | 86500 | 550500
[5 empty] | 87500550500 | 456 | 87500 | 550500
[5 empty] | 88500550500 | 456 | 88500 | 550500
[5 empty] | 89500550500 | 456 | 89500 | 550500
[5 empty] | 90500550500 | 456 | 90500 | 550500
[5 empty] | 91500550500 | 456 | 91500 | 550500
[5 empty] | 92500550500 | 456 | 92500 | 550500
[5 empty] | 93500550500 | 456 | 93500 | 550500
[5 empty] | 94500550500 | 456 | 94500 | 550500
[5 empty] | 95500550500 | 456 | 95500 | 550500
[5 empty] | 96500550500 | 456 | 96500 | 550500
[5 empty] | 97500550500 | 456 | 97500 | 550500
[5 empty] | 98500550500 | 456 | 98500 | 550500
[5 empty] | 99500550500 | 456 | 99500 | 550500
[5 empty] | 100500550500 | 456 | 100500 | 550500
[5 empty] | 101500550500 | 456 | 101500 | 550500
[5 empty] | 102500550500 | 456 | 102500 | 550500
[5 empty] | 103500550500 | 456 | 103500 | 550500
[5 empty] | 104500550500 | 456 | 104500 | 550500
[5 empty] | 105500550500 | 456 | 105500 | 550500
[5 empty] | 106500550500 | 456 | 106500 | 550500
[5 empty] | 107500550500 | 456 | 107500 | 550500
[5 empty] | 108500550500 | 456 | 108500 | 550500
[5 empty] | 109500550500 | 456 | 109500 | 550500
[5 empty] | 110500550500 | 456 | 110500 | 550500
[5 empty] | 111500550500 | 456 | 111500 | 550500
[5 empty] | 112500550500 | 456 | 112500 | 550500
[5 empty] | 78500549500 | 456 | 78500 | 549500
[5 empty] | 79500549500 | 456 | 79500 | 549500
[5 empty] | 80500549500 | 456 | 80500 | 549500
[5 empty] | 81500549500 | 456 | 81500 | 549500
[5 empty] | 82500549500 | 456 | 82500 | 549500
[5 empty] | 83500549500 | 456 | 83500 | 549500
[5 empty] | 84500549500 | 456 | 84500 | 549500
[5 empty] | 85500549500 | 456 | 85500 | 549500
[5 empty] | 86500549500 | 456 | 86500 | 549500
[5 empty] | 87500549500 | 456 | 87500 | 549500
[5 empty] | 88500549500 | 456 | 88500 | 549500
[5 empty] | 89500549500 | 456 | 89500 | 549500
[5 empty] | 90500549500 | 456 | 90500 | 549500
[5 empty] | 91500549500 | 456 | 91500 | 549500
[5 empty] | 92500549500 | 456 | 92500 | 549500
[5 empty] | 93500549500 | 456 | 93500 | 549500
[5 empty] | 94500549500 | 456 | 94500 | 549500
[5 empty] | 95500549500 | 456 | 95500 | 549500
[5 empty] | 96500549500 | 456 | 96500 | 549500
[5 empty] | 97500549500 | 456 | 97500 | 549500
[5 empty] | 98500549500 | 456 | 98500 | 549500
[5 empty] | 99500549500 | 456 | 99500 | 549500
[5 empty] | 100500549500 | 456 | 100500 | 549500
[5 empty] | 101500549500 | 456 | 101500 | 549500
[5 empty] | 102500549500 | 456 | 102500 | 549500
[5 empty] | 103500549500 | 456 | 103500 | 549500
[5 empty] | 104500549500 | 456 | 104500 | 549500
[5 empty] | 105500549500 | 456 | 105500 | 549500
[5 empty] | 106500549500 | 456 | 106500 | 549500
[5 empty] | 107500549500 | 456 | 107500 | 549500
[5 empty] | 108500549500 | 456 | 108500 | 549500
[5 empty] | 109500549500 | 456 | 109500 | 549500
[5 empty] | 110500549500 | 456 | 110500 | 549500
[5 empty] | 111500549500 | 456 | 111500 | 549500
[5 empty] | 112500549500 | 456 | 112500 | 549500
[5 empty] | 78500548500 | 456 | 78500 | 548500
[5 empty] | 79500548500 | 456 | 79500 | 548500
[5 empty] | 80500548500 | 456 | 80500 | 548500
[5 empty] | 81500548500 | 456 | 81500 | 548500
[5 empty] | 82500548500 | 456 | 82500 | 548500
[5 empty] | 83500548500 | 456 | 83500 | 548500
[5 empty] | 84500548500 | 456 | 84500 | 548500
[5 empty] | 85500548500 | 456 | 85500 | 548500
[5 empty] | 86500548500 | 456 | 86500 | 548500
[5 empty] | 87500548500 | 456 | 87500 | 548500
[5 empty] | 88500548500 | 456 | 88500 | 548500
[5 empty] | 89500548500 | 456 | 89500 | 548500
[5 empty] | 90500548500 | 456 | 90500 | 548500
[5 empty] | 91500548500 | 456 | 91500 | 548500
[5 empty] | 92500548500 | 456 | 92500 | 548500
[5 empty] | 93500548500 | 456 | 93500 | 548500
[5 empty] | 94500548500 | 456 | 94500 | 548500
[5 empty] | 95500548500 | 456 | 95500 | 548500
[5 empty] | 96500548500 | 456 | 96500 | 548500
[5 empty] | 97500548500 | 456 | 97500 | 548500
[5 empty] | 98500548500 | 456 | 98500 | 548500
[5 empty] | 99500548500 | 456 | 99500 | 548500
[5 empty] | 100500548500 | 456 | 100500 | 548500
[5 empty] | 101500548500 | 456 | 101500 | 548500
[5 empty] | 102500548500 | 456 | 102500 | 548500
[5 empty] | 103500548500 | 456 | 103500 | 548500
[5 empty] | 104500548500 | 456 | 104500 | 548500
[5 empty] | 105500548500 | 456 | 105500 | 548500
[5 empty] | 106500548500 | 456 | 106500 | 548500
[5 empty] | 107500548500 | 456 | 107500 | 548500
[5 empty] | 108500548500 | 456 | 108500 | 548500
[5 empty] | 109500548500 | 456 | 109500 | 548500
[5 empty] | 110500548500 | 456 | 110500 | 548500
[5 empty] | 111500548500 | 456 | 111500 | 548500
[5 empty] | 78500547500 | 456 | 78500 | 547500
[5 empty] | 79500547500 | 456 | 79500 | 547500
[5 empty] | 80500547500 | 456 | 80500 | 547500
[5 empty] | 81500547500 | 456 | 81500 | 547500
[5 empty] | 82500547500 | 456 | 82500 | 547500
[5 empty] | 83500547500 | 456 | 83500 | 547500
[5 empty] | 84500547500 | 456 | 84500 | 547500
[5 empty] | 85500547500 | 456 | 85500 | 547500
[5 empty] | 86500547500 | 456 | 86500 | 547500
[5 empty] | 87500547500 | 456 | 87500 | 547500
[5 empty] | 88500547500 | 456 | 88500 | 547500
[5 empty] | 89500547500 | 456 | 89500 | 547500
[5 empty] | 90500547500 | 456 | 90500 | 547500
[5 empty] | 91500547500 | 456 | 91500 | 547500
[5 empty] | 92500547500 | 456 | 92500 | 547500
[5 empty] | 93500547500 | 456 | 93500 | 547500
[5 empty] | 94500547500 | 456 | 94500 | 547500
[5 empty] | 95500547500 | 456 | 95500 | 547500
[5 empty] | 96500547500 | 456 | 96500 | 547500
[5 empty] | 97500547500 | 456 | 97500 | 547500
[5 empty] | 98500547500 | 456 | 98500 | 547500
[5 empty] | 99500547500 | 456 | 99500 | 547500
[5 empty] | 100500547500 | 456 | 100500 | 547500
[5 empty] | 101500547500 | 456 | 101500 | 547500
[5 empty] | 102500547500 | 456 | 102500 | 547500
[5 empty] | 103500547500 | 456 | 103500 | 547500
[5 empty] | 104500547500 | 456 | 104500 | 547500
[5 empty] | 105500547500 | 456 | 105500 | 547500
[5 empty] | 106500547500 | 456 | 106500 | 547500
[5 empty] | 107500547500 | 456 | 107500 | 547500
[5 empty] | 108500547500 | 456 | 108500 | 547500
[5 empty] | 109500547500 | 456 | 109500 | 547500
[5 empty] | 110500547500 | 456 | 110500 | 547500
[5 empty] | 111500547500 | 456 | 111500 | 547500
[5 empty] | 78500546500 | 456 | 78500 | 546500
[5 empty] | 79500546500 | 456 | 79500 | 546500
[5 empty] | 80500546500 | 456 | 80500 | 546500
[5 empty] | 81500546500 | 456 | 81500 | 546500
[5 empty] | 82500546500 | 456 | 82500 | 546500
[5 empty] | 83500546500 | 456 | 83500 | 546500
[5 empty] | 84500546500 | 456 | 84500 | 546500
[5 empty] | 85500546500 | 456 | 85500 | 546500
[5 empty] | 86500546500 | 456 | 86500 | 546500
[5 empty] | 87500546500 | 456 | 87500 | 546500
[5 empty] | 88500546500 | 456 | 88500 | 546500
[5 empty] | 89500546500 | 456 | 89500 | 546500
[5 empty] | 90500546500 | 456 | 90500 | 546500
[5 empty] | 91500546500 | 456 | 91500 | 546500
[5 empty] | 92500546500 | 456 | 92500 | 546500
[5 empty] | 93500546500 | 456 | 93500 | 546500
[5 empty] | 94500546500 | 456 | 94500 | 546500
[5 empty] | 95500546500 | 456 | 95500 | 546500
[5 empty] | 96500546500 | 456 | 96500 | 546500
[5 empty] | 97500546500 | 456 | 97500 | 546500
[5 empty] | 98500546500 | 456 | 98500 | 546500
[5 empty] | 99500546500 | 456 | 99500 | 546500
[5 empty] | 100500546500 | 456 | 100500 | 546500
[5 empty] | 101500546500 | 456 | 101500 | 546500
[5 empty] | 102500546500 | 456 | 102500 | 546500
[5 empty] | 103500546500 | 456 | 103500 | 546500
[5 empty] | 104500546500 | 456 | 104500 | 546500
[5 empty] | 105500546500 | 456 | 105500 | 546500
[5 empty] | 106500546500 | 456 | 106500 | 546500
[5 empty] | 107500546500 | 456 | 107500 | 546500
[5 empty] | 108500546500 | 456 | 108500 | 546500
[5 empty] | 109500546500 | 456 | 109500 | 546500
[5 empty] | 110500546500 | 456 | 110500 | 546500
[5 empty] | 78500545500 | 456 | 78500 | 545500
[5 empty] | 79500545500 | 456 | 79500 | 545500
[5 empty] | 80500545500 | 456 | 80500 | 545500
[5 empty] | 81500545500 | 456 | 81500 | 545500
[5 empty] | 82500545500 | 456 | 82500 | 545500
[5 empty] | 83500545500 | 456 | 83500 | 545500
[5 empty] | 84500545500 | 456 | 84500 | 545500
[5 empty] | 85500545500 | 456 | 85500 | 545500
[5 empty] | 86500545500 | 456 | 86500 | 545500
[5 empty] | 87500545500 | 456 | 87500 | 545500
[5 empty] | 88500545500 | 456 | 88500 | 545500
[5 empty] | 89500545500 | 456 | 89500 | 545500
[5 empty] | 90500545500 | 456 | 90500 | 545500
[5 empty] | 91500545500 | 456 | 91500 | 545500
[5 empty] | 92500545500 | 456 | 92500 | 545500
[5 empty] | 93500545500 | 456 | 93500 | 545500
[5 empty] | 94500545500 | 456 | 94500 | 545500
[5 empty] | 95500545500 | 456 | 95500 | 545500
[5 empty] | 96500545500 | 456 | 96500 | 545500
[5 empty] | 97500545500 | 456 | 97500 | 545500
[5 empty] | 98500545500 | 456 | 98500 | 545500
[5 empty] | 99500545500 | 456 | 99500 | 545500
[5 empty] | 100500545500 | 456 | 100500 | 545500
[5 empty] | 101500545500 | 456 | 101500 | 545500
[5 empty] | 102500545500 | 456 | 102500 | 545500
[5 empty] | 103500545500 | 456 | 103500 | 545500
[5 empty] | 104500545500 | 456 | 104500 | 545500
[5 empty] | 105500545500 | 456 | 105500 | 545500
[5 empty] | 106500545500 | 456 | 106500 | 545500
[5 empty] | 107500545500 | 456 | 107500 | 545500
[5 empty] | 108500545500 | 456 | 108500 | 545500
[5 empty] | 109500545500 | 456 | 109500 | 545500
[5 empty] | 110500545500 | 456 | 110500 | 545500
[5 empty] | 78500544500 | 456 | 78500 | 544500
[5 empty] | 79500544500 | 456 | 79500 | 544500
[5 empty] | 80500544500 | 456 | 80500 | 544500
[5 empty] | 81500544500 | 456 | 81500 | 544500
[5 empty] | 82500544500 | 456 | 82500 | 544500
[5 empty] | 83500544500 | 456 | 83500 | 544500
[5 empty] | 84500544500 | 456 | 84500 | 544500
[5 empty] | 85500544500 | 456 | 85500 | 544500
[5 empty] | 86500544500 | 456 | 86500 | 544500
[5 empty] | 87500544500 | 456 | 87500 | 544500
[5 empty] | 88500544500 | 456 | 88500 | 544500
[5 empty] | 89500544500 | 456 | 89500 | 544500
[5 empty] | 90500544500 | 456 | 90500 | 544500
[5 empty] | 91500544500 | 456 | 91500 | 544500
[5 empty] | 92500544500 | 456 | 92500 | 544500
[5 empty] | 93500544500 | 456 | 93500 | 544500
[5 empty] | 94500544500 | 456 | 94500 | 544500
[5 empty] | 95500544500 | 456 | 95500 | 544500
[5 empty] | 96500544500 | 456 | 96500 | 544500
[5 empty] | 97500544500 | 456 | 97500 | 544500
[5 empty] | 98500544500 | 456 | 98500 | 544500
[5 empty] | 99500544500 | 456 | 99500 | 544500
[5 empty] | 100500544500 | 456 | 100500 | 544500
[5 empty] | 101500544500 | 456 | 101500 | 544500
[5 empty] | 102500544500 | 456 | 102500 | 544500
[5 empty] | 103500544500 | 456 | 103500 | 544500
[5 empty] | 104500544500 | 456 | 104500 | 544500
[5 empty] | 105500544500 | 456 | 105500 | 544500
[5 empty] | 106500544500 | 456 | 106500 | 544500
[5 empty] | 107500544500 | 456 | 107500 | 544500
[5 empty] | 108500544500 | 456 | 108500 | 544500
[5 empty] | 109500544500 | 456 | 109500 | 544500
[5 empty] | 110500544500 | 456 | 110500 | 544500
[5 empty] | 78500543500 | 456 | 78500 | 543500
[5 empty] | 79500543500 | 456 | 79500 | 543500
[5 empty] | 80500543500 | 456 | 80500 | 543500
[5 empty] | 81500543500 | 456 | 81500 | 543500
[5 empty] | 82500543500 | 456 | 82500 | 543500
[5 empty] | 83500543500 | 456 | 83500 | 543500
[5 empty] | 84500543500 | 456 | 84500 | 543500
[5 empty] | 85500543500 | 456 | 85500 | 543500
[5 empty] | 86500543500 | 456 | 86500 | 543500
[5 empty] | 87500543500 | 456 | 87500 | 543500
[5 empty] | 88500543500 | 456 | 88500 | 543500
[5 empty] | 89500543500 | 456 | 89500 | 543500
[5 empty] | 90500543500 | 456 | 90500 | 543500
[5 empty] | 91500543500 | 456 | 91500 | 543500
[5 empty] | 92500543500 | 456 | 92500 | 543500
[5 empty] | 93500543500 | 456 | 93500 | 543500
[5 empty] | 94500543500 | 456 | 94500 | 543500
[5 empty] | 95500543500 | 456 | 95500 | 543500
[5 empty] | 96500543500 | 456 | 96500 | 543500
[5 empty] | 97500543500 | 456 | 97500 | 543500
[5 empty] | 98500543500 | 456 | 98500 | 543500
[5 empty] | 99500543500 | 456 | 99500 | 543500
[5 empty] | 100500543500 | 456 | 100500 | 543500
[5 empty] | 101500543500 | 456 | 101500 | 543500
[5 empty] | 102500543500 | 456 | 102500 | 543500
[5 empty] | 103500543500 | 456 | 103500 | 543500
[5 empty] | 104500543500 | 456 | 104500 | 543500
[5 empty] | 105500543500 | 456 | 105500 | 543500
[5 empty] | 106500543500 | 456 | 106500 | 543500
[5 empty] | 107500543500 | 456 | 107500 | 543500
[5 empty] | 108500543500 | 456 | 108500 | 543500
[5 empty] | 109500543500 | 456 | 109500 | 543500
[5 empty] | 110500543500 | 456 | 110500 | 543500
[5 empty] | 78500542500 | 456 | 78500 | 542500
[5 empty] | 79500542500 | 456 | 79500 | 542500
[5 empty] | 80500542500 | 456 | 80500 | 542500
[5 empty] | 81500542500 | 456 | 81500 | 542500
[5 empty] | 82500542500 | 456 | 82500 | 542500
[5 empty] | 83500542500 | 456 | 83500 | 542500
[5 empty] | 84500542500 | 456 | 84500 | 542500
[5 empty] | 85500542500 | 456 | 85500 | 542500
[5 empty] | 86500542500 | 456 | 86500 | 542500
[5 empty] | 87500542500 | 456 | 87500 | 542500
[5 empty] | 88500542500 | 456 | 88500 | 542500
[5 empty] | 89500542500 | 456 | 89500 | 542500
[5 empty] | 90500542500 | 456 | 90500 | 542500
[5 empty] | 91500542500 | 456 | 91500 | 542500
[5 empty] | 92500542500 | 456 | 92500 | 542500
[5 empty] | 93500542500 | 456 | 93500 | 542500
[5 empty] | 94500542500 | 456 | 94500 | 542500
[5 empty] | 95500542500 | 456 | 95500 | 542500
[5 empty] | 96500542500 | 456 | 96500 | 542500
[5 empty] | 97500542500 | 456 | 97500 | 542500
[5 empty] | 98500542500 | 456 | 98500 | 542500
[5 empty] | 99500542500 | 456 | 99500 | 542500
[5 empty] | 100500542500 | 456 | 100500 | 542500
[5 empty] | 101500542500 | 456 | 101500 | 542500
[5 empty] | 102500542500 | 456 | 102500 | 542500
[5 empty] | 103500542500 | 456 | 103500 | 542500
[5 empty] | 104500542500 | 456 | 104500 | 542500
[5 empty] | 105500542500 | 456 | 105500 | 542500
[5 empty] | 106500542500 | 456 | 106500 | 542500
[5 empty] | 107500542500 | 456 | 107500 | 542500
[5 empty] | 108500542500 | 456 | 108500 | 542500
[5 empty] | 109500542500 | 456 | 109500 | 542500
[5 empty] | 110500542500 | 456 | 110500 | 542500
[5 empty] | 111500542500 | 456 | 111500 | 542500
[5 empty] | 79500541500 | 456 | 79500 | 541500
[5 empty] | 80500541500 | 456 | 80500 | 541500
[5 empty] | 81500541500 | 456 | 81500 | 541500
[5 empty] | 82500541500 | 456 | 82500 | 541500
[5 empty] | 83500541500 | 456 | 83500 | 541500
[5 empty] | 84500541500 | 456 | 84500 | 541500
[5 empty] | 85500541500 | 456 | 85500 | 541500
[5 empty] | 86500541500 | 456 | 86500 | 541500
[5 empty] | 87500541500 | 456 | 87500 | 541500
[5 empty] | 88500541500 | 456 | 88500 | 541500
[5 empty] | 89500541500 | 456 | 89500 | 541500
[5 empty] | 90500541500 | 456 | 90500 | 541500
[5 empty] | 91500541500 | 456 | 91500 | 541500
[5 empty] | 92500541500 | 456 | 92500 | 541500
[5 empty] | 93500541500 | 456 | 93500 | 541500
[5 empty] | 94500541500 | 456 | 94500 | 541500
[5 empty] | 95500541500 | 456 | 95500 | 541500
[5 empty] | 96500541500 | 456 | 96500 | 541500
[5 empty] | 97500541500 | 456 | 97500 | 541500
[5 empty] | 98500541500 | 456 | 98500 | 541500
[5 empty] | 99500541500 | 456 | 99500 | 541500
[5 empty] | 100500541500 | 456 | 100500 | 541500
[5 empty] | 101500541500 | 456 | 101500 | 541500
[5 empty] | 102500541500 | 456 | 102500 | 541500
[5 empty] | 103500541500 | 456 | 103500 | 541500
[5 empty] | 104500541500 | 456 | 104500 | 541500
[5 empty] | 105500541500 | 456 | 105500 | 541500
[5 empty] | 106500541500 | 456 | 106500 | 541500
[5 empty] | 107500541500 | 456 | 107500 | 541500
[5 empty] | 108500541500 | 456 | 108500 | 541500
[5 empty] | 109500541500 | 456 | 109500 | 541500
[5 empty] | 110500541500 | 456 | 110500 | 541500
[5 empty] | 111500541500 | 456 | 111500 | 541500
[5 empty] | 79500540500 | 456 | 79500 | 540500
[5 empty] | 80500540500 | 456 | 80500 | 540500
[5 empty] | 81500540500 | 456 | 81500 | 540500
[5 empty] | 82500540500 | 456 | 82500 | 540500
[5 empty] | 83500540500 | 456 | 83500 | 540500
[5 empty] | 84500540500 | 456 | 84500 | 540500
[5 empty] | 85500540500 | 456 | 85500 | 540500
[5 empty] | 86500540500 | 456 | 86500 | 540500
[5 empty] | 87500540500 | 456 | 87500 | 540500
[5 empty] | 88500540500 | 456 | 88500 | 540500
[5 empty] | 89500540500 | 456 | 89500 | 540500
[5 empty] | 90500540500 | 456 | 90500 | 540500
[5 empty] | 91500540500 | 456 | 91500 | 540500
[5 empty] | 92500540500 | 456 | 92500 | 540500
[5 empty] | 93500540500 | 456 | 93500 | 540500
[5 empty] | 94500540500 | 456 | 94500 | 540500
[5 empty] | 95500540500 | 456 | 95500 | 540500
[5 empty] | 96500540500 | 456 | 96500 | 540500
[5 empty] | 97500540500 | 456 | 97500 | 540500
[5 empty] | 98500540500 | 456 | 98500 | 540500
[5 empty] | 99500540500 | 456 | 99500 | 540500
[5 empty] | 100500540500 | 456 | 100500 | 540500
[5 empty] | 101500540500 | 456 | 101500 | 540500
[5 empty] | 102500540500 | 456 | 102500 | 540500
[5 empty] | 103500540500 | 456 | 103500 | 540500
[5 empty] | 104500540500 | 456 | 104500 | 540500
[5 empty] | 105500540500 | 456 | 105500 | 540500
[5 empty] | 106500540500 | 456 | 106500 | 540500
[5 empty] | 107500540500 | 456 | 107500 | 540500
[5 empty] | 108500540500 | 456 | 108500 | 540500
[5 empty] | 109500540500 | 456 | 109500 | 540500
[5 empty] | 110500540500 | 456 | 110500 | 540500
[5 empty] | 111500540500 | 456 | 111500 | 540500
[5 empty] | 112500540500 | 456 | 112500 | 540500
[5 empty] | 79500539500 | 456 | 79500 | 539500
[5 empty] | 80500539500 | 456 | 80500 | 539500
[5 empty] | 81500539500 | 456 | 81500 | 539500
[5 empty] | 82500539500 | 456 | 82500 | 539500
[5 empty] | 83500539500 | 456 | 83500 | 539500
[5 empty] | 84500539500 | 456 | 84500 | 539500
[5 empty] | 85500539500 | 456 | 85500 | 539500
[5 empty] | 86500539500 | 456 | 86500 | 539500
[5 empty] | 87500539500 | 456 | 87500 | 539500
[5 empty] | 88500539500 | 456 | 88500 | 539500
[5 empty] | 89500539500 | 456 | 89500 | 539500
[5 empty] | 90500539500 | 456 | 90500 | 539500
[5 empty] | 91500539500 | 456 | 91500 | 539500
[5 empty] | 92500539500 | 456 | 92500 | 539500
[5 empty] | 93500539500 | 456 | 93500 | 539500
[5 empty] | 94500539500 | 456 | 94500 | 539500
[5 empty] | 95500539500 | 456 | 95500 | 539500
[5 empty] | 96500539500 | 456 | 96500 | 539500
[5 empty] | 97500539500 | 456 | 97500 | 539500
[5 empty] | 98500539500 | 456 | 98500 | 539500
[5 empty] | 99500539500 | 456 | 99500 | 539500
[5 empty] | 100500539500 | 456 | 100500 | 539500
[5 empty] | 101500539500 | 456 | 101500 | 539500
[5 empty] | 102500539500 | 456 | 102500 | 539500
[5 empty] | 103500539500 | 456 | 103500 | 539500
[5 empty] | 104500539500 | 456 | 104500 | 539500
[5 empty] | 105500539500 | 456 | 105500 | 539500
[5 empty] | 106500539500 | 456 | 106500 | 539500
[5 empty] | 107500539500 | 456 | 107500 | 539500
[5 empty] | 108500539500 | 456 | 108500 | 539500
[5 empty] | 109500539500 | 456 | 109500 | 539500
[5 empty] | 110500539500 | 456 | 110500 | 539500
[5 empty] | 111500539500 | 456 | 111500 | 539500
[5 empty] | 112500539500 | 456 | 112500 | 539500
[5 empty] | 113500539500 | 456 | 113500 | 539500
[5 empty] | 79500538500 | 456 | 79500 | 538500
[5 empty] | 80500538500 | 456 | 80500 | 538500
[5 empty] | 81500538500 | 456 | 81500 | 538500
[5 empty] | 82500538500 | 456 | 82500 | 538500
[5 empty] | 83500538500 | 456 | 83500 | 538500
[5 empty] | 84500538500 | 456 | 84500 | 538500
[5 empty] | 85500538500 | 456 | 85500 | 538500
[5 empty] | 86500538500 | 456 | 86500 | 538500
[5 empty] | 87500538500 | 456 | 87500 | 538500
[5 empty] | 88500538500 | 456 | 88500 | 538500
[5 empty] | 89500538500 | 456 | 89500 | 538500
[5 empty] | 90500538500 | 456 | 90500 | 538500
[5 empty] | 91500538500 | 456 | 91500 | 538500
[5 empty] | 92500538500 | 456 | 92500 | 538500
[5 empty] | 93500538500 | 456 | 93500 | 538500
[5 empty] | 94500538500 | 456 | 94500 | 538500
[5 empty] | 95500538500 | 456 | 95500 | 538500
[5 empty] | 96500538500 | 456 | 96500 | 538500
[5 empty] | 97500538500 | 456 | 97500 | 538500
[5 empty] | 98500538500 | 456 | 98500 | 538500
[5 empty] | 99500538500 | 456 | 99500 | 538500
[5 empty] | 100500538500 | 456 | 100500 | 538500
[5 empty] | 101500538500 | 456 | 101500 | 538500
[5 empty] | 102500538500 | 456 | 102500 | 538500
[5 empty] | 103500538500 | 456 | 103500 | 538500
[5 empty] | 104500538500 | 456 | 104500 | 538500
[5 empty] | 105500538500 | 456 | 105500 | 538500
[5 empty] | 106500538500 | 456 | 106500 | 538500
[5 empty] | 107500538500 | 456 | 107500 | 538500
[5 empty] | 108500538500 | 456 | 108500 | 538500
[5 empty] | 109500538500 | 456 | 109500 | 538500
[5 empty] | 110500538500 | 456 | 110500 | 538500
[5 empty] | 111500538500 | 456 | 111500 | 538500
[5 empty] | 112500538500 | 456 | 112500 | 538500
[5 empty] | 113500538500 | 456 | 113500 | 538500
[5 empty] | 114500538500 | 456 | 114500 | 538500
[5 empty] | 79500537500 | 456 | 79500 | 537500
[5 empty] | 80500537500 | 456 | 80500 | 537500
[5 empty] | 81500537500 | 456 | 81500 | 537500
[5 empty] | 82500537500 | 456 | 82500 | 537500
[5 empty] | 83500537500 | 456 | 83500 | 537500
[5 empty] | 84500537500 | 456 | 84500 | 537500
[5 empty] | 85500537500 | 456 | 85500 | 537500
[5 empty] | 86500537500 | 456 | 86500 | 537500
[5 empty] | 87500537500 | 456 | 87500 | 537500
[5 empty] | 88500537500 | 456 | 88500 | 537500
[5 empty] | 89500537500 | 456 | 89500 | 537500
[5 empty] | 90500537500 | 456 | 90500 | 537500
[5 empty] | 91500537500 | 456 | 91500 | 537500
[5 empty] | 92500537500 | 456 | 92500 | 537500
[5 empty] | 93500537500 | 456 | 93500 | 537500
[5 empty] | 94500537500 | 456 | 94500 | 537500
[5 empty] | 95500537500 | 456 | 95500 | 537500
[5 empty] | 96500537500 | 456 | 96500 | 537500
[5 empty] | 97500537500 | 456 | 97500 | 537500
[5 empty] | 98500537500 | 456 | 98500 | 537500
[5 empty] | 99500537500 | 456 | 99500 | 537500
[5 empty] | 100500537500 | 456 | 100500 | 537500
[5 empty] | 101500537500 | 456 | 101500 | 537500
[5 empty] | 102500537500 | 456 | 102500 | 537500
[5 empty] | 103500537500 | 456 | 103500 | 537500
[5 empty] | 104500537500 | 456 | 104500 | 537500
[5 empty] | 105500537500 | 456 | 105500 | 537500
[5 empty] | 106500537500 | 456 | 106500 | 537500
[5 empty] | 107500537500 | 456 | 107500 | 537500
[5 empty] | 108500537500 | 456 | 108500 | 537500
[5 empty] | 109500537500 | 456 | 109500 | 537500
[5 empty] | 110500537500 | 456 | 110500 | 537500
[5 empty] | 111500537500 | 456 | 111500 | 537500
[5 empty] | 112500537500 | 456 | 112500 | 537500
[5 empty] | 113500537500 | 456 | 113500 | 537500
[5 empty] | 114500537500 | 456 | 114500 | 537500
[5 empty] | 80500536500 | 456 | 80500 | 536500
[5 empty] | 81500536500 | 456 | 81500 | 536500
[5 empty] | 82500536500 | 456 | 82500 | 536500
[5 empty] | 83500536500 | 456 | 83500 | 536500
[5 empty] | 84500536500 | 456 | 84500 | 536500
[5 empty] | 85500536500 | 456 | 85500 | 536500
[5 empty] | 86500536500 | 456 | 86500 | 536500
[5 empty] | 87500536500 | 456 | 87500 | 536500
[5 empty] | 88500536500 | 456 | 88500 | 536500
[5 empty] | 89500536500 | 456 | 89500 | 536500
[5 empty] | 90500536500 | 456 | 90500 | 536500
[5 empty] | 91500536500 | 456 | 91500 | 536500
[5 empty] | 92500536500 | 456 | 92500 | 536500
[5 empty] | 93500536500 | 456 | 93500 | 536500
[5 empty] | 94500536500 | 456 | 94500 | 536500
[5 empty] | 95500536500 | 456 | 95500 | 536500
[5 empty] | 96500536500 | 456 | 96500 | 536500
[5 empty] | 97500536500 | 456 | 97500 | 536500
[5 empty] | 98500536500 | 456 | 98500 | 536500
[5 empty] | 99500536500 | 456 | 99500 | 536500
[5 empty] | 100500536500 | 456 | 100500 | 536500
[5 empty] | 101500536500 | 456 | 101500 | 536500
[5 empty] | 102500536500 | 456 | 102500 | 536500
[5 empty] | 103500536500 | 456 | 103500 | 536500
[5 empty] | 104500536500 | 456 | 104500 | 536500
[5 empty] | 105500536500 | 456 | 105500 | 536500
[5 empty] | 106500536500 | 456 | 106500 | 536500
[5 empty] | 107500536500 | 456 | 107500 | 536500
[5 empty] | 108500536500 | 456 | 108500 | 536500
[5 empty] | 109500536500 | 456 | 109500 | 536500
[5 empty] | 110500536500 | 456 | 110500 | 536500
[5 empty] | 111500536500 | 456 | 111500 | 536500
[5 empty] | 112500536500 | 456 | 112500 | 536500
[5 empty] | 113500536500 | 456 | 113500 | 536500
[5 empty] | 114500536500 | 456 | 114500 | 536500
[5 empty] | 115500536500 | 456 | 115500 | 536500
[5 empty] | 80500535500 | 456 | 80500 | 535500
[5 empty] | 81500535500 | 456 | 81500 | 535500
[5 empty] | 82500535500 | 456 | 82500 | 535500
[5 empty] | 83500535500 | 456 | 83500 | 535500
[5 empty] | 84500535500 | 456 | 84500 | 535500
[5 empty] | 85500535500 | 456 | 85500 | 535500
[5 empty] | 86500535500 | 456 | 86500 | 535500
[5 empty] | 87500535500 | 456 | 87500 | 535500
[5 empty] | 88500535500 | 456 | 88500 | 535500
[5 empty] | 89500535500 | 456 | 89500 | 535500
[5 empty] | 90500535500 | 456 | 90500 | 535500
[5 empty] | 91500535500 | 456 | 91500 | 535500
[5 empty] | 92500535500 | 456 | 92500 | 535500
[5 empty] | 93500535500 | 456 | 93500 | 535500
[5 empty] | 94500535500 | 456 | 94500 | 535500
[5 empty] | 95500535500 | 456 | 95500 | 535500
[5 empty] | 96500535500 | 456 | 96500 | 535500
[5 empty] | 97500535500 | 456 | 97500 | 535500
[5 empty] | 98500535500 | 456 | 98500 | 535500
[5 empty] | 99500535500 | 456 | 99500 | 535500
[5 empty] | 100500535500 | 456 | 100500 | 535500
[5 empty] | 101500535500 | 456 | 101500 | 535500
[5 empty] | 102500535500 | 456 | 102500 | 535500
[5 empty] | 103500535500 | 456 | 103500 | 535500
[5 empty] | 104500535500 | 456 | 104500 | 535500
[5 empty] | 105500535500 | 456 | 105500 | 535500
[5 empty] | 106500535500 | 456 | 106500 | 535500
[5 empty] | 107500535500 | 456 | 107500 | 535500
[5 empty] | 108500535500 | 456 | 108500 | 535500
[5 empty] | 109500535500 | 456 | 109500 | 535500
[5 empty] | 110500535500 | 456 | 110500 | 535500
[5 empty] | 111500535500 | 456 | 111500 | 535500
[5 empty] | 112500535500 | 456 | 112500 | 535500
[5 empty] | 113500535500 | 456 | 113500 | 535500
[5 empty] | 114500535500 | 456 | 114500 | 535500
[5 empty] | 80500534500 | 456 | 80500 | 534500
[5 empty] | 81500534500 | 456 | 81500 | 534500
[5 empty] | 82500534500 | 456 | 82500 | 534500
[5 empty] | 83500534500 | 456 | 83500 | 534500
[5 empty] | 84500534500 | 456 | 84500 | 534500
[5 empty] | 85500534500 | 456 | 85500 | 534500
[5 empty] | 86500534500 | 456 | 86500 | 534500
[5 empty] | 87500534500 | 456 | 87500 | 534500
[5 empty] | 88500534500 | 456 | 88500 | 534500
[5 empty] | 89500534500 | 456 | 89500 | 534500
[5 empty] | 90500534500 | 456 | 90500 | 534500
[5 empty] | 91500534500 | 456 | 91500 | 534500
[5 empty] | 92500534500 | 456 | 92500 | 534500
[5 empty] | 93500534500 | 456 | 93500 | 534500
[5 empty] | 94500534500 | 456 | 94500 | 534500
[5 empty] | 95500534500 | 456 | 95500 | 534500
[5 empty] | 96500534500 | 456 | 96500 | 534500
[5 empty] | 97500534500 | 456 | 97500 | 534500
[5 empty] | 98500534500 | 456 | 98500 | 534500
[5 empty] | 99500534500 | 456 | 99500 | 534500
[5 empty] | 100500534500 | 456 | 100500 | 534500
[5 empty] | 101500534500 | 456 | 101500 | 534500
[5 empty] | 102500534500 | 456 | 102500 | 534500
[5 empty] | 103500534500 | 456 | 103500 | 534500
[5 empty] | 104500534500 | 456 | 104500 | 534500
[5 empty] | 105500534500 | 456 | 105500 | 534500
[5 empty] | 106500534500 | 456 | 106500 | 534500
[5 empty] | 107500534500 | 456 | 107500 | 534500
[5 empty] | 108500534500 | 456 | 108500 | 534500
[5 empty] | 109500534500 | 456 | 109500 | 534500
[5 empty] | 110500534500 | 456 | 110500 | 534500
[5 empty] | 111500534500 | 456 | 111500 | 534500
[5 empty] | 112500534500 | 456 | 112500 | 534500
[5 empty] | 113500534500 | 456 | 113500 | 534500
[5 empty] | 114500534500 | 456 | 114500 | 534500
[5 empty] | 79500533500 | 456 | 79500 | 533500
[5 empty] | 80500533500 | 456 | 80500 | 533500
[5 empty] | 81500533500 | 456 | 81500 | 533500
[5 empty] | 82500533500 | 456 | 82500 | 533500
[5 empty] | 83500533500 | 456 | 83500 | 533500
[5 empty] | 84500533500 | 456 | 84500 | 533500
[5 empty] | 85500533500 | 456 | 85500 | 533500
[5 empty] | 86500533500 | 456 | 86500 | 533500
[5 empty] | 87500533500 | 456 | 87500 | 533500
[5 empty] | 88500533500 | 456 | 88500 | 533500
[5 empty] | 89500533500 | 456 | 89500 | 533500
[5 empty] | 90500533500 | 456 | 90500 | 533500
[5 empty] | 91500533500 | 456 | 91500 | 533500
[5 empty] | 92500533500 | 456 | 92500 | 533500
[5 empty] | 93500533500 | 456 | 93500 | 533500
[5 empty] | 94500533500 | 456 | 94500 | 533500
[5 empty] | 95500533500 | 456 | 95500 | 533500
[5 empty] | 96500533500 | 456 | 96500 | 533500
[5 empty] | 97500533500 | 456 | 97500 | 533500
[5 empty] | 98500533500 | 456 | 98500 | 533500
[5 empty] | 99500533500 | 456 | 99500 | 533500
[5 empty] | 100500533500 | 456 | 100500 | 533500
[5 empty] | 101500533500 | 456 | 101500 | 533500
[5 empty] | 102500533500 | 456 | 102500 | 533500
[5 empty] | 103500533500 | 456 | 103500 | 533500
[5 empty] | 104500533500 | 456 | 104500 | 533500
[5 empty] | 105500533500 | 456 | 105500 | 533500
[5 empty] | 106500533500 | 456 | 106500 | 533500
[5 empty] | 107500533500 | 456 | 107500 | 533500
[5 empty] | 108500533500 | 456 | 108500 | 533500
[5 empty] | 109500533500 | 456 | 109500 | 533500
[5 empty] | 110500533500 | 456 | 110500 | 533500
[5 empty] | 111500533500 | 456 | 111500 | 533500
[5 empty] | 112500533500 | 456 | 112500 | 533500
[5 empty] | 113500533500 | 456 | 113500 | 533500
[5 empty] | 114500533500 | 456 | 114500 | 533500
[5 empty] | 79500532500 | 456 | 79500 | 532500
[5 empty] | 80500532500 | 456 | 80500 | 532500
[5 empty] | 81500532500 | 456 | 81500 | 532500
[5 empty] | 82500532500 | 456 | 82500 | 532500
[5 empty] | 83500532500 | 456 | 83500 | 532500
[5 empty] | 84500532500 | 456 | 84500 | 532500
[5 empty] | 85500532500 | 456 | 85500 | 532500
[5 empty] | 86500532500 | 456 | 86500 | 532500
[5 empty] | 87500532500 | 456 | 87500 | 532500
[5 empty] | 88500532500 | 456 | 88500 | 532500
[5 empty] | 89500532500 | 456 | 89500 | 532500
[5 empty] | 90500532500 | 456 | 90500 | 532500
[5 empty] | 91500532500 | 456 | 91500 | 532500
[5 empty] | 92500532500 | 456 | 92500 | 532500
[5 empty] | 93500532500 | 456 | 93500 | 532500
[5 empty] | 94500532500 | 456 | 94500 | 532500
[5 empty] | 95500532500 | 456 | 95500 | 532500
[5 empty] | 96500532500 | 456 | 96500 | 532500
[5 empty] | 97500532500 | 456 | 97500 | 532500
[5 empty] | 98500532500 | 456 | 98500 | 532500
[5 empty] | 99500532500 | 456 | 99500 | 532500
[5 empty] | 100500532500 | 456 | 100500 | 532500
[5 empty] | 101500532500 | 456 | 101500 | 532500
[5 empty] | 102500532500 | 456 | 102500 | 532500
[5 empty] | 103500532500 | 456 | 103500 | 532500
[5 empty] | 104500532500 | 456 | 104500 | 532500
[5 empty] | 105500532500 | 456 | 105500 | 532500
[5 empty] | 106500532500 | 456 | 106500 | 532500
[5 empty] | 107500532500 | 456 | 107500 | 532500
[5 empty] | 108500532500 | 456 | 108500 | 532500
[5 empty] | 109500532500 | 456 | 109500 | 532500
[5 empty] | 110500532500 | 456 | 110500 | 532500
[5 empty] | 111500532500 | 456 | 111500 | 532500
[5 empty] | 112500532500 | 456 | 112500 | 532500
[5 empty] | 113500532500 | 456 | 113500 | 532500
[5 empty] | 114500532500 | 456 | 114500 | 532500
[5 empty] | 78500531500 | 456 | 78500 | 531500
[5 empty] | 79500531500 | 456 | 79500 | 531500
[5 empty] | 80500531500 | 456 | 80500 | 531500
[5 empty] | 81500531500 | 456 | 81500 | 531500
[5 empty] | 82500531500 | 456 | 82500 | 531500
[5 empty] | 83500531500 | 456 | 83500 | 531500
[5 empty] | 84500531500 | 456 | 84500 | 531500
[5 empty] | 85500531500 | 456 | 85500 | 531500
[5 empty] | 86500531500 | 456 | 86500 | 531500
[5 empty] | 87500531500 | 456 | 87500 | 531500
[5 empty] | 88500531500 | 456 | 88500 | 531500
[5 empty] | 89500531500 | 456 | 89500 | 531500
[5 empty] | 90500531500 | 456 | 90500 | 531500
[5 empty] | 91500531500 | 456 | 91500 | 531500
[5 empty] | 92500531500 | 456 | 92500 | 531500
[5 empty] | 93500531500 | 456 | 93500 | 531500
[5 empty] | 94500531500 | 456 | 94500 | 531500
[5 empty] | 95500531500 | 456 | 95500 | 531500
[5 empty] | 96500531500 | 456 | 96500 | 531500
[5 empty] | 97500531500 | 456 | 97500 | 531500
[5 empty] | 98500531500 | 456 | 98500 | 531500
[5 empty] | 99500531500 | 456 | 99500 | 531500
[5 empty] | 100500531500 | 456 | 100500 | 531500
[5 empty] | 101500531500 | 456 | 101500 | 531500
[5 empty] | 102500531500 | 456 | 102500 | 531500
[5 empty] | 103500531500 | 456 | 103500 | 531500
[5 empty] | 104500531500 | 456 | 104500 | 531500
[5 empty] | 105500531500 | 456 | 105500 | 531500
[5 empty] | 106500531500 | 456 | 106500 | 531500
[5 empty] | 107500531500 | 456 | 107500 | 531500
[5 empty] | 108500531500 | 456 | 108500 | 531500
[5 empty] | 109500531500 | 456 | 109500 | 531500
[5 empty] | 110500531500 | 456 | 110500 | 531500
[5 empty] | 111500531500 | 456 | 111500 | 531500
[5 empty] | 112500531500 | 456 | 112500 | 531500
[5 empty] | 113500531500 | 456 | 113500 | 531500
[5 empty] | 114500531500 | 456 | 114500 | 531500
[5 empty] | 79500530500 | 456 | 79500 | 530500
[5 empty] | 80500530500 | 456 | 80500 | 530500
[5 empty] | 81500530500 | 456 | 81500 | 530500
[5 empty] | 82500530500 | 456 | 82500 | 530500
[5 empty] | 83500530500 | 456 | 83500 | 530500
[5 empty] | 84500530500 | 456 | 84500 | 530500
[5 empty] | 85500530500 | 456 | 85500 | 530500
[5 empty] | 86500530500 | 456 | 86500 | 530500
[5 empty] | 87500530500 | 456 | 87500 | 530500
[5 empty] | 88500530500 | 456 | 88500 | 530500
[5 empty] | 89500530500 | 456 | 89500 | 530500
[5 empty] | 90500530500 | 456 | 90500 | 530500
[5 empty] | 91500530500 | 456 | 91500 | 530500
[5 empty] | 92500530500 | 456 | 92500 | 530500
[5 empty] | 93500530500 | 456 | 93500 | 530500
[5 empty] | 94500530500 | 456 | 94500 | 530500
[5 empty] | 95500530500 | 456 | 95500 | 530500
[5 empty] | 96500530500 | 456 | 96500 | 530500
[5 empty] | 97500530500 | 456 | 97500 | 530500
[5 empty] | 98500530500 | 456 | 98500 | 530500
[5 empty] | 99500530500 | 456 | 99500 | 530500
[5 empty] | 100500530500 | 456 | 100500 | 530500
[5 empty] | 101500530500 | 456 | 101500 | 530500
[5 empty] | 102500530500 | 456 | 102500 | 530500
[5 empty] | 103500530500 | 456 | 103500 | 530500
[5 empty] | 104500530500 | 456 | 104500 | 530500
[5 empty] | 105500530500 | 456 | 105500 | 530500
[5 empty] | 106500530500 | 456 | 106500 | 530500
[5 empty] | 107500530500 | 456 | 107500 | 530500
[5 empty] | 108500530500 | 456 | 108500 | 530500
[5 empty] | 109500530500 | 456 | 109500 | 530500
[5 empty] | 110500530500 | 456 | 110500 | 530500
[5 empty] | 111500530500 | 456 | 111500 | 530500
[5 empty] | 112500530500 | 456 | 112500 | 530500
[5 empty] | 113500530500 | 456 | 113500 | 530500
[5 empty] | 78500529500 | 456 | 78500 | 529500
[5 empty] | 79500529500 | 456 | 79500 | 529500
[5 empty] | 80500529500 | 456 | 80500 | 529500
[5 empty] | 81500529500 | 456 | 81500 | 529500
[5 empty] | 82500529500 | 456 | 82500 | 529500
[5 empty] | 83500529500 | 456 | 83500 | 529500
[5 empty] | 84500529500 | 456 | 84500 | 529500
[5 empty] | 85500529500 | 456 | 85500 | 529500
[5 empty] | 86500529500 | 456 | 86500 | 529500
[5 empty] | 87500529500 | 456 | 87500 | 529500
[5 empty] | 88500529500 | 456 | 88500 | 529500
[5 empty] | 89500529500 | 456 | 89500 | 529500
[5 empty] | 90500529500 | 456 | 90500 | 529500
[5 empty] | 91500529500 | 456 | 91500 | 529500
[5 empty] | 92500529500 | 456 | 92500 | 529500
[5 empty] | 93500529500 | 456 | 93500 | 529500
[5 empty] | 94500529500 | 456 | 94500 | 529500
[5 empty] | 95500529500 | 456 | 95500 | 529500
[5 empty] | 96500529500 | 456 | 96500 | 529500
[5 empty] | 97500529500 | 456 | 97500 | 529500
[5 empty] | 98500529500 | 456 | 98500 | 529500
[5 empty] | 99500529500 | 456 | 99500 | 529500
[5 empty] | 100500529500 | 456 | 100500 | 529500
[5 empty] | 101500529500 | 456 | 101500 | 529500
[5 empty] | 102500529500 | 456 | 102500 | 529500
[5 empty] | 103500529500 | 456 | 103500 | 529500
[5 empty] | 104500529500 | 456 | 104500 | 529500
[5 empty] | 105500529500 | 456 | 105500 | 529500
[5 empty] | 106500529500 | 456 | 106500 | 529500
[5 empty] | 107500529500 | 456 | 107500 | 529500
[5 empty] | 108500529500 | 456 | 108500 | 529500
[5 empty] | 109500529500 | 456 | 109500 | 529500
[5 empty] | 110500529500 | 456 | 110500 | 529500
[5 empty] | 111500529500 | 456 | 111500 | 529500
[5 empty] | 112500529500 | 456 | 112500 | 529500
[5 empty] | 113500529500 | 456 | 113500 | 529500
[5 empty] | 78500528500 | 456 | 78500 | 528500
[5 empty] | 79500528500 | 456 | 79500 | 528500
[5 empty] | 80500528500 | 456 | 80500 | 528500
[5 empty] | 81500528500 | 456 | 81500 | 528500
[5 empty] | 82500528500 | 456 | 82500 | 528500
[5 empty] | 83500528500 | 456 | 83500 | 528500
[5 empty] | 84500528500 | 456 | 84500 | 528500
[5 empty] | 85500528500 | 456 | 85500 | 528500
[5 empty] | 86500528500 | 456 | 86500 | 528500
[5 empty] | 87500528500 | 456 | 87500 | 528500
[5 empty] | 88500528500 | 456 | 88500 | 528500
[5 empty] | 89500528500 | 456 | 89500 | 528500
[5 empty] | 90500528500 | 456 | 90500 | 528500
[5 empty] | 91500528500 | 456 | 91500 | 528500
[5 empty] | 92500528500 | 456 | 92500 | 528500
[5 empty] | 93500528500 | 456 | 93500 | 528500
[5 empty] | 94500528500 | 456 | 94500 | 528500
[5 empty] | 95500528500 | 456 | 95500 | 528500
[5 empty] | 96500528500 | 456 | 96500 | 528500
[5 empty] | 97500528500 | 456 | 97500 | 528500
[5 empty] | 98500528500 | 456 | 98500 | 528500
[5 empty] | 99500528500 | 456 | 99500 | 528500
[5 empty] | 100500528500 | 456 | 100500 | 528500
[5 empty] | 101500528500 | 456 | 101500 | 528500
[5 empty] | 102500528500 | 456 | 102500 | 528500
[5 empty] | 103500528500 | 456 | 103500 | 528500
[5 empty] | 104500528500 | 456 | 104500 | 528500
[5 empty] | 105500528500 | 456 | 105500 | 528500
[5 empty] | 106500528500 | 456 | 106500 | 528500
[5 empty] | 107500528500 | 456 | 107500 | 528500
[5 empty] | 108500528500 | 456 | 108500 | 528500
[5 empty] | 109500528500 | 456 | 109500 | 528500
[5 empty] | 110500528500 | 456 | 110500 | 528500
[5 empty] | 111500528500 | 456 | 111500 | 528500
[5 empty] | 112500528500 | 456 | 112500 | 528500
[5 empty] | 113500528500 | 456 | 113500 | 528500
[5 empty] | 78500527500 | 456 | 78500 | 527500
[5 empty] | 79500527500 | 456 | 79500 | 527500
[5 empty] | 80500527500 | 456 | 80500 | 527500
[5 empty] | 81500527500 | 456 | 81500 | 527500
[5 empty] | 82500527500 | 456 | 82500 | 527500
[5 empty] | 83500527500 | 456 | 83500 | 527500
[5 empty] | 84500527500 | 456 | 84500 | 527500
[5 empty] | 85500527500 | 456 | 85500 | 527500
[5 empty] | 86500527500 | 456 | 86500 | 527500
[5 empty] | 87500527500 | 456 | 87500 | 527500
[5 empty] | 88500527500 | 456 | 88500 | 527500
[5 empty] | 89500527500 | 456 | 89500 | 527500
[5 empty] | 90500527500 | 456 | 90500 | 527500
[5 empty] | 91500527500 | 456 | 91500 | 527500
[5 empty] | 92500527500 | 456 | 92500 | 527500
[5 empty] | 93500527500 | 456 | 93500 | 527500
[5 empty] | 94500527500 | 456 | 94500 | 527500
[5 empty] | 95500527500 | 456 | 95500 | 527500
[5 empty] | 96500527500 | 456 | 96500 | 527500
[5 empty] | 97500527500 | 456 | 97500 | 527500
[5 empty] | 98500527500 | 456 | 98500 | 527500
[5 empty] | 99500527500 | 456 | 99500 | 527500
[5 empty] | 100500527500 | 456 | 100500 | 527500
[5 empty] | 101500527500 | 456 | 101500 | 527500
[5 empty] | 102500527500 | 456 | 102500 | 527500
[5 empty] | 103500527500 | 456 | 103500 | 527500
[5 empty] | 104500527500 | 456 | 104500 | 527500
[5 empty] | 105500527500 | 456 | 105500 | 527500
[5 empty] | 106500527500 | 456 | 106500 | 527500
[5 empty] | 107500527500 | 456 | 107500 | 527500
[5 empty] | 108500527500 | 456 | 108500 | 527500
[5 empty] | 109500527500 | 456 | 109500 | 527500
[5 empty] | 110500527500 | 456 | 110500 | 527500
[5 empty] | 111500527500 | 456 | 111500 | 527500
[5 empty] | 76500526500 | 456 | 76500 | 526500
[5 empty] | 77500526500 | 456 | 77500 | 526500
[5 empty] | 78500526500 | 456 | 78500 | 526500
[5 empty] | 79500526500 | 456 | 79500 | 526500
[5 empty] | 80500526500 | 456 | 80500 | 526500
[5 empty] | 81500526500 | 456 | 81500 | 526500
[5 empty] | 82500526500 | 456 | 82500 | 526500
[5 empty] | 83500526500 | 456 | 83500 | 526500
[5 empty] | 84500526500 | 456 | 84500 | 526500
[5 empty] | 85500526500 | 456 | 85500 | 526500
[5 empty] | 86500526500 | 456 | 86500 | 526500
[5 empty] | 87500526500 | 456 | 87500 | 526500
[5 empty] | 88500526500 | 456 | 88500 | 526500
[5 empty] | 89500526500 | 456 | 89500 | 526500
[5 empty] | 90500526500 | 456 | 90500 | 526500
[5 empty] | 91500526500 | 456 | 91500 | 526500
[5 empty] | 92500526500 | 456 | 92500 | 526500
[5 empty] | 93500526500 | 456 | 93500 | 526500
[5 empty] | 94500526500 | 456 | 94500 | 526500
[5 empty] | 95500526500 | 456 | 95500 | 526500
[5 empty] | 96500526500 | 456 | 96500 | 526500
[5 empty] | 97500526500 | 456 | 97500 | 526500
[5 empty] | 98500526500 | 456 | 98500 | 526500
[5 empty] | 99500526500 | 456 | 99500 | 526500
[5 empty] | 100500526500 | 456 | 100500 | 526500
[5 empty] | 101500526500 | 456 | 101500 | 526500
[5 empty] | 102500526500 | 456 | 102500 | 526500
[5 empty] | 103500526500 | 456 | 103500 | 526500
[5 empty] | 104500526500 | 456 | 104500 | 526500
[5 empty] | 105500526500 | 456 | 105500 | 526500
[5 empty] | 106500526500 | 456 | 106500 | 526500
[5 empty] | 107500526500 | 456 | 107500 | 526500
[5 empty] | 74500525500 | 456 | 74500 | 525500
[5 empty] | 75500525500 | 456 | 75500 | 525500
[5 empty] | 76500525500 | 456 | 76500 | 525500
[5 empty] | 77500525500 | 456 | 77500 | 525500
[5 empty] | 78500525500 | 456 | 78500 | 525500
[5 empty] | 79500525500 | 456 | 79500 | 525500
[5 empty] | 80500525500 | 456 | 80500 | 525500
[5 empty] | 81500525500 | 456 | 81500 | 525500
[5 empty] | 82500525500 | 456 | 82500 | 525500
[5 empty] | 83500525500 | 456 | 83500 | 525500
[5 empty] | 84500525500 | 456 | 84500 | 525500
[5 empty] | 85500525500 | 456 | 85500 | 525500
[5 empty] | 86500525500 | 456 | 86500 | 525500
[5 empty] | 87500525500 | 456 | 87500 | 525500
[5 empty] | 88500525500 | 456 | 88500 | 525500
[5 empty] | 89500525500 | 456 | 89500 | 525500
[5 empty] | 90500525500 | 456 | 90500 | 525500
[5 empty] | 91500525500 | 456 | 91500 | 525500
[5 empty] | 92500525500 | 456 | 92500 | 525500
[5 empty] | 93500525500 | 456 | 93500 | 525500
[5 empty] | 94500525500 | 456 | 94500 | 525500
[5 empty] | 95500525500 | 456 | 95500 | 525500
[5 empty] | 96500525500 | 456 | 96500 | 525500
[5 empty] | 97500525500 | 456 | 97500 | 525500
[5 empty] | 98500525500 | 456 | 98500 | 525500
[5 empty] | 99500525500 | 456 | 99500 | 525500
[5 empty] | 100500525500 | 456 | 100500 | 525500
[5 empty] | 101500525500 | 456 | 101500 | 525500
[5 empty] | 102500525500 | 456 | 102500 | 525500
[5 empty] | 103500525500 | 456 | 103500 | 525500
[5 empty] | 104500525500 | 456 | 104500 | 525500
[5 empty] | 105500525500 | 456 | 105500 | 525500
[5 empty] | 74500524500 | 456 | 74500 | 524500
[5 empty] | 75500524500 | 456 | 75500 | 524500
[5 empty] | 76500524500 | 456 | 76500 | 524500
[5 empty] | 77500524500 | 456 | 77500 | 524500
[5 empty] | 78500524500 | 456 | 78500 | 524500
[5 empty] | 79500524500 | 456 | 79500 | 524500
[5 empty] | 80500524500 | 456 | 80500 | 524500
[5 empty] | 81500524500 | 456 | 81500 | 524500
[5 empty] | 82500524500 | 456 | 82500 | 524500
[5 empty] | 83500524500 | 456 | 83500 | 524500
[5 empty] | 84500524500 | 456 | 84500 | 524500
[5 empty] | 85500524500 | 456 | 85500 | 524500
[5 empty] | 86500524500 | 456 | 86500 | 524500
[5 empty] | 87500524500 | 456 | 87500 | 524500
[5 empty] | 88500524500 | 456 | 88500 | 524500
[5 empty] | 89500524500 | 456 | 89500 | 524500
[5 empty] | 90500524500 | 456 | 90500 | 524500
[5 empty] | 91500524500 | 456 | 91500 | 524500
[5 empty] | 92500524500 | 456 | 92500 | 524500
[5 empty] | 93500524500 | 456 | 93500 | 524500
[5 empty] | 94500524500 | 456 | 94500 | 524500
[5 empty] | 95500524500 | 456 | 95500 | 524500
[5 empty] | 96500524500 | 456 | 96500 | 524500
[5 empty] | 97500524500 | 456 | 97500 | 524500
[5 empty] | 98500524500 | 456 | 98500 | 524500
[5 empty] | 99500524500 | 456 | 99500 | 524500
[5 empty] | 100500524500 | 456 | 100500 | 524500
[5 empty] | 101500524500 | 456 | 101500 | 524500
[5 empty] | 102500524500 | 456 | 102500 | 524500
[5 empty] | 103500524500 | 456 | 103500 | 524500
[5 empty] | 104500524500 | 456 | 104500 | 524500
[5 empty] | 70500523500 | 456 | 70500 | 523500
[5 empty] | 71500523500 | 456 | 71500 | 523500
[5 empty] | 72500523500 | 456 | 72500 | 523500
[5 empty] | 73500523500 | 456 | 73500 | 523500
[5 empty] | 74500523500 | 456 | 74500 | 523500
[5 empty] | 75500523500 | 456 | 75500 | 523500
[5 empty] | 76500523500 | 456 | 76500 | 523500
[5 empty] | 77500523500 | 456 | 77500 | 523500
[5 empty] | 78500523500 | 456 | 78500 | 523500
[5 empty] | 79500523500 | 456 | 79500 | 523500
[5 empty] | 80500523500 | 456 | 80500 | 523500
[5 empty] | 81500523500 | 456 | 81500 | 523500
[5 empty] | 82500523500 | 456 | 82500 | 523500
[5 empty] | 83500523500 | 456 | 83500 | 523500
[5 empty] | 84500523500 | 456 | 84500 | 523500
[5 empty] | 85500523500 | 456 | 85500 | 523500
[5 empty] | 86500523500 | 456 | 86500 | 523500
[5 empty] | 87500523500 | 456 | 87500 | 523500
[5 empty] | 88500523500 | 456 | 88500 | 523500
[5 empty] | 89500523500 | 456 | 89500 | 523500
[5 empty] | 90500523500 | 456 | 90500 | 523500
[5 empty] | 91500523500 | 456 | 91500 | 523500
[5 empty] | 92500523500 | 456 | 92500 | 523500
[5 empty] | 93500523500 | 456 | 93500 | 523500
[5 empty] | 94500523500 | 456 | 94500 | 523500
[5 empty] | 95500523500 | 456 | 95500 | 523500
[5 empty] | 96500523500 | 456 | 96500 | 523500
[5 empty] | 97500523500 | 456 | 97500 | 523500
[5 empty] | 98500523500 | 456 | 98500 | 523500
[5 empty] | 99500523500 | 456 | 99500 | 523500
[5 empty] | 100500523500 | 456 | 100500 | 523500
[5 empty] | 101500523500 | 456 | 101500 | 523500
[5 empty] | 102500523500 | 456 | 102500 | 523500
[5 empty] | 103500523500 | 456 | 103500 | 523500
[5 empty] | 69500522500 | 456 | 69500 | 522500
[5 empty] | 70500522500 | 456 | 70500 | 522500
[5 empty] | 71500522500 | 456 | 71500 | 522500
[5 empty] | 72500522500 | 456 | 72500 | 522500
[5 empty] | 73500522500 | 456 | 73500 | 522500
[5 empty] | 74500522500 | 456 | 74500 | 522500
[5 empty] | 75500522500 | 456 | 75500 | 522500
[5 empty] | 76500522500 | 456 | 76500 | 522500
[5 empty] | 77500522500 | 456 | 77500 | 522500
[5 empty] | 78500522500 | 456 | 78500 | 522500
[5 empty] | 79500522500 | 456 | 79500 | 522500
[5 empty] | 80500522500 | 456 | 80500 | 522500
[5 empty] | 81500522500 | 456 | 81500 | 522500
[5 empty] | 82500522500 | 456 | 82500 | 522500
[5 empty] | 83500522500 | 456 | 83500 | 522500
[5 empty] | 84500522500 | 456 | 84500 | 522500
[5 empty] | 85500522500 | 456 | 85500 | 522500
[5 empty] | 86500522500 | 456 | 86500 | 522500
[5 empty] | 87500522500 | 456 | 87500 | 522500
[5 empty] | 88500522500 | 456 | 88500 | 522500
[5 empty] | 89500522500 | 456 | 89500 | 522500
[5 empty] | 90500522500 | 456 | 90500 | 522500
[5 empty] | 91500522500 | 456 | 91500 | 522500
[5 empty] | 92500522500 | 456 | 92500 | 522500
[5 empty] | 93500522500 | 456 | 93500 | 522500
[5 empty] | 94500522500 | 456 | 94500 | 522500
[5 empty] | 95500522500 | 456 | 95500 | 522500
[5 empty] | 96500522500 | 456 | 96500 | 522500
[5 empty] | 97500522500 | 456 | 97500 | 522500
[5 empty] | 98500522500 | 456 | 98500 | 522500
[5 empty] | 99500522500 | 456 | 99500 | 522500
[5 empty] | 100500522500 | 456 | 100500 | 522500
[5 empty] | 101500522500 | 456 | 101500 | 522500
[5 empty] | 102500522500 | 456 | 102500 | 522500
[5 empty] | 103500522500 | 456 | 103500 | 522500
[5 empty] | 69500521500 | 456 | 69500 | 521500
[5 empty] | 70500521500 | 456 | 70500 | 521500
[5 empty] | 71500521500 | 456 | 71500 | 521500
[5 empty] | 72500521500 | 456 | 72500 | 521500
[5 empty] | 73500521500 | 456 | 73500 | 521500
[5 empty] | 74500521500 | 456 | 74500 | 521500
[5 empty] | 75500521500 | 456 | 75500 | 521500
[5 empty] | 76500521500 | 456 | 76500 | 521500
[5 empty] | 77500521500 | 456 | 77500 | 521500
[5 empty] | 78500521500 | 456 | 78500 | 521500
[5 empty] | 79500521500 | 456 | 79500 | 521500
[5 empty] | 80500521500 | 456 | 80500 | 521500
[5 empty] | 81500521500 | 456 | 81500 | 521500
[5 empty] | 82500521500 | 456 | 82500 | 521500
[5 empty] | 83500521500 | 456 | 83500 | 521500
[5 empty] | 84500521500 | 456 | 84500 | 521500
[5 empty] | 85500521500 | 456 | 85500 | 521500
[5 empty] | 86500521500 | 456 | 86500 | 521500
[5 empty] | 87500521500 | 456 | 87500 | 521500
[5 empty] | 88500521500 | 456 | 88500 | 521500
[5 empty] | 89500521500 | 456 | 89500 | 521500
[5 empty] | 90500521500 | 456 | 90500 | 521500
[5 empty] | 91500521500 | 456 | 91500 | 521500
[5 empty] | 92500521500 | 456 | 92500 | 521500
[5 empty] | 93500521500 | 456 | 93500 | 521500
[5 empty] | 94500521500 | 456 | 94500 | 521500
[5 empty] | 95500521500 | 456 | 95500 | 521500
[5 empty] | 96500521500 | 456 | 96500 | 521500
[5 empty] | 97500521500 | 456 | 97500 | 521500
[5 empty] | 98500521500 | 456 | 98500 | 521500
[5 empty] | 99500521500 | 456 | 99500 | 521500
[5 empty] | 63500520500 | 456 | 63500 | 520500
[5 empty] | 64500520500 | 456 | 64500 | 520500
[5 empty] | 65500520500 | 456 | 65500 | 520500
[5 empty] | 66500520500 | 456 | 66500 | 520500
[5 empty] | 67500520500 | 456 | 67500 | 520500
[5 empty] | 68500520500 | 456 | 68500 | 520500
[5 empty] | 69500520500 | 456 | 69500 | 520500
[5 empty] | 70500520500 | 456 | 70500 | 520500
[5 empty] | 71500520500 | 456 | 71500 | 520500
[5 empty] | 72500520500 | 456 | 72500 | 520500
[5 empty] | 73500520500 | 456 | 73500 | 520500
[5 empty] | 74500520500 | 456 | 74500 | 520500
[5 empty] | 75500520500 | 456 | 75500 | 520500
[5 empty] | 76500520500 | 456 | 76500 | 520500
[5 empty] | 77500520500 | 456 | 77500 | 520500
[5 empty] | 78500520500 | 456 | 78500 | 520500
[5 empty] | 79500520500 | 456 | 79500 | 520500
[5 empty] | 80500520500 | 456 | 80500 | 520500
[5 empty] | 81500520500 | 456 | 81500 | 520500
[5 empty] | 82500520500 | 456 | 82500 | 520500
[5 empty] | 83500520500 | 456 | 83500 | 520500
[5 empty] | 84500520500 | 456 | 84500 | 520500
[5 empty] | 85500520500 | 456 | 85500 | 520500
[5 empty] | 86500520500 | 456 | 86500 | 520500
[5 empty] | 87500520500 | 456 | 87500 | 520500
[5 empty] | 88500520500 | 456 | 88500 | 520500
[5 empty] | 89500520500 | 456 | 89500 | 520500
[5 empty] | 90500520500 | 456 | 90500 | 520500
[5 empty] | 91500520500 | 456 | 91500 | 520500
[5 empty] | 92500520500 | 456 | 92500 | 520500
[5 empty] | 93500520500 | 456 | 93500 | 520500
[5 empty] | 94500520500 | 456 | 94500 | 520500
[5 empty] | 95500520500 | 456 | 95500 | 520500
[5 empty] | 96500520500 | 456 | 96500 | 520500
[5 empty] | 97500520500 | 456 | 97500 | 520500
[5 empty] | 98500520500 | 456 | 98500 | 520500
[5 empty] | 58500519500 | 456 | 58500 | 519500
[5 empty] | 61500519500 | 456 | 61500 | 519500
[5 empty] | 62500519500 | 456 | 62500 | 519500
[5 empty] | 63500519500 | 456 | 63500 | 519500
[5 empty] | 64500519500 | 456 | 64500 | 519500
[5 empty] | 65500519500 | 456 | 65500 | 519500
[5 empty] | 66500519500 | 456 | 66500 | 519500
[5 empty] | 67500519500 | 456 | 67500 | 519500
[5 empty] | 68500519500 | 456 | 68500 | 519500
[5 empty] | 69500519500 | 456 | 69500 | 519500
[5 empty] | 70500519500 | 456 | 70500 | 519500
[5 empty] | 71500519500 | 456 | 71500 | 519500
[5 empty] | 72500519500 | 456 | 72500 | 519500
[5 empty] | 73500519500 | 456 | 73500 | 519500
[5 empty] | 74500519500 | 456 | 74500 | 519500
[5 empty] | 75500519500 | 456 | 75500 | 519500
[5 empty] | 76500519500 | 456 | 76500 | 519500
[5 empty] | 77500519500 | 456 | 77500 | 519500
[5 empty] | 78500519500 | 456 | 78500 | 519500
[5 empty] | 79500519500 | 456 | 79500 | 519500
[5 empty] | 80500519500 | 456 | 80500 | 519500
[5 empty] | 81500519500 | 456 | 81500 | 519500
[5 empty] | 82500519500 | 456 | 82500 | 519500
[5 empty] | 83500519500 | 456 | 83500 | 519500
[5 empty] | 84500519500 | 456 | 84500 | 519500
[5 empty] | 85500519500 | 456 | 85500 | 519500
[5 empty] | 86500519500 | 456 | 86500 | 519500
[5 empty] | 87500519500 | 456 | 87500 | 519500
[5 empty] | 88500519500 | 456 | 88500 | 519500
[5 empty] | 89500519500 | 456 | 89500 | 519500
[5 empty] | 90500519500 | 456 | 90500 | 519500
[5 empty] | 91500519500 | 456 | 91500 | 519500
[5 empty] | 92500519500 | 456 | 92500 | 519500
[5 empty] | 93500519500 | 456 | 93500 | 519500
[5 empty] | 94500519500 | 456 | 94500 | 519500
[5 empty] | 95500519500 | 456 | 95500 | 519500
[5 empty] | 96500519500 | 456 | 96500 | 519500
[5 empty] | 97500519500 | 456 | 97500 | 519500
[5 empty] | 98500519500 | 456 | 98500 | 519500
[5 empty] | 54500518500 | 456 | 54500 | 518500
[5 empty] | 57500518500 | 456 | 57500 | 518500
[5 empty] | 58500518500 | 456 | 58500 | 518500
[5 empty] | 59500518500 | 456 | 59500 | 518500
[5 empty] | 60500518500 | 456 | 60500 | 518500
[5 empty] | 61500518500 | 456 | 61500 | 518500
[5 empty] | 62500518500 | 456 | 62500 | 518500
[5 empty] | 63500518500 | 456 | 63500 | 518500
[5 empty] | 64500518500 | 456 | 64500 | 518500
[5 empty] | 65500518500 | 456 | 65500 | 518500
[5 empty] | 66500518500 | 456 | 66500 | 518500
[5 empty] | 67500518500 | 456 | 67500 | 518500
[5 empty] | 68500518500 | 456 | 68500 | 518500
[5 empty] | 69500518500 | 456 | 69500 | 518500
[5 empty] | 70500518500 | 456 | 70500 | 518500
[5 empty] | 71500518500 | 456 | 71500 | 518500
[5 empty] | 72500518500 | 456 | 72500 | 518500
[5 empty] | 73500518500 | 456 | 73500 | 518500
[5 empty] | 74500518500 | 456 | 74500 | 518500
[5 empty] | 75500518500 | 456 | 75500 | 518500
[5 empty] | 76500518500 | 456 | 76500 | 518500
[5 empty] | 77500518500 | 456 | 77500 | 518500
[5 empty] | 78500518500 | 456 | 78500 | 518500
[5 empty] | 79500518500 | 456 | 79500 | 518500
[5 empty] | 80500518500 | 456 | 80500 | 518500
[5 empty] | 81500518500 | 456 | 81500 | 518500
[5 empty] | 82500518500 | 456 | 82500 | 518500
[5 empty] | 83500518500 | 456 | 83500 | 518500
[5 empty] | 84500518500 | 456 | 84500 | 518500
[5 empty] | 85500518500 | 456 | 85500 | 518500
[5 empty] | 86500518500 | 456 | 86500 | 518500
[5 empty] | 87500518500 | 456 | 87500 | 518500
[5 empty] | 88500518500 | 456 | 88500 | 518500
[5 empty] | 89500518500 | 456 | 89500 | 518500
[5 empty] | 90500518500 | 456 | 90500 | 518500
[5 empty] | 91500518500 | 456 | 91500 | 518500
[5 empty] | 92500518500 | 456 | 92500 | 518500
[5 empty] | 93500518500 | 456 | 93500 | 518500
[5 empty] | 94500518500 | 456 | 94500 | 518500
[5 empty] | 95500518500 | 456 | 95500 | 518500
[5 empty] | 96500518500 | 456 | 96500 | 518500
[5 empty] | 97500518500 | 456 | 97500 | 518500
[5 empty] | 98500518500 | 456 | 98500 | 518500
[5 empty] | 52500517500 | 456 | 52500 | 517500
[5 empty] | 53500517500 | 456 | 53500 | 517500
[5 empty] | 54500517500 | 456 | 54500 | 517500
[5 empty] | 55500517500 | 456 | 55500 | 517500
[5 empty] | 56500517500 | 456 | 56500 | 517500
[5 empty] | 57500517500 | 456 | 57500 | 517500
[5 empty] | 58500517500 | 456 | 58500 | 517500
[5 empty] | 59500517500 | 456 | 59500 | 517500
[5 empty] | 60500517500 | 456 | 60500 | 517500
[5 empty] | 61500517500 | 456 | 61500 | 517500
[5 empty] | 62500517500 | 456 | 62500 | 517500
[5 empty] | 63500517500 | 456 | 63500 | 517500
[5 empty] | 64500517500 | 456 | 64500 | 517500
[5 empty] | 65500517500 | 456 | 65500 | 517500
[5 empty] | 66500517500 | 456 | 66500 | 517500
[5 empty] | 67500517500 | 456 | 67500 | 517500
[5 empty] | 68500517500 | 456 | 68500 | 517500
[5 empty] | 69500517500 | 456 | 69500 | 517500
[5 empty] | 70500517500 | 456 | 70500 | 517500
[5 empty] | 71500517500 | 456 | 71500 | 517500
[5 empty] | 72500517500 | 456 | 72500 | 517500
[5 empty] | 73500517500 | 456 | 73500 | 517500
[5 empty] | 74500517500 | 456 | 74500 | 517500
[5 empty] | 75500517500 | 456 | 75500 | 517500
[5 empty] | 76500517500 | 456 | 76500 | 517500
[5 empty] | 77500517500 | 456 | 77500 | 517500
[5 empty] | 78500517500 | 456 | 78500 | 517500
[5 empty] | 79500517500 | 456 | 79500 | 517500
[5 empty] | 80500517500 | 456 | 80500 | 517500
[5 empty] | 81500517500 | 456 | 81500 | 517500
[5 empty] | 82500517500 | 456 | 82500 | 517500
[5 empty] | 83500517500 | 456 | 83500 | 517500
[5 empty] | 84500517500 | 456 | 84500 | 517500
[5 empty] | 85500517500 | 456 | 85500 | 517500
[5 empty] | 86500517500 | 456 | 86500 | 517500
[5 empty] | 87500517500 | 456 | 87500 | 517500
[5 empty] | 88500517500 | 456 | 88500 | 517500
[5 empty] | 89500517500 | 456 | 89500 | 517500
[5 empty] | 90500517500 | 456 | 90500 | 517500
[5 empty] | 91500517500 | 456 | 91500 | 517500
[5 empty] | 92500517500 | 456 | 92500 | 517500
[5 empty] | 93500517500 | 456 | 93500 | 517500
[5 empty] | 94500517500 | 456 | 94500 | 517500
[5 empty] | 95500517500 | 456 | 95500 | 517500
[5 empty] | 96500517500 | 456 | 96500 | 517500
[5 empty] | 97500517500 | 456 | 97500 | 517500
[5 empty] | 52500516500 | 456 | 52500 | 516500
[5 empty] | 53500516500 | 456 | 53500 | 516500
[5 empty] | 54500516500 | 456 | 54500 | 516500
[5 empty] | 55500516500 | 456 | 55500 | 516500
[5 empty] | 56500516500 | 456 | 56500 | 516500
[5 empty] | 57500516500 | 456 | 57500 | 516500
[5 empty] | 58500516500 | 456 | 58500 | 516500
[5 empty] | 59500516500 | 456 | 59500 | 516500
[5 empty] | 60500516500 | 456 | 60500 | 516500
[5 empty] | 61500516500 | 456 | 61500 | 516500
[5 empty] | 62500516500 | 456 | 62500 | 516500
[5 empty] | 63500516500 | 456 | 63500 | 516500
[5 empty] | 64500516500 | 456 | 64500 | 516500
[5 empty] | 65500516500 | 456 | 65500 | 516500
[5 empty] | 66500516500 | 456 | 66500 | 516500
[5 empty] | 67500516500 | 456 | 67500 | 516500
[5 empty] | 68500516500 | 456 | 68500 | 516500
[5 empty] | 69500516500 | 456 | 69500 | 516500
[5 empty] | 70500516500 | 456 | 70500 | 516500
[5 empty] | 71500516500 | 456 | 71500 | 516500
[5 empty] | 72500516500 | 456 | 72500 | 516500
[5 empty] | 73500516500 | 456 | 73500 | 516500
[5 empty] | 74500516500 | 456 | 74500 | 516500
[5 empty] | 75500516500 | 456 | 75500 | 516500
[5 empty] | 76500516500 | 456 | 76500 | 516500
[5 empty] | 77500516500 | 456 | 77500 | 516500
[5 empty] | 78500516500 | 456 | 78500 | 516500
[5 empty] | 79500516500 | 456 | 79500 | 516500
[5 empty] | 80500516500 | 456 | 80500 | 516500
[5 empty] | 81500516500 | 456 | 81500 | 516500
[5 empty] | 82500516500 | 456 | 82500 | 516500
[5 empty] | 83500516500 | 456 | 83500 | 516500
[5 empty] | 84500516500 | 456 | 84500 | 516500
[5 empty] | 85500516500 | 456 | 85500 | 516500
[5 empty] | 86500516500 | 456 | 86500 | 516500
[5 empty] | 87500516500 | 456 | 87500 | 516500
[5 empty] | 88500516500 | 456 | 88500 | 516500
[5 empty] | 89500516500 | 456 | 89500 | 516500
[5 empty] | 90500516500 | 456 | 90500 | 516500
[5 empty] | 91500516500 | 456 | 91500 | 516500
[5 empty] | 92500516500 | 456 | 92500 | 516500
[5 empty] | 93500516500 | 456 | 93500 | 516500
[5 empty] | 94500516500 | 456 | 94500 | 516500
[5 empty] | 95500516500 | 456 | 95500 | 516500
[5 empty] | 96500516500 | 456 | 96500 | 516500
[5 empty] | 53500515500 | 456 | 53500 | 515500
[5 empty] | 54500515500 | 456 | 54500 | 515500
[5 empty] | 55500515500 | 456 | 55500 | 515500
[5 empty] | 56500515500 | 456 | 56500 | 515500
[5 empty] | 57500515500 | 456 | 57500 | 515500
[5 empty] | 58500515500 | 456 | 58500 | 515500
[5 empty] | 59500515500 | 456 | 59500 | 515500
[5 empty] | 60500515500 | 456 | 60500 | 515500
[5 empty] | 61500515500 | 456 | 61500 | 515500
[5 empty] | 62500515500 | 456 | 62500 | 515500
[5 empty] | 63500515500 | 456 | 63500 | 515500
[5 empty] | 64500515500 | 456 | 64500 | 515500
[5 empty] | 65500515500 | 456 | 65500 | 515500
[5 empty] | 66500515500 | 456 | 66500 | 515500
[5 empty] | 67500515500 | 456 | 67500 | 515500
[5 empty] | 68500515500 | 456 | 68500 | 515500
[5 empty] | 69500515500 | 456 | 69500 | 515500
[5 empty] | 70500515500 | 456 | 70500 | 515500
[5 empty] | 71500515500 | 456 | 71500 | 515500
[5 empty] | 72500515500 | 456 | 72500 | 515500
[5 empty] | 73500515500 | 456 | 73500 | 515500
[5 empty] | 74500515500 | 456 | 74500 | 515500
[5 empty] | 75500515500 | 456 | 75500 | 515500
[5 empty] | 76500515500 | 456 | 76500 | 515500
[5 empty] | 77500515500 | 456 | 77500 | 515500
[5 empty] | 78500515500 | 456 | 78500 | 515500
[5 empty] | 79500515500 | 456 | 79500 | 515500
[5 empty] | 80500515500 | 456 | 80500 | 515500
[5 empty] | 81500515500 | 456 | 81500 | 515500
[5 empty] | 82500515500 | 456 | 82500 | 515500
[5 empty] | 83500515500 | 456 | 83500 | 515500
[5 empty] | 84500515500 | 456 | 84500 | 515500
[5 empty] | 85500515500 | 456 | 85500 | 515500
[5 empty] | 86500515500 | 456 | 86500 | 515500
[5 empty] | 87500515500 | 456 | 87500 | 515500
[5 empty] | 88500515500 | 456 | 88500 | 515500
[5 empty] | 89500515500 | 456 | 89500 | 515500
[5 empty] | 90500515500 | 456 | 90500 | 515500
[5 empty] | 91500515500 | 456 | 91500 | 515500
[5 empty] | 92500515500 | 456 | 92500 | 515500
[5 empty] | 93500515500 | 456 | 93500 | 515500
[5 empty] | 94500515500 | 456 | 94500 | 515500
[5 empty] | 95500515500 | 456 | 95500 | 515500
[5 empty] | 54500514500 | 456 | 54500 | 514500
[5 empty] | 55500514500 | 456 | 55500 | 514500
[5 empty] | 56500514500 | 456 | 56500 | 514500
[5 empty] | 57500514500 | 456 | 57500 | 514500
[5 empty] | 58500514500 | 456 | 58500 | 514500
[5 empty] | 59500514500 | 456 | 59500 | 514500
[5 empty] | 60500514500 | 456 | 60500 | 514500
[5 empty] | 61500514500 | 456 | 61500 | 514500
[5 empty] | 62500514500 | 456 | 62500 | 514500
[5 empty] | 63500514500 | 456 | 63500 | 514500
[5 empty] | 64500514500 | 456 | 64500 | 514500
[5 empty] | 65500514500 | 456 | 65500 | 514500
[5 empty] | 66500514500 | 456 | 66500 | 514500
[5 empty] | 67500514500 | 456 | 67500 | 514500
[5 empty] | 68500514500 | 456 | 68500 | 514500
[5 empty] | 69500514500 | 456 | 69500 | 514500
[5 empty] | 70500514500 | 456 | 70500 | 514500
[5 empty] | 71500514500 | 456 | 71500 | 514500
[5 empty] | 72500514500 | 456 | 72500 | 514500
[5 empty] | 73500514500 | 456 | 73500 | 514500
[5 empty] | 74500514500 | 456 | 74500 | 514500
[5 empty] | 75500514500 | 456 | 75500 | 514500
[5 empty] | 76500514500 | 456 | 76500 | 514500
[5 empty] | 77500514500 | 456 | 77500 | 514500
[5 empty] | 78500514500 | 456 | 78500 | 514500
[5 empty] | 79500514500 | 456 | 79500 | 514500
[5 empty] | 80500514500 | 456 | 80500 | 514500
[5 empty] | 81500514500 | 456 | 81500 | 514500
[5 empty] | 82500514500 | 456 | 82500 | 514500
[5 empty] | 83500514500 | 456 | 83500 | 514500
[5 empty] | 84500514500 | 456 | 84500 | 514500
[5 empty] | 85500514500 | 456 | 85500 | 514500
[5 empty] | 86500514500 | 456 | 86500 | 514500
[5 empty] | 87500514500 | 456 | 87500 | 514500
[5 empty] | 88500514500 | 456 | 88500 | 514500
[5 empty] | 89500514500 | 456 | 89500 | 514500
[5 empty] | 90500514500 | 456 | 90500 | 514500
[5 empty] | 91500514500 | 456 | 91500 | 514500
[5 empty] | 92500514500 | 456 | 92500 | 514500
[5 empty] | 93500514500 | 456 | 93500 | 514500
[5 empty] | 94500514500 | 456 | 94500 | 514500
[5 empty] | 95500514500 | 456 | 95500 | 514500
[5 empty] | 54500513500 | 456 | 54500 | 513500
[5 empty] | 55500513500 | 456 | 55500 | 513500
[5 empty] | 56500513500 | 456 | 56500 | 513500
[5 empty] | 57500513500 | 456 | 57500 | 513500
[5 empty] | 58500513500 | 456 | 58500 | 513500
[5 empty] | 59500513500 | 456 | 59500 | 513500
[5 empty] | 60500513500 | 456 | 60500 | 513500
[5 empty] | 61500513500 | 456 | 61500 | 513500
[5 empty] | 62500513500 | 456 | 62500 | 513500
[5 empty] | 63500513500 | 456 | 63500 | 513500
[5 empty] | 64500513500 | 456 | 64500 | 513500
[5 empty] | 65500513500 | 456 | 65500 | 513500
[5 empty] | 66500513500 | 456 | 66500 | 513500
[5 empty] | 67500513500 | 456 | 67500 | 513500
[5 empty] | 68500513500 | 456 | 68500 | 513500
[5 empty] | 69500513500 | 456 | 69500 | 513500
[5 empty] | 70500513500 | 456 | 70500 | 513500
[5 empty] | 71500513500 | 456 | 71500 | 513500
[5 empty] | 72500513500 | 456 | 72500 | 513500
[5 empty] | 74500513500 | 456 | 74500 | 513500
[5 empty] | 75500513500 | 456 | 75500 | 513500
[5 empty] | 76500513500 | 456 | 76500 | 513500
[5 empty] | 77500513500 | 456 | 77500 | 513500
[5 empty] | 78500513500 | 456 | 78500 | 513500
[5 empty] | 79500513500 | 456 | 79500 | 513500
[5 empty] | 80500513500 | 456 | 80500 | 513500
[5 empty] | 81500513500 | 456 | 81500 | 513500
[5 empty] | 82500513500 | 456 | 82500 | 513500
[5 empty] | 83500513500 | 456 | 83500 | 513500
[5 empty] | 84500513500 | 456 | 84500 | 513500
[5 empty] | 85500513500 | 456 | 85500 | 513500
[5 empty] | 86500513500 | 456 | 86500 | 513500
[5 empty] | 87500513500 | 456 | 87500 | 513500
[5 empty] | 88500513500 | 456 | 88500 | 513500
[5 empty] | 89500513500 | 456 | 89500 | 513500
[5 empty] | 90500513500 | 456 | 90500 | 513500
[5 empty] | 91500513500 | 456 | 91500 | 513500
[5 empty] | 92500513500 | 456 | 92500 | 513500
[5 empty] | 93500513500 | 456 | 93500 | 513500
[5 empty] | 94500513500 | 456 | 94500 | 513500
[5 empty] | 54500512500 | 456 | 54500 | 512500
[5 empty] | 55500512500 | 456 | 55500 | 512500
[5 empty] | 56500512500 | 456 | 56500 | 512500
[5 empty] | 57500512500 | 456 | 57500 | 512500
[5 empty] | 58500512500 | 456 | 58500 | 512500
[5 empty] | 59500512500 | 456 | 59500 | 512500
[5 empty] | 60500512500 | 456 | 60500 | 512500
[5 empty] | 61500512500 | 456 | 61500 | 512500
[5 empty] | 62500512500 | 456 | 62500 | 512500
[5 empty] | 63500512500 | 456 | 63500 | 512500
[5 empty] | 64500512500 | 456 | 64500 | 512500
[5 empty] | 65500512500 | 456 | 65500 | 512500
[5 empty] | 66500512500 | 456 | 66500 | 512500
[5 empty] | 67500512500 | 456 | 67500 | 512500
[5 empty] | 68500512500 | 456 | 68500 | 512500
[5 empty] | 69500512500 | 456 | 69500 | 512500
[5 empty] | 70500512500 | 456 | 70500 | 512500
[5 empty] | 71500512500 | 456 | 71500 | 512500
[5 empty] | 75500512500 | 456 | 75500 | 512500
[5 empty] | 76500512500 | 456 | 76500 | 512500
[5 empty] | 77500512500 | 456 | 77500 | 512500
[5 empty] | 78500512500 | 456 | 78500 | 512500
[5 empty] | 79500512500 | 456 | 79500 | 512500
[5 empty] | 80500512500 | 456 | 80500 | 512500
[5 empty] | 81500512500 | 456 | 81500 | 512500
[5 empty] | 82500512500 | 456 | 82500 | 512500
[5 empty] | 83500512500 | 456 | 83500 | 512500
[5 empty] | 84500512500 | 456 | 84500 | 512500
[5 empty] | 85500512500 | 456 | 85500 | 512500
[5 empty] | 86500512500 | 456 | 86500 | 512500
[5 empty] | 87500512500 | 456 | 87500 | 512500
[5 empty] | 88500512500 | 456 | 88500 | 512500
[5 empty] | 90500512500 | 456 | 90500 | 512500
[5 empty] | 91500512500 | 456 | 91500 | 512500
[5 empty] | 92500512500 | 456 | 92500 | 512500
[5 empty] | 93500512500 | 456 | 93500 | 512500
[5 empty] | 94500512500 | 456 | 94500 | 512500
[5 empty] | 54500511500 | 456 | 54500 | 511500
[5 empty] | 55500511500 | 456 | 55500 | 511500
[5 empty] | 56500511500 | 456 | 56500 | 511500
[5 empty] | 57500511500 | 456 | 57500 | 511500
[5 empty] | 58500511500 | 456 | 58500 | 511500
[5 empty] | 59500511500 | 456 | 59500 | 511500
[5 empty] | 60500511500 | 456 | 60500 | 511500
[5 empty] | 61500511500 | 456 | 61500 | 511500
[5 empty] | 62500511500 | 456 | 62500 | 511500
[5 empty] | 63500511500 | 456 | 63500 | 511500
[5 empty] | 64500511500 | 456 | 64500 | 511500
[5 empty] | 65500511500 | 456 | 65500 | 511500
[5 empty] | 66500511500 | 456 | 66500 | 511500
[5 empty] | 67500511500 | 456 | 67500 | 511500
[5 empty] | 68500511500 | 456 | 68500 | 511500
[5 empty] | 69500511500 | 456 | 69500 | 511500
[5 empty] | 70500511500 | 456 | 70500 | 511500
[5 empty] | 71500511500 | 456 | 71500 | 511500
[5 empty] | 77500511500 | 456 | 77500 | 511500
[5 empty] | 78500511500 | 456 | 78500 | 511500
[5 empty] | 79500511500 | 456 | 79500 | 511500
[5 empty] | 80500511500 | 456 | 80500 | 511500
[5 empty] | 81500511500 | 456 | 81500 | 511500
[5 empty] | 82500511500 | 456 | 82500 | 511500
[5 empty] | 83500511500 | 456 | 83500 | 511500
[5 empty] | 84500511500 | 456 | 84500 | 511500
[5 empty] | 85500511500 | 456 | 85500 | 511500
[5 empty] | 86500511500 | 456 | 86500 | 511500
[5 empty] | 87500511500 | 456 | 87500 | 511500
[5 empty] | 93500511500 | 456 | 93500 | 511500
[5 empty] | 94500511500 | 456 | 94500 | 511500
[5 empty] | 54500510500 | 456 | 54500 | 510500
[5 empty] | 55500510500 | 456 | 55500 | 510500
[5 empty] | 56500510500 | 456 | 56500 | 510500
[5 empty] | 57500510500 | 456 | 57500 | 510500
[5 empty] | 58500510500 | 456 | 58500 | 510500
[5 empty] | 59500510500 | 456 | 59500 | 510500
[5 empty] | 60500510500 | 456 | 60500 | 510500
[5 empty] | 61500510500 | 456 | 61500 | 510500
[5 empty] | 62500510500 | 456 | 62500 | 510500
[5 empty] | 63500510500 | 456 | 63500 | 510500
[5 empty] | 64500510500 | 456 | 64500 | 510500
[5 empty] | 65500510500 | 456 | 65500 | 510500
[5 empty] | 66500510500 | 456 | 66500 | 510500
[5 empty] | 67500510500 | 456 | 67500 | 510500
[5 empty] | 68500510500 | 456 | 68500 | 510500
[5 empty] | 69500510500 | 456 | 69500 | 510500
[5 empty] | 70500510500 | 456 | 70500 | 510500
[5 empty] | 78500510500 | 456 | 78500 | 510500
[5 empty] | 79500510500 | 456 | 79500 | 510500
[5 empty] | 80500510500 | 456 | 80500 | 510500
[5 empty] | 81500510500 | 456 | 81500 | 510500
[5 empty] | 82500510500 | 456 | 82500 | 510500
[5 empty] | 83500510500 | 456 | 83500 | 510500
[5 empty] | 84500510500 | 456 | 84500 | 510500
[5 empty] | 85500510500 | 456 | 85500 | 510500
[5 empty] | 86500510500 | 456 | 86500 | 510500
[5 empty] | 87500510500 | 456 | 87500 | 510500
[5 empty] | 57500509500 | 456 | 57500 | 509500
[5 empty] | 58500509500 | 456 | 58500 | 509500
[5 empty] | 59500509500 | 456 | 59500 | 509500
[5 empty] | 60500509500 | 456 | 60500 | 509500
[5 empty] | 61500509500 | 456 | 61500 | 509500
[5 empty] | 62500509500 | 456 | 62500 | 509500
[5 empty] | 63500509500 | 456 | 63500 | 509500
[5 empty] | 64500509500 | 456 | 64500 | 509500
[5 empty] | 65500509500 | 456 | 65500 | 509500
[5 empty] | 66500509500 | 456 | 66500 | 509500
[5 empty] | 67500509500 | 456 | 67500 | 509500
[5 empty] | 68500509500 | 456 | 68500 | 509500
[5 empty] | 69500509500 | 456 | 69500 | 509500
[5 empty] | 79500509500 | 456 | 79500 | 509500
[5 empty] | 80500509500 | 456 | 80500 | 509500
[5 empty] | 81500509500 | 456 | 81500 | 509500
[5 empty] | 82500509500 | 456 | 82500 | 509500
[5 empty] | 83500509500 | 456 | 83500 | 509500
[5 empty] | 84500509500 | 456 | 84500 | 509500
[5 empty] | 85500509500 | 456 | 85500 | 509500
[5 empty] | 86500509500 | 456 | 86500 | 509500
[5 empty] | 87500509500 | 456 | 87500 | 509500
[5 empty] | 58500508500 | 456 | 58500 | 508500
[5 empty] | 59500508500 | 456 | 59500 | 508500
[5 empty] | 60500508500 | 456 | 60500 | 508500
[5 empty] | 61500508500 | 456 | 61500 | 508500
[5 empty] | 62500508500 | 456 | 62500 | 508500
[5 empty] | 63500508500 | 456 | 63500 | 508500
[5 empty] | 64500508500 | 456 | 64500 | 508500
[5 empty] | 65500508500 | 456 | 65500 | 508500
[5 empty] | 66500508500 | 456 | 66500 | 508500
[5 empty] | 67500508500 | 456 | 67500 | 508500
[5 empty] | 68500508500 | 456 | 68500 | 508500
[5 empty] | 80500508500 | 456 | 80500 | 508500
[5 empty] | 81500508500 | 456 | 81500 | 508500
[5 empty] | 82500508500 | 456 | 82500 | 508500
[5 empty] | 83500508500 | 456 | 83500 | 508500
[5 empty] | 84500508500 | 456 | 84500 | 508500
[5 empty] | 85500508500 | 456 | 85500 | 508500
[5 empty] | 86500508500 | 456 | 86500 | 508500
[5 empty] | 87500508500 | 456 | 87500 | 508500
[5 empty] | 58500507500 | 456 | 58500 | 507500
[5 empty] | 59500507500 | 456 | 59500 | 507500
[5 empty] | 60500507500 | 456 | 60500 | 507500
[5 empty] | 61500507500 | 456 | 61500 | 507500
[5 empty] | 62500507500 | 456 | 62500 | 507500
[5 empty] | 63500507500 | 456 | 63500 | 507500
[5 empty] | 64500507500 | 456 | 64500 | 507500
[5 empty] | 65500507500 | 456 | 65500 | 507500
[5 empty] | 66500507500 | 456 | 66500 | 507500
[5 empty] | 67500507500 | 456 | 67500 | 507500
[5 empty] | 68500507500 | 456 | 68500 | 507500
[5 empty] | 81500507500 | 456 | 81500 | 507500
[5 empty] | 82500507500 | 456 | 82500 | 507500
[5 empty] | 83500507500 | 456 | 83500 | 507500
[5 empty] | 84500507500 | 456 | 84500 | 507500
[5 empty] | 85500507500 | 456 | 85500 | 507500
[5 empty] | 86500507500 | 456 | 86500 | 507500
[5 empty] | 58500506500 | 456 | 58500 | 506500
[5 empty] | 59500506500 | 456 | 59500 | 506500
[5 empty] | 60500506500 | 456 | 60500 | 506500
[5 empty] | 61500506500 | 456 | 61500 | 506500
[5 empty] | 62500506500 | 456 | 62500 | 506500
[5 empty] | 63500506500 | 456 | 63500 | 506500
[5 empty] | 64500506500 | 456 | 64500 | 506500
[5 empty] | 65500506500 | 456 | 65500 | 506500
[5 empty] | 66500506500 | 456 | 66500 | 506500
[5 empty] | 67500506500 | 456 | 67500 | 506500
[5 empty] | 81500506500 | 456 | 81500 | 506500
[5 empty] | 82500506500 | 456 | 82500 | 506500
[5 empty] | 83500506500 | 456 | 83500 | 506500
[5 empty] | 84500506500 | 456 | 84500 | 506500
[5 empty] | 85500506500 | 456 | 85500 | 506500
[5 empty] | 59500505500 | 456 | 59500 | 505500
[5 empty] | 60500505500 | 456 | 60500 | 505500
[5 empty] | 64500505500 | 456 | 64500 | 505500
[5 empty] | 65500505500 | 456 | 65500 | 505500
[5 empty] | 81500505500 | 456 | 81500 | 505500
[5 empty] | 82500505500 | 456 | 82500 | 505500
[5 empty] | 83500505500 | 456 | 83500 | 505500
[5 empty] | 84500505500 | 456 | 84500 | 505500
[5 empty] | 85500505500 | 456 | 85500 | 505500
[5 empty] | 83500504500 | 456 | 83500 | 504500
[5 empty] | 84500504500 | 456 | 84500 | 504500
[5 empty] | 85500504500 | 456 | 85500 | 504500
[5 empty] | 152500517500 | 457 | 152500 | 517500
[5 empty] | 150500516500 | 457 | 150500 | 516500
[5 empty] | 151500516500 | 457 | 151500 | 516500
[5 empty] | 152500516500 | 457 | 152500 | 516500
[5 empty] | 149500515500 | 457 | 149500 | 515500
[5 empty] | 150500515500 | 457 | 150500 | 515500
[5 empty] | 151500515500 | 457 | 151500 | 515500
[5 empty] | 152500515500 | 457 | 152500 | 515500
[5 empty] | 153500515500 | 457 | 153500 | 515500
[5 empty] | 147500514500 | 457 | 147500 | 514500
[5 empty] | 148500514500 | 457 | 148500 | 514500
[5 empty] | 149500514500 | 457 | 149500 | 514500
[5 empty] | 150500514500 | 457 | 150500 | 514500
[5 empty] | 151500514500 | 457 | 151500 | 514500
[5 empty] | 152500514500 | 457 | 152500 | 514500
[5 empty] | 153500514500 | 457 | 153500 | 514500
[5 empty] | 147500513500 | 457 | 147500 | 513500
[5 empty] | 148500513500 | 457 | 148500 | 513500
[5 empty] | 149500513500 | 457 | 149500 | 513500
[5 empty] | 150500513500 | 457 | 150500 | 513500
[5 empty] | 151500513500 | 457 | 151500 | 513500
[5 empty] | 152500513500 | 457 | 152500 | 513500
[5 empty] | 153500513500 | 457 | 153500 | 513500
[5 empty] | 154500513500 | 457 | 154500 | 513500
[5 empty] | 155500513500 | 457 | 155500 | 513500
[5 empty] | 156500513500 | 457 | 156500 | 513500
[5 empty] | 157500513500 | 457 | 157500 | 513500
[5 empty] | 165500513500 | 457 | 165500 | 513500
[5 empty] | 146500512500 | 457 | 146500 | 512500
[5 empty] | 147500512500 | 457 | 147500 | 512500
[5 empty] | 148500512500 | 457 | 148500 | 512500
[5 empty] | 149500512500 | 457 | 149500 | 512500
[5 empty] | 150500512500 | 457 | 150500 | 512500
[5 empty] | 151500512500 | 457 | 151500 | 512500
[5 empty] | 152500512500 | 457 | 152500 | 512500
[5 empty] | 153500512500 | 457 | 153500 | 512500
[5 empty] | 154500512500 | 457 | 154500 | 512500
[5 empty] | 155500512500 | 457 | 155500 | 512500
[5 empty] | 156500512500 | 457 | 156500 | 512500
[5 empty] | 157500512500 | 457 | 157500 | 512500
[5 empty] | 160500512500 | 457 | 160500 | 512500
[5 empty] | 161500512500 | 457 | 161500 | 512500
[5 empty] | 162500512500 | 457 | 162500 | 512500
[5 empty] | 163500512500 | 457 | 163500 | 512500
[5 empty] | 164500512500 | 457 | 164500 | 512500
[5 empty] | 165500512500 | 457 | 165500 | 512500
[5 empty] | 146500511500 | 457 | 146500 | 511500
[5 empty] | 147500511500 | 457 | 147500 | 511500
[5 empty] | 148500511500 | 457 | 148500 | 511500
[5 empty] | 149500511500 | 457 | 149500 | 511500
[5 empty] | 150500511500 | 457 | 150500 | 511500
[5 empty] | 151500511500 | 457 | 151500 | 511500
[5 empty] | 152500511500 | 457 | 152500 | 511500
[5 empty] | 153500511500 | 457 | 153500 | 511500
[5 empty] | 154500511500 | 457 | 154500 | 511500
[5 empty] | 155500511500 | 457 | 155500 | 511500
[5 empty] | 156500511500 | 457 | 156500 | 511500
[5 empty] | 157500511500 | 457 | 157500 | 511500
[5 empty] | 158500511500 | 457 | 158500 | 511500
[5 empty] | 159500511500 | 457 | 159500 | 511500
[5 empty] | 160500511500 | 457 | 160500 | 511500
[5 empty] | 161500511500 | 457 | 161500 | 511500
[5 empty] | 162500511500 | 457 | 162500 | 511500
[5 empty] | 163500511500 | 457 | 163500 | 511500
[5 empty] | 164500511500 | 457 | 164500 | 511500
[5 empty] | 165500511500 | 457 | 165500 | 511500
[5 empty] | 145500510500 | 457 | 145500 | 510500
[5 empty] | 146500510500 | 457 | 146500 | 510500
[5 empty] | 147500510500 | 457 | 147500 | 510500
[5 empty] | 148500510500 | 457 | 148500 | 510500
[5 empty] | 149500510500 | 457 | 149500 | 510500
[5 empty] | 150500510500 | 457 | 150500 | 510500
[5 empty] | 151500510500 | 457 | 151500 | 510500
[5 empty] | 152500510500 | 457 | 152500 | 510500
[5 empty] | 153500510500 | 457 | 153500 | 510500
[5 empty] | 154500510500 | 457 | 154500 | 510500
[5 empty] | 155500510500 | 457 | 155500 | 510500
[5 empty] | 156500510500 | 457 | 156500 | 510500
[5 empty] | 157500510500 | 457 | 157500 | 510500
[5 empty] | 158500510500 | 457 | 158500 | 510500
[5 empty] | 159500510500 | 457 | 159500 | 510500
[5 empty] | 160500510500 | 457 | 160500 | 510500
[5 empty] | 161500510500 | 457 | 161500 | 510500
[5 empty] | 162500510500 | 457 | 162500 | 510500
[5 empty] | 163500510500 | 457 | 163500 | 510500
[5 empty] | 164500510500 | 457 | 164500 | 510500
[5 empty] | 145500509500 | 457 | 145500 | 509500
[5 empty] | 146500509500 | 457 | 146500 | 509500
[5 empty] | 147500509500 | 457 | 147500 | 509500
[5 empty] | 148500509500 | 457 | 148500 | 509500
[5 empty] | 149500509500 | 457 | 149500 | 509500
[5 empty] | 150500509500 | 457 | 150500 | 509500
[5 empty] | 151500509500 | 457 | 151500 | 509500
[5 empty] | 152500509500 | 457 | 152500 | 509500
[5 empty] | 153500509500 | 457 | 153500 | 509500
[5 empty] | 154500509500 | 457 | 154500 | 509500
[5 empty] | 155500509500 | 457 | 155500 | 509500
[5 empty] | 156500509500 | 457 | 156500 | 509500
[5 empty] | 157500509500 | 457 | 157500 | 509500
[5 empty] | 158500509500 | 457 | 158500 | 509500
[5 empty] | 159500509500 | 457 | 159500 | 509500
[5 empty] | 160500509500 | 457 | 160500 | 509500
[5 empty] | 161500509500 | 457 | 161500 | 509500
[5 empty] | 162500509500 | 457 | 162500 | 509500
[5 empty] | 163500509500 | 457 | 163500 | 509500
[5 empty] | 164500509500 | 457 | 164500 | 509500
[5 empty] | 144500508500 | 457 | 144500 | 508500
[5 empty] | 145500508500 | 457 | 145500 | 508500
[5 empty] | 146500508500 | 457 | 146500 | 508500
[5 empty] | 147500508500 | 457 | 147500 | 508500
[5 empty] | 148500508500 | 457 | 148500 | 508500
[5 empty] | 149500508500 | 457 | 149500 | 508500
[5 empty] | 150500508500 | 457 | 150500 | 508500
[5 empty] | 151500508500 | 457 | 151500 | 508500
[5 empty] | 152500508500 | 457 | 152500 | 508500
[5 empty] | 153500508500 | 457 | 153500 | 508500
[5 empty] | 154500508500 | 457 | 154500 | 508500
[5 empty] | 155500508500 | 457 | 155500 | 508500
[5 empty] | 156500508500 | 457 | 156500 | 508500
[5 empty] | 157500508500 | 457 | 157500 | 508500
[5 empty] | 158500508500 | 457 | 158500 | 508500
[5 empty] | 159500508500 | 457 | 159500 | 508500
[5 empty] | 160500508500 | 457 | 160500 | 508500
[5 empty] | 161500508500 | 457 | 161500 | 508500
[5 empty] | 162500508500 | 457 | 162500 | 508500
[5 empty] | 163500508500 | 457 | 163500 | 508500
[5 empty] | 144500507500 | 457 | 144500 | 507500
[5 empty] | 145500507500 | 457 | 145500 | 507500
[5 empty] | 146500507500 | 457 | 146500 | 507500
[5 empty] | 147500507500 | 457 | 147500 | 507500
[5 empty] | 148500507500 | 457 | 148500 | 507500
[5 empty] | 149500507500 | 457 | 149500 | 507500
[5 empty] | 150500507500 | 457 | 150500 | 507500
[5 empty] | 151500507500 | 457 | 151500 | 507500
[5 empty] | 152500507500 | 457 | 152500 | 507500
[5 empty] | 153500507500 | 457 | 153500 | 507500
[5 empty] | 154500507500 | 457 | 154500 | 507500
[5 empty] | 155500507500 | 457 | 155500 | 507500
[5 empty] | 156500507500 | 457 | 156500 | 507500
[5 empty] | 157500507500 | 457 | 157500 | 507500
[5 empty] | 158500507500 | 457 | 158500 | 507500
[5 empty] | 159500507500 | 457 | 159500 | 507500
[5 empty] | 160500507500 | 457 | 160500 | 507500
[5 empty] | 161500507500 | 457 | 161500 | 507500
[5 empty] | 162500507500 | 457 | 162500 | 507500
[5 empty] | 163500507500 | 457 | 163500 | 507500
[5 empty] | 144500506500 | 457 | 144500 | 506500
[5 empty] | 145500506500 | 457 | 145500 | 506500
[5 empty] | 146500506500 | 457 | 146500 | 506500
[5 empty] | 147500506500 | 457 | 147500 | 506500
[5 empty] | 148500506500 | 457 | 148500 | 506500
[5 empty] | 149500506500 | 457 | 149500 | 506500
[5 empty] | 150500506500 | 457 | 150500 | 506500
[5 empty] | 151500506500 | 457 | 151500 | 506500
[5 empty] | 152500506500 | 457 | 152500 | 506500
[5 empty] | 153500506500 | 457 | 153500 | 506500
[5 empty] | 154500506500 | 457 | 154500 | 506500
[5 empty] | 155500506500 | 457 | 155500 | 506500
[5 empty] | 156500506500 | 457 | 156500 | 506500
[5 empty] | 157500506500 | 457 | 157500 | 506500
[5 empty] | 158500506500 | 457 | 158500 | 506500
[5 empty] | 159500506500 | 457 | 159500 | 506500
[5 empty] | 160500506500 | 457 | 160500 | 506500
[5 empty] | 161500506500 | 457 | 161500 | 506500
[5 empty] | 162500506500 | 457 | 162500 | 506500
[5 empty] | 163500506500 | 457 | 163500 | 506500
[5 empty] | 142500505500 | 457 | 142500 | 505500
[5 empty] | 143500505500 | 457 | 143500 | 505500
[5 empty] | 144500505500 | 457 | 144500 | 505500
[5 empty] | 145500505500 | 457 | 145500 | 505500
[5 empty] | 146500505500 | 457 | 146500 | 505500
[5 empty] | 147500505500 | 457 | 147500 | 505500
[5 empty] | 148500505500 | 457 | 148500 | 505500
[5 empty] | 149500505500 | 457 | 149500 | 505500
[5 empty] | 150500505500 | 457 | 150500 | 505500
[5 empty] | 151500505500 | 457 | 151500 | 505500
[5 empty] | 152500505500 | 457 | 152500 | 505500
[5 empty] | 153500505500 | 457 | 153500 | 505500
[5 empty] | 154500505500 | 457 | 154500 | 505500
[5 empty] | 155500505500 | 457 | 155500 | 505500
[5 empty] | 156500505500 | 457 | 156500 | 505500
[5 empty] | 157500505500 | 457 | 157500 | 505500
[5 empty] | 158500505500 | 457 | 158500 | 505500
[5 empty] | 159500505500 | 457 | 159500 | 505500
[5 empty] | 160500505500 | 457 | 160500 | 505500
[5 empty] | 161500505500 | 457 | 161500 | 505500
[5 empty] | 162500505500 | 457 | 162500 | 505500
[5 empty] | 163500505500 | 457 | 163500 | 505500
[5 empty] | 139500504500 | 457 | 139500 | 504500
[5 empty] | 140500504500 | 457 | 140500 | 504500
[5 empty] | 141500504500 | 457 | 141500 | 504500
[5 empty] | 142500504500 | 457 | 142500 | 504500
[5 empty] | 143500504500 | 457 | 143500 | 504500
[5 empty] | 144500504500 | 457 | 144500 | 504500
[5 empty] | 145500504500 | 457 | 145500 | 504500
[5 empty] | 146500504500 | 457 | 146500 | 504500
[5 empty] | 147500504500 | 457 | 147500 | 504500
[5 empty] | 148500504500 | 457 | 148500 | 504500
[5 empty] | 149500504500 | 457 | 149500 | 504500
[5 empty] | 150500504500 | 457 | 150500 | 504500
[5 empty] | 151500504500 | 457 | 151500 | 504500
[5 empty] | 152500504500 | 457 | 152500 | 504500
[5 empty] | 153500504500 | 457 | 153500 | 504500
[5 empty] | 154500504500 | 457 | 154500 | 504500
[5 empty] | 155500504500 | 457 | 155500 | 504500
[5 empty] | 156500504500 | 457 | 156500 | 504500
[5 empty] | 157500504500 | 457 | 157500 | 504500
[5 empty] | 158500504500 | 457 | 158500 | 504500
[5 empty] | 159500504500 | 457 | 159500 | 504500
[5 empty] | 160500504500 | 457 | 160500 | 504500
[5 empty] | 161500504500 | 457 | 161500 | 504500
[5 empty] | 162500504500 | 457 | 162500 | 504500
[5 empty] | 164500504500 | 457 | 164500 | 504500
[5 empty] | 165500504500 | 457 | 165500 | 504500
[5 empty] | 166500504500 | 457 | 166500 | 504500
[5 empty] | 167500504500 | 457 | 167500 | 504500
[5 empty] | 138500503500 | 457 | 138500 | 503500
[5 empty] | 139500503500 | 457 | 139500 | 503500
[5 empty] | 140500503500 | 457 | 140500 | 503500
[5 empty] | 141500503500 | 457 | 141500 | 503500
[5 empty] | 142500503500 | 457 | 142500 | 503500
[5 empty] | 143500503500 | 457 | 143500 | 503500
[5 empty] | 144500503500 | 457 | 144500 | 503500
[5 empty] | 145500503500 | 457 | 145500 | 503500
[5 empty] | 146500503500 | 457 | 146500 | 503500
[5 empty] | 147500503500 | 457 | 147500 | 503500
[5 empty] | 148500503500 | 457 | 148500 | 503500
[5 empty] | 149500503500 | 457 | 149500 | 503500
[5 empty] | 150500503500 | 457 | 150500 | 503500
[5 empty] | 151500503500 | 457 | 151500 | 503500
[5 empty] | 152500503500 | 457 | 152500 | 503500
[5 empty] | 153500503500 | 457 | 153500 | 503500
[5 empty] | 154500503500 | 457 | 154500 | 503500
[5 empty] | 155500503500 | 457 | 155500 | 503500
[5 empty] | 156500503500 | 457 | 156500 | 503500
[5 empty] | 157500503500 | 457 | 157500 | 503500
[5 empty] | 158500503500 | 457 | 158500 | 503500
[5 empty] | 159500503500 | 457 | 159500 | 503500
[5 empty] | 160500503500 | 457 | 160500 | 503500
[5 empty] | 161500503500 | 457 | 161500 | 503500
[5 empty] | 162500503500 | 457 | 162500 | 503500
[5 empty] | 163500503500 | 457 | 163500 | 503500
[5 empty] | 164500503500 | 457 | 164500 | 503500
[5 empty] | 165500503500 | 457 | 165500 | 503500
[5 empty] | 166500503500 | 457 | 166500 | 503500
[5 empty] | 167500503500 | 457 | 167500 | 503500
[5 empty] | 168500503500 | 457 | 168500 | 503500
[5 empty] | 137500502500 | 457 | 137500 | 502500
[5 empty] | 138500502500 | 457 | 138500 | 502500
[5 empty] | 139500502500 | 457 | 139500 | 502500
[5 empty] | 140500502500 | 457 | 140500 | 502500
[5 empty] | 141500502500 | 457 | 141500 | 502500
[5 empty] | 142500502500 | 457 | 142500 | 502500
[5 empty] | 143500502500 | 457 | 143500 | 502500
[5 empty] | 144500502500 | 457 | 144500 | 502500
[5 empty] | 145500502500 | 457 | 145500 | 502500
[5 empty] | 146500502500 | 457 | 146500 | 502500
[5 empty] | 147500502500 | 457 | 147500 | 502500
[5 empty] | 148500502500 | 457 | 148500 | 502500
[5 empty] | 149500502500 | 457 | 149500 | 502500
[5 empty] | 150500502500 | 457 | 150500 | 502500
[5 empty] | 151500502500 | 457 | 151500 | 502500
[5 empty] | 152500502500 | 457 | 152500 | 502500
[5 empty] | 153500502500 | 457 | 153500 | 502500
[5 empty] | 154500502500 | 457 | 154500 | 502500
[5 empty] | 155500502500 | 457 | 155500 | 502500
[5 empty] | 156500502500 | 457 | 156500 | 502500
[5 empty] | 157500502500 | 457 | 157500 | 502500
[5 empty] | 158500502500 | 457 | 158500 | 502500
[5 empty] | 159500502500 | 457 | 159500 | 502500
[5 empty] | 160500502500 | 457 | 160500 | 502500
[5 empty] | 161500502500 | 457 | 161500 | 502500
[5 empty] | 162500502500 | 457 | 162500 | 502500
[5 empty] | 163500502500 | 457 | 163500 | 502500
[5 empty] | 164500502500 | 457 | 164500 | 502500
[5 empty] | 165500502500 | 457 | 165500 | 502500
[5 empty] | 166500502500 | 457 | 166500 | 502500
[5 empty] | 167500502500 | 457 | 167500 | 502500
[5 empty] | 168500502500 | 457 | 168500 | 502500
[5 empty] | 169500502500 | 457 | 169500 | 502500
[5 empty] | 137500501500 | 457 | 137500 | 501500
[5 empty] | 138500501500 | 457 | 138500 | 501500
[5 empty] | 139500501500 | 457 | 139500 | 501500
[5 empty] | 140500501500 | 457 | 140500 | 501500
[5 empty] | 141500501500 | 457 | 141500 | 501500
[5 empty] | 142500501500 | 457 | 142500 | 501500
[5 empty] | 143500501500 | 457 | 143500 | 501500
[5 empty] | 144500501500 | 457 | 144500 | 501500
[5 empty] | 145500501500 | 457 | 145500 | 501500
[5 empty] | 146500501500 | 457 | 146500 | 501500
[5 empty] | 147500501500 | 457 | 147500 | 501500
[5 empty] | 148500501500 | 457 | 148500 | 501500
[5 empty] | 149500501500 | 457 | 149500 | 501500
[5 empty] | 150500501500 | 457 | 150500 | 501500
[5 empty] | 151500501500 | 457 | 151500 | 501500
[5 empty] | 152500501500 | 457 | 152500 | 501500
[5 empty] | 153500501500 | 457 | 153500 | 501500
[5 empty] | 154500501500 | 457 | 154500 | 501500
[5 empty] | 155500501500 | 457 | 155500 | 501500
[5 empty] | 156500501500 | 457 | 156500 | 501500
[5 empty] | 157500501500 | 457 | 157500 | 501500
[5 empty] | 158500501500 | 457 | 158500 | 501500
[5 empty] | 159500501500 | 457 | 159500 | 501500
[5 empty] | 160500501500 | 457 | 160500 | 501500
[5 empty] | 161500501500 | 457 | 161500 | 501500
[5 empty] | 162500501500 | 457 | 162500 | 501500
[5 empty] | 163500501500 | 457 | 163500 | 501500
[5 empty] | 164500501500 | 457 | 164500 | 501500
[5 empty] | 165500501500 | 457 | 165500 | 501500
[5 empty] | 166500501500 | 457 | 166500 | 501500
[5 empty] | 167500501500 | 457 | 167500 | 501500
[5 empty] | 168500501500 | 457 | 168500 | 501500
[5 empty] | 169500501500 | 457 | 169500 | 501500
[5 empty] | 136500500500 | 457 | 136500 | 500500
[5 empty] | 137500500500 | 457 | 137500 | 500500
[5 empty] | 138500500500 | 457 | 138500 | 500500
[5 empty] | 139500500500 | 457 | 139500 | 500500
[5 empty] | 140500500500 | 457 | 140500 | 500500
[5 empty] | 141500500500 | 457 | 141500 | 500500
[5 empty] | 142500500500 | 457 | 142500 | 500500
[5 empty] | 143500500500 | 457 | 143500 | 500500
[5 empty] | 144500500500 | 457 | 144500 | 500500
[5 empty] | 145500500500 | 457 | 145500 | 500500
[5 empty] | 146500500500 | 457 | 146500 | 500500
[5 empty] | 147500500500 | 457 | 147500 | 500500
[5 empty] | 148500500500 | 457 | 148500 | 500500
[5 empty] | 149500500500 | 457 | 149500 | 500500
[5 empty] | 150500500500 | 457 | 150500 | 500500
[5 empty] | 151500500500 | 457 | 151500 | 500500
[5 empty] | 152500500500 | 457 | 152500 | 500500
[5 empty] | 153500500500 | 457 | 153500 | 500500
[5 empty] | 154500500500 | 457 | 154500 | 500500
[5 empty] | 155500500500 | 457 | 155500 | 500500
[5 empty] | 156500500500 | 457 | 156500 | 500500
[5 empty] | 157500500500 | 457 | 157500 | 500500
[5 empty] | 158500500500 | 457 | 158500 | 500500
[5 empty] | 159500500500 | 457 | 159500 | 500500
[5 empty] | 160500500500 | 457 | 160500 | 500500
[5 empty] | 161500500500 | 457 | 161500 | 500500
[5 empty] | 162500500500 | 457 | 162500 | 500500
[5 empty] | 163500500500 | 457 | 163500 | 500500
[5 empty] | 164500500500 | 457 | 164500 | 500500
[5 empty] | 165500500500 | 457 | 165500 | 500500
[5 empty] | 166500500500 | 457 | 166500 | 500500
[5 empty] | 167500500500 | 457 | 167500 | 500500
[5 empty] | 168500500500 | 457 | 168500 | 500500
[5 empty] | 169500500500 | 457 | 169500 | 500500
[5 empty] | 133500499500 | 457 | 133500 | 499500
[5 empty] | 134500499500 | 457 | 134500 | 499500
[5 empty] | 135500499500 | 457 | 135500 | 499500
[5 empty] | 136500499500 | 457 | 136500 | 499500
[5 empty] | 137500499500 | 457 | 137500 | 499500
[5 empty] | 138500499500 | 457 | 138500 | 499500
[5 empty] | 139500499500 | 457 | 139500 | 499500
[5 empty] | 140500499500 | 457 | 140500 | 499500
[5 empty] | 141500499500 | 457 | 141500 | 499500
[5 empty] | 142500499500 | 457 | 142500 | 499500
[5 empty] | 143500499500 | 457 | 143500 | 499500
[5 empty] | 144500499500 | 457 | 144500 | 499500
[5 empty] | 145500499500 | 457 | 145500 | 499500
[5 empty] | 146500499500 | 457 | 146500 | 499500
[5 empty] | 147500499500 | 457 | 147500 | 499500
[5 empty] | 148500499500 | 457 | 148500 | 499500
[5 empty] | 149500499500 | 457 | 149500 | 499500
[5 empty] | 150500499500 | 457 | 150500 | 499500
[5 empty] | 151500499500 | 457 | 151500 | 499500
[5 empty] | 152500499500 | 457 | 152500 | 499500
[5 empty] | 153500499500 | 457 | 153500 | 499500
[5 empty] | 154500499500 | 457 | 154500 | 499500
[5 empty] | 155500499500 | 457 | 155500 | 499500
[5 empty] | 156500499500 | 457 | 156500 | 499500
[5 empty] | 157500499500 | 457 | 157500 | 499500
[5 empty] | 158500499500 | 457 | 158500 | 499500
[5 empty] | 159500499500 | 457 | 159500 | 499500
[5 empty] | 160500499500 | 457 | 160500 | 499500
[5 empty] | 161500499500 | 457 | 161500 | 499500
[5 empty] | 162500499500 | 457 | 162500 | 499500
[5 empty] | 163500499500 | 457 | 163500 | 499500
[5 empty] | 164500499500 | 457 | 164500 | 499500
[5 empty] | 165500499500 | 457 | 165500 | 499500
[5 empty] | 166500499500 | 457 | 166500 | 499500
[5 empty] | 167500499500 | 457 | 167500 | 499500
[5 empty] | 168500499500 | 457 | 168500 | 499500
[5 empty] | 169500499500 | 457 | 169500 | 499500
[5 empty] | 170500499500 | 457 | 170500 | 499500
[5 empty] | 134500498500 | 457 | 134500 | 498500
[5 empty] | 135500498500 | 457 | 135500 | 498500
[5 empty] | 136500498500 | 457 | 136500 | 498500
[5 empty] | 137500498500 | 457 | 137500 | 498500
[5 empty] | 138500498500 | 457 | 138500 | 498500
[5 empty] | 139500498500 | 457 | 139500 | 498500
[5 empty] | 140500498500 | 457 | 140500 | 498500
[5 empty] | 141500498500 | 457 | 141500 | 498500
[5 empty] | 142500498500 | 457 | 142500 | 498500
[5 empty] | 143500498500 | 457 | 143500 | 498500
[5 empty] | 144500498500 | 457 | 144500 | 498500
[5 empty] | 145500498500 | 457 | 145500 | 498500
[5 empty] | 146500498500 | 457 | 146500 | 498500
[5 empty] | 147500498500 | 457 | 147500 | 498500
[5 empty] | 148500498500 | 457 | 148500 | 498500
[5 empty] | 149500498500 | 457 | 149500 | 498500
[5 empty] | 150500498500 | 457 | 150500 | 498500
[5 empty] | 151500498500 | 457 | 151500 | 498500
[5 empty] | 152500498500 | 457 | 152500 | 498500
[5 empty] | 153500498500 | 457 | 153500 | 498500
[5 empty] | 154500498500 | 457 | 154500 | 498500
[5 empty] | 155500498500 | 457 | 155500 | 498500
[5 empty] | 156500498500 | 457 | 156500 | 498500
[5 empty] | 157500498500 | 457 | 157500 | 498500
[5 empty] | 158500498500 | 457 | 158500 | 498500
[5 empty] | 159500498500 | 457 | 159500 | 498500
[5 empty] | 160500498500 | 457 | 160500 | 498500
[5 empty] | 161500498500 | 457 | 161500 | 498500
[5 empty] | 162500498500 | 457 | 162500 | 498500
[5 empty] | 163500498500 | 457 | 163500 | 498500
[5 empty] | 164500498500 | 457 | 164500 | 498500
[5 empty] | 165500498500 | 457 | 165500 | 498500
[5 empty] | 166500498500 | 457 | 166500 | 498500
[5 empty] | 167500498500 | 457 | 167500 | 498500
[5 empty] | 168500498500 | 457 | 168500 | 498500
[5 empty] | 169500498500 | 457 | 169500 | 498500
[5 empty] | 134500497500 | 457 | 134500 | 497500
[5 empty] | 135500497500 | 457 | 135500 | 497500
[5 empty] | 136500497500 | 457 | 136500 | 497500
[5 empty] | 137500497500 | 457 | 137500 | 497500
[5 empty] | 138500497500 | 457 | 138500 | 497500
[5 empty] | 139500497500 | 457 | 139500 | 497500
[5 empty] | 140500497500 | 457 | 140500 | 497500
[5 empty] | 141500497500 | 457 | 141500 | 497500
[5 empty] | 142500497500 | 457 | 142500 | 497500
[5 empty] | 143500497500 | 457 | 143500 | 497500
[5 empty] | 144500497500 | 457 | 144500 | 497500
[5 empty] | 145500497500 | 457 | 145500 | 497500
[5 empty] | 146500497500 | 457 | 146500 | 497500
[5 empty] | 147500497500 | 457 | 147500 | 497500
[5 empty] | 148500497500 | 457 | 148500 | 497500
[5 empty] | 149500497500 | 457 | 149500 | 497500
[5 empty] | 150500497500 | 457 | 150500 | 497500
[5 empty] | 151500497500 | 457 | 151500 | 497500
[5 empty] | 152500497500 | 457 | 152500 | 497500
[5 empty] | 153500497500 | 457 | 153500 | 497500
[5 empty] | 154500497500 | 457 | 154500 | 497500
[5 empty] | 155500497500 | 457 | 155500 | 497500
[5 empty] | 156500497500 | 457 | 156500 | 497500
[5 empty] | 157500497500 | 457 | 157500 | 497500
[5 empty] | 158500497500 | 457 | 158500 | 497500
[5 empty] | 159500497500 | 457 | 159500 | 497500
[5 empty] | 160500497500 | 457 | 160500 | 497500
[5 empty] | 161500497500 | 457 | 161500 | 497500
[5 empty] | 162500497500 | 457 | 162500 | 497500
[5 empty] | 163500497500 | 457 | 163500 | 497500
[5 empty] | 164500497500 | 457 | 164500 | 497500
[5 empty] | 165500497500 | 457 | 165500 | 497500
[5 empty] | 166500497500 | 457 | 166500 | 497500
[5 empty] | 167500497500 | 457 | 167500 | 497500
[5 empty] | 168500497500 | 457 | 168500 | 497500
[5 empty] | 169500497500 | 457 | 169500 | 497500
[5 empty] | 170500497500 | 457 | 170500 | 497500
[5 empty] | 135500496500 | 457 | 135500 | 496500
[5 empty] | 136500496500 | 457 | 136500 | 496500
[5 empty] | 137500496500 | 457 | 137500 | 496500
[5 empty] | 138500496500 | 457 | 138500 | 496500
[5 empty] | 139500496500 | 457 | 139500 | 496500
[5 empty] | 140500496500 | 457 | 140500 | 496500
[5 empty] | 141500496500 | 457 | 141500 | 496500
[5 empty] | 142500496500 | 457 | 142500 | 496500
[5 empty] | 143500496500 | 457 | 143500 | 496500
[5 empty] | 144500496500 | 457 | 144500 | 496500
[5 empty] | 145500496500 | 457 | 145500 | 496500
[5 empty] | 146500496500 | 457 | 146500 | 496500
[5 empty] | 147500496500 | 457 | 147500 | 496500
[5 empty] | 148500496500 | 457 | 148500 | 496500
[5 empty] | 149500496500 | 457 | 149500 | 496500
[5 empty] | 150500496500 | 457 | 150500 | 496500
[5 empty] | 151500496500 | 457 | 151500 | 496500
[5 empty] | 152500496500 | 457 | 152500 | 496500
[5 empty] | 153500496500 | 457 | 153500 | 496500
[5 empty] | 154500496500 | 457 | 154500 | 496500
[5 empty] | 155500496500 | 457 | 155500 | 496500
[5 empty] | 156500496500 | 457 | 156500 | 496500
[5 empty] | 157500496500 | 457 | 157500 | 496500
[5 empty] | 158500496500 | 457 | 158500 | 496500
[5 empty] | 159500496500 | 457 | 159500 | 496500
[5 empty] | 160500496500 | 457 | 160500 | 496500
[5 empty] | 161500496500 | 457 | 161500 | 496500
[5 empty] | 162500496500 | 457 | 162500 | 496500
[5 empty] | 163500496500 | 457 | 163500 | 496500
[5 empty] | 164500496500 | 457 | 164500 | 496500
[5 empty] | 165500496500 | 457 | 165500 | 496500
[5 empty] | 166500496500 | 457 | 166500 | 496500
[5 empty] | 167500496500 | 457 | 167500 | 496500
[5 empty] | 168500496500 | 457 | 168500 | 496500
[5 empty] | 169500496500 | 457 | 169500 | 496500
[5 empty] | 170500496500 | 457 | 170500 | 496500
[5 empty] | 136500495500 | 457 | 136500 | 495500
[5 empty] | 137500495500 | 457 | 137500 | 495500
[5 empty] | 138500495500 | 457 | 138500 | 495500
[5 empty] | 139500495500 | 457 | 139500 | 495500
[5 empty] | 140500495500 | 457 | 140500 | 495500
[5 empty] | 141500495500 | 457 | 141500 | 495500
[5 empty] | 142500495500 | 457 | 142500 | 495500
[5 empty] | 143500495500 | 457 | 143500 | 495500
[5 empty] | 144500495500 | 457 | 144500 | 495500
[5 empty] | 145500495500 | 457 | 145500 | 495500
[5 empty] | 146500495500 | 457 | 146500 | 495500
[5 empty] | 147500495500 | 457 | 147500 | 495500
[5 empty] | 148500495500 | 457 | 148500 | 495500
[5 empty] | 149500495500 | 457 | 149500 | 495500
[5 empty] | 150500495500 | 457 | 150500 | 495500
[5 empty] | 151500495500 | 457 | 151500 | 495500
[5 empty] | 152500495500 | 457 | 152500 | 495500
[5 empty] | 153500495500 | 457 | 153500 | 495500
[5 empty] | 154500495500 | 457 | 154500 | 495500
[5 empty] | 155500495500 | 457 | 155500 | 495500
[5 empty] | 156500495500 | 457 | 156500 | 495500
[5 empty] | 157500495500 | 457 | 157500 | 495500
[5 empty] | 158500495500 | 457 | 158500 | 495500
[5 empty] | 159500495500 | 457 | 159500 | 495500
[5 empty] | 160500495500 | 457 | 160500 | 495500
[5 empty] | 161500495500 | 457 | 161500 | 495500
[5 empty] | 162500495500 | 457 | 162500 | 495500
[5 empty] | 163500495500 | 457 | 163500 | 495500
[5 empty] | 164500495500 | 457 | 164500 | 495500
[5 empty] | 165500495500 | 457 | 165500 | 495500
[5 empty] | 166500495500 | 457 | 166500 | 495500
[5 empty] | 167500495500 | 457 | 167500 | 495500
[5 empty] | 168500495500 | 457 | 168500 | 495500
[5 empty] | 169500495500 | 457 | 169500 | 495500
[5 empty] | 111500494500 | 457 | 111500 | 494500
[5 empty] | 112500494500 | 457 | 112500 | 494500
[5 empty] | 113500494500 | 457 | 113500 | 494500
[5 empty] | 114500494500 | 457 | 114500 | 494500
[5 empty] | 115500494500 | 457 | 115500 | 494500
[5 empty] | 116500494500 | 457 | 116500 | 494500
[5 empty] | 135500494500 | 457 | 135500 | 494500
[5 empty] | 136500494500 | 457 | 136500 | 494500
[5 empty] | 137500494500 | 457 | 137500 | 494500
[5 empty] | 138500494500 | 457 | 138500 | 494500
[5 empty] | 139500494500 | 457 | 139500 | 494500
[5 empty] | 140500494500 | 457 | 140500 | 494500
[5 empty] | 141500494500 | 457 | 141500 | 494500
[5 empty] | 142500494500 | 457 | 142500 | 494500
[5 empty] | 143500494500 | 457 | 143500 | 494500
[5 empty] | 144500494500 | 457 | 144500 | 494500
[5 empty] | 145500494500 | 457 | 145500 | 494500
[5 empty] | 146500494500 | 457 | 146500 | 494500
[5 empty] | 147500494500 | 457 | 147500 | 494500
[5 empty] | 148500494500 | 457 | 148500 | 494500
[5 empty] | 149500494500 | 457 | 149500 | 494500
[5 empty] | 150500494500 | 457 | 150500 | 494500
[5 empty] | 151500494500 | 457 | 151500 | 494500
[5 empty] | 152500494500 | 457 | 152500 | 494500
[5 empty] | 153500494500 | 457 | 153500 | 494500
[5 empty] | 154500494500 | 457 | 154500 | 494500
[5 empty] | 155500494500 | 457 | 155500 | 494500
[5 empty] | 156500494500 | 457 | 156500 | 494500
[5 empty] | 157500494500 | 457 | 157500 | 494500
[5 empty] | 158500494500 | 457 | 158500 | 494500
[5 empty] | 159500494500 | 457 | 159500 | 494500
[5 empty] | 160500494500 | 457 | 160500 | 494500
[5 empty] | 161500494500 | 457 | 161500 | 494500
[5 empty] | 162500494500 | 457 | 162500 | 494500
[5 empty] | 163500494500 | 457 | 163500 | 494500
[5 empty] | 164500494500 | 457 | 164500 | 494500
[5 empty] | 165500494500 | 457 | 165500 | 494500
[5 empty] | 166500494500 | 457 | 166500 | 494500
[5 empty] | 167500494500 | 457 | 167500 | 494500
[5 empty] | 168500494500 | 457 | 168500 | 494500
[5 empty] | 110500493500 | 457 | 110500 | 493500
[5 empty] | 111500493500 | 457 | 111500 | 493500
[5 empty] | 112500493500 | 457 | 112500 | 493500
[5 empty] | 113500493500 | 457 | 113500 | 493500
[5 empty] | 114500493500 | 457 | 114500 | 493500
[5 empty] | 115500493500 | 457 | 115500 | 493500
[5 empty] | 116500493500 | 457 | 116500 | 493500
[5 empty] | 117500493500 | 457 | 117500 | 493500
[5 empty] | 118500493500 | 457 | 118500 | 493500
[5 empty] | 119500493500 | 457 | 119500 | 493500
[5 empty] | 120500493500 | 457 | 120500 | 493500
[5 empty] | 121500493500 | 457 | 121500 | 493500
[5 empty] | 135500493500 | 457 | 135500 | 493500
[5 empty] | 136500493500 | 457 | 136500 | 493500
[5 empty] | 137500493500 | 457 | 137500 | 493500
[5 empty] | 138500493500 | 457 | 138500 | 493500
[5 empty] | 139500493500 | 457 | 139500 | 493500
[5 empty] | 140500493500 | 457 | 140500 | 493500
[5 empty] | 141500493500 | 457 | 141500 | 493500
[5 empty] | 142500493500 | 457 | 142500 | 493500
[5 empty] | 143500493500 | 457 | 143500 | 493500
[5 empty] | 144500493500 | 457 | 144500 | 493500
[5 empty] | 145500493500 | 457 | 145500 | 493500
[5 empty] | 146500493500 | 457 | 146500 | 493500
[5 empty] | 147500493500 | 457 | 147500 | 493500
[5 empty] | 148500493500 | 457 | 148500 | 493500
[5 empty] | 149500493500 | 457 | 149500 | 493500
[5 empty] | 150500493500 | 457 | 150500 | 493500
[5 empty] | 151500493500 | 457 | 151500 | 493500
[5 empty] | 152500493500 | 457 | 152500 | 493500
[5 empty] | 153500493500 | 457 | 153500 | 493500
[5 empty] | 154500493500 | 457 | 154500 | 493500
[5 empty] | 155500493500 | 457 | 155500 | 493500
[5 empty] | 156500493500 | 457 | 156500 | 493500
[5 empty] | 157500493500 | 457 | 157500 | 493500
[5 empty] | 158500493500 | 457 | 158500 | 493500
[5 empty] | 159500493500 | 457 | 159500 | 493500
[5 empty] | 160500493500 | 457 | 160500 | 493500
[5 empty] | 161500493500 | 457 | 161500 | 493500
[5 empty] | 162500493500 | 457 | 162500 | 493500
[5 empty] | 163500493500 | 457 | 163500 | 493500
[5 empty] | 164500493500 | 457 | 164500 | 493500
[5 empty] | 165500493500 | 457 | 165500 | 493500
[5 empty] | 166500493500 | 457 | 166500 | 493500
[5 empty] | 167500493500 | 457 | 167500 | 493500
[5 empty] | 168500493500 | 457 | 168500 | 493500
[5 empty] | 108500492500 | 457 | 108500 | 492500
[5 empty] | 109500492500 | 457 | 109500 | 492500
[5 empty] | 110500492500 | 457 | 110500 | 492500
[5 empty] | 111500492500 | 457 | 111500 | 492500
[5 empty] | 112500492500 | 457 | 112500 | 492500
[5 empty] | 113500492500 | 457 | 113500 | 492500
[5 empty] | 114500492500 | 457 | 114500 | 492500
[5 empty] | 115500492500 | 457 | 115500 | 492500
[5 empty] | 116500492500 | 457 | 116500 | 492500
[5 empty] | 117500492500 | 457 | 117500 | 492500
[5 empty] | 118500492500 | 457 | 118500 | 492500
[5 empty] | 119500492500 | 457 | 119500 | 492500
[5 empty] | 120500492500 | 457 | 120500 | 492500
[5 empty] | 121500492500 | 457 | 121500 | 492500
[5 empty] | 122500492500 | 457 | 122500 | 492500
[5 empty] | 123500492500 | 457 | 123500 | 492500
[5 empty] | 124500492500 | 457 | 124500 | 492500
[5 empty] | 125500492500 | 457 | 125500 | 492500
[5 empty] | 137500492500 | 457 | 137500 | 492500
[5 empty] | 138500492500 | 457 | 138500 | 492500
[5 empty] | 139500492500 | 457 | 139500 | 492500
[5 empty] | 140500492500 | 457 | 140500 | 492500
[5 empty] | 141500492500 | 457 | 141500 | 492500
[5 empty] | 142500492500 | 457 | 142500 | 492500
[5 empty] | 143500492500 | 457 | 143500 | 492500
[5 empty] | 144500492500 | 457 | 144500 | 492500
[5 empty] | 145500492500 | 457 | 145500 | 492500
[5 empty] | 146500492500 | 457 | 146500 | 492500
[5 empty] | 147500492500 | 457 | 147500 | 492500
[5 empty] | 148500492500 | 457 | 148500 | 492500
[5 empty] | 149500492500 | 457 | 149500 | 492500
[5 empty] | 150500492500 | 457 | 150500 | 492500
[5 empty] | 151500492500 | 457 | 151500 | 492500
[5 empty] | 152500492500 | 457 | 152500 | 492500
[5 empty] | 153500492500 | 457 | 153500 | 492500
[5 empty] | 154500492500 | 457 | 154500 | 492500
[5 empty] | 155500492500 | 457 | 155500 | 492500
[5 empty] | 156500492500 | 457 | 156500 | 492500
[5 empty] | 157500492500 | 457 | 157500 | 492500
[5 empty] | 158500492500 | 457 | 158500 | 492500
[5 empty] | 159500492500 | 457 | 159500 | 492500
[5 empty] | 160500492500 | 457 | 160500 | 492500
[5 empty] | 161500492500 | 457 | 161500 | 492500
[5 empty] | 162500492500 | 457 | 162500 | 492500
[5 empty] | 163500492500 | 457 | 163500 | 492500
[5 empty] | 164500492500 | 457 | 164500 | 492500
[5 empty] | 165500492500 | 457 | 165500 | 492500
[5 empty] | 166500492500 | 457 | 166500 | 492500
[5 empty] | 167500492500 | 457 | 167500 | 492500
[5 empty] | 104500491500 | 457 | 104500 | 491500
[5 empty] | 107500491500 | 457 | 107500 | 491500
[5 empty] | 108500491500 | 457 | 108500 | 491500
[5 empty] | 109500491500 | 457 | 109500 | 491500
[5 empty] | 110500491500 | 457 | 110500 | 491500
[5 empty] | 111500491500 | 457 | 111500 | 491500
[5 empty] | 112500491500 | 457 | 112500 | 491500
[5 empty] | 113500491500 | 457 | 113500 | 491500
[5 empty] | 114500491500 | 457 | 114500 | 491500
[5 empty] | 115500491500 | 457 | 115500 | 491500
[5 empty] | 116500491500 | 457 | 116500 | 491500
[5 empty] | 117500491500 | 457 | 117500 | 491500
[5 empty] | 118500491500 | 457 | 118500 | 491500
[5 empty] | 119500491500 | 457 | 119500 | 491500
[5 empty] | 120500491500 | 457 | 120500 | 491500
[5 empty] | 121500491500 | 457 | 121500 | 491500
[5 empty] | 122500491500 | 457 | 122500 | 491500
[5 empty] | 123500491500 | 457 | 123500 | 491500
[5 empty] | 124500491500 | 457 | 124500 | 491500
[5 empty] | 125500491500 | 457 | 125500 | 491500
[5 empty] | 126500491500 | 457 | 126500 | 491500
[5 empty] | 134500491500 | 457 | 134500 | 491500
[5 empty] | 135500491500 | 457 | 135500 | 491500
[5 empty] | 137500491500 | 457 | 137500 | 491500
[5 empty] | 138500491500 | 457 | 138500 | 491500
[5 empty] | 139500491500 | 457 | 139500 | 491500
[5 empty] | 140500491500 | 457 | 140500 | 491500
[5 empty] | 141500491500 | 457 | 141500 | 491500
[5 empty] | 142500491500 | 457 | 142500 | 491500
[5 empty] | 143500491500 | 457 | 143500 | 491500
[5 empty] | 144500491500 | 457 | 144500 | 491500
[5 empty] | 145500491500 | 457 | 145500 | 491500
[5 empty] | 146500491500 | 457 | 146500 | 491500
[5 empty] | 147500491500 | 457 | 147500 | 491500
[5 empty] | 148500491500 | 457 | 148500 | 491500
[5 empty] | 149500491500 | 457 | 149500 | 491500
[5 empty] | 150500491500 | 457 | 150500 | 491500
[5 empty] | 151500491500 | 457 | 151500 | 491500
[5 empty] | 152500491500 | 457 | 152500 | 491500
[5 empty] | 153500491500 | 457 | 153500 | 491500
[5 empty] | 154500491500 | 457 | 154500 | 491500
[5 empty] | 155500491500 | 457 | 155500 | 491500
[5 empty] | 156500491500 | 457 | 156500 | 491500
[5 empty] | 157500491500 | 457 | 157500 | 491500
[5 empty] | 158500491500 | 457 | 158500 | 491500
[5 empty] | 159500491500 | 457 | 159500 | 491500
[5 empty] | 160500491500 | 457 | 160500 | 491500
[5 empty] | 161500491500 | 457 | 161500 | 491500
[5 empty] | 162500491500 | 457 | 162500 | 491500
[5 empty] | 163500491500 | 457 | 163500 | 491500
[5 empty] | 164500491500 | 457 | 164500 | 491500
[5 empty] | 165500491500 | 457 | 165500 | 491500
[5 empty] | 166500491500 | 457 | 166500 | 491500
[5 empty] | 102500490500 | 457 | 102500 | 490500
[5 empty] | 103500490500 | 457 | 103500 | 490500
[5 empty] | 104500490500 | 457 | 104500 | 490500
[5 empty] | 105500490500 | 457 | 105500 | 490500
[5 empty] | 106500490500 | 457 | 106500 | 490500
[5 empty] | 107500490500 | 457 | 107500 | 490500
[5 empty] | 108500490500 | 457 | 108500 | 490500
[5 empty] | 109500490500 | 457 | 109500 | 490500
[5 empty] | 110500490500 | 457 | 110500 | 490500
[5 empty] | 111500490500 | 457 | 111500 | 490500
[5 empty] | 112500490500 | 457 | 112500 | 490500
[5 empty] | 113500490500 | 457 | 113500 | 490500
[5 empty] | 114500490500 | 457 | 114500 | 490500
[5 empty] | 115500490500 | 457 | 115500 | 490500
[5 empty] | 116500490500 | 457 | 116500 | 490500
[5 empty] | 117500490500 | 457 | 117500 | 490500
[5 empty] | 118500490500 | 457 | 118500 | 490500
[5 empty] | 119500490500 | 457 | 119500 | 490500
[5 empty] | 120500490500 | 457 | 120500 | 490500
[5 empty] | 121500490500 | 457 | 121500 | 490500
[5 empty] | 122500490500 | 457 | 122500 | 490500
[5 empty] | 123500490500 | 457 | 123500 | 490500
[5 empty] | 124500490500 | 457 | 124500 | 490500
[5 empty] | 125500490500 | 457 | 125500 | 490500
[5 empty] | 126500490500 | 457 | 126500 | 490500
[5 empty] | 130500490500 | 457 | 130500 | 490500
[5 empty] | 131500490500 | 457 | 131500 | 490500
[5 empty] | 132500490500 | 457 | 132500 | 490500
[5 empty] | 133500490500 | 457 | 133500 | 490500
[5 empty] | 134500490500 | 457 | 134500 | 490500
[5 empty] | 135500490500 | 457 | 135500 | 490500
[5 empty] | 136500490500 | 457 | 136500 | 490500
[5 empty] | 137500490500 | 457 | 137500 | 490500
[5 empty] | 138500490500 | 457 | 138500 | 490500
[5 empty] | 139500490500 | 457 | 139500 | 490500
[5 empty] | 140500490500 | 457 | 140500 | 490500
[5 empty] | 141500490500 | 457 | 141500 | 490500
[5 empty] | 142500490500 | 457 | 142500 | 490500
[5 empty] | 143500490500 | 457 | 143500 | 490500
[5 empty] | 144500490500 | 457 | 144500 | 490500
[5 empty] | 145500490500 | 457 | 145500 | 490500
[5 empty] | 146500490500 | 457 | 146500 | 490500
[5 empty] | 147500490500 | 457 | 147500 | 490500
[5 empty] | 148500490500 | 457 | 148500 | 490500
[5 empty] | 149500490500 | 457 | 149500 | 490500
[5 empty] | 150500490500 | 457 | 150500 | 490500
[5 empty] | 151500490500 | 457 | 151500 | 490500
[5 empty] | 152500490500 | 457 | 152500 | 490500
[5 empty] | 153500490500 | 457 | 153500 | 490500
[5 empty] | 154500490500 | 457 | 154500 | 490500
[5 empty] | 155500490500 | 457 | 155500 | 490500
[5 empty] | 156500490500 | 457 | 156500 | 490500
[5 empty] | 157500490500 | 457 | 157500 | 490500
[5 empty] | 158500490500 | 457 | 158500 | 490500
[5 empty] | 159500490500 | 457 | 159500 | 490500
[5 empty] | 160500490500 | 457 | 160500 | 490500
[5 empty] | 161500490500 | 457 | 161500 | 490500
[5 empty] | 162500490500 | 457 | 162500 | 490500
[5 empty] | 163500490500 | 457 | 163500 | 490500
[5 empty] | 164500490500 | 457 | 164500 | 490500
[5 empty] | 165500490500 | 457 | 165500 | 490500
[5 empty] | 100500489500 | 457 | 100500 | 489500
[5 empty] | 101500489500 | 457 | 101500 | 489500
[5 empty] | 102500489500 | 457 | 102500 | 489500
[5 empty] | 103500489500 | 457 | 103500 | 489500
[5 empty] | 104500489500 | 457 | 104500 | 489500
[5 empty] | 105500489500 | 457 | 105500 | 489500
[5 empty] | 106500489500 | 457 | 106500 | 489500
[5 empty] | 107500489500 | 457 | 107500 | 489500
[5 empty] | 108500489500 | 457 | 108500 | 489500
[5 empty] | 109500489500 | 457 | 109500 | 489500
[5 empty] | 110500489500 | 457 | 110500 | 489500
[5 empty] | 111500489500 | 457 | 111500 | 489500
[5 empty] | 112500489500 | 457 | 112500 | 489500
[5 empty] | 113500489500 | 457 | 113500 | 489500
[5 empty] | 114500489500 | 457 | 114500 | 489500
[5 empty] | 115500489500 | 457 | 115500 | 489500
[5 empty] | 116500489500 | 457 | 116500 | 489500
[5 empty] | 117500489500 | 457 | 117500 | 489500
[5 empty] | 118500489500 | 457 | 118500 | 489500
[5 empty] | 119500489500 | 457 | 119500 | 489500
[5 empty] | 120500489500 | 457 | 120500 | 489500
[5 empty] | 121500489500 | 457 | 121500 | 489500
[5 empty] | 122500489500 | 457 | 122500 | 489500
[5 empty] | 123500489500 | 457 | 123500 | 489500
[5 empty] | 124500489500 | 457 | 124500 | 489500
[5 empty] | 125500489500 | 457 | 125500 | 489500
[5 empty] | 126500489500 | 457 | 126500 | 489500
[5 empty] | 127500489500 | 457 | 127500 | 489500
[5 empty] | 130500489500 | 457 | 130500 | 489500
[5 empty] | 131500489500 | 457 | 131500 | 489500
[5 empty] | 132500489500 | 457 | 132500 | 489500
[5 empty] | 133500489500 | 457 | 133500 | 489500
[5 empty] | 134500489500 | 457 | 134500 | 489500
[5 empty] | 135500489500 | 457 | 135500 | 489500
[5 empty] | 136500489500 | 457 | 136500 | 489500
[5 empty] | 137500489500 | 457 | 137500 | 489500
[5 empty] | 138500489500 | 457 | 138500 | 489500
[5 empty] | 139500489500 | 457 | 139500 | 489500
[5 empty] | 140500489500 | 457 | 140500 | 489500
[5 empty] | 141500489500 | 457 | 141500 | 489500
[5 empty] | 142500489500 | 457 | 142500 | 489500
[5 empty] | 143500489500 | 457 | 143500 | 489500
[5 empty] | 144500489500 | 457 | 144500 | 489500
[5 empty] | 145500489500 | 457 | 145500 | 489500
[5 empty] | 146500489500 | 457 | 146500 | 489500
[5 empty] | 147500489500 | 457 | 147500 | 489500
[5 empty] | 148500489500 | 457 | 148500 | 489500
[5 empty] | 149500489500 | 457 | 149500 | 489500
[5 empty] | 150500489500 | 457 | 150500 | 489500
[5 empty] | 151500489500 | 457 | 151500 | 489500
[5 empty] | 152500489500 | 457 | 152500 | 489500
[5 empty] | 153500489500 | 457 | 153500 | 489500
[5 empty] | 154500489500 | 457 | 154500 | 489500
[5 empty] | 155500489500 | 457 | 155500 | 489500
[5 empty] | 160500489500 | 457 | 160500 | 489500
[5 empty] | 161500489500 | 457 | 161500 | 489500
[5 empty] | 162500489500 | 457 | 162500 | 489500
[5 empty] | 163500489500 | 457 | 163500 | 489500
[5 empty] | 164500489500 | 457 | 164500 | 489500
[5 empty] | 165500489500 | 457 | 165500 | 489500
[5 empty] | 99500488500 | 457 | 99500 | 488500
[5 empty] | 100500488500 | 457 | 100500 | 488500
[5 empty] | 101500488500 | 457 | 101500 | 488500
[5 empty] | 102500488500 | 457 | 102500 | 488500
[5 empty] | 103500488500 | 457 | 103500 | 488500
[5 empty] | 104500488500 | 457 | 104500 | 488500
[5 empty] | 105500488500 | 457 | 105500 | 488500
[5 empty] | 106500488500 | 457 | 106500 | 488500
[5 empty] | 107500488500 | 457 | 107500 | 488500
[5 empty] | 108500488500 | 457 | 108500 | 488500
[5 empty] | 109500488500 | 457 | 109500 | 488500
[5 empty] | 110500488500 | 457 | 110500 | 488500
[5 empty] | 111500488500 | 457 | 111500 | 488500
[5 empty] | 112500488500 | 457 | 112500 | 488500
[5 empty] | 113500488500 | 457 | 113500 | 488500
[5 empty] | 114500488500 | 457 | 114500 | 488500
[5 empty] | 115500488500 | 457 | 115500 | 488500
[5 empty] | 116500488500 | 457 | 116500 | 488500
[5 empty] | 117500488500 | 457 | 117500 | 488500
[5 empty] | 118500488500 | 457 | 118500 | 488500
[5 empty] | 119500488500 | 457 | 119500 | 488500
[5 empty] | 120500488500 | 457 | 120500 | 488500
[5 empty] | 121500488500 | 457 | 121500 | 488500
[5 empty] | 122500488500 | 457 | 122500 | 488500
[5 empty] | 123500488500 | 457 | 123500 | 488500
[5 empty] | 124500488500 | 457 | 124500 | 488500
[5 empty] | 125500488500 | 457 | 125500 | 488500
[5 empty] | 126500488500 | 457 | 126500 | 488500
[5 empty] | 127500488500 | 457 | 127500 | 488500
[5 empty] | 128500488500 | 457 | 128500 | 488500
[5 empty] | 129500488500 | 457 | 129500 | 488500
[5 empty] | 130500488500 | 457 | 130500 | 488500
[5 empty] | 131500488500 | 457 | 131500 | 488500
[5 empty] | 132500488500 | 457 | 132500 | 488500
[5 empty] | 133500488500 | 457 | 133500 | 488500
[5 empty] | 134500488500 | 457 | 134500 | 488500
[5 empty] | 135500488500 | 457 | 135500 | 488500
[5 empty] | 136500488500 | 457 | 136500 | 488500
[5 empty] | 137500488500 | 457 | 137500 | 488500
[5 empty] | 138500488500 | 457 | 138500 | 488500
[5 empty] | 139500488500 | 457 | 139500 | 488500
[5 empty] | 140500488500 | 457 | 140500 | 488500
[5 empty] | 141500488500 | 457 | 141500 | 488500
[5 empty] | 142500488500 | 457 | 142500 | 488500
[5 empty] | 143500488500 | 457 | 143500 | 488500
[5 empty] | 144500488500 | 457 | 144500 | 488500
[5 empty] | 145500488500 | 457 | 145500 | 488500
[5 empty] | 146500488500 | 457 | 146500 | 488500
[5 empty] | 147500488500 | 457 | 147500 | 488500
[5 empty] | 148500488500 | 457 | 148500 | 488500
[5 empty] | 149500488500 | 457 | 149500 | 488500
[5 empty] | 160500488500 | 457 | 160500 | 488500
[5 empty] | 161500488500 | 457 | 161500 | 488500
[5 empty] | 162500488500 | 457 | 162500 | 488500
[5 empty] | 163500488500 | 457 | 163500 | 488500
[5 empty] | 98500487500 | 457 | 98500 | 487500
[5 empty] | 99500487500 | 457 | 99500 | 487500
[5 empty] | 100500487500 | 457 | 100500 | 487500
[5 empty] | 101500487500 | 457 | 101500 | 487500
[5 empty] | 102500487500 | 457 | 102500 | 487500
[5 empty] | 103500487500 | 457 | 103500 | 487500
[5 empty] | 104500487500 | 457 | 104500 | 487500
[5 empty] | 105500487500 | 457 | 105500 | 487500
[5 empty] | 106500487500 | 457 | 106500 | 487500
[5 empty] | 107500487500 | 457 | 107500 | 487500
[5 empty] | 108500487500 | 457 | 108500 | 487500
[5 empty] | 109500487500 | 457 | 109500 | 487500
[5 empty] | 110500487500 | 457 | 110500 | 487500
[5 empty] | 111500487500 | 457 | 111500 | 487500
[5 empty] | 112500487500 | 457 | 112500 | 487500
[5 empty] | 113500487500 | 457 | 113500 | 487500
[5 empty] | 114500487500 | 457 | 114500 | 487500
[5 empty] | 115500487500 | 457 | 115500 | 487500
[5 empty] | 116500487500 | 457 | 116500 | 487500
[5 empty] | 117500487500 | 457 | 117500 | 487500
[5 empty] | 118500487500 | 457 | 118500 | 487500
[5 empty] | 119500487500 | 457 | 119500 | 487500
[5 empty] | 120500487500 | 457 | 120500 | 487500
[5 empty] | 121500487500 | 457 | 121500 | 487500
[5 empty] | 122500487500 | 457 | 122500 | 487500
[5 empty] | 123500487500 | 457 | 123500 | 487500
[5 empty] | 124500487500 | 457 | 124500 | 487500
[5 empty] | 125500487500 | 457 | 125500 | 487500
[5 empty] | 126500487500 | 457 | 126500 | 487500
[5 empty] | 127500487500 | 457 | 127500 | 487500
[5 empty] | 128500487500 | 457 | 128500 | 487500
[5 empty] | 129500487500 | 457 | 129500 | 487500
[5 empty] | 130500487500 | 457 | 130500 | 487500
[5 empty] | 131500487500 | 457 | 131500 | 487500
[5 empty] | 132500487500 | 457 | 132500 | 487500
[5 empty] | 133500487500 | 457 | 133500 | 487500
[5 empty] | 134500487500 | 457 | 134500 | 487500
[5 empty] | 135500487500 | 457 | 135500 | 487500
[5 empty] | 136500487500 | 457 | 136500 | 487500
[5 empty] | 137500487500 | 457 | 137500 | 487500
[5 empty] | 138500487500 | 457 | 138500 | 487500
[5 empty] | 139500487500 | 457 | 139500 | 487500
[5 empty] | 140500487500 | 457 | 140500 | 487500
[5 empty] | 141500487500 | 457 | 141500 | 487500
[5 empty] | 142500487500 | 457 | 142500 | 487500
[5 empty] | 143500487500 | 457 | 143500 | 487500
[5 empty] | 144500487500 | 457 | 144500 | 487500
[5 empty] | 145500487500 | 457 | 145500 | 487500
[5 empty] | 146500487500 | 457 | 146500 | 487500
[5 empty] | 147500487500 | 457 | 147500 | 487500
[5 empty] | 148500487500 | 457 | 148500 | 487500
[5 empty] | 161500487500 | 457 | 161500 | 487500
[5 empty] | 162500487500 | 457 | 162500 | 487500
[5 empty] | 97500486500 | 457 | 97500 | 486500
[5 empty] | 98500486500 | 457 | 98500 | 486500
[5 empty] | 99500486500 | 457 | 99500 | 486500
[5 empty] | 100500486500 | 457 | 100500 | 486500
[5 empty] | 101500486500 | 457 | 101500 | 486500
[5 empty] | 102500486500 | 457 | 102500 | 486500
[5 empty] | 103500486500 | 457 | 103500 | 486500
[5 empty] | 104500486500 | 457 | 104500 | 486500
[5 empty] | 105500486500 | 457 | 105500 | 486500
[5 empty] | 106500486500 | 457 | 106500 | 486500
[5 empty] | 107500486500 | 457 | 107500 | 486500
[5 empty] | 108500486500 | 457 | 108500 | 486500
[5 empty] | 109500486500 | 457 | 109500 | 486500
[5 empty] | 110500486500 | 457 | 110500 | 486500
[5 empty] | 111500486500 | 457 | 111500 | 486500
[5 empty] | 112500486500 | 457 | 112500 | 486500
[5 empty] | 113500486500 | 457 | 113500 | 486500
[5 empty] | 114500486500 | 457 | 114500 | 486500
[5 empty] | 115500486500 | 457 | 115500 | 486500
[5 empty] | 116500486500 | 457 | 116500 | 486500
[5 empty] | 117500486500 | 457 | 117500 | 486500
[5 empty] | 118500486500 | 457 | 118500 | 486500
[5 empty] | 119500486500 | 457 | 119500 | 486500
[5 empty] | 120500486500 | 457 | 120500 | 486500
[5 empty] | 121500486500 | 457 | 121500 | 486500
[5 empty] | 122500486500 | 457 | 122500 | 486500
[5 empty] | 123500486500 | 457 | 123500 | 486500
[5 empty] | 124500486500 | 457 | 124500 | 486500
[5 empty] | 125500486500 | 457 | 125500 | 486500
[5 empty] | 126500486500 | 457 | 126500 | 486500
[5 empty] | 127500486500 | 457 | 127500 | 486500
[5 empty] | 128500486500 | 457 | 128500 | 486500
[5 empty] | 129500486500 | 457 | 129500 | 486500
[5 empty] | 130500486500 | 457 | 130500 | 486500
[5 empty] | 131500486500 | 457 | 131500 | 486500
[5 empty] | 132500486500 | 457 | 132500 | 486500
[5 empty] | 133500486500 | 457 | 133500 | 486500
[5 empty] | 134500486500 | 457 | 134500 | 486500
[5 empty] | 135500486500 | 457 | 135500 | 486500
[5 empty] | 136500486500 | 457 | 136500 | 486500
[5 empty] | 137500486500 | 457 | 137500 | 486500
[5 empty] | 138500486500 | 457 | 138500 | 486500
[5 empty] | 139500486500 | 457 | 139500 | 486500
[5 empty] | 140500486500 | 457 | 140500 | 486500
[5 empty] | 141500486500 | 457 | 141500 | 486500
[5 empty] | 142500486500 | 457 | 142500 | 486500
[5 empty] | 143500486500 | 457 | 143500 | 486500
[5 empty] | 144500486500 | 457 | 144500 | 486500
[5 empty] | 145500486500 | 457 | 145500 | 486500
[5 empty] | 146500486500 | 457 | 146500 | 486500
[5 empty] | 97500485500 | 457 | 97500 | 485500
[5 empty] | 98500485500 | 457 | 98500 | 485500
[5 empty] | 99500485500 | 457 | 99500 | 485500
[5 empty] | 100500485500 | 457 | 100500 | 485500
[5 empty] | 101500485500 | 457 | 101500 | 485500
[5 empty] | 102500485500 | 457 | 102500 | 485500
[5 empty] | 103500485500 | 457 | 103500 | 485500
[5 empty] | 104500485500 | 457 | 104500 | 485500
[5 empty] | 105500485500 | 457 | 105500 | 485500
[5 empty] | 106500485500 | 457 | 106500 | 485500
[5 empty] | 107500485500 | 457 | 107500 | 485500
[5 empty] | 108500485500 | 457 | 108500 | 485500
[5 empty] | 109500485500 | 457 | 109500 | 485500
[5 empty] | 110500485500 | 457 | 110500 | 485500
[5 empty] | 111500485500 | 457 | 111500 | 485500
[5 empty] | 112500485500 | 457 | 112500 | 485500
[5 empty] | 113500485500 | 457 | 113500 | 485500
[5 empty] | 114500485500 | 457 | 114500 | 485500
[5 empty] | 115500485500 | 457 | 115500 | 485500
[5 empty] | 116500485500 | 457 | 116500 | 485500
[5 empty] | 117500485500 | 457 | 117500 | 485500
[5 empty] | 118500485500 | 457 | 118500 | 485500
[5 empty] | 119500485500 | 457 | 119500 | 485500
[5 empty] | 120500485500 | 457 | 120500 | 485500
[5 empty] | 121500485500 | 457 | 121500 | 485500
[5 empty] | 122500485500 | 457 | 122500 | 485500
[5 empty] | 123500485500 | 457 | 123500 | 485500
[5 empty] | 124500485500 | 457 | 124500 | 485500
[5 empty] | 125500485500 | 457 | 125500 | 485500
[5 empty] | 126500485500 | 457 | 126500 | 485500
[5 empty] | 127500485500 | 457 | 127500 | 485500
[5 empty] | 128500485500 | 457 | 128500 | 485500
[5 empty] | 129500485500 | 457 | 129500 | 485500
[5 empty] | 130500485500 | 457 | 130500 | 485500
[5 empty] | 131500485500 | 457 | 131500 | 485500
[5 empty] | 132500485500 | 457 | 132500 | 485500
[5 empty] | 133500485500 | 457 | 133500 | 485500
[5 empty] | 134500485500 | 457 | 134500 | 485500
[5 empty] | 135500485500 | 457 | 135500 | 485500
[5 empty] | 136500485500 | 457 | 136500 | 485500
[5 empty] | 137500485500 | 457 | 137500 | 485500
[5 empty] | 138500485500 | 457 | 138500 | 485500
[5 empty] | 139500485500 | 457 | 139500 | 485500
[5 empty] | 140500485500 | 457 | 140500 | 485500
[5 empty] | 141500485500 | 457 | 141500 | 485500
[5 empty] | 142500485500 | 457 | 142500 | 485500
[5 empty] | 143500485500 | 457 | 143500 | 485500
[5 empty] | 144500485500 | 457 | 144500 | 485500
[5 empty] | 145500485500 | 457 | 145500 | 485500
[5 empty] | 146500485500 | 457 | 146500 | 485500
[5 empty] | 97500484500 | 457 | 97500 | 484500
[5 empty] | 98500484500 | 457 | 98500 | 484500
[5 empty] | 99500484500 | 457 | 99500 | 484500
[5 empty] | 100500484500 | 457 | 100500 | 484500
[5 empty] | 101500484500 | 457 | 101500 | 484500
[5 empty] | 102500484500 | 457 | 102500 | 484500
[5 empty] | 103500484500 | 457 | 103500 | 484500
[5 empty] | 104500484500 | 457 | 104500 | 484500
[5 empty] | 105500484500 | 457 | 105500 | 484500
[5 empty] | 106500484500 | 457 | 106500 | 484500
[5 empty] | 107500484500 | 457 | 107500 | 484500
[5 empty] | 108500484500 | 457 | 108500 | 484500
[5 empty] | 109500484500 | 457 | 109500 | 484500
[5 empty] | 110500484500 | 457 | 110500 | 484500
[5 empty] | 111500484500 | 457 | 111500 | 484500
[5 empty] | 112500484500 | 457 | 112500 | 484500
[5 empty] | 113500484500 | 457 | 113500 | 484500
[5 empty] | 114500484500 | 457 | 114500 | 484500
[5 empty] | 115500484500 | 457 | 115500 | 484500
[5 empty] | 116500484500 | 457 | 116500 | 484500
[5 empty] | 117500484500 | 457 | 117500 | 484500
[5 empty] | 118500484500 | 457 | 118500 | 484500
[5 empty] | 119500484500 | 457 | 119500 | 484500
[5 empty] | 120500484500 | 457 | 120500 | 484500
[5 empty] | 121500484500 | 457 | 121500 | 484500
[5 empty] | 122500484500 | 457 | 122500 | 484500
[5 empty] | 123500484500 | 457 | 123500 | 484500
[5 empty] | 124500484500 | 457 | 124500 | 484500
[5 empty] | 125500484500 | 457 | 125500 | 484500
[5 empty] | 126500484500 | 457 | 126500 | 484500
[5 empty] | 127500484500 | 457 | 127500 | 484500
[5 empty] | 128500484500 | 457 | 128500 | 484500
[5 empty] | 129500484500 | 457 | 129500 | 484500
[5 empty] | 130500484500 | 457 | 130500 | 484500
[5 empty] | 131500484500 | 457 | 131500 | 484500
[5 empty] | 132500484500 | 457 | 132500 | 484500
[5 empty] | 133500484500 | 457 | 133500 | 484500
[5 empty] | 134500484500 | 457 | 134500 | 484500
[5 empty] | 135500484500 | 457 | 135500 | 484500
[5 empty] | 136500484500 | 457 | 136500 | 484500
[5 empty] | 137500484500 | 457 | 137500 | 484500
[5 empty] | 138500484500 | 457 | 138500 | 484500
[5 empty] | 139500484500 | 457 | 139500 | 484500
[5 empty] | 140500484500 | 457 | 140500 | 484500
[5 empty] | 141500484500 | 457 | 141500 | 484500
[5 empty] | 142500484500 | 457 | 142500 | 484500
[5 empty] | 143500484500 | 457 | 143500 | 484500
[5 empty] | 144500484500 | 457 | 144500 | 484500
[5 empty] | 145500484500 | 457 | 145500 | 484500
[5 empty] | 146500484500 | 457 | 146500 | 484500
[5 empty] | 147500484500 | 457 | 147500 | 484500
[5 empty] | 97500483500 | 457 | 97500 | 483500
[5 empty] | 98500483500 | 457 | 98500 | 483500
[5 empty] | 99500483500 | 457 | 99500 | 483500
[5 empty] | 100500483500 | 457 | 100500 | 483500
[5 empty] | 101500483500 | 457 | 101500 | 483500
[5 empty] | 102500483500 | 457 | 102500 | 483500
[5 empty] | 103500483500 | 457 | 103500 | 483500
[5 empty] | 104500483500 | 457 | 104500 | 483500
[5 empty] | 105500483500 | 457 | 105500 | 483500
[5 empty] | 106500483500 | 457 | 106500 | 483500
[5 empty] | 107500483500 | 457 | 107500 | 483500
[5 empty] | 108500483500 | 457 | 108500 | 483500
[5 empty] | 109500483500 | 457 | 109500 | 483500
[5 empty] | 110500483500 | 457 | 110500 | 483500
[5 empty] | 111500483500 | 457 | 111500 | 483500
[5 empty] | 112500483500 | 457 | 112500 | 483500
[5 empty] | 113500483500 | 457 | 113500 | 483500
[5 empty] | 114500483500 | 457 | 114500 | 483500
[5 empty] | 115500483500 | 457 | 115500 | 483500
[5 empty] | 116500483500 | 457 | 116500 | 483500
[5 empty] | 117500483500 | 457 | 117500 | 483500
[5 empty] | 118500483500 | 457 | 118500 | 483500
[5 empty] | 119500483500 | 457 | 119500 | 483500
[5 empty] | 120500483500 | 457 | 120500 | 483500
[5 empty] | 121500483500 | 457 | 121500 | 483500
[5 empty] | 122500483500 | 457 | 122500 | 483500
[5 empty] | 123500483500 | 457 | 123500 | 483500
[5 empty] | 124500483500 | 457 | 124500 | 483500
[5 empty] | 125500483500 | 457 | 125500 | 483500
[5 empty] | 126500483500 | 457 | 126500 | 483500
[5 empty] | 127500483500 | 457 | 127500 | 483500
[5 empty] | 128500483500 | 457 | 128500 | 483500
[5 empty] | 129500483500 | 457 | 129500 | 483500
[5 empty] | 130500483500 | 457 | 130500 | 483500
[5 empty] | 131500483500 | 457 | 131500 | 483500
[5 empty] | 132500483500 | 457 | 132500 | 483500
[5 empty] | 133500483500 | 457 | 133500 | 483500
[5 empty] | 134500483500 | 457 | 134500 | 483500
[5 empty] | 135500483500 | 457 | 135500 | 483500
[5 empty] | 136500483500 | 457 | 136500 | 483500
[5 empty] | 137500483500 | 457 | 137500 | 483500
[5 empty] | 138500483500 | 457 | 138500 | 483500
[5 empty] | 139500483500 | 457 | 139500 | 483500
[5 empty] | 140500483500 | 457 | 140500 | 483500
[5 empty] | 141500483500 | 457 | 141500 | 483500
[5 empty] | 142500483500 | 457 | 142500 | 483500
[5 empty] | 143500483500 | 457 | 143500 | 483500
[5 empty] | 144500483500 | 457 | 144500 | 483500
[5 empty] | 145500483500 | 457 | 145500 | 483500
[5 empty] | 146500483500 | 457 | 146500 | 483500
[5 empty] | 147500483500 | 457 | 147500 | 483500
[5 empty] | 97500482500 | 457 | 97500 | 482500
[5 empty] | 98500482500 | 457 | 98500 | 482500
[5 empty] | 99500482500 | 457 | 99500 | 482500
[5 empty] | 100500482500 | 457 | 100500 | 482500
[5 empty] | 101500482500 | 457 | 101500 | 482500
[5 empty] | 102500482500 | 457 | 102500 | 482500
[5 empty] | 103500482500 | 457 | 103500 | 482500
[5 empty] | 104500482500 | 457 | 104500 | 482500
[5 empty] | 105500482500 | 457 | 105500 | 482500
[5 empty] | 106500482500 | 457 | 106500 | 482500
[5 empty] | 107500482500 | 457 | 107500 | 482500
[5 empty] | 108500482500 | 457 | 108500 | 482500
[5 empty] | 109500482500 | 457 | 109500 | 482500
[5 empty] | 110500482500 | 457 | 110500 | 482500
[5 empty] | 111500482500 | 457 | 111500 | 482500
[5 empty] | 112500482500 | 457 | 112500 | 482500
[5 empty] | 113500482500 | 457 | 113500 | 482500
[5 empty] | 114500482500 | 457 | 114500 | 482500
[5 empty] | 115500482500 | 457 | 115500 | 482500
[5 empty] | 116500482500 | 457 | 116500 | 482500
[5 empty] | 117500482500 | 457 | 117500 | 482500
[5 empty] | 118500482500 | 457 | 118500 | 482500
[5 empty] | 119500482500 | 457 | 119500 | 482500
[5 empty] | 120500482500 | 457 | 120500 | 482500
[5 empty] | 121500482500 | 457 | 121500 | 482500
[5 empty] | 122500482500 | 457 | 122500 | 482500
[5 empty] | 123500482500 | 457 | 123500 | 482500
[5 empty] | 124500482500 | 457 | 124500 | 482500
[5 empty] | 125500482500 | 457 | 125500 | 482500
[5 empty] | 126500482500 | 457 | 126500 | 482500
[5 empty] | 127500482500 | 457 | 127500 | 482500
[5 empty] | 128500482500 | 457 | 128500 | 482500
[5 empty] | 129500482500 | 457 | 129500 | 482500
[5 empty] | 130500482500 | 457 | 130500 | 482500
[5 empty] | 131500482500 | 457 | 131500 | 482500
[5 empty] | 132500482500 | 457 | 132500 | 482500
[5 empty] | 133500482500 | 457 | 133500 | 482500
[5 empty] | 134500482500 | 457 | 134500 | 482500
[5 empty] | 135500482500 | 457 | 135500 | 482500
[5 empty] | 136500482500 | 457 | 136500 | 482500
[5 empty] | 137500482500 | 457 | 137500 | 482500
[5 empty] | 138500482500 | 457 | 138500 | 482500
[5 empty] | 139500482500 | 457 | 139500 | 482500
[5 empty] | 140500482500 | 457 | 140500 | 482500
[5 empty] | 141500482500 | 457 | 141500 | 482500
[5 empty] | 142500482500 | 457 | 142500 | 482500
[5 empty] | 143500482500 | 457 | 143500 | 482500
[5 empty] | 144500482500 | 457 | 144500 | 482500
[5 empty] | 145500482500 | 457 | 145500 | 482500
[5 empty] | 146500482500 | 457 | 146500 | 482500
[5 empty] | 147500482500 | 457 | 147500 | 482500
[5 empty] | 96500481500 | 457 | 96500 | 481500
[5 empty] | 97500481500 | 457 | 97500 | 481500
[5 empty] | 98500481500 | 457 | 98500 | 481500
[5 empty] | 99500481500 | 457 | 99500 | 481500
[5 empty] | 100500481500 | 457 | 100500 | 481500
[5 empty] | 101500481500 | 457 | 101500 | 481500
[5 empty] | 102500481500 | 457 | 102500 | 481500
[5 empty] | 103500481500 | 457 | 103500 | 481500
[5 empty] | 104500481500 | 457 | 104500 | 481500
[5 empty] | 105500481500 | 457 | 105500 | 481500
[5 empty] | 106500481500 | 457 | 106500 | 481500
[5 empty] | 107500481500 | 457 | 107500 | 481500
[5 empty] | 108500481500 | 457 | 108500 | 481500
[5 empty] | 109500481500 | 457 | 109500 | 481500
[5 empty] | 110500481500 | 457 | 110500 | 481500
[5 empty] | 111500481500 | 457 | 111500 | 481500
[5 empty] | 112500481500 | 457 | 112500 | 481500
[5 empty] | 113500481500 | 457 | 113500 | 481500
[5 empty] | 114500481500 | 457 | 114500 | 481500
[5 empty] | 115500481500 | 457 | 115500 | 481500
[5 empty] | 116500481500 | 457 | 116500 | 481500
[5 empty] | 117500481500 | 457 | 117500 | 481500
[5 empty] | 118500481500 | 457 | 118500 | 481500
[5 empty] | 119500481500 | 457 | 119500 | 481500
[5 empty] | 120500481500 | 457 | 120500 | 481500
[5 empty] | 121500481500 | 457 | 121500 | 481500
[5 empty] | 122500481500 | 457 | 122500 | 481500
[5 empty] | 123500481500 | 457 | 123500 | 481500
[5 empty] | 124500481500 | 457 | 124500 | 481500
[5 empty] | 125500481500 | 457 | 125500 | 481500
[5 empty] | 126500481500 | 457 | 126500 | 481500
[5 empty] | 127500481500 | 457 | 127500 | 481500
[5 empty] | 128500481500 | 457 | 128500 | 481500
[5 empty] | 129500481500 | 457 | 129500 | 481500
[5 empty] | 130500481500 | 457 | 130500 | 481500
[5 empty] | 131500481500 | 457 | 131500 | 481500
[5 empty] | 132500481500 | 457 | 132500 | 481500
[5 empty] | 133500481500 | 457 | 133500 | 481500
[5 empty] | 134500481500 | 457 | 134500 | 481500
[5 empty] | 135500481500 | 457 | 135500 | 481500
[5 empty] | 136500481500 | 457 | 136500 | 481500
[5 empty] | 137500481500 | 457 | 137500 | 481500
[5 empty] | 138500481500 | 457 | 138500 | 481500
[5 empty] | 139500481500 | 457 | 139500 | 481500
[5 empty] | 140500481500 | 457 | 140500 | 481500
[5 empty] | 141500481500 | 457 | 141500 | 481500
[5 empty] | 142500481500 | 457 | 142500 | 481500
[5 empty] | 143500481500 | 457 | 143500 | 481500
[5 empty] | 144500481500 | 457 | 144500 | 481500
[5 empty] | 145500481500 | 457 | 145500 | 481500
[5 empty] | 146500481500 | 457 | 146500 | 481500
[5 empty] | 147500481500 | 457 | 147500 | 481500
[5 empty] | 96500480500 | 457 | 96500 | 480500
[5 empty] | 97500480500 | 457 | 97500 | 480500
[5 empty] | 98500480500 | 457 | 98500 | 480500
[5 empty] | 99500480500 | 457 | 99500 | 480500
[5 empty] | 100500480500 | 457 | 100500 | 480500
[5 empty] | 101500480500 | 457 | 101500 | 480500
[5 empty] | 102500480500 | 457 | 102500 | 480500
[5 empty] | 103500480500 | 457 | 103500 | 480500
[5 empty] | 104500480500 | 457 | 104500 | 480500
[5 empty] | 105500480500 | 457 | 105500 | 480500
[5 empty] | 106500480500 | 457 | 106500 | 480500
[5 empty] | 107500480500 | 457 | 107500 | 480500
[5 empty] | 108500480500 | 457 | 108500 | 480500
[5 empty] | 109500480500 | 457 | 109500 | 480500
[5 empty] | 110500480500 | 457 | 110500 | 480500
[5 empty] | 111500480500 | 457 | 111500 | 480500
[5 empty] | 112500480500 | 457 | 112500 | 480500
[5 empty] | 113500480500 | 457 | 113500 | 480500
[5 empty] | 114500480500 | 457 | 114500 | 480500
[5 empty] | 115500480500 | 457 | 115500 | 480500
[5 empty] | 116500480500 | 457 | 116500 | 480500
[5 empty] | 117500480500 | 457 | 117500 | 480500
[5 empty] | 118500480500 | 457 | 118500 | 480500
[5 empty] | 119500480500 | 457 | 119500 | 480500
[5 empty] | 120500480500 | 457 | 120500 | 480500
[5 empty] | 121500480500 | 457 | 121500 | 480500
[5 empty] | 122500480500 | 457 | 122500 | 480500
[5 empty] | 123500480500 | 457 | 123500 | 480500
[5 empty] | 124500480500 | 457 | 124500 | 480500
[5 empty] | 125500480500 | 457 | 125500 | 480500
[5 empty] | 126500480500 | 457 | 126500 | 480500
[5 empty] | 127500480500 | 457 | 127500 | 480500
[5 empty] | 128500480500 | 457 | 128500 | 480500
[5 empty] | 129500480500 | 457 | 129500 | 480500
[5 empty] | 130500480500 | 457 | 130500 | 480500
[5 empty] | 131500480500 | 457 | 131500 | 480500
[5 empty] | 132500480500 | 457 | 132500 | 480500
[5 empty] | 133500480500 | 457 | 133500 | 480500
[5 empty] | 134500480500 | 457 | 134500 | 480500
[5 empty] | 135500480500 | 457 | 135500 | 480500
[5 empty] | 136500480500 | 457 | 136500 | 480500
[5 empty] | 137500480500 | 457 | 137500 | 480500
[5 empty] | 138500480500 | 457 | 138500 | 480500
[5 empty] | 139500480500 | 457 | 139500 | 480500
[5 empty] | 140500480500 | 457 | 140500 | 480500
[5 empty] | 141500480500 | 457 | 141500 | 480500
[5 empty] | 142500480500 | 457 | 142500 | 480500
[5 empty] | 143500480500 | 457 | 143500 | 480500
[5 empty] | 144500480500 | 457 | 144500 | 480500
[5 empty] | 145500480500 | 457 | 145500 | 480500
[5 empty] | 146500480500 | 457 | 146500 | 480500
[5 empty] | 147500480500 | 457 | 147500 | 480500
[5 empty] | 95500479500 | 457 | 95500 | 479500
[5 empty] | 96500479500 | 457 | 96500 | 479500
[5 empty] | 97500479500 | 457 | 97500 | 479500
[5 empty] | 98500479500 | 457 | 98500 | 479500
[5 empty] | 99500479500 | 457 | 99500 | 479500
[5 empty] | 100500479500 | 457 | 100500 | 479500
[5 empty] | 101500479500 | 457 | 101500 | 479500
[5 empty] | 102500479500 | 457 | 102500 | 479500
[5 empty] | 103500479500 | 457 | 103500 | 479500
[5 empty] | 104500479500 | 457 | 104500 | 479500
[5 empty] | 105500479500 | 457 | 105500 | 479500
[5 empty] | 106500479500 | 457 | 106500 | 479500
[5 empty] | 107500479500 | 457 | 107500 | 479500
[5 empty] | 108500479500 | 457 | 108500 | 479500
[5 empty] | 109500479500 | 457 | 109500 | 479500
[5 empty] | 110500479500 | 457 | 110500 | 479500
[5 empty] | 111500479500 | 457 | 111500 | 479500
[5 empty] | 112500479500 | 457 | 112500 | 479500
[5 empty] | 113500479500 | 457 | 113500 | 479500
[5 empty] | 114500479500 | 457 | 114500 | 479500
[5 empty] | 115500479500 | 457 | 115500 | 479500
[5 empty] | 116500479500 | 457 | 116500 | 479500
[5 empty] | 117500479500 | 457 | 117500 | 479500
[5 empty] | 118500479500 | 457 | 118500 | 479500
[5 empty] | 119500479500 | 457 | 119500 | 479500
[5 empty] | 120500479500 | 457 | 120500 | 479500
[5 empty] | 121500479500 | 457 | 121500 | 479500
[5 empty] | 122500479500 | 457 | 122500 | 479500
[5 empty] | 123500479500 | 457 | 123500 | 479500
[5 empty] | 124500479500 | 457 | 124500 | 479500
[5 empty] | 125500479500 | 457 | 125500 | 479500
[5 empty] | 126500479500 | 457 | 126500 | 479500
[5 empty] | 127500479500 | 457 | 127500 | 479500
[5 empty] | 128500479500 | 457 | 128500 | 479500
[5 empty] | 129500479500 | 457 | 129500 | 479500
[5 empty] | 130500479500 | 457 | 130500 | 479500
[5 empty] | 131500479500 | 457 | 131500 | 479500
[5 empty] | 132500479500 | 457 | 132500 | 479500
[5 empty] | 133500479500 | 457 | 133500 | 479500
[5 empty] | 134500479500 | 457 | 134500 | 479500
[5 empty] | 135500479500 | 457 | 135500 | 479500
[5 empty] | 136500479500 | 457 | 136500 | 479500
[5 empty] | 137500479500 | 457 | 137500 | 479500
[5 empty] | 138500479500 | 457 | 138500 | 479500
[5 empty] | 139500479500 | 457 | 139500 | 479500
[5 empty] | 140500479500 | 457 | 140500 | 479500
[5 empty] | 141500479500 | 457 | 141500 | 479500
[5 empty] | 142500479500 | 457 | 142500 | 479500
[5 empty] | 143500479500 | 457 | 143500 | 479500
[5 empty] | 144500479500 | 457 | 144500 | 479500
[5 empty] | 145500479500 | 457 | 145500 | 479500
[5 empty] | 146500479500 | 457 | 146500 | 479500
[5 empty] | 95500478500 | 457 | 95500 | 478500
[5 empty] | 96500478500 | 457 | 96500 | 478500
[5 empty] | 97500478500 | 457 | 97500 | 478500
[5 empty] | 98500478500 | 457 | 98500 | 478500
[5 empty] | 99500478500 | 457 | 99500 | 478500
[5 empty] | 100500478500 | 457 | 100500 | 478500
[5 empty] | 101500478500 | 457 | 101500 | 478500
[5 empty] | 102500478500 | 457 | 102500 | 478500
[5 empty] | 103500478500 | 457 | 103500 | 478500
[5 empty] | 104500478500 | 457 | 104500 | 478500
[5 empty] | 105500478500 | 457 | 105500 | 478500
[5 empty] | 106500478500 | 457 | 106500 | 478500
[5 empty] | 107500478500 | 457 | 107500 | 478500
[5 empty] | 108500478500 | 457 | 108500 | 478500
[5 empty] | 109500478500 | 457 | 109500 | 478500
[5 empty] | 110500478500 | 457 | 110500 | 478500
[5 empty] | 111500478500 | 457 | 111500 | 478500
[5 empty] | 112500478500 | 457 | 112500 | 478500
[5 empty] | 113500478500 | 457 | 113500 | 478500
[5 empty] | 114500478500 | 457 | 114500 | 478500
[5 empty] | 115500478500 | 457 | 115500 | 478500
[5 empty] | 116500478500 | 457 | 116500 | 478500
[5 empty] | 117500478500 | 457 | 117500 | 478500
[5 empty] | 118500478500 | 457 | 118500 | 478500
[5 empty] | 119500478500 | 457 | 119500 | 478500
[5 empty] | 120500478500 | 457 | 120500 | 478500
[5 empty] | 121500478500 | 457 | 121500 | 478500
[5 empty] | 122500478500 | 457 | 122500 | 478500
[5 empty] | 123500478500 | 457 | 123500 | 478500
[5 empty] | 124500478500 | 457 | 124500 | 478500
[5 empty] | 125500478500 | 457 | 125500 | 478500
[5 empty] | 126500478500 | 457 | 126500 | 478500
[5 empty] | 127500478500 | 457 | 127500 | 478500
[5 empty] | 128500478500 | 457 | 128500 | 478500
[5 empty] | 129500478500 | 457 | 129500 | 478500
[5 empty] | 130500478500 | 457 | 130500 | 478500
[5 empty] | 131500478500 | 457 | 131500 | 478500
[5 empty] | 132500478500 | 457 | 132500 | 478500
[5 empty] | 133500478500 | 457 | 133500 | 478500
[5 empty] | 134500478500 | 457 | 134500 | 478500
[5 empty] | 135500478500 | 457 | 135500 | 478500
[5 empty] | 136500478500 | 457 | 136500 | 478500
[5 empty] | 137500478500 | 457 | 137500 | 478500
[5 empty] | 138500478500 | 457 | 138500 | 478500
[5 empty] | 139500478500 | 457 | 139500 | 478500
[5 empty] | 140500478500 | 457 | 140500 | 478500
[5 empty] | 141500478500 | 457 | 141500 | 478500
[5 empty] | 142500478500 | 457 | 142500 | 478500
[5 empty] | 143500478500 | 457 | 143500 | 478500
[5 empty] | 144500478500 | 457 | 144500 | 478500
[5 empty] | 145500478500 | 457 | 145500 | 478500
[5 empty] | 146500478500 | 457 | 146500 | 478500
[5 empty] | 96500477500 | 457 | 96500 | 477500
[5 empty] | 97500477500 | 457 | 97500 | 477500
[5 empty] | 98500477500 | 457 | 98500 | 477500
[5 empty] | 99500477500 | 457 | 99500 | 477500
[5 empty] | 100500477500 | 457 | 100500 | 477500
[5 empty] | 101500477500 | 457 | 101500 | 477500
[5 empty] | 102500477500 | 457 | 102500 | 477500
[5 empty] | 103500477500 | 457 | 103500 | 477500
[5 empty] | 104500477500 | 457 | 104500 | 477500
[5 empty] | 105500477500 | 457 | 105500 | 477500
[5 empty] | 106500477500 | 457 | 106500 | 477500
[5 empty] | 107500477500 | 457 | 107500 | 477500
[5 empty] | 108500477500 | 457 | 108500 | 477500
[5 empty] | 109500477500 | 457 | 109500 | 477500
[5 empty] | 110500477500 | 457 | 110500 | 477500
[5 empty] | 111500477500 | 457 | 111500 | 477500
[5 empty] | 112500477500 | 457 | 112500 | 477500
[5 empty] | 113500477500 | 457 | 113500 | 477500
[5 empty] | 114500477500 | 457 | 114500 | 477500
[5 empty] | 115500477500 | 457 | 115500 | 477500
[5 empty] | 116500477500 | 457 | 116500 | 477500
[5 empty] | 117500477500 | 457 | 117500 | 477500
[5 empty] | 118500477500 | 457 | 118500 | 477500
[5 empty] | 119500477500 | 457 | 119500 | 477500
[5 empty] | 120500477500 | 457 | 120500 | 477500
[5 empty] | 121500477500 | 457 | 121500 | 477500
[5 empty] | 122500477500 | 457 | 122500 | 477500
[5 empty] | 123500477500 | 457 | 123500 | 477500
[5 empty] | 124500477500 | 457 | 124500 | 477500
[5 empty] | 125500477500 | 457 | 125500 | 477500
[5 empty] | 126500477500 | 457 | 126500 | 477500
[5 empty] | 127500477500 | 457 | 127500 | 477500
[5 empty] | 128500477500 | 457 | 128500 | 477500
[5 empty] | 129500477500 | 457 | 129500 | 477500
[5 empty] | 130500477500 | 457 | 130500 | 477500
[5 empty] | 131500477500 | 457 | 131500 | 477500
[5 empty] | 132500477500 | 457 | 132500 | 477500
[5 empty] | 133500477500 | 457 | 133500 | 477500
[5 empty] | 134500477500 | 457 | 134500 | 477500
[5 empty] | 135500477500 | 457 | 135500 | 477500
[5 empty] | 136500477500 | 457 | 136500 | 477500
[5 empty] | 137500477500 | 457 | 137500 | 477500
[5 empty] | 138500477500 | 457 | 138500 | 477500
[5 empty] | 139500477500 | 457 | 139500 | 477500
[5 empty] | 140500477500 | 457 | 140500 | 477500
[5 empty] | 141500477500 | 457 | 141500 | 477500
[5 empty] | 142500477500 | 457 | 142500 | 477500
[5 empty] | 143500477500 | 457 | 143500 | 477500
[5 empty] | 144500477500 | 457 | 144500 | 477500
[5 empty] | 145500477500 | 457 | 145500 | 477500
[5 empty] | 146500477500 | 457 | 146500 | 477500
[5 empty] | 95500476500 | 457 | 95500 | 476500
[5 empty] | 96500476500 | 457 | 96500 | 476500
[5 empty] | 97500476500 | 457 | 97500 | 476500
[5 empty] | 98500476500 | 457 | 98500 | 476500
[5 empty] | 99500476500 | 457 | 99500 | 476500
[5 empty] | 100500476500 | 457 | 100500 | 476500
[5 empty] | 101500476500 | 457 | 101500 | 476500
[5 empty] | 102500476500 | 457 | 102500 | 476500
[5 empty] | 103500476500 | 457 | 103500 | 476500
[5 empty] | 104500476500 | 457 | 104500 | 476500
[5 empty] | 105500476500 | 457 | 105500 | 476500
[5 empty] | 106500476500 | 457 | 106500 | 476500
[5 empty] | 107500476500 | 457 | 107500 | 476500
[5 empty] | 108500476500 | 457 | 108500 | 476500
[5 empty] | 109500476500 | 457 | 109500 | 476500
[5 empty] | 110500476500 | 457 | 110500 | 476500
[5 empty] | 111500476500 | 457 | 111500 | 476500
[5 empty] | 112500476500 | 457 | 112500 | 476500
[5 empty] | 113500476500 | 457 | 113500 | 476500
[5 empty] | 114500476500 | 457 | 114500 | 476500
[5 empty] | 116500476500 | 457 | 116500 | 476500
[5 empty] | 117500476500 | 457 | 117500 | 476500
[5 empty] | 118500476500 | 457 | 118500 | 476500
[5 empty] | 119500476500 | 457 | 119500 | 476500
[5 empty] | 120500476500 | 457 | 120500 | 476500
[5 empty] | 121500476500 | 457 | 121500 | 476500
[5 empty] | 122500476500 | 457 | 122500 | 476500
[5 empty] | 123500476500 | 457 | 123500 | 476500
[5 empty] | 124500476500 | 457 | 124500 | 476500
[5 empty] | 125500476500 | 457 | 125500 | 476500
[5 empty] | 126500476500 | 457 | 126500 | 476500
[5 empty] | 127500476500 | 457 | 127500 | 476500
[5 empty] | 128500476500 | 457 | 128500 | 476500
[5 empty] | 129500476500 | 457 | 129500 | 476500
[5 empty] | 130500476500 | 457 | 130500 | 476500
[5 empty] | 131500476500 | 457 | 131500 | 476500
[5 empty] | 132500476500 | 457 | 132500 | 476500
[5 empty] | 133500476500 | 457 | 133500 | 476500
[5 empty] | 134500476500 | 457 | 134500 | 476500
[5 empty] | 135500476500 | 457 | 135500 | 476500
[5 empty] | 136500476500 | 457 | 136500 | 476500
[5 empty] | 137500476500 | 457 | 137500 | 476500
[5 empty] | 138500476500 | 457 | 138500 | 476500
[5 empty] | 139500476500 | 457 | 139500 | 476500
[5 empty] | 140500476500 | 457 | 140500 | 476500
[5 empty] | 141500476500 | 457 | 141500 | 476500
[5 empty] | 142500476500 | 457 | 142500 | 476500
[5 empty] | 143500476500 | 457 | 143500 | 476500
[5 empty] | 144500476500 | 457 | 144500 | 476500
[5 empty] | 145500476500 | 457 | 145500 | 476500
[5 empty] | 146500476500 | 457 | 146500 | 476500
[5 empty] | 95500475500 | 457 | 95500 | 475500
[5 empty] | 96500475500 | 457 | 96500 | 475500
[5 empty] | 97500475500 | 457 | 97500 | 475500
[5 empty] | 98500475500 | 457 | 98500 | 475500
[5 empty] | 99500475500 | 457 | 99500 | 475500
[5 empty] | 100500475500 | 457 | 100500 | 475500
[5 empty] | 101500475500 | 457 | 101500 | 475500
[5 empty] | 102500475500 | 457 | 102500 | 475500
[5 empty] | 103500475500 | 457 | 103500 | 475500
[5 empty] | 104500475500 | 457 | 104500 | 475500
[5 empty] | 105500475500 | 457 | 105500 | 475500
[5 empty] | 106500475500 | 457 | 106500 | 475500
[5 empty] | 107500475500 | 457 | 107500 | 475500
[5 empty] | 108500475500 | 457 | 108500 | 475500
[5 empty] | 109500475500 | 457 | 109500 | 475500
[5 empty] | 110500475500 | 457 | 110500 | 475500
[5 empty] | 111500475500 | 457 | 111500 | 475500
[5 empty] | 112500475500 | 457 | 112500 | 475500
[5 empty] | 113500475500 | 457 | 113500 | 475500
[5 empty] | 114500475500 | 457 | 114500 | 475500
[5 empty] | 116500475500 | 457 | 116500 | 475500
[5 empty] | 117500475500 | 457 | 117500 | 475500
[5 empty] | 118500475500 | 457 | 118500 | 475500
[5 empty] | 120500475500 | 457 | 120500 | 475500
[5 empty] | 121500475500 | 457 | 121500 | 475500
[5 empty] | 122500475500 | 457 | 122500 | 475500
[5 empty] | 123500475500 | 457 | 123500 | 475500
[5 empty] | 124500475500 | 457 | 124500 | 475500
[5 empty] | 125500475500 | 457 | 125500 | 475500
[5 empty] | 126500475500 | 457 | 126500 | 475500
[5 empty] | 127500475500 | 457 | 127500 | 475500
[5 empty] | 128500475500 | 457 | 128500 | 475500
[5 empty] | 129500475500 | 457 | 129500 | 475500
[5 empty] | 130500475500 | 457 | 130500 | 475500
[5 empty] | 131500475500 | 457 | 131500 | 475500
[5 empty] | 132500475500 | 457 | 132500 | 475500
[5 empty] | 133500475500 | 457 | 133500 | 475500
[5 empty] | 134500475500 | 457 | 134500 | 475500
[5 empty] | 135500475500 | 457 | 135500 | 475500
[5 empty] | 136500475500 | 457 | 136500 | 475500
[5 empty] | 137500475500 | 457 | 137500 | 475500
[5 empty] | 138500475500 | 457 | 138500 | 475500
[5 empty] | 139500475500 | 457 | 139500 | 475500
[5 empty] | 140500475500 | 457 | 140500 | 475500
[5 empty] | 141500475500 | 457 | 141500 | 475500
[5 empty] | 142500475500 | 457 | 142500 | 475500
[5 empty] | 143500475500 | 457 | 143500 | 475500
[5 empty] | 144500475500 | 457 | 144500 | 475500
[5 empty] | 145500475500 | 457 | 145500 | 475500
[5 empty] | 94500474500 | 457 | 94500 | 474500
[5 empty] | 95500474500 | 457 | 95500 | 474500
[5 empty] | 96500474500 | 457 | 96500 | 474500
[5 empty] | 97500474500 | 457 | 97500 | 474500
[5 empty] | 98500474500 | 457 | 98500 | 474500
[5 empty] | 99500474500 | 457 | 99500 | 474500
[5 empty] | 100500474500 | 457 | 100500 | 474500
[5 empty] | 101500474500 | 457 | 101500 | 474500
[5 empty] | 102500474500 | 457 | 102500 | 474500
[5 empty] | 103500474500 | 457 | 103500 | 474500
[5 empty] | 104500474500 | 457 | 104500 | 474500
[5 empty] | 105500474500 | 457 | 105500 | 474500
[5 empty] | 106500474500 | 457 | 106500 | 474500
[5 empty] | 107500474500 | 457 | 107500 | 474500
[5 empty] | 108500474500 | 457 | 108500 | 474500
[5 empty] | 109500474500 | 457 | 109500 | 474500
[5 empty] | 110500474500 | 457 | 110500 | 474500
[5 empty] | 111500474500 | 457 | 111500 | 474500
[5 empty] | 112500474500 | 457 | 112500 | 474500
[5 empty] | 113500474500 | 457 | 113500 | 474500
[5 empty] | 114500474500 | 457 | 114500 | 474500
[5 empty] | 117500474500 | 457 | 117500 | 474500
[5 empty] | 125500474500 | 457 | 125500 | 474500
[5 empty] | 126500474500 | 457 | 126500 | 474500
[5 empty] | 127500474500 | 457 | 127500 | 474500
[5 empty] | 128500474500 | 457 | 128500 | 474500
[5 empty] | 129500474500 | 457 | 129500 | 474500
[5 empty] | 130500474500 | 457 | 130500 | 474500
[5 empty] | 131500474500 | 457 | 131500 | 474500
[5 empty] | 132500474500 | 457 | 132500 | 474500
[5 empty] | 133500474500 | 457 | 133500 | 474500
[5 empty] | 134500474500 | 457 | 134500 | 474500
[5 empty] | 135500474500 | 457 | 135500 | 474500
[5 empty] | 136500474500 | 457 | 136500 | 474500
[5 empty] | 137500474500 | 457 | 137500 | 474500
[5 empty] | 138500474500 | 457 | 138500 | 474500
[5 empty] | 139500474500 | 457 | 139500 | 474500
[5 empty] | 140500474500 | 457 | 140500 | 474500
[5 empty] | 141500474500 | 457 | 141500 | 474500
[5 empty] | 142500474500 | 457 | 142500 | 474500
[5 empty] | 143500474500 | 457 | 143500 | 474500
[5 empty] | 144500474500 | 457 | 144500 | 474500
[5 empty] | 145500474500 | 457 | 145500 | 474500
[5 empty] | 94500473500 | 457 | 94500 | 473500
[5 empty] | 95500473500 | 457 | 95500 | 473500
[5 empty] | 96500473500 | 457 | 96500 | 473500
[5 empty] | 97500473500 | 457 | 97500 | 473500
[5 empty] | 98500473500 | 457 | 98500 | 473500
[5 empty] | 99500473500 | 457 | 99500 | 473500
[5 empty] | 100500473500 | 457 | 100500 | 473500
[5 empty] | 101500473500 | 457 | 101500 | 473500
[5 empty] | 102500473500 | 457 | 102500 | 473500
[5 empty] | 103500473500 | 457 | 103500 | 473500
[5 empty] | 104500473500 | 457 | 104500 | 473500
[5 empty] | 105500473500 | 457 | 105500 | 473500
[5 empty] | 106500473500 | 457 | 106500 | 473500
[5 empty] | 107500473500 | 457 | 107500 | 473500
[5 empty] | 108500473500 | 457 | 108500 | 473500
[5 empty] | 109500473500 | 457 | 109500 | 473500
[5 empty] | 110500473500 | 457 | 110500 | 473500
[5 empty] | 111500473500 | 457 | 111500 | 473500
[5 empty] | 112500473500 | 457 | 112500 | 473500
[5 empty] | 113500473500 | 457 | 113500 | 473500
[5 empty] | 114500473500 | 457 | 114500 | 473500
[5 empty] | 126500473500 | 457 | 126500 | 473500
[5 empty] | 127500473500 | 457 | 127500 | 473500
[5 empty] | 128500473500 | 457 | 128500 | 473500
[5 empty] | 129500473500 | 457 | 129500 | 473500
[5 empty] | 130500473500 | 457 | 130500 | 473500
[5 empty] | 131500473500 | 457 | 131500 | 473500
[5 empty] | 132500473500 | 457 | 132500 | 473500
[5 empty] | 133500473500 | 457 | 133500 | 473500
[5 empty] | 134500473500 | 457 | 134500 | 473500
[5 empty] | 135500473500 | 457 | 135500 | 473500
[5 empty] | 136500473500 | 457 | 136500 | 473500
[5 empty] | 137500473500 | 457 | 137500 | 473500
[5 empty] | 138500473500 | 457 | 138500 | 473500
[5 empty] | 139500473500 | 457 | 139500 | 473500
[5 empty] | 140500473500 | 457 | 140500 | 473500
[5 empty] | 141500473500 | 457 | 141500 | 473500
[5 empty] | 142500473500 | 457 | 142500 | 473500
[5 empty] | 143500473500 | 457 | 143500 | 473500
[5 empty] | 144500473500 | 457 | 144500 | 473500
[5 empty] | 95500472500 | 457 | 95500 | 472500
[5 empty] | 96500472500 | 457 | 96500 | 472500
[5 empty] | 97500472500 | 457 | 97500 | 472500
[5 empty] | 98500472500 | 457 | 98500 | 472500
[5 empty] | 99500472500 | 457 | 99500 | 472500
[5 empty] | 100500472500 | 457 | 100500 | 472500
[5 empty] | 101500472500 | 457 | 101500 | 472500
[5 empty] | 102500472500 | 457 | 102500 | 472500
[5 empty] | 103500472500 | 457 | 103500 | 472500
[5 empty] | 104500472500 | 457 | 104500 | 472500
[5 empty] | 105500472500 | 457 | 105500 | 472500
[5 empty] | 106500472500 | 457 | 106500 | 472500
[5 empty] | 107500472500 | 457 | 107500 | 472500
[5 empty] | 108500472500 | 457 | 108500 | 472500
[5 empty] | 109500472500 | 457 | 109500 | 472500
[5 empty] | 110500472500 | 457 | 110500 | 472500
[5 empty] | 111500472500 | 457 | 111500 | 472500
[5 empty] | 112500472500 | 457 | 112500 | 472500
[5 empty] | 113500472500 | 457 | 113500 | 472500
[5 empty] | 114500472500 | 457 | 114500 | 472500
[5 empty] | 126500472500 | 457 | 126500 | 472500
[5 empty] | 127500472500 | 457 | 127500 | 472500
[5 empty] | 128500472500 | 457 | 128500 | 472500
[5 empty] | 129500472500 | 457 | 129500 | 472500
[5 empty] | 130500472500 | 457 | 130500 | 472500
[5 empty] | 131500472500 | 457 | 131500 | 472500
[5 empty] | 132500472500 | 457 | 132500 | 472500
[5 empty] | 133500472500 | 457 | 133500 | 472500
[5 empty] | 134500472500 | 457 | 134500 | 472500
[5 empty] | 135500472500 | 457 | 135500 | 472500
[5 empty] | 136500472500 | 457 | 136500 | 472500
[5 empty] | 137500472500 | 457 | 137500 | 472500
[5 empty] | 138500472500 | 457 | 138500 | 472500
[5 empty] | 139500472500 | 457 | 139500 | 472500
[5 empty] | 140500472500 | 457 | 140500 | 472500
[5 empty] | 141500472500 | 457 | 141500 | 472500
[5 empty] | 142500472500 | 457 | 142500 | 472500
[5 empty] | 143500472500 | 457 | 143500 | 472500
[5 empty] | 96500471500 | 457 | 96500 | 471500
[5 empty] | 97500471500 | 457 | 97500 | 471500
[5 empty] | 98500471500 | 457 | 98500 | 471500
[5 empty] | 99500471500 | 457 | 99500 | 471500
[5 empty] | 100500471500 | 457 | 100500 | 471500
[5 empty] | 101500471500 | 457 | 101500 | 471500
[5 empty] | 102500471500 | 457 | 102500 | 471500
[5 empty] | 103500471500 | 457 | 103500 | 471500
[5 empty] | 104500471500 | 457 | 104500 | 471500
[5 empty] | 105500471500 | 457 | 105500 | 471500
[5 empty] | 109500471500 | 457 | 109500 | 471500
[5 empty] | 110500471500 | 457 | 110500 | 471500
[5 empty] | 111500471500 | 457 | 111500 | 471500
[5 empty] | 112500471500 | 457 | 112500 | 471500
[5 empty] | 113500471500 | 457 | 113500 | 471500
[5 empty] | 127500471500 | 457 | 127500 | 471500
[5 empty] | 128500471500 | 457 | 128500 | 471500
[5 empty] | 129500471500 | 457 | 129500 | 471500
[5 empty] | 130500471500 | 457 | 130500 | 471500
[5 empty] | 131500471500 | 457 | 131500 | 471500
[5 empty] | 132500471500 | 457 | 132500 | 471500
[5 empty] | 133500471500 | 457 | 133500 | 471500
[5 empty] | 134500471500 | 457 | 134500 | 471500
[5 empty] | 135500471500 | 457 | 135500 | 471500
[5 empty] | 136500471500 | 457 | 136500 | 471500
[5 empty] | 137500471500 | 457 | 137500 | 471500
[5 empty] | 138500471500 | 457 | 138500 | 471500
[5 empty] | 139500471500 | 457 | 139500 | 471500
[5 empty] | 140500471500 | 457 | 140500 | 471500
[5 empty] | 141500471500 | 457 | 141500 | 471500
[5 empty] | 96500470500 | 457 | 96500 | 470500
[5 empty] | 97500470500 | 457 | 97500 | 470500
[5 empty] | 98500470500 | 457 | 98500 | 470500
[5 empty] | 99500470500 | 457 | 99500 | 470500
[5 empty] | 128500470500 | 457 | 128500 | 470500
[5 empty] | 129500470500 | 457 | 129500 | 470500
[5 empty] | 130500470500 | 457 | 130500 | 470500
[5 empty] | 131500470500 | 457 | 131500 | 470500
[5 empty] | 132500470500 | 457 | 132500 | 470500
[5 empty] | 133500470500 | 457 | 133500 | 470500
[5 empty] | 134500470500 | 457 | 134500 | 470500
[5 empty] | 135500470500 | 457 | 135500 | 470500
[5 empty] | 136500470500 | 457 | 136500 | 470500
[5 empty] | 137500470500 | 457 | 137500 | 470500
[5 empty] | 138500470500 | 457 | 138500 | 470500
[5 empty] | 139500470500 | 457 | 139500 | 470500
[5 empty] | 140500470500 | 457 | 140500 | 470500
[5 empty] | 141500470500 | 457 | 141500 | 470500
[5 empty] | 97500469500 | 457 | 97500 | 469500
[5 empty] | 131500469500 | 457 | 131500 | 469500
[5 empty] | 132500469500 | 457 | 132500 | 469500
[5 empty] | 133500469500 | 457 | 133500 | 469500
[5 empty] | 134500469500 | 457 | 134500 | 469500
[5 empty] | 135500469500 | 457 | 135500 | 469500
[5 empty] | 136500469500 | 457 | 136500 | 469500
[5 empty] | 137500469500 | 457 | 137500 | 469500
[5 empty] | 138500469500 | 457 | 138500 | 469500
[5 empty] | 139500469500 | 457 | 139500 | 469500
[5 empty] | 131500468500 | 457 | 131500 | 468500
[5 empty] | 132500468500 | 457 | 132500 | 468500
[5 empty] | 133500468500 | 457 | 133500 | 468500
[5 empty] | 134500468500 | 457 | 134500 | 468500
[5 empty] | 135500468500 | 457 | 135500 | 468500
[5 empty] | 136500468500 | 457 | 136500 | 468500
[5 empty] | 137500468500 | 457 | 137500 | 468500
[5 empty] | 131500467500 | 457 | 131500 | 467500
[5 empty] | 132500467500 | 457 | 132500 | 467500
[5 empty] | 133500467500 | 457 | 133500 | 467500
[5 empty] | 134500467500 | 457 | 134500 | 467500
[5 empty] | 135500467500 | 457 | 135500 | 467500
[5 empty] | 136500467500 | 457 | 136500 | 467500
[5 empty] | 133500466500 | 457 | 133500 | 466500
[5 empty] | 134500466500 | 457 | 134500 | 466500
[5 empty] | 135500466500 | 457 | 135500 | 466500
[5 empty] | 157500537500 | 458 | 157500 | 537500
[5 empty] | 158500537500 | 458 | 158500 | 537500
[5 empty] | 159500537500 | 458 | 159500 | 537500
[5 empty] | 165500537500 | 458 | 165500 | 537500
[5 empty] | 166500537500 | 458 | 166500 | 537500
[5 empty] | 167500537500 | 458 | 167500 | 537500
[5 empty] | 168500537500 | 458 | 168500 | 537500
[5 empty] | 169500537500 | 458 | 169500 | 537500
[5 empty] | 154500536500 | 458 | 154500 | 536500
[5 empty] | 155500536500 | 458 | 155500 | 536500
[5 empty] | 156500536500 | 458 | 156500 | 536500
[5 empty] | 157500536500 | 458 | 157500 | 536500
[5 empty] | 158500536500 | 458 | 158500 | 536500
[5 empty] | 159500536500 | 458 | 159500 | 536500
[5 empty] | 160500536500 | 458 | 160500 | 536500
[5 empty] | 161500536500 | 458 | 161500 | 536500
[5 empty] | 162500536500 | 458 | 162500 | 536500
[5 empty] | 163500536500 | 458 | 163500 | 536500
[5 empty] | 164500536500 | 458 | 164500 | 536500
[5 empty] | 165500536500 | 458 | 165500 | 536500
[5 empty] | 166500536500 | 458 | 166500 | 536500
[5 empty] | 167500536500 | 458 | 167500 | 536500
[5 empty] | 168500536500 | 458 | 168500 | 536500
[5 empty] | 169500536500 | 458 | 169500 | 536500
[5 empty] | 153500535500 | 458 | 153500 | 535500
[5 empty] | 154500535500 | 458 | 154500 | 535500
[5 empty] | 155500535500 | 458 | 155500 | 535500
[5 empty] | 156500535500 | 458 | 156500 | 535500
[5 empty] | 157500535500 | 458 | 157500 | 535500
[5 empty] | 158500535500 | 458 | 158500 | 535500
[5 empty] | 159500535500 | 458 | 159500 | 535500
[5 empty] | 160500535500 | 458 | 160500 | 535500
[5 empty] | 161500535500 | 458 | 161500 | 535500
[5 empty] | 162500535500 | 458 | 162500 | 535500
[5 empty] | 163500535500 | 458 | 163500 | 535500
[5 empty] | 164500535500 | 458 | 164500 | 535500
[5 empty] | 165500535500 | 458 | 165500 | 535500
[5 empty] | 166500535500 | 458 | 166500 | 535500
[5 empty] | 167500535500 | 458 | 167500 | 535500
[5 empty] | 168500535500 | 458 | 168500 | 535500
[5 empty] | 169500535500 | 458 | 169500 | 535500
[5 empty] | 170500535500 | 458 | 170500 | 535500
[5 empty] | 151500534500 | 458 | 151500 | 534500
[5 empty] | 152500534500 | 458 | 152500 | 534500
[5 empty] | 153500534500 | 458 | 153500 | 534500
[5 empty] | 154500534500 | 458 | 154500 | 534500
[5 empty] | 155500534500 | 458 | 155500 | 534500
[5 empty] | 156500534500 | 458 | 156500 | 534500
[5 empty] | 157500534500 | 458 | 157500 | 534500
[5 empty] | 158500534500 | 458 | 158500 | 534500
[5 empty] | 159500534500 | 458 | 159500 | 534500
[5 empty] | 160500534500 | 458 | 160500 | 534500
[5 empty] | 161500534500 | 458 | 161500 | 534500
[5 empty] | 162500534500 | 458 | 162500 | 534500
[5 empty] | 163500534500 | 458 | 163500 | 534500
[5 empty] | 164500534500 | 458 | 164500 | 534500
[5 empty] | 165500534500 | 458 | 165500 | 534500
[5 empty] | 166500534500 | 458 | 166500 | 534500
[5 empty] | 167500534500 | 458 | 167500 | 534500
[5 empty] | 168500534500 | 458 | 168500 | 534500
[5 empty] | 169500534500 | 458 | 169500 | 534500
[5 empty] | 170500534500 | 458 | 170500 | 534500
[5 empty] | 171500534500 | 458 | 171500 | 534500
[5 empty] | 151500533500 | 458 | 151500 | 533500
[5 empty] | 152500533500 | 458 | 152500 | 533500
[5 empty] | 153500533500 | 458 | 153500 | 533500
[5 empty] | 154500533500 | 458 | 154500 | 533500
[5 empty] | 155500533500 | 458 | 155500 | 533500
[5 empty] | 156500533500 | 458 | 156500 | 533500
[5 empty] | 157500533500 | 458 | 157500 | 533500
[5 empty] | 158500533500 | 458 | 158500 | 533500
[5 empty] | 159500533500 | 458 | 159500 | 533500
[5 empty] | 160500533500 | 458 | 160500 | 533500
[5 empty] | 161500533500 | 458 | 161500 | 533500
[5 empty] | 162500533500 | 458 | 162500 | 533500
[5 empty] | 163500533500 | 458 | 163500 | 533500
[5 empty] | 164500533500 | 458 | 164500 | 533500
[5 empty] | 165500533500 | 458 | 165500 | 533500
[5 empty] | 166500533500 | 458 | 166500 | 533500
[5 empty] | 167500533500 | 458 | 167500 | 533500
[5 empty] | 168500533500 | 458 | 168500 | 533500
[5 empty] | 169500533500 | 458 | 169500 | 533500
[5 empty] | 170500533500 | 458 | 170500 | 533500
[5 empty] | 171500533500 | 458 | 171500 | 533500
[5 empty] | 172500533500 | 458 | 172500 | 533500
[5 empty] | 151500532500 | 458 | 151500 | 532500
[5 empty] | 152500532500 | 458 | 152500 | 532500
[5 empty] | 153500532500 | 458 | 153500 | 532500
[5 empty] | 154500532500 | 458 | 154500 | 532500
[5 empty] | 155500532500 | 458 | 155500 | 532500
[5 empty] | 156500532500 | 458 | 156500 | 532500
[5 empty] | 157500532500 | 458 | 157500 | 532500
[5 empty] | 158500532500 | 458 | 158500 | 532500
[5 empty] | 159500532500 | 458 | 159500 | 532500
[5 empty] | 160500532500 | 458 | 160500 | 532500
[5 empty] | 161500532500 | 458 | 161500 | 532500
[5 empty] | 162500532500 | 458 | 162500 | 532500
[5 empty] | 163500532500 | 458 | 163500 | 532500
[5 empty] | 164500532500 | 458 | 164500 | 532500
[5 empty] | 165500532500 | 458 | 165500 | 532500
[5 empty] | 166500532500 | 458 | 166500 | 532500
[5 empty] | 167500532500 | 458 | 167500 | 532500
[5 empty] | 168500532500 | 458 | 168500 | 532500
[5 empty] | 169500532500 | 458 | 169500 | 532500
[5 empty] | 170500532500 | 458 | 170500 | 532500
[5 empty] | 171500532500 | 458 | 171500 | 532500
[5 empty] | 172500532500 | 458 | 172500 | 532500
[5 empty] | 152500531500 | 458 | 152500 | 531500
[5 empty] | 153500531500 | 458 | 153500 | 531500
[5 empty] | 154500531500 | 458 | 154500 | 531500
[5 empty] | 155500531500 | 458 | 155500 | 531500
[5 empty] | 156500531500 | 458 | 156500 | 531500
[5 empty] | 157500531500 | 458 | 157500 | 531500
[5 empty] | 158500531500 | 458 | 158500 | 531500
[5 empty] | 159500531500 | 458 | 159500 | 531500
[5 empty] | 160500531500 | 458 | 160500 | 531500
[5 empty] | 161500531500 | 458 | 161500 | 531500
[5 empty] | 162500531500 | 458 | 162500 | 531500
[5 empty] | 163500531500 | 458 | 163500 | 531500
[5 empty] | 164500531500 | 458 | 164500 | 531500
[5 empty] | 165500531500 | 458 | 165500 | 531500
[5 empty] | 166500531500 | 458 | 166500 | 531500
[5 empty] | 167500531500 | 458 | 167500 | 531500
[5 empty] | 168500531500 | 458 | 168500 | 531500
[5 empty] | 169500531500 | 458 | 169500 | 531500
[5 empty] | 170500531500 | 458 | 170500 | 531500
[5 empty] | 171500531500 | 458 | 171500 | 531500
[5 empty] | 172500531500 | 458 | 172500 | 531500
[5 empty] | 156500530500 | 458 | 156500 | 530500
[5 empty] | 157500530500 | 458 | 157500 | 530500
[5 empty] | 158500530500 | 458 | 158500 | 530500
[5 empty] | 159500530500 | 458 | 159500 | 530500
[5 empty] | 160500530500 | 458 | 160500 | 530500
[5 empty] | 161500530500 | 458 | 161500 | 530500
[5 empty] | 162500530500 | 458 | 162500 | 530500
[5 empty] | 163500530500 | 458 | 163500 | 530500
[5 empty] | 164500530500 | 458 | 164500 | 530500
[5 empty] | 165500530500 | 458 | 165500 | 530500
[5 empty] | 166500530500 | 458 | 166500 | 530500
[5 empty] | 167500530500 | 458 | 167500 | 530500
[5 empty] | 168500530500 | 458 | 168500 | 530500
[5 empty] | 169500530500 | 458 | 169500 | 530500
[5 empty] | 170500530500 | 458 | 170500 | 530500
[5 empty] | 171500530500 | 458 | 171500 | 530500
[5 empty] | 172500530500 | 458 | 172500 | 530500
[5 empty] | 157500529500 | 458 | 157500 | 529500
[5 empty] | 158500529500 | 458 | 158500 | 529500
[5 empty] | 159500529500 | 458 | 159500 | 529500
[5 empty] | 160500529500 | 458 | 160500 | 529500
[5 empty] | 161500529500 | 458 | 161500 | 529500
[5 empty] | 162500529500 | 458 | 162500 | 529500
[5 empty] | 163500529500 | 458 | 163500 | 529500
[5 empty] | 164500529500 | 458 | 164500 | 529500
[5 empty] | 165500529500 | 458 | 165500 | 529500
[5 empty] | 166500529500 | 458 | 166500 | 529500
[5 empty] | 167500529500 | 458 | 167500 | 529500
[5 empty] | 168500529500 | 458 | 168500 | 529500
[5 empty] | 169500529500 | 458 | 169500 | 529500
[5 empty] | 170500529500 | 458 | 170500 | 529500
[5 empty] | 171500529500 | 458 | 171500 | 529500
[5 empty] | 172500529500 | 458 | 172500 | 529500
[5 empty] | 157500528500 | 458 | 157500 | 528500
[5 empty] | 158500528500 | 458 | 158500 | 528500
[5 empty] | 159500528500 | 458 | 159500 | 528500
[5 empty] | 160500528500 | 458 | 160500 | 528500
[5 empty] | 161500528500 | 458 | 161500 | 528500
[5 empty] | 162500528500 | 458 | 162500 | 528500
[5 empty] | 163500528500 | 458 | 163500 | 528500
[5 empty] | 164500528500 | 458 | 164500 | 528500
[5 empty] | 165500528500 | 458 | 165500 | 528500
[5 empty] | 166500528500 | 458 | 166500 | 528500
[5 empty] | 167500528500 | 458 | 167500 | 528500
[5 empty] | 168500528500 | 458 | 168500 | 528500
[5 empty] | 169500528500 | 458 | 169500 | 528500
[5 empty] | 170500528500 | 458 | 170500 | 528500
[5 empty] | 171500528500 | 458 | 171500 | 528500
[5 empty] | 172500528500 | 458 | 172500 | 528500
[5 empty] | 157500527500 | 458 | 157500 | 527500
[5 empty] | 158500527500 | 458 | 158500 | 527500
[5 empty] | 159500527500 | 458 | 159500 | 527500
[5 empty] | 160500527500 | 458 | 160500 | 527500
[5 empty] | 161500527500 | 458 | 161500 | 527500
[5 empty] | 162500527500 | 458 | 162500 | 527500
[5 empty] | 163500527500 | 458 | 163500 | 527500
[5 empty] | 164500527500 | 458 | 164500 | 527500
[5 empty] | 165500527500 | 458 | 165500 | 527500
[5 empty] | 166500527500 | 458 | 166500 | 527500
[5 empty] | 167500527500 | 458 | 167500 | 527500
[5 empty] | 168500527500 | 458 | 168500 | 527500
[5 empty] | 169500527500 | 458 | 169500 | 527500
[5 empty] | 170500527500 | 458 | 170500 | 527500
[5 empty] | 171500527500 | 458 | 171500 | 527500
[5 empty] | 172500527500 | 458 | 172500 | 527500
[5 empty] | 173500527500 | 458 | 173500 | 527500
[5 empty] | 156500526500 | 458 | 156500 | 526500
[5 empty] | 157500526500 | 458 | 157500 | 526500
[5 empty] | 158500526500 | 458 | 158500 | 526500
[5 empty] | 159500526500 | 458 | 159500 | 526500
[5 empty] | 160500526500 | 458 | 160500 | 526500
[5 empty] | 161500526500 | 458 | 161500 | 526500
[5 empty] | 162500526500 | 458 | 162500 | 526500
[5 empty] | 163500526500 | 458 | 163500 | 526500
[5 empty] | 164500526500 | 458 | 164500 | 526500
[5 empty] | 165500526500 | 458 | 165500 | 526500
[5 empty] | 166500526500 | 458 | 166500 | 526500
[5 empty] | 167500526500 | 458 | 167500 | 526500
[5 empty] | 168500526500 | 458 | 168500 | 526500
[5 empty] | 169500526500 | 458 | 169500 | 526500
[5 empty] | 170500526500 | 458 | 170500 | 526500
[5 empty] | 171500526500 | 458 | 171500 | 526500
[5 empty] | 172500526500 | 458 | 172500 | 526500
[5 empty] | 173500526500 | 458 | 173500 | 526500
[5 empty] | 155500525500 | 458 | 155500 | 525500
[5 empty] | 156500525500 | 458 | 156500 | 525500
[5 empty] | 157500525500 | 458 | 157500 | 525500
[5 empty] | 158500525500 | 458 | 158500 | 525500
[5 empty] | 159500525500 | 458 | 159500 | 525500
[5 empty] | 160500525500 | 458 | 160500 | 525500
[5 empty] | 161500525500 | 458 | 161500 | 525500
[5 empty] | 163500525500 | 458 | 163500 | 525500
[5 empty] | 164500525500 | 458 | 164500 | 525500
[5 empty] | 165500525500 | 458 | 165500 | 525500
[5 empty] | 166500525500 | 458 | 166500 | 525500
[5 empty] | 167500525500 | 458 | 167500 | 525500
[5 empty] | 168500525500 | 458 | 168500 | 525500
[5 empty] | 169500525500 | 458 | 169500 | 525500
[5 empty] | 170500525500 | 458 | 170500 | 525500
[5 empty] | 171500525500 | 458 | 171500 | 525500
[5 empty] | 172500525500 | 458 | 172500 | 525500
[5 empty] | 173500525500 | 458 | 173500 | 525500
[5 empty] | 174500525500 | 458 | 174500 | 525500
[5 empty] | 154500524500 | 458 | 154500 | 524500
[5 empty] | 155500524500 | 458 | 155500 | 524500
[5 empty] | 156500524500 | 458 | 156500 | 524500
[5 empty] | 157500524500 | 458 | 157500 | 524500
[5 empty] | 158500524500 | 458 | 158500 | 524500
[5 empty] | 159500524500 | 458 | 159500 | 524500
[5 empty] | 160500524500 | 458 | 160500 | 524500
[5 empty] | 161500524500 | 458 | 161500 | 524500
[5 empty] | 164500524500 | 458 | 164500 | 524500
[5 empty] | 165500524500 | 458 | 165500 | 524500
[5 empty] | 166500524500 | 458 | 166500 | 524500
[5 empty] | 167500524500 | 458 | 167500 | 524500
[5 empty] | 168500524500 | 458 | 168500 | 524500
[5 empty] | 169500524500 | 458 | 169500 | 524500
[5 empty] | 170500524500 | 458 | 170500 | 524500
[5 empty] | 171500524500 | 458 | 171500 | 524500
[5 empty] | 172500524500 | 458 | 172500 | 524500
[5 empty] | 173500524500 | 458 | 173500 | 524500
[5 empty] | 174500524500 | 458 | 174500 | 524500
[5 empty] | 175500524500 | 458 | 175500 | 524500
[5 empty] | 155500523500 | 458 | 155500 | 523500
[5 empty] | 156500523500 | 458 | 156500 | 523500
[5 empty] | 157500523500 | 458 | 157500 | 523500
[5 empty] | 158500523500 | 458 | 158500 | 523500
[5 empty] | 159500523500 | 458 | 159500 | 523500
[5 empty] | 160500523500 | 458 | 160500 | 523500
[5 empty] | 161500523500 | 458 | 161500 | 523500
[5 empty] | 166500523500 | 458 | 166500 | 523500
[5 empty] | 167500523500 | 458 | 167500 | 523500
[5 empty] | 168500523500 | 458 | 168500 | 523500
[5 empty] | 169500523500 | 458 | 169500 | 523500
[5 empty] | 170500523500 | 458 | 170500 | 523500
[5 empty] | 171500523500 | 458 | 171500 | 523500
[5 empty] | 172500523500 | 458 | 172500 | 523500
[5 empty] | 173500523500 | 458 | 173500 | 523500
[5 empty] | 174500523500 | 458 | 174500 | 523500
[5 empty] | 175500523500 | 458 | 175500 | 523500
[5 empty] | 153500522500 | 458 | 153500 | 522500
[5 empty] | 154500522500 | 458 | 154500 | 522500
[5 empty] | 155500522500 | 458 | 155500 | 522500
[5 empty] | 156500522500 | 458 | 156500 | 522500
[5 empty] | 157500522500 | 458 | 157500 | 522500
[5 empty] | 158500522500 | 458 | 158500 | 522500
[5 empty] | 159500522500 | 458 | 159500 | 522500
[5 empty] | 160500522500 | 458 | 160500 | 522500
[5 empty] | 167500522500 | 458 | 167500 | 522500
[5 empty] | 168500522500 | 458 | 168500 | 522500
[5 empty] | 169500522500 | 458 | 169500 | 522500
[5 empty] | 170500522500 | 458 | 170500 | 522500
[5 empty] | 171500522500 | 458 | 171500 | 522500
[5 empty] | 172500522500 | 458 | 172500 | 522500
[5 empty] | 173500522500 | 458 | 173500 | 522500
[5 empty] | 174500522500 | 458 | 174500 | 522500
[5 empty] | 153500521500 | 458 | 153500 | 521500
[5 empty] | 154500521500 | 458 | 154500 | 521500
[5 empty] | 155500521500 | 458 | 155500 | 521500
[5 empty] | 156500521500 | 458 | 156500 | 521500
[5 empty] | 157500521500 | 458 | 157500 | 521500
[5 empty] | 158500521500 | 458 | 158500 | 521500
[5 empty] | 159500521500 | 458 | 159500 | 521500
[5 empty] | 160500521500 | 458 | 160500 | 521500
[5 empty] | 161500521500 | 458 | 161500 | 521500
[5 empty] | 168500521500 | 458 | 168500 | 521500
[5 empty] | 169500521500 | 458 | 169500 | 521500
[5 empty] | 170500521500 | 458 | 170500 | 521500
[5 empty] | 171500521500 | 458 | 171500 | 521500
[5 empty] | 172500521500 | 458 | 172500 | 521500
[5 empty] | 173500521500 | 458 | 173500 | 521500
[5 empty] | 174500521500 | 458 | 174500 | 521500
[5 empty] | 152500520500 | 458 | 152500 | 520500
[5 empty] | 153500520500 | 458 | 153500 | 520500
[5 empty] | 154500520500 | 458 | 154500 | 520500
[5 empty] | 155500520500 | 458 | 155500 | 520500
[5 empty] | 156500520500 | 458 | 156500 | 520500
[5 empty] | 157500520500 | 458 | 157500 | 520500
[5 empty] | 158500520500 | 458 | 158500 | 520500
[5 empty] | 159500520500 | 458 | 159500 | 520500
[5 empty] | 160500520500 | 458 | 160500 | 520500
[5 empty] | 161500520500 | 458 | 161500 | 520500
[5 empty] | 162500520500 | 458 | 162500 | 520500
[5 empty] | 163500520500 | 458 | 163500 | 520500
[5 empty] | 168500520500 | 458 | 168500 | 520500
[5 empty] | 169500520500 | 458 | 169500 | 520500
[5 empty] | 170500520500 | 458 | 170500 | 520500
[5 empty] | 171500520500 | 458 | 171500 | 520500
[5 empty] | 172500520500 | 458 | 172500 | 520500
[5 empty] | 173500520500 | 458 | 173500 | 520500
[5 empty] | 174500520500 | 458 | 174500 | 520500
[5 empty] | 175500520500 | 458 | 175500 | 520500
[5 empty] | 152500519500 | 458 | 152500 | 519500
[5 empty] | 153500519500 | 458 | 153500 | 519500
[5 empty] | 154500519500 | 458 | 154500 | 519500
[5 empty] | 155500519500 | 458 | 155500 | 519500
[5 empty] | 156500519500 | 458 | 156500 | 519500
[5 empty] | 157500519500 | 458 | 157500 | 519500
[5 empty] | 158500519500 | 458 | 158500 | 519500
[5 empty] | 159500519500 | 458 | 159500 | 519500
[5 empty] | 160500519500 | 458 | 160500 | 519500
[5 empty] | 161500519500 | 458 | 161500 | 519500
[5 empty] | 162500519500 | 458 | 162500 | 519500
[5 empty] | 163500519500 | 458 | 163500 | 519500
[5 empty] | 164500519500 | 458 | 164500 | 519500
[5 empty] | 165500519500 | 458 | 165500 | 519500
[5 empty] | 169500519500 | 458 | 169500 | 519500
[5 empty] | 170500519500 | 458 | 170500 | 519500
[5 empty] | 171500519500 | 458 | 171500 | 519500
[5 empty] | 172500519500 | 458 | 172500 | 519500
[5 empty] | 173500519500 | 458 | 173500 | 519500
[5 empty] | 174500519500 | 458 | 174500 | 519500
[5 empty] | 175500519500 | 458 | 175500 | 519500
[5 empty] | 152500518500 | 458 | 152500 | 518500
[5 empty] | 153500518500 | 458 | 153500 | 518500
[5 empty] | 154500518500 | 458 | 154500 | 518500
[5 empty] | 155500518500 | 458 | 155500 | 518500
[5 empty] | 156500518500 | 458 | 156500 | 518500
[5 empty] | 157500518500 | 458 | 157500 | 518500
[5 empty] | 158500518500 | 458 | 158500 | 518500
[5 empty] | 159500518500 | 458 | 159500 | 518500
[5 empty] | 160500518500 | 458 | 160500 | 518500
[5 empty] | 161500518500 | 458 | 161500 | 518500
[5 empty] | 162500518500 | 458 | 162500 | 518500
[5 empty] | 163500518500 | 458 | 163500 | 518500
[5 empty] | 164500518500 | 458 | 164500 | 518500
[5 empty] | 165500518500 | 458 | 165500 | 518500
[5 empty] | 170500518500 | 458 | 170500 | 518500
[5 empty] | 171500518500 | 458 | 171500 | 518500
[5 empty] | 172500518500 | 458 | 172500 | 518500
[5 empty] | 173500518500 | 458 | 173500 | 518500
[5 empty] | 174500518500 | 458 | 174500 | 518500
[5 empty] | 175500518500 | 458 | 175500 | 518500
[5 empty] | 153500517500 | 458 | 153500 | 517500
[5 empty] | 154500517500 | 458 | 154500 | 517500
[5 empty] | 155500517500 | 458 | 155500 | 517500
[5 empty] | 156500517500 | 458 | 156500 | 517500
[5 empty] | 157500517500 | 458 | 157500 | 517500
[5 empty] | 158500517500 | 458 | 158500 | 517500
[5 empty] | 159500517500 | 458 | 159500 | 517500
[5 empty] | 160500517500 | 458 | 160500 | 517500
[5 empty] | 161500517500 | 458 | 161500 | 517500
[5 empty] | 162500517500 | 458 | 162500 | 517500
[5 empty] | 163500517500 | 458 | 163500 | 517500
[5 empty] | 164500517500 | 458 | 164500 | 517500
[5 empty] | 165500517500 | 458 | 165500 | 517500
[5 empty] | 170500517500 | 458 | 170500 | 517500
[5 empty] | 171500517500 | 458 | 171500 | 517500
[5 empty] | 172500517500 | 458 | 172500 | 517500
[5 empty] | 173500517500 | 458 | 173500 | 517500
[5 empty] | 174500517500 | 458 | 174500 | 517500
[5 empty] | 175500517500 | 458 | 175500 | 517500
[5 empty] | 153500516500 | 458 | 153500 | 516500
[5 empty] | 154500516500 | 458 | 154500 | 516500
[5 empty] | 155500516500 | 458 | 155500 | 516500
[5 empty] | 156500516500 | 458 | 156500 | 516500
[5 empty] | 157500516500 | 458 | 157500 | 516500
[5 empty] | 158500516500 | 458 | 158500 | 516500
[5 empty] | 159500516500 | 458 | 159500 | 516500
[5 empty] | 160500516500 | 458 | 160500 | 516500
[5 empty] | 161500516500 | 458 | 161500 | 516500
[5 empty] | 162500516500 | 458 | 162500 | 516500
[5 empty] | 163500516500 | 458 | 163500 | 516500
[5 empty] | 164500516500 | 458 | 164500 | 516500
[5 empty] | 170500516500 | 458 | 170500 | 516500
[5 empty] | 171500516500 | 458 | 171500 | 516500
[5 empty] | 172500516500 | 458 | 172500 | 516500
[5 empty] | 173500516500 | 458 | 173500 | 516500
[5 empty] | 174500516500 | 458 | 174500 | 516500
[5 empty] | 175500516500 | 458 | 175500 | 516500
[5 empty] | 176500516500 | 458 | 176500 | 516500
[5 empty] | 177500516500 | 458 | 177500 | 516500
[5 empty] | 154500515500 | 458 | 154500 | 515500
[5 empty] | 155500515500 | 458 | 155500 | 515500
[5 empty] | 156500515500 | 458 | 156500 | 515500
[5 empty] | 157500515500 | 458 | 157500 | 515500
[5 empty] | 158500515500 | 458 | 158500 | 515500
[5 empty] | 159500515500 | 458 | 159500 | 515500
[5 empty] | 160500515500 | 458 | 160500 | 515500
[5 empty] | 161500515500 | 458 | 161500 | 515500
[5 empty] | 162500515500 | 458 | 162500 | 515500
[5 empty] | 163500515500 | 458 | 163500 | 515500
[5 empty] | 164500515500 | 458 | 164500 | 515500
[5 empty] | 170500515500 | 458 | 170500 | 515500
[5 empty] | 171500515500 | 458 | 171500 | 515500
[5 empty] | 172500515500 | 458 | 172500 | 515500
[5 empty] | 173500515500 | 458 | 173500 | 515500
[5 empty] | 174500515500 | 458 | 174500 | 515500
[5 empty] | 175500515500 | 458 | 175500 | 515500
[5 empty] | 176500515500 | 458 | 176500 | 515500
[5 empty] | 177500515500 | 458 | 177500 | 515500
[5 empty] | 154500514500 | 458 | 154500 | 514500
[5 empty] | 155500514500 | 458 | 155500 | 514500
[5 empty] | 156500514500 | 458 | 156500 | 514500
[5 empty] | 157500514500 | 458 | 157500 | 514500
[5 empty] | 158500514500 | 458 | 158500 | 514500
[5 empty] | 159500514500 | 458 | 159500 | 514500
[5 empty] | 160500514500 | 458 | 160500 | 514500
[5 empty] | 161500514500 | 458 | 161500 | 514500
[5 empty] | 162500514500 | 458 | 162500 | 514500
[5 empty] | 163500514500 | 458 | 163500 | 514500
[5 empty] | 164500514500 | 458 | 164500 | 514500
[5 empty] | 170500514500 | 458 | 170500 | 514500
[5 empty] | 171500514500 | 458 | 171500 | 514500
[5 empty] | 172500514500 | 458 | 172500 | 514500
[5 empty] | 173500514500 | 458 | 173500 | 514500
[5 empty] | 174500514500 | 458 | 174500 | 514500
[5 empty] | 175500514500 | 458 | 175500 | 514500
[5 empty] | 176500514500 | 458 | 176500 | 514500
[5 empty] | 177500514500 | 458 | 177500 | 514500
[5 empty] | 158500513500 | 458 | 158500 | 513500
[5 empty] | 159500513500 | 458 | 159500 | 513500
[5 empty] | 160500513500 | 458 | 160500 | 513500
[5 empty] | 161500513500 | 458 | 161500 | 513500
[5 empty] | 162500513500 | 458 | 162500 | 513500
[5 empty] | 163500513500 | 458 | 163500 | 513500
[5 empty] | 164500513500 | 458 | 164500 | 513500
[5 empty] | 170500513500 | 458 | 170500 | 513500
[5 empty] | 171500513500 | 458 | 171500 | 513500
[5 empty] | 172500513500 | 458 | 172500 | 513500
[5 empty] | 173500513500 | 458 | 173500 | 513500
[5 empty] | 174500513500 | 458 | 174500 | 513500
[5 empty] | 175500513500 | 458 | 175500 | 513500
[5 empty] | 176500513500 | 458 | 176500 | 513500
[5 empty] | 177500513500 | 458 | 177500 | 513500
[5 empty] | 158500512500 | 458 | 158500 | 512500
[5 empty] | 159500512500 | 458 | 159500 | 512500
[5 empty] | 169500512500 | 458 | 169500 | 512500
[5 empty] | 170500512500 | 458 | 170500 | 512500
[5 empty] | 171500512500 | 458 | 171500 | 512500
[5 empty] | 172500512500 | 458 | 172500 | 512500
[5 empty] | 173500512500 | 458 | 173500 | 512500
[5 empty] | 174500512500 | 458 | 174500 | 512500
[5 empty] | 175500512500 | 458 | 175500 | 512500
[5 empty] | 176500512500 | 458 | 176500 | 512500
[5 empty] | 177500512500 | 458 | 177500 | 512500
[5 empty] | 170500511500 | 458 | 170500 | 511500
[5 empty] | 171500511500 | 458 | 171500 | 511500
[5 empty] | 172500511500 | 458 | 172500 | 511500
[5 empty] | 173500511500 | 458 | 173500 | 511500
[5 empty] | 174500511500 | 458 | 174500 | 511500
[5 empty] | 175500511500 | 458 | 175500 | 511500
[5 empty] | 176500511500 | 458 | 176500 | 511500
[5 empty] | 169500510500 | 458 | 169500 | 510500
[5 empty] | 170500510500 | 458 | 170500 | 510500
[5 empty] | 171500510500 | 458 | 171500 | 510500
[5 empty] | 172500510500 | 458 | 172500 | 510500
[5 empty] | 173500510500 | 458 | 173500 | 510500
[5 empty] | 174500510500 | 458 | 174500 | 510500
[5 empty] | 175500510500 | 458 | 175500 | 510500
[5 empty] | 176500510500 | 458 | 176500 | 510500
[5 empty] | 168500509500 | 458 | 168500 | 509500
[5 empty] | 169500509500 | 458 | 169500 | 509500
[5 empty] | 170500509500 | 458 | 170500 | 509500
[5 empty] | 171500509500 | 458 | 171500 | 509500
[5 empty] | 172500509500 | 458 | 172500 | 509500
[5 empty] | 173500509500 | 458 | 173500 | 509500
[5 empty] | 174500509500 | 458 | 174500 | 509500
[5 empty] | 168500508500 | 458 | 168500 | 508500
[5 empty] | 169500508500 | 458 | 169500 | 508500
[5 empty] | 170500508500 | 458 | 170500 | 508500
[5 empty] | 171500508500 | 458 | 171500 | 508500
[5 empty] | 172500508500 | 458 | 172500 | 508500
[5 empty] | 173500508500 | 458 | 173500 | 508500
[5 empty] | 174500508500 | 458 | 174500 | 508500
[5 empty] | 175500508500 | 458 | 175500 | 508500
[5 empty] | 167500507500 | 458 | 167500 | 507500
[5 empty] | 168500507500 | 458 | 168500 | 507500
[5 empty] | 169500507500 | 458 | 169500 | 507500
[5 empty] | 170500507500 | 458 | 170500 | 507500
[5 empty] | 171500507500 | 458 | 171500 | 507500
[5 empty] | 172500507500 | 458 | 172500 | 507500
[5 empty] | 173500507500 | 458 | 173500 | 507500
[5 empty] | 174500507500 | 458 | 174500 | 507500
[5 empty] | 175500507500 | 458 | 175500 | 507500
[5 empty] | 167500506500 | 458 | 167500 | 506500
[5 empty] | 168500506500 | 458 | 168500 | 506500
[5 empty] | 169500506500 | 458 | 169500 | 506500
[5 empty] | 170500506500 | 458 | 170500 | 506500
[5 empty] | 171500506500 | 458 | 171500 | 506500
[5 empty] | 172500506500 | 458 | 172500 | 506500
[5 empty] | 173500506500 | 458 | 173500 | 506500
[5 empty] | 174500506500 | 458 | 174500 | 506500
[5 empty] | 175500506500 | 458 | 175500 | 506500
[5 empty] | 168500505500 | 458 | 168500 | 505500
[5 empty] | 169500505500 | 458 | 169500 | 505500
[5 empty] | 170500505500 | 458 | 170500 | 505500
[5 empty] | 171500505500 | 458 | 171500 | 505500
[5 empty] | 172500505500 | 458 | 172500 | 505500
[5 empty] | 173500505500 | 458 | 173500 | 505500
[5 empty] | 174500505500 | 458 | 174500 | 505500
[5 empty] | 175500505500 | 458 | 175500 | 505500
[5 empty] | 168500504500 | 458 | 168500 | 504500
[5 empty] | 169500504500 | 458 | 169500 | 504500
[5 empty] | 170500504500 | 458 | 170500 | 504500
[5 empty] | 171500504500 | 458 | 171500 | 504500
[5 empty] | 172500504500 | 458 | 172500 | 504500
[5 empty] | 173500504500 | 458 | 173500 | 504500
[5 empty] | 174500504500 | 458 | 174500 | 504500
[5 empty] | 175500504500 | 458 | 175500 | 504500
[5 empty] | 169500503500 | 458 | 169500 | 503500
[5 empty] | 170500503500 | 458 | 170500 | 503500
[5 empty] | 171500503500 | 458 | 171500 | 503500
[5 empty] | 172500503500 | 458 | 172500 | 503500
[5 empty] | 173500503500 | 458 | 173500 | 503500
[5 empty] | 174500503500 | 458 | 174500 | 503500
[5 empty] | 170500502500 | 458 | 170500 | 502500
[5 empty] | 171500502500 | 458 | 171500 | 502500
[5 empty] | 172500502500 | 458 | 172500 | 502500
[5 empty] | 173500502500 | 458 | 173500 | 502500
[5 empty] | 170500501500 | 458 | 170500 | 501500
[5 empty] | 171500501500 | 458 | 171500 | 501500
[5 empty] | 172500501500 | 458 | 172500 | 501500
[5 empty] | 173500501500 | 458 | 173500 | 501500
[5 empty] | 170500500500 | 458 | 170500 | 500500
[5 empty] | 171500500500 | 458 | 171500 | 500500
[5 empty] | 172500500500 | 458 | 172500 | 500500
[5 empty] | 173500500500 | 458 | 173500 | 500500
[5 empty] | 171500499500 | 458 | 171500 | 499500
[5 empty] | 172500499500 | 458 | 172500 | 499500
[5 empty] | 171500498500 | 458 | 171500 | 498500
[5 empty] | 172500498500 | 458 | 172500 | 498500

## Annualisation Summary
| 3 | 4 | 5 | 6 | 7
Annualisation Summary - Information Only
Go to STEP 3 - Bias Adjustment
Diffusion Tube ID | Annualisation Factor BH0 Preston Park | Annualisation Factor AURN Lullington Health | Annualisation Factor Site 3 Name | Annualisation Factor Site 4 Name | Average Annualisation Factor | Raw Data Time Weighted Annual Mean (µg/m3) | Annualised Data Time Weighted Annual Mean (µg/m3) | Comments
A2010 C12-2010 | 0.951 | 0.89022 |  |  | 0.92061 | 36.6348 | 33.7263
A23 C18-2010 | 1.0322 | 1.0069 |  |  | 1.0195 | 42.4664 | 43.2959
A23 E17-2003 | 1.0236 | 1.0749 |  |  | 1.0493 | 35.7865 | 37.5492
B2066 W10-2006 | 0.91485 | 0.87323 |  |  | 0.89404 | 26.5955 | 23.7774
A259 W16-2020 | 0.99347 | 0.94133 |  |  | 0.9674 | 34.2118 | -
A259 W17-2009 | 1.0007 | 1.0158 |  |  | 1.0082 | 39.2766 | 39.6

## DT Calcs (hidden)
|  | JAN | FEB | MAR | APR | MAY | JUN | JUL | AUG | SEP | OCT | NOV | DEC | JAN | FEB | MAR | APR | MAY | JUN | JUL | AUG | SEP | OCT | NOV | DEC
|  | 744 | 696 | 648 | 888 | 672 | 696 | 648 | 672 | 864 | 1056 | 600 | 624 | 744 | 696 | 648 | 888 | 672 | 696 | 648 | 672 | 864 | 1056 | 600 | 624
|  | JAN | FEB | MAR | APR | MAY | JUN | JUL | AUG | SEP | OCT | NOV | DEC | JAN | FEB | MAR | APR | MAY | JUN | JUL | AUG | SEP | OCT | NOV | DEC | DT Data Capture | JAN | FEB | MAR | APR | MAY | JUN | JUL | AUG | SEP | OCT | NOV | DEC | Average
| A23 C01-2020 | 23138.4 | 23524.8 | 16459.2 | 26373.6 | 18076.8 | 20114.4 | 14904 | 15657.6 | 24537.6 | 24921.6 | 20040 | 12729.6 | 744 | 696 | 648 | 888 | 672 | 696 | 648 | 672 | 864 | 1056 | 600 | 624 | 100 | 31.1 | 33.8 | 25.4 | 29.7 | 26.9 | 28.9 | 23 | 23.3 | 28.4 | 23.6 | 33.4 | 20.4 | 27.325
| A23 C02-2022 | 27825.6 | 25821.6 | 18014.4 | 27794.4 | 18009.6 | 19627.2 | 15098.4 | 16934.4 | 23241.6 | 29990.4 | 22320 | 18345.6 | 744 | 696 | 648 | 888 | 672 | 696 | 648 | 672 | 864 | 1056 | 600 | 624 | 100 | 37.4 | 37.1 | 27.8 | 31.3 | 26.8 | 28.2 | 23.3 | 25.2 | 26.9 | 28.4 | 37.2 | 29.4 | 29.9167
| B2066 C04-2010 | 28346.4 | 28536 | 22420.8 | 31701.6 | 19084.8 | 24777.6 | 20930.4 | 23116.8 | 31449.6 | 34108.8 | 22620 | 20779.2 | 744 | 696 | 648 | 888 | 672 | 696 | 648 | 672 | 864 | 1056 | 600 | 624 | 100 | 38.1 | 41 | 34.6 | 35.7 | 28.4 | 35.6 | 32.3 | 34.4 | 36.4 | 32.3 | 37.7 | 33.3 | 34.9833
| C05-2012 | 17558.4 | 17608.8 | 11728.8 | 16161.6 | 9408 |  | 8553.6 | 8534.4 | 14083.2 | 17001.6 | 14460 | 10420.8 | 744 | 696 | 648 | 888 | 672 |  | 648 | 672 | 864 | 1056 | 600 | 624 | 92.0981 | 23.6 | 25.3 | 18.1 | 18.2 | 14 |  | 13.2 | 12.7 | 16.3 | 16.1 | 24.1 | 16.7 | 18.0273
Duplicate | B2066 C10-2012 | 25891.2 | 32920.8 | 22420.8 | 33566.4 | 20697.6 | 25264.8 | 21578.4 | 21907.2 | 31017.6 | 34003.2 | 22560 | 20155.2 | 744 | 696 | 648 | 888 | 672 | 696 | 648 | 672 | 864 | 1056 | 600 | 624 | 100 | 34.8 | 47.3 | 34.6 | 37.8 | 30.8 | 36.3 | 33.3 | 32.6 | 35.9 | 32.2 | 37.6 | 32.3 | 35.4583
| B2066 C11-2007 | 37200 |  | 28447.2 | 42624 | 22713.6 | 32155.2 | 28382.4 | 27350.4 |  | 40867.2 | 27000 | 24648 | 744 |  | 648 | 888 | 672 | 696 | 648 | 672 |  | 1056 | 600 | 624 | 82.2888 | 50 |  | 43.9 | 48 | 33.8 | 46.2 | 43.8 | 40.7 |  | 38.7 | 45 | 39.5 | 42.96
| B2066 C11-2012 | 41515.2 | 40437.6 | 34797.6 | 49195.2 | 28224 | 36331.2 | 32659.2 | 34070.4 | 44064 | 47625.6 | 32700 | 31636.8 | 744 | 696 | 648 | 888 | 672 | 696 | 648 | 672 | 864 | 1056 | 600 | 624 | 100 | 55.8 | 58.1 | 53.7 | 55.4 | 42 | 52.2 | 50.4 | 50.7 | 51 | 45.1 | 54.5 | 50.7 | 51.6333
| A2010 C12-2010 | JAN: 33033.6; FEB: 27979.2; MAR: 22420.8; APR: 34543.2; MAY: 20630.4; JUN: 26796; DEC: 16598.4 | 744 | 696 | 648 | 888 | 672 | 696 | [5 empty] | 624 | 56.4033 | 44.4 | 40.2 | 34.6 | 38.9 | 30.7 | 38.5 | [5 empty] | 26.6 | 36.2714
| A2010 W01-2005 | 24254.4 |  | 20541.6 | 28771.2 | 17404.8 | 21019.2 | 17755.2 | 18950.4 | 26697.6 | 27456 | 18840 | 15412.8 | 744 |  | 648 | 888 | 672 | 696 | 648 | 672 | 864 | 1056 | 600 | 624 | 92.0981 | 32.6 |  | 31.7 | 32.4 | 25.9 | 30.2 | 27.4 | 28.2 | 30.9 | 26 | 31.4 | 24.7 | 29.2182
| C-Link C13-2014 | 27825.6 | 26865.6 | 21708 | 29659.2 | 19488 | 23524.8 | 19828.8 | 22713.6 | 29462.4 | 34425.6 | 25680 | 20280 | 744 | 696 | 648 | 888 | 672 | 696 | 648 | 672 | 864 | 1056 | 600 | 624 | 100 | 37.4 | 38.6 | 33.5 | 33.4 | 29 | 33.8 | 30.6 | 33.8 | 34.1 | 32.6 | 42.8 | 32.5 | 34.3417
| A23 C09-2005 | 26709.6 | 27422.4 | 20023.2 | 25663.2 | 19152 | 21367.2 | 17172 | 18412.8 | 28166.4 | 33369.6 | 21960 | 17160 | 744 | 696 | 648 | 888 | 672 | 696 | 648 | 672 | 864 | 1056 | 600 | 624 | 100 | 35.9 | 39.4 | 30.9 | 28.9 | 28.5 | 30.7 | 26.5 | 27.4 | 32.6 | 31.6 | 36.6 | 27.5 | 31.375
| A23 C16-2013 | 29313.6 | 28675.2 | 20995.2 | 29392.8 | 22377.6 | 22759.2 | 16848 |  | 29376 |  | 25920 | 17222.4 | 744 | 696 | 648 | 888 | 672 | 696 | 648 |  | 864 |  | 600 | 624 | 80.3815 | 39.4 | 41.2 | 32.4 | 33.1 | 33.3 | 32.7 | 26 |  | 34 |  | 43.2 | 27.6 | 34.29
| A23 C17-2012 | 38018.4 | 33060 | 30196.8 | 36674.4 | 22646.4 | 29440.8 | 26827.2 | 25468.8 | 36115.2 | 39177.6 | 24720 | 22713.6 | 744 | 696 | 648 | 888 | 672 | 696 | 648 | 672 | 864 | 1056 | 600 | 624 | 100 | 51.1 | 47.5 | 46.6 | 41.3 | 33.7 | 42.3 | 41.4 | 37.9 | 41.8 | 37.1 | 41.2 | 36.4 | 41.525
| A23 C18-2019 | 34596 | 31668 | 27280.8 | 42268.8 | 27417.6 | 34869.6 | 28317.6 | 28358.4 | 40867.2 | 43507.2 | 27540 | 26582.4 | 744 | 696 | 648 | 888 | 672 | 696 | 648 | 672 | 864 | 1056 | 600 | 624 | 100 | 46.5 | 45.5 | 42.1 | 47.6 | 40.8 | 50.1 | 43.7 | 42.2 | 47.3 | 41.2 | 45.9 | 42.6 | 44.625
| A23 C18-2010 |  | 35496 |  | 41647.2 | 23452.8 | 28257.6 | 25531.2 | 26208 |  |  | 29340 | 23462.4 |  | 696 |  | 888 | 672 | 696 | 648 | 672 |  |  | 600 | 624 | 62.3978 |  | 51 |  | 46.9 | 34.9 | 40.6 | 39.4 | 39 |  |  | 48.9 | 37.6 | 42.2875
| A23 C19-2021 |  | 28257.6 | 21060 | 28948.8 |  | 22968 | 17949.6 | 18144 | 18576 | 31574.4 | 24000 | 19281.6 |  | 696 | 648 | 888 |  | 696 | 648 | 672 | 864 | 1056 | 600 | 624 | 83.9237 |  | 40.6 | 32.5 | 32.6 |  | 33 | 27.7 | 27 | 21.5 | 29.9 | 40 | 30.9 | 31.57
| A23 C20-2005 |  | 27074.4 | 20541.6 | 31701.6 | 19017.6 | 22272 | 16653.6 | 18816 | 26524.8 | 28617.6 | 20700 | 15350.4 |  | 696 | 648 | 888 | 672 | 696 | 648 | 672 | 864 | 1056 | 600 | 624 | 91.5531 |  | 38.9 | 31.7 | 35.7 | 28.3 | 32 | 25.7 | 28 | 30.7 | 27.1 | 34.5 | 24.6 | 30.6545
| A23 C21-2005 | 30950.4 | 31041.6 | 27540 | 38184 | 20428.8 | 27979.2 | 25855.2 | 27619.2 | 36806.4 | 28512 | 23040 | 19656 | 744 | 696 | 648 | 888 | 672 | 696 | 648 | 672 | 864 | 1056 | 600 | 624 | 100 | 41.6 | 44.6 | 42.5 | 43 | 30.4 | 40.2 | 39.9 | 41.1 | 42.6 | 27 | 38.4 | 31.5 | 38.5667
| A23 C23-2005 | 26412 | 25264.8 | 20800.8 | 26196 | 13574.4 | 19975.2 | 18921.6 | 19219.2 | 26956.8 |  |  | 19094.4 | 744 | 696 | 648 | 888 | 672 | 696 | 648 | 672 | 864 |  |  | 624 | 81.1989 | 35.5 | 36.3 | 32.1 | 29.5 | 20.2 | 28.7 | 29.2 | 28.6 | 31.2 |  |  | 30.6 | 30.19
| A270 C24-2015 | 33108 | 35356.8 | 25660.8 | 36852 | 23721.6 | 28188 | 22680 | 25401.6 | 37756.8 | 41712 | 29100 | 23899.2 | 744 | 696 | 648 | 888 | 672 | 696 | 648 | 672 | 864 | 1056 | 600 | 624 | 100 | 44.5 | 50.8 | 39.6 | 41.5 | 35.3 | 40.5 | 35 | 37.8 | 43.7 | 39.5 | 48.5 | 38.3 | 41.25
| A270 C25-2010 | 31396.8 |  | 25596 | 38361.6 |  | 29440.8 | 25596 | 26611.2 | 38534.4 | 43824 | 27120 | 23836.8 | 744 |  | 648 | 888 |  | 696 | 648 | 672 | 864 | 1056 | 600 | 624 | 84.4687 | 42.2 |  | 39.5 | 43.2 |  | 42.3 | 39.5 | 39.6 | 44.6 | 41.5 | 45.2 | 38.2 | 41.58
| A270 C26-2022 | 36604.8 | 32294.4 | 36482.4 | 48040.8 | 27619.2 | 36331.2 | 39787.2 | 39513.6 | 54777.6 | 56496 | 30780 | 29078.4 | 744 | 696 | 648 | 888 | 672 | 696 | 648 | 672 | 864 | 1056 | 600 | 624 | 100 | 49.2 | 46.4 | 56.3 | 54.1 | 41.1 | 52.2 | 61.4 | 58.8 | 63.4 | 53.5 | 51.3 | 46.6 | 52.8583
| B2199 C28-2010 | 28048.8 | 25195.2 | 22096.8 | 28682.4 | 17203.2 | 19488 |  | 20160 | 26956.8 | 35481.6 | 22020 | 18844.8 | 744 | 696 | 648 | 888 | 672 | 696 |  | 672 | 864 | 1056 | 600 | 624 | 92.6431 | 37.7 | 36.2 | 34.1 | 32.3 | 25.6 | 28 |  | 30 | 31.2 | 33.6 | 36.7 | 30.2 | 32.3273
| A23 E01-2016 | 26188.8 | 27770.4 | 21124.8 |  | 23116.8 | 22411.2 | 14320.8 | 16060.8 | 27129.6 | 27667.2 | 20340 | 12604.8 | 744 | 696 | 648 |  | 672 | 696 | 648 | 672 | 864 | 1056 | 600 | 624 | 89.9183 | 35.2 | 39.9 | 32.6 |  | 34.4 | 32.2 | 22.1 | 23.9 | 31.4 | 26.2 | 33.9 | 20.2 | 30.1818
| A23 E02-2009 | 28420.8 | 28188 | 23328 | 27705.6 | 15321.6 | 20184 | 18662.4 | 20496 | 29030.4 | 32524.8 | 20760 | 18657.6 | 744 | 696 | 648 | 888 | 672 | 696 | 648 | 672 | 864 | 1056 | 600 | 624 | 100 | 38.2 | 40.5 | 36 | 31.2 | 22.8 | 29 | 28.8 | 30.5 | 33.6 | 30.8 | 34.6 | 29.9 | 32.1583
| C-Link E02-2012 | 27528 | 30345.6 | 25920 | 31701.6 | 19017.6 | 24847.2 | 21967.2 | 20966.4 | 31536 | 35059.2 | 21360 | 18345.6 | 744 | 696 | 648 | 888 | 672 | 696 | 648 | 672 | 864 | 1056 | 600 | 624 | 100 | 37 | 43.6 | 40 | 35.7 | 28.3 | 35.7 | 33.9 | 31.2 | 36.5 | 33.2 | 35.6 | 29.4 | 35.0083
| A23 E06-2020 | 26337.6 | 28884 | 21513.6 | 28149.6 | 16329.6 | 20184 | 18273.6 | 19353.6 | 28944 | 31363.2 | 22260 | 16473.6 | 744 | 696 | 648 | 888 | 672 | 696 | 648 | 672 | 864 | 1056 | 600 | 624 | 100 | 35.4 | 41.5 | 33.2 | 31.7 | 24.3 | 29 | 28.2 | 28.8 | 33.5 | 29.7 | 37.1 | 26.4 | 31.5667
| A270 E07-2019 | 43375.2 | 41760 | 29160 | 39338.4 | 32860.8 | 32990.4 | 28123.2 | 27350.4 | 36720 | 45830.4 | 32340 | 26956.8 | 744 | 696 | 648 | 888 | 672 | 696 | 648 | 672 | 864 | 1056 | 600 | 624 | 100 | 58.3 | 60 | 45 | 44.3 | 48.9 | 47.4 | 43.4 | 40.7 | 42.5 | 43.4 | 53.9 | 43.2 | 47.5833
| A270 E40-2022 | 26263.2 | 26865.6 | 20671.2 | 25485.6 | 20160 | 20880 | 15228 | 17270.4 | 25056 | 29568 | 21060 | 15537.6 | 744 | 696 | 648 | 888 | 672 | 696 | 648 | 672 | 864 | 1056 | 600 | 624 | 100 | 35.3 | 38.6 | 31.9 | 28.7 | 30 | 30 | 23.5 | 25.7 | 29 | 28 | 35.1 | 24.9 | 30.0583
| A270 E08-1996 | 38018.4 | 37584 | 30002.4 | 37828.8 | 29164.8 | 31528.8 | 26049.6 | 26006.4 | 36374.4 | 46569.6 | 29160 | 24835.2 | 744 | 696 | 648 | 888 | 672 | 696 | 648 | 672 | 864 | 1056 | 600 | 624 | 100 | 51.1 | 54 | 46.3 | 42.6 | 43.4 | 45.3 | 40.2 | 38.7 | 42.1 | 44.1 | 48.6 | 39.8 | 44.6833
| A270 E10-2015 | 29388 | 27979.2 | 24364.8 | 29925.6 | 19891.2 | 23176.8 | 19180.8 | 22041.6 | 29980.8 | 35587.2 | 21780 | 20529.6 | 744 | 696 | 648 | 888 | 672 | 696 | 648 | 672 | 864 | 1056 | 600 | 624 | 100 | 39.5 | 40.2 | 37.6 | 33.7 | 29.6 | 33.3 | 29.6 | 32.8 | 34.7 | 33.7 | 36.3 | 32.9 | 34.4917
| C-Link E12-2022 | 28792.8 | 28118.4 | 22809.6 | 32856 | 17203.2 | 27004.8 | 28512 | 27484.8 | 37411.2 | 46886.4 | 27120 | 24523.2 | 744 | 696 | 648 | 888 | 672 | 696 | 648 | 672 | 864 | 1056 | 600 | 624 | 100 | 38.7 | 40.4 | 35.2 | 37 | 25.6 | 38.8 | 44 | 40.9 | 43.3 | 44.4 | 45.2 | 39.3 | 39.4
| A270 E14-2019 | 26412 | 29858.4 | 24429.6 | 33566.4 | 22041.6 | 26448 | 19504.8 | 19286.4 | 30412.8 | 33897.6 | 20520 | 15849.6 | 744 | 696 | 648 | 888 | 672 | 696 | 648 | 672 | 864 | 1056 | 600 | 624 | 100 | 35.5 | 42.9 | 37.7 | 37.8 | 32.8 | 38 | 30.1 | 28.7 | 35.2 | 32.1 | 34.2 | 25.4 | 34.2
| A270 E15-2012 | 27156 | 29510.4 | 24429.6 | 32678.4 | 21638.4 | 24638.4 | 17301.6 | 18681.6 | 31276.8 | 36326.4 | 22620 | 18470.4 | 744 | 696 | 648 | 888 | 672 | 696 | 648 | 672 | 864 | 1056 | 600 | 624 | 100 | 36.5 | 42.4 | 37.7 | 36.8 | 32.2 | 35.4 | 26.7 | 27.8 | 36.2 | 34.4 | 37.7 | 29.6 | 34.45
| A23 E16-1996 | 25816.8 | 32294.4 | 26049.6 | 36940.8 | 24998.4 | 29997.6 | 18208.8 | 22377.6 | 35942.4 | 34003.2 | 21420 | 15849.6 | 744 | 696 | 648 | 888 | 672 | 696 | 648 | 672 | 864 | 1056 | 600 | 624 | 100 | 34.7 | 46.4 | 40.2 | 41.6 | 37.2 | 43.1 | 28.1 | 33.3 | 41.6 | 32.2 | 35.7 | 25.4 | 36.625
| A23 E16-2015 | 25816.8 | 35774.4 | 26632.8 | 40581.6 | 29568 | 31180.8 | 22032 | 23452.8 | 35337.6 |  |  | 17659.2 | 744 | 696 | 648 | 888 | 672 | 696 | 648 | 672 | 864 |  |  | 624 | 81.1989 | 34.7 | 51.4 | 41.1 | 45.7 | 44 | 44.8 | 34 | 34.9 | 40.9 |  |  | 28.3 | 39.98
| A23 E17-2003 |  | 30693.6 |  |  |  | 31111.2 | 21448.8 | 22444.8 | 33955.2 | 33369.6 | 20880 | 15662.4 |  | 696 |  |  |  | 696 | 648 | 672 | 864 | 1056 | 600 | 624 | 66.485 |  | 44.1 |  |  |  | 44.7 | 33.1 | 33.4 | 39.3 | 31.6 | 34.8 | 25.1 | 35.7625
| C-Link E17-2018 | 31471.2 | 32433.6 | 25077.6 | 33655.2 | 21840 | 28118.4 | 26438.4 | 25132.8 | 33955.2 | 39177.6 | 22860 | 21840 | 744 | 696 | 648 | 888 | 672 | 696 | 648 | 672 | 864 | 1056 | 600 | 624 | 100 | 42.3 | 46.6 | 38.7 | 37.9 | 32.5 | 40.4 | 40.8 | 37.4 | 39.3 | 37.1 | 38.1 | 35 | 38.8417
| C-Link E17-2022 | 26412 | 29858.4 | 17755.2 | 25219.2 | 23452.8 | 22272 | 15228 | 16665.6 | 25574.4 | 27878.4 | 20580 | 13728 | 744 | 696 | 648 | 888 | 672 | 696 | 648 | 672 | 864 | 1056 | 600 | 624 | 100 | 35.5 | 42.9 | 27.4 | 28.4 | 34.9 | 32 | 23.5 | 24.8 | 29.6 | 26.4 | 34.3 | 22 | 30.1417
| C-Link E18-2021 | 20683.2 | 21228 | 15292.8 | 21312 | 14515.2 | 16912.8 | 14126.4 | 12969.6 | 22982.4 | 18374.4 | 18120 | 11918.4 | 744 | 696 | 648 | 888 | 672 | 696 | 648 | 672 | 864 | 1056 | 600 | 624 | 100 | 27.8 | 30.5 | 23.6 | 24 | 21.6 | 24.3 | 21.8 | 19.3 | 26.6 | 17.4 | 30.2 | 19.1 | 23.85
| B2123 E22-2009 | 21873.6 | 27004.8 | 19310.4 | 29304 | 18412.8 | 25334.4 | 15681.6 | 16800 | 27648 | 26400 | 19200 | 12916.8 | 744 | 696 | 648 | 888 | 672 | 696 | 648 | 672 | 864 | 1056 | 600 | 624 | 100 | 29.4 | 38.8 | 29.8 | 33 | 27.4 | 36.4 | 24.2 | 25 | 32 | 25 | 32 | 20.7 | 29.475
| B2123 E23-2010 |  | 27700.8 | 20800.8 | 26107.2 | 15321.6 | 22132.8 | 17560.8 | 17606.4 | 27648 | 26822.4 | 17940 | 14913.6 |  | 696 | 648 | 888 | 672 | 696 | 648 | 672 | 864 | 1056 | 600 | 624 | 91.5531 |  | 39.8 | 32.1 | 29.4 | 22.8 | 31.8 | 27.1 | 26.2 | 32 | 25.4 | 29.9 | 23.9 | 29.1273
| A259 E25-2018 | 30578.4 | 23942.4 | 20865.6 | 33566.4 | 22243.2 | 24777.6 | 13737.6 | 15859.2 | 26179.2 | 25027.2 | 19500 | 12105.6 | 744 | 696 | 648 | 888 | 672 | 696 | 648 | 672 | 864 | 1056 | 600 | 624 | 100 | 41.1 | 34.4 | 32.2 | 37.8 | 33.1 | 35.6 | 21.2 | 23.6 | 30.3 | 23.7 | 32.5 | 19.4 | 30.4083
| B2123 E30-2020 | 20832 | 32224.8 | 17820 | 28327.2 | 18748.8 | 23803.2 | 12895.2 | 13171.2 | 24883.2 | 21964.8 | 18240 |  | 744 | 696 | 648 | 888 | 672 | 696 | 648 | 672 | 864 | 1056 | 600 |  | 92.9155 | 28 | 46.3 | 27.5 | 31.9 | 27.9 | 34.2 | 19.9 | 19.6 | 28.8 | 20.8 | 30.4 |  | 28.6636
| E32-2020 | 12350.4 | 13572 | 9525.6 | 13586.4 | 6451.2 | 9744 | 7322.4 | 7660.8 | 11491.2 | 13200 | 10920 | 9984 | 744 | 696 | 648 | 888 | 672 | 696 | 648 | 672 | 864 | 1056 | 600 | 624 | 100 | 16.6 | 19.5 | 14.7 | 15.3 | 9.6 | 14 | 11.3 | 11.4 | 13.3 | 12.5 | 18.2 | 16 | 14.3667
| A2010 W03-2006 | 25742.4 | 27422.4 | 22744.8 | 31346.4 | 18480 | 23594.4 | 21060 | 22444.8 | 29635.2 | 33792 | 22140 | 18782.4 | 744 | 696 | 648 | 888 | 672 | 696 | 648 | 672 | 864 | 1056 | 600 | 624 | 100 | 34.6 | 39.4 | 35.1 | 35.3 | 27.5 | 33.9 | 32.5 | 33.4 | 34.3 | 32 | 36.9 | 30.1 | 33.75
| A2010 W04-2006 | 30504 | 30206.4 | 21124.8 | 29925.6 | 22915.2 | 24012 | 19764 | 21504 | 30844.8 | 38332.8 | 23640 | 19281.6 | 744 | 696 | 648 | 888 | 672 | 696 | 648 | 672 | 864 | 1056 | 600 | 624 | 100 | 41 | 43.4 | 32.6 | 33.7 | 34.1 | 34.5 | 30.5 | 32 | 35.7 | 36.3 | 39.4 | 30.9 | 35.3417
| A270 W05-2006 | 30429.6 | 32642.4 | 22291.2 | 35786.4 | 27014.4 | 27561.6 | 22420.8 | 23654.4 | 33436.8 | 38649.6 | 25140 | 17596.8 | 744 | 696 | 648 | 888 | 672 | 696 | 648 | 672 | 864 | 1056 | 600 | 624 | 100 | 40.9 | 46.9 | 34.4 | 40.3 | 40.2 | 39.6 | 34.6 | 35.2 | 38.7 | 36.6 | 41.9 | 28.2 | 38.125
| B2066 W10-2006 | JAN: 21352.8; FEB: 19836; MAR: 15811.2; APR: 22555.2; MAY: 11222.4; DEC: 22838.4 | 744 | 696 | 648 | 888 | 672 | [6 empty] | 624 | 48.5014 | 28.7 | 28.5 | 24.4 | 25.4 | 16.7 | [6 empty] | 36.6 | 26.7167
| B2066 W11-2020 | 23436 | 27004.8 | 19310.4 | 28948.8 | 16934.4 | 20949.6 | 17690.4 | 17001.6 | 27907.2 | 28300.8 | 18840 |  | 744 | 696 | 648 | 888 | 672 | 696 | 648 | 672 | 864 | 1056 | 600 |  | 92.9155 | 31.5 | 38.8 | 29.8 | 32.6 | 25.2 | 30.1 | 27.3 | 25.3 | 32.3 | 26.8 | 31.4 |  | 30.1
| A259 W16-2020 | 29908.8 | 27352.8 | 21319.2 | 31701.6 | 17942.4 | 24220.8 | 19634.4 | 20496 | 30758.4 |  |  |  | 744 | 696 | 648 | 888 | 672 | 696 | 648 | 672 | 864 |  |  |  | 74.1144 | 40.2 | 39.3 | 32.9 | 35.7 | 26.7 | 34.8 | 30.3 | 30.5 | 35.6 |  |  |  | 34
| A259 W17-2009 | JAN: 33703.2; FEB: 36470.4; MAY: 28089.6; JUL: 20865.6; AUG: 21840; SEP: 34300.8; DEC: 17971.2 | 744 | 696 |  |  | 672 |  | 648 | 672 | 864 |  |  | 624 | 55.8583 | 45.3 | 52.4 |  |  | 41.8 |  | 32.2 | 32.5 | 39.7 |  |  | 28.8 | 38.9571
| A259 W18-2010 | 15847.2 | 15172.8 | 11534.4 | 13941.6 | 6720 | 8978.4 | 8359.2 | 7593.6 | 12528 | 8448 | 13020 | 11169.6 | 744 | 696 | 648 | 888 | 672 | 696 | 648 | 672 | 864 | 1056 | 600 | 624 | 100 | 21.3 | 21.8 | 17.8 | 15.7 | 10 | 12.9 | 12.9 | 11.3 | 14.5 | 8 | 21.7 | 17.9 | 15.4833
| A259 W19-2009 | 28792.8 | 28466.4 | 21448.8 | 27172.8 | 18144 | 22063.2 | 18856.8 | 19219.2 | 29808 | 31891.2 | 21840 | 17846.4 | 744 | 696 | 648 | 888 | 672 | 696 | 648 | 672 | 864 | 1056 | 600 | 624 | 100 | 38.7 | 40.9 | 33.1 | 30.6 | 27 | 31.7 | 29.1 | 28.6 | 34.5 | 30.2 | 36.4 | 28.6 | 32.45
| A270 OSR13 W20-2021 | 24626.4 | 29162.4 | 23198.4 | 32500.8 | 21436.8 | 27144 | 19958.4 | 20563.2 | 30153.6 | 36220.8 | 19980 | 17846.4 | 744 | 696 | 648 | 888 | 672 | 696 | 648 | 672 | 864 | 1056 | 600 | 624 | 100 | 33.1 | 41.9 | 35.8 | 36.6 | 31.9 | 39 | 30.8 | 30.6 | 34.9 | 34.3 | 33.3 | 28.6 | 34.2333
| A2023 W21-2010 | 26858.4 | 27422.4 | 20541.6 | 26906.4 | 17001.6 | 21228 | 18144 | 18681.6 | 27993.6 | 29462.4 | 21600 | 17409.6 | 744 | 696 | 648 | 888 | 672 | 696 | 648 | 672 | 864 | 1056 | 600 | 624 | 100 | 36.1 | 39.4 | 31.7 | 30.3 | 25.3 | 30.5 | 28 | 27.8 | 32.4 | 27.9 | 36 | 27.9 | 31.1083
| LN1-2022 | 31471.2 | 24151.2 | 16005.6 | 19980 | 13574.4 | 13850.4 | 12830.4 | 12499.2 | 19180.8 | 23548.8 | 18600 | 14352 | 744 | 696 | 648 | 888 | 672 | 696 | 648 | 672 | 864 | 1056 | 600 | 624 | 100 | 42.3 | 34.7 | 24.7 | 22.5 | 20.2 | 19.9 | 19.8 | 18.6 | 22.2 | 22.3 | 31 | 23 | 25.1
| LN2-2022 | 20906.4 | 34104 | 22420.8 |  |  | 24290.4 | 16783.2 | 17942.4 | 27907.2 | 36009.6 | 25740 | 20217.6 | 744 | 696 | 648 |  |  | 696 | 648 | 672 | 864 | 1056 | 600 | 624 | 82.2888 | 28.1 | 49 | 34.6 |  |  | 34.9 | 25.9 | 26.7 | 32.3 | 34.1 | 42.9 | 32.4 | 34.09
| LN4-2022 | 20980.8 | 22550.4 | 15811.2 | 22466.4 | 13641.6 | 16495.2 | 13996.8 | 14246.4 | 19008 | 22281.6 | 16500 | 12480 | 744 | 696 | 648 | 888 | 672 | 696 | 648 | 672 | 864 | 1056 | 600 | 624 | 100 | 28.2 | 32.4 | 24.4 | 25.3 | 20.3 | 23.7 | 21.6 | 21.2 | 22 | 21.1 | 27.5 | 20 | 23.975
| LN5-2022 | 17260.8 | 17260.8 | 12441.6 | 16339.2 | 9206.4 | 11066.4 | 9072 | 9340.8 | 15206.4 | 18691.2 | 15900 | 9360 | 744 | 696 | 648 | 888 | 672 | 696 | 648 | 672 | 864 | 1056 | 600 | 624 | 100 | 23.2 | 24.8 | 19.2 | 18.4 | 13.7 | 15.9 | 14 | 13.9 | 17.6 | 17.7 | 26.5 | 15 | 18.325
| LN7-2022 | 17335.2 | 16982.4 | 9720 | 15362.4 | 9408 | 12597.6 | 10497.6 | 10348.8 | 15984 | 17952 | 15360 | 9984 | 744 | 696 | 648 | 888 | 672 | 696 | 648 | 672 | 864 | 1056 | 600 | 624 | 100 | 23.3 | 24.4 | 15 | 17.3 | 14 | 18.1 | 16.2 | 15.4 | 18.5 | 17 | 25.6 | 16 | 18.4
| LN8-2022 | 21129.6 | 19905.6 | 16005.6 | 19802.4 | 11625.6 | 16356 | 16524 | 14380.8 | 21340.8 | 26505.6 | 18480 | 15412.8 | 744 | 696 | 648 | 888 | 672 | 696 | 648 | 672 | 864 | 1056 | 600 | 624 | 100 | 28.4 | 28.6 | 24.7 | 22.3 | 17.3 | 23.5 | 25.5 | 21.4 | 24.7 | 25.1 | 30.8 | 24.7 | 24.75
| LN9-2022 | 26560.8 | 25334.4 | 20865.6 | 26640 | 18681.6 | 23455.2 | 21708 | 21100.8 | 28339.2 | 33052.8 | 22140 | 18907.2 | 744 | 696 | 648 | 888 | 672 | 696 | 648 | 672 | 864 | 1056 | 600 | 624 | 100 | 35.7 | 36.4 | 32.2 | 30 | 27.8 | 33.7 | 33.5 | 31.4 | 32.8 | 31.3 | 36.9 | 30.3 | 32.6667
| LN10-2022 | 21948 | 21924 | 15681.6 | 21045.6 | 11424 | 13850.4 | 11793.6 | 13776 | 19180.8 | 21225.6 | 19080 | 10982.4 | 744 | 696 | 648 | 888 | 672 | 696 | 648 | 672 | 864 | 1056 | 600 | 624 | 100 | 29.5 | 31.5 | 24.2 | 23.7 | 17 | 19.9 | 18.2 | 20.5 | 22.2 | 20.1 | 31.8 | 17.6 | 23.0167
| LN11-2022 | 16814.4 | 17539.2 | 11664 | 15184.8 | 9004.8 | 10579.2 | 9201.6 | 9072 | 15033.6 | 19113.6 | 15000 | 8798.4 | 744 | 696 | 648 | 888 | 672 | 696 | 648 | 672 | 864 | 1056 | 600 | 624 | 100 | 22.6 | 25.2 | 18 | 17.1 | 13.4 | 15.2 | 14.2 | 13.5 | 17.4 | 18.1 | 25 | 14.1 | 17.8167
| LN12-2022 | 36902.4 | 24360 | 19828.8 | 23798.4 | 14985.6 | 18026.4 | 16070.4 | 16732.8 | 23068.8 | 29251.2 | 20340 | 15537.6 | 744 | 696 | 648 | 888 | 672 | 696 | 648 | 672 | 864 | 1056 | 600 | 624 | 100 | 49.6 | 35 | 30.6 | 26.8 | 22.3 | 25.9 | 24.8 | 24.9 | 26.7 | 27.7 | 33.9 | 24.9 | 29.425
| LN13-2022 | 29164.8 | 21576 | 21772.8 | 19358.4 | 18278.4 | 19209.6 | 17949.6 | 18076.8 | 25401.6 | 31891.2 | 17700 | 17659.2 | 744 | 696 | 648 | 888 | 672 | 696 | 648 | 672 | 864 | 1056 | 600 | 624 | 100 | 39.2 | 31 | 33.6 | 21.8 | 27.2 | 27.6 | 27.7 | 26.9 | 29.4 | 30.2 | 29.5 | 28.3 | 29.3667
| LN14-2022 | 21204 | 21645.6 | 12960 | 18736.8 | 11424 | 12945.6 | 11340 | 11491.2 | 18230.4 | 20803.2 | 17280 | 11793.6 | 744 | 696 | 648 | 888 | 672 | 696 | 648 | 672 | 864 | 1056 | 600 | 624 | 100 | 28.5 | 31.1 | 20 | 21.1 | 17 | 18.6 | 17.5 | 17.1 | 21.1 | 19.7 | 28.8 | 18.9 | 21.6167
| A259 Kingsway2 | 20460 | 18444 | 13284 | 19003.2 | 11356.8 | 13641.6 | 9266.4 | 10147.2 | 16502.4 | 19641.6 | 14280 | 10857.6 | 744 | 696 | 648 | 888 | 672 | 696 | 648 | 672 | 864 | 1056 | 600 | 624 | 100 | 27.5 | 26.5 | 20.5 | 21.4 | 16.9 | 19.6 | 14.3 | 15.1 | 19.1 | 18.6 | 23.8 | 17.4 | 20.0583
| A259 Kingsway4 | 21204 | 19766.4 | 14839.2 | 20068.8 |  | 16356 | 11728.8 | 12432 | 20217.6 | 23232 | 15060 | 12542.4 | 744 | 696 | 648 | 888 |  | 696 | 648 | 672 | 864 | 1056 | 600 | 624 | 92.3706 | 28.5 | 28.4 | 22.9 | 22.6 |  | 23.5 | 18.1 | 18.5 | 23.4 | 22 | 25.1 | 20.1 | 23.0091
| WRP1 | 32215.2 | 27422.4 | 22356 | 28682.4 | 20966.4 | 24638.4 | 19634.4 | 22108.8 | 25747.2 | 29462.4 | 21240 | 15912 | 744 | 696 | 648 | 888 | 672 | 696 | 648 | 672 | 864 | 1056 | 600 | 624 | 100 | 43.3 | 39.4 | 34.5 | 32.3 | 31.2 | 35.4 | 30.3 | 32.9 | 29.8 | 27.9 | 35.4 | 25.5 | 33.1583
| WRP2 | 24998.4 | 25960.8 | 17949.6 | 17493.6 | 8198.4 | 10857.6 | 10368 | 13238.4 | 20822.4 | 21648 | 16020 | 10670.4 | 744 | 696 | 648 | 888 | 672 | 696 | 648 | 672 | 864 | 1056 | 600 | 624 | 100 | 33.6 | 37.3 | 27.7 | 19.7 | 12.2 | 15.6 | 16 | 19.7 | 24.1 | 20.5 | 26.7 | 17.1 | 22.5167
| WRP3 | 25891.2 | 24777.6 | 17107.2 | 23443.2 | 12297.6 | 16356 | 11923.2 | 13372.8 | 21600 | 22809.6 | 17100 | 10670.4 | 744 | 696 | 648 | 888 | 672 | 696 | 648 | 672 | 864 | 1056 | 600 | 624 | 100 | 34.8 | 35.6 | 26.4 | 26.4 | 18.3 | 23.5 | 18.4 | 19.9 | 25 | 21.6 | 28.5 | 17.1 | 24.625

## STEP 3 - Bias Adjustment
Bias Adjustment Factor
| Enter data into the pink cells |  |  |  |  | BAF | 0.81
| i) Enter National Bias Adjustment Factor |  |  | 0.81
| ii) How many co-located diffusion tube sites are there in your Local Authority area? |  |  | 1 | Follow instructions in STEP 3a Local Bias Adjustment tab to calculate local factor, then return to this tab to define which factor to use for data processing
| Local Bias Adjustment Factor |  |  | 0.71 | Review bias adjusted annual mean results below and define which factor to use for data processing
| iii) Which bias adjustment factor will be used for data processing? |  |  | National | Proceed to STEP 4 - Fall off with Distance tab | National
Local
Diffusion Tube ID | Time Weighted Annual Mean (µg/m3) |  |  | Comment |  | None
| Raw Data | Bias Adjusted and Annualised
|  | National Factor (0.81) | Local Factor (0.71)
A23 C01-2020 | 27.3022 | 22.1148 | 19.3845 |  |  | 0
A23 C02-2022 | 29.8619 | 24.1881 | 21.2019 |  |  | 1
B2066 C04-2010 | 34.9537 | 28.3125 | 24.8171 |  |  | 2
C05-2012 | 17.9388 | 14.5304 | 12.7365 |  |  | 3
B2066 C10-2012 | 35.4204 | 28.6906 | 25.1485 |  |  | 4
B2066 C11-2007 | 42.9619 | 34.7992 | 30.503 |  |  | 5
B2066 C11-2012 | 51.4597 | 41.6823 | 36.5364 |  |  | 6
A2010 C12-2010 | 36.6348 | 27.3183 | 23.9457 |  |  | 7
A2010 W01-2005 | 29.2287 | 23.6752 | 20.7524
C-Link C13-2014 | 34.2259 | 27.723 | 24.3004
A23 C09-2005 | 31.4008 | 25.4347 | 22.2946
A23 C16-2013 | 34.3051 | 27.7871 | 24.3566
A23 C17-2012 | 41.4463 | 33.5715 | 29.4269
A23 C18-2019 | 44.6496 | 36.1662 | 31.7012
A23 C18-2010 | 42.4664 | 35.0697 | 30.7401
A23 C19-2021 | 31.2175 | 25.2862 | 22.1644
A23 C20-2005 | 30.6634 | 24.8373 | 21.771
A23 C21-2005 | 38.3302 | 31.0475 | 27.2145
A23 C23-2005 | 30.2594 | 24.5101 | 21.4842
A270 C24-2015 | 41.2621 | 33.4223 | 29.2961
A270 C25-2010 | 41.7094 | 33.7846 | 29.6136
A270 C26-2022 | 53.1114 | 43.0203 | 37.7091
B2199 C28-2010 | 32.3747 | 26.2235 | 22.986
A23 E01-2016 | 30.1433 | 24.4161 | 21.4018
A23 E02-2009 | 32.1616 | 26.0509 | 22.8347
C-Link E02-2012 | 35.0357 | 28.3789 | 24.8753
A23 E06-2020 | 31.5698 | 25.5715 | 22.4145
A270 E07-2019 | 47.3213 | 38.3302 | 33.5981
A270 E40-2022 | 29.9779 | 24.2821 | 21.2843
A270 E08-1996 | 44.6324 | 36.1523 | 31.689
A270 E10-2015 | 34.4943 | 27.9404 | 24.4909
C-Link E12-2022 | 39.5916 | 32.0692 | 28.11
A270 E14-2019 | 34.3128 | 27.7934 | 24.3621
A270 E15-2012 | 34.5967 | 28.0234 | 24.5637
A23 E16-1996 | 36.7733 | 29.7864 | 26.109
A23 E16-2015 | 40.2735 | 32.6215 | 28.5942
A23 E17-2003 | 35.7865 | 30.4149 | 26.66
C-Link E17-2018 | 38.8283 | 31.451 | 27.5681
C-Link E17-2022 | 30.0436 | 24.3353 | 21.331
C-Link E18-2021 | 23.6643 | 19.1681 | 16.8017
B2123 E22-2009 | 29.5057 | 23.8996 | 20.9491
B2123 E23-2010 | 29.0866 | 23.5602 | 20.6515
A259 E25-2018 | 30.4703 | 24.6809 | 21.6339
B2123 E30-2020 | 28.4592 | 23.052 | 20.2061
E32-2020 | 14.2834 | 11.5695 | 10.1412
A2010 W03-2006 | 33.7403 | 27.3297 | 23.9556
A2010 W04-2006 | 35.4286 | 28.6972 | 25.1543
A270 W05-2006 | 38.218 | 30.9566 | 27.1348
B2066 W10-2006 | 26.5955 | 19.2597 | 16.8819
B2066 W11-2020 | 30.0982 | 24.3796 | 21.3698
A259 W16-2020 | 34.2118 | 27.7115 | 24.2904
A259 W17-2009 | 39.2766 | 32.076 | 28.116
A259 W18-2010 | 15.1354 | 12.2597 | 10.7461
A259 W19-2009 | 32.4193 | 26.2597 | 23.0177
A270 OSR13 W20-2021 | 34.3768 | 27.8452 | 24.4076
A2023 W21-2010 | 31.0229 | 25.1285 | 22.0263
LN1-2022 | 24.9823 | 20.2357 | 17.7374
LN2-2022 | 33.9848 | 27.5277 | 24.1292
LN4-2022 | 23.894 | 19.3541 | 16.9647
LN5-2022 | 18.2954 | 14.8192 | 12.9897
LN7-2022 | 18.3392 | 14.8548 | 13.0209
LN8-2022 | 24.6899 | 19.9988 | 17.5298
LN9-2022 | 32.5597 | 26.3733 | 23.1174
LN10-2022 | 22.9237 | 18.5682 | 16.2758
LN11-2022 | 17.8253 | 14.4385 | 12.656
LN12-2022 | 29.394 | 23.8091 | 20.8697
LN13-2022 | 29.2959 | 23.7297 | 20.8001
LN14-2022 | 21.5548 | 17.4594 | 15.3039
A259 Kingsway2 | 20.0823 | 16.2667 | 14.2584
A259 Kingsway4 | 23.0392 | 18.6618 | 16.3579
WRP1 | 32.9684 | 26.7044 | 23.4076
WRP2 | 22.5052 | 18.2292 | 15.9787
WRP3 | 24.6763 | 19.9878 | 17.5202

## STEP 3a Local Bias Adjustment 1
[17 empty] | Bias 1 Period | Triplicate Average | Reference Conc+ | Tube 1 µgm-3 | Tube 2 µgm-3 | Tube 3 µgm-3 | Average | Montlhly df | Coefficient of Variation (CV) | STDEV ^2 * df | Period Mean | Ref/Tub_1 | Ref/Tub_2 | Ref/Tub_3 | Average Ref/Tub |  | STDEV ^2 | STDEV ^2 * df | Data Capture | Tub/Ref_1 | Tub/Ref_2 | Tub/Ref_3 | Average Ref/Tub |  | STDEV ^2 * df | Cm | Dm
[17 empty] | 1 | 33.8 | Poor Data | * | * | * | * | * | * | * | * | * | * | * | * | * | * | * | * | * | * | * | * | * | * | * | *
| Local Bias Adjustment 1 | [15 empty] | 2 | 47.3 | 28.1858 | 47.3 | 47.3 | * | 47.3 | 1 | 0% | 0 | 28.1858 | 0.59589 | 0.59589 | * | 0.59589 | 1 | 0 | 0 | 78.02% | 1.6782 | 1.6782 | * | 1.6782 | 1 | 0 | 28.1858 | 47.3
[17 empty] | 3 | 34.6 | 22.8859 | 34.6 | 34.1 | * | 34.35 | 1 | 1.029% | 0.125 | 22.8859 | 0.66144 | 0.67114 | * | 0.66629 | 1 | 4.7031e-05 | 4.7031e-05 | 82.41% | 1.5118 | 1.49 | * | 1.5009 | 1 | 0.00023866 | 22.8859 | 34.35
| Enter data into the pink cells | [15 empty] | 4 | 38.4 | 26.6568 | 38.4 | 37.1 | * | 37.75 | 1 | 2.435% | 0.845 | 26.6568 | 0.69419 | 0.71851 | * | 0.70635 | 1 | 0.00029584 | 0.00029584 | 97.41% | 1.4405 | 1.3918 | * | 1.4162 | 1 | 0.0011892 | 26.6568 | 37.75
[17 empty] | 5 | 31.1 | 19.4955 | 31.1 | 30.4 | * | 30.75 | 1 | 1.61% | 0.245 | 19.4955 | 0.62686 | 0.6413 | * | 0.63408 | 1 | 0.00010418 | 0.00010418 | 93.9% | 1.5952 | 1.5593 | * | 1.5773 | 1 | 0.00064461 | 19.4955 | 30.75
[17 empty] | 6 | 36.9 | 26.8709 | 36.9 | 37.3 | * | 37.1 | 1 | 0.7624% | 0.08 | 26.8709 | 0.72821 | 0.7204 | * | 0.72431 | 1 | 3.0492e-05 | 3.0492e-05 | 99.14% | 1.3732 | 1.3881 | * | 1.3807 | 1 | 0.0001108 | 26.8709 | 37.1
[17 empty] | 7 | 33.4 | 24.4362 | 33.4 | 33.3 | * | 33.35 | 1 | 0.212% | 0.005 | 24.4362 | 0.73162 | 0.73382 | * | 0.73272 | 1 | 2.4135e-06 | 2.4135e-06 | 99.85% | 1.3668 | 1.3627 | * | 1.3648 | 1 | 8.3734e-06 | 24.4362 | 33.35
[17 empty] | 8 | 33.2 | 23.2866 | 33.2 | 32 | * | 32.6 | 1 | 2.603% | 0.72 | 23.2866 | 0.7014 | 0.72771 | * | 0.71456 | 1 | 0.00034592 | 0.00034592 | 99.4% | 1.4257 | 1.3742 | * | 1.3999 | 1 | 0.0013278 | 23.2866 | 32.6
i) Enter co-located diffusion tube period means | [16 empty] | 9 | 36.6 | 27.5426 | 36.6 | 35.2 | * | 35.9 | 1 | 2.758% | 0.98 | 27.5426 | 0.75253 | 0.78246 | * | 0.7675 | 1 | 0.00044791 | 0.00044791 | 96.99% | 1.3289 | 1.278 | * | 1.3034 | 1 | 0.0012919 | 27.5426 | 35.9
[17 empty] | 10 | 31.8 | 26.1085 | 31.8 | 32.5 | * | 32.15 | 1 | 1.54% | 0.245 | 26.1085 | 0.82102 | 0.80334 | * | 0.81218 | 1 | 0.00015635 | 0.00015635 | 99.34% | 1.218 | 1.2448 | * | 1.2314 | 1 | 0.00035942 | 26.1085 | 32.15
Period | NO2 Period Mean (µg/m3) |  |  | Triplicate Mean | Standard Deviation | Coefficient of Variation (CV) | 95% CI of Mean | Data Quality Check | [8 empty] | 11 | 38 | 29.0048 | 38 | 37.6 | * | 37.8 | 1 | 0.7483% | 0.08 | 29.0048 | 0.76328 | 0.7714 | * | 0.76734 | 1 | 3.2968e-05 | 3.2968e-05 | 98.5% | 1.3101 | 1.2963 | * | 1.3032 | 1 | 9.5093e-05 | 29.0048 | 37.8
| Tube 1 | Tube 2 | Tube 3 | [13 empty] | 12 | 31.5 | 22.3068 | 31.5 | 33.1 | * | 32.3 | 1 | 3.503% | 1.28 | 22.3068 | 0.70815 | 0.67392 | * | 0.69104 | 1 | 0.00058588 | 0.00058588 | 100% | 1.4121 | 1.4838 | * | 1.448 | 1 | 0.0025724 | 22.3068 | 32.3
1 | 33.8 | 35.8 |  | 34.8 | 1.4142 | 4.064% | 12.7062 | Good | 1 | [8 empty] | 35.55 | 25.2 |  |  | Average | 35.5773 |  | 1.564% |  | 25.1619 |  | Average= | 0.71021 | 0.71 | sm | se | se | 95% |  | Average= | 1.4185 | 1.4185 | sm | se | 25.1619 | 35.5773
2 | 47.3 | 47.3 |  | 47.3 | 0 | 0% | 0 | Good | 1 | [11 empty] | Stdev monthly means | Stdev monthly means | 4.5894 | se |  | 0.64702 |  |  | Stdev= | 0.061619 | 0.062324 | 0.0037911 | 0.013648 | 0.013648 |  |  | Stdev= | 0.1274 | 0.12903 | 0.016293 | 0.026694 | 1.4139 | 0.71
3 | 34.6 | 34.1 |  | 34.35 | 0.35355 | 1.029% | 3.1766 | Good | 1 | [10 empty] | 1.4118 |  | N= | 11 | [5 empty] | N= | 22 | 11 | 0.061572 |  |  |  |  | N= | 22 | 11 | 0.12764 |  | 1.3275 | 0.75
4 | 38.4 | 37.1 |  | 37.75 | 0.91924 | 2.435% | 8.259 | Good | 1 | [12 empty] | 95% CI | 3.0832 | [5 empty] | 95% CI | 0.02732 | 0.041722 | [5 empty] | 95% CI | 0.056484 | 0.086412 | 1.505 |  | 1.5003 | 0.67
5 | 31.1 | 30.4 |  | 30.75 | 0.49497 | 1.61% | 4.4472 | Good | 1 | [19 empty] | 0.0018822 | 2.4277e-05 | [9 empty] | 1.3321
6 | 36.9 | 37.3 |  | 37.1 | 0.28284 | 0.7624% | 2.5412 | Good | 1
7 | 33.4 | 33.3 |  | 33.35 | 0.070711 | 0.212% | 0.63531 | Good | 1
8 | 33.2 | 32 |  | 32.6 | 0.84853 | 2.603% | 7.6237 | Good | 1
9 | 36.6 | 35.2 |  | 35.9 | 0.98995 | 2.758% | 8.8943 | Good | 1
10 | 31.8 | 32.5 |  | 32.15 | 0.49497 | 1.54% | 4.4472 | Good | 1
11 | 38 | 37.6 |  | 37.8 | 0.28284 | 0.7483% | 2.5412 | Good | 1
12 | 31.5 | 33.1 |  | 32.3 | 1.1314 | 3.503% | 10.165 | Good | 1
[8 empty] | Good Overall Precision | 0 | Good
ii) Enter co-located continuous monitor hourly monitoring data | [8 empty] | 1.772% | Good
Start Date | 2023-01-02 |  |  |  | Period | Period Mean | Data Capture (%) | Data Quality Check |  | Tube On | Tube Off | Day Count | Maximum Count | % TDC | CS1 Conc | CS1 % DC
Start Time | 12:00 |  |  |  | 1 | 31.811 | 56.18% | Poor Data Capture | 1 | 2023-01-02 | 2023-02-02 | 31 | 744 | 0.084469 | 31.811 | 56.18%
[5 empty] | 2 | 28.1858 | 78.02% | Good | 2 | 2023-02-02 | 2023-03-03 | 29 | 696 | 0.079019 | 28.1858 | 78.02%
Date & Time | NO2 Hourly Concentrations (µg/m3) |  |  |  | 3 | 22.8859 | 82.41% | Good | 3 | 2023-03-03 | 2023-03-30 | 27 | 648 | 0.073569 | 22.8859 | 82.41%
[5 empty] | 4 | 26.6568 | 97.41% | Good | 4 | 2023-03-30 | 2023-05-06 | 37 | 888 | 0.10082 | 26.6568 | 97.41%
2023-01-02 12:00 |  |  |  |  | 5 | 19.4955 | 93.9% | Good | 5 | 2023-05-06 | 2023-06-03 | 28 | 672 | 0.076294 | 19.4955 | 93.9%
2023-01-02 13:00 |  |  |  |  | 6 | 26.8709 | 99.14% | Good | 6 | 2023-06-03 | 2023-07-02 | 29 | 696 | 0.079019 | 26.8709 | 99.14%
2023-01-02 14:00 |  |  |  |  | 7 | 24.4362 | 99.85% | Good | 7 | 2023-07-02 | 2023-07-29 | 27 | 648 | 0.073569 | 24.4362 | 99.85%
2023-01-02 15:00 |  |  |  |  | 8 | 23.2866 | 99.4% | Good | 8 | 2023-07-29 | 2023-08-26 | 28 | 672 | 0.076294 | 23.2866 | 99.4%
2023-01-02 16:00 |  |  |  |  | 9 | 27.5426 | 96.99% | Good | 9 | 2023-08-26 | 2023-10-01 | 36 | 864 | 0.098093 | 27.5426 | 96.99%
2023-01-02 17:00 |  |  |  |  | 10 | 26.1085 | 99.34% | Good | 10 | 2023-10-01 | 2023-11-14 | 44 | 1056 | 0.11989 | 26.1085 | 99.34%
2023-01-02 18:00 |  |  |  |  | 11 | 29.0048 | 98.5% | Good | 11 | 2023-11-14 | 2023-12-09 | 25 | 600 | 0.06812 | 29.0048 | 98.5%
2023-01-02 19:00 |  |  |  |  | 12 | 22.3068 | 100% | Good | 12 | 2023-12-09 | 2024-01-04 | 26 | 624 | 0.070845 | 22.3068 | 100%
2023-01-02 20:00 | [7 empty] | Good Overall Data Capture | Data Capture | 91.94%
2023-01-02 21:00
2023-01-02 22:00
2023-01-02 23:00
2023-01-03
2023-01-03 01:00
2023-01-03 02:00
2023-01-03 03:00
2023-01-03 04:00
2023-01-03 05:00
2023-01-03 06:00
2023-01-03 07:00
2023-01-03 08:00
2023-01-03 09:00
2023-01-03 10:00
2023-01-03 11:00
2023-01-03 12:00
2023-01-03 13:00
2023-01-03 14:00
2023-01-03 15:00
2023-01-03 16:00
2023-01-03 17:00
2023-01-03 18:00
2023-01-03 19:00
2023-01-03 20:00
2023-01-03 21:00
2023-01-03 22:00
2023-01-03 23:00
2023-01-04
2023-01-04 01:00
2023-01-04 02:00
2023-01-04 03:00
2023-01-04 04:00
2023-01-04 05:00
2023-01-04 06:00
2023-01-04 07:00
2023-01-04 08:00
2023-01-04 09:00
2023-01-04 10:00
2023-01-04 11:00
2023-01-04 12:00
2023-01-04 13:00
2023-01-04 14:00
2023-01-04 15:00
2023-01-04 16:00
2023-01-04 17:00
2023-01-04 18:00
2023-01-04 19:00
2023-01-04 20:00
2023-01-04 21:00
2023-01-04 22:00
2023-01-04 23:00
2023-01-05
2023-01-05 01:00
2023-01-05 02:00
2023-01-05 03:00
2023-01-05 04:00
2023-01-05 05:00
2023-01-05 06:00
2023-01-05 07:00
2023-01-05 08:00 | 20.9682
2023-01-05 09:00 | 16.159
2023-01-05 10:00 | 16.3935
2023-01-05 11:00 | 6.8433
2023-01-05 12:00 | 4.2219
2023-01-05 13:00 | 2.9628
2023-01-05 14:00 | 2.8661
2023-01-05 15:00 | 4.6065
2023-01-05 16:00 | 17.7641
2023-01-05 17:00 | 30.676
2023-01-05 18:00 | 49.4356
2023-01-05 19:00 | 37.4275
2023-01-05 20:00 | 33.9584
2023-01-05 21:00 | 38.3417
2023-01-05 22:00 | 45.3481
2023-01-05 23:00 | 55.4235
2023-01-06 | 43.5983
2023-01-06 01:00 | 30.108
2023-01-06 02:00 | 36.588
2023-01-06 03:00 | 34.9653
2023-01-06 04:00 | 46.0429
2023-01-06 05:00 | 31.9798
2023-01-06 06:00 | 17.4939
2023-01-06 07:00 | 13.8511
2023-01-06 08:00 | 12.0332
2023-01-06 09:00 | 10.3729
2023-01-06 10:00 | 8.9319
2023-01-06 11:00 | 3.3473
2023-01-06 12:00 | 1.6629
2023-01-06 13:00 | 1.3997
2023-01-06 14:00 | 5.1754
2023-01-06 15:00 | 4.2861
2023-01-06 16:00 | 27.6329
2023-01-06 17:00 | 38.9596
2023-01-06 18:00 | 50.7916
2023-01-06 19:00 | 51.396
2023-01-06 20:00 | 50.0683
2023-01-06 21:00 | 43.6723
2023-01-06 22:00 | 43.6643
2023-01-06 23:00 | 43.9677
2023-01-07 | 46.1886
2023-01-07 01:00 | 42.3858
2023-01-07 02:00 | 29.3102
2023-01-07 03:00 | 36.9295
2023-01-07 04:00 | 29.1346
2023-01-07 05:00 | 23.8768
2023-01-07 06:00 | 23.451
2023-01-07 07:00 | 18.8148
2023-01-07 08:00 | 11.608
2023-01-07 09:00 | 7.7395
2023-01-07 10:00 | 9.2428
2023-01-07 11:00 | 3.9569
2023-01-07 12:00 | 5.9534
2023-01-07 13:00 | 2.9182
2023-01-07 14:00 | 11.9991
2023-01-07 15:00 | 1.9356
2023-01-07 16:00 | 3.8437
2023-01-07 17:00 | 6.1867
2023-01-07 18:00 | 7.5698
2023-01-07 19:00 | 8.883
2023-01-07 20:00 | 13.0584
2023-01-07 21:00 | 15.0804
2023-01-07 22:00 | 14.6927
2023-01-07 23:00 | 15.9321
2023-01-08 | 14.8096
2023-01-08 01:00 | 13.6056
2023-01-08 02:00 | 17.6788
2023-01-08 03:00 | 17.5441
2023-01-08 04:00 | 27.9657
2023-01-08 05:00 | 26.1484
2023-01-08 06:00 | 26.1911
2023-01-08 07:00 | 21.7563
2023-01-08 08:00 | 16.3626
2023-01-08 09:00 | 9.5282
2023-01-08 10:00 | 9.0775
2023-01-08 11:00 | 3.4331
2023-01-08 12:00 | 1.7906
2023-01-08 13:00 | 1.8351
2023-01-08 14:00 | 1.8408
2023-01-08 15:00 | 1.6165
2023-01-08 16:00 | 1.5116
2023-01-08 17:00 | 4.1876
2023-01-08 18:00 | 3.8997
2023-01-08 19:00 | 6.5331
2023-01-08 20:00 | 8.2187
2023-01-08 21:00 | 7.7668
2023-01-08 22:00 | 8.5333
2023-01-08 23:00 | 9.3769
2023-01-09 | 9.1785
2023-01-09 01:00 | 9.0717
2023-01-09 02:00 | 14.301
2023-01-09 03:00 | 13.9394
2023-01-09 04:00 | 17.4138
2023-01-09 05:00 | 14.6424
2023-01-09 06:00 | 18.1695
2023-01-09 07:00 | 12.6206
2023-01-09 08:00 | 8.8805
2023-01-09 09:00 | 6.0442
2023-01-09 10:00 | 5.0063
2023-01-09 11:00 | 3.7948
2023-01-09 12:00 | 2.7543
2023-01-09 13:00 | 5.2937
2023-01-09 14:00 | 5.6337
2023-01-09 15:00 | 6.8039
2023-01-09 16:00 | 18.5174
2023-01-09 17:00 | 31.5894
2023-01-09 18:00 | 53.1316
2023-01-09 19:00 | 50.8127
2023-01-09 20:00 | 44.9968
2023-01-09 21:00 | 52.4469
2023-01-09 22:00 | 52.0035
2023-01-09 23:00 | 42.8812
2023-01-10 | 56.425
2023-01-10 01:00 | 42.697
2023-01-10 02:00 | 51.2371
2023-01-10 03:00 | 51.1898
2023-01-10 04:00 | 62.577
2023-01-10 05:00 | 54.1964
2023-01-10 06:00 | 41.0157
2023-01-10 07:00 | 32.0163
2023-01-10 08:00 | 37.8169
2023-01-10 09:00 | 34.9304
2023-01-10 10:00 | 51.3843
2023-01-10 11:00 | 22.7361
2023-01-10 12:00 | 15.6526
2023-01-10 13:00 | 9.843
2023-01-10 14:00 | 11.535
2023-01-10 15:00 | 6.4391
2023-01-10 16:00 | 12.4242
2023-01-10 17:00 | 13.9408
2023-01-10 18:00 | 19.2521
2023-01-10 19:00 | 11.6137
2023-01-10 20:00 | 13.3495
2023-01-10 21:00 | 15.8159
2023-01-10 22:00 | 16.0605
2023-01-10 23:00 | 17.5612
2023-01-11 | 23.4222
2023-01-11 01:00 | 22.7283
2023-01-11 02:00 | 19.8514
2023-01-11 03:00 | 17.7741
2023-01-11 04:00 | 19.9169
2023-01-11 05:00 | 14.2159
2023-01-11 06:00 | 14.5739
2023-01-11 07:00 | 7.2551
2023-01-11 08:00 | 8.7489
2023-01-11 09:00 | 15.3575
2023-01-11 10:00
2023-01-11 11:00
2023-01-11 12:00
2023-01-11 13:00
2023-01-11 14:00
2023-01-11 15:00
2023-01-11 16:00
2023-01-11 17:00
2023-01-11 18:00
2023-01-11 19:00
2023-01-11 20:00
2023-01-11 21:00
2023-01-11 22:00
2023-01-11 23:00
2023-01-12
2023-01-12 01:00
2023-01-12 02:00
2023-01-12 03:00
2023-01-12 04:00
2023-01-12 05:00
2023-01-12 06:00
2023-01-12 07:00
2023-01-12 08:00
2023-01-12 09:00
2023-01-12 10:00
2023-01-12 11:00
2023-01-12 12:00
2023-01-12 13:00
2023-01-12 14:00
2023-01-12 15:00
2023-01-12 16:00
2023-01-12 17:00
2023-01-12 18:00
2023-01-12 19:00
2023-01-12 20:00
2023-01-12 21:00
2023-01-12 22:00
2023-01-12 23:00
2023-01-13
2023-01-13 01:00
2023-01-13 02:00
2023-01-13 03:00
2023-01-13 04:00
2023-01-13 05:00
2023-01-13 06:00
2023-01-13 07:00
2023-01-13 08:00
2023-01-13 09:00
2023-01-13 10:00
2023-01-13 11:00
2023-01-13 12:00
2023-01-13 13:00
2023-01-13 14:00
2023-01-13 15:00
2023-01-13 16:00
2023-01-13 17:00
2023-01-13 18:00
2023-01-13 19:00
2023-01-13 20:00
2023-01-13 21:00
2023-01-13 22:00
2023-01-13 23:00
2023-01-14
2023-01-14 01:00
2023-01-14 02:00
2023-01-14 03:00
2023-01-14 04:00
2023-01-14 05:00
2023-01-14 06:00
2023-01-14 07:00
2023-01-14 08:00
2023-01-14 09:00
2023-01-14 10:00
2023-01-14 11:00
2023-01-14 12:00
2023-01-14 13:00
2023-01-14 14:00
2023-01-14 15:00
2023-01-14 16:00
2023-01-14 17:00
2023-01-14 18:00
2023-01-14 19:00
2023-01-14 20:00
2023-01-14 21:00
2023-01-14 22:00
2023-01-14 23:00
2023-01-15
2023-01-15 01:00
2023-01-15 02:00
2023-01-15 03:00
2023-01-15 04:00
2023-01-15 05:00
2023-01-15 06:00
2023-01-15 07:00
2023-01-15 08:00
2023-01-15 09:00
2023-01-15 10:00
2023-01-15 11:00
2023-01-15 12:00
2023-01-15 13:00
2023-01-15 14:00
2023-01-15 15:00
2023-01-15 16:00
2023-01-15 17:00
2023-01-15 18:00
2023-01-15 19:00
2023-01-15 20:00
2023-01-15 21:00
2023-01-15 22:00
2023-01-15 23:00
2023-01-16
2023-01-16 01:00
2023-01-16 02:00
2023-01-16 03:00
2023-01-16 04:00
2023-01-16 05:00
2023-01-16 06:00
2023-01-16 07:00
2023-01-16 08:00 | 12.2257
2023-01-16 09:00 | 11.7155
2023-01-16 10:00 | 7.3104
2023-01-16 11:00 | 3.3594
2023-01-16 12:00 | 0.9153
2023-01-16 13:00 | 2.856
2023-01-16 14:00 | 2.043
2023-01-16 15:00 | 1.5567
2023-01-16 16:00 | 6.0938
2023-01-16 17:00 | 17.506
2023-01-16 18:00 | 7.7742
2023-01-16 19:00 | 39.9677
2023-01-16 20:00 | 29.0386
2023-01-16 21:00 | 30.142
2023-01-16 22:00 | 28.0171
2023-01-16 23:00 | 33.1728
2023-01-17 | 29.8102
2023-01-17 01:00 | 34.9226
2023-01-17 02:00 | 42.6269
2023-01-17 03:00 | 52.6491
2023-01-17 04:00 | 73.531
2023-01-17 05:00 | 55.6492
2023-01-17 06:00 | 48.1432
2023-01-17 07:00 | 40.7906
2023-01-17 08:00 | 44.7627
2023-01-17 09:00 | 45.1268
2023-01-17 10:00 | 61.3146
2023-01-17 11:00 | 48.7035
2023-01-17 12:00 | 45.2982
2023-01-17 13:00 | 28.3984
2023-01-17 14:00 | 25.5788
2023-01-17 15:00 | 26.2976
2023-01-17 16:00 | 36.0804
2023-01-17 17:00 | 33.5697
2023-01-17 18:00 | 49.8033
2023-01-17 19:00 | 59.5066
2023-01-17 20:00 | 47.3036
2023-01-17 21:00 | 50.7163
2023-01-17 22:00 | 48.977
2023-01-17 23:00 | 43.5638
2023-01-18 | 44.8123
2023-01-18 01:00 | 49.8198
2023-01-18 02:00 | 52.6248
2023-01-18 03:00 | 69.9678
2023-01-18 04:00 | 75.4297
2023-01-18 05:00 | 71.9023
2023-01-18 06:00 | 74.1062
2023-01-18 07:00 | 67.6325
2023-01-18 08:00 | 57.9902
2023-01-18 09:00 | 53.1997
2023-01-18 10:00 | 51.3663
2023-01-18 11:00 | 47.914
2023-01-18 12:00 | 36.2496
2023-01-18 13:00 | 24.9379
2023-01-18 14:00 | 34.4211
2023-01-18 15:00 | 36.9222
2023-01-18 16:00 | 48.8065
2023-01-18 17:00 | 87.0139
2023-01-18 18:00 | 71.6088
2023-01-18 19:00 | 85.7948
2023-01-18 20:00 | 73.233
2023-01-18 21:00 | 61.8205
2023-01-18 22:00 | 57.5738
2023-01-18 23:00 | 47.3354
2023-01-19 | 36.0686
2023-01-19 01:00 | 40.236
2023-01-19 02:00 | 44.7588
2023-01-19 03:00 | 51.4076
2023-01-19 04:00 | 69.8495
2023-01-19 05:00 | 67.7768
2023-01-19 06:00 | 69.4804
2023-01-19 07:00 | 61.0555
2023-01-19 08:00 | 37.0466
2023-01-19 09:00 | 38.6719
2023-01-19 10:00 | 30.0676
2023-01-19 11:00 | 25.383
2023-01-19 12:00
2023-01-19 13:00
2023-01-19 14:00
2023-01-19 15:00
2023-01-19 16:00
2023-01-19 17:00
2023-01-19 18:00
2023-01-19 19:00
2023-01-19 20:00
2023-01-19 21:00
2023-01-19 22:00
2023-01-19 23:00
2023-01-20
2023-01-20 01:00
2023-01-20 02:00
2023-01-20 03:00
2023-01-20 04:00
2023-01-20 05:00
2023-01-20 06:00
2023-01-20 07:00
2023-01-20 08:00
2023-01-20 09:00
2023-01-20 10:00
2023-01-20 11:00
2023-01-20 12:00
2023-01-20 13:00
2023-01-20 14:00
2023-01-20 15:00
2023-01-20 16:00
2023-01-20 17:00
2023-01-20 18:00
2023-01-20 19:00
2023-01-20 20:00
2023-01-20 21:00
2023-01-20 22:00
2023-01-20 23:00
2023-01-21
2023-01-21 01:00
2023-01-21 02:00
2023-01-21 03:00
2023-01-21 04:00
2023-01-21 05:00
2023-01-21 06:00
2023-01-21 07:00
2023-01-21 08:00
2023-01-21 09:00
2023-01-21 10:00
2023-01-21 11:00
2023-01-21 12:00
2023-01-21 13:00
2023-01-21 14:00
2023-01-21 15:00
2023-01-21 16:00
2023-01-21 17:00
2023-01-21 18:00
2023-01-21 19:00
2023-01-21 20:00
2023-01-21 21:00
2023-01-21 22:00
2023-01-21 23:00
2023-01-22
2023-01-22 01:00
2023-01-22 02:00
2023-01-22 03:00
2023-01-22 04:00
2023-01-22 05:00
2023-01-22 06:00
2023-01-22 07:00
2023-01-22 08:00 | 56.8845
2023-01-22 09:00 | 46.6072
2023-01-22 10:00 | 42.0183
2023-01-22 11:00 | 34.3699
2023-01-22 12:00 | 29.9242
2023-01-22 13:00 | 26.9606
2023-01-22 14:00 | 22.4671
2023-01-22 15:00 | 20.5072
2023-01-22 16:00 | 25.6699
2023-01-22 17:00 | 25.6221
2023-01-22 18:00 | 33.844
2023-01-22 19:00 | 36.2818
2023-01-22 20:00 | 33.605
2023-01-22 21:00 | 34.6088
2023-01-22 22:00 | 27.2472
2023-01-22 23:00 | 19.5989
2023-01-23 | 20.3637
2023-01-23 01:00 | 22.7539
2023-01-23 02:00 | 27.7252
2023-01-23 03:00 | 36.2818
2023-01-23 04:00 | 44.5995
2023-01-23 05:00 | 53.2996
2023-01-23 06:00 | 52.917
2023-01-23 07:00 | 55.6895
2023-01-23 08:00 | 51.435
2023-01-23 09:00 | 47.9934
2023-01-23 10:00 | 41.588
2023-01-23 11:00 | 34.4176
2023-01-23 12:00 | 28.1556
2023-01-23 13:00 | 20.8897
2023-01-23 14:00 | 22.5627
2023-01-23 15:00 | 29.2072
2023-01-23 16:00 | 37.2858
2023-01-23 17:00 | 44.7428
2023-01-23 18:00 | 52.2955
2023-01-23 19:00 | 54.8289
2023-01-23 20:00 | 58.8921
2023-01-23 21:00 | 43.5477
2023-01-23 22:00 | 40.7752
2023-01-23 23:00 | 39.1022
2023-01-24 | 42.4006
2023-01-24 01:00 | 41.301
2023-01-24 02:00 | 44.9819
2023-01-24 03:00 | 44.7428
2023-01-24 04:00 | 51.9132
2023-01-24 05:00 | 54.0643
2023-01-24 06:00 | 54.6858
2023-01-24 07:00 | 51.0049
2023-01-24 08:00 | 43.8825
2023-01-24 09:00 | 42.2093
2023-01-24 10:00 | 33.7962
2023-01-24 11:00 | 23.7099
2023-01-24 12:00 | 20.9374
2023-01-24 13:00 | 13.5759
2023-01-24 14:00 | 15.7748
2023-01-24 15:00 | 12.094
2023-01-24 16:00 | 17.1132
2023-01-24 17:00 | 29.1592
2023-01-24 18:00 | 36.6164
2023-01-24 19:00 | 39.2456
2023-01-24 20:00 | 35.8516
2023-01-24 21:00 | 38.1939
2023-01-24 22:00 | 26.0521
2023-01-24 23:00 | 30.928
2023-01-25 | 27.6297
2023-01-25 01:00 | 25.7653
2023-01-25 02:00 | 30.4022
2023-01-25 03:00 | 29.8764
2023-01-25 04:00 | 34.7044
2023-01-25 05:00 | 33.5092
2023-01-25 06:00 | 28.7291
2023-01-25 07:00 | 26.5781
2023-01-25 08:00 | 22.1324
2023-01-25 09:00 | 15.7747
2023-01-25 10:00 | 21.8934
2023-01-25 11:00 | 11.4248
2023-01-25 12:00 | 6.6445
2023-01-25 13:00 | 6.8835
2023-01-25 14:00 | 9.5605
2023-01-25 15:00 | 9.4649
2023-01-25 16:00 | 19.1208
2023-01-25 17:00 | 34.2263
2023-01-25 18:00 | 31.1032
2023-01-25 19:00 | 40.2972
2023-01-25 20:00 | 43.8344
2023-01-25 21:00 | 46.0809
2023-01-25 22:00 | 52.7732
2023-01-25 23:00 | 56.4063
2023-01-26 | 51.7216
2023-01-26 01:00 | 50.5265
2023-01-26 02:00 | 54.064
2023-01-26 03:00 | 55.6412
2023-01-26 04:00 | 61.2336
2023-01-26 05:00 | 62.9072
2023-01-26 06:00 | 56.6929
2023-01-26 07:00 | 34.9433
2023-01-26 08:00 | 29.972
2023-01-26 09:00 | 30.5457
2023-01-26 10:00 | 26.7215
2023-01-26 11:00 | 13.4324
2023-01-26 12:00 | 6.6445
2023-01-26 13:00 | 5.4973
2023-01-26 14:00 | 4.0154
2023-01-26 15:00 | 5.2583
2023-01-26 16:00 | 11.2335
2023-01-26 17:00 | 20.2203
2023-01-26 18:00 | 34.7044
2023-01-26 19:00 | 33.1269
2023-01-26 20:00 | 32.8879
2023-01-26 21:00 | 27.6774
2023-01-26 22:00 | 24.4748
2023-01-26 23:00 | 21.2242
2023-01-27 | 26.7214
2023-01-27 01:00 | 21.2719
2023-01-27 02:00 | 23.3276
2023-01-27 03:00 | 26.9604
2023-01-27 04:00 | 26.4824
2023-01-27 05:00 | 25.9566
2023-01-27 06:00 | 18.8819
2023-01-27 07:00 | 20.4594
2023-01-27 08:00
2023-01-27 09:00
2023-01-27 10:00
2023-01-27 11:00
2023-01-27 12:00
2023-01-27 13:00
2023-01-27 14:00
2023-01-27 15:00
2023-01-27 16:00
2023-01-27 17:00
2023-01-27 18:00
2023-01-27 19:00
2023-01-27 20:00
2023-01-27 21:00
2023-01-27 22:00
2023-01-27 23:00
2023-01-28
2023-01-28 01:00
2023-01-28 02:00
2023-01-28 03:00
2023-01-28 04:00
2023-01-28 05:00
2023-01-28 06:00
2023-01-28 07:00
2023-01-28 08:00
2023-01-28 09:00
2023-01-28 10:00
2023-01-28 11:00
2023-01-28 12:00
2023-01-28 13:00
2023-01-28 14:00
2023-01-28 15:00
2023-01-28 16:00
2023-01-28 17:00
2023-01-28 18:00
2023-01-28 19:00
2023-01-28 20:00
2023-01-28 21:00
2023-01-28 22:00
2023-01-28 23:00
2023-01-29
2023-01-29 01:00
2023-01-29 02:00
2023-01-29 03:00
2023-01-29 04:00
2023-01-29 05:00
2023-01-29 06:00
2023-01-29 07:00
2023-01-29 08:00
2023-01-29 09:00
2023-01-29 10:00
2023-01-29 11:00
2023-01-29 12:00
2023-01-29 13:00
2023-01-29 14:00
2023-01-29 15:00
2023-01-29 16:00
2023-01-29 17:00
2023-01-29 18:00
2023-01-29 19:00
2023-01-29 20:00
2023-01-29 21:00
2023-01-29 22:00
2023-01-29 23:00
2023-01-30
2023-01-30 01:00
2023-01-30 02:00
2023-01-30 03:00
2023-01-30 04:00
2023-01-30 05:00
2023-01-30 06:00
2023-01-30 07:00
2023-01-30 08:00 | 12.3808
2023-01-30 09:00 | 16.9698
2023-01-30 10:00 | 16.4439
2023-01-30 11:00 | 8.0308
2023-01-30 12:00 | 4.4456
2023-01-30 13:00 | 4.111
2023-01-30 14:00 | 8.3654
2023-01-30 15:00 | 11.6159
2023-01-30 16:00 | 26.7215
2023-01-30 17:00 | 47.9932
2023-01-30 18:00 | 60.4219
2023-01-30 19:00 | 47.3241
2023-01-30 20:00 | 55.5461
2023-01-30 21:00 | 47.802
2023-01-30 22:00 | 30.0676
2023-01-30 23:00 | 27.4863
2023-01-31 | 28.0599
2023-01-31 01:00 | 39.102
2023-01-31 02:00 | 37.2856
2023-01-31 03:00 | 40.6797
2023-01-31 04:00 | 55.5938
2023-01-31 05:00 | 57.458
2023-01-31 06:00 | 64.9628
2023-01-31 07:00 | 60.8042
2023-01-31 08:00 | 60.9474
2023-01-31 09:00 | 56.5021
2023-01-31 10:00 | 48.7577
2023-01-31 11:00 | 41.9702
2023-01-31 12:00 | 31.5017
2023-01-31 13:00 | 18.2605
2023-01-31 14:00 | 17.3045
2023-01-31 15:00 | 13.6715
2023-01-31 16:00 | 27.0083
2023-01-31 17:00 | 42.2094
2023-01-31 18:00 | 52.1522
2023-01-31 19:00 | 58.7488
2023-01-31 20:00 | 48.9016
2023-01-31 21:00 | 41.54
2023-01-31 22:00 | 32.9356
2023-01-31 23:00 | 38.7198
2023-02-01 | 33.9873
2023-02-01 01:00 | 31.8361
2023-02-01 02:00 | 51.5306
2023-02-01 03:00 | 59.9918
2023-02-01 04:00 | 72.7548
2023-02-01 05:00 | 72.5634
2023-02-01 06:00 | 70.5558
2023-02-01 07:00 | 61.7602
2023-02-01 08:00 | 59.6572
2023-02-01 09:00 | 52.4867
2023-02-01 10:00 | 45.4598
2023-02-01 11:00 | 25.6221
2023-02-01 12:00 | 13.2412
2023-02-01 13:00 | 5.5451
2023-02-01 14:00 | 7.1704
2023-02-01 15:00 | 10.9467
2023-02-01 16:00 | 22.4671
2023-02-01 17:00 | 49.6186
2023-02-01 18:00 | 68.8351
2023-02-01 19:00 | 57.9361
2023-02-01 20:00 | 59.418
2023-02-01 21:00 | 49.9532
2023-02-01 22:00 | 34.4654
2023-02-01 23:00 | 34.1307
2023-02-02 | 38.5763
2023-02-02 01:00 | 35.3735
2023-02-02 02:00 | 44.3604
2023-02-02 03:00 | 54.6856
2023-02-02 04:00 | 64.963
2023-02-02 05:00 | 62.8118
2023-02-02 06:00 | 71.6552
2023-02-02 07:00 | 44.6472
2023-02-02 08:00 | 44.934
2023-02-02 09:00 | 39.6758
2023-02-02 10:00 | 33.5093
2023-02-02 11:00 | 23.1362
2023-02-02 12:00 | 10.8512
2023-02-02 13:00 | 9.9429
2023-02-02 14:00 | 11.2814
2023-02-02 15:00 | 10.8511
2023-02-02 16:00 | 26.5781
2023-02-02 17:00 | 37.4767
2023-02-02 18:00 | 55.307
2023-02-02 19:00 | 46.7505
2023-02-02 20:00 | 53.873
2023-02-02 21:00 | 50.8136
2023-02-02 22:00 | 45.5076
2023-02-02 23:00 | 25.6698
2023-02-03 | 34.8477
2023-02-03 01:00 | 31.645
2023-02-03 02:00 | 34.5131
2023-02-03 03:00 | 27.4863
2023-02-03 04:00 | 40.0582
2023-02-03 05:00 | 40.345
2023-02-03 06:00 | 34.9912
2023-02-03 07:00 | 26.339
2023-02-03 08:00 | 20.3159
2023-02-03 09:00 | 19.6467
2023-02-03 10:00 | 16.3962
2023-02-03 11:00 | 9.4649
2023-02-03 12:00 | 3.6808
2023-02-03 13:00 | 2.1989
2023-02-03 14:00 | 2.1989
2023-02-03 15:00 | 3.3462
2023-02-03 16:00 | 8.2698
2023-02-03 17:00 | 31.3582
2023-02-03 18:00 | 36.5686
2023-02-03 19:00 | 34.513
2023-02-03 20:00 | 29.3983
2023-02-03 21:00 | 35.517
2023-02-03 22:00 | 38.8152
2023-02-03 23:00 | 45.1729
2023-02-04 | 47.9455
2023-02-04 01:00 | 54.3987
2023-02-04 02:00 | 55.6418
2023-02-04 03:00 | 49.284
2023-02-04 04:00 | 56.1197
2023-02-04 05:00 | 64.2458
2023-02-04 06:00 | 63.7678
2023-02-04 07:00 | 63.003
2023-02-04 08:00
2023-02-04 09:00
2023-02-04 10:00
2023-02-04 11:00
2023-02-04 12:00
2023-02-04 13:00
2023-02-04 14:00
2023-02-04 15:00
2023-02-04 16:00
2023-02-04 17:00
2023-02-04 18:00
2023-02-04 19:00
2023-02-04 20:00
2023-02-04 21:00
2023-02-04 22:00
2023-02-04 23:00
2023-02-05
2023-02-05 01:00
2023-02-05 02:00
2023-02-05 03:00
2023-02-05 04:00
2023-02-05 05:00
2023-02-05 06:00
2023-02-05 07:00
2023-02-05 08:00
2023-02-05 09:00
2023-02-05 10:00
2023-02-05 11:00
2023-02-05 12:00
2023-02-05 13:00
2023-02-05 14:00
2023-02-05 15:00
2023-02-05 16:00
2023-02-05 17:00
2023-02-05 18:00
2023-02-05 19:00
2023-02-05 20:00
2023-02-05 21:00
2023-02-05 22:00
2023-02-05 23:00
2023-02-06
2023-02-06 01:00
2023-02-06 02:00
2023-02-06 03:00
2023-02-06 04:00
2023-02-06 05:00
2023-02-06 06:00
2023-02-06 07:00
2023-02-06 08:00
2023-02-06 09:00
2023-02-06 10:00
2023-02-06 11:00
2023-02-06 12:00
2023-02-06 13:00
2023-02-06 14:00
2023-02-06 15:00
2023-02-06 16:00
2023-02-06 17:00
2023-02-06 18:00
2023-02-06 19:00
2023-02-06 20:00
2023-02-06 21:00
2023-02-06 22:00
2023-02-06 23:00
2023-02-07
2023-02-07 01:00
2023-02-07 02:00
2023-02-07 03:00
2023-02-07 04:00
2023-02-07 05:00
2023-02-07 06:00
2023-02-07 07:00
2023-02-07 08:00 | 57.1712
2023-02-07 09:00 | 51.7695
2023-02-07 10:00 | 45.89
2023-02-07 11:00 | 37.5727
2023-02-07 12:00 | 34.4655
2023-02-07 13:00 | 30.9282
2023-02-07 14:00 | 27.6776
2023-02-07 15:00 | 29.5419
2023-02-07 16:00 | 31.0716
2023-02-07 17:00 | 40.9186
2023-02-07 18:00 | 47.4673
2023-02-07 19:00 | 59.7039
2023-02-07 20:00 | 53.7773
2023-02-07 21:00 | 29.6373
2023-02-07 22:00 | 28.4901
2023-02-07 23:00 | 20.3626
2023-02-08 | 32.7444
2023-02-08 01:00 | 64.963
2023-02-08 02:00 | 62.334
2023-02-08 03:00 | 52.152
2023-02-08 04:00 | 49.0449
2023-02-08 05:00 | 55.6418
2023-02-08 06:00 | 64.1026
2023-02-08 07:00 | 61.5214
2023-02-08 08:00 | 53.0604
2023-02-08 09:00 | 46.2248
2023-02-08 10:00 | 43.4523
2023-02-08 11:00 | 41.0144
2023-02-08 12:00 | 35.6128
2023-02-08 13:00 | 32.7447
2023-02-08 14:00 | 31.0716
2023-02-08 15:00 | 30.0199
2023-02-08 16:00 | 38.2895
2023-02-08 17:00 | 51.4827
2023-02-08 18:00 | 53.2515
2023-02-08 19:00 | 58.4618
2023-02-08 20:00 | 53.586
2023-02-08 21:00 | 48.4233
2023-02-08 22:00 | 70.5076
2023-02-08 23:00 | 66.7312
2023-02-09
2023-02-09 01:00
2023-02-09 02:00
2023-02-09 03:00
2023-02-09 04:00
2023-02-09 05:00
2023-02-09 06:00
2023-02-09 07:00
2023-02-09 08:00
2023-02-09 09:00
2023-02-09 10:00
2023-02-09 11:00
2023-02-09 12:00
2023-02-09 13:00
2023-02-09 14:00
2023-02-09 15:00
2023-02-09 16:00
2023-02-09 17:00
2023-02-09 18:00
2023-02-09 19:00
2023-02-09 20:00
2023-02-09 21:00
2023-02-09 22:00
2023-02-09 23:00
2023-02-10
2023-02-10 01:00
2023-02-10 02:00
2023-02-10 03:00
2023-02-10 04:00
2023-02-10 05:00
2023-02-10 06:00
2023-02-10 07:00
2023-02-10 08:00
2023-02-10 09:00
2023-02-10 10:00
2023-02-10 11:00
2023-02-10 12:00
2023-02-10 13:00
2023-02-10 14:00
2023-02-10 15:00
2023-02-10 16:00
2023-02-10 17:00
2023-02-10 18:00
2023-02-10 19:00
2023-02-10 20:00
2023-02-10 21:00
2023-02-10 22:00
2023-02-10 23:00
2023-02-11
2023-02-11 01:00
2023-02-11 02:00
2023-02-11 03:00
2023-02-11 04:00
2023-02-11 05:00
2023-02-11 06:00
2023-02-11 07:00
2023-02-11 08:00 | 51.1005
2023-02-11 09:00 | 49.284
2023-02-11 10:00 | 46.8939
2023-02-11 11:00 | 33.1747
2023-02-11 12:00 | 25.3353
2023-02-11 13:00 | 32.8402
2023-02-11 14:00 | 28.9682
2023-02-11 15:00 | 24.1879
2023-02-11 16:00 | 27.8209
2023-02-11 17:00 | 45.0775
2023-02-11 18:00 | 48.5668
2023-02-11 19:00 | 47.802
2023-02-11 20:00 | 51.817
2023-02-11 21:00 | 49.8097
2023-02-11 22:00 | 49.9053
2023-02-11 23:00 | 54.8291
2023-02-12 | 54.9724
2023-02-12 01:00 | 53.9685
2023-02-12 02:00 | 53.3471
2023-02-12 03:00 | 64.4848
2023-02-12 04:00 | 70.556
2023-02-12 05:00 | 78.2518
2023-02-12 06:00 | 71.0813
2023-02-12 07:00 | 59.5616
2023-02-12 08:00 | 54.3034
2023-02-12 09:00 | 55.594
2023-02-12 10:00 | 43.5957
2023-02-12 11:00 | 30.1155
2023-02-12 12:00 | 30.6891
2023-02-12 13:00 | 17.7346
2023-02-12 14:00 | 17.7825
2023-02-12 15:00 | 12.9545
2023-02-12 16:00 | 15.3924
2023-02-12 17:00 | 11.0423
2023-02-12 18:00 | 22.228
2023-02-12 19:00 | 25.1918
2023-02-12 20:00 | 33.7006
2023-02-12 21:00 | 35.3256
2023-02-12 22:00 | 42.1136
2023-02-12 23:00 | 38.8154
2023-02-13 | 35.1346
2023-02-13 01:00 | 32.6011
2023-02-13 02:00 | 33.8439
2023-02-13 03:00 | 32.5532
2023-02-13 04:00 | 33.7483
2023-02-13 05:00 | 24.8572
2023-02-13 06:00 | 20.8896
2023-02-13 07:00 | 17.1132
2023-02-13 08:00 | 14.1972
2023-02-13 09:00 | 12.1896
2023-02-13 10:00 | 15.2489
2023-02-13 11:00 | 12.4286
2023-02-13 12:00 | 12.5242
2023-02-13 13:00 | 13.0978
2023-02-13 14:00 | 14.0061
2023-02-13 15:00 | 14.4364
2023-02-13 16:00 | 25.0485
2023-02-13 17:00 | 40.1538
2023-02-13 18:00 | 56.0717
2023-02-13 19:00 | 40.8708
2023-02-13 20:00 | 31.884
2023-02-13 21:00 | 46.6547
2023-02-13 22:00 | 51.4827
2023-02-13 23:00 | 55.3548
2023-02-14
2023-02-14 01:00
2023-02-14 02:00 | 49.3956
2023-02-14 03:00 | 55.2114
2023-02-14 04:00 | 45.0295
2023-02-14 05:00 | 39.3889
2023-02-14 06:00 | 39.7714
2023-02-14 07:00 | 27.1994
2023-02-14 08:00 | 27.534
2023-02-14 09:00 | 44.2646
2023-02-14 10:00 | 35.1343
2023-02-14 11:00 | 29.9717
2023-02-14 12:00 | 20.8417
2023-02-14 13:00 | 17.878
2023-02-14 14:00 | 15.9181
2023-02-14 15:00 | 15.8224
2023-02-14 16:00 | 18.4993
2023-02-14 17:00 | 23.4229
2023-02-14 18:00 | 33.7956
2023-02-14 19:00 | 49.7135
2023-02-14 20:00 | 55.5926
2023-02-14 21:00 | 63.0032
2023-02-14 22:00 | 54.5898
2023-02-14 23:00 | 48.7103
2023-02-15 | 51.5784
2023-02-15 01:00 | 69.1219
2023-02-15 02:00 | 61.9516
2023-02-15 03:00 | 69.8868
2023-02-15 04:00 | 54.9247
2023-02-15 05:00 | 65.1067
2023-02-15 06:00 | 60.8044
2023-02-15 07:00 | 57.5061
2023-02-15 08:00 | 26.5303
2023-02-15 09:00 | 35.5171
2023-02-15 10:00 | 33.7005
2023-02-15 11:00 | 27.5342
2023-02-15 12:00 | 20.316
2023-02-15 13:00 | 17.161
2023-02-15 14:00 | 24.188
2023-02-15 15:00 | 22.6104
2023-02-15 16:00 | 29.207
2023-02-15 17:00 | 39.6276
2023-02-15 18:00 | 55.0678
2023-02-15 19:00 | 51.7696
2023-02-15 20:00 | 46.846
2023-02-15 21:00 | 42.5918
2023-02-15 22:00 | 38.4329
2023-02-15 23:00 | 39.8192
2023-02-16 | 44.6471
2023-02-16 01:00 | 38.3373
2023-02-16 02:00 | 39.8192
2023-02-16 03:00 | 49.8575
2023-02-16 04:00 | 57.7928
2023-02-16 05:00 | 66.7796
2023-02-16 06:00 | 46.2247
2023-02-16 07:00 | 34.6087
2023-02-16 08:00 | 33.8917
2023-02-16 09:00 | 21.1286
2023-02-16 10:00 | 16.3006
2023-02-16 11:00 | 15.9182
2023-02-16 12:00 | 3.5852
2023-02-16 13:00
2023-02-16 14:00 | 0.3824
2023-02-16 15:00
2023-02-16 16:00 | 18.5951
2023-02-16 17:00 | 18.4038
2023-02-16 18:00 | 37.9071
2023-02-16 19:00 | 17.3044
2023-02-16 20:00 | 20.2681
2023-02-16 21:00 | 20.6027
2023-02-16 22:00 | 17.5433
2023-02-16 23:00 | 17.161
2023-02-17 | 23.8533
2023-02-17 01:00 | 37.8114
2023-02-17 02:00 | 26.9126
2023-02-17 03:00 | 23.5186
2023-02-17 04:00 | 29.3027
2023-02-17 05:00 | 27.8686
2023-02-17 06:00 | 21.1286
2023-02-17 07:00 | 18.9774
2023-02-17 08:00 | 20.9374
2023-02-17 09:00 | 19.4555
2023-02-17 10:00 | 19.312
2023-02-17 11:00 | 4.1588
2023-02-17 12:00
2023-02-17 13:00
2023-02-17 14:00
2023-02-17 15:00
2023-02-17 16:00 | 6.4055
2023-02-17 17:00 | 14.0061
2023-02-17 18:00 | 21.7976
2023-02-17 19:00 | 27.4862
2023-02-17 20:00 | 16.2527
2023-02-17 21:00 | 20.1725
2023-02-17 22:00 | 15.0576
2023-02-17 23:00 | 24.3791
2023-02-18 | 22.8494
2023-02-18 01:00 | 27.1994
2023-02-18 02:00 | 25.1439
2023-02-18 03:00 | 28.6812
2023-02-18 04:00 | 39.2933
2023-02-18 05:00 | 45.4598
2023-02-18 06:00 | 38.6241
2023-02-18 07:00 | 29.4462
2023-02-18 08:00 | 14.7231
2023-02-18 09:00 | 10.5643
2023-02-18 10:00 | 11.3291
2023-02-18 11:00 | 2.7725
2023-02-18 12:00
2023-02-18 13:00
2023-02-18 14:00
2023-02-18 15:00
2023-02-18 16:00 | 4.5412
2023-02-18 17:00 | 5.6885
2023-02-18 18:00 | 9.7994
2023-02-18 19:00 | 14.245
2023-02-18 20:00 | 22.7538
2023-02-18 21:00 | 23.6142
2023-02-18 22:00 | 27.2471
2023-02-18 23:00 | 28.3466
2023-02-19 | 22.0368
2023-02-19 01:00 | 31.9318
2023-02-19 02:00 | 25.0005
2023-02-19 03:00 | 19.6466
2023-02-19 04:00 | 24.8094
2023-02-19 05:00 | 36.3775
2023-02-19 06:00 | 18.2125
2023-02-19 07:00 | 23.2796
2023-02-19 08:00 | 19.5989
2023-02-19 09:00 | 28.7291
2023-02-19 10:00 | 27.3428
2023-02-19 11:00 | 23.3752
2023-02-19 12:00 | 10.7555
2023-02-19 13:00 | 9.895
2023-02-19 14:00 | 11.5682
2023-02-19 15:00 | 8.461
2023-02-19 16:00 | 13.767
2023-02-19 17:00 | 16.4439
2023-02-19 18:00 | 20.5072
2023-02-19 19:00 | 34.3697
2023-02-19 20:00 | 27.1037
2023-02-19 21:00 | 30.2108
2023-02-19 22:00 | 27.9164
2023-02-19 23:00 | 15.5356
2023-02-20 | 22.467
2023-02-20 01:00 | 33.9394
2023-02-20 02:00 | 23.901
2023-02-20 03:00 | 28.4424
2023-02-20 04:00 | 27.8686
2023-02-20 05:00 | 30.0676
2023-02-20 06:00 | 11.9505
2023-02-20 07:00 | 12.4763
2023-02-20 08:00 | 13.5758
2023-02-20 09:00 | 11.0423
2023-02-20 10:00 | 4.9236
2023-02-20 11:00
2023-02-20 12:00
2023-02-20 13:00
2023-02-20 14:00
2023-02-20 15:00
2023-02-20 16:00 | 2.6291
2023-02-20 17:00 | 17.3999
2023-02-20 18:00 | 32.4098
2023-02-20 19:00 | 21.0807
2023-02-20 20:00 | 25.0962
2023-02-20 21:00 | 24.0443
2023-02-20 22:00 | 19.8379
2023-02-20 23:00
2023-02-21 | 22.5625
2023-02-21 01:00 | 33.4136
2023-02-21 02:00 | 30.5454
2023-02-21 03:00 | 20.507
2023-02-21 04:00 | 33.7961
2023-02-21 05:00 | 28.2032
2023-02-21 06:00 | 25.5264
2023-02-21 07:00 | 23.5186
2023-02-21 08:00 | 29.207
2023-02-21 09:00 | 16.2049
2023-02-21 10:00 | 20.4115
2023-02-21 11:00 | 14.245
2023-02-21 12:00 | 3.2027
2023-02-21 13:00
2023-02-21 14:00 | 3.872
2023-02-21 15:00 | 1.4819
2023-02-21 16:00 | 20.7939
2023-02-21 17:00 | 37.1901
2023-02-21 18:00 | 40.1059
2023-02-21 19:00 | 34.5129
2023-02-21 20:00 | 33.0312
2023-02-21 21:00 | 32.4098
2023-02-21 22:00 | 34.2262
2023-02-21 23:00 | 33.8438
2023-02-22 | 40.1059
2023-02-22 01:00 | 48.6625
2023-02-22 02:00 | 52.678
2023-02-22 03:00 | 49.7619
2023-02-22 04:00 | 67.4487
2023-02-22 05:00 | 61.9034
2023-02-22 06:00 | 59.1788
2023-02-22 07:00 | 30.3066
2023-02-22 08:00 | 29.8286
2023-02-22 09:00 | 34.4176
2023-02-22 10:00 | 31.3582
2023-02-22 11:00 | 22.4192
2023-02-22 12:00 | 20.1726
2023-02-22 13:00 | 14.2451
2023-02-22 14:00 | 9.5604
2023-02-22 15:00 | 10.1818
2023-02-22 16:00 | 24.4746
2023-02-22 17:00 | 44.7905
2023-02-22 18:00 | 41.6356
2023-02-22 19:00 | 34.8476
2023-02-22 20:00 | 41.4442
2023-02-22 21:00 | 39.4845
2023-02-22 22:00 | 36.8076
2023-02-22 23:00 | 34.274
2023-02-23 | 45.2209
2023-02-23 01:00 | 53.7771
2023-02-23 02:00 | 38.7196
2023-02-23 03:00 | 42.0658
2023-02-23 04:00 | 37.3812
2023-02-23 05:00 | 46.8937
2023-02-23 06:00 | 69.2654
2023-02-23 07:00 | 33.8438
2023-02-23 08:00 | 29.7807
2023-02-23 09:00 | 24.0445
2023-02-23 10:00 | 26.3869
2023-02-23 11:00 | 15.2967
2023-02-23 12:00 | 8.2698
2023-02-23 13:00 | 6.7879
2023-02-23 14:00 | 2.3423
2023-02-23 15:00
2023-02-23 16:00 | 4.6846
2023-02-23 17:00 | 21.6542
2023-02-23 18:00 | 17.9735
2023-02-23 19:00 | 16.0615
2023-02-23 20:00 | 21.6065
2023-02-23 21:00 | 19.4075
2023-02-23 22:00 | 14.962
2023-02-23 23:00 | 20.1247
2023-02-24 | 18.9296
2023-02-24 01:00 | 18.6906
2023-02-24 02:00 | 11.7593
2023-02-24 03:00 | 28.0597
2023-02-24 04:00 | 31.9317
2023-02-24 05:00 | 31.5971
2023-02-24 06:00 | 23.9488
2023-02-24 07:00 | 7.4093
2023-02-24 08:00 | 4.8758
2023-02-24 09:00 | 7.0269
2023-02-24 10:00 | 7.5527
2023-02-24 11:00 | 9.6082
2023-02-24 12:00 | 2.2945
2023-02-24 13:00 | 2.3423
2023-02-24 14:00 | 3.5374
2023-02-24 15:00 | 9.7039
2023-02-24 16:00 | 29.3028
2023-02-24 17:00 | 30.689
2023-02-24 18:00 | 44.695
2023-02-24 19:00 | 54.7812
2023-02-24 20:00 | 50.1921
2023-02-24 21:00 | 40.584
2023-02-24 22:00 | 29.9241
2023-02-24 23:00 | 19.6466
2023-02-25 | 19.1686
2023-02-25 01:00 | 21.9889
2023-02-25 02:00 | 30.6888
2023-02-25 03:00 | 31.5972
2023-02-25 04:00 | 33.605
2023-02-25 05:00 | 21.7978
2023-02-25 06:00 | 25.0483
2023-02-25 07:00 | 15.2489
2023-02-25 08:00 | 9.7038
2023-02-25 09:00 | 8.222
2023-02-25 10:00 | 9.3692
2023-02-25 11:00 | 6.3577
2023-02-25 12:00 | 13.3846
2023-02-25 13:00 | 11.7115
2023-02-25 14:00 | 6.2143
2023-02-25 15:00 | 3.6329
2023-02-25 16:00 | 8.6044
2023-02-25 17:00 | 13.9104
2023-02-25 18:00 | 26.9126
2023-02-25 19:00 | 18.5472
2023-02-25 20:00 | 16.7785
2023-02-25 21:00 | 14.5319
2023-02-25 22:00 | 7.6005
2023-02-25 23:00 | 19.7422
2023-02-26 | 21.511
2023-02-26 01:00 | 14.5797
2023-02-26 02:00 | 19.2164
2023-02-26 03:00 | 18.7384
2023-02-26 04:00 | 25.1439
2023-02-26 05:00 | 32.2663
2023-02-26 06:00 | 26.2433
2023-02-26 07:00 | 25.9087
2023-02-26 08:00 | 15.4879
2023-02-26 09:00 | 12.572
2023-02-26 10:00 | 11.9505
2023-02-26 11:00 | 3.4895
2023-02-26 12:00 | 6.0231
2023-02-26 13:00 | 2.3901
2023-02-26 14:00 | 2.2945
2023-02-26 15:00 | 1.2428
2023-02-26 16:00 | 1.2428
2023-02-26 17:00 | 0.1912
2023-02-26 18:00 | 5.8318
2023-02-26 19:00 | 4.0154
2023-02-26 20:00 | 0.6692
2023-02-26 21:00 | 2.5813
2023-02-26 22:00 | 3.3461
2023-02-26 23:00 | 13.4801
2023-02-27 | 11.9505
2023-02-27 01:00 | 9.1302
2023-02-27 02:00 | 9.7038
2023-02-27 03:00 | 16.0137
2023-02-27 04:00 | 18.6907
2023-02-27 05:00 | 17.7824
2023-02-27 06:00 | 17.4956
2023-02-27 07:00 | 16.922
2023-02-27 08:00 | 17.7346
2023-02-27 09:00 | 9.5604
2023-02-27 10:00 | 6.6923
2023-02-27 11:00 | 0.4302
2023-02-27 12:00
2023-02-27 13:00
2023-02-27 14:00
2023-02-27 15:00
2023-02-27 16:00 | 12.0461
2023-02-27 17:00 | 28.9201
2023-02-27 18:00 | 34.0351
2023-02-27 19:00 | 25.7654
2023-02-27 20:00 | 26.4345
2023-02-27 21:00 | 20.8417
2023-02-27 22:00 | 22.5148
2023-02-27 23:00 | 20.5071
2023-02-28 | 17.2565
2023-02-28 01:00 | 23.184
2023-02-28 02:00 | 23.4708
2023-02-28 03:00 | 32.6011
2023-02-28 04:00 | 36.0906
2023-02-28 05:00 | 38.2894
2023-02-28 06:00 | 25.6221
2023-02-28 07:00 | 24.1879
2023-02-28 08:00 | 26.7636
2023-02-28 09:00 | 25.9123
2023-02-28 10:00 | 16.3968
2023-02-28 11:00 | 7.2991
2023-02-28 12:00 | 3.2269
2023-02-28 13:00 | 3.0393
2023-02-28 14:00 | 5.4104
2023-02-28 15:00 | 3.9897
2023-02-28 16:00 | 11.6572
2023-02-28 17:00 | 16.0001
2023-02-28 18:00 | 22.778
2023-02-28 19:00 | 21.7296
2023-02-28 20:00 | 20.0542
2023-02-28 21:00 | 17.8266
2023-02-28 22:00 | 16.8258
2023-02-28 23:00 | 16.7797
2023-03-01 | 18.3606
2023-03-01 01:00 | 16.9309
2023-03-01 02:00 | 16.3789
2023-03-01 03:00 | 12.88
2023-03-01 04:00 | 20.6313
2023-03-01 05:00 | 32.2281
2023-03-01 06:00 | 17.7056
2023-03-01 07:00 | 14.9649
2023-03-01 08:00 | 23.8187
2023-03-01 09:00 | 20.4028
2023-03-01 10:00 | 29.3888
2023-03-01 11:00 | 15.6064
2023-03-01 12:00 | 13.764
2023-03-01 13:00 | 11.6862
2023-03-01 14:00 | 11.8742
2023-03-01 15:00 | 15.249
2023-03-01 16:00 | 29.7499
2023-03-01 17:00 | 31.4028
2023-03-01 18:00 | 38.5874
2023-03-01 19:00 | 42.4686
2023-03-01 20:00 | 32.786
2023-03-01 21:00 | 21.062
2023-03-01 22:00 | 21.8131
2023-03-01 23:00 | 26.0951
2023-03-02 | 30.0514
2023-03-02 01:00 | 27.7778
2023-03-02 02:00 | 35.752
2023-03-02 03:00 | 38.8768
2023-03-02 04:00 | 41.9747
2023-03-02 05:00 | 37.9194
2023-03-02 06:00 | 42.8051
2023-03-02 07:00 | 31.0405
2023-03-02 08:00 | 26.8504
2023-03-02 09:00 | 32.4326
2023-03-02 10:00
2023-03-02 11:00 | 16.0426
2023-03-02 12:00 | 9.2057
2023-03-02 13:00 | 7.1247
2023-03-02 14:00 | 8.4576
2023-03-02 15:00 | 11.7629
2023-03-02 16:00 | 22.1988
2023-03-02 17:00 | 26.6721
2023-03-02 18:00 | 34.9452
2023-03-02 19:00 | 34.8254
2023-03-02 20:00 | 23.1097
2023-03-02 21:00 | 22.3627
2023-03-02 22:00 | 23.8096
2023-03-02 23:00 | 21.3257
2023-03-03 | 21.105
2023-03-03 01:00 | 29.8545
2023-03-03 02:00 | 23.8166
2023-03-03 03:00 | 26.3068
2023-03-03 04:00 | 23.2291
2023-03-03 05:00 | 26.6595
2023-03-03 06:00 | 31.5414
2023-03-03 07:00 | 20.0235
2023-03-03 08:00 | 17.6222
2023-03-03 09:00 | 17.6229
2023-03-03 10:00 | 20.1819
2023-03-03 11:00 | 4.4054
2023-03-03 12:00 | 1.707
2023-03-03 13:00 | 1.5188
2023-03-03 14:00 | 1.5643
2023-03-03 15:00 | 3.2181
2023-03-03 16:00 | 9.0513
2023-03-03 17:00 | 18.9161
2023-03-03 18:00 | 29.7496
2023-03-03 19:00 | 31.3796
2023-03-03 20:00 | 29.2952
2023-03-03 21:00 | 27.988
2023-03-03 22:00 | 20.8947
2023-03-03 23:00 | 24.9463
2023-03-04 | 37.1542
2023-03-04 01:00 | 26.4458
2023-03-04 02:00 | 23.8247
2023-03-04 03:00 | 25.9515
2023-03-04 04:00 | 38.7246
2023-03-04 05:00 | 30.0766
2023-03-04 06:00 | 38.0681
2023-03-04 07:00 | 35.6332
2023-03-04 08:00 | 35.7891
2023-03-04 09:00 | 24.9319
2023-03-04 10:00 | 31.2784
2023-03-04 11:00 | 14.5762
2023-03-04 12:00 | 7.6649
2023-03-04 13:00 | 3.359
2023-03-04 14:00 | 7.1561
2023-03-04 15:00 | 1.6579
2023-03-04 16:00 | 8.6708
2023-03-04 17:00 | 14.5664
2023-03-04 18:00 | 22.4449
2023-03-04 19:00 | 25.4975
2023-03-04 20:00 | 19.2914
2023-03-04 21:00 | 17.296
2023-03-04 22:00 | 28.1016
2023-03-04 23:00 | 20.1971
2023-03-05 | 20.3606
2023-03-05 01:00 | 26.0268
2023-03-05 02:00 | 24.0283
2023-03-05 03:00 | 31.6703
2023-03-05 04:00 | 38.2906
2023-03-05 05:00 | 41.6333
2023-03-05 06:00 | 45.2002
2023-03-05 07:00 | 37.225
2023-03-05 08:00 | 31.3446
2023-03-05 09:00 | 36.4833
2023-03-05 10:00 | 37.6793
2023-03-05 11:00 | 22.5162
2023-03-05 12:00 | 15.7966
2023-03-05 13:00 | 13.5726
2023-03-05 14:00 | 11.156
2023-03-05 15:00 | 10.3063
2023-03-05 16:00 | 9.0633
2023-03-05 17:00 | 13.6651
2023-03-05 18:00 | 13.2562
2023-03-05 19:00 | 18.3119
2023-03-05 20:00 | 18.3874
2023-03-05 21:00 | 13.1446
2023-03-05 22:00 | 15.7746
2023-03-05 23:00 | 20.3527
2023-03-06 | 45.0032
2023-03-06 01:00 | 30.0682
2023-03-06 02:00 | 25.5048
2023-03-06 03:00 | 38.092
2023-03-06 04:00 | 43.4322
2023-03-06 05:00 | 39.4751
2023-03-06 06:00 | 30.2749
2023-03-06 07:00 | 32.5549
2023-03-06 08:00 | 23.3137
2023-03-06 09:00 | 27.7444
2023-03-06 10:00 | 22.9664
2023-03-06 11:00 | 7.7304
2023-03-06 12:00 | 6.457
2023-03-06 13:00 | 6.8921
2023-03-06 14:00 | 6.6079
2023-03-06 15:00 | 7.2198
2023-03-06 16:00 | 23.3997
2023-03-06 17:00 | 40.7131
2023-03-06 18:00 | 58.9753
2023-03-06 19:00 | 57.7309
2023-03-06 20:00 | 41.0745
2023-03-06 21:00 | 50.3302
2023-03-06 22:00 | 40.2318
2023-03-06 23:00 | 35.9147
2023-03-07 | 29.5388
2023-03-07 01:00 | 23.2664
2023-03-07 02:00 | 35.8945
2023-03-07 03:00 | 25.744
2023-03-07 04:00 | 37.3797
2023-03-07 05:00 | 39.2275
2023-03-07 06:00 | 36.0665
2023-03-07 07:00 | 31.9107
2023-03-07 08:00 | 37.8766
2023-03-07 09:00 | 41.4184
2023-03-07 10:00 | 25.1894
2023-03-07 11:00 | 10.058
2023-03-07 12:00 | 4.7451
2023-03-07 13:00 | 3.2748
2023-03-07 14:00 | 3.8402
2023-03-07 15:00 | 1.5687
2023-03-07 16:00 | 20.9915
2023-03-07 17:00 | 33.0225
2023-03-07 18:00 | 26.703
2023-03-07 19:00 | 25.6814
2023-03-07 20:00 | 24.7956
2023-03-07 21:00 | 33.9754
2023-03-07 22:00 | 27.0792
2023-03-07 23:00 | 27.9897
2023-03-08 | 30.6355
2023-03-08 01:00 | 26.6248
2023-03-08 02:00 | 32.3138
2023-03-08 03:00 | 35.8852
2023-03-08 04:00 | 36.4942
2023-03-08 05:00 | 44.9483
2023-03-08 06:00 | 42.7918
2023-03-08 07:00 | 29.9815
2023-03-08 08:00 | 20.8216
2023-03-08 09:00 | 16.2194
2023-03-08 10:00 | 14.311
2023-03-08 11:00 | 10.1152
2023-03-08 12:00 | 7.4567
2023-03-08 13:00 | 3.3734
2023-03-08 14:00 | 2.2325
2023-03-08 15:00 | 5.2116
2023-03-08 16:00 | 8.5715
2023-03-08 17:00
2023-03-08 18:00 | 22.7458
2023-03-08 19:00 | 28.6039
2023-03-08 20:00 | 22.36
2023-03-08 21:00 | 17.2036
2023-03-08 22:00 | 19.1011
2023-03-08 23:00 | 24.4836
2023-03-09 | 31.666
2023-03-09 01:00 | 30.7784
2023-03-09 02:00 | 32.1143
2023-03-09 03:00 | 34.5624
2023-03-09 04:00 | 34.2516
2023-03-09 05:00 | 31.773
2023-03-09 06:00 | 32.1882
2023-03-09 07:00 | 30.086
2023-03-09 08:00 | 32.077
2023-03-09 09:00 | 29.978
2023-03-09 10:00 | 23.2384
2023-03-09 11:00 | 15.67
2023-03-09 12:00 | 12.4434
2023-03-09 13:00 | 15.6357
2023-03-09 14:00 | 17.9172
2023-03-09 15:00 | 19.8024
2023-03-09 16:00 | 32.1876
2023-03-09 17:00 | 50.8637
2023-03-09 18:00 | 52.3014
2023-03-09 19:00 | 57.5574
2023-03-09 20:00 | 36.1174
2023-03-09 21:00 | 27.4278
2023-03-09 22:00 | 23.8638
2023-03-09 23:00 | 29.7355
2023-03-10 | 32.128
2023-03-10 01:00 | 53.5131
2023-03-10 02:00 | 50.9057
2023-03-10 03:00 | 43.6699
2023-03-10 04:00 | 31.8882
2023-03-10 05:00 | 45.9131
2023-03-10 06:00 | 43.6566
2023-03-10 07:00 | 23.9712
2023-03-10 08:00 | 16.198
2023-03-10 09:00 | 18.05
2023-03-10 10:00 | 10.0936
2023-03-10 11:00 | 1.7498
2023-03-10 12:00 | 1.4239
2023-03-10 13:00 | 3.0854
2023-03-10 14:00 | 4.6952
2023-03-10 15:00 | 4.1702
2023-03-10 16:00 | 18.121
2023-03-10 17:00 | 31.0107
2023-03-10 18:00 | 28.8044
2023-03-10 19:00 | 22.2894
2023-03-10 20:00 | 18.9614
2023-03-10 21:00 | 20.3968
2023-03-10 22:00 | 18.074
2023-03-10 23:00 | 15.3307
2023-03-11 | 21.2179
2023-03-11 01:00 | 28.4205
2023-03-11 02:00 | 25.0333
2023-03-11 03:00 | 30.9892
2023-03-11 04:00 | 44.7169
2023-03-11 05:00 | 53.6882
2023-03-11 06:00 | 49.0633
2023-03-11 07:00 | 61.7505
2023-03-11 08:00 | 61.031
2023-03-11 09:00 | 51.7704
2023-03-11 10:00 | 46.9849
2023-03-11 11:00 | 31.4368
2023-03-11 12:00 | 25.5508
2023-03-11 13:00 | 17.2287
2023-03-11 14:00 | 13.5347
2023-03-11 15:00 | 14.4918
2023-03-11 16:00 | 21.7402
2023-03-11 17:00 | 22.5456
2023-03-11 18:00 | 40.1502
2023-03-11 19:00 | 20.8016
2023-03-11 20:00 | 44.5637
2023-03-11 21:00 | 64.2583
2023-03-11 22:00 | 61.6947
2023-03-11 23:00 | 66.2596
2023-03-12 | 68.082
2023-03-12 01:00 | 69.6889
2023-03-12 02:00 | 63.6433
2023-03-12 03:00 | 58.3393
2023-03-12 04:00 | 53.3114
2023-03-12 05:00 | 50.6669
2023-03-12 06:00 | 33.4892
2023-03-12 07:00 | 36.3621
2023-03-12 08:00 | 32.2928
2023-03-12 09:00 | 46.6216
2023-03-12 10:00 | 46.4612
2023-03-12 11:00 | 20.1569
2023-03-12 12:00 | 12.7541
2023-03-12 13:00 | 11.8557
2023-03-12 14:00 | 4.5525
2023-03-12 15:00 | 6.4958
2023-03-12 16:00 | 9.9961
2023-03-12 17:00 | 8.967
2023-03-12 18:00 | 14.2324
2023-03-12 19:00 | 16.1378
2023-03-12 20:00 | 18.0756
2023-03-12 21:00 | 28.012
2023-03-12 22:00 | 21.8004
2023-03-12 23:00 | 17.1619
2023-03-13 | 12.1969
2023-03-13 01:00 | 15.2403
2023-03-13 02:00 | 10.3055
2023-03-13 03:00 | 15.4311
2023-03-13 04:00 | 27.7085
2023-03-13 05:00 | 25.8279
2023-03-13 06:00 | 15.6401
2023-03-13 07:00 | 7.6819
2023-03-13 08:00 | 5.7794
2023-03-13 09:00 | 4.0243
2023-03-13 10:00 | 3.5023
2023-03-13 11:00 | 0.5161
2023-03-13 12:00 | 0.1433
2023-03-13 13:00 | 0.5731
2023-03-13 14:00 | 0.4281
2023-03-13 15:00
2023-03-13 16:00 | 3.7842
2023-03-13 17:00 | 11.9341
2023-03-13 18:00 | 11.3446
2023-03-13 19:00 | 12.6725
2023-03-13 20:00 | 10.3231
2023-03-13 21:00 | 12.4382
2023-03-13 22:00 | 17.5098
2023-03-13 23:00 | 21.2
2023-03-14 | 21.5367
2023-03-14 01:00 | 15.6493
2023-03-14 02:00 | 18.0964
2023-03-14 03:00 | 23.4916
2023-03-14 04:00 | 25.4983
2023-03-14 05:00 | 19.7202
2023-03-14 06:00 | 20.9534
2023-03-14 07:00 | 23.4366
2023-03-14 08:00 | 14.8683
2023-03-14 09:00 | 8.0927
2023-03-14 10:00 | 6.5786
2023-03-14 11:00 | 5.5939
2023-03-14 12:00 | 7.5489
2023-03-14 13:00
2023-03-14 14:00
2023-03-14 15:00
2023-03-14 16:00 | 14.5057
2023-03-14 17:00 | 38.1201
2023-03-14 18:00 | 40.3146
2023-03-14 19:00 | 40.0564
2023-03-14 20:00 | 35.4524
2023-03-14 21:00 | 21.571
2023-03-14 22:00 | 17.2879
2023-03-14 23:00 | 19.679
2023-03-15 | 24.4719
2023-03-15 01:00
2023-03-15 02:00
2023-03-15 03:00
2023-03-15 04:00
2023-03-15 05:00
2023-03-15 06:00
2023-03-15 07:00
2023-03-15 08:00
2023-03-15 09:00
2023-03-15 10:00
2023-03-15 11:00
2023-03-15 12:00
2023-03-15 13:00
2023-03-15 14:00
2023-03-15 15:00
2023-03-15 16:00
2023-03-15 17:00
2023-03-15 18:00
2023-03-15 19:00
2023-03-15 20:00
2023-03-15 21:00
2023-03-15 22:00
2023-03-15 23:00
2023-03-16
2023-03-16 01:00
2023-03-16 02:00
2023-03-16 03:00
2023-03-16 04:00
2023-03-16 05:00
2023-03-16 06:00
2023-03-16 07:00
2023-03-16 08:00
2023-03-16 09:00
2023-03-16 10:00
2023-03-16 11:00
2023-03-16 12:00
2023-03-16 13:00
2023-03-16 14:00
2023-03-16 15:00
2023-03-16 16:00
2023-03-16 17:00
2023-03-16 18:00
2023-03-16 19:00
2023-03-16 20:00
2023-03-16 21:00
2023-03-16 22:00
2023-03-16 23:00
2023-03-17
2023-03-17 01:00
2023-03-17 02:00
2023-03-17 03:00
2023-03-17 04:00
2023-03-17 05:00
2023-03-17 06:00
2023-03-17 07:00
2023-03-17 08:00
2023-03-17 09:00
2023-03-17 10:00
2023-03-17 11:00
2023-03-17 12:00
2023-03-17 13:00
2023-03-17 14:00
2023-03-17 15:00
2023-03-17 16:00
2023-03-17 17:00
2023-03-17 18:00
2023-03-17 19:00
2023-03-17 20:00
2023-03-17 21:00
2023-03-17 22:00
2023-03-17 23:00
2023-03-18
2023-03-18 01:00
2023-03-18 02:00
2023-03-18 03:00
2023-03-18 04:00
2023-03-18 05:00
2023-03-18 06:00
2023-03-18 07:00
2023-03-18 08:00 | 36.4362
2023-03-18 09:00 | 23.9053
2023-03-18 10:00 | 25.7218
2023-03-18 11:00 | 26.3244
2023-03-18 12:00 | 13.5706
2023-03-18 13:00 | 14.7517
2023-03-18 14:00 | 23.6725
2023-03-18 15:00 | 11.9117
2023-03-18 16:00 | 16.0209
2023-03-18 17:00 | 21.7567
2023-03-18 18:00 | 27.223
2023-03-18 19:00 | 37.2052
2023-03-18 20:00 | 42.4201
2023-03-18 21:00 | 32.9495
2023-03-18 22:00 | 30.6388
2023-03-18 23:00 | 27.2893
2023-03-19 | 30.1577
2023-03-19 01:00 | 45.1273
2023-03-19 02:00 | 45.4743
2023-03-19 03:00 | 45.2959
2023-03-19 04:00 | 47.9407
2023-03-19 05:00 | 47.8907
2023-03-19 06:00 | 56.3184
2023-03-19 07:00 | 45.8978
2023-03-19 08:00 | 36.2213
2023-03-19 09:00 | 34.9965
2023-03-19 10:00 | 42.2988
2023-03-19 11:00 | 26.0115
2023-03-19 12:00 | 19.9995
2023-03-19 13:00 | 15.1589
2023-03-19 14:00 | 5.8235
2023-03-19 15:00 | 3.5519
2023-03-19 16:00 | 3.1262
2023-03-19 17:00 | 3.3617
2023-03-19 18:00 | 4.6265
2023-03-19 19:00 | 7.3716
2023-03-19 20:00 | 10.6822
2023-03-19 21:00 | 16.9177
2023-03-19 22:00 | 17.0422
2023-03-19 23:00 | 16.8108
2023-03-20 | 28.7528
2023-03-20 01:00 | 31.698
2023-03-20 02:00 | 26.8592
2023-03-20 03:00 | 28.9607
2023-03-20 04:00 | 24.9102
2023-03-20 05:00 | 21.4226
2023-03-20 06:00 | 20.052
2023-03-20 07:00 | 16.4544
2023-03-20 08:00 | 18.4802
2023-03-20 09:00 | 17.4226
2023-03-20 10:00 | 22.0714
2023-03-20 11:00 | 5.1652
2023-03-20 12:00 | 1.3259
2023-03-20 13:00 | 4.8449
2023-03-20 14:00 | 6.4127
2023-03-20 15:00 | 5.6966
2023-03-20 16:00 | 20.7619
2023-03-20 17:00 | 17.4739
2023-03-20 18:00 | 24.8941
2023-03-20 19:00 | 38.956
2023-03-20 20:00 | 29.8296
2023-03-20 21:00 | 32.563
2023-03-20 22:00 | 31.221
2023-03-20 23:00 | 29.2362
2023-03-21 | 27.316
2023-03-21 01:00 | 28.1212
2023-03-21 02:00 | 27.2736
2023-03-21 03:00 | 28.4058
2023-03-21 04:00 | 28.9368
2023-03-21 05:00 | 23.764
2023-03-21 06:00 | 27.6213
2023-03-21 07:00 | 22.9883
2023-03-21 08:00 | 21.2608
2023-03-21 09:00 | 23.5546
2023-03-21 10:00 | 20.9043
2023-03-21 11:00 | 13.1977
2023-03-21 12:00 | 4.9876
2023-03-21 13:00 | 1.0928
2023-03-21 14:00 | 1.8911
2023-03-21 15:00 | 3.8394
2023-03-21 16:00 | 10.7503
2023-03-21 17:00 | 16.6718
2023-03-21 18:00 | 14.1629
2023-03-21 19:00 | 18.4402
2023-03-21 20:00 | 16.1816
2023-03-21 21:00 | 20.1314
2023-03-21 22:00 | 21.3198
2023-03-21 23:00 | 20.7442
2023-03-22 | 20.3489
2023-03-22 01:00 | 23.8968
2023-03-22 02:00 | 24.2068
2023-03-22 03:00 | 32.84
2023-03-22 04:00 | 39.9374
2023-03-22 05:00 | 24.4646
2023-03-22 06:00 | 22.3069
2023-03-22 07:00 | 17.0855
2023-03-22 08:00 | 5.4904
2023-03-22 09:00 | 9.9007
2023-03-22 10:00 | 7.9079
2023-03-22 11:00
2023-03-22 12:00
2023-03-22 13:00
2023-03-22 14:00
2023-03-22 15:00
2023-03-22 16:00 | 3.7698
2023-03-22 17:00 | 8.3035
2023-03-22 18:00 | 8.7561
2023-03-22 19:00 | 10.4575
2023-03-22 20:00 | 13.8042
2023-03-22 21:00 | 16.3103
2023-03-22 22:00 | 14.3272
2023-03-22 23:00 | 15.5242
2023-03-23 | 29.5694
2023-03-23 01:00 | 25.6725
2023-03-23 02:00 | 32.218
2023-03-23 03:00 | 36.6824
2023-03-23 04:00 | 26.2214
2023-03-23 05:00 | 23.3918
2023-03-23 06:00 | 20.5948
2023-03-23 07:00 | 12.5495
2023-03-23 08:00 | 5.9889
2023-03-23 09:00 | 4.8719
2023-03-23 10:00 | 2.7222
2023-03-23 11:00
2023-03-23 12:00
2023-03-23 13:00
2023-03-23 14:00
2023-03-23 15:00
2023-03-23 16:00 | 3.0998
2023-03-23 17:00 | 11.3529
2023-03-23 18:00 | 10.3577
2023-03-23 19:00 | 21.6688
2023-03-23 20:00 | 11.9371
2023-03-23 21:00 | 18.9947
2023-03-23 22:00 | 21.1947
2023-03-23 23:00 | 17.9826
2023-03-24 | 23.4554
2023-03-24 01:00 | 22.1971
2023-03-24 02:00 | 18.0349
2023-03-24 03:00 | 13.4335
2023-03-24 04:00 | 14.6332
2023-03-24 05:00 | 10.3428
2023-03-24 06:00 | 7.85
2023-03-24 07:00 | 17.1217
2023-03-24 08:00 | 13.3146
2023-03-24 09:00 | 16.7311
2023-03-24 10:00 | 8.9186
2023-03-24 11:00 | 1.1191
2023-03-24 12:00
2023-03-24 13:00
2023-03-24 14:00 | 0.0124
2023-03-24 15:00
2023-03-24 16:00 | 5.2489
2023-03-24 17:00 | 15.6804
2023-03-24 18:00 | 11.2202
2023-03-24 19:00 | 18.6815
2023-03-24 20:00 | 15.6876
2023-03-24 21:00 | 13.9431
2023-03-24 22:00 | 20.0212
2023-03-24 23:00 | 17.9638
2023-03-25 | 15.6738
2023-03-25 01:00 | 27.2844
2023-03-25 02:00 | 16.3609
2023-03-25 03:00 | 17.5834
2023-03-25 04:00 | 29.634
2023-03-25 05:00 | 20.9539
2023-03-25 06:00 | 26.6161
2023-03-25 07:00 | 16.4602
2023-03-25 08:00 | 12.8434
2023-03-25 09:00 | 8.4259
2023-03-25 10:00 | 10.0219
2023-03-25 11:00
2023-03-25 12:00
2023-03-25 13:00
2023-03-25 14:00
2023-03-25 15:00
2023-03-25 16:00
2023-03-25 17:00 | 2.3921
2023-03-25 18:00 | 6.6486
2023-03-25 19:00 | 9.8656
2023-03-25 20:00 | 14.5289
2023-03-25 21:00 | 12.229
2023-03-25 22:00 | 13.4551
2023-03-25 23:00 | 14.8442
2023-03-26 | 20.948
2023-03-26 01:00 | 16.0348
2023-03-26 02:00 | 23.3456
2023-03-26 03:00 | 36.9077
2023-03-26 04:00 | 26.9354
2023-03-26 05:00 | 41.6151
2023-03-26 06:00 | 35.5756
2023-03-26 07:00 | 37.8673
2023-03-26 08:00 | 45.5309
2023-03-26 09:00 | 36.9128
2023-03-26 10:00 | 33.2851
2023-03-26 11:00 | 10.5952
2023-03-26 12:00
2023-03-26 13:00
2023-03-26 14:00 | 8.1947
2023-03-26 15:00 | 1.1768
2023-03-26 16:00 | 5.1841
2023-03-26 17:00 | 7.0715
2023-03-26 18:00 | 22.4476
2023-03-26 19:00 | 15.7822
2023-03-26 20:00 | 16.3923
2023-03-26 21:00 | 15.7353
2023-03-26 22:00 | 10.331
2023-03-26 23:00 | 11.6527
2023-03-27 | 6.853
2023-03-27 01:00 | 9.8533
2023-03-27 02:00 | 9.4131
2023-03-27 03:00 | 4.9894
2023-03-27 04:00 | 10.7034
2023-03-27 05:00 | 5.86
2023-03-27 06:00 | 8.5634
2023-03-27 07:00 | 10.9297
2023-03-27 08:00 | 8.0167
2023-03-27 09:00 | 8.5057
2023-03-27 10:00 | 3.759
2023-03-27 11:00 | 0.6743
2023-03-27 12:00 | 1.3895
2023-03-27 13:00 | 2.1621
2023-03-27 14:00
2023-03-27 15:00 | 11.8409
2023-03-27 16:00 | 30.0906
2023-03-27 17:00 | 51.8122
2023-03-27 18:00 | 30.9888
2023-03-27 19:00 | 38.3951
2023-03-27 20:00 | 47.2509
2023-03-27 21:00 | 43.3441
2023-03-27 22:00 | 33.3058
2023-03-27 23:00 | 37.6239
2023-03-28 | 29.129
2023-03-28 01:00 | 28.0938
2023-03-28 02:00 | 35.6773
2023-03-28 03:00 | 35.6185
2023-03-28 04:00 | 32.9596
2023-03-28 05:00 | 32.2875
2023-03-28 06:00 | 26.6877
2023-03-28 07:00 | 20.9762
2023-03-28 08:00 | 26.0956
2023-03-28 09:00 | 21.7329
2023-03-28 10:00 | 5.4065
2023-03-28 11:00
2023-03-28 12:00
2023-03-28 13:00
2023-03-28 14:00
2023-03-28 15:00 | 6.1972
2023-03-28 16:00 | 14.5768
2023-03-28 17:00 | 12.8103
2023-03-28 18:00 | 9.2872
2023-03-28 19:00 | 10.3639
2023-03-28 20:00 | 27.1508
2023-03-28 21:00 | 23.5183
2023-03-28 22:00 | 24.3027
2023-03-28 23:00 | 23.4148
2023-03-29 | 14.2881
2023-03-29 01:00 | 15.6435
2023-03-29 02:00 | 15.6953
2023-03-29 03:00 | 15.4396
2023-03-29 04:00 | 23.7343
2023-03-29 05:00 | 21.0603
2023-03-29 06:00 | 30.6954
2023-03-29 07:00 | 36.8189
2023-03-29 08:00 | 22.0438
2023-03-29 09:00 | 15.0939
2023-03-29 10:00 | 0.9024
2023-03-29 11:00
2023-03-29 12:00
2023-03-29 13:00
2023-03-29 14:00
2023-03-29 15:00 | 21.2459
2023-03-29 16:00 | 37.1312
2023-03-29 17:00 | 57.3366
2023-03-29 18:00 | 58.5511
2023-03-29 19:00 | 39.0731
2023-03-29 20:00 | 44.1988
2023-03-29 21:00 | 28.3096
2023-03-29 22:00 | 26.759
2023-03-29 23:00 | 22.1108
2023-03-30 | 30.7764
2023-03-30 01:00 | 33.4374
2023-03-30 02:00 | 39.1863
2023-03-30 03:00 | 43.5692
2023-03-30 04:00 | 60.3171
2023-03-30 05:00 | 43.169
2023-03-30 06:00 | 14.0237
2023-03-30 07:00 | 4.9348
2023-03-30 08:00 | 12.3833
2023-03-30 09:00 | 12.325
2023-03-30 10:00 | 5.2148
2023-03-30 11:00 | 2.0087
2023-03-30 12:00 | 1.9555
2023-03-30 13:00 | 1.3566
2023-03-30 14:00 | 2.7712
2023-03-30 15:00 | 12.1099
2023-03-30 16:00 | 26.8662
2023-03-30 17:00 | 34.9463
2023-03-30 18:00 | 32.016
2023-03-30 19:00 | 24.1404
2023-03-30 20:00 | 27.1303
2023-03-30 21:00 | 28.0001
2023-03-30 22:00 | 28.6469
2023-03-30 23:00 | 22.4598
2023-03-31 | 30.4232
2023-03-31 01:00 | 28.927
2023-03-31 02:00 | 33.84
2023-03-31 03:00 | 42.2462
2023-03-31 04:00 | 35.3253
2023-03-31 05:00 | 35.2292
2023-03-31 06:00 | 43.0288
2023-03-31 07:00 | 18.6317
2023-03-31 08:00 | 14.8273
2023-03-31 09:00 | 11.7848
2023-03-31 10:00 | 3.6935
2023-03-31 11:00 | 1.1364
2023-03-31 12:00 | 0.8671
2023-03-31 13:00 | 1.0858
2023-03-31 14:00 | 1.1926
2023-03-31 15:00 | 7.169
2023-03-31 16:00 | 12.1132
2023-03-31 17:00 | 18.6131
2023-03-31 18:00 | 21.1555
2023-03-31 19:00 | 26.3176
2023-03-31 20:00 | 28.8111
2023-03-31 21:00 | 21.14
2023-03-31 22:00 | 19.1043
2023-03-31 23:00 | 16.1099
2023-04-01 | 21.815
2023-04-01 01:00 | 19.4814
2023-04-01 02:00 | 24.1564
2023-04-01 03:00 | 30.9348
2023-04-01 04:00 | 22.2406
2023-04-01 05:00 | 28.4442
2023-04-01 06:00 | 22.183
2023-04-01 07:00 | 27.3031
2023-04-01 08:00 | 35.5504
2023-04-01 09:00 | 30.2281
2023-04-01 10:00 | 21.7186
2023-04-01 11:00 | 11.4026
2023-04-01 12:00 | 10.0457
2023-04-01 13:00 | 13.245
2023-04-01 14:00 | 11.0252
2023-04-01 15:00 | 25.8363
2023-04-01 16:00 | 29.8586
2023-04-01 17:00 | 41.0145
2023-04-01 18:00 | 38.8472
2023-04-01 19:00 | 34.9325
2023-04-01 20:00 | 26.9584
2023-04-01 21:00 | 20.9373
2023-04-01 22:00 | 21.5934
2023-04-01 23:00 | 22.8426
2023-04-02 | 23.9147
2023-04-02 01:00 | 22.5688
2023-04-02 02:00 | 28.6448
2023-04-02 03:00 | 32.1334
2023-04-02 04:00 | 27.8975
2023-04-02 05:00 | 23.2312
2023-04-02 06:00 | 26.165
2023-04-02 07:00 | 22.4747
2023-04-02 08:00 | 21.1204
2023-04-02 09:00 | 18.6164
2023-04-02 10:00 | 10.1548
2023-04-02 11:00 | 8.5284
2023-04-02 12:00 | 6.735
2023-04-02 13:00 | 5.9181
2023-04-02 14:00 | 4.1273
2023-04-02 15:00 | 6.8433
2023-04-02 16:00 | 4.1286
2023-04-02 17:00 | 3.7501
2023-04-02 18:00 | 4.6753
2023-04-02 19:00 | 6.4087
2023-04-02 20:00 | 4.5099
2023-04-02 21:00 | 5.321
2023-04-02 22:00 | 6.4065
2023-04-02 23:00 | 11.8915
2023-04-03 | 15.42
2023-04-03 01:00 | 17.857
2023-04-03 02:00 | 21.2291
2023-04-03 03:00 | 27.6884
2023-04-03 04:00 | 20.6758
2023-04-03 05:00 | 18.6289
2023-04-03 06:00 | 14.7737
2023-04-03 07:00 | 12.7146
2023-04-03 08:00 | 16.6207
2023-04-03 09:00 | 10.2178
2023-04-03 10:00 | 8.8569
2023-04-03 11:00
2023-04-03 12:00 | 7.941
2023-04-03 13:00 | 7.2823
2023-04-03 14:00 | 8.9157
2023-04-03 15:00 | 16.1776
2023-04-03 16:00 | 33.9828
2023-04-03 17:00 | 44.1708
2023-04-03 18:00 | 41.0301
2023-04-03 19:00 | 30.0309
2023-04-03 20:00 | 26.5208
2023-04-03 21:00 | 24.9061
2023-04-03 22:00 | 20.6167
2023-04-03 23:00 | 18.4496
2023-04-04 | 23.6647
2023-04-04 01:00 | 23.0624
2023-04-04 02:00 | 23.2786
2023-04-04 03:00 | 24.6382
2023-04-04 04:00 | 24.9103
2023-04-04 05:00 | 31.7525
2023-04-04 06:00 | 30.2545
2023-04-04 07:00 | 22.7131
2023-04-04 08:00 | 31.3182
2023-04-04 09:00 | 28.0646
2023-04-04 10:00 | 15.8717
2023-04-04 11:00 | 10.9266
2023-04-04 12:00 | 9.463
2023-04-04 13:00 | 10.7682
2023-04-04 14:00 | 13.9668
2023-04-04 15:00 | 23.8463
2023-04-04 16:00 | 36.0612
2023-04-04 17:00 | 46.4392
2023-04-04 18:00 | 52.757
2023-04-04 19:00 | 35.0167
2023-04-04 20:00 | 55.0327
2023-04-04 21:00 | 65.4324
2023-04-04 22:00 | 60.4975
2023-04-04 23:00 | 56.8588
2023-04-05 | 41.3275
2023-04-05 01:00 | 37.2228
2023-04-05 02:00 | 45.3426
2023-04-05 03:00 | 62.2846
2023-04-05 04:00 | 56.5365
2023-04-05 05:00 | 56.6196
2023-04-05 06:00 | 68.4568
2023-04-05 07:00 | 59.7835
2023-04-05 08:00 | 66.0822
2023-04-05 09:00 | 60.1312
2023-04-05 10:00 | 50.0717
2023-04-05 11:00 | 33.718
2023-04-05 12:00 | 28.3386
2023-04-05 13:00 | 22.6266
2023-04-05 14:00 | 23.8698
2023-04-05 15:00 | 36.0368
2023-04-05 16:00 | 49.6749
2023-04-05 17:00 | 56.6181
2023-04-05 18:00 | 71.8392
2023-04-05 19:00 | 59.8819
2023-04-05 20:00 | 48.616
2023-04-05 21:00 | 37.8834
2023-04-05 22:00 | 52.1465
2023-04-05 23:00 | 45.137
2023-04-06 | 47.7296
2023-04-06 01:00 | 49.3966
2023-04-06 02:00 | 46.9537
2023-04-06 03:00 | 49.9486
2023-04-06 04:00 | 52.9703
2023-04-06 05:00 | 42.9358
2023-04-06 06:00 | 41.8384
2023-04-06 07:00 | 33.4381
2023-04-06 08:00 | 24.2547
2023-04-06 09:00 | 22.1521
2023-04-06 10:00 | 10.4911
2023-04-06 11:00 | 4.5684
2023-04-06 12:00 | 3.6993
2023-04-06 13:00 | 5.2211
2023-04-06 14:00 | 4.8948
2023-04-06 15:00 | 18.3589
2023-04-06 16:00 | 35.6092
2023-04-06 17:00 | 43.0769
2023-04-06 18:00 | 51.7506
2023-04-06 19:00 | 46.3772
2023-04-06 20:00 | 42.1274
2023-04-06 21:00 | 44.9998
2023-04-06 22:00 | 40.8989
2023-04-06 23:00 | 32.4407
2023-04-07 | 27.5662
2023-04-07 01:00 | 37.8603
2023-04-07 02:00 | 36.5549
2023-04-07 03:00 | 51.5951
2023-04-07 04:00 | 53.8314
2023-04-07 05:00 | 24.7051
2023-04-07 06:00 | 32.5931
2023-04-07 07:00 | 28.9407
2023-04-07 08:00 | 23.3022
2023-04-07 09:00 | 17.815
2023-04-07 10:00 | 10.7055
2023-04-07 11:00 | 7.8241
2023-04-07 12:00 | 6.6301
2023-04-07 13:00 | 4.5097
2023-04-07 14:00 | 6.2978
2023-04-07 15:00 | 9.7795
2023-04-07 16:00 | 10.4367
2023-04-07 17:00 | 15.912
2023-04-07 18:00 | 22.9589
2023-04-07 19:00 | 22.9514
2023-04-07 20:00 | 18.7782
2023-04-07 21:00 | 18.9438
2023-04-07 22:00 | 22.2451
2023-04-07 23:00 | 25.3956
2023-04-08 | 30.2214
2023-04-08 01:00 | 34.4064
2023-04-08 02:00 | 31.6474
2023-04-08 03:00 | 40.5142
2023-04-08 04:00 | 44.3856
2023-04-08 05:00 | 59.1847
2023-04-08 06:00 | 45.8424
2023-04-08 07:00
2023-04-08 08:00 | 56.2637
2023-04-08 09:00
2023-04-08 10:00 | 38.591
2023-04-08 11:00 | 33.8124
2023-04-08 12:00 | 33.5832
2023-04-08 13:00 | 31.4511
2023-04-08 14:00 | 26.0352
2023-04-08 15:00 | 27.3325
2023-04-08 16:00 | 31.859
2023-04-08 17:00 | 32.7811
2023-04-08 18:00 | 45.3163
2023-04-08 19:00 | 48.6614
2023-04-08 20:00 | 52.7191
2023-04-08 21:00 | 45.941
2023-04-08 22:00 | 45.2559
2023-04-08 23:00 | 40.6692
2023-04-09 | 48.5019
2023-04-09 01:00 | 43.5232
2023-04-09 02:00 | 45.5289
2023-04-09 03:00 | 69.2146
2023-04-09 04:00 | 90.0227
2023-04-09 05:00 | 67.1232
2023-04-09 06:00 | 27.1201
2023-04-09 07:00 | 24.7257
2023-04-09 08:00 | 27.5471
2023-04-09 09:00 | 40.7466
2023-04-09 10:00 | 27.6554
2023-04-09 11:00 | 13.3211
2023-04-09 12:00 | 13.2703
2023-04-09 13:00 | 10.7667
2023-04-09 14:00 | 10.8772
2023-04-09 15:00 | 15.0596
2023-04-09 16:00 | 18.1995
2023-04-09 17:00 | 18.5716
2023-04-09 18:00 | 19.434
2023-04-09 19:00 | 28.7572
2023-04-09 20:00 | 30.4387
2023-04-09 21:00 | 34.3046
2023-04-09 22:00 | 35.4966
2023-04-09 23:00 | 35.7698
2023-04-10 | 38.5478
2023-04-10 01:00 | 49.4359
2023-04-10 02:00 | 36.5006
2023-04-10 03:00 | 47.3984
2023-04-10 04:00 | 54.7134
2023-04-10 05:00 | 55.4885
2023-04-10 06:00 | 35.846
2023-04-10 07:00 | 39.562
2023-04-10 08:00 | 37.5376
2023-04-10 09:00 | 42.1851
2023-04-10 10:00 | 28.7786
2023-04-10 11:00 | 16.2022
2023-04-10 12:00 | 11.3098
2023-04-10 13:00 | 14.1907
2023-04-10 14:00 | 14.8353
2023-04-10 15:00 | 20.1084
2023-04-10 16:00 | 33.5337
2023-04-10 17:00 | 27.3892
2023-04-10 18:00 | 18.2942
2023-04-10 19:00 | 22.3766
2023-04-10 20:00 | 14.4939
2023-04-10 21:00 | 11.8256
2023-04-10 22:00 | 23.502
2023-04-10 23:00 | 30.7552
2023-04-11 | 17.2058
2023-04-11 01:00 | 21.3834
2023-04-11 02:00 | 17.3715
2023-04-11 03:00 | 14.2207
2023-04-11 04:00 | 15.4172
2023-04-11 05:00 | 12.5406
2023-04-11 06:00 | 10.6397
2023-04-11 07:00 | 11.5677
2023-04-11 08:00 | 19.172
2023-04-11 09:00 | 16.9978
2023-04-11 10:00 | 12.0563
2023-04-11 11:00 | 5.9766
2023-04-11 12:00 | 6.6823
2023-04-11 13:00 | 2.8256
2023-04-11 14:00 | 7.1194
2023-04-11 15:00 | 30.2481
2023-04-11 16:00 | 47.3575
2023-04-11 17:00 | 51.6259
2023-04-11 18:00 | 34.5602
2023-04-11 19:00 | 35.1303
2023-04-11 20:00 | 41.9272
2023-04-11 21:00 | 27.0841
2023-04-11 22:00 | 26.4291
2023-04-11 23:00 | 27.8058
2023-04-12 | 29.5761
2023-04-12 01:00 | 29.5786
2023-04-12 02:00 | 27.2491
2023-04-12 03:00 | 30.3386
2023-04-12 04:00 | 17.1026
2023-04-12 05:00 | 15.206
2023-04-12 06:00 | 12.598
2023-04-12 07:00 | 9.9444
2023-04-12 08:00 | 16.4043
2023-04-12 09:00 | 17.8614
2023-04-12 10:00 | 9.291
2023-04-12 11:00 | 3.6955
2023-04-12 12:00 | 3.7505
2023-04-12 13:00 | 1.0844
2023-04-12 14:00 | 3.5302
2023-04-12 15:00 | 23.7911
2023-04-12 16:00 | 25.2465
2023-04-12 17:00 | 29.257
2023-04-12 18:00 | 19.3964
2023-04-12 19:00 | 37.091
2023-04-12 20:00 | 29.453
2023-04-12 21:00 | 35.269
2023-04-12 22:00 | 22.2063
2023-04-12 23:00 | 30.7734
2023-04-13 | 28.4001
2023-04-13 01:00 | 23.9978
2023-04-13 02:00 | 18.0248
2023-04-13 03:00 | 20.1917
2023-04-13 04:00 | 19.8629
2023-04-13 05:00 | 17.4742
2023-04-13 06:00 | 13.6244
2023-04-13 07:00 | 14.1728
2023-04-13 08:00 | 12.9701
2023-04-13 09:00 | 20.9516
2023-04-13 10:00 | 14.2304
2023-04-13 11:00 | 4.2901
2023-04-13 12:00 | 3.5291
2023-04-13 13:00 | 7.7698
2023-04-13 14:00 | 8.3087
2023-04-13 15:00 | 13.4176
2023-04-13 16:00 | 36.5374
2023-04-13 17:00 | 34.6417
2023-04-13 18:00 | 48.5324
2023-04-13 19:00 | 32.8182
2023-04-13 20:00 | 32.7565
2023-04-13 21:00 | 22.7214
2023-04-13 22:00 | 35.8492
2023-04-13 23:00 | 36.0185
2023-04-14 | 25.0181
2023-04-14 01:00 | 31.8364
2023-04-14 02:00 | 27.171
2023-04-14 03:00 | 47.8584
2023-04-14 04:00 | 31.038
2023-04-14 05:00 | 31.7523
2023-04-14 06:00 | 37.2425
2023-04-14 07:00 | 32.5656
2023-04-14 08:00 | 31.3737
2023-04-14 09:00 | 20.327
2023-04-14 10:00 | 9.8146
2023-04-14 11:00 | 0.0384
2023-04-14 12:00
2023-04-14 13:00
2023-04-14 14:00 | 0.805
2023-04-14 15:00 | 5.9045
2023-04-14 16:00 | 23.111
2023-04-14 17:00 | 19.4276
2023-04-14 18:00 | 28.6298
2023-04-14 19:00 | 32.209
2023-04-14 20:00 | 38.1558
2023-04-14 21:00 | 76.3763
2023-04-14 22:00 | 51.1145
2023-04-14 23:00 | 43.7522
2023-04-15 | 52.1225
2023-04-15 01:00 | 38.3907
2023-04-15 02:00 | 33.8636
2023-04-15 03:00 | 33.2374
2023-04-15 04:00 | 32.3262
2023-04-15 05:00 | 30.0608
2023-04-15 06:00 | 19.8201
2023-04-15 07:00 | 27.479
2023-04-15 08:00 | 17.5295
2023-04-15 09:00 | 16.0532
2023-04-15 10:00 | 10.7996
2023-04-15 11:00 | 8.5725
2023-04-15 12:00 | 5.4842
2023-04-15 13:00 | 2.3436
2023-04-15 14:00 | 0.2521
2023-04-15 15:00 | 1.2934
2023-04-15 16:00 | 5.0885
2023-04-15 17:00 | 11.6597
2023-04-15 18:00 | 15.3814
2023-04-15 19:00 | 24.3504
2023-04-15 20:00 | 18.8426
2023-04-15 21:00 | 15.6983
2023-04-15 22:00 | 15.2067
2023-04-15 23:00 | 19.6578
2023-04-16 | 23.4282
2023-04-16 01:00 | 20.9659
2023-04-16 02:00 | 38.956
2023-04-16 03:00 | 25.0629
2023-04-16 04:00 | 32.8221
2023-04-16 05:00 | 57.009
2023-04-16 06:00 | 52.328
2023-04-16 07:00 | 40.3289
2023-04-16 08:00 | 62.1796
2023-04-16 09:00 | 49.6442
2023-04-16 10:00 | 44.4796
2023-04-16 11:00 | 37.7015
2023-04-16 12:00 | 31.4698
2023-04-16 13:00 | 28.8691
2023-04-16 14:00 | 23.1555
2023-04-16 15:00 | 23.7342
2023-04-16 16:00 | 26.6734
2023-04-16 17:00 | 28.7892
2023-04-16 18:00 | 39.5011
2023-04-16 19:00 | 46.7716
2023-04-16 20:00 | 39.964
2023-04-16 21:00 | 34.5159
2023-04-16 22:00 | 43.2711
2023-04-16 23:00 | 34.6997
2023-04-17 | 34.9919
2023-04-17 01:00 | 26.0371
2023-04-17 02:00 | 30.6659
2023-04-17 03:00 | 30.892
2023-04-17 04:00 | 30.6736
2023-04-17 05:00 | 41.029
2023-04-17 06:00 | 38.0731
2023-04-17 07:00
2023-04-17 08:00 | 32.6782
2023-04-17 09:00 | 40.2126
2023-04-17 10:00 | 19.6296
2023-04-17 11:00 | 14.7534
2023-04-17 12:00 | 16.3396
2023-04-17 13:00 | 22.3838
2023-04-17 14:00 | 15.9376
2023-04-17 15:00 | 21.3884
2023-04-17 16:00 | 34.5132
2023-04-17 17:00 | 56.1463
2023-04-17 18:00 | 58.4923
2023-04-17 19:00 | 52.0325
2023-04-17 20:00 | 49.222
2023-04-17 21:00 | 78.1058
2023-04-17 22:00 | 56.1538
2023-04-17 23:00 | 52.9156
2023-04-18 | 58.1981
2023-04-18 01:00 | 51.0909
2023-04-18 02:00 | 50.2796
2023-04-18 03:00 | 50.4696
2023-04-18 04:00 | 50.6204
2023-04-18 05:00 | 27.8432
2023-04-18 06:00 | 24.8305
2023-04-18 07:00 | 19.7921
2023-04-18 08:00 | 18.0408
2023-04-18 09:00 | 19.6575
2023-04-18 10:00 | 3.9431
2023-04-18 11:00 | 1.0281
2023-04-18 12:00
2023-04-18 13:00
2023-04-18 14:00
2023-04-18 15:00 | 6.8878
2023-04-18 16:00 | 12.8052
2023-04-18 17:00 | 11.5423
2023-04-18 18:00 | 17.6824
2023-04-18 19:00 | 18.5575
2023-04-18 20:00 | 20.5372
2023-04-18 21:00 | 25.5386
2023-04-18 22:00 | 21.8004
2023-04-18 23:00 | 22.5064
2023-04-19 | 24.0423
2023-04-19 01:00 | 24.2342
2023-04-19 02:00 | 24.4892
2023-04-19 03:00 | 21.229
2023-04-19 04:00 | 35.5086
2023-04-19 05:00 | 29.6087
2023-04-19 06:00 | 24.2175
2023-04-19 07:00 | 20.9694
2023-04-19 08:00 | 19.8684
2023-04-19 09:00 | 12.7597
2023-04-19 10:00 | 13.2947
2023-04-19 11:00 | 2.2999
2023-04-19 12:00 | 2.1392
2023-04-19 13:00 | 2.4707
2023-04-19 14:00 | 5.2633
2023-04-19 15:00 | 12.287
2023-04-19 16:00 | 25.9852
2023-04-19 17:00 | 16.8234
2023-04-19 18:00 | 19.8072
2023-04-19 19:00 | 18.4325
2023-04-19 20:00 | 11.8133
2023-04-19 21:00 | 9.5722
2023-04-19 22:00 | 15.4718
2023-04-19 23:00 | 11.5809
2023-04-20 | 10.549
2023-04-20 01:00 | 19.555
2023-04-20 02:00 | 23.0452
2023-04-20 03:00 | 25.9297
2023-04-20 04:00 | 21.2999
2023-04-20 05:00 | 24.3808
2023-04-20 06:00 | 27.8768
2023-04-20 07:00 | 18.7237
2023-04-20 08:00 | 11.3757
2023-04-20 09:00 | 10.379
2023-04-20 10:00 | 6.0345
2023-04-20 11:00
2023-04-20 12:00
2023-04-20 13:00 | 0.3202
2023-04-20 14:00 | 11.6411
2023-04-20 15:00 | 11.6751
2023-04-20 16:00 | 26.5592
2023-04-20 17:00 | 31.548
2023-04-20 18:00 | 27.006
2023-04-20 19:00 | 19.5375
2023-04-20 20:00 | 18.729
2023-04-20 21:00 | 27.1245
2023-04-20 22:00 | 18.1325
2023-04-20 23:00 | 23.2839
2023-04-21 | 12.7669
2023-04-21 01:00 | 31.1138
2023-04-21 02:00 | 24.2998
2023-04-21 03:00 | 21.7478
2023-04-21 04:00 | 20.4494
2023-04-21 05:00 | 23.4583
2023-04-21 06:00 | 19.4254
2023-04-21 07:00 | 18.8191
2023-04-21 08:00 | 15.5658
2023-04-21 09:00 | 15.1781
2023-04-21 10:00 | 6.2576
2023-04-21 11:00 | 1.196
2023-04-21 12:00 | 1.307
2023-04-21 13:00
2023-04-21 14:00 | 2.6766
2023-04-21 15:00 | 9.0538
2023-04-21 16:00 | 10.5053
2023-04-21 17:00
2023-04-21 18:00 | 13.0547
2023-04-21 19:00
2023-04-21 20:00 | 26.9921
2023-04-21 21:00 | 24.8304
2023-04-21 22:00 | 30.9493
2023-04-21 23:00 | 41.4324
2023-04-22 | 33.512
2023-04-22 01:00 | 33.9908
2023-04-22 02:00 | 35.032
2023-04-22 03:00 | 51.2391
2023-04-22 04:00 | 60.3448
2023-04-22 05:00 | 51.9706
2023-04-22 06:00 | 51.8274
2023-04-22 07:00 | 41.8725
2023-04-22 08:00 | 57.0172
2023-04-22 09:00 | 57.9828
2023-04-22 10:00 | 40.4546
2023-04-22 11:00 | 24.5949
2023-04-22 12:00 | 9.959
2023-04-22 13:00 | 8.2406
2023-04-22 14:00 | 7.3676
2023-04-22 15:00 | 15.1606
2023-04-22 16:00 | 21.9058
2023-04-22 17:00 | 37.3584
2023-04-22 18:00 | 48.0186
2023-04-22 19:00 | 64.0066
2023-04-22 20:00 | 49.7224
2023-04-22 21:00 | 37.666
2023-04-22 22:00 | 37.3266
2023-04-22 23:00 | 47.0052
2023-04-23 | 45.3189
2023-04-23 01:00 | 58.4614
2023-04-23 02:00 | 68.9202
2023-04-23 03:00 | 56.2356
2023-04-23 04:00 | 73.8528
2023-04-23 05:00 | 75.3893
2023-04-23 06:00 | 51.8235
2023-04-23 07:00 | 26.3014
2023-04-23 08:00 | 14.9078
2023-04-23 09:00 | 10.4932
2023-04-23 10:00 | 4.3169
2023-04-23 11:00 | 1.2393
2023-04-23 12:00
2023-04-23 13:00 | 1.0832
2023-04-23 14:00
2023-04-23 15:00
2023-04-23 16:00 | 0.6374
2023-04-23 17:00 | 10.7853
2023-04-23 18:00 | 24.9568
2023-04-23 19:00 | 33.616
2023-04-23 20:00 | 27.1378
2023-04-23 21:00 | 32.0718
2023-04-23 22:00 | 33.3452
2023-04-23 23:00 | 26.2247
2023-04-24 | 25.0173
2023-04-24 01:00 | 17.2974
2023-04-24 02:00 | 17.5731
2023-04-24 03:00 | 21.5824
2023-04-24 04:00 | 24.1476
2023-04-24 05:00 | 37.0717
2023-04-24 06:00 | 21.2297
2023-04-24 07:00 | 20.5709
2023-04-24 08:00 | 16.9058
2023-04-24 09:00 | 19.8074
2023-04-24 10:00 | 3.614
2023-04-24 11:00 | 1.6318
2023-04-24 12:00 | 3.2789
2023-04-24 13:00 | 3.2756
2023-04-24 14:00
2023-04-24 15:00 | 18.2825
2023-04-24 16:00 | 49.9494
2023-04-24 17:00 | 63.7367
2023-04-24 18:00 | 43.6645
2023-04-24 19:00 | 35.7384
2023-04-24 20:00 | 35.9346
2023-04-24 21:00 | 44.898
2023-04-24 22:00 | 37.4289
2023-04-24 23:00 | 36.1596
2023-04-25 | 31.2351
2023-04-25 01:00 | 30.163
2023-04-25 02:00 | 45.8134
2023-04-25 03:00 | 42.1114
2023-04-25 04:00 | 37.3791
2023-04-25 05:00 | 26.3172
2023-04-25 06:00 | 11.5673
2023-04-25 07:00 | 12.8231
2023-04-25 08:00 | 13.0938
2023-04-25 09:00 | 6.495
2023-04-25 10:00 | 0.1386
2023-04-25 11:00
2023-04-25 12:00
2023-04-25 13:00 | 0.0957
2023-04-25 14:00
2023-04-25 15:00 | 13.5804
2023-04-25 16:00 | 18.84
2023-04-25 17:00 | 18.0194
2023-04-25 18:00 | 22.296
2023-04-25 19:00 | 18.0057
2023-04-25 20:00 | 15.5715
2023-04-25 21:00 | 18.3749
2023-04-25 22:00 | 18.8929
2023-04-25 23:00 | 26.8374
2023-04-26 | 37.2868
2023-04-26 01:00 | 32.0003
2023-04-26 02:00 | 27.3114
2023-04-26 03:00 | 33.9805
2023-04-26 04:00 | 48.2997
2023-04-26 05:00 | 64.5675
2023-04-26 06:00 | 21.7407
2023-04-26 07:00 | 29.1419
2023-04-26 08:00 | 35.0671
2023-04-26 09:00 | 24.6304
2023-04-26 10:00 | 15.1226
2023-04-26 11:00 | 7.9817
2023-04-26 12:00 | 3.8453
2023-04-26 13:00 | 4.2317
2023-04-26 14:00 | 1.7553
2023-04-26 15:00 | 5.9103
2023-04-26 16:00 | 17.6925
2023-04-26 17:00 | 22.049
2023-04-26 18:00 | 30.6606
2023-04-26 19:00 | 25.4946
2023-04-26 20:00 | 30.2844
2023-04-26 21:00 | 47.5482
2023-04-26 22:00 | 40.7506
2023-04-26 23:00 | 51.2251
2023-04-27 | 47.1626
2023-04-27 01:00 | 45.171
2023-04-27 02:00 | 39.7083
2023-04-27 03:00 | 60.8543
2023-04-27 04:00 | 23.3295
2023-04-27 05:00 | 18.5482
2023-04-27 06:00 | 14.0564
2023-04-27 07:00 | 14.448
2023-04-27 08:00 | 15.3955
2023-04-27 09:00 | 10.7807
2023-04-27 10:00 | 17.7734
2023-04-27 11:00 | 5.389
2023-04-27 12:00 | 2.1402
2023-04-27 13:00 | 3.1901
2023-04-27 14:00 | 6.1033
2023-04-27 15:00 | 13.6241
2023-04-27 16:00 | 18.8472
2023-04-27 17:00 | 28.236
2023-04-27 18:00 | 35.6756
2023-04-27 19:00 | 29.8902
2023-04-27 20:00 | 26.3318
2023-04-27 21:00 | 32.9406
2023-04-27 22:00 | 24.0817
2023-04-27 23:00 | 29.4105
2023-04-28 | 20.7926
2023-04-28 01:00 | 26.5194
2023-04-28 02:00 | 26.4626
2023-04-28 03:00 | 28.1218
2023-04-28 04:00 | 45.7182
2023-04-28 05:00 | 29.8462
2023-04-28 06:00 | 30.0747
2023-04-28 07:00 | 24.7944
2023-04-28 08:00 | 29.0664
2023-04-28 09:00 | 26.4725
2023-04-28 10:00 | 12.5685
2023-04-28 11:00 | 7.6412
2023-04-28 12:00 | 7.3705
2023-04-28 13:00 | 6.1566
2023-04-28 14:00 | 5.2658
2023-04-28 15:00 | 4.6828
2023-04-28 16:00 | 16.4256
2023-04-28 17:00 | 18.3444
2023-04-28 18:00 | 28.6678
2023-04-28 19:00 | 26.6632
2023-04-28 20:00 | 30.1311
2023-04-28 21:00 | 21.7356
2023-04-28 22:00 | 31.4943
2023-04-28 23:00 | 28.686
2023-04-29 | 27.0676
2023-04-29 01:00 | 22.2015
2023-04-29 02:00 | 29.052
2023-04-29 03:00 | 31.6082
2023-04-29 04:00 | 33.6412
2023-04-29 05:00 | 41.5268
2023-04-29 06:00 | 37.6061
2023-04-29 07:00 | 35.8925
2023-04-29 08:00 | 44.79
2023-04-29 09:00 | 34.8698
2023-04-29 10:00 | 13.1131
2023-04-29 11:00 | 7.9606
2023-04-29 12:00 | 5.4387
2023-04-29 13:00 | 6.0836
2023-04-29 14:00 | 8.7276
2023-04-29 15:00 | 10.0485
2023-04-29 16:00 | 22.7844
2023-04-29 17:00 | 23.1368
2023-04-29 18:00 | 13.9513
2023-04-29 19:00 | 29.1337
2023-04-29 20:00 | 42.6952
2023-04-29 21:00 | 45.4242
2023-04-29 22:00 | 40.5524
2023-04-29 23:00 | 44.4254
2023-04-30 | 53.6607
2023-04-30 01:00 | 45.1573
2023-04-30 02:00 | 46.6666
2023-04-30 03:00 | 61.2622
2023-04-30 04:00 | 61.8908
2023-04-30 05:00 | 66.9582
2023-04-30 06:00 | 61.8099
2023-04-30 07:00 | 47.381
2023-04-30 08:00 | 49.1564
2023-04-30 09:00 | 37.4336
2023-04-30 10:00 | 24.3443
2023-04-30 11:00 | 19.3549
2023-04-30 12:00 | 15.5691
2023-04-30 13:00 | 13.9127
2023-04-30 14:00 | 12.5145
2023-04-30 15:00 | 14.4093
2023-04-30 16:00 | 11.1459
2023-04-30 17:00 | 24.668
2023-04-30 18:00 | 22.8812
2023-04-30 19:00 | 26.9752
2023-04-30 20:00 | 33.8093
2023-04-30 21:00 | 36.8442
2023-04-30 22:00 | 34.5336
2023-04-30 23:00 | 36.6928
2023-05-01 | 32.5743
2023-05-01 01:00 | 37.8826
2023-05-01 02:00 | 28.7208
2023-05-01 03:00 | 40.0227
2023-05-01 04:00 | 42.3795
2023-05-01 05:00 | 36.5101
2023-05-01 06:00 | 37.4672
2023-05-01 07:00 | 24.4548
2023-05-01 08:00 | 22.9277
2023-05-01 09:00 | 30.2917
2023-05-01 10:00 | 17.2037
2023-05-01 11:00 | 19.0618
2023-05-01 12:00 | 12.7476
2023-05-01 13:00 | 16.3132
2023-05-01 14:00 | 17.2388
2023-05-01 15:00 | 12.6784
2023-05-01 16:00 | 13.1417
2023-05-01 17:00 | 15.8015
2023-05-01 18:00 | 11.6246
2023-05-01 19:00 | 19.4584
2023-05-01 20:00 | 19.9414
2023-05-01 21:00 | 22.2122
2023-05-01 22:00 | 20.2976
2023-05-01 23:00 | 20.7252
2023-05-02 | 19.7076
2023-05-02 01:00 | 31.7576
2023-05-02 02:00 | 26.5395
2023-05-02 03:00 | 27.5908
2023-05-02 04:00 | 41.3358
2023-05-02 05:00 | 47.0215
2023-05-02 06:00 | 35.2459
2023-05-02 07:00 | 46.5884
2023-05-02 08:00 | 44.1585
2023-05-02 09:00 | 30.5638
2023-05-02 10:00 | 24.2139
2023-05-02 11:00 | 6.3708
2023-05-02 12:00 | 3.4046
2023-05-02 13:00 | 3.5646
2023-05-02 14:00 | 2.9627
2023-05-02 15:00 | 9.4218
2023-05-02 16:00 | 16.3295
2023-05-02 17:00 | 18.9731
2023-05-02 18:00 | 24.9156
2023-05-02 19:00 | 12.3056
2023-05-02 20:00 | 16.5802
2023-05-02 21:00 | 18.0587
2023-05-02 22:00 | 20.3306
2023-05-02 23:00 | 45.9616
2023-05-03 | 44.0034
2023-05-03 01:00 | 46.0479
2023-05-03 02:00 | 43.9324
2023-05-03 03:00 | 58.4469
2023-05-03 04:00 | 40.0425
2023-05-03 05:00 | 17.8571
2023-05-03 06:00 | 11.6948
2023-05-03 07:00 | 6.3632
2023-05-03 08:00 | 7.8893
2023-05-03 09:00 | 3.8228
2023-05-03 10:00 | 3.5009
2023-05-03 11:00 | 0.1512
2023-05-03 12:00
2023-05-03 13:00
2023-05-03 14:00 | 5.0825
2023-05-03 15:00 | 6.688
2023-05-03 16:00 | 24.8329
2023-05-03 17:00 | 25.862
2023-05-03 18:00 | 19.153
2023-05-03 19:00 | 20.2301
2023-05-03 20:00 | 17.7601
2023-05-03 21:00 | 20.7141
2023-05-03 22:00 | 29.0664
2023-05-03 23:00 | 16.2817
2023-05-04 | 12.7708
2023-05-04 01:00 | 14.7527
2023-05-04 02:00 | 16.4045
2023-05-04 03:00 | 22.8689
2023-05-04 04:00 | 20.2827
2023-05-04 05:00 | 21.2281
2023-05-04 06:00 | 22.2206
2023-05-04 07:00 | 13.7748
2023-05-04 08:00 | 8.932
2023-05-04 09:00 | 17.5717
2023-05-04 10:00 | 3.783
2023-05-04 11:00 | 2.9022
2023-05-04 12:00 | 3.6835
2023-05-04 13:00 | 5.9368
2023-05-04 14:00 | 7.0973
2023-05-04 15:00 | 12.0225
2023-05-04 16:00 | 29.0595
2023-05-04 17:00 | 20.7664
2023-05-04 18:00 | 20.7163
2023-05-04 19:00 | 13.8526
2023-05-04 20:00 | 20.287
2023-05-04 21:00 | 26.9416
2023-05-04 22:00 | 42.1668
2023-05-04 23:00 | 48.0118
2023-05-05 | 68.7732
2023-05-05 01:00 | 47.5549
2023-05-05 02:00 | 55.6096
2023-05-05 03:00 | 48.6539
2023-05-05 04:00 | 34.1781
2023-05-05 05:00 | 40.536
2023-05-05 06:00 | 57.2087
2023-05-05 07:00 | 34.5755
2023-05-05 08:00 | 33.1619
2023-05-05 09:00 | 19.9192
2023-05-05 10:00 | 12.2888
2023-05-05 11:00 | 5.9164
2023-05-05 12:00 | 3.344
2023-05-05 13:00 | 17.2303
2023-05-05 14:00 | 16.179
2023-05-05 15:00 | 30.2404
2023-05-05 16:00 | 34.6481
2023-05-05 17:00 | 20.1412
2023-05-05 18:00 | 33.1963
2023-05-05 19:00 | 28.4358
2023-05-05 20:00 | 34.4491
2023-05-05 21:00 | 29.2059
2023-05-05 22:00 | 28.2509
2023-05-05 23:00 | 31.5158
2023-05-06 | 31.5785
2023-05-06 01:00 | 28.8368
2023-05-06 02:00 | 32.4801
2023-05-06 03:00 | 52.8049
2023-05-06 04:00 | 64.5732
2023-05-06 05:00 | 48.1346
2023-05-06 06:00 | 41.6523
2023-05-06 07:00 | 43.4703
2023-05-06 08:00 | 53.02
2023-05-06 09:00 | 49.4344
2023-05-06 10:00 | 38.0498
2023-05-06 11:00 | 27.1833
2023-05-06 12:00 | 20.5222
2023-05-06 13:00 | 28.1397
2023-05-06 14:00 | 17.6055
2023-05-06 15:00 | 30.4037
2023-05-06 16:00 | 36.1478
2023-05-06 17:00 | 46.4396
2023-05-06 18:00 | 39.5586
2023-05-06 19:00 | 47.8688
2023-05-06 20:00 | 43.0225
2023-05-06 21:00 | 60.876
2023-05-06 22:00 | 59.4661
2023-05-06 23:00 | 56.9598
2023-05-07 | 45.4548
2023-05-07 01:00 | 62.149
2023-05-07 02:00 | 69.4558
2023-05-07 03:00 | 44.0846
2023-05-07 04:00 | 42.9566
2023-05-07 05:00 | 54.125
2023-05-07 06:00 | 50.2291
2023-05-07 07:00 | 42.4234
2023-05-07 08:00 | 38.9894
2023-05-07 09:00 | 40.148
2023-05-07 10:00 | 25.7582
2023-05-07 11:00 | 21.4281
2023-05-07 12:00 | 13.2674
2023-05-07 13:00 | 9.2517
2023-05-07 14:00
2023-05-07 15:00 | 4.3645
2023-05-07 16:00 | 12.5474
2023-05-07 17:00 | 5.0717
2023-05-07 18:00 | 6.7839
2023-05-07 19:00 | 11.7459
2023-05-07 20:00 | 17.1999
2023-05-07 21:00 | 1.2916
2023-05-07 22:00 | 5.2357
2023-05-07 23:00 | 20.579
2023-05-08 | 20.4186
2023-05-08 01:00 | 23.0464
2023-05-08 02:00 | 26.0668
2023-05-08 03:00 | 21.9626
2023-05-08 04:00 | 27.3662
2023-05-08 05:00 | 26.648
2023-05-08 06:00 | 26.7296
2023-05-08 07:00 | 24.4842
2023-05-08 08:00 | 24.1566
2023-05-08 09:00 | 17.3469
2023-05-08 10:00 | 15.3496
2023-05-08 11:00 | 8.3698
2023-05-08 12:00 | 16.953
2023-05-08 13:00 | 12.859
2023-05-08 14:00 | 7.18
2023-05-08 15:00 | 11.38
2023-05-08 16:00 | 16.5982
2023-05-08 17:00 | 25.4134
2023-05-08 18:00 | 12.8112
2023-05-08 19:00 | 14.8873
2023-05-08 20:00 | 14.7072
2023-05-08 21:00 | 16.549
2023-05-08 22:00 | 13.4422
2023-05-08 23:00 | 20.4541
2023-05-09 | 23.3552
2023-05-09 01:00 | 24.1423
2023-05-09 02:00 | 33.4998
2023-05-09 03:00 | 20.0048
2023-05-09 04:00 | 25.8026
2023-05-09 05:00 | 21.7142
2023-05-09 06:00 | 24.5236
2023-05-09 07:00 | 16.818
2023-05-09 08:00 | 7.8252
2023-05-09 09:00 | 10.8452
2023-05-09 10:00 | 3.006
2023-05-09 11:00 | 1.1323
2023-05-09 12:00
2023-05-09 13:00 | 1.0775
2023-05-09 14:00 | 4.4852
2023-05-09 15:00 | 28.8644
2023-05-09 16:00 | 34.4399
2023-05-09 17:00 | 54.8649
2023-05-09 18:00 | 32.1358
2023-05-09 19:00 | 39.4618
2023-05-09 20:00 | 26.4742
2023-05-09 21:00 | 30.5848
2023-05-09 22:00 | 29.6499
2023-05-09 23:00 | 28.8472
2023-05-10 | 33.4188
2023-05-10 01:00 | 37.5896
2023-05-10 02:00 | 36.1462
2023-05-10 03:00 | 37.7124
2023-05-10 04:00 | 35.4574
2023-05-10 05:00 | 41.2076
2023-05-10 06:00 | 31.464
2023-05-10 07:00 | 20.5584
2023-05-10 08:00 | 23.4881
2023-05-10 09:00 | 35.5036
2023-05-10 10:00 | 4.8504
2023-05-10 11:00
2023-05-10 12:00 | 0.0273
2023-05-10 13:00
2023-05-10 14:00
2023-05-10 15:00 | 16.1974
2023-05-10 16:00 | 26.621
2023-05-10 17:00 | 42.0807
2023-05-10 18:00 | 33.1245
2023-05-10 19:00 | 36.6654
2023-05-10 20:00 | 24.5851
2023-05-10 21:00 | 19.8124
2023-05-10 22:00 | 30.5999
2023-05-10 23:00 | 24.5668
2023-05-11 | 27.1144
2023-05-11 01:00 | 20.0291
2023-05-11 02:00 | 23.5787
2023-05-11 03:00 | 25.5437
2023-05-11 04:00 | 34.5743
2023-05-11 05:00 | 33.3315
2023-05-11 06:00 | 22.016
2023-05-11 07:00 | 29.3442
2023-05-11 08:00 | 37.8994
2023-05-11 09:00 | 23.5478
2023-05-11 10:00 | 22.5284
2023-05-11 11:00 | 1.3471
2023-05-11 12:00 | 0.0266
2023-05-11 13:00 | 4.6431
2023-05-11 14:00 | 6.7797
2023-05-11 15:00 | 27.8081
2023-05-11 16:00 | 45.1338
2023-05-11 17:00 | 41.3363
2023-05-11 18:00 | 40.5808
2023-05-11 19:00 | 42.9402
2023-05-11 20:00 | 28.3605
2023-05-11 21:00 | 26.4196
2023-05-11 22:00 | 24.174
2023-05-11 23:00 | 32.3318
2023-05-12 | 35.4519
2023-05-12 01:00 | 25.6123
2023-05-12 02:00 | 26.9315
2023-05-12 03:00 | 30.5927
2023-05-12 04:00 | 43.6306
2023-05-12 05:00 | 36.0263
2023-05-12 06:00 | 33.8734
2023-05-12 07:00 | 25.017
2023-05-12 08:00 | 22.6463
2023-05-12 09:00 | 25.9217
2023-05-12 10:00 | 6.968
2023-05-12 11:00 | 5.8014
2023-05-12 12:00 | 5.4781
2023-05-12 13:00 | 4.0999
2023-05-12 14:00 | 0.6997
2023-05-12 15:00 | 8.7555
2023-05-12 16:00 | 10.7212
2023-05-12 17:00 | 9.8257
2023-05-12 18:00 | 12.4428
2023-05-12 19:00 | 14.9382
2023-05-12 20:00 | 12.1037
2023-05-12 21:00 | 10.8616
2023-05-12 22:00 | 15.3084
2023-05-12 23:00 | 14.2159
2023-05-13 | 10.7115
2023-05-13 01:00 | 9.3366
2023-05-13 02:00 | 8.5206
2023-05-13 03:00 | 7.9624
2023-05-13 04:00 | 10.9358
2023-05-13 05:00 | 7.7557
2023-05-13 06:00 | 7.7493
2023-05-13 07:00 | 3.5947
2023-05-13 08:00 | 3.4285
2023-05-13 09:00 | 1.0517
2023-05-13 10:00
2023-05-13 11:00
2023-05-13 12:00
2023-05-13 13:00
2023-05-13 14:00
2023-05-13 15:00
2023-05-13 16:00 | 0.2976
2023-05-13 17:00 | 1.1759
2023-05-13 18:00 | 7.2011
2023-05-13 19:00 | 10.5512
2023-05-13 20:00 | 13.102
2023-05-13 21:00 | 11.2622
2023-05-13 22:00 | 11.9683
2023-05-13 23:00 | 8.9141
2023-05-14 | 18.6409
2023-05-14 01:00 | 21.2165
2023-05-14 02:00 | 15.5681
2023-05-14 03:00 | 18.806
2023-05-14 04:00 | 15.5086
2023-05-14 05:00 | 16.7908
2023-05-14 06:00 | 16.3124
2023-05-14 07:00 | 12.4399
2023-05-14 08:00 | 10.5157
2023-05-14 09:00 | 18.0329
2023-05-14 10:00 | 13.4687
2023-05-14 11:00 | 4.6445
2023-05-14 12:00 | 3.2223
2023-05-14 13:00 | 8.0437
2023-05-14 14:00 | 0.5296
2023-05-14 15:00 | 1.1892
2023-05-14 16:00 | 8.9964
2023-05-14 17:00 | 4.7462
2023-05-14 18:00 | 9.168
2023-05-14 19:00 | 23.0222
2023-05-14 20:00 | 14.6001
2023-05-14 21:00 | 16.9463
2023-05-14 22:00 | 17.6133
2023-05-14 23:00 | 26.1126
2023-05-15 | 19.3477
2023-05-15 01:00 | 24.3324
2023-05-15 02:00 | 20.8685
2023-05-15 03:00 | 31.2208
2023-05-15 04:00 | 38.6056
2023-05-15 05:00 | 24.7502
2023-05-15 06:00 | 24.428
2023-05-15 07:00 | 16.2651
2023-05-15 08:00 | 29.868
2023-05-15 09:00 | 24.3076
2023-05-15 10:00 | 20.3181
2023-05-15 11:00 | 1.6858
2023-05-15 12:00
2023-05-15 13:00
2023-05-15 14:00
2023-05-15 15:00 | 4.9535
2023-05-15 16:00 | 10.1659
2023-05-15 17:00 | 11.7768
2023-05-15 18:00 | 16.5029
2023-05-15 19:00 | 17.1227
2023-05-15 20:00 | 15.3137
2023-05-15 21:00 | 19.5668
2023-05-15 22:00 | 15.0248
2023-05-15 23:00 | 20.7614
2023-05-16 | 14.7197
2023-05-16 01:00 | 20.0614
2023-05-16 02:00 | 17.1889
2023-05-16 03:00 | 20.636
2023-05-16 04:00 | 16.6956
2023-05-16 05:00 | 19.9521
2023-05-16 06:00 | 26.3866
2023-05-16 07:00 | 33.1379
2023-05-16 08:00 | 40.5745
2023-05-16 09:00 | 27.4762
2023-05-16 10:00 | 17.1882
2023-05-16 11:00 | 6.7578
2023-05-16 12:00
2023-05-16 13:00 | 4.4412
2023-05-16 14:00 | 6.2368
2023-05-16 15:00 | 14.2962
2023-05-16 16:00 | 13.8238
2023-05-16 17:00 | 24.8583
2023-05-16 18:00 | 19.1396
2023-05-16 19:00 | 16.099
2023-05-16 20:00 | 18.5764
2023-05-16 21:00 | 25.5486
2023-05-16 22:00 | 25.6668
2023-05-16 23:00 | 33.1006
2023-05-17 | 32.7225
2023-05-17 01:00 | 29.51
2023-05-17 02:00 | 24.4352
2023-05-17 03:00 | 25.042
2023-05-17 04:00 | 20.6099
2023-05-17 05:00 | 23.867
2023-05-17 06:00 | 21.5728
2023-05-17 07:00 | 25.137
2023-05-17 08:00 | 23.531
2023-05-17 09:00 | 28.724
2023-05-17 10:00 | 19.2837
2023-05-17 11:00 | 7.0937
2023-05-17 12:00 | 3.7318
2023-05-17 13:00 | 5.2697
2023-05-17 14:00 | 5.8792
2023-05-17 15:00 | 14.3628
2023-05-17 16:00 | 16.6679
2023-05-17 17:00 | 22.7715
2023-05-17 18:00 | 22.7805
2023-05-17 19:00 | 26.8896
2023-05-17 20:00 | 47.5392
2023-05-17 21:00 | 35.987
2023-05-17 22:00 | 36.6608
2023-05-17 23:00 | 40.2994
2023-05-18 | 43.8745
2023-05-18 01:00 | 40.9452
2023-05-18 02:00 | 37.0899
2023-05-18 03:00 | 43.2078
2023-05-18 04:00 | 47.0284
2023-05-18 05:00 | 42.6206
2023-05-18 06:00 | 43.2927
2023-05-18 07:00 | 25.5111
2023-05-18 08:00 | 16.6025
2023-05-18 09:00 | 14.7466
2023-05-18 10:00 | 8.7132
2023-05-18 11:00 | 3.1253
2023-05-18 12:00 | 5.0423
2023-05-18 13:00 | 6.0403
2023-05-18 14:00 | 7.9072
2023-05-18 15:00 | 14.0376
2023-05-18 16:00 | 30.107
2023-05-18 17:00 | 28.762
2023-05-18 18:00 | 21.4947
2023-05-18 19:00 | 45.6045
2023-05-18 20:00 | 47.1864
2023-05-18 21:00 | 36.5437
2023-05-18 22:00 | 35.988
2023-05-18 23:00 | 48.1963
2023-05-19 | 24.2746
2023-05-19 01:00 | 22.8112
2023-05-19 02:00 | 36.3028
2023-05-19 03:00 | 38.5772
2023-05-19 04:00 | 42.6731
2023-05-19 05:00 | 39.4608
2023-05-19 06:00 | 35.509
2023-05-19 07:00 | 30.1956
2023-05-19 08:00 | 32.5178
2023-05-19 09:00 | 33.1325
2023-05-19 10:00 | 27.5869
2023-05-19 11:00 | 19.3482
2023-05-19 12:00 | 14.4201
2023-05-19 13:00 | 9.6782
2023-05-19 14:00 | 2.8531
2023-05-19 15:00 | 19.1304
2023-05-19 16:00 | 36.107
2023-05-19 17:00 | 29.6135
2023-05-19 18:00 | 22.6709
2023-05-19 19:00 | 32.339
2023-05-19 20:00 | 58.1822
2023-05-19 21:00 | 46.079
2023-05-19 22:00 | 40.9049
2023-05-19 23:00 | 26.7278
2023-05-20 | 16.9609
2023-05-20 01:00 | 20.0356
2023-05-20 02:00 | 51.745
2023-05-20 03:00 | 32.1701
2023-05-20 04:00 | 58.6432
2023-05-20 05:00 | 65.0873
2023-05-20 06:00 | 47.4376
2023-05-20 07:00
2023-05-20 08:00 | 20.2755
2023-05-20 09:00 | 29.0453
2023-05-20 10:00 | 9.5787
2023-05-20 11:00 | 1.7406
2023-05-20 12:00 | 2.6122
2023-05-20 13:00 | 0.3076
2023-05-20 14:00
2023-05-20 15:00
2023-05-20 16:00 | 0.4129
2023-05-20 17:00 | 2.2781
2023-05-20 18:00 | 3.4178
2023-05-20 19:00 | 6.8014
2023-05-20 20:00 | 12.1929
2023-05-20 21:00 | 15.1
2023-05-20 22:00 | 12.7572
2023-05-20 23:00 | 22.18
2023-05-21 | 23.0394
2023-05-21 01:00 | 21.9834
2023-05-21 02:00 | 20.5823
2023-05-21 03:00 | 20.2755
2023-05-21 04:00 | 22.2409
2023-05-21 05:00 | 21.8247
2023-05-21 06:00 | 32.488
2023-05-21 07:00 | 28.5092
2023-05-21 08:00 | 17.75
2023-05-21 09:00 | 7.8141
2023-05-21 10:00 | 1.626
2023-05-21 11:00 | 0.4738
2023-05-21 12:00 | 0.5859
2023-05-21 13:00
2023-05-21 14:00
2023-05-21 15:00
2023-05-21 16:00
2023-05-21 17:00 | 5.741
2023-05-21 18:00 | 2.4911
2023-05-21 19:00 | 8.7941
2023-05-21 20:00 | 9.6929
2023-05-21 21:00 | 8.4278
2023-05-21 22:00 | 4.9052
2023-05-21 23:00 | 5.3517
2023-05-22 | 9.2449
2023-05-22 01:00 | 9.7935
2023-05-22 02:00 | 11.7142
2023-05-22 03:00 | 10.5669
2023-05-22 04:00 | 16.6343
2023-05-22 05:00 | 11.7722
2023-05-22 06:00 | 8.9764
2023-05-22 07:00 | 3.1109
2023-05-22 08:00 | 5.9597
2023-05-22 09:00 | 13.2162
2023-05-22 10:00 | 4.5464
2023-05-22 11:00 | 1.6862
2023-05-22 12:00 | 3.0103
2023-05-22 13:00 | 0.3123
2023-05-22 14:00
2023-05-22 15:00 | 6.355
2023-05-22 16:00 | 16.7249
2023-05-22 17:00 | 35.9529
2023-05-22 18:00 | 23.6911
2023-05-22 19:00 | 23.1478
2023-05-22 20:00 | 19.6729
2023-05-22 21:00 | 20.258
2023-05-22 22:00 | 18.1804
2023-05-22 23:00 | 15.7718
2023-05-23 | 14.0439
2023-05-23 01:00 | 11.6233
2023-05-23 02:00 | 13.4772
2023-05-23 03:00 | 14.303
2023-05-23 04:00 | 9.9639
2023-05-23 05:00 | 10.7381
2023-05-23 06:00 | 5.1455
2023-05-23 07:00 | 6.341
2023-05-23 08:00 | 7.3984
2023-05-23 09:00 | 6.5064
2023-05-23 10:00 | 1.2336
2023-05-23 11:00
2023-05-23 12:00
2023-05-23 13:00
2023-05-23 14:00
2023-05-23 15:00 | 9.077
2023-05-23 16:00 | 8.4046
2023-05-23 17:00 | 10.1082
2023-05-23 18:00 | 16.0567
2023-05-23 19:00 | 13.2362
2023-05-23 20:00 | 15.6307
2023-05-23 21:00 | 14.8157
2023-05-23 22:00 | 19.4365
2023-05-23 23:00 | 14.8701
2023-05-24 | 14.6603
2023-05-24 01:00 | 14.9453
2023-05-24 02:00 | 50.8854
2023-05-24 03:00 | 34.5
2023-05-24 04:00 | 46.1956
2023-05-24 05:00 | 56.4295
2023-05-24 06:00 | 50.5101
2023-05-24 07:00 | 33.3485
2023-05-24 08:00 | 34.0366
2023-05-24 09:00 | 33.7938
2023-05-24 10:00 | 24.0922
2023-05-24 11:00 | 16.0117
2023-05-24 12:00 | 11.9774
2023-05-24 13:00 | 7.9212
2023-05-24 14:00 | 11.2648
2023-05-24 15:00 | 23.3058
2023-05-24 16:00 | 32.2118
2023-05-24 17:00 | 28.968
2023-05-24 18:00 | 24.5833
2023-05-24 19:00 | 20.6668
2023-05-24 20:00 | 28.4335
2023-05-24 21:00 | 30.9572
2023-05-24 22:00 | 35.7377
2023-05-24 23:00 | 42.2954
2023-05-25 | 35.7828
2023-05-25 01:00 | 35.2726
2023-05-25 02:00 | 40.8564
2023-05-25 03:00 | 36.8997
2023-05-25 04:00 | 40.4674
2023-05-25 05:00 | 55.2598
2023-05-25 06:00 | 50.6658
2023-05-25 07:00 | 37.5582
2023-05-25 08:00 | 34.3009
2023-05-25 09:00 | 24.2117
2023-05-25 10:00 | 14.9916
2023-05-25 11:00 | 2.2938
2023-05-25 12:00 | 0.641
2023-05-25 13:00 | 2.2233
2023-05-25 14:00 | 9.8358
2023-05-25 15:00 | 18.1751
2023-05-25 16:00 | 24.448
2023-05-25 17:00 | 22.1854
2023-05-25 18:00 | 17.8828
2023-05-25 19:00 | 17.5968
2023-05-25 20:00 | 19.2035
2023-05-25 21:00 | 15.8051
2023-05-25 22:00 | 14.0494
2023-05-25 23:00 | 20.3453
2023-05-26
2023-05-26 01:00 | 15.4978
2023-05-26 02:00 | 17.9034
2023-05-26 03:00 | 24.0957
2023-05-26 04:00 | 13.5925
2023-05-26 05:00 | 15.6328
2023-05-26 06:00 | 12.6548
2023-05-26 07:00 | 15.602
2023-05-26 08:00 | 11.9963
2023-05-26 09:00 | 16.4074
2023-05-26 10:00 | 2.7235
2023-05-26 11:00 | 0.0792
2023-05-26 12:00 | 1.1781
2023-05-26 13:00
2023-05-26 14:00
2023-05-26 15:00 | 15.3067
2023-05-26 16:00 | 21.0636
2023-05-26 17:00 | 14.1629
2023-05-26 18:00 | 17.8169
2023-05-26 19:00 | 11.3478
2023-05-26 20:00 | 16.4058
2023-05-26 21:00 | 13.3058
2023-05-26 22:00 | 12.0242
2023-05-26 23:00 | 16.0994
2023-05-27 | 18.5349
2023-05-27 01:00 | 20.4312
2023-05-27 02:00 | 16.2426
2023-05-27 03:00 | 28.7126
2023-05-27 04:00 | 25.2695
2023-05-27 05:00 | 28.3496
2023-05-27 06:00 | 18.038
2023-05-27 07:00 | 22.2793
2023-05-27 08:00 | 17.4052
2023-05-27 09:00 | 13.6935
2023-05-27 10:00 | 3.5367
2023-05-27 11:00 | 2.2734
2023-05-27 12:00 | 1.0123
2023-05-27 13:00 | 0.5264
2023-05-27 14:00 | 0.3649
2023-05-27 15:00 | 6.0528
2023-05-27 16:00 | 8.6219
2023-05-27 17:00 | 8.034
2023-05-27 18:00 | 10.9797
2023-05-27 19:00 | 12.0246
2023-05-27 20:00 | 12.2415
2023-05-27 21:00 | 12.5273
2023-05-27 22:00 | 10.4777
2023-05-27 23:00 | 17.0769
2023-05-28 | 21.1316
2023-05-28 01:00 | 39.8187
2023-05-28 02:00 | 19.2146
2023-05-28 03:00 | 30.8115
2023-05-28 04:00 | 18.5771
2023-05-28 05:00 | 28.0344
2023-05-28 06:00 | 30.6501
2023-05-28 07:00 | 23.4805
2023-05-28 08:00 | 27.7401
2023-05-28 09:00 | 20.9383
2023-05-28 10:00 | 17.3612
2023-05-28 11:00 | 5.9669
2023-05-28 12:00 | 2.5627
2023-05-28 13:00 | 6.9476
2023-05-28 14:00 | 2.9548
2023-05-28 15:00 | 5.4208
2023-05-28 16:00 | 3.3311
2023-05-28 17:00 | 4.8032
2023-05-28 18:00 | 2.2143
2023-05-28 19:00 | 5.2346
2023-05-28 20:00 | 6.0098
2023-05-28 21:00 | 10.404
2023-05-28 22:00 | 8.4762
2023-05-28 23:00 | 9.5826
2023-05-29 | 11.4982
2023-05-29 01:00 | 11.8442
2023-05-29 02:00 | 14.7165
2023-05-29 03:00 | 9.6202
2023-05-29 04:00 | 16.3118
2023-05-29 05:00 | 10.7184
2023-05-29 06:00 | 8.8819
2023-05-29 07:00 | 7.986
2023-05-29 08:00 | 10.659
2023-05-29 09:00 | 7.4814
2023-05-29 10:00 | 2.33
2023-05-29 11:00
2023-05-29 12:00
2023-05-29 13:00 | 0.4183
2023-05-29 14:00
2023-05-29 15:00
2023-05-29 16:00
2023-05-29 17:00 | 2.0536
2023-05-29 18:00 | 4.2528
2023-05-29 19:00 | 6.591
2023-05-29 20:00 | 3.2402
2023-05-29 21:00 | 8.0737
2023-05-29 22:00 | 10.0173
2023-05-29 23:00 | 5.0079
2023-05-30 | 14.1898
2023-05-30 01:00 | 11.3196
2023-05-30 02:00 | 9.7057
2023-05-30 03:00 | 12.2667
2023-05-30 04:00 | 12.9305
2023-05-30 05:00 | 11.3779
2023-05-30 06:00 | 13.8718
2023-05-30 07:00 | 4.9138
2023-05-30 08:00 | 7.9333
2023-05-30 09:00 | 6.2107
2023-05-30 10:00
2023-05-30 11:00
2023-05-30 12:00
2023-05-30 13:00
2023-05-30 14:00
2023-05-30 15:00 | 10.5136
2023-05-30 16:00 | 22.349
2023-05-30 17:00 | 14.7197
2023-05-30 18:00 | 16.9946
2023-05-30 19:00 | 15.9701
2023-05-30 20:00 | 19.2027
2023-05-30 21:00 | 18.0254
2023-05-30 22:00 | 17.2602
2023-05-30 23:00 | 13.0233
2023-05-31 | 14.4383
2023-05-31 01:00 | 16.7544
2023-05-31 02:00 | 17.7107
2023-05-31 03:00 | 19.7057
2023-05-31 04:00 | 19.3993
2023-05-31 05:00 | 23.9976
2023-05-31 06:00 | 10.8931
2023-05-31 07:00 | 14.5655
2023-05-31 08:00 | 16.292
2023-05-31 09:00 | 12.7325
2023-05-31 10:00 | 8.1804
2023-05-31 11:00 | 3.0687
2023-05-31 12:00 | 2.6877
2023-05-31 13:00 | 3.7837
2023-05-31 14:00 | 1.8065
2023-05-31 15:00 | 8.2148
2023-05-31 16:00 | 7.3465
2023-05-31 17:00 | 12.7007
2023-05-31 18:00 | 15.9994
2023-05-31 19:00 | 17.5789
2023-05-31 20:00 | 14.6126
2023-05-31 21:00 | 25.447
2023-05-31 22:00 | 25.9804
2023-05-31 23:00 | 25.3933
2023-06-01 | 23.6396
2023-06-01 01:00 | 25.9128
2023-06-01 02:00 | 17.9273
2023-06-01 03:00 | 19.9021
2023-06-01 04:00 | 20.3353
2023-06-01 05:00
2023-06-01 06:00 | 14.6489
2023-06-01 07:00 | 17.2882
2023-06-01 08:00 | 8.502
2023-06-01 09:00 | 10.3678
2023-06-01 10:00 | 5.819
2023-06-01 11:00 | 2.851
2023-06-01 12:00 | 1.475
2023-06-01 13:00 | 1.4191
2023-06-01 14:00 | 1.1445
2023-06-01 15:00 | 3.6111
2023-06-01 16:00 | 7.5087
2023-06-01 17:00 | 23.5664
2023-06-01 18:00 | 17.2126
2023-06-01 19:00 | 14.8329
2023-06-01 20:00 | 18.0738
2023-06-01 21:00 | 22.5724
2023-06-01 22:00 | 20.8842
2023-06-01 23:00 | 17.9051
2023-06-02 | 26.0364
2023-06-02 01:00 | 26.507
2023-06-02 02:00 | 26.3558
2023-06-02 03:00 | 26.6251
2023-06-02 04:00 | 23.2095
2023-06-02 05:00 | 29.8537
2023-06-02 06:00 | 27.5194
2023-06-02 07:00 | 13.4977
2023-06-02 08:00 | 18.1712
2023-06-02 09:00 | 17.6065
2023-06-02 10:00 | 5.602
2023-06-02 11:00 | 5.8183
2023-06-02 12:00 | 3.344
2023-06-02 13:00 | 4.3892
2023-06-02 14:00 | 2.1911
2023-06-02 15:00 | 15.0438
2023-06-02 16:00 | 24.4674
2023-06-02 17:00 | 27.1206
2023-06-02 18:00 | 23.9603
2023-06-02 19:00 | 25.8191
2023-06-02 20:00 | 36.5151
2023-06-02 21:00 | 34.7156
2023-06-02 22:00 | 22.8962
2023-06-02 23:00 | 18.0892
2023-06-03 | 22.1532
2023-06-03 01:00 | 27.2671
2023-06-03 02:00 | 21.5674
2023-06-03 03:00 | 29.316
2023-06-03 04:00 | 21.5384
2023-06-03 05:00 | 29.8537
2023-06-03 06:00 | 23.2532
2023-06-03 07:00 | 15.0414
2023-06-03 08:00 | 20.1785
2023-06-03 09:00 | 19.5206
2023-06-03 10:00 | 13.4995
2023-06-03 11:00 | 6.0879
2023-06-03 12:00 | 5.8122
2023-06-03 13:00 | 3.4547
2023-06-03 14:00 | 5.8208
2023-06-03 15:00 | 6.3167
2023-06-03 16:00 | 7.7436
2023-06-03 17:00 | 8.7727
2023-06-03 18:00 | 7.0608
2023-06-03 19:00 | 10.0241
2023-06-03 20:00 | 18.4286
2023-06-03 21:00 | 23.5095
2023-06-03 22:00 | 21.8148
2023-06-03 23:00 | 26.5944
2023-06-04 | 23.0291
2023-06-04 01:00 | 26.2298
2023-06-04 02:00 | 23.1354
2023-06-04 03:00 | 25.4355
2023-06-04 04:00 | 30.8671
2023-06-04 05:00 | 39.9781
2023-06-04 06:00 | 22.4904
2023-06-04 07:00 | 28.8598
2023-06-04 08:00 | 28.7609
2023-06-04 09:00 | 30.7941
2023-06-04 10:00 | 19.8244
2023-06-04 11:00 | 13.4454
2023-06-04 12:00 | 12.8482
2023-06-04 13:00 | 12.0199
2023-06-04 14:00 | 7.909
2023-06-04 15:00 | 9.2296
2023-06-04 16:00 | 8.5736
2023-06-04 17:00 | 7.2999
2023-06-04 18:00 | 9.6417
2023-06-04 19:00 | 15.4022
2023-06-04 20:00 | 15.0677
2023-06-04 21:00 | 13.4354
2023-06-04 22:00 | 18.0076
2023-06-04 23:00 | 15.1852
2023-06-05 | 15.486
2023-06-05 01:00 | 16.8013
2023-06-05 02:00 | 20.3116
2023-06-05 03:00 | 17.2872
2023-06-05 04:00 | 15.1487
2023-06-05 05:00 | 15.2622
2023-06-05 06:00 | 9.6052
2023-06-05 07:00 | 12.7128
2023-06-05 08:00 | 16.5047
2023-06-05 09:00 | 13.1189
2023-06-05 10:00 | 5.6579
2023-06-05 11:00 | 6.0399
2023-06-05 12:00 | 3.9499
2023-06-05 13:00 | 3.0723
2023-06-05 14:00 | 2.1349
2023-06-05 15:00 | 5.8709
2023-06-05 16:00 | 8.5045
2023-06-05 17:00 | 11.567
2023-06-05 18:00 | 14.7892
2023-06-05 19:00 | 19.8132
2023-06-05 20:00 | 17.5908
2023-06-05 21:00 | 21.3564
2023-06-05 22:00 | 26.2212
2023-06-05 23:00 | 22.8485
2023-06-06 | 21.494
2023-06-06 01:00 | 21.0679
2023-06-06 02:00 | 22.9147
2023-06-06 03:00 | 29.6653
2023-06-06 04:00 | 21.5635
2023-06-06 05:00 | 25.8874
2023-06-06 06:00 | 19.5021
2023-06-06 07:00 | 17.8113
2023-06-06 08:00 | 14.805
2023-06-06 09:00 | 17.8801
2023-06-06 10:00 | 6.804
2023-06-06 11:00 | 2.5183
2023-06-06 12:00 | 2.5169
2023-06-06 13:00 | 1.5283
2023-06-06 14:00 | 2.2437
2023-06-06 15:00 | 6.5219
2023-06-06 16:00 | 11.8492
2023-06-06 17:00 | 14.3216
2023-06-06 18:00 | 19.2138
2023-06-06 19:00 | 27.7475
2023-06-06 20:00 | 25.6113
2023-06-06 21:00 | 27.3996
2023-06-06 22:00 | 25.0914
2023-06-06 23:00 | 21.9722
2023-06-07 | 26.6282
2023-06-07 01:00 | 20.0008
2023-06-07 02:00 | 22.5564
2023-06-07 03:00 | 19.4101
2023-06-07 04:00 | 17.1048
2023-06-07 05:00 | 20.7094
2023-06-07 06:00 | 20.9269
2023-06-07 07:00
2023-06-07 08:00 | 12.7969
2023-06-07 09:00 | 7.5191
2023-06-07 10:00 | 7.1954
2023-06-07 11:00 | 4.0684
2023-06-07 12:00 | 3.073
2023-06-07 13:00 | 3.6785
2023-06-07 14:00 | 4.3413
2023-06-07 15:00 | 5.38
2023-06-07 16:00 | 9.5984
2023-06-07 17:00 | 20.0893
2023-06-07 18:00 | 24.0656
2023-06-07 19:00 | 33.0258
2023-06-07 20:00 | 32.2499
2023-06-07 21:00 | 26.6963
2023-06-07 22:00 | 21.7067
2023-06-07 23:00 | 20.408
2023-06-08 | 22.0301
2023-06-08 01:00 | 26.4808
2023-06-08 02:00 | 22.1736
2023-06-08 03:00 | 23.588
2023-06-08 04:00 | 26.4106
2023-06-08 05:00 | 31.7317
2023-06-08 06:00 | 17.2349
2023-06-08 07:00 | 14.4902
2023-06-08 08:00 | 17.9109
2023-06-08 09:00 | 15.0818
2023-06-08 10:00 | 8.8443
2023-06-08 11:00 | 5.2185
2023-06-08 12:00 | 3.7279
2023-06-08 13:00 | 3.8425
2023-06-08 14:00 | 3.9008
2023-06-08 15:00 | 5.4326
2023-06-08 16:00 | 9.0036
2023-06-08 17:00 | 22.0516
2023-06-08 18:00 | 18.7469
2023-06-08 19:00 | 17.0906
2023-06-08 20:00 | 29.8212
2023-06-08 21:00 | 19.5303
2023-06-08 22:00 | 23.6829
2023-06-08 23:00 | 24.3664
2023-06-09 | 23.9463
2023-06-09 01:00 | 21.7897
2023-06-09 02:00 | 28.9503
2023-06-09 03:00 | 33.3609
2023-06-09 04:00 | 33.1472
2023-06-09 05:00 | 31.2796
2023-06-09 06:00 | 22.2889
2023-06-09 07:00 | 26.8327
2023-06-09 08:00 | 21.8664
2023-06-09 09:00 | 25.5355
2023-06-09 10:00 | 9.0169
2023-06-09 11:00 | 3.1761
2023-06-09 12:00 | 2.6311
2023-06-09 13:00 | 3.7805
2023-06-09 14:00 | 3.6208
2023-06-09 15:00 | 13.3731
2023-06-09 16:00 | 20.66
2023-06-09 17:00 | 19.2406
2023-06-09 18:00 | 19.1318
2023-06-09 19:00 | 19.7986
2023-06-09 20:00 | 30.146
2023-06-09 21:00
2023-06-09 22:00 | 31.6609
2023-06-09 23:00 | 39.423
2023-06-10 | 30.0436
2023-06-10 01:00 | 24.1007
2023-06-10 02:00 | 28.3731
2023-06-10 03:00 | 40.0038
2023-06-10 04:00 | 31.1957
2023-06-10 05:00 | 35.224
2023-06-10 06:00 | 31.1672
2023-06-10 07:00 | 24.8933
2023-06-10 08:00 | 27.5864
2023-06-10 09:00 | 19.7839
2023-06-10 10:00 | 13.3008
2023-06-10 11:00 | 9.5121
2023-06-10 12:00 | 6.8173
2023-06-10 13:00 | 6.765
2023-06-10 14:00 | 6.3833
2023-06-10 15:00 | 8.2513
2023-06-10 16:00 | 13.8637
2023-06-10 17:00 | 18.6571
2023-06-10 18:00 | 29.4119
2023-06-10 19:00 | 41.7336
2023-06-10 20:00 | 53.1734
2023-06-10 21:00 | 43.4944
2023-06-10 22:00 | 59.688
2023-06-10 23:00 | 54.7597
2023-06-11 | 67.0255
2023-06-11 01:00 | 66.3936
2023-06-11 02:00 | 74.8836
2023-06-11 03:00 | 86.2419
2023-06-11 04:00 | 82.2288
2023-06-11 05:00 | 40.8034
2023-06-11 06:00 | 61.2264
2023-06-11 07:00 | 72.1332
2023-06-11 08:00 | 58.6898
2023-06-11 09:00 | 53.9467
2023-06-11 10:00 | 48.3644
2023-06-11 11:00 | 34.4843
2023-06-11 12:00 | 20.2705
2023-06-11 13:00 | 11.0654
2023-06-11 14:00 | 13.3234
2023-06-11 15:00 | 12.1682
2023-06-11 16:00 | 18.9307
2023-06-11 17:00 | 36.6591
2023-06-11 18:00 | 27.5768
2023-06-11 19:00 | 36.1074
2023-06-11 20:00 | 32.9146
2023-06-11 21:00 | 34.7847
2023-06-11 22:00 | 29.9008
2023-06-11 23:00 | 30.0553
2023-06-12 | 30.6168
2023-06-12 01:00 | 37.7888
2023-06-12 02:00 | 46.303
2023-06-12 03:00 | 27.116
2023-06-12 04:00 | 31.4669
2023-06-12 05:00 | 27.3104
2023-06-12 06:00 | 18.4136
2023-06-12 07:00 | 18.8823
2023-06-12 08:00 | 31.6946
2023-06-12 09:00 | 16.7392
2023-06-12 10:00 | 15.5025
2023-06-12 11:00 | 10.0162
2023-06-12 12:00 | 8.8987
2023-06-12 13:00 | 8.9026
2023-06-12 14:00 | 9.2403
2023-06-12 15:00 | 22.5245
2023-06-12 16:00 | 31.1086
2023-06-12 17:00 | 39.0602
2023-06-12 18:00 | 38.2388
2023-06-12 19:00 | 41.4696
2023-06-12 20:00 | 49.3344
2023-06-12 21:00 | 40.8548
2023-06-12 22:00 | 41.5968
2023-06-12 23:00 | 36.7092
2023-06-13 | 30.3916
2023-06-13 01:00 | 40.8542
2023-06-13 02:00 | 44.2042
2023-06-13 03:00 | 47.5946
2023-06-13 04:00 | 39.5593
2023-06-13 05:00 | 52.0582
2023-06-13 06:00 | 51.137
2023-06-13 07:00 | 51.6968
2023-06-13 08:00 | 56.5402
2023-06-13 09:00 | 41.227
2023-06-13 10:00 | 22.1117
2023-06-13 11:00 | 10.5104
2023-06-13 12:00 | 7.2047
2023-06-13 13:00 | 10.2372
2023-06-13 14:00 | 5.6604
2023-06-13 15:00 | 13.5328
2023-06-13 16:00 | 30.7496
2023-06-13 17:00 | 24.3389
2023-06-13 18:00 | 31.9134
2023-06-13 19:00 | 54.5656
2023-06-13 20:00 | 32.8891
2023-06-13 21:00 | 26.0557
2023-06-13 22:00 | 49.6917
2023-06-13 23:00 | 45.9452
2023-06-14 | 55.9306
2023-06-14 01:00 | 68.3283
2023-06-14 02:00 | 37.7864
2023-06-14 03:00 | 39.4611
2023-06-14 04:00 | 34.5144
2023-06-14 05:00 | 30.7812
2023-06-14 06:00 | 31.9381
2023-06-14 07:00 | 25.4062
2023-06-14 08:00 | 32.9819
2023-06-14 09:00 | 27.0819
2023-06-14 10:00 | 15.4378
2023-06-14 11:00 | 8.2406
2023-06-14 12:00 | 6.4245
2023-06-14 13:00 | 6.0453
2023-06-14 14:00 | 5.9386
2023-06-14 15:00 | 11.7102
2023-06-14 16:00 | 13.0623
2023-06-14 17:00 | 20.6215
2023-06-14 18:00 | 21.7454
2023-06-14 19:00 | 29.1626
2023-06-14 20:00 | 26.1267
2023-06-14 21:00 | 47.1831
2023-06-14 22:00 | 43.7245
2023-06-14 23:00 | 78.5622
2023-06-15 | 66.611
2023-06-15 01:00 | 64.8908
2023-06-15 02:00 | 59.2756
2023-06-15 03:00 | 65.5107
2023-06-15 04:00 | 64.0541
2023-06-15 05:00 | 39.8495
2023-06-15 06:00 | 26.2165
2023-06-15 07:00 | 33.3062
2023-06-15 08:00 | 31.0544
2023-06-15 09:00 | 29.4928
2023-06-15 10:00 | 16.1087
2023-06-15 11:00 | 10.9433
2023-06-15 12:00 | 8.9127
2023-06-15 13:00 | 9.0205
2023-06-15 14:00 | 8.2578
2023-06-15 15:00 | 14.3557
2023-06-15 16:00 | 14.011
2023-06-15 17:00 | 21.1489
2023-06-15 18:00 | 24.6496
2023-06-15 19:00 | 41.6778
2023-06-15 20:00 | 36.2244
2023-06-15 21:00 | 37.761
2023-06-15 22:00 | 48.877
2023-06-15 23:00 | 47.2286
2023-06-16 | 44.648
2023-06-16 01:00 | 50.7325
2023-06-16 02:00 | 52.7675
2023-06-16 03:00 | 55.8715
2023-06-16 04:00 | 64.7407
2023-06-16 05:00 | 56.7284
2023-06-16 06:00 | 66.9952
2023-06-16 07:00 | 74.236
2023-06-16 08:00 | 45.8332
2023-06-16 09:00 | 34.6003
2023-06-16 10:00 | 24.1096
2023-06-16 11:00 | 11.4438
2023-06-16 12:00 | 7.4185
2023-06-16 13:00 | 6.7582
2023-06-16 14:00 | 8.1385
2023-06-16 15:00 | 12.691
2023-06-16 16:00 | 20.321
2023-06-16 17:00 | 29.7553
2023-06-16 18:00 | 32.5733
2023-06-16 19:00 | 23.0745
2023-06-16 20:00 | 20.5713
2023-06-16 21:00 | 35.3479
2023-06-16 22:00 | 50.4066
2023-06-16 23:00 | 55.0547
2023-06-17 | 50.9158
2023-06-17 01:00 | 48.7568
2023-06-17 02:00 | 48.5951
2023-06-17 03:00 | 66.8193
2023-06-17 04:00 | 65.5586
2023-06-17 05:00 | 44.4406
2023-06-17 06:00 | 59.8864
2023-06-17 07:00 | 33.4745
2023-06-17 08:00 | 52.3331
2023-06-17 09:00 | 40.5434
2023-06-17 10:00 | 18.2503
2023-06-17 11:00 | 14.0259
2023-06-17 12:00 | 10.8351
2023-06-17 13:00 | 12.8643
2023-06-17 14:00 | 9.4594
2023-06-17 15:00 | 12.4833
2023-06-17 16:00 | 16.1707
2023-06-17 17:00 | 23.0781
2023-06-17 18:00 | 28.4935
2023-06-17 19:00 | 32.3144
2023-06-17 20:00 | 33.7631
2023-06-17 21:00 | 34.852
2023-06-17 22:00 | 50.8944
2023-06-17 23:00 | 67.1434
2023-06-18 | 59.6745
2023-06-18 01:00 | 73.0782
2023-06-18 02:00 | 60.001
2023-06-18 03:00 | 76.9137
2023-06-18 04:00 | 84.2787
2023-06-18 05:00 | 80.6156
2023-06-18 06:00 | 48.8986
2023-06-18 07:00 | 57.8319
2023-06-18 08:00 | 49.015
2023-06-18 09:00 | 41.3727
2023-06-18 10:00 | 35.0794
2023-06-18 11:00 | 19.3225
2023-06-18 12:00 | 9.9067
2023-06-18 13:00 | 11.7171
2023-06-18 14:00 | 9.4612
2023-06-18 15:00 | 10.7829
2023-06-18 16:00 | 13.859
2023-06-18 17:00 | 19.9486
2023-06-18 18:00 | 29.37
2023-06-18 19:00 | 36.7816
2023-06-18 20:00 | 34.0152
2023-06-18 21:00 | 39.8235
2023-06-18 22:00 | 41.9495
2023-06-18 23:00 | 35.8105
2023-06-19 | 39.9111
2023-06-19 01:00 | 37.1084
2023-06-19 02:00 | 46.9646
2023-06-19 03:00 | 41.2804
2023-06-19 04:00 | 48.982
2023-06-19 05:00 | 48.0646
2023-06-19 06:00 | 50.145
2023-06-19 07:00 | 31.3352
2023-06-19 08:00 | 28.9109
2023-06-19 09:00 | 23.2475
2023-06-19 10:00 | 9.0108
2023-06-19 11:00 | 5.7091
2023-06-19 12:00 | 8.5163
2023-06-19 13:00 | 6.7561
2023-06-19 14:00 | 4.7749
2023-06-19 15:00 | 22.502
2023-06-19 16:00 | 33.3996
2023-06-19 17:00 | 29.6925
2023-06-19 18:00 | 31.0382
2023-06-19 19:00 | 45.3066
2023-06-19 20:00 | 40.0604
2023-06-19 21:00 | 35.4861
2023-06-19 22:00 | 35.2182
2023-06-19 23:00 | 36.1577
2023-06-20 | 40.9826
2023-06-20 01:00 | 36.5931
2023-06-20 02:00 | 29.7513
2023-06-20 03:00 | 35.7976
2023-06-20 04:00 | 33.9313
2023-06-20 05:00 | 34.5436
2023-06-20 06:00 | 30.346
2023-06-20 07:00 | 43.1407
2023-06-20 08:00 | 26.9663
2023-06-20 09:00 | 31.6272
2023-06-20 10:00 | 17.3121
2023-06-20 11:00 | 10.6049
2023-06-20 12:00 | 6.2601
2023-06-20 13:00 | 5.3299
2023-06-20 14:00 | 9.467
2023-06-20 15:00 | 19.0681
2023-06-20 16:00 | 31.4127
2023-06-20 17:00 | 44.084
2023-06-20 18:00 | 35.217
2023-06-20 19:00 | 33.1897
2023-06-20 20:00 | 32.4743
2023-06-20 21:00 | 24.4183
2023-06-20 22:00 | 32.0544
2023-06-20 23:00 | 29.771
2023-06-21 | 32.9592
2023-06-21 01:00 | 43.6854
2023-06-21 02:00 | 41.0844
2023-06-21 03:00 | 41.9208
2023-06-21 04:00 | 38.3266
2023-06-21 05:00 | 51.3558
2023-06-21 06:00 | 31.1972
2023-06-21 07:00 | 21.8724
2023-06-21 08:00 | 24.2998
2023-06-21 09:00 | 22.3247
2023-06-21 10:00 | 15.0539
2023-06-21 11:00 | 5.7656
2023-06-21 12:00 | 5.0527
2023-06-21 13:00 | 3.5037
2023-06-21 14:00 | 2.8993
2023-06-21 15:00 | 23.4278
2023-06-21 16:00 | 34.9099
2023-06-21 17:00 | 31.6362
2023-06-21 18:00 | 29.0273
2023-06-21 19:00 | 36.2251
2023-06-21 20:00 | 35.9852
2023-06-21 21:00 | 32.2502
2023-06-21 22:00 | 33.6324
2023-06-21 23:00 | 35.5845
2023-06-22 | 36.9512
2023-06-22 01:00 | 27.6799
2023-06-22 02:00 | 27.9417
2023-06-22 03:00 | 34.9489
2023-06-22 04:00 | 35.3912
2023-06-22 05:00 | 34.7464
2023-06-22 06:00 | 37.7863
2023-06-22 07:00 | 31.011
2023-06-22 08:00 | 37.767
2023-06-22 09:00 | 39.5777
2023-06-22 10:00 | 21.9936
2023-06-22 11:00 | 16.2928
2023-06-22 12:00 | 10.9533
2023-06-22 13:00 | 9.019
2023-06-22 14:00 | 11.3136
2023-06-22 15:00 | 19.5561
2023-06-22 16:00 | 27.02
2023-06-22 17:00 | 37.5026
2023-06-22 18:00 | 33.3183
2023-06-22 19:00 | 33.9882
2023-06-22 20:00 | 40.2233
2023-06-22 21:00 | 27.803
2023-06-22 22:00 | 42.2671
2023-06-22 23:00 | 36.6257
2023-06-23 | 39.4431
2023-06-23 01:00 | 28.4985
2023-06-23 02:00 | 27.1339
2023-06-23 03:00 | 31.2262
2023-06-23 04:00 | 35.7607
2023-06-23 05:00 | 29.3944
2023-06-23 06:00 | 19.3796
2023-06-23 07:00 | 28.8841
2023-06-23 08:00 | 40.0468
2023-06-23 09:00 | 24.7184
2023-06-23 10:00 | 11.6007
2023-06-23 11:00 | 14.6224
2023-06-23 12:00 | 15.4564
2023-06-23 13:00 | 12.2664
2023-06-23 14:00 | 12.542
2023-06-23 15:00 | 21.803
2023-06-23 16:00 | 36.987
2023-06-23 17:00 | 37.0658
2023-06-23 18:00 | 32.3601
2023-06-23 19:00 | 36.8916
2023-06-23 20:00 | 38.1367
2023-06-23 21:00 | 29.902
2023-06-23 22:00 | 32.8392
2023-06-23 23:00 | 26.1427
2023-06-24 | 31.968
2023-06-24 01:00 | 35.2862
2023-06-24 02:00 | 32.8271
2023-06-24 03:00 | 25.3066
2023-06-24 04:00 | 37.2296
2023-06-24 05:00 | 25.9398
2023-06-24 06:00 | 26.6662
2023-06-24 07:00 | 30.8574
2023-06-24 08:00 | 28.7305
2023-06-24 09:00 | 36.2284
2023-06-24 10:00 | 20.1176
2023-06-24 11:00 | 14.9003
2023-06-24 12:00 | 11.4879
2023-06-24 13:00 | 7.6745
2023-06-24 14:00 | 4.5468
2023-06-24 15:00 | 13.9897
2023-06-24 16:00 | 30.3099
2023-06-24 17:00 | 24.206
2023-06-24 18:00 | 27.3548
2023-06-24 19:00 | 27.0784
2023-06-24 20:00 | 33.2862
2023-06-24 21:00 | 29.009
2023-06-24 22:00 | 36.4059
2023-06-24 23:00 | 41.4513
2023-06-25 | 27.2713
2023-06-25 01:00 | 30.8169
2023-06-25 02:00 | 31.3784
2023-06-25 03:00 | 39.3728
2023-06-25 04:00 | 41.1395
2023-06-25 05:00 | 47.3885
2023-06-25 06:00 | 37.0784
2023-06-25 07:00 | 43.7958
2023-06-25 08:00 | 41.7976
2023-06-25 09:00 | 34.6936
2023-06-25 10:00 | 24.7212
2023-06-25 11:00 | 14.7484
2023-06-25 12:00 | 19.1218
2023-06-25 13:00 | 14.9324
2023-06-25 14:00 | 14.2478
2023-06-25 15:00 | 17.1704
2023-06-25 16:00 | 26.4088
2023-06-25 17:00 | 20.1029
2023-06-25 18:00 | 21.194
2023-06-25 19:00 | 23.5446
2023-06-25 20:00 | 24.967
2023-06-25 21:00 | 24.823
2023-06-25 22:00 | 26.016
2023-06-25 23:00 | 27.753
2023-06-26 | 26.9373
2023-06-26 01:00 | 29.2447
2023-06-26 02:00 | 25.4664
2023-06-26 03:00 | 17.1658
2023-06-26 04:00 | 16.2795
2023-06-26 05:00 | 14.1484
2023-06-26 06:00 | 11.5219
2023-06-26 07:00 | 10.9787
2023-06-26 08:00 | 22.7898
2023-06-26 09:00 | 11.5284
2023-06-26 10:00 | 2.1778
2023-06-26 11:00 | 2.0736
2023-06-26 12:00 | 3.0057
2023-06-26 13:00 | 3.0655
2023-06-26 14:00 | 5.6575
2023-06-26 15:00 | 17.9767
2023-06-26 16:00 | 36.2746
2023-06-26 17:00 | 38.5664
2023-06-26 18:00 | 36.076
2023-06-26 19:00 | 40.5476
2023-06-26 20:00 | 30.3084
2023-06-26 21:00 | 30.6042
2023-06-26 22:00 | 34.7731
2023-06-26 23:00 | 27.8428
2023-06-27 | 23.894
2023-06-27 01:00 | 25.5974
2023-06-27 02:00 | 19.5791
2023-06-27 03:00 | 29.9794
2023-06-27 04:00 | 28.0595
2023-06-27 05:00 | 25.4197
2023-06-27 06:00 | 18.5275
2023-06-27 07:00 | 24.5082
2023-06-27 08:00 | 27.7942
2023-06-27 09:00 | 26.1592
2023-06-27 10:00 | 12.0139
2023-06-27 11:00 | 7.8449
2023-06-27 12:00 | 5.6947
2023-06-27 13:00 | 8.826
2023-06-27 14:00 | 3.7816
2023-06-27 15:00 | 30.1978
2023-06-27 16:00 | 48.2514
2023-06-27 17:00 | 43.695
2023-06-27 18:00 | 41.4864
2023-06-27 19:00 | 29.5289
2023-06-27 20:00 | 38.9134
2023-06-27 21:00 | 30.1866
2023-06-27 22:00 | 33.6899
2023-06-27 23:00 | 41.5738
2023-06-28 | 34.197
2023-06-28 01:00 | 41.3835
2023-06-28 02:00 | 30.5469
2023-06-28 03:00 | 27.614
2023-06-28 04:00 | 24.5973
2023-06-28 05:00 | 25.5093
2023-06-28 06:00 | 18.9174
2023-06-28 07:00 | 14.4727
2023-06-28 08:00 | 19.8176
2023-06-28 09:00 | 15.8301
2023-06-28 10:00 | 8.5063
2023-06-28 11:00 | 4.2199
2023-06-28 12:00 | 2.5699
2023-06-28 13:00 | 5.1537
2023-06-28 14:00 | 5.5941
2023-06-28 15:00 | 16.2594
2023-06-28 16:00 | 37.261
2023-06-28 17:00 | 32.7802
2023-06-28 18:00 | 33.3362
2023-06-28 19:00 | 33.5675
2023-06-28 20:00 | 36.5108
2023-06-28 21:00 | 33.9017
2023-06-28 22:00 | 46.5661
2023-06-28 23:00 | 38.2446
2023-06-29 | 39.1022
2023-06-29 01:00 | 36.5871
2023-06-29 02:00 | 37.3178
2023-06-29 03:00 | 43.7073
2023-06-29 04:00 | 43.9625
2023-06-29 05:00 | 30.1291
2023-06-29 06:00 | 23.5227
2023-06-29 07:00 | 35.0522
2023-06-29 08:00 | 24.5301
2023-06-29 09:00 | 24.4996
2023-06-29 10:00 | 19.3987
2023-06-29 11:00 | 15.0241
2023-06-29 12:00 | 8.9055
2023-06-29 13:00 | 10.2787
2023-06-29 14:00 | 12.4765
2023-06-29 15:00 | 20.9708
2023-06-29 16:00 | 28.4336
2023-06-29 17:00 | 36.9866
2023-06-29 18:00 | 22.6845
2023-06-29 19:00 | 19.0226
2023-06-29 20:00 | 21.1967
2023-06-29 21:00 | 24.1773
2023-06-29 22:00 | 25.06
2023-06-29 23:00 | 19.8322
2023-06-30 | 17.4235
2023-06-30 01:00 | 25.8165
2023-06-30 02:00 | 32.4107
2023-06-30 03:00 | 43.4046
2023-06-30 04:00
2023-06-30 05:00
2023-06-30 06:00
2023-06-30 07:00
2023-06-30 08:00 | 47.6492
2023-06-30 09:00 | 16.9616
2023-06-30 10:00 | 9.8221
2023-06-30 11:00 | 6.1437
2023-06-30 12:00 | 7.1911
2023-06-30 13:00 | 5.2651
2023-06-30 14:00 | 5.0975
2023-06-30 15:00 | 30.8201
2023-06-30 16:00 | 40.2664
2023-06-30 17:00 | 45.8508
2023-06-30 18:00 | 43.4901
2023-06-30 19:00 | 35.0646
2023-06-30 20:00 | 37.7375
2023-06-30 21:00 | 25.8961
2023-06-30 22:00 | 25.645
2023-06-30 23:00 | 26.8556
2023-07-01 | 24.1568
2023-07-01 01:00 | 20.5387
2023-07-01 02:00 | 18.6288
2023-07-01 03:00 | 16.1134
2023-07-01 04:00 | 16.7239
2023-07-01 05:00 | 21.744
2023-07-01 06:00 | 21.6808
2023-07-01 07:00 | 24.9543
2023-07-01 08:00 | 22.903
2023-07-01 09:00 | 16.8585
2023-07-01 10:00 | 7.7131
2023-07-01 11:00 | 6.4463
2023-07-01 12:00 | 2.1202
2023-07-01 13:00 | 2.7214
2023-07-01 14:00 | 3.8836
2023-07-01 15:00 | 13.5346
2023-07-01 16:00 | 14.1558
2023-07-01 17:00 | 20.405
2023-07-01 18:00 | 19.6743
2023-07-01 19:00 | 27.2904
2023-07-01 20:00 | 27.203
2023-07-01 21:00 | 25.6965
2023-07-01 22:00 | 28.3351
2023-07-01 23:00 | 31.4629
2023-07-02 | 25.4749
2023-07-02 01:00 | 38.2832
2023-07-02 02:00 | 34.5894
2023-07-02 03:00 | 42.5267
2023-07-02 04:00 | 26.1255
2023-07-02 05:00 | 30.829
2023-07-02 06:00 | 42.8724
2023-07-02 07:00 | 28.7029
2023-07-02 08:00 | 34.3482
2023-07-02 09:00 | 38.8398
2023-07-02 10:00 | 24.0305
2023-07-02 11:00 | 10.7019
2023-07-02 12:00 | 8.1253
2023-07-02 13:00 | 6.1975
2023-07-02 14:00 | 5.8662
2023-07-02 15:00 | 8.1672
2023-07-02 16:00 | 11.1842
2023-07-02 17:00 | 11.1652
2023-07-02 18:00 | 20.6439
2023-07-02 19:00 | 21.0381
2023-07-02 20:00 | 19.8347
2023-07-02 21:00 | 17.6967
2023-07-02 22:00 | 21.2254
2023-07-02 23:00 | 20.8739
2023-07-03 | 23.7283
2023-07-03 01:00 | 21.761
2023-07-03 02:00 | 24.8336
2023-07-03 03:00 | 15.3342
2023-07-03 04:00 | 13.9077
2023-07-03 05:00 | 12.1771
2023-07-03 06:00 | 11.6336
2023-07-03 07:00 | 14.3703
2023-07-03 08:00 | 22.3046
2023-07-03 09:00 | 20.9569
2023-07-03 10:00 | 15.5924
2023-07-03 11:00 | 7.7346
2023-07-03 12:00 | 4.9843
2023-07-03 13:00 | 4.1665
2023-07-03 14:00 | 7.2384
2023-07-03 15:00 | 27.5194
2023-07-03 16:00 | 40.2414
2023-07-03 17:00 | 33.4322
2023-07-03 18:00 | 31.5985
2023-07-03 19:00 | 27.0992
2023-07-03 20:00 | 20.5133
2023-07-03 21:00 | 20.651
2023-07-03 22:00 | 32.3723
2023-07-03 23:00 | 26.8087
2023-07-04 | 24.2619
2023-07-04 01:00 | 24.6947
2023-07-04 02:00 | 20.688
2023-07-04 03:00 | 18.9402
2023-07-04 04:00 | 20.1666
2023-07-04 05:00 | 15.9901
2023-07-04 06:00 | 9.7376
2023-07-04 07:00 | 14.424
2023-07-04 08:00 | 14.7473
2023-07-04 09:00 | 20.1144
2023-07-04 10:00 | 11.6358
2023-07-04 11:00 | 11.736
2023-07-04 12:00 | 7.9581
2023-07-04 13:00 | 7.9613
2023-07-04 14:00 | 6.6927
2023-07-04 15:00 | 19.7753
2023-07-04 16:00 | 48.9001
2023-07-04 17:00 | 42.8729
2023-07-04 18:00 | 35.341
2023-07-04 19:00 | 35.4341
2023-07-04 20:00 | 29.2164
2023-07-04 21:00 | 25.8226
2023-07-04 22:00 | 27.8238
2023-07-04 23:00 | 18.434
2023-07-05 | 35.4051
2023-07-05 01:00 | 27.0945
2023-07-05 02:00 | 38.6706
2023-07-05 03:00 | 33.7776
2023-07-05 04:00 | 39.1316
2023-07-05 05:00 | 31.7414
2023-07-05 06:00 | 35.1068
2023-07-05 07:00 | 28.5095
2023-07-05 08:00 | 34.2017
2023-07-05 09:00 | 30.6748
2023-07-05 10:00 | 11.8452
2023-07-05 11:00 | 6.0739
2023-07-05 12:00 | 3.3376
2023-07-05 13:00 | 4.709
2023-07-05 14:00 | 5.7423
2023-07-05 15:00 | 18.3257
2023-07-05 16:00 | 29.0827
2023-07-05 17:00 | 32.497
2023-07-05 18:00 | 32.9373
2023-07-05 19:00 | 33.8488
2023-07-05 20:00 | 35.3065
2023-07-05 21:00 | 30.2336
2023-07-05 22:00 | 30.2008
2023-07-05 23:00 | 31.4797
2023-07-06 | 25.0662
2023-07-06 01:00 | 22.7232
2023-07-06 02:00 | 20.0556
2023-07-06 03:00 | 18.5611
2023-07-06 04:00 | 27.4951
2023-07-06 05:00 | 25.234
2023-07-06 06:00 | 19.1372
2023-07-06 07:00 | 16.7282
2023-07-06 08:00 | 32.1507
2023-07-06 09:00 | 43.6363
2023-07-06 10:00 | 20.7632
2023-07-06 11:00 | 6.2583
2023-07-06 12:00 | 5.6586
2023-07-06 13:00 | 9.4541
2023-07-06 14:00 | 6.9684
2023-07-06 15:00 | 21.6765
2023-07-06 16:00 | 44.8151
2023-07-06 17:00 | 44.1543
2023-07-06 18:00 | 28.1568
2023-07-06 19:00 | 32.5019
2023-07-06 20:00 | 24.6897
2023-07-06 21:00 | 23.0595
2023-07-06 22:00 | 29.998
2023-07-06 23:00 | 34.4337
2023-07-07 | 37.5972
2023-07-07 01:00 | 25.2826
2023-07-07 02:00 | 25.8977
2023-07-07 03:00 | 35.6522
2023-07-07 04:00 | 37.7006
2023-07-07 05:00 | 43.4146
2023-07-07 06:00 | 40.9214
2023-07-07 07:00 | 48.7033
2023-07-07 08:00 | 32.1354
2023-07-07 09:00 | 38.6876
2023-07-07 10:00 | 35.0024
2023-07-07 11:00 | 14.0828
2023-07-07 12:00 | 9.9457
2023-07-07 13:00 | 12.2646
2023-07-07 14:00 | 16.0063
2023-07-07 15:00 | 27.0794
2023-07-07 16:00 | 33.9052
2023-07-07 17:00 | 44.0521
2023-07-07 18:00 | 48.175
2023-07-07 19:00 | 48.7498
2023-07-07 20:00 | 50.9072
2023-07-07 21:00 | 53.5115
2023-07-07 22:00 | 50.1618
2023-07-07 23:00 | 59.2663
2023-07-08 | 50.5556
2023-07-08 01:00 | 74.1862
2023-07-08 02:00 | 63.7392
2023-07-08 03:00 | 71.3218
2023-07-08 04:00 | 50.3454
2023-07-08 05:00 | 22.7415
2023-07-08 06:00 | 17.3291
2023-07-08 07:00 | 23.0956
2023-07-08 08:00 | 18.858
2023-07-08 09:00 | 15.5576
2023-07-08 10:00 | 11.3354
2023-07-08 11:00 | 7.5868
2023-07-08 12:00 | 7.3676
2023-07-08 13:00 | 13.2543
2023-07-08 14:00 | 12.0436
2023-07-08 15:00 | 21.7185
2023-07-08 16:00 | 28.9948
2023-07-08 17:00 | 28.5736
2023-07-08 18:00 | 42.366
2023-07-08 19:00 | 34.6063
2023-07-08 20:00 | 48.6483
2023-07-08 21:00 | 33.9188
2023-07-08 22:00 | 31.8446
2023-07-08 23:00 | 33.7872
2023-07-09 | 28.0831
2023-07-09 01:00 | 41.4478
2023-07-09 02:00 | 40.047
2023-07-09 03:00 | 44.3611
2023-07-09 04:00 | 52.85
2023-07-09 05:00 | 57.64
2023-07-09 06:00 | 53.694
2023-07-09 07:00 | 37.7144
2023-07-09 08:00 | 48.3316
2023-07-09 09:00 | 49.3164
2023-07-09 10:00 | 38.1784
2023-07-09 11:00 | 23.1436
2023-07-09 12:00 | 17.141
2023-07-09 13:00 | 17.1023
2023-07-09 14:00 | 21.7236
2023-07-09 15:00 | 19.2296
2023-07-09 16:00 | 16.5943
2023-07-09 17:00 | 18.3448
2023-07-09 18:00 | 19.8612
2023-07-09 19:00 | 35.6002
2023-07-09 20:00 | 21.0468
2023-07-09 21:00 | 19.2947
2023-07-09 22:00 | 32.7586
2023-07-09 23:00 | 34.0865
2023-07-10 | 33.5085
2023-07-10 01:00 | 30.4231
2023-07-10 02:00 | 28.1934
2023-07-10 03:00 | 35.5165
2023-07-10 04:00 | 31.3351
2023-07-10 05:00 | 24.2203
2023-07-10 06:00 | 32.9074
2023-07-10 07:00 | 32.7501
2023-07-10 08:00 | 33.0799
2023-07-10 09:00 | 28.8741
2023-07-10 10:00 | 14.6783
2023-07-10 11:00 | 5.1498
2023-07-10 12:00 | 6.2616
2023-07-10 13:00 | 7.7522
2023-07-10 14:00 | 8.0207
2023-07-10 15:00 | 19.424
2023-07-10 16:00 | 35.4044
2023-07-10 17:00 | 32.6606
2023-07-10 18:00 | 38.6381
2023-07-10 19:00 | 30.775
2023-07-10 20:00 | 31.7332
2023-07-10 21:00 | 38.7788
2023-07-10 22:00 | 30.3088
2023-07-10 23:00 | 21.8387
2023-07-11 | 28.824
2023-07-11 01:00 | 28.3158
2023-07-11 02:00 | 39.1727
2023-07-11 03:00 | 41.2975
2023-07-11 04:00 | 47.8286
2023-07-11 05:00 | 43.6056
2023-07-11 06:00 | 42.4154
2023-07-11 07:00 | 39.1978
2023-07-11 08:00 | 35.0686
2023-07-11 09:00 | 31.0872
2023-07-11 10:00 | 17.2066
2023-07-11 11:00 | 12.4866
2023-07-11 12:00 | 8.6939
2023-07-11 13:00 | 4.2267
2023-07-11 14:00 | 2.736
2023-07-11 15:00 | 10.3629
2023-07-11 16:00 | 17.7866
2023-07-11 17:00 | 36.3032
2023-07-11 18:00 | 22.4891
2023-07-11 19:00 | 22.2044
2023-07-11 20:00 | 23.5629
2023-07-11 21:00 | 24.3571
2023-07-11 22:00 | 30.0095
2023-07-11 23:00 | 30.2361
2023-07-12 | 33.6473
2023-07-12 01:00 | 43.459
2023-07-12 02:00 | 40.2558
2023-07-12 03:00 | 29.9222
2023-07-12 04:00 | 29.915
2023-07-12 05:00 | 25.91
2023-07-12 06:00 | 21.1788
2023-07-12 07:00 | 19.1107
2023-07-12 08:00 | 17.5668
2023-07-12 09:00 | 13.6352
2023-07-12 10:00 | 6.3543
2023-07-12 11:00 | 4.1622
2023-07-12 12:00 | 7.7346
2023-07-12 13:00 | 6.3672
2023-07-12 14:00 | 6.3092
2023-07-12 15:00 | 19.2113
2023-07-12 16:00 | 27.0274
2023-07-12 17:00 | 35.2461
2023-07-12 18:00 | 27.9316
2023-07-12 19:00 | 24.4563
2023-07-12 20:00 | 25.2461
2023-07-12 21:00 | 23.9692
2023-07-12 22:00 | 28.2785
2023-07-12 23:00 | 25.1599
2023-07-13 | 30.9236
2023-07-13 01:00 | 30.5984
2023-07-13 02:00 | 21.987
2023-07-13 03:00 | 24.9711
2023-07-13 04:00 | 22.1941
2023-07-13 05:00 | 19.5615
2023-07-13 06:00 | 14.5174
2023-07-13 07:00 | 11.8323
2023-07-13 08:00 | 16.6293
2023-07-13 09:00 | 16.3801
2023-07-13 10:00 | 14.0137
2023-07-13 11:00 | 10.3127
2023-07-13 12:00 | 8.4594
2023-07-13 13:00 | 9.385
2023-07-13 14:00 | 11.7024
2023-07-13 15:00 | 22.7949
2023-07-13 16:00 | 58.2141
2023-07-13 17:00 | 28.9338
2023-07-13 18:00 | 31.5663
2023-07-13 19:00 | 33.7488
2023-07-13 20:00 | 29.251
2023-07-13 21:00 | 27.4353
2023-07-13 22:00 | 30.3628
2023-07-13 23:00 | 30.7046
2023-07-14 | 36.0385
2023-07-14 01:00 | 40.1655
2023-07-14 02:00 | 38.8774
2023-07-14 03:00 | 35.2616
2023-07-14 04:00 | 29.7854
2023-07-14 05:00 | 22.1972
2023-07-14 06:00 | 23.6209
2023-07-14 07:00 | 21.4842
2023-07-14 08:00 | 22.2716
2023-07-14 09:00 | 23.0644
2023-07-14 10:00 | 13.936
2023-07-14 11:00 | 7.7851
2023-07-14 12:00 | 8.2438
2023-07-14 13:00 | 10.2246
2023-07-14 14:00 | 9.5644
2023-07-14 15:00 | 27.9782
2023-07-14 16:00 | 34.7864
2023-07-14 17:00 | 51.7385
2023-07-14 18:00 | 42.033
2023-07-14 19:00 | 44.0209
2023-07-14 20:00 | 53.028
2023-07-14 21:00 | 45.9039
2023-07-14 22:00 | 76.889
2023-07-14 23:00 | 42.2861
2023-07-15 | 53.0988
2023-07-15 01:00 | 36.8804
2023-07-15 02:00 | 45.5426
2023-07-15 03:00 | 38.4311
2023-07-15 04:00 | 21.7396
2023-07-15 05:00 | 17.7114
2023-07-15 06:00 | 14.4197
2023-07-15 07:00 | 13.9552
2023-07-15 08:00 | 16.4446
2023-07-15 09:00 | 19.96
2023-07-15 10:00 | 8.8744
2023-07-15 11:00 | 6.4069
2023-07-15 12:00 | 7.0181
2023-07-15 13:00 | 7.5177
2023-07-15 14:00 | 3.5012
2023-07-15 15:00 | 6.1982
2023-07-15 16:00 | 7.5119
2023-07-15 17:00 | 11.0997
2023-07-15 18:00 | 11.9275
2023-07-15 19:00 | 17.224
2023-07-15 20:00 | 13.5034
2023-07-15 21:00 | 19.5407
2023-07-15 22:00 | 14.3068
2023-07-15 23:00 | 20.443
2023-07-16 | 25.6189
2023-07-16 01:00 | 15.433
2023-07-16 02:00 | 20.0874
2023-07-16 03:00 | 25.3554
2023-07-16 04:00 | 10.7395
2023-07-16 05:00 | 21.4905
2023-07-16 06:00 | 7.1051
2023-07-16 07:00 | 5.6242
2023-07-16 08:00 | 4.8479
2023-07-16 09:00 | 7.8385
2023-07-16 10:00 | 5.8025
2023-07-16 11:00 | 6.287
2023-07-16 12:00 | 5.6908
2023-07-16 13:00 | 3.7132
2023-07-16 14:00 | 4.5418
2023-07-16 15:00 | 5.6453
2023-07-16 16:00 | 6.6297
2023-07-16 17:00 | 3.7042
2023-07-16 18:00 | 8.9084
2023-07-16 19:00 | 9.7881
2023-07-16 20:00 | 13.9334
2023-07-16 21:00 | 17.3258
2023-07-16 22:00 | 15.0094
2023-07-16 23:00 | 9.1973
2023-07-17 | 13.8035
2023-07-17 01:00 | 29.0306
2023-07-17 02:00 | 21.6762
2023-07-17 03:00 | 26.0625
2023-07-17 04:00 | 20.1563
2023-07-17 05:00 | 14.4694
2023-07-17 06:00 | 12.5553
2023-07-17 07:00 | 14.5904
2023-07-17 08:00 | 13.3713
2023-07-17 09:00 | 7.9877
2023-07-17 10:00 | 6.3854
2023-07-17 11:00 | 4.7079
2023-07-17 12:00 | 4.4895
2023-07-17 13:00 | 4.3806
2023-07-17 14:00 | 5.7531
2023-07-17 15:00 | 9.2117
2023-07-17 16:00 | 17.5876
2023-07-17 17:00 | 23.7971
2023-07-17 18:00 | 25.5644
2023-07-17 19:00 | 28.5547
2023-07-17 20:00 | 28.498
2023-07-17 21:00 | 32.7587
2023-07-17 22:00 | 33.9388
2023-07-17 23:00 | 37.9513
2023-07-18 | 43.3445
2023-07-18 01:00 | 29.131
2023-07-18 02:00 | 30.4717
2023-07-18 03:00 | 28.1145
2023-07-18 04:00 | 25.0671
2023-07-18 05:00 | 30.051
2023-07-18 06:00 | 28.054
2023-07-18 07:00 | 20.1198
2023-07-18 08:00 | 31.2083
2023-07-18 09:00 | 44.8784
2023-07-18 10:00 | 31.8868
2023-07-18 11:00 | 19.7618
2023-07-18 12:00 | 14.0338
2023-07-18 13:00 | 12.2105
2023-07-18 14:00 | 12.9889
2023-07-18 15:00 | 14.9771
2023-07-18 16:00 | 25.3316
2023-07-18 17:00 | 33.1736
2023-07-18 18:00 | 52.9706
2023-07-18 19:00 | 51.953
2023-07-18 20:00 | 26.0396
2023-07-18 21:00 | 21.9492
2023-07-18 22:00 | 28.1876
2023-07-18 23:00 | 32.1829
2023-07-19 | 25.9462
2023-07-19 01:00 | 20.9056
2023-07-19 02:00 | 22.5764
2023-07-19 03:00 | 21.4499
2023-07-19 04:00 | 32.17
2023-07-19 05:00 | 35.0925
2023-07-19 06:00 | 28.81
2023-07-19 07:00 | 27.918
2023-07-19 08:00 | 23.6531
2023-07-19 09:00 | 23.7405
2023-07-19 10:00 | 11.2547
2023-07-19 11:00 | 7.1424
2023-07-19 12:00 | 3.8335
2023-07-19 13:00 | 5.4255
2023-07-19 14:00 | 4.208
2023-07-19 15:00 | 21.9949
2023-07-19 16:00 | 40.202
2023-07-19 17:00 | 38.3737
2023-07-19 18:00 | 39.546
2023-07-19 19:00 | 38.733
2023-07-19 20:00 | 32.1366
2023-07-19 21:00 | 28.097
2023-07-19 22:00 | 31.2221
2023-07-19 23:00 | 38.1458
2023-07-20 | 35.6254
2023-07-20 01:00 | 21.3926
2023-07-20 02:00 | 21.5484
2023-07-20 03:00 | 32.3384
2023-07-20 04:00 | 24.2682
2023-07-20 05:00 | 33.9857
2023-07-20 06:00 | 29.429
2023-07-20 07:00 | 35.0582
2023-07-20 08:00 | 52.5614
2023-07-20 09:00 | 26.9088
2023-07-20 10:00 | 18.489
2023-07-20 11:00 | 10.1653
2023-07-20 12:00 | 9.62
2023-07-20 13:00 | 7.0924
2023-07-20 14:00 | 9.9004
2023-07-20 15:00 | 14.4377
2023-07-20 16:00 | 29.2916
2023-07-20 17:00 | 31.0124
2023-07-20 18:00 | 34.2672
2023-07-20 19:00 | 46.1454
2023-07-20 20:00 | 37.3652
2023-07-20 21:00 | 40.3702
2023-07-20 22:00 | 51.3923
2023-07-20 23:00 | 37.8987
2023-07-21 | 46.1227
2023-07-21 01:00 | 27.036
2023-07-21 02:00 | 29.957
2023-07-21 03:00 | 30.5872
2023-07-21 04:00 | 28.9169
2023-07-21 05:00 | 29.1374
2023-07-21 06:00 | 41.7774
2023-07-21 07:00 | 41.9478
2023-07-21 08:00 | 25.7752
2023-07-21 09:00 | 19.4324
2023-07-21 10:00 | 17.0969
2023-07-21 11:00 | 14.8004
2023-07-21 12:00 | 13.4868
2023-07-21 13:00 | 14.6276
2023-07-21 14:00 | 11.8799
2023-07-21 15:00 | 20.6246
2023-07-21 16:00 | 23.4472
2023-07-21 17:00 | 25.1647
2023-07-21 18:00 | 23.2411
2023-07-21 19:00 | 37.2125
2023-07-21 20:00 | 30.7738
2023-07-21 21:00 | 28.54
2023-07-21 22:00 | 37.2096
2023-07-21 23:00 | 32.6194
2023-07-22 | 26.8211
2023-07-22 01:00 | 28.5581
2023-07-22 02:00 | 24.6606
2023-07-22 03:00 | 23.9828
2023-07-22 04:00 | 25.5678
2023-07-22 05:00 | 30.0543
2023-07-22 06:00 | 21.1852
2023-07-22 07:00 | 23.1599
2023-07-22 08:00 | 53.38
2023-07-22 09:00 | 50.4123
2023-07-22 10:00 | 18.0324
2023-07-22 11:00 | 10.8594
2023-07-22 12:00 | 12.382
2023-07-22 13:00 | 14.9716
2023-07-22 14:00 | 16.3112
2023-07-22 15:00 | 21.4285
2023-07-22 16:00 | 38.3007
2023-07-22 17:00 | 27.0173
2023-07-22 18:00 | 20.9362
2023-07-22 19:00 | 29.2781
2023-07-22 20:00 | 33.672
2023-07-22 21:00 | 37.7062
2023-07-22 22:00 | 33.3413
2023-07-22 23:00 | 29.9793
2023-07-23 | 21.4047
2023-07-23 01:00 | 29.0655
2023-07-23 02:00 | 22.9451
2023-07-23 03:00 | 24.1149
2023-07-23 04:00 | 37.657
2023-07-23 05:00 | 35.9832
2023-07-23 06:00 | 21.4039
2023-07-23 07:00 | 17.5108
2023-07-23 08:00 | 12.9342
2023-07-23 09:00 | 13.8049
2023-07-23 10:00 | 7.6121
2023-07-23 11:00 | 3.6612
2023-07-23 12:00 | 4.4422
2023-07-23 13:00 | 4.2699
2023-07-23 14:00 | 5.4253
2023-07-23 15:00 | 6.517
2023-07-23 16:00 | 6.797
2023-07-23 17:00 | 7.9887
2023-07-23 18:00 | 13.3236
2023-07-23 19:00 | 7.9839
2023-07-23 20:00 | 10.7601
2023-07-23 21:00 | 17.0381
2023-07-23 22:00 | 19.2479
2023-07-23 23:00 | 20.7905
2023-07-24 | 21.6297
2023-07-24 01:00 | 23.9903
2023-07-24 02:00 | 34.2362
2023-07-24 03:00 | 29.8553
2023-07-24 04:00 | 31.072
2023-07-24 05:00 | 26.2311
2023-07-24 06:00 | 21.7494
2023-07-24 07:00 | 19.2605
2023-07-24 08:00 | 17.9746
2023-07-24 09:00 | 14.1998
2023-07-24 10:00 | 6.2465
2023-07-24 11:00 | 13.5622
2023-07-24 12:00 | 12.91
2023-07-24 13:00 | 9.6168
2023-07-24 14:00 | 12.4385
2023-07-24 15:00 | 19.5804
2023-07-24 16:00 | 40.3308
2023-07-24 17:00 | 39.0453
2023-07-24 18:00 | 43.6742
2023-07-24 19:00 | 29.7495
2023-07-24 20:00 | 37.7285
2023-07-24 21:00 | 35.599
2023-07-24 22:00 | 38.6504
2023-07-24 23:00 | 30.985
2023-07-25 | 23.1301
2023-07-25 01:00 | 20.7326
2023-07-25 02:00 | 21.884
2023-07-25 03:00 | 23.051
2023-07-25 04:00 | 23.1711
2023-07-25 05:00 | 24.6382
2023-07-25 06:00 | 24.1771
2023-07-25 07:00 | 31.0385
2023-07-25 08:00 | 26.8239
2023-07-25 09:00 | 25.9561
2023-07-25 10:00 | 17.7486
2023-07-25 11:00 | 10.1687
2023-07-25 12:00 | 7.9101
2023-07-25 13:00 | 4.5355
2023-07-25 14:00 | 10.0384
2023-07-25 15:00 | 24.1138
2023-07-25 16:00 | 25.8917
2023-07-25 17:00 | 21.1781
2023-07-25 18:00
2023-07-25 19:00 | 39.2437
2023-07-25 20:00 | 35.9679
2023-07-25 21:00 | 47.1642
2023-07-25 22:00 | 31.6966
2023-07-25 23:00 | 38.8561
2023-07-26 | 40.6647
2023-07-26 01:00 | 41.5629
2023-07-26 02:00 | 24.9199
2023-07-26 03:00 | 25.1003
2023-07-26 04:00 | 29.6275
2023-07-26 05:00 | 19.2872
2023-07-26 06:00 | 48.5146
2023-07-26 07:00 | 45.7454
2023-07-26 08:00 | 31.151
2023-07-26 09:00 | 32.4038
2023-07-26 10:00 | 27.7332
2023-07-26 11:00 | 19.8641
2023-07-26 12:00 | 15.0439
2023-07-26 13:00 | 12.0039
2023-07-26 14:00 | 14.8659
2023-07-26 15:00 | 17.0891
2023-07-26 16:00 | 30.4502
2023-07-26 17:00 | 36.7556
2023-07-26 18:00 | 48.3532
2023-07-26 19:00 | 38.1945
2023-07-26 20:00 | 38.528
2023-07-26 21:00 | 45.3287
2023-07-26 22:00 | 42.087
2023-07-26 23:00 | 29.328
2023-07-27 | 42.4622
2023-07-27 01:00 | 28.6626
2023-07-27 02:00 | 49.7582
2023-07-27 03:00 | 26.7912
2023-07-27 04:00 | 30.1144
2023-07-27 05:00 | 23.6867
2023-07-27 06:00 | 26.1351
2023-07-27 07:00 | 12.8447
2023-07-27 08:00 | 10.1505
2023-07-27 09:00 | 13.5279
2023-07-27 10:00 | 7.3291
2023-07-27 11:00 | 2.8596
2023-07-27 12:00 | 1.1554
2023-07-27 13:00 | 1.5283
2023-07-27 14:00 | 0.7387
2023-07-27 15:00 | 4.5428
2023-07-27 16:00 | 13.4525
2023-07-27 17:00 | 15.1734
2023-07-27 18:00 | 15.0227
2023-07-27 19:00 | 26.3995
2023-07-27 20:00 | 17.1764
2023-07-27 21:00 | 23.7933
2023-07-27 22:00 | 31.0064
2023-07-27 23:00 | 25.1488
2023-07-28 | 35.1991
2023-07-28 01:00 | 17.1364
2023-07-28 02:00 | 24.36
2023-07-28 03:00 | 18.1524
2023-07-28 04:00 | 14.9814
2023-07-28 05:00 | 16.4821
2023-07-28 06:00 | 15.3282
2023-07-28 07:00 | 20.4797
2023-07-28 08:00 | 14.5457
2023-07-28 09:00 | 15.1025
2023-07-28 10:00 | 7.7432
2023-07-28 11:00 | 3.0905
2023-07-28 12:00 | 4.2736
2023-07-28 13:00 | 4.9407
2023-07-28 14:00 | 3.8208
2023-07-28 15:00 | 7.817
2023-07-28 16:00 | 16.7424
2023-07-28 17:00 | 28.0026
2023-07-28 18:00 | 31.4628
2023-07-28 19:00 | 29.075
2023-07-28 20:00 | 24.5259
2023-07-28 21:00 | 30.2142
2023-07-28 22:00 | 25.8996
2023-07-28 23:00 | 31.5823
2023-07-29 | 13.855
2023-07-29 01:00 | 18.5872
2023-07-29 02:00 | 25.5534
2023-07-29 03:00 | 20.7929
2023-07-29 04:00 | 28.7957
2023-07-29 05:00 | 34.0386
2023-07-29 06:00 | 24.5705
2023-07-29 07:00 | 27.5478
2023-07-29 08:00 | 31.8114
2023-07-29 09:00 | 22.3434
2023-07-29 10:00 | 11.0236
2023-07-29 11:00 | 7.1045
2023-07-29 12:00 | 6.7393
2023-07-29 13:00 | 9.7132
2023-07-29 14:00 | 6.8969
2023-07-29 15:00 | 9.5624
2023-07-29 16:00 | 16.9671
2023-07-29 17:00 | 21.0355
2023-07-29 18:00 | 20.7613
2023-07-29 19:00 | 17.0053
2023-07-29 20:00 | 19.4204
2023-07-29 21:00 | 27.298
2023-07-29 22:00 | 25.6483
2023-07-29 23:00 | 31.1555
2023-07-30 | 23.6387
2023-07-30 01:00 | 23.3774
2023-07-30 02:00 | 20.6148
2023-07-30 03:00 | 28.979
2023-07-30 04:00 | 27.4866
2023-07-30 05:00 | 20.4499
2023-07-30 06:00 | 14.6563
2023-07-30 07:00 | 17.8571
2023-07-30 08:00 | 20.1386
2023-07-30 09:00 | 29.243
2023-07-30 10:00 | 15.5274
2023-07-30 11:00 | 8.8403
2023-07-30 12:00 | 5.9546
2023-07-30 13:00 | 1.9501
2023-07-30 14:00 | 4.0095
2023-07-30 15:00 | 7.6599
2023-07-30 16:00 | 5.7293
2023-07-30 17:00 | 7.0289
2023-07-30 18:00 | 8.5873
2023-07-30 19:00 | 8.4974
2023-07-30 20:00 | 10.7588
2023-07-30 21:00 | 16.0236
2023-07-30 22:00 | 21.0103
2023-07-30 23:00 | 15.1057
2023-07-31 | 10.6423
2023-07-31 01:00 | 8.2122
2023-07-31 02:00 | 10.5651
2023-07-31 03:00 | 13.1151
2023-07-31 04:00 | 11.3187
2023-07-31 05:00 | 6.9119
2023-07-31 06:00 | 7.7499
2023-07-31 07:00 | 5.5972
2023-07-31 08:00 | 8.2754
2023-07-31 09:00 | 7.2287
2023-07-31 10:00 | 7.4884
2023-07-31 11:00 | 2.9146
2023-07-31 12:00 | 1.3402
2023-07-31 13:00 | 2.5738
2023-07-31 14:00 | 1.2753
2023-07-31 15:00 | 6.15
2023-07-31 16:00 | 10.8576
2023-07-31 17:00 | 13.7234
2023-07-31 18:00 | 16.607
2023-07-31 19:00 | 22.9368
2023-07-31 20:00 | 27.6356
2023-07-31 21:00 | 32.6417
2023-07-31 22:00 | 23.415
2023-07-31 23:00 | 24.3701
2023-08-01 | 22.8867
2023-08-01 01:00 | 33.1365
2023-08-01 02:00 | 28.1592
2023-08-01 03:00 | 21.4194
2023-08-01 04:00 | 19.4682
2023-08-01 05:00 | 21.9644
2023-08-01 06:00 | 18.5541
2023-08-01 07:00 | 23.321
2023-08-01 08:00 | 18.327
2023-08-01 09:00 | 15.5396
2023-08-01 10:00 | 8.4462
2023-08-01 11:00 | 6.3014
2023-08-01 12:00 | 6.1343
2023-08-01 13:00 | 2.4407
2023-08-01 14:00 | 4.1861
2023-08-01 15:00 | 13.0569
2023-08-01 16:00 | 31.5908
2023-08-01 17:00 | 26.2394
2023-08-01 18:00 | 34.9031
2023-08-01 19:00 | 24.4303
2023-08-01 20:00 | 40.486
2023-08-01 21:00 | 32.0846
2023-08-01 22:00 | 20.4455
2023-08-01 23:00 | 19.2897
2023-08-02 | 21.8912
2023-08-02 01:00 | 38.7034
2023-08-02 02:00 | 31.0079
2023-08-02 03:00 | 34.4823
2023-08-02 04:00 | 41.7068
2023-08-02 05:00 | 22.6454
2023-08-02 06:00 | 18.4992
2023-08-02 07:00 | 19.7055
2023-08-02 08:00 | 15.296
2023-08-02 09:00 | 8.69
2023-08-02 10:00 | 5.0949
2023-08-02 11:00 | 5.7925
2023-08-02 12:00 | 0.5728
2023-08-02 13:00 | 2.1715
2023-08-02 14:00 | 0.5045
2023-08-02 15:00 | 8.9529
2023-08-02 16:00 | 11.1229
2023-08-02 17:00 | 22.3704
2023-08-02 18:00 | 17.3694
2023-08-02 19:00 | 16.557
2023-08-02 20:00 | 20.5714
2023-08-02 21:00 | 22.9905
2023-08-02 22:00 | 17.3517
2023-08-02 23:00 | 14.9704
2023-08-03 | 20.0675
2023-08-03 01:00 | 15.1884
2023-08-03 02:00 | 24.6398
2023-08-03 03:00 | 13.4755
2023-08-03 04:00 | 21.2742
2023-08-03 05:00 | 39.7892
2023-08-03 06:00 | 26.6271
2023-08-03 07:00 | 19.8422
2023-08-03 08:00 | 23.3712
2023-08-03 09:00 | 19.8956
2023-08-03 10:00 | 17.0223
2023-08-03 11:00 | 13.6511
2023-08-03 12:00 | 6.2426
2023-08-03 13:00 | 3.6061
2023-08-03 14:00 | 2.5894
2023-08-03 15:00 | 12.9099
2023-08-03 16:00 | 17.8351
2023-08-03 17:00 | 21.1836
2023-08-03 18:00 | 24.7086
2023-08-03 19:00 | 17.9071
2023-08-03 20:00 | 22.3373
2023-08-03 21:00 | 26.1958
2023-08-03 22:00 | 24.4316
2023-08-03 23:00 | 31.4493
2023-08-04 | 26.2912
2023-08-04 01:00 | 25.9617
2023-08-04 02:00 | 27.1847
2023-08-04 03:00 | 38.5435
2023-08-04 04:00 | 43.8697
2023-08-04 05:00 | 37.8996
2023-08-04 06:00 | 27.2973
2023-08-04 07:00 | 33.5498
2023-08-04 08:00 | 17.2793
2023-08-04 09:00 | 14.8947
2023-08-04 10:00 | 15.2032
2023-08-04 11:00 | 7.2098
2023-08-04 12:00 | 5.4856
2023-08-04 13:00 | 5.5394
2023-08-04 14:00 | 4.7598
2023-08-04 15:00 | 7.6322
2023-08-04 16:00 | 13.5679
2023-08-04 17:00 | 19.691
2023-08-04 18:00 | 18.5759
2023-08-04 19:00 | 24.0744
2023-08-04 20:00 | 19.6724
2023-08-04 21:00 | 27.6072
2023-08-04 22:00 | 29.4352
2023-08-04 23:00 | 32.8602
2023-08-05 | 34.706
2023-08-05 01:00 | 28.0722
2023-08-05 02:00 | 26.7219
2023-08-05 03:00 | 25.4417
2023-08-05 04:00 | 35.9729
2023-08-05 05:00 | 47.0772
2023-08-05 06:00 | 39.1761
2023-08-05 07:00 | 36.2863
2023-08-05 08:00 | 25.1948
2023-08-05 09:00 | 48.1723
2023-08-05 10:00 | 38.4739
2023-08-05 11:00 | 21.6272
2023-08-05 12:00 | 20.7899
2023-08-05 13:00 | 14.5606
2023-08-05 14:00 | 11.7876
2023-08-05 15:00 | 9.8941
2023-08-05 16:00 | 12.6944
2023-08-05 17:00 | 14.8349
2023-08-05 18:00 | 11.4936
2023-08-05 19:00 | 13.6433
2023-08-05 20:00 | 3.0916
2023-08-05 21:00 | 4.1987
2023-08-05 22:00 | 4.5772
2023-08-05 23:00 | 0.7553
2023-08-06 | 8.493
2023-08-06 01:00 | 20.1292
2023-08-06 02:00 | 22.4285
2023-08-06 03:00 | 35.2312
2023-08-06 04:00 | 26.0467
2023-08-06 05:00 | 16.9006
2023-08-06 06:00 | 8.5224
2023-08-06 07:00 | 10.3054
2023-08-06 08:00 | 10.2821
2023-08-06 09:00 | 14.1806
2023-08-06 10:00 | 11.3015
2023-08-06 11:00 | 11.0978
2023-08-06 12:00 | 8.4712
2023-08-06 13:00 | 6.3075
2023-08-06 14:00
2023-08-06 15:00 | 8.902
2023-08-06 16:00 | 6.5495
2023-08-06 17:00 | 9.5352
2023-08-06 18:00 | 23.2242
2023-08-06 19:00 | 17.5097
2023-08-06 20:00 | 18.638
2023-08-06 21:00 | 17.9038
2023-08-06 22:00 | 14.7134
2023-08-06 23:00 | 20.9915
2023-08-07 | 20.4959
2023-08-07 01:00 | 21.0653
2023-08-07 02:00 | 23.456
2023-08-07 03:00 | 16.4996
2023-08-07 04:00 | 25.9909
2023-08-07 05:00 | 25.2906
2023-08-07 06:00 | 29.9278
2023-08-07 07:00 | 35.3819
2023-08-07 08:00 | 23.7363
2023-08-07 09:00 | 14.9292
2023-08-07 10:00 | 12.5358
2023-08-07 11:00 | 7.8797
2023-08-07 12:00 | 9.9318
2023-08-07 13:00 | 8.5617
2023-08-07 14:00 | 5.4435
2023-08-07 15:00 | 15.0779
2023-08-07 16:00 | 22.2846
2023-08-07 17:00 | 29.734
2023-08-07 18:00 | 17.8212
2023-08-07 19:00 | 35.2
2023-08-07 20:00 | 32.9353
2023-08-07 21:00 | 33.2574
2023-08-07 22:00 | 33.1717
2023-08-07 23:00 | 34.8128
2023-08-08 | 35.3585
2023-08-08 01:00 | 27.7963
2023-08-08 02:00 | 24.5581
2023-08-08 03:00 | 22.6642
2023-08-08 04:00 | 20.4016
2023-08-08 05:00 | 21.9603
2023-08-08 06:00 | 22.6069
2023-08-08 07:00
2023-08-08 08:00 | 25.4938
2023-08-08 09:00 | 28.1342
2023-08-08 10:00 | 16.9086
2023-08-08 11:00 | 4.4795
2023-08-08 12:00 | 2.7214
2023-08-08 13:00 | 3.7098
2023-08-08 14:00 | 5.4457
2023-08-08 15:00 | 23.6136
2023-08-08 16:00 | 37.8011
2023-08-08 17:00 | 54.8832
2023-08-08 18:00 | 61.4726
2023-08-08 19:00 | 46.6968
2023-08-08 20:00 | 34.5735
2023-08-08 21:00 | 31.6657
2023-08-08 22:00 | 33.2066
2023-08-08 23:00 | 43.8688
2023-08-09 | 34.8044
2023-08-09 01:00 | 30.0995
2023-08-09 02:00 | 28.6889
2023-08-09 03:00 | 22.3483
2023-08-09 04:00 | 24.688
2023-08-09 05:00 | 20.5392
2023-08-09 06:00 | 21.5388
2023-08-09 07:00 | 21.179
2023-08-09 08:00 | 20.4944
2023-08-09 09:00 | 27.275
2023-08-09 10:00 | 12.493
2023-08-09 11:00 | 4.101
2023-08-09 12:00 | 4.0428
2023-08-09 13:00 | 5.1016
2023-08-09 14:00 | 5.7758
2023-08-09 15:00 | 16.1796
2023-08-09 16:00 | 25.5403
2023-08-09 17:00 | 29.1324
2023-08-09 18:00 | 35.4918
2023-08-09 19:00 | 40.9265
2023-08-09 20:00 | 26.6984
2023-08-09 21:00 | 28.6766
2023-08-09 22:00 | 33.7419
2023-08-09 23:00 | 31.8778
2023-08-10 | 25.1752
2023-08-10 01:00 | 34.5706
2023-08-10 02:00 | 29.5048
2023-08-10 03:00 | 30.2698
2023-08-10 04:00 | 28.934
2023-08-10 05:00 | 32.9465
2023-08-10 06:00 | 43.4119
2023-08-10 07:00 | 30.6223
2023-08-10 08:00 | 32.9479
2023-08-10 09:00 | 29.1865
2023-08-10 10:00 | 20.6211
2023-08-10 11:00 | 15.9368
2023-08-10 12:00 | 11.8907
2023-08-10 13:00 | 8.7536
2023-08-10 14:00 | 10.9041
2023-08-10 15:00 | 18.4986
2023-08-10 16:00 | 35.966
2023-08-10 17:00 | 42.735
2023-08-10 18:00 | 33.3204
2023-08-10 19:00 | 45.2392
2023-08-10 20:00 | 50.6942
2023-08-10 21:00 | 48.7901
2023-08-10 22:00 | 48.8705
2023-08-10 23:00 | 45.9754
2023-08-11 | 52.6737
2023-08-11 01:00 | 67.3222
2023-08-11 02:00 | 48.6609
2023-08-11 03:00 | 51.2162
2023-08-11 04:00 | 52.7044
2023-08-11 05:00 | 40.6445
2023-08-11 06:00 | 59.3545
2023-08-11 07:00 | 47.895
2023-08-11 08:00 | 46.4732
2023-08-11 09:00 | 54.1235
2023-08-11 10:00 | 29.5068
2023-08-11 11:00 | 15.2159
2023-08-11 12:00 | 12.3868
2023-08-11 13:00 | 6.8657
2023-08-11 14:00 | 7.465
2023-08-11 15:00 | 11.5279
2023-08-11 16:00 | 21.8788
2023-08-11 17:00 | 24.6355
2023-08-11 18:00 | 39.8244
2023-08-11 19:00 | 31.4226
2023-08-11 20:00 | 26.9062
2023-08-11 21:00 | 29.5224
2023-08-11 22:00 | 33.881
2023-08-11 23:00 | 35.6805
2023-08-12 | 31.8154
2023-08-12 01:00 | 33.4857
2023-08-12 02:00 | 45.4654
2023-08-12 03:00 | 34.5787
2023-08-12 04:00 | 36.135
2023-08-12 05:00 | 42.3612
2023-08-12 06:00 | 33.766
2023-08-12 07:00 | 32.1748
2023-08-12 08:00 | 30.8159
2023-08-12 09:00 | 28.3973
2023-08-12 10:00 | 18.6435
2023-08-12 11:00 | 13.6955
2023-08-12 12:00 | 7.7109
2023-08-12 13:00 | 5.2842
2023-08-12 14:00 | 4.6454
2023-08-12 15:00 | 8.4695
2023-08-12 16:00 | 15.9625
2023-08-12 17:00 | 21.5481
2023-08-12 18:00 | 26.0739
2023-08-12 19:00 | 22.0127
2023-08-12 20:00 | 21.7694
2023-08-12 21:00 | 26.8934
2023-08-12 22:00 | 23.8705
2023-08-12 23:00 | 23.0831
2023-08-13 | 23.5526
2023-08-13 01:00 | 22.7119
2023-08-13 02:00 | 30.7314
2023-08-13 03:00 | 30.0779
2023-08-13 04:00
2023-08-13 05:00 | 32.2925
2023-08-13 06:00 | 32.3817
2023-08-13 07:00 | 21.8
2023-08-13 08:00 | 19.3071
2023-08-13 09:00 | 14.3259
2023-08-13 10:00 | 9.4763
2023-08-13 11:00 | 7.9174
2023-08-13 12:00 | 5.9019
2023-08-13 13:00 | 7.1038
2023-08-13 14:00 | 7.7131
2023-08-13 15:00 | 6.5211
2023-08-13 16:00 | 4.5905
2023-08-13 17:00 | 6.4551
2023-08-13 18:00 | 13.6434
2023-08-13 19:00 | 17.9715
2023-08-13 20:00 | 17.1463
2023-08-13 21:00 | 18.2884
2023-08-13 22:00 | 16.5941
2023-08-13 23:00 | 25.2341
2023-08-14 | 19.9193
2023-08-14 01:00 | 27.6625
2023-08-14 02:00 | 32.3253
2023-08-14 03:00 | 22.4603
2023-08-14 04:00 | 28.1924
2023-08-14 05:00 | 22.5192
2023-08-14 06:00 | 16.3953
2023-08-14 07:00 | 12.3009
2023-08-14 08:00 | 13.7849
2023-08-14 09:00 | 19.3898
2023-08-14 10:00 | 12.2403
2023-08-14 11:00 | 8.3535
2023-08-14 12:00 | 10.0555
2023-08-14 13:00 | 5.5605
2023-08-14 14:00 | 6.6554
2023-08-14 15:00 | 15.9519
2023-08-14 16:00 | 26.8013
2023-08-14 17:00 | 29.096
2023-08-14 18:00 | 20.5343
2023-08-14 19:00 | 23.8495
2023-08-14 20:00 | 21.7374
2023-08-14 21:00 | 25.127
2023-08-14 22:00 | 27.4062
2023-08-14 23:00 | 31.353
2023-08-15 | 29.465
2023-08-15 01:00 | 20.1968
2023-08-15 02:00 | 27.8042
2023-08-15 03:00 | 26.0692
2023-08-15 04:00 | 33.3692
2023-08-15 05:00 | 24.4672
2023-08-15 06:00 | 22.4863
2023-08-15 07:00 | 23.8243
2023-08-15 08:00 | 21.7262
2023-08-15 09:00 | 24.6291
2023-08-15 10:00 | 13.6128
2023-08-15 11:00 | 8.9229
2023-08-15 12:00 | 9.4989
2023-08-15 13:00 | 7.323
2023-08-15 14:00 | 4.2603
2023-08-15 15:00 | 23.08
2023-08-15 16:00 | 37.0918
2023-08-15 17:00 | 48.7511
2023-08-15 18:00 | 34.6667
2023-08-15 19:00 | 33.7624
2023-08-15 20:00 | 30.2206
2023-08-15 21:00 | 31.0348
2023-08-15 22:00 | 30.6778
2023-08-15 23:00 | 26.5044
2023-08-16 | 25.2541
2023-08-16 01:00 | 25.5211
2023-08-16 02:00 | 36.0687
2023-08-16 03:00 | 35.5274
2023-08-16 04:00 | 26.0483
2023-08-16 05:00 | 26.8095
2023-08-16 06:00 | 23.1886
2023-08-16 07:00 | 35.9007
2023-08-16 08:00 | 58.0167
2023-08-16 09:00 | 38.0944
2023-08-16 10:00 | 26.7887
2023-08-16 11:00 | 22.2947
2023-08-16 12:00 | 18.157
2023-08-16 13:00 | 14.6821
2023-08-16 14:00 | 13.1799
2023-08-16 15:00 | 13.0896
2023-08-16 16:00 | 26.3935
2023-08-16 17:00 | 28.7234
2023-08-16 18:00 | 31.7563
2023-08-16 19:00 | 44.933
2023-08-16 20:00 | 31.1724
2023-08-16 21:00 | 34.5813
2023-08-16 22:00 | 28.5299
2023-08-16 23:00 | 47.5586
2023-08-17 | 45.0218
2023-08-17 01:00 | 32.9667
2023-08-17 02:00 | 36.1152
2023-08-17 03:00 | 51.3484
2023-08-17 04:00 | 52.2834
2023-08-17 05:00 | 47.907
2023-08-17 06:00 | 49.6056
2023-08-17 07:00 | 33.7638
2023-08-17 08:00 | 31.7734
2023-08-17 09:00 | 27.2854
2023-08-17 10:00 | 18.4118
2023-08-17 11:00 | 8.2347
2023-08-17 12:00 | 7.2514
2023-08-17 13:00 | 4.9073
2023-08-17 14:00 | 4.5422
2023-08-17 15:00 | 13.0629
2023-08-17 16:00 | 28.3502
2023-08-17 17:00 | 28.6536
2023-08-17 18:00 | 20.0197
2023-08-17 19:00 | 15.7266
2023-08-17 20:00 | 17.6484
2023-08-17 21:00 | 20.0247
2023-08-17 22:00 | 21.6867
2023-08-17 23:00 | 20.1463
2023-08-18 | 21.7312
2023-08-18 01:00 | 15.8631
2023-08-18 02:00 | 18.1555
2023-08-18 03:00 | 21.5719
2023-08-18 04:00 | 15.7632
2023-08-18 05:00 | 20.821
2023-08-18 06:00 | 12.9763
2023-08-18 07:00 | 20.6506
2023-08-18 08:00 | 18.827
2023-08-18 09:00 | 13.6056
2023-08-18 10:00 | 5.8627
2023-08-18 11:00 | 1.4939
2023-08-18 12:00 | 1.7329
2023-08-18 13:00 | 3.3639
2023-08-18 14:00 | 4.086
2023-08-18 15:00 | 7.9558
2023-08-18 16:00 | 17.3475
2023-08-18 17:00 | 23.3639
2023-08-18 18:00 | 25.2941
2023-08-18 19:00 | 18.836
2023-08-18 20:00 | 18.5461
2023-08-18 21:00 | 22.7372
2023-08-18 22:00 | 16.144
2023-08-18 23:00 | 17.1734
2023-08-19 | 17.6337
2023-08-19 01:00 | 15.1383
2023-08-19 02:00 | 18.2922
2023-08-19 03:00 | 42.5641
2023-08-19 04:00 | 32.6663
2023-08-19 05:00 | 26.9327
2023-08-19 06:00 | 24.1532
2023-08-19 07:00 | 41.7856
2023-08-19 08:00 | 45.7073
2023-08-19 09:00 | 33.417
2023-08-19 10:00 | 25.2931
2023-08-19 11:00 | 13.6712
2023-08-19 12:00 | 8.8454
2023-08-19 13:00 | 6.8221
2023-08-19 14:00 | 5.3052
2023-08-19 15:00 | 7.3667
2023-08-19 16:00 | 10.1227
2023-08-19 17:00 | 16.044
2023-08-19 18:00 | 15.8694
2023-08-19 19:00 | 19.6502
2023-08-19 20:00 | 22.9548
2023-08-19 21:00 | 36.5906
2023-08-19 22:00 | 29.6604
2023-08-19 23:00 | 26.4782
2023-08-20 | 25.7994
2023-08-20 01:00 | 34.7965
2023-08-20 02:00 | 33.8318
2023-08-20 03:00 | 42.0472
2023-08-20 04:00 | 51.4566
2023-08-20 05:00 | 39.3227
2023-08-20 06:00 | 29.8587
2023-08-20 07:00 | 41.2937
2023-08-20 08:00 | 32.3932
2023-08-20 09:00 | 40.0085
2023-08-20 10:00 | 28.8114
2023-08-20 11:00 | 18.8818
2023-08-20 12:00 | 12.0187
2023-08-20 13:00 | 8.3199
2023-08-20 14:00 | 3.0038
2023-08-20 15:00 | 7.4868
2023-08-20 16:00 | 6.4363
2023-08-20 17:00 | 14.5942
2023-08-20 18:00 | 22.5244
2023-08-20 19:00 | 20.9301
2023-08-20 20:00 | 32.3662
2023-08-20 21:00 | 24.7824
2023-08-20 22:00 | 21.2794
2023-08-20 23:00 | 18.358
2023-08-21 | 19.4514
2023-08-21 01:00 | 20.4629
2023-08-21 02:00 | 16.1609
2023-08-21 03:00 | 24.2353
2023-08-21 04:00 | 29.9195
2023-08-21 05:00 | 30.5934
2023-08-21 06:00 | 32.127
2023-08-21 07:00 | 16.9145
2023-08-21 08:00 | 12.414
2023-08-21 09:00 | 16.0777
2023-08-21 10:00 | 8.6944
2023-08-21 11:00 | 2.0675
2023-08-21 12:00 | 4.1121
2023-08-21 13:00 | 3.6732
2023-08-21 14:00 | 3.1393
2023-08-21 15:00 | 8.5198
2023-08-21 16:00 | 20.6425
2023-08-21 17:00 | 28.2462
2023-08-21 18:00 | 34.1777
2023-08-21 19:00 | 45.4198
2023-08-21 20:00 | 40.4866
2023-08-21 21:00 | 35.4989
2023-08-21 22:00 | 20.9183
2023-08-21 23:00 | 27.82
2023-08-22
2023-08-22 01:00 | 32.3521
2023-08-22 02:00 | 37.5238
2023-08-22 03:00 | 35.1183
2023-08-22 04:00 | 33.4012
2023-08-22 05:00 | 26.4515
2023-08-22 06:00 | 40.2873
2023-08-22 07:00 | 36.3553
2023-08-22 08:00 | 18.9883
2023-08-22 09:00 | 27.7534
2023-08-22 10:00 | 10.9688
2023-08-22 11:00 | 12.439
2023-08-22 12:00 | 4.1037
2023-08-22 13:00 | 4.4816
2023-08-22 14:00 | 5.1339
2023-08-22 15:00 | 19.3983
2023-08-22 16:00 | 30.4034
2023-08-22 17:00 | 49.003
2023-08-22 18:00 | 55.1137
2023-08-22 19:00 | 42.6589
2023-08-22 20:00 | 49.3245
2023-08-22 21:00 | 36.5815
2023-08-22 22:00 | 34.863
2023-08-22 23:00 | 27.5138
2023-08-23 | 32.1764
2023-08-23 01:00 | 32.7216
2023-08-23 02:00 | 30.2296
2023-08-23 03:00 | 23.0212
2023-08-23 04:00 | 25.1702
2023-08-23 05:00 | 26.5606
2023-08-23 06:00 | 25.1702
2023-08-23 07:00 | 50.5362
2023-08-23 08:00 | 54.1044
2023-08-23 09:00 | 37.9008
2023-08-23 10:00 | 27.4471
2023-08-23 11:00 | 17.4231
2023-08-23 12:00 | 6.1374
2023-08-23 13:00 | 1.3041
2023-08-23 14:00 | 0.8084
2023-08-23 15:00 | 10.5524
2023-08-23 16:00 | 49.3915
2023-08-23 17:00 | 38.6401
2023-08-23 18:00 | 38.0636
2023-08-23 19:00 | 36.6039
2023-08-23 20:00 | 29.3697
2023-08-23 21:00 | 30.1258
2023-08-23 22:00 | 37.2978
2023-08-23 23:00 | 50.8043
2023-08-24 | 41.3038
2023-08-24 01:00 | 47.7348
2023-08-24 02:00 | 46.5286
2023-08-24 03:00 | 51.7854
2023-08-24 04:00 | 49.1747
2023-08-24 05:00 | 44.8786
2023-08-24 06:00 | 47.912
2023-08-24 07:00 | 32.6955
2023-08-24 08:00 | 30.2845
2023-08-24 09:00 | 19.0634
2023-08-24 10:00 | 12.5678
2023-08-24 11:00 | 9.4336
2023-08-24 12:00 | 9.6293
2023-08-24 13:00 | 8.6176
2023-08-24 14:00 | 7.0569
2023-08-24 15:00 | 10.3826
2023-08-24 16:00 | 31.9372
2023-08-24 17:00 | 39.0545
2023-08-24 18:00 | 35.873
2023-08-24 19:00 | 45.7146
2023-08-24 20:00 | 64.9853
2023-08-24 21:00 | 57.0662
2023-08-24 22:00 | 45.7078
2023-08-24 23:00 | 39.0215
2023-08-25 | 59.7102
2023-08-25 01:00 | 39.4171
2023-08-25 02:00 | 39.4487
2023-08-25 03:00 | 48.1928
2023-08-25 04:00 | 55.6599
2023-08-25 05:00 | 47.8542
2023-08-25 06:00 | 41.2195
2023-08-25 07:00 | 43.2397
2023-08-25 08:00 | 55.0396
2023-08-25 09:00 | 42.1825
2023-08-25 10:00 | 7.9819
2023-08-25 11:00 | 5.9195
2023-08-25 12:00 | 1.6345
2023-08-25 13:00 | 2.0624
2023-08-25 14:00 | 2.298
2023-08-25 15:00 | 7.0684
2023-08-25 16:00 | 13.5651
2023-08-25 17:00 | 20.6253
2023-08-25 18:00 | 17.5622
2023-08-25 19:00 | 13.7678
2023-08-25 20:00 | 20.1543
2023-08-25 21:00 | 38.8933
2023-08-25 22:00 | 34.2355
2023-08-25 23:00 | 36.2545
2023-08-26 | 29.5601
2023-08-26 01:00 | 24.5693
2023-08-26 02:00 | 25.895
2023-08-26 03:00 | 23.96
2023-08-26 04:00 | 25.2531
2023-08-26 05:00 | 29.4043
2023-08-26 06:00 | 19.1908
2023-08-26 07:00 | 16.7462
2023-08-26 08:00 | 22.3365
2023-08-26 09:00 | 33.3784
2023-08-26 10:00 | 11.9242
2023-08-26 11:00 | 8.9426
2023-08-26 12:00 | 5.8754
2023-08-26 13:00 | 6.6455
2023-08-26 14:00 | 2.3742
2023-08-26 15:00 | 8.5498
2023-08-26 16:00 | 28.6371
2023-08-26 17:00 | 41.4351
2023-08-26 18:00 | 29.5339
2023-08-26 19:00 | 28.069
2023-08-26 20:00 | 31.6321
2023-08-26 21:00 | 25.4561
2023-08-26 22:00 | 30.5448
2023-08-26 23:00 | 32.4882
2023-08-27 | 35.9582
2023-08-27 01:00 | 26.6188
2023-08-27 02:00 | 28.6064
2023-08-27 03:00 | 30.4629
2023-08-27 04:00 | 32.0665
2023-08-27 05:00 | 19.9458
2023-08-27 06:00 | 25.5987
2023-08-27 07:00 | 39.756
2023-08-27 08:00 | 40.7713
2023-08-27 09:00 | 27.3898
2023-08-27 10:00 | 20.9619
2023-08-27 11:00 | 13.4259
2023-08-27 12:00 | 8.6801
2023-08-27 13:00 | 7.8006
2023-08-27 14:00 | 8.8766
2023-08-27 15:00 | 10.7132
2023-08-27 16:00 | 8.1734
2023-08-27 17:00 | 18.122
2023-08-27 18:00 | 19.8777
2023-08-27 19:00 | 20.5562
2023-08-27 20:00 | 21.3002
2023-08-27 21:00 | 22.828
2023-08-27 22:00 | 20.5801
2023-08-27 23:00 | 23.836
2023-08-28 | 22.303
2023-08-28 01:00 | 26.95
2023-08-28 02:00 | 23.9352
2023-08-28 03:00 | 29.1204
2023-08-28 04:00 | 28.5254
2023-08-28 05:00 | 30.6726
2023-08-28 06:00 | 23.3368
2023-08-28 07:00 | 16.6133
2023-08-28 08:00 | 11.1397
2023-08-28 09:00 | 8.8299
2023-08-28 10:00 | 8.8215
2023-08-28 11:00 | 6.1889
2023-08-28 12:00 | 8.1099
2023-08-28 13:00 | 5.2441
2023-08-28 14:00 | 4.5603
2023-08-28 15:00 | 4.5254
2023-08-28 16:00 | 6.6345
2023-08-28 17:00 | 8.2757
2023-08-28 18:00 | 8.4138
2023-08-28 19:00 | 11.487
2023-08-28 20:00 | 15.9225
2023-08-28 21:00 | 15.1144
2023-08-28 22:00 | 7.0183
2023-08-28 23:00 | 13.435
2023-08-29 | 26.7903
2023-08-29 01:00 | 28.8206
2023-08-29 02:00 | 25.6252
2023-08-29 03:00 | 35.2297
2023-08-29 04:00 | 39.5069
2023-08-29 05:00 | 22.0669
2023-08-29 06:00 | 28.767
2023-08-29 07:00 | 22.8605
2023-08-29 08:00 | 26.884
2023-08-29 09:00 | 24.6901
2023-08-29 10:00 | 14.8091
2023-08-29 11:00 | 7.139
2023-08-29 12:00 | 5.5222
2023-08-29 13:00 | 5.2264
2023-08-29 14:00 | 4.113
2023-08-29 15:00 | 15.1396
2023-08-29 16:00 | 25.8888
2023-08-29 17:00 | 29.291
2023-08-29 18:00 | 31.1372
2023-08-29 19:00 | 28.4872
2023-08-29 20:00 | 37.1859
2023-08-29 21:00 | 36.4289
2023-08-29 22:00 | 38.5982
2023-08-29 23:00 | 49.3661
2023-08-30 | 36.2399
2023-08-30 01:00 | 34.8948
2023-08-30 02:00 | 28.5184
2023-08-30 03:00 | 26.479
2023-08-30 04:00 | 28.3326
2023-08-30 05:00 | 26.6806
2023-08-30 06:00 | 20.2747
2023-08-30 07:00 | 19.3831
2023-08-30 08:00 | 28.4416
2023-08-30 09:00 | 37.4717
2023-08-30 10:00 | 17.5283
2023-08-30 11:00 | 6.0719
2023-08-30 12:00 | 0.2727
2023-08-30 13:00 | 0.6397
2023-08-30 14:00 | 0.0703
2023-08-30 15:00 | 5.5989
2023-08-30 16:00 | 17.3906
2023-08-30 17:00 | 17.8704
2023-08-30 18:00 | 20.7898
2023-08-30 19:00 | 27.3878
2023-08-30 20:00 | 29.6551
2023-08-30 21:00 | 37.0757
2023-08-30 22:00 | 36.7319
2023-08-30 23:00 | 43.2355
2023-08-31 | 52.7438
2023-08-31 01:00 | 31.877
2023-08-31 02:00 | 39.9338
2023-08-31 03:00 | 24.0834
2023-08-31 04:00 | 39.6373
2023-08-31 05:00 | 57.6796
2023-08-31 06:00 | 48.7329
2023-08-31 07:00 | 29.9223
2023-08-31 08:00 | 27.751
2023-08-31 09:00 | 19.9396
2023-08-31 10:00 | 21.7341
2023-08-31 11:00 | 8.0716
2023-08-31 12:00 | 3.2911
2023-08-31 13:00 | 8.2529
2023-08-31 14:00 | 10.0825
2023-08-31 15:00 | 18.3051
2023-08-31 16:00 | 40.0297
2023-08-31 17:00 | 32.934
2023-08-31 18:00 | 42.8166
2023-08-31 19:00 | 43.2463
2023-08-31 20:00 | 44.1694
2023-08-31 21:00 | 28.3339
2023-08-31 22:00 | 29.0076
2023-08-31 23:00 | 63.7456
2023-09-01 | 60.6374
2023-09-01 01:00 | 51.2108
2023-09-01 02:00 | 35.6306
2023-09-01 03:00 | 19.7468
2023-09-01 04:00 | 24.1228
2023-09-01 05:00 | 25.173
2023-09-01 06:00 | 21.324
2023-09-01 07:00 | 24.9917
2023-09-01 08:00 | 25.4365
2023-09-01 09:00 | 29.9263
2023-09-01 10:00 | 12.0167
2023-09-01 11:00 | 4.8865
2023-09-01 12:00
2023-09-01 13:00 | 2.875
2023-09-01 14:00 | 3.1368
2023-09-01 15:00 | 14.9848
2023-09-01 16:00 | 39.4998
2023-09-01 17:00 | 35.4352
2023-09-01 18:00 | 40.2216
2023-09-01 19:00 | 30.143
2023-09-01 20:00 | 32.8874
2023-09-01 21:00 | 27.291
2023-09-01 22:00 | 28.4225
2023-09-01 23:00 | 29.9958
2023-09-02 | 28.5405
2023-09-02 01:00 | 24.7108
2023-09-02 02:00 | 48.6702
2023-09-02 03:00 | 27.776
2023-09-02 04:00 | 25.9805
2023-09-02 05:00 | 25.9946
2023-09-02 06:00 | 28.1655
2023-09-02 07:00 | 30.7986
2023-09-02 08:00 | 41.2065
2023-09-02 09:00 | 46.398
2023-09-02 10:00 | 35.7257
2023-09-02 11:00 | 20.7699
2023-09-02 12:00 | 15.586
2023-09-02 13:00 | 12.6693
2023-09-02 14:00 | 10.869
2023-09-02 15:00 | 9.4282
2023-09-02 16:00 | 13.2497
2023-09-02 17:00 | 22.7735
2023-09-02 18:00 | 19.8895
2023-09-02 19:00 | 26.54
2023-09-02 20:00 | 41.5569
2023-09-02 21:00 | 46.8624
2023-09-02 22:00 | 17.8814
2023-09-02 23:00 | 43.82
2023-09-03 | 43.7143
2023-09-03 01:00 | 42.4875
2023-09-03 02:00 | 39.6178
2023-09-03 03:00 | 48.4844
2023-09-03 04:00 | 66.2107
2023-09-03 05:00 | 27.9352
2023-09-03 06:00 | 22.4982
2023-09-03 07:00 | 26.3632
2023-09-03 08:00 | 21.4073
2023-09-03 09:00 | 23.5138
2023-09-03 10:00 | 15.2479
2023-09-03 11:00 | 4.0036
2023-09-03 12:00 | 3.8976
2023-09-03 13:00 | 7.6088
2023-09-03 14:00 | 3.4342
2023-09-03 15:00 | 1.7599
2023-09-03 16:00 | 0.8126
2023-09-03 17:00 | 6.0534
2023-09-03 18:00 | 5.0279
2023-09-03 19:00 | 9.7356
2023-09-03 20:00 | 11.6106
2023-09-03 21:00 | 20.985
2023-09-03 22:00 | 28.914
2023-09-03 23:00 | 24.0455
2023-09-04 | 34.2184
2023-09-04 01:00 | 37.125
2023-09-04 02:00 | 33.1834
2023-09-04 03:00 | 38.9077
2023-09-04 04:00 | 13.9982
2023-09-04 05:00 | 9.825
2023-09-04 06:00 | 10.3733
2023-09-04 07:00 | 11.5747
2023-09-04 08:00 | 9.7817
2023-09-04 09:00 | 9.2742
2023-09-04 10:00 | 8.0294
2023-09-04 11:00 | 4.397
2023-09-04 12:00 | 2.9734
2023-09-04 13:00 | 2.2854
2023-09-04 14:00 | 5.2815
2023-09-04 15:00 | 7.2017
2023-09-04 16:00 | 15.8552
2023-09-04 17:00 | 27.177
2023-09-04 18:00 | 34.9476
2023-09-04 19:00 | 25.195
2023-09-04 20:00 | 22.5758
2023-09-04 21:00 | 46.0512
2023-09-04 22:00 | 50.612
2023-09-04 23:00 | 23.9698
2023-09-05 | 18.854
2023-09-05 01:00 | 20.687
2023-09-05 02:00 | 26.963
2023-09-05 03:00 | 26.1976
2023-09-05 04:00 | 25.6454
2023-09-05 05:00 | 15.4192
2023-09-05 06:00 | 21.1495
2023-09-05 07:00 | 18.4671
2023-09-05 08:00 | 23.1126
2023-09-05 09:00 | 23.4079
2023-09-05 10:00 | 12.2265
2023-09-05 11:00 | 6.6222
2023-09-05 12:00 | 5.0858
2023-09-05 13:00 | 6.7737
2023-09-05 14:00 | 6.2628
2023-09-05 15:00 | 13.1462
2023-09-05 16:00 | 23.0125
2023-09-05 17:00 | 34.717
2023-09-05 18:00 | 30.727
2023-09-05 19:00 | 27.1252
2023-09-05 20:00 | 19.6995
2023-09-05 21:00 | 21.0435
2023-09-05 22:00 | 28.4356
2023-09-05 23:00 | 33.3934
2023-09-06 | 29.6687
2023-09-06 01:00 | 58.222
2023-09-06 02:00 | 66.2236
2023-09-06 03:00 | 58.8567
2023-09-06 04:00 | 66.7951
2023-09-06 05:00 | 42.241
2023-09-06 06:00 | 31.478
2023-09-06 07:00 | 35.4858
2023-09-06 08:00 | 24.7527
2023-09-06 09:00 | 16.0352
2023-09-06 10:00 | 11.331
2023-09-06 11:00 | 12.6885
2023-09-06 12:00 | 10.8294
2023-09-06 13:00 | 9.038
2023-09-06 14:00 | 8.8609
2023-09-06 15:00 | 22.6978
2023-09-06 16:00 | 28.8117
2023-09-06 17:00 | 49.045
2023-09-06 18:00 | 45.5417
2023-09-06 19:00 | 63.0154
2023-09-06 20:00 | 60.8635
2023-09-06 21:00 | 57.0086
2023-09-06 22:00 | 49.3246
2023-09-06 23:00 | 44.1518
2023-09-07 | 54.8127
2023-09-07 01:00 | 51.1992
2023-09-07 02:00 | 59.237
2023-09-07 03:00 | 53.5076
2023-09-07 04:00 | 79.6982
2023-09-07 05:00 | 84.9865
2023-09-07 06:00 | 72.321
2023-09-07 07:00 | 53.1528
2023-09-07 08:00 | 42.9449
2023-09-07 09:00 | 36.7535
2023-09-07 10:00 | 26.1645
2023-09-07 11:00 | 8.0348
2023-09-07 12:00 | 4.6351
2023-09-07 13:00 | 5.0766
2023-09-07 14:00 | 3.2158
2023-09-07 15:00 | 6.2611
2023-09-07 16:00 | 17.1068
2023-09-07 17:00 | 43.3773
2023-09-07 18:00 | 35.937
2023-09-07 19:00 | 41.5438
2023-09-07 20:00 | 43.296
2023-09-07 21:00 | 53.1852
2023-09-07 22:00 | 59.6813
2023-09-07 23:00 | 69.4942
2023-09-08 | 69.3617
2023-09-08 01:00 | 49.1933
2023-09-08 02:00 | 76.2655
2023-09-08 03:00 | 58.7736
2023-09-08 04:00 | 76.835
2023-09-08 05:00 | 91.9702
2023-09-08 06:00 | 70.5216
2023-09-08 07:00 | 64.3228
2023-09-08 08:00 | 42.2852
2023-09-08 09:00 | 48.0745
2023-09-08 10:00 | 39.785
2023-09-08 11:00 | 21.7967
2023-09-08 12:00 | 14.3747
2023-09-08 13:00 | 12.1894
2023-09-08 14:00 | 11.097
2023-09-08 15:00 | 22.9602
2023-09-08 16:00 | 36.9642
2023-09-08 17:00 | 54.214
2023-09-08 18:00 | 70.8127
2023-09-08 19:00 | 71.5706
2023-09-08 20:00 | 67.2287
2023-09-08 21:00 | 69.7187
2023-09-08 22:00 | 57.9869
2023-09-08 23:00 | 52.8536
2023-09-09 | 62.0469
2023-09-09 01:00 | 61.778
2023-09-09 02:00 | 63.219
2023-09-09 03:00 | 73.0529
2023-09-09 04:00 | 74.8621
2023-09-09 05:00 | 79.124
2023-09-09 06:00 | 96.3836
2023-09-09 07:00
2023-09-09 08:00 | 71.5746
2023-09-09 09:00 | 57.1687
2023-09-09 10:00 | 48.2652
2023-09-09 11:00 | 29.0035
2023-09-09 12:00 | 16.9074
2023-09-09 13:00 | 13.0079
2023-09-09 14:00 | 10.4124
2023-09-09 15:00 | 14.0797
2023-09-09 16:00 | 20.3805
2023-09-09 17:00 | 32.3786
2023-09-09 18:00 | 32.5569
2023-09-09 19:00 | 28.0745
2023-09-09 20:00 | 64.5875
2023-09-09 21:00 | 66.3049
2023-09-09 22:00 | 44.2026
2023-09-09 23:00 | 51.5199
2023-09-10 | 66.9186
2023-09-10 01:00 | 73.0848
2023-09-10 02:00 | 74.325
2023-09-10 03:00 | 71.6602
2023-09-10 04:00 | 101.8856
2023-09-10 05:00 | 97.2283
2023-09-10 06:00 | 64.8363
2023-09-10 07:00 | 39.976
2023-09-10 08:00 | 45.028
2023-09-10 09:00 | 39.4052
2023-09-10 10:00 | 21.6437
2023-09-10 11:00 | 11.8919
2023-09-10 12:00 | 11.0512
2023-09-10 13:00 | 8.1127
2023-09-10 14:00 | 11.2924
2023-09-10 15:00 | 8.9939
2023-09-10 16:00 | 11.2834
2023-09-10 17:00 | 10.4157
2023-09-10 18:00 | 15.4209
2023-09-10 19:00 | 26.486
2023-09-10 20:00 | 37.8097
2023-09-10 21:00 | 42.6765
2023-09-10 22:00 | 36.0685
2023-09-10 23:00 | 38.8099
2023-09-11 | 46.2297
2023-09-11 01:00 | 42.285
2023-09-11 02:00 | 38.4112
2023-09-11 03:00 | 47.2619
2023-09-11 04:00 | 43.0466
2023-09-11 05:00 | 40.9342
2023-09-11 06:00 | 43.7444
2023-09-11 07:00 | 28.6318
2023-09-11 08:00 | 12.4126
2023-09-11 09:00 | 6.5618
2023-09-11 10:00 | 1.0161
2023-09-11 11:00
2023-09-11 12:00
2023-09-11 13:00
2023-09-11 14:00
2023-09-11 15:00 | 19.9931
2023-09-11 16:00 | 29.3754
2023-09-11 17:00 | 55.1474
2023-09-11 18:00 | 52.632
2023-09-11 19:00 | 40.9586
2023-09-11 20:00 | 44.7428
2023-09-11 21:00 | 33.1324
2023-09-11 22:00 | 25.146
2023-09-11 23:00 | 23.6897
2023-09-12 | 30.2041
2023-09-12 01:00 | 31.4942
2023-09-12 02:00 | 31.377
2023-09-12 03:00 | 25.9841
2023-09-12 04:00 | 24.3627
2023-09-12 05:00 | 38.7933
2023-09-12 06:00 | 25.7168
2023-09-12 07:00 | 15.0885
2023-09-12 08:00 | 24.9424
2023-09-12 09:00 | 25.3199
2023-09-12 10:00 | 16.1376
2023-09-12 11:00 | 11.2222
2023-09-12 12:00 | 9.6854
2023-09-12 13:00 | 10.5487
2023-09-12 14:00 | 10.1037
2023-09-12 15:00 | 22.934
2023-09-12 16:00 | 39.482
2023-09-12 17:00 | 53.2728
2023-09-12 18:00 | 45.6429
2023-09-12 19:00 | 42.9524
2023-09-12 20:00 | 46.7083
2023-09-12 21:00 | 38.1857
2023-09-12 22:00 | 40.6862
2023-09-12 23:00 | 39.2366
2023-09-13 | 32.5944
2023-09-13 01:00 | 23.1083
2023-09-13 02:00 | 40.3454
2023-09-13 03:00 | 31.2046
2023-09-13 04:00 | 28.2486
2023-09-13 05:00 | 28.5199
2023-09-13 06:00 | 20.1688
2023-09-13 07:00 | 43.0288
2023-09-13 08:00 | 30.3347
2023-09-13 09:00 | 15.382
2023-09-13 10:00 | 5.4544
2023-09-13 11:00 | 0.4288
2023-09-13 12:00
2023-09-13 13:00
2023-09-13 14:00
2023-09-13 15:00 | 6.1873
2023-09-13 16:00 | 9.6448
2023-09-13 17:00 | 12.6596
2023-09-13 18:00 | 14.8352
2023-09-13 19:00 | 13.1195
2023-09-13 20:00 | 18.6456
2023-09-13 21:00 | 20.7621
2023-09-13 22:00 | 25.9349
2023-09-13 23:00 | 19.6756
2023-09-14 | 30.9489
2023-09-14 01:00 | 28.8696
2023-09-14 02:00 | 29.3932
2023-09-14 03:00 | 30.5234
2023-09-14 04:00 | 33.4302
2023-09-14 05:00 | 48.1162
2023-09-14 06:00 | 49.0974
2023-09-14 07:00 | 39.0754
2023-09-14 08:00 | 30.5089
2023-09-14 09:00 | 21.7448
2023-09-14 10:00 | 16.0101
2023-09-14 11:00 | 11.0007
2023-09-14 12:00 | 8.4376
2023-09-14 13:00 | 7.4443
2023-09-14 14:00 | 9.8816
2023-09-14 15:00 | 19.1546
2023-09-14 16:00 | 33.0846
2023-09-14 17:00 | 18.2251
2023-09-14 18:00 | 34.3072
2023-09-14 19:00 | 42.5857
2023-09-14 20:00 | 43.8935
2023-09-14 21:00 | 44.8938
2023-09-14 22:00 | 36.1385
2023-09-14 23:00 | 48.9723
2023-09-15 | 40.0522
2023-09-15 01:00 | 38.8564
2023-09-15 02:00 | 31.3832
2023-09-15 03:00 | 42.3975
2023-09-15 04:00 | 60.9891
2023-09-15 05:00 | 55.4228
2023-09-15 06:00 | 53.0594
2023-09-15 07:00 | 46.264
2023-09-15 08:00 | 49.6233
2023-09-15 09:00 | 40.1362
2023-09-15 10:00 | 32.6761
2023-09-15 11:00 | 24.1401
2023-09-15 12:00 | 15.44
2023-09-15 13:00 | 12.1895
2023-09-15 14:00 | 10.1442
2023-09-15 15:00 | 16.0591
2023-09-15 16:00 | 23.8946
2023-09-15 17:00 | 38.9995
2023-09-15 18:00 | 45.4244
2023-09-15 19:00 | 31.6957
2023-09-15 20:00 | 42.3151
2023-09-15 21:00 | 46.0156
2023-09-15 22:00 | 67.2677
2023-09-15 23:00 | 66.9089
2023-09-16 | 54.2106
2023-09-16 01:00 | 47.2228
2023-09-16 02:00 | 51.21
2023-09-16 03:00 | 67.2958
2023-09-16 04:00 | 68.0161
2023-09-16 05:00 | 62.3121
2023-09-16 06:00 | 48.1052
2023-09-16 07:00 | 41.917
2023-09-16 08:00 | 45.1726
2023-09-16 09:00 | 28.9163
2023-09-16 10:00 | 17.1632
2023-09-16 11:00 | 6.5949
2023-09-16 12:00 | 5.717
2023-09-16 13:00 | 8.8814
2023-09-16 14:00 | 8.8988
2023-09-16 15:00 | 13.4608
2023-09-16 16:00 | 19.355
2023-09-16 17:00 | 28.4272
2023-09-16 18:00 | 30.6869
2023-09-16 19:00 | 23.024
2023-09-16 20:00 | 22.5094
2023-09-16 21:00 | 29.0083
2023-09-16 22:00 | 18.3766
2023-09-16 23:00 | 22.3831
2023-09-17 | 23.7914
2023-09-17 01:00 | 20.4614
2023-09-17 02:00 | 25.1539
2023-09-17 03:00 | 31.1502
2023-09-17 04:00 | 27.6969
2023-09-17 05:00 | 37.9336
2023-09-17 06:00 | 40.3784
2023-09-17 07:00 | 37.2609
2023-09-17 08:00 | 24.6686
2023-09-17 09:00 | 19.7128
2023-09-17 10:00 | 11.9753
2023-09-17 11:00 | 7.0686
2023-09-17 12:00 | 4.273
2023-09-17 13:00 | 7.1344
2023-09-17 14:00 | 5.2056
2023-09-17 15:00 | 1.8606
2023-09-17 16:00 | 4.153
2023-09-17 17:00 | 4.7751
2023-09-17 18:00 | 6.2087
2023-09-17 19:00
2023-09-17 20:00 | 8.1334
2023-09-17 21:00 | 11.423
2023-09-17 22:00 | 14.3462
2023-09-17 23:00 | 11.3294
2023-09-18 | 17.9612
2023-09-18 01:00 | 28.846
2023-09-18 02:00 | 27.8356
2023-09-18 03:00 | 29.0118
2023-09-18 04:00 | 22.9608
2023-09-18 05:00 | 14.0633
2023-09-18 06:00 | 11.1685
2023-09-18 07:00 | 21.7917
2023-09-18 08:00 | 18.1311
2023-09-18 09:00 | 14.6266
2023-09-18 10:00 | 4.8357
2023-09-18 11:00 | 3.3404
2023-09-18 12:00 | 3.5436
2023-09-18 13:00 | 4.8502
2023-09-18 14:00 | 2.4176
2023-09-18 15:00 | 17.4286
2023-09-18 16:00 | 21.3811
2023-09-18 17:00 | 36.5368
2023-09-18 18:00 | 32.1548
2023-09-18 19:00 | 22.3132
2023-09-18 20:00 | 15.753
2023-09-18 21:00 | 17.7395
2023-09-18 22:00 | 16.2135
2023-09-18 23:00 | 17.284
2023-09-19 | 16.7542
2023-09-19 01:00 | 19.143
2023-09-19 02:00 | 16.7599
2023-09-19 03:00 | 20.2047
2023-09-19 04:00 | 31.0559
2023-09-19 05:00 | 37.1652
2023-09-19 06:00 | 26.9687
2023-09-19 07:00 | 18.2987
2023-09-19 08:00 | 12.8478
2023-09-19 09:00 | 16.4906
2023-09-19 10:00 | 3.9965
2023-09-19 11:00
2023-09-19 12:00
2023-09-19 13:00 | 0.3543
2023-09-19 14:00
2023-09-19 15:00 | 3.9353
2023-09-19 16:00 | 19.682
2023-09-19 17:00 | 12.6595
2023-09-19 18:00 | 19.6588
2023-09-19 19:00 | 21.1345
2023-09-19 20:00 | 22.1063
2023-09-19 21:00 | 23.0986
2023-09-19 22:00 | 22.6067
2023-09-19 23:00 | 23.3386
2023-09-20 | 26.5081
2023-09-20 01:00 | 21.3036
2023-09-20 02:00 | 22.3868
2023-09-20 03:00 | 24.4916
2023-09-20 04:00 | 28.7947
2023-09-20 05:00 | 18.8284
2023-09-20 06:00 | 11.607
2023-09-20 07:00 | 13.0803
2023-09-20 08:00 | 10.4931
2023-09-20 09:00 | 9.8832
2023-09-20 10:00 | 3.3923
2023-09-20 11:00
2023-09-20 12:00
2023-09-20 13:00 | 1.5934
2023-09-20 14:00
2023-09-20 15:00 | 4.2609
2023-09-20 16:00 | 9.2772
2023-09-20 17:00 | 12.9182
2023-09-20 18:00 | 20.0756
2023-09-20 19:00 | 23.0682
2023-09-20 20:00 | 15.749
2023-09-20 21:00 | 17.2154
2023-09-20 22:00 | 15.0236
2023-09-20 23:00 | 15.2538
2023-09-21 | 19.0594
2023-09-21 01:00 | 12.7843
2023-09-21 02:00 | 14.877
2023-09-21 03:00 | 20.2055
2023-09-21 04:00 | 15.4344
2023-09-21 05:00 | 10.5606
2023-09-21 06:00 | 8.7423
2023-09-21 07:00 | 6.8753
2023-09-21 08:00 | 9.7647
2023-09-21 09:00 | 30.7159
2023-09-21 10:00 | 15.6442
2023-09-21 11:00 | 7.8179
2023-09-21 12:00 | 3.1443
2023-09-21 13:00 | 7.5684
2023-09-21 14:00 | 7.1259
2023-09-21 15:00 | 14.6925
2023-09-21 16:00 | 26.6545
2023-09-21 17:00 | 36.2979
2023-09-21 18:00 | 45.6877
2023-09-21 19:00 | 43.6987
2023-09-21 20:00 | 44.4542
2023-09-21 21:00 | 38.973
2023-09-21 22:00 | 49.726
2023-09-21 23:00 | 54.2175
2023-09-22 | 43.7716
2023-09-22 01:00 | 27.6649
2023-09-22 02:00 | 41.2093
2023-09-22 03:00 | 36.1436
2023-09-22 04:00 | 26.3668
2023-09-22 05:00 | 16.8427
2023-09-22 06:00 | 12.2362
2023-09-22 07:00 | 20.3176
2023-09-22 08:00 | 17.4176
2023-09-22 09:00 | 34.4596
2023-09-22 10:00 | 27.479
2023-09-22 11:00 | 8.3884
2023-09-22 12:00 | 8.4564
2023-09-22 13:00 | 5.803
2023-09-22 14:00 | 5.293
2023-09-22 15:00 | 12.3639
2023-09-22 16:00 | 27.8065
2023-09-22 17:00 | 28.1074
2023-09-22 18:00 | 23.7713
2023-09-22 19:00 | 23.1215
2023-09-22 20:00 | 26.1976
2023-09-22 21:00 | 42.1614
2023-09-22 22:00 | 36.6695
2023-09-22 23:00 | 42.6201
2023-09-23
2023-09-23 01:00 | 21.6924
2023-09-23 02:00 | 24.162
2023-09-23 03:00 | 26.2263
2023-09-23 04:00 | 51.6552
2023-09-23 05:00 | 55.9556
2023-09-23 06:00 | 42.9506
2023-09-23 07:00 | 20.6829
2023-09-23 08:00 | 30.0208
2023-09-23 09:00 | 30.955
2023-09-23 10:00 | 15.1339
2023-09-23 11:00 | 4.5941
2023-09-23 12:00 | 2.3854
2023-09-23 13:00 | 3.8355
2023-09-23 14:00 | 6.3681
2023-09-23 15:00 | 6.9952
2023-09-23 16:00 | 17.4633
2023-09-23 17:00 | 27.4729
2023-09-23 18:00 | 20.4793
2023-09-23 19:00 | 25.7206
2023-09-23 20:00 | 38.5776
2023-09-23 21:00 | 27.6629
2023-09-23 22:00 | 32.5884
2023-09-23 23:00 | 43.2157
2023-09-24 | 39.4074
2023-09-24 01:00 | 34.0619
2023-09-24 02:00 | 40.0446
2023-09-24 03:00 | 43.6493
2023-09-24 04:00 | 53.7324
2023-09-24 05:00 | 38.7984
2023-09-24 06:00 | 23.0346
2023-09-24 07:00 | 20.5077
2023-09-24 08:00 | 24.3006
2023-09-24 09:00 | 19.3698
2023-09-24 10:00 | 9.3346
2023-09-24 11:00 | 0.8077
2023-09-24 12:00 | 0.7448
2023-09-24 13:00 | 1.6914
2023-09-24 14:00
2023-09-24 15:00 | 2.3884
2023-09-24 16:00 | 1.0599
2023-09-24 17:00 | 4.2822
2023-09-24 18:00 | 6.2411
2023-09-24 19:00 | 9.0783
2023-09-24 20:00 | 13.1234
2023-09-24 21:00 | 7.8779
2023-09-24 22:00 | 10.6552
2023-09-24 23:00 | 11.8566
2023-09-25 | 12.7416
2023-09-25 01:00 | 14.5124
2023-09-25 02:00 | 13.244
2023-09-25 03:00 | 19.058
2023-09-25 04:00 | 16.0917
2023-09-25 05:00 | 12.9965
2023-09-25 06:00 | 13.6337
2023-09-25 07:00 | 11.1064
2023-09-25 08:00 | 4.9744
2023-09-25 09:00 | 3.5206
2023-09-25 10:00
2023-09-25 11:00 | 0.8093
2023-09-25 12:00
2023-09-25 13:00 | 0.6814
2023-09-25 14:00 | 0.6825
2023-09-25 15:00 | 9.0799
2023-09-25 16:00 | 20.9379
2023-09-25 17:00 | 38.7277
2023-09-25 18:00 | 30.2082
2023-09-25 19:00 | 39.4671
2023-09-25 20:00 | 39.8054
2023-09-25 21:00 | 35.4427
2023-09-25 22:00 | 37.9719
2023-09-25 23:00 | 43.7223
2023-09-26 | 45.2384
2023-09-26 01:00 | 42.4638
2023-09-26 02:00 | 39.9958
2023-09-26 03:00 | 36.5423
2023-09-26 04:00 | 32.7351
2023-09-26 05:00 | 56.4844
2023-09-26 06:00 | 40.1176
2023-09-26 07:00 | 39.6924
2023-09-26 08:00 | 42.7241
2023-09-26 09:00 | 38.3744
2023-09-26 10:00 | 19.6983
2023-09-26 11:00 | 13.6396
2023-09-26 12:00 | 14.7808
2023-09-26 13:00 | 10.0399
2023-09-26 14:00 | 4.9172
2023-09-26 15:00 | 19.5665
2023-09-26 16:00 | 29.3289
2023-09-26 17:00 | 23.775
2023-09-26 18:00 | 27.6904
2023-09-26 19:00 | 26.9948
2023-09-26 20:00 | 26.1592
2023-09-26 21:00 | 24.7772
2023-09-26 22:00 | 28.1261
2023-09-26 23:00 | 38.8804
2023-09-27 | 23.5786
2023-09-27 01:00 | 32.7847
2023-09-27 02:00 | 46.3425
2023-09-27 03:00 | 52.5802
2023-09-27 04:00 | 45.8776
2023-09-27 05:00 | 27.2562
2023-09-27 06:00 | 23.0304
2023-09-27 07:00 | 32.0552
2023-09-27 08:00 | 31.6188
2023-09-27 09:00 | 30.8475
2023-09-27 10:00 | 17.0975
2023-09-27 11:00 | 8.4566
2023-09-27 12:00 | 3.5889
2023-09-27 13:00 | 3.019
2023-09-27 14:00 | 4.3484
2023-09-27 15:00 | 21.144
2023-09-27 16:00 | 30.6657
2023-09-27 17:00 | 44.5909
2023-09-27 18:00 | 59.9093
2023-09-27 19:00 | 51.4689
2023-09-27 20:00 | 51.6489
2023-09-27 21:00 | 67.4038
2023-09-27 22:00 | 54.3962
2023-09-27 23:00 | 61.8781
2023-09-28 | 56.2534
2023-09-28 01:00 | 58.6143
2023-09-28 02:00 | 53.0634
2023-09-28 03:00 | 50.3524
2023-09-28 04:00 | 28.5889
2023-09-28 05:00 | 20.0081
2023-09-28 06:00 | 12.8643
2023-09-28 07:00 | 10.8441
2023-09-28 08:00 | 9.3305
2023-09-28 09:00 | 8.3168
2023-09-28 10:00 | 4.7249
2023-09-28 11:00
2023-09-28 12:00
2023-09-28 13:00
2023-09-28 14:00
2023-09-28 15:00 | 7.2454
2023-09-28 16:00 | 24.6641
2023-09-28 17:00 | 25.7902
2023-09-28 18:00 | 44.1481
2023-09-28 19:00 | 37.2148
2023-09-28 20:00 | 45.2811
2023-09-28 21:00 | 33.0352
2023-09-28 22:00 | 32.9364
2023-09-28 23:00 | 26.4266
2023-09-29 | 24.8464
2023-09-29 01:00 | 18.7366
2023-09-29 02:00 | 17.4704
2023-09-29 03:00 | 21.8238
2023-09-29 04:00 | 19.1122
2023-09-29 05:00 | 24.5494
2023-09-29 06:00 | 13.9407
2023-09-29 07:00 | 10.3388
2023-09-29 08:00 | 9.8389
2023-09-29 09:00 | 13.4998
2023-09-29 10:00 | 4.8504
2023-09-29 11:00 | 2.4509
2023-09-29 12:00 | 3.3367
2023-09-29 13:00
2023-09-29 14:00
2023-09-29 15:00 | 5.2255
2023-09-29 16:00 | 11.6633
2023-09-29 17:00 | 28.5722
2023-09-29 18:00 | 48.7294
2023-09-29 19:00 | 47.3881
2023-09-29 20:00 | 46.3802
2023-09-29 21:00 | 41.9074
2023-09-29 22:00 | 40.7224
2023-09-29 23:00 | 43.8218
2023-09-30 | 43.6342
2023-09-30 01:00 | 43.5349
2023-09-30 02:00 | 36.4532
2023-09-30 03:00 | 25.9177
2023-09-30 04:00 | 31.6572
2023-09-30 05:00 | 45.4691
2023-09-30 06:00 | 58.6576
2023-09-30 07:00 | 38.3037
2023-09-30 08:00 | 38.091
2023-09-30 09:00 | 28.0166
2023-09-30 10:00 | 15.2076
2023-09-30 11:00 | 10.9133
2023-09-30 12:00 | 5.4818
2023-09-30 13:00 | 9.9044
2023-09-30 14:00 | 6.5596
2023-09-30 15:00 | 18.6649
2023-09-30 16:00 | 26.8182
2023-09-30 17:00 | 34.2453
2023-09-30 18:00 | 33.817
2023-09-30 19:00 | 43.3454
2023-09-30 20:00 | 50.0245
2023-09-30 21:00 | 53.0684
2023-09-30 22:00 | 47.8977
2023-09-30 23:00 | 27.706
2023-10-01 | 26.685
2023-10-01 01:00 | 24.2245
2023-10-01 02:00 | 24.1663
2023-10-01 03:00 | 26.6164
2023-10-01 04:00 | 34.0105
2023-10-01 05:00 | 32.0584
2023-10-01 06:00 | 24.6787
2023-10-01 07:00 | 20.2575
2023-10-01 08:00 | 23.095
2023-10-01 09:00 | 17.4822
2023-10-01 10:00 | 23.9837
2023-10-01 11:00 | 14.3322
2023-10-01 12:00 | 15.5995
2023-10-01 13:00 | 8.8341
2023-10-01 14:00 | 9.9073
2023-10-01 15:00 | 9.6568
2023-10-01 16:00 | 9.2133
2023-10-01 17:00 | 11.0405
2023-10-01 18:00 | 20.0059
2023-10-01 19:00 | 19.3063
2023-10-01 20:00 | 18.2295
2023-10-01 21:00 | 18.9156
2023-10-01 22:00 | 23.8476
2023-10-01 23:00 | 35.7154
2023-10-02 | 27.7599
2023-10-02 01:00 | 26.8784
2023-10-02 02:00 | 29.22
2023-10-02 03:00 | 31.3061
2023-10-02 04:00 | 27.4439
2023-10-02 05:00 | 23.2838
2023-10-02 06:00 | 28.5827
2023-10-02 07:00 | 34.7682
2023-10-02 08:00 | 37.5405
2023-10-02 09:00 | 30.9173
2023-10-02 10:00 | 24.3002
2023-10-02 11:00 | 14.7726
2023-10-02 12:00 | 11.2316
2023-10-02 13:00 | 14.3293
2023-10-02 14:00 | 9.8438
2023-10-02 15:00 | 13.879
2023-10-02 16:00 | 30.6656
2023-10-02 17:00 | 31.375
2023-10-02 18:00 | 41.0466
2023-10-02 19:00 | 40.248
2023-10-02 20:00 | 55.1598
2023-10-02 21:00 | 56.8747
2023-10-02 22:00 | 54.431
2023-10-02 23:00 | 40.4871
2023-10-03 | 52.2301
2023-10-03 01:00 | 41.7044
2023-10-03 02:00 | 58.9148
2023-10-03 03:00 | 51.972
2023-10-03 04:00 | 40.3968
2023-10-03 05:00 | 38.8845
2023-10-03 06:00 | 32.6484
2023-10-03 07:00 | 30.9329
2023-10-03 08:00 | 19.3188
2023-10-03 09:00 | 14.7593
2023-10-03 10:00 | 2.3871
2023-10-03 11:00 | 1.7554
2023-10-03 12:00
2023-10-03 13:00 | 2.9564
2023-10-03 14:00 | 2.8289
2023-10-03 15:00 | 11.2906
2023-10-03 16:00 | 27.2442
2023-10-03 17:00 | 38.4684
2023-10-03 18:00 | 47.7104
2023-10-03 19:00 | 45.2486
2023-10-03 20:00 | 38.002
2023-10-03 21:00
2023-10-03 22:00 | 26.6089
2023-10-03 23:00 | 29.6434
2023-10-04 | 30.2697
2023-10-04 01:00 | 34.1189
2023-10-04 02:00 | 32.2369
2023-10-04 03:00 | 43.5868
2023-10-04 04:00 | 56.816
2023-10-04 05:00 | 63.8754
2023-10-04 06:00 | 47.9939
2023-10-04 07:00 | 38.8097
2023-10-04 08:00 | 34.9532
2023-10-04 09:00 | 31.9192
2023-10-04 10:00 | 21.7684
2023-10-04 11:00 | 9.0232
2023-10-04 12:00 | 5.9918
2023-10-04 13:00 | 5.1696
2023-10-04 14:00 | 6.1773
2023-10-04 15:00 | 16.4591
2023-10-04 16:00 | 39.0294
2023-10-04 17:00 | 54.7228
2023-10-04 18:00 | 51.5622
2023-10-04 19:00 | 44.5085
2023-10-04 20:00 | 42.316
2023-10-04 21:00 | 28.0588
2023-10-04 22:00 | 24.0288
2023-10-04 23:00 | 22.0705
2023-10-05 | 21.7567
2023-10-05 01:00 | 20.2472
2023-10-05 02:00 | 23.1475
2023-10-05 03:00 | 28.9526
2023-10-05 04:00 | 25.4231
2023-10-05 05:00 | 21.6364
2023-10-05 06:00 | 15.068
2023-10-05 07:00 | 23.2203
2023-10-05 08:00 | 40.7039
2023-10-05 09:00 | 41.0112
2023-10-05 10:00 | 22.2158
2023-10-05 11:00 | 7.8838
2023-10-05 12:00 | 4.0308
2023-10-05 13:00 | 8.0129
2023-10-05 14:00 | 4.3495
2023-10-05 15:00 | 27.3643
2023-10-05 16:00 | 41.2652
2023-10-05 17:00 | 54.6336
2023-10-05 18:00 | 53.8818
2023-10-05 19:00 | 53.5268
2023-10-05 20:00 | 48.045
2023-10-05 21:00 | 38.2152
2023-10-05 22:00 | 37.081
2023-10-05 23:00 | 46.0319
2023-10-06 | 52.7448
2023-10-06 01:00 | 38.9766
2023-10-06 02:00 | 43.9057
2023-10-06 03:00 | 41.2684
2023-10-06 04:00 | 41.1284
2023-10-06 05:00 | 47.0866
2023-10-06 06:00 | 29.6065
2023-10-06 07:00 | 15.2654
2023-10-06 08:00 | 15.3939
2023-10-06 09:00 | 21.9619
2023-10-06 10:00 | 7.2524
2023-10-06 11:00 | 1.946
2023-10-06 12:00 | 0.9363
2023-10-06 13:00 | 2.0736
2023-10-06 14:00 | 5.7391
2023-10-06 15:00 | 8.6406
2023-10-06 16:00 | 21.1996
2023-10-06 17:00 | 25.9311
2023-10-06 18:00 | 30.6708
2023-10-06 19:00 | 36.022
2023-10-06 20:00 | 34.0817
2023-10-06 21:00 | 30.0904
2023-10-06 22:00 | 26.8713
2023-10-06 23:00 | 33.6847
2023-10-07 | 34.8208
2023-10-07 01:00 | 40.8825
2023-10-07 02:00 | 21.5772
2023-10-07 03:00 | 24.861
2023-10-07 04:00 | 28.9643
2023-10-07 05:00 | 28.8485
2023-10-07 06:00 | 17.1608
2023-10-07 07:00 | 23.4846
2023-10-07 08:00 | 28.3344
2023-10-07 09:00 | 30.3489
2023-10-07 10:00 | 13.817
2023-10-07 11:00 | 3.6512
2023-10-07 12:00 | 3.208
2023-10-07 13:00 | 2.0082
2023-10-07 14:00 | 2.197
2023-10-07 15:00 | 6.3033
2023-10-07 16:00 | 13.758
2023-10-07 17:00 | 18.5549
2023-10-07 18:00 | 17.2858
2023-10-07 19:00 | 25.479
2023-10-07 20:00 | 23.3374
2023-10-07 21:00 | 29.5978
2023-10-07 22:00 | 29.2829
2023-10-07 23:00 | 31.9929
2023-10-08 | 33.6225
2023-10-08 01:00 | 44.8113
2023-10-08 02:00 | 36.2922
2023-10-08 03:00 | 40.8477
2023-10-08 04:00 | 70.2755
2023-10-08 05:00 | 43.3703
2023-10-08 06:00 | 41.2896
2023-10-08 07:00 | 45.6886
2023-10-08 08:00 | 57.5391
2023-10-08 09:00 | 57.4271
2023-10-08 10:00 | 40.1494
2023-10-08 11:00 | 29.4991
2023-10-08 12:00 | 26.9096
2023-10-08 13:00 | 30.0653
2023-10-08 14:00 | 27.3486
2023-10-08 15:00 | 23.1792
2023-10-08 16:00 | 23.0477
2023-10-08 17:00 | 24.6744
2023-10-08 18:00 | 22.6339
2023-10-08 19:00 | 35.4495
2023-10-08 20:00 | 36.7787
2023-10-08 21:00 | 32.3706
2023-10-08 22:00 | 39.6908
2023-10-08 23:00 | 44.4882
2023-10-09 | 37.3035
2023-10-09 01:00 | 44.6399
2023-10-09 02:00 | 44.6684
2023-10-09 03:00 | 54.282
2023-10-09 04:00 | 51.3263
2023-10-09 05:00 | 61.4786
2023-10-09 06:00 | 55.1086
2023-10-09 07:00 | 47.8586
2023-10-09 08:00 | 50.9082
2023-10-09 09:00 | 48.6932
2023-10-09 10:00 | 36.8019
2023-10-09 11:00 | 25.6374
2023-10-09 12:00 | 17.6225
2023-10-09 13:00 | 19.5209
2023-10-09 14:00 | 21.533
2023-10-09 15:00 | 28.8211
2023-10-09 16:00 | 39.3694
2023-10-09 17:00 | 52.8813
2023-10-09 18:00 | 59.7912
2023-10-09 19:00 | 61.0814
2023-10-09 20:00 | 63.1189
2023-10-09 21:00 | 56.3796
2023-10-09 22:00 | 51.8608
2023-10-09 23:00 | 55.8312
2023-10-10 | 56.66
2023-10-10 01:00 | 43.3999
2023-10-10 02:00 | 48.5244
2023-10-10 03:00 | 56.3439
2023-10-10 04:00 | 59.6836
2023-10-10 05:00 | 57.7973
2023-10-10 06:00 | 46.6345
2023-10-10 07:00 | 33.8929
2023-10-10 08:00 | 40.7642
2023-10-10 09:00 | 45.9075
2023-10-10 10:00 | 31.7802
2023-10-10 11:00 | 22.9458
2023-10-10 12:00 | 19.5691
2023-10-10 13:00 | 18.4871
2023-10-10 14:00 | 15.9658
2023-10-10 15:00 | 21.0577
2023-10-10 16:00 | 27.9606
2023-10-10 17:00 | 37.3983
2023-10-10 18:00 | 46.2775
2023-10-10 19:00 | 48.5858
2023-10-10 20:00 | 44.3699
2023-10-10 21:00 | 36.7704
2023-10-10 22:00 | 39.4879
2023-10-10 23:00 | 28.7093
2023-10-11 | 26.9458
2023-10-11 01:00 | 21.4528
2023-10-11 02:00 | 22.0831
2023-10-11 03:00 | 34.3307
2023-10-11 04:00 | 29.9079
2023-10-11 05:00 | 22.534
2023-10-11 06:00 | 13.6908
2023-10-11 07:00 | 21.0818
2023-10-11 08:00 | 18.0231
2023-10-11 09:00 | 14.3888
2023-10-11 10:00 | 6.917
2023-10-11 11:00 | 1.2598
2023-10-11 12:00 | 0.0624
2023-10-11 13:00 | 1.0043
2023-10-11 14:00 | 1.95
2023-10-11 15:00 | 10.3075
2023-10-11 16:00
2023-10-11 17:00
2023-10-11 18:00
2023-10-11 19:00 | 53.8595
2023-10-11 20:00 | 51.5324
2023-10-11 21:00 | 31.5356
2023-10-11 22:00 | 57.0956
2023-10-11 23:00 | 39.5143
2023-10-12 | 40.2996
2023-10-12 01:00 | 26.9766
2023-10-12 02:00 | 28.3322
2023-10-12 03:00 | 27.1283
2023-10-12 04:00 | 26.2116
2023-10-12 05:00 | 25.3065
2023-10-12 06:00 | 24.9085
2023-10-12 07:00 | 35.7615
2023-10-12 08:00 | 26.2286
2023-10-12 09:00 | 40.0341
2023-10-12 10:00 | 12.2281
2023-10-12 11:00 | 5.9426
2023-10-12 12:00 | 4.8809
2023-10-12 13:00 | 5.7522
2023-10-12 14:00 | 3.6742
2023-10-12 15:00 | 8.3708
2023-10-12 16:00 | 33.6326
2023-10-12 17:00 | 23.0543
2023-10-12 18:00 | 22.9457
2023-10-12 19:00 | 22.2689
2023-10-12 20:00 | 16.9532
2023-10-12 21:00 | 23.1997
2023-10-12 22:00 | 26.4792
2023-10-12 23:00 | 27.4169
2023-10-13 | 31.4426
2023-10-13 01:00 | 28.0901
2023-10-13 02:00 | 21.3495
2023-10-13 03:00 | 20.9612
2023-10-13 04:00 | 21.4412
2023-10-13 05:00 | 19.6063
2023-10-13 06:00 | 17.8631
2023-10-13 07:00 | 24.0366
2023-10-13 08:00 | 22.201
2023-10-13 09:00 | 19.836
2023-10-13 10:00 | 10.1618
2023-10-13 11:00 | 1.2648
2023-10-13 12:00 | 0.9746
2023-10-13 13:00 | 1.7966
2023-10-13 14:00 | 2.6633
2023-10-13 15:00 | 5.0884
2023-10-13 16:00 | 10.0686
2023-10-13 17:00 | 13.8889
2023-10-13 18:00 | 14.8696
2023-10-13 19:00 | 12.1507
2023-10-13 20:00 | 19.797
2023-10-13 21:00 | 19.9454
2023-10-13 22:00 | 31.8744
2023-10-13 23:00 | 26.4408
2023-10-14 | 24.889
2023-10-14 01:00 | 17.4857
2023-10-14 02:00 | 37.0276
2023-10-14 03:00 | 30.0009
2023-10-14 04:00 | 27.2126
2023-10-14 05:00 | 19.0285
2023-10-14 06:00 | 9.685
2023-10-14 07:00 | 11.3693
2023-10-14 08:00 | 13.9352
2023-10-14 09:00 | 14.8596
2023-10-14 10:00 | 13.3129
2023-10-14 11:00 | 14.4699
2023-10-14 12:00 | 10.0648
2023-10-14 13:00 | 11.23
2023-10-14 14:00 | 7.018
2023-10-14 15:00 | 5.2819
2023-10-14 16:00 | 9.9797
2023-10-14 17:00 | 18.126
2023-10-14 18:00 | 31.0873
2023-10-14 19:00 | 27.6422
2023-10-14 20:00 | 25.6167
2023-10-14 21:00 | 30.2769
2023-10-14 22:00 | 24.1954
2023-10-14 23:00 | 27.229
2023-10-15 | 27.8752
2023-10-15 01:00 | 27.317
2023-10-15 02:00 | 21.1975
2023-10-15 03:00 | 29.5914
2023-10-15 04:00 | 36.8158
2023-10-15 05:00 | 30.0634
2023-10-15 06:00
2023-10-15 07:00
2023-10-15 08:00 | 20.5809
2023-10-15 09:00 | 21.2522
2023-10-15 10:00 | 15.5866
2023-10-15 11:00 | 7.3559
2023-10-15 12:00 | 6.8723
2023-10-15 13:00 | 4.8433
2023-10-15 14:00 | 3.9243
2023-10-15 15:00 | 6.1994
2023-10-15 16:00 | 5.3249
2023-10-15 17:00 | 10.3567
2023-10-15 18:00 | 10.2198
2023-10-15 19:00 | 14.2891
2023-10-15 20:00 | 11.5358
2023-10-15 21:00 | 18.1145
2023-10-15 22:00 | 13.658
2023-10-15 23:00 | 15.6364
2023-10-16 | 13.0748
2023-10-16 01:00 | 16.3168
2023-10-16 02:00 | 19.551
2023-10-16 03:00 | 27.285
2023-10-16 04:00 | 38.5398
2023-10-16 05:00 | 40.175
2023-10-16 06:00 | 34.3532
2023-10-16 07:00 | 33.4864
2023-10-16 08:00 | 29.9463
2023-10-16 09:00 | 22.3537
2023-10-16 10:00 | 13.1514
2023-10-16 11:00 | 7.4013
2023-10-16 12:00 | 4.4049
2023-10-16 13:00 | 4.4083
2023-10-16 14:00 | 5.8084
2023-10-16 15:00 | 18.2954
2023-10-16 16:00 | 33.972
2023-10-16 17:00 | 38.0414
2023-10-16 18:00 | 43.9819
2023-10-16 19:00 | 29.5031
2023-10-16 20:00 | 30.5536
2023-10-16 21:00 | 19.8663
2023-10-16 22:00 | 18.793
2023-10-16 23:00 | 23.8872
2023-10-17 | 22.225
2023-10-17 01:00 | 15.4364
2023-10-17 02:00 | 17.1782
2023-10-17 03:00 | 26.4837
2023-10-17 04:00 | 28.5086
2023-10-17 05:00 | 28.5525
2023-10-17 06:00 | 24.954
2023-10-17 07:00 | 20.2183
2023-10-17 08:00 | 19.8979
2023-10-17 09:00 | 23.5205
2023-10-17 10:00 | 15.9357
2023-10-17 11:00 | 8.7872
2023-10-17 12:00 | 8.4496
2023-10-17 13:00 | 7.6285
2023-10-17 14:00 | 8.4011
2023-10-17 15:00 | 14.4862
2023-10-17 16:00 | 22.5065
2023-10-17 17:00 | 22.6025
2023-10-17 18:00 | 22.2643
2023-10-17 19:00 | 15.4067
2023-10-17 20:00 | 15.6021
2023-10-17 21:00 | 15.0227
2023-10-17 22:00 | 14.2979
2023-10-17 23:00 | 16.2777
2023-10-18 | 20.6223
2023-10-18 01:00 | 23.9066
2023-10-18 02:00 | 23.2768
2023-10-18 03:00 | 25.3567
2023-10-18 04:00 | 27.2369
2023-10-18 05:00 | 24.1896
2023-10-18 06:00 | 17.4787
2023-10-18 07:00 | 16.7536
2023-10-18 08:00 | 17.6713
2023-10-18 09:00 | 15.8375
2023-10-18 10:00 | 14.5324
2023-10-18 11:00 | 11.2973
2023-10-18 12:00 | 11.2006
2023-10-18 13:00 | 10.5249
2023-10-18 14:00 | 12.2624
2023-10-18 15:00 | 17.4293
2023-10-18 16:00 | 15.1638
2023-10-18 17:00 | 16.9461
2023-10-18 18:00 | 13.9602
2023-10-18 19:00 | 20.0939
2023-10-18 20:00 | 13.4765
2023-10-18 21:00 | 15.067
2023-10-18 22:00 | 13.6712
2023-10-18 23:00 | 13.5203
2023-10-19 | 10.4327
2023-10-19 01:00 | 12.4616
2023-10-19 02:00 | 20.1396
2023-10-19 03:00 | 21.6905
2023-10-19 04:00 | 10.1393
2023-10-19 05:00 | 7.39
2023-10-19 06:00 | 6.2793
2023-10-19 07:00 | 7.6796
2023-10-19 08:00 | 10.676
2023-10-19 09:00 | 9.3703
2023-10-19 10:00 | 4.5887
2023-10-19 11:00 | 1.9808
2023-10-19 12:00 | 1.6428
2023-10-19 13:00 | 1.9807
2023-10-19 14:00 | 2.2219
2023-10-19 15:00 | 3.9607
2023-10-19 16:00 | 10.8187
2023-10-19 17:00 | 11.1088
2023-10-19 18:00 | 15.8419
2023-10-19 19:00 | 15.5047
2023-10-19 20:00 | 22.7956
2023-10-19 21:00 | 23.9581
2023-10-19 22:00 | 22.6018
2023-10-19 23:00 | 23.0398
2023-10-20 | 21.1053
2023-10-20 01:00 | 24.5218
2023-10-20 02:00 | 36.4242
2023-10-20 03:00 | 22.6525
2023-10-20 04:00 | 28.8824
2023-10-20 05:00 | 51.0112
2023-10-20 06:00 | 28.7318
2023-10-20 07:00 | 32.0178
2023-10-20 08:00 | 33.3757
2023-10-20 09:00 | 32.6515
2023-10-20 10:00 | 12.2182
2023-10-20 11:00 | 11.6371
2023-10-20 12:00 | 6.2777
2023-10-20 13:00 | 7.0024
2023-10-20 14:00 | 3.719
2023-10-20 15:00 | 19.6603
2023-10-20 16:00 | 38.8357
2023-10-20 17:00 | 48.214
2023-10-20 18:00 | 52.5081
2023-10-20 19:00 | 42.7995
2023-10-20 20:00 | 38.6558
2023-10-20 21:00 | 28.3594
2023-10-20 22:00 | 36.6661
2023-10-20 23:00 | 37.4782
2023-10-21 | 35.9949
2023-10-21 01:00 | 30.623
2023-10-21 02:00 | 40.9184
2023-10-21 03:00 | 30.0899
2023-10-21 04:00 | 28.7858
2023-10-21 05:00 | 34.0992
2023-10-21 06:00 | 19.8512
2023-10-21 07:00 | 20.478
2023-10-21 08:00 | 27.9655
2023-10-21 09:00 | 25.2114
2023-10-21 10:00 | 18.546
2023-10-21 11:00 | 5.9891
2023-10-21 12:00 | 3.3815
2023-10-21 13:00 | 1.8854
2023-10-21 14:00 | 2.2224
2023-10-21 15:00 | 3.0916
2023-10-21 16:00 | 4.5892
2023-10-21 17:00 | 7.2933
2023-10-21 18:00 | 5.8459
2023-10-21 19:00 | 10.5779
2023-10-21 20:00 | 20.2374
2023-10-21 21:00 | 15.4102
2023-10-21 22:00 | 27.9187
2023-10-21 23:00 | 16.811
2023-10-22 | 16.6685
2023-10-22 01:00 | 29.231
2023-10-22 02:00 | 39.7243
2023-10-22 03:00 | 37.5582
2023-10-22 04:00 | 20.4841
2023-10-22 05:00 | 28.8508
2023-10-22 06:00 | 27.641
2023-10-22 07:00 | 28.7019
2023-10-22 08:00 | 34.3618
2023-10-22 09:00 | 31.8946
2023-10-22 10:00 | 26.2835
2023-10-22 11:00 | 17.5339
2023-10-22 12:00 | 15.214
2023-10-22 13:00 | 17.193
2023-10-22 14:00 | 12.073
2023-10-22 15:00 | 11.0103
2023-10-22 16:00 | 15.0669
2023-10-22 17:00 | 19.6553
2023-10-22 18:00 | 22.8507
2023-10-22 19:00 | 27.9346
2023-10-22 20:00 | 24.7857
2023-10-22 21:00 | 22.5651
2023-10-22 22:00 | 29.7116
2023-10-22 23:00 | 30.8681
2023-10-23 | 31.5954
2023-10-23 01:00 | 34.155
2023-10-23 02:00 | 25.3578
2023-10-23 03:00 | 42.8884
2023-10-23 04:00 | 39.6566
2023-10-23 05:00 | 58.8821
2023-10-23 06:00 | 43.1178
2023-10-23 07:00 | 38.5535
2023-10-23 08:00 | 34.4411
2023-10-23 09:00 | 29.4162
2023-10-23 10:00 | 26.2676
2023-10-23 11:00 | 20.713
2023-10-23 12:00 | 14.6289
2023-10-23 13:00 | 13.1331
2023-10-23 14:00 | 11.1052
2023-10-23 15:00 | 26.803
2023-10-23 16:00 | 18.2086
2023-10-23 17:00 | 39.1352
2023-10-23 18:00 | 31.2078
2023-10-23 19:00 | 35.5494
2023-10-23 20:00 | 32.2735
2023-10-23 21:00 | 32.6035
2023-10-23 22:00 | 24.1002
2023-10-23 23:00 | 19.416
2023-10-24 | 19.1276
2023-10-24 01:00 | 17.294
2023-10-24 02:00 | 29.4716
2023-10-24 03:00 | 28.6458
2023-10-24 04:00 | 19.2696
2023-10-24 05:00 | 16.029
2023-10-24 06:00 | 13.1343
2023-10-24 07:00 | 16.1768
2023-10-24 08:00 | 24.1967
2023-10-24 09:00 | 28.4721
2023-10-24 10:00 | 15.6795
2023-10-24 11:00 | 11.7259
2023-10-24 12:00 | 9.3126
2023-10-24 13:00 | 7.4313
2023-10-24 14:00 | 9.2164
2023-10-24 15:00 | 13.8792
2023-10-24 16:00 | 25.6517
2023-10-24 17:00 | 52.899
2023-10-24 18:00 | 49.4119
2023-10-24 19:00 | 52.7486
2023-10-24 20:00 | 60.321
2023-10-24 21:00 | 53.0317
2023-10-24 22:00 | 43.055
2023-10-24 23:00 | 45.7248
2023-10-25 | 49.5831
2023-10-25 01:00 | 48.767
2023-10-25 02:00 | 61.719
2023-10-25 03:00 | 61.8888
2023-10-25 04:00 | 50.3354
2023-10-25 05:00 | 51.5999
2023-10-25 06:00 | 26.1663
2023-10-25 07:00 | 37.6436
2023-10-25 08:00 | 22.8997
2023-10-25 09:00 | 25.8941
2023-10-25 10:00 | 14.617
2023-10-25 11:00 | 7.7676
2023-10-25 12:00 | 5.5008
2023-10-25 13:00 | 6.1747
2023-10-25 14:00 | 4.5348
2023-10-25 15:00 | 9.781
2023-10-25 16:00 | 19.1674
2023-10-25 17:00 | 34.29
2023-10-25 18:00 | 33.508
2023-10-25 19:00 | 33.4236
2023-10-25 20:00 | 33.0572
2023-10-25 21:00 | 23.8788
2023-10-25 22:00 | 25.9576
2023-10-25 23:00 | 23.1813
2023-10-26 | 26.4385
2023-10-26 01:00 | 32.0228
2023-10-26 02:00 | 29.7212
2023-10-26 03:00 | 31.2805
2023-10-26 04:00 | 44.6383
2023-10-26 05:00 | 45.6804
2023-10-26 06:00 | 41.4095
2023-10-26 07:00 | 41.1374
2023-10-26 08:00 | 31.4804
2023-10-26 09:00 | 28.8193
2023-10-26 10:00 | 17.7895
2023-10-26 11:00 | 9.3592
2023-10-26 12:00 | 11.1952
2023-10-26 13:00 | 5.9837
2023-10-26 14:00 | 4.9698
2023-10-26 15:00 | 10.6081
2023-10-26 16:00 | 27.3402
2023-10-26 17:00 | 32.0756
2023-10-26 18:00 | 21.624
2023-10-26 19:00 | 31.861
2023-10-26 20:00 | 38.2534
2023-10-26 21:00 | 30.1295
2023-10-26 22:00 | 37.8587
2023-10-26 23:00 | 40.3857
2023-10-27 | 42.5916
2023-10-27 01:00 | 37.0945
2023-10-27 02:00 | 39.3112
2023-10-27 03:00 | 37.6778
2023-10-27 04:00 | 42.8542
2023-10-27 05:00 | 57.942
2023-10-27 06:00 | 55.5084
2023-10-27 07:00 | 49.4032
2023-10-27 08:00 | 39.7942
2023-10-27 09:00 | 42.4569
2023-10-27 10:00 | 35.697
2023-10-27 11:00 | 30.3351
2023-10-27 12:00 | 29.2714
2023-10-27 13:00 | 17.2181
2023-10-27 14:00 | 5.6444
2023-10-27 15:00 | 16.5769
2023-10-27 16:00 | 25.9738
2023-10-27 17:00 | 36.451
2023-10-27 18:00 | 39.1971
2023-10-27 19:00 | 64.527
2023-10-27 20:00 | 49.986
2023-10-27 21:00 | 42.5202
2023-10-27 22:00 | 35.2012
2023-10-27 23:00 | 30.6429
2023-10-28 | 42.7416
2023-10-28 01:00 | 39.2414
2023-10-28 02:00 | 56.9041
2023-10-28 03:00 | 58.3579
2023-10-28 04:00 | 35.8063
2023-10-28 05:00 | 24.5755
2023-10-28 06:00 | 56.1049
2023-10-28 07:00 | 48.1
2023-10-28 08:00 | 16.0538
2023-10-28 09:00 | 29.34
2023-10-28 10:00 | 38.996
2023-10-28 11:00 | 14.6532
2023-10-28 12:00 | 10.9498
2023-10-28 13:00 | 8.2937
2023-10-28 14:00 | 5.8837
2023-10-28 15:00 | 13.5503
2023-10-28 16:00 | 20.6267
2023-10-28 17:00 | 28.855
2023-10-28 18:00 | 24.6135
2023-10-28 19:00 | 19.1701
2023-10-28 20:00 | 18.9326
2023-10-28 21:00 | 28.6148
2023-10-28 22:00 | 30.0145
2023-10-28 23:00 | 19.8462
2023-10-29 | 17.682
2023-10-29 01:00 | 17.0963
2023-10-29 02:00 | 17.3972
2023-10-29 03:00 | 17.5794
2023-10-29 04:00 | 19.1221
2023-10-29 05:00 | 11.948
2023-10-29 06:00 | 12.0035
2023-10-29 07:00 | 10.75
2023-10-29 08:00 | 10.2192
2023-10-29 09:00 | 12.0028
2023-10-29 10:00 | 12.3868
2023-10-29 11:00 | 10.7038
2023-10-29 12:00 | 7.4262
2023-10-29 13:00 | 5.9322
2023-10-29 14:00 | 6.5114
2023-10-29 15:00 | 7.329
2023-10-29 16:00 | 6.3674
2023-10-29 17:00 | 7.2835
2023-10-29 18:00 | 13.7876
2023-10-29 19:00 | 8.4374
2023-10-29 20:00 | 12.3377
2023-10-29 21:00 | 14.1204
2023-10-29 22:00 | 14.0213
2023-10-29 23:00 | 12.283
2023-10-30 | 17.6304
2023-10-30 01:00 | 29.3471
2023-10-30 02:00 | 22.8353
2023-10-30 03:00 | 26.8897
2023-10-30 04:00 | 16.093
2023-10-30 05:00 | 17.449
2023-10-30 06:00 | 16.342
2023-10-30 07:00 | 8.8706
2023-10-30 08:00 | 6.1253
2023-10-30 09:00 | 7.5189
2023-10-30 10:00 | 6.7035
2023-10-30 11:00 | 4.1009
2023-10-30 12:00 | 3.619
2023-10-30 13:00 | 3.9563
2023-10-30 14:00 | 4.631
2023-10-30 15:00 | 4.7292
2023-10-30 16:00 | 11.1906
2023-10-30 17:00 | 14.9409
2023-10-30 18:00 | 18.9308
2023-10-30 19:00 | 19.3642
2023-10-30 20:00 | 21.3421
2023-10-30 21:00 | 32.5918
2023-10-30 22:00 | 39.1406
2023-10-30 23:00 | 32.7152
2023-10-31 | 32.5192
2023-10-31 01:00 | 33.5724
2023-10-31 02:00 | 55.0276
2023-10-31 03:00 | 51.3264
2023-10-31 04:00 | 44.1586
2023-10-31 05:00 | 42.4429
2023-10-31 06:00 | 51.1766
2023-10-31 07:00 | 52.2378
2023-10-31 08:00 | 44.671
2023-10-31 09:00 | 39.6429
2023-10-31 10:00 | 34.3234
2023-10-31 11:00 | 29.973
2023-10-31 12:00 | 29.0273
2023-10-31 13:00 | 19.8772
2023-10-31 14:00 | 18.9087
2023-10-31 15:00 | 18.3796
2023-10-31 16:00 | 30.6509
2023-10-31 17:00 | 26.9592
2023-10-31 18:00 | 33.0419
2023-10-31 19:00 | 26.5788
2023-10-31 20:00 | 38.3557
2023-10-31 21:00 | 41.3399
2023-10-31 22:00 | 29.8578
2023-10-31 23:00 | 28.2267
2023-11-01 | 37.0322
2023-11-01 01:00 | 31.7812
2023-11-01 02:00 | 22.2964
2023-11-01 03:00 | 34.582
2023-11-01 04:00 | 25.6098
2023-11-01 05:00 | 22.4351
2023-11-01 06:00 | 22.0183
2023-11-01 07:00 | 20.525
2023-11-01 08:00 | 37.819
2023-11-01 09:00 | 30.2586
2023-11-01 10:00 | 20.091
2023-11-01 11:00 | 8.1988
2023-11-01 12:00 | 4.8251
2023-11-01 13:00 | 3.956
2023-11-01 14:00 | 3.6675
2023-11-01 15:00 | 4.4395
2023-11-01 16:00 | 7.7144
2023-11-01 17:00 | 8.3394
2023-11-01 18:00 | 13.4966
2023-11-01 19:00 | 12.339
2023-11-01 20:00 | 20.4369
2023-11-01 21:00 | 23.7599
2023-11-01 22:00 | 22.5517
2023-11-01 23:00 | 28.1546
2023-11-02 | 15.8914
2023-11-02 01:00 | 18.5398
2023-11-02 02:00 | 22.3436
2023-11-02 03:00 | 34.9144
2023-11-02 04:00 | 28.5706
2023-11-02 05:00 | 15.3176
2023-11-02 06:00 | 15.7146
2023-11-02 07:00 | 11.6178
2023-11-02 08:00 | 7.5183
2023-11-02 09:00 | 11.0359
2023-11-02 10:00 | 6.7483
2023-11-02 11:00 | 5.7884
2023-11-02 12:00 | 3.2812
2023-11-02 13:00 | 3.0884
2023-11-02 14:00 | 3.04
2023-11-02 15:00 | 3.089
2023-11-02 16:00 | 5.3988
2023-11-02 17:00 | 6.5528
2023-11-02 18:00 | 15.4162
2023-11-02 19:00 | 29.6326
2023-11-02 20:00 | 32.1373
2023-11-02 21:00 | 26.4957
2023-11-02 22:00 | 40.5486
2023-11-02 23:00 | 13.6011
2023-11-03 | 9.5003
2023-11-03 01:00 | 10.1277
2023-11-03 02:00 | 19.2747
2023-11-03 03:00 | 30.2939
2023-11-03 04:00 | 25.936
2023-11-03 05:00 | 23.6351
2023-11-03 06:00 | 28.7138
2023-11-03 07:00 | 24.8088
2023-11-03 08:00 | 26.0142
2023-11-03 09:00 | 21.5819
2023-11-03 10:00 | 21.6378
2023-11-03 11:00 | 11.2781
2023-11-03 12:00 | 6.1263
2023-11-03 13:00 | 4.3907
2023-11-03 14:00 | 5.8369
2023-11-03 15:00 | 8.4882
2023-11-03 16:00 | 20.2458
2023-11-03 17:00 | 50.2254
2023-11-03 18:00 | 64.2945
2023-11-03 19:00 | 64.2622
2023-11-03 20:00 | 30.6872
2023-11-03 21:00 | 25.6137
2023-11-03 22:00 | 32.4581
2023-11-03 23:00 | 37.6055
2023-11-04 | 22.3084
2023-11-04 01:00 | 24.2584
2023-11-04 02:00 | 20.8512
2023-11-04 03:00 | 19.5015
2023-11-04 04:00 | 48.1238
2023-11-04 05:00 | 43.8816
2023-11-04 06:00 | 36.267
2023-11-04 07:00 | 40.8504
2023-11-04 08:00 | 43.2876
2023-11-04 09:00 | 48.7207
2023-11-04 10:00 | 51.5674
2023-11-04 11:00 | 41.2178
2023-11-04 12:00 | 30.4809
2023-11-04 13:00 | 20.2572
2023-11-04 14:00 | 4.9674
2023-11-04 15:00 | 4.0518
2023-11-04 16:00 | 5.7866
2023-11-04 17:00 | 7.4714
2023-11-04 18:00 | 17.2961
2023-11-04 19:00 | 18.0624
2023-11-04 20:00 | 22.7428
2023-11-04 21:00 | 24.765
2023-11-04 22:00 | 33.3499
2023-11-04 23:00 | 34.7743
2023-11-05 | 33.8967
2023-11-05 01:00 | 30.6793
2023-11-05 02:00 | 30.1936
2023-11-05 03:00 | 35.8451
2023-11-05 04:00 | 19.6993
2023-11-05 05:00 | 25.1386
2023-11-05 06:00 | 17.9201
2023-11-05 07:00 | 12.6697
2023-11-05 08:00 | 16.1902
2023-11-05 09:00 | 28.2321
2023-11-05 10:00 | 50.8172
2023-11-05 11:00 | 32.3507
2023-11-05 12:00 | 21.23
2023-11-05 13:00 | 11.336
2023-11-05 14:00 | 7.8623
2023-11-05 15:00 | 6.5597
2023-11-05 16:00 | 8.102
2023-11-05 17:00 | 9.7406
2023-11-05 18:00 | 13.827
2023-11-05 19:00 | 16.6145
2023-11-05 20:00 | 17.7167
2023-11-05 21:00 | 20.8942
2023-11-05 22:00 | 18.1971
2023-11-05 23:00 | 15.3183
2023-11-06 | 42.1026
2023-11-06 01:00 | 15.8942
2023-11-06 02:00 | 16.2292
2023-11-06 03:00 | 21.1018
2023-11-06 04:00 | 29.7603
2023-11-06 05:00 | 40.1074
2023-11-06 06:00 | 39.4022
2023-11-06 07:00 | 30.7476
2023-11-06 08:00 | 25.7809
2023-11-06 09:00 | 31.3999
2023-11-06 10:00 | 14.5559
2023-11-06 11:00 | 5.1599
2023-11-06 12:00 | 4.2457
2023-11-06 13:00 | 5.4008
2023-11-06 14:00 | 3.7142
2023-11-06 15:00 | 3.7143
2023-11-06 16:00 | 13.0129
2023-11-06 17:00 | 36.6016
2023-11-06 18:00 | 60.037
2023-11-06 19:00 | 55.1044
2023-11-06 20:00 | 51.7286
2023-11-06 21:00 | 38.5482
2023-11-06 22:00 | 26.0804
2023-11-06 23:00 | 29.0376
2023-11-07 | 23.1138
2023-11-07 01:00 | 27.5509
2023-11-07 02:00 | 24.3727
2023-11-07 03:00 | 37.9218
2023-11-07 04:00 | 48.8104
2023-11-07 05:00 | 50.9124
2023-11-07 06:00 | 47.4121
2023-11-07 07:00 | 55.2444
2023-11-07 08:00 | 48.5524
2023-11-07 09:00 | 48.7827
2023-11-07 10:00 | 44.8943
2023-11-07 11:00 | 22.4211
2023-11-07 12:00 | 11.7729
2023-11-07 13:00 | 8.8306
2023-11-07 14:00 | 11.6711
2023-11-07 15:00 | 12.7367
2023-11-07 16:00 | 29.9726
2023-11-07 17:00 | 60.51
2023-11-07 18:00 | 61.5336
2023-11-07 19:00 | 52.1979
2023-11-07 20:00 | 49.1903
2023-11-07 21:00 | 45.096
2023-11-07 22:00 | 31.8076
2023-11-07 23:00 | 46.2235
2023-11-08 | 42.0673
2023-11-08 01:00 | 37.6419
2023-11-08 02:00 | 43.815
2023-11-08 03:00 | 34.938
2023-11-08 04:00 | 45.2861
2023-11-08 05:00 | 47.2974
2023-11-08 06:00 | 55.3713
2023-11-08 07:00 | 47.1996
2023-11-08 08:00 | 50.5046
2023-11-08 09:00 | 57.2126
2023-11-08 10:00 | 46.8749
2023-11-08 11:00 | 38.3625
2023-11-08 12:00 | 22.0936
2023-11-08 13:00 | 19.0602
2023-11-08 14:00 | 5.0668
2023-11-08 15:00 | 3.716
2023-11-08 16:00 | 7.5215
2023-11-08 17:00 | 10.795
2023-11-08 18:00 | 12.3831
2023-11-08 19:00 | 17.2046
2023-11-08 20:00 | 14.6922
2023-11-08 21:00 | 17.1495
2023-11-08 22:00 | 14.9326
2023-11-08 23:00 | 13.108
2023-11-09 | 17.2594
2023-11-09 01:00 | 18.1672
2023-11-09 02:00 | 39.1916
2023-11-09 03:00 | 38.1293
2023-11-09 04:00 | 55.7446
2023-11-09 05:00 | 60.7184
2023-11-09 06:00 | 66.8045
2023-11-09 07:00 | 44.8043
2023-11-09 08:00 | 40.9947
2023-11-09 09:00 | 26.4017
2023-11-09 10:00 | 37.4903
2023-11-09 11:00 | 20.2531
2023-11-09 12:00 | 22.0915
2023-11-09 13:00 | 19.9748
2023-11-09 14:00 | 17.6558
2023-11-09 15:00 | 5.4989
2023-11-09 16:00 | 11.3773
2023-11-09 17:00 | 30.6942
2023-11-09 18:00 | 69.5505
2023-11-09 19:00 | 50.2813
2023-11-09 20:00 | 43.3682
2023-11-09 21:00 | 28.2337
2023-11-09 22:00 | 36.5373
2023-11-09 23:00 | 42.4698
2023-11-10 | 31.9214
2023-11-10 01:00 | 29.885
2023-11-10 02:00 | 23.1719
2023-11-10 03:00 | 22.976
2023-11-10 04:00 | 25.2949
2023-11-10 05:00 | 38.8109
2023-11-10 06:00 | 33.9954
2023-11-10 07:00 | 23.2096
2023-11-10 08:00 | 30.4524
2023-11-10 09:00 | 39.3941
2023-11-10 10:00 | 35.2129
2023-11-10 11:00 | 14.2728
2023-11-10 12:00 | 8.0028
2023-11-10 13:00 | 4.8716
2023-11-10 14:00 | 4.5342
2023-11-10 15:00 | 8.683
2023-11-10 16:00 | 25.7386
2023-11-10 17:00 | 42.9595
2023-11-10 18:00 | 64.1772
2023-11-10 19:00 | 66.1351
2023-11-10 20:00 | 60.9003
2023-11-10 21:00 | 43.9375
2023-11-10 22:00 | 40.9791
2023-11-10 23:00 | 20.9576
2023-11-11 | 22.5517
2023-11-11 01:00 | 27.1573
2023-11-11 02:00 | 28.2298
2023-11-11 03:00 | 36.7274
2023-11-11 04:00 | 48.4216
2023-11-11 05:00 | 45.2155
2023-11-11 06:00 | 43.226
2023-11-11 07:00 | 48.3973
2023-11-11 08:00 | 49.9827
2023-11-11 09:00 | 32.0383
2023-11-11 10:00 | 42.6401
2023-11-11 11:00 | 33.1088
2023-11-11 12:00 | 24.8781
2023-11-11 13:00 | 24.9376
2023-11-11 14:00 | 22.2279
2023-11-11 15:00 | 18.8106
2023-11-11 16:00 | 34.3463
2023-11-11 17:00 | 35.1563
2023-11-11 18:00 | 29.7604
2023-11-11 19:00 | 43.9853
2023-11-11 20:00 | 30.602
2023-11-11 21:00 | 21.9582
2023-11-11 22:00 | 36.1442
2023-11-11 23:00 | 37.074
2023-11-12 | 34.355
2023-11-12 01:00 | 51.7491
2023-11-12 02:00 | 47.79
2023-11-12 03:00 | 46.1457
2023-11-12 04:00 | 51.3141
2023-11-12 05:00 | 45.5312
2023-11-12 06:00 | 55.5278
2023-11-12 07:00 | 44.0107
2023-11-12 08:00 | 42.8594
2023-11-12 09:00 | 39.7948
2023-11-12 10:00 | 31.4946
2023-11-12 11:00 | 26.4198
2023-11-12 12:00 | 17.3611
2023-11-12 13:00 | 8.2959
2023-11-12 14:00 | 4.9673
2023-11-12 15:00 | 5.8841
2023-11-12 16:00 | 11.1387
2023-11-12 17:00 | 14.3136
2023-11-12 18:00 | 15.4325
2023-11-12 19:00 | 19.7097
2023-11-12 20:00 | 26.7619
2023-11-12 21:00 | 12.7328
2023-11-12 22:00 | 9.2617
2023-11-12 23:00 | 37.6252
2023-11-13 | 36.5074
2023-11-13 01:00 | 33.2956
2023-11-13 02:00 | 42.5552
2023-11-13 03:00 | 44.1681
2023-11-13 04:00 | 41.5534
2023-11-13 05:00 | 34.6981
2023-11-13 06:00 | 45.2287
2023-11-13 07:00 | 41.6354
2023-11-13 08:00 | 45.8496
2023-11-13 09:00 | 57.1338
2023-11-13 10:00 | 44.7212
2023-11-13 11:00 | 7.1878
2023-11-13 12:00 | 5.0654
2023-11-13 13:00 | 3.7155
2023-11-13 14:00 | 3.5711
2023-11-13 15:00 | 5.1633
2023-11-13 16:00 | 6.5095
2023-11-13 17:00 | 11.711
2023-11-13 18:00 | 14.3101
2023-11-13 19:00 | 19.459
2023-11-13 20:00 | 24.4725
2023-11-13 21:00 | 15.2719
2023-11-13 22:00 | 14.2614
2023-11-13 23:00 | 22.3975
2023-11-14 | 16.037
2023-11-14 01:00 | 19.4191
2023-11-14 02:00 | 12.9522
2023-11-14 03:00 | 17.8777
2023-11-14 04:00 | 14.5002
2023-11-14 05:00 | 16.0528
2023-11-14 06:00 | 11.8564
2023-11-14 07:00 | 12.0979
2023-11-14 08:00 | 9.4496
2023-11-14 09:00 | 9.7354
2023-11-14 10:00 | 8.6727
2023-11-14 11:00 | 4.5322
2023-11-14 12:00 | 3.956
2023-11-14 13:00 | 3.763
2023-11-14 14:00 | 3.3291
2023-11-14 15:00 | 3.3781
2023-11-14 16:00 | 7.5181
2023-11-14 17:00 | 19.7496
2023-11-14 18:00 | 21.3439
2023-11-14 19:00 | 26.3144
2023-11-14 20:00 | 31.0638
2023-11-14 21:00 | 26.1558
2023-11-14 22:00 | 35.5942
2023-11-14 23:00 | 36.2616
2023-11-15 | 55.288
2023-11-15 01:00 | 41.6084
2023-11-15 02:00 | 48.5264
2023-11-15 03:00 | 51.6718
2023-11-15 04:00 | 53.5041
2023-11-15 05:00 | 56.8485
2023-11-15 06:00 | 42.7309
2023-11-15 07:00 | 41.3264
2023-11-15 08:00 | 36.3998
2023-11-15 09:00 | 34.9098
2023-11-15 10:00 | 36.3692
2023-11-15 11:00 | 19.2882
2023-11-15 12:00 | 12.9278
2023-11-15 13:00 | 12.2066
2023-11-15 14:00 | 10.8534
2023-11-15 15:00 | 8.5421
2023-11-15 16:00 | 22.358
2023-11-15 17:00 | 46.1228
2023-11-15 18:00 | 51.0721
2023-11-15 19:00 | 57.6358
2023-11-15 20:00 | 42.0432
2023-11-15 21:00 | 47.9143
2023-11-15 22:00 | 32.2986
2023-11-15 23:00 | 37.7873
2023-11-16 | 44.2767
2023-11-16 01:00 | 51.6632
2023-11-16 02:00 | 60.856
2023-11-16 03:00 | 59.7446
2023-11-16 04:00 | 63.5094
2023-11-16 05:00 | 57.9672
2023-11-16 06:00 | 59.9468
2023-11-16 07:00
2023-11-16 08:00 | 47.2985
2023-11-16 09:00 | 49.4898
2023-11-16 10:00 | 45.1234
2023-11-16 11:00 | 34.6747
2023-11-16 12:00 | 28.2743
2023-11-16 13:00 | 19.3003
2023-11-16 14:00 | 15.5794
2023-11-16 15:00 | 12.7844
2023-11-16 16:00 | 9.928
2023-11-16 17:00 | 21.3948
2023-11-16 18:00 | 24.33
2023-11-16 19:00 | 29.5036
2023-11-16 20:00 | 30.549
2023-11-16 21:00 | 26.2444
2023-11-16 22:00 | 37.4962
2023-11-16 23:00 | 24.9573
2023-11-17 | 25.3042
2023-11-17 01:00 | 33.6412
2023-11-17 02:00 | 49.7458
2023-11-17 03:00 | 47.9751
2023-11-17 04:00 | 41.6272
2023-11-17 05:00 | 35.7982
2023-11-17 06:00 | 31.65
2023-11-17 07:00 | 39.1164
2023-11-17 08:00 | 41.5279
2023-11-17 09:00 | 38.665
2023-11-17 10:00 | 39.8461
2023-11-17 11:00 | 30.1366
2023-11-17 12:00 | 19.8701
2023-11-17 13:00 | 23.9802
2023-11-17 14:00 | 17.1262
2023-11-17 15:00 | 12.7865
2023-11-17 16:00 | 41.7892
2023-11-17 17:00 | 54.3736
2023-11-17 18:00 | 67.5593
2023-11-17 19:00 | 72.3939
2023-11-17 20:00 | 65.6318
2023-11-17 21:00 | 58.5088
2023-11-17 22:00 | 50.7258
2023-11-17 23:00 | 50.3353
2023-11-18 | 49.8341
2023-11-18 01:00 | 58.4151
2023-11-18 02:00 | 53.3991
2023-11-18 03:00 | 52.0914
2023-11-18 04:00 | 54.3455
2023-11-18 05:00 | 62.1006
2023-11-18 06:00 | 58.9057
2023-11-18 07:00 | 61.8758
2023-11-18 08:00
2023-11-18 09:00 | 30.311
2023-11-18 10:00 | 20.1966
2023-11-18 11:00 | 11.9032
2023-11-18 12:00 | 5.8845
2023-11-18 13:00 | 5.1621
2023-11-18 14:00 | 4.6313
2023-11-18 15:00 | 3.7143
2023-11-18 16:00 | 6.3186
2023-11-18 17:00 | 10.6583
2023-11-18 18:00 | 13.0633
2023-11-18 19:00 | 17.3942
2023-11-18 20:00 | 18.9317
2023-11-18 21:00 | 14.7383
2023-11-18 22:00 | 21.0446
2023-11-18 23:00 | 27.7242
2023-11-19 | 22.7748
2023-11-19 01:00 | 35.21
2023-11-19 02:00 | 35.3792
2023-11-19 03:00 | 38.5569
2023-11-19 04:00 | 31.8748
2023-11-19 05:00 | 35.7168
2023-11-19 06:00 | 27.0122
2023-11-19 07:00 | 16.4721
2023-11-19 08:00 | 17.3031
2023-11-19 09:00 | 14.6523
2023-11-19 10:00 | 13.9226
2023-11-19 11:00 | 6.4101
2023-11-19 12:00 | 5.4467
2023-11-19 13:00 | 5.7887
2023-11-19 14:00 | 4.8712
2023-11-19 15:00 | 6.803
2023-11-19 16:00 | 5.4033
2023-11-19 17:00 | 5.5483
2023-11-19 18:00 | 6.6057
2023-11-19 19:00 | 8.0492
2023-11-19 20:00 | 9.0574
2023-11-19 21:00 | 11.8512
2023-11-19 22:00 | 13.1508
2023-11-19 23:00 | 11.2286
2023-11-20 | 12.8204
2023-11-20 01:00 | 12.4313
2023-11-20 02:00 | 13.101
2023-11-20 03:00 | 12.1916
2023-11-20 04:00 | 19.0408
2023-11-20 05:00 | 18.5514
2023-11-20 06:00 | 17.4475
2023-11-20 07:00 | 11.6524
2023-11-20 08:00 | 13.1132
2023-11-20 09:00 | 17.0217
2023-11-20 10:00 | 9.7373
2023-11-20 11:00 | 6.4617
2023-11-20 12:00 | 3.9556
2023-11-20 13:00 | 4.0041
2023-11-20 14:00 | 4.101
2023-11-20 15:00 | 4.052
2023-11-20 16:00 | 14.4066
2023-11-20 17:00 | 21.8738
2023-11-20 18:00 | 22.1506
2023-11-20 19:00 | 23.5093
2023-11-20 20:00 | 41.2038
2023-11-20 21:00 | 52.192
2023-11-20 22:00 | 37.3118
2023-11-20 23:00 | 42.0522
2023-11-21 | 38.4056
2023-11-21 01:00 | 52.678
2023-11-21 02:00 | 51.4602
2023-11-21 03:00 | 55.9089
2023-11-21 04:00 | 57.8708
2023-11-21 05:00 | 45.4084
2023-11-21 06:00 | 52.1803
2023-11-21 07:00 | 40.6623
2023-11-21 08:00 | 32.036
2023-11-21 09:00 | 22.4336
2023-11-21 10:00 | 18.5496
2023-11-21 11:00 | 12.6274
2023-11-21 12:00 | 7.7186
2023-11-21 13:00 | 8.9722
2023-11-21 14:00 | 10.1773
2023-11-21 15:00 | 7.2858
2023-11-21 16:00 | 10.0178
2023-11-21 17:00 | 15.8982
2023-11-21 18:00 | 18.2515
2023-11-21 19:00 | 19.5074
2023-11-21 20:00 | 19.458
2023-11-21 21:00 | 20.2181
2023-11-21 22:00 | 24.5122
2023-11-21 23:00 | 24.22
2023-11-22 | 21.3334
2023-11-22 01:00 | 30.5214
2023-11-22 02:00 | 28.9689
2023-11-22 03:00 | 18.2564
2023-11-22 04:00 | 18.2439
2023-11-22 05:00 | 20.8024
2023-11-22 06:00 | 21.3351
2023-11-22 07:00 | 23.4984
2023-11-22 08:00 | 24.8132
2023-11-22 09:00 | 23.1255
2023-11-22 10:00 | 23.3605
2023-11-22 11:00 | 16.7806
2023-11-22 12:00 | 13.3637
2023-11-22 13:00 | 11.2431
2023-11-22 14:00 | 11.0016
2023-11-22 15:00 | 11.3389
2023-11-22 16:00 | 15.957
2023-11-22 17:00 | 21.9225
2023-11-22 18:00 | 32.1832
2023-11-22 19:00 | 33.2357
2023-11-22 20:00 | 34.3223
2023-11-22 21:00 | 48.6209
2023-11-22 22:00 | 46.4672
2023-11-22 23:00 | 43.4008
2023-11-23 | 47.0413
2023-11-23 01:00 | 33.919
2023-11-23 02:00 | 45.4597
2023-11-23 03:00 | 45.4136
2023-11-23 04:00 | 49.1141
2023-11-23 05:00 | 46.4395
2023-11-23 06:00 | 47.5647
2023-11-23 07:00 | 47.5422
2023-11-23 08:00 | 50.4724
2023-11-23 09:00 | 41.603
2023-11-23 10:00 | 44.0951
2023-11-23 11:00 | 29.4906
2023-11-23 12:00 | 15.8666
2023-11-23 13:00 | 11.676
2023-11-23 14:00 | 12.4969
2023-11-23 15:00 | 13.8366
2023-11-23 16:00 | 24.8129
2023-11-23 17:00 | 46.2518
2023-11-23 18:00 | 57.3371
2023-11-23 19:00 | 45.0116
2023-11-23 20:00 | 44.3048
2023-11-23 21:00 | 51.6941
2023-11-23 22:00 | 38.3384
2023-11-23 23:00 | 39.1804
2023-11-24 | 43.7094
2023-11-24 01:00 | 37.8859
2023-11-24 02:00 | 45.9272
2023-11-24 03:00 | 60.3972
2023-11-24 04:00 | 55.108
2023-11-24 05:00 | 59.4682
2023-11-24 06:00 | 40.1959
2023-11-24 07:00 | 43.864
2023-11-24 08:00 | 37.4098
2023-11-24 09:00 | 36.4786
2023-11-24 10:00 | 43.2265
2023-11-24 11:00 | 18.7045
2023-11-24 12:00 | 8.586
2023-11-24 13:00 | 5.2597
2023-11-24 14:00 | 6.9451
2023-11-24 15:00 | 7.1396
2023-11-24 16:00 | 30.0654
2023-11-24 17:00 | 49.5462
2023-11-24 18:00 | 46.9774
2023-11-24 19:00 | 49.2894
2023-11-24 20:00 | 30.3141
2023-11-24 21:00 | 25.8306
2023-11-24 22:00 | 22.5554
2023-11-24 23:00 | 28.3797
2023-11-25 | 20.1853
2023-11-25 01:00 | 22.2665
2023-11-25 02:00 | 29.1986
2023-11-25 03:00 | 37.1358
2023-11-25 04:00 | 42.7277
2023-11-25 05:00 | 48.0909
2023-11-25 06:00 | 51.7767
2023-11-25 07:00 | 51.6906
2023-11-25 08:00 | 42.05
2023-11-25 09:00 | 32.2847
2023-11-25 10:00 | 25.5423
2023-11-25 11:00 | 18.3768
2023-11-25 12:00 | 13.8454
2023-11-25 13:00 | 12.9284
2023-11-25 14:00 | 12.7842
2023-11-25 15:00 | 11.484
2023-11-25 16:00 | 13.5999
2023-11-25 17:00 | 16.1518
2023-11-25 18:00 | 29.4801
2023-11-25 19:00 | 57.5382
2023-11-25 20:00 | 43.1534
2023-11-25 21:00 | 42.8295
2023-11-25 22:00 | 34.8419
2023-11-25 23:00 | 27.5257
2023-11-26 | 25.3374
2023-11-26 01:00 | 35.1044
2023-11-26 02:00 | 38.2318
2023-11-26 03:00 | 42.4171
2023-11-26 04:00 | 39.4985
2023-11-26 05:00 | 48.1171
2023-11-26 06:00 | 40.9686
2023-11-26 07:00 | 37.6255
2023-11-26 08:00 | 38.9138
2023-11-26 09:00 | 44.4514
2023-11-26 10:00 | 37.836
2023-11-26 11:00 | 30.903
2023-11-26 12:00 | 26.7154
2023-11-26 13:00 | 31.2947
2023-11-26 14:00 | 26.09
2023-11-26 15:00 | 23.1906
2023-11-26 16:00 | 22.0381
2023-11-26 17:00 | 26.287
2023-11-26 18:00 | 29.544
2023-11-26 19:00 | 36.1096
2023-11-26 20:00 | 38.4854
2023-11-26 21:00 | 44.9374
2023-11-26 22:00 | 53.6716
2023-11-26 23:00 | 37.1997
2023-11-27 | 28.6984
2023-11-27 01:00 | 25.8232
2023-11-27 02:00 | 28.8132
2023-11-27 03:00 | 20.24
2023-11-27 04:00 | 19.6586
2023-11-27 05:00 | 17.1954
2023-11-27 06:00 | 10.071
2023-11-27 07:00 | 8.7221
2023-11-27 08:00 | 11.1328
2023-11-27 09:00 | 10.7474
2023-11-27 10:00 | 11.1847
2023-11-27 11:00 | 5.9808
2023-11-27 12:00 | 6.127
2023-11-27 13:00 | 7.672
2023-11-27 14:00 | 8.6824
2023-11-27 15:00 | 9.3063
2023-11-27 16:00 | 24.662
2023-11-27 17:00 | 39.0947
2023-11-27 18:00 | 39.2562
2023-11-27 19:00 | 42.3058
2023-11-27 20:00 | 51.8347
2023-11-27 21:00 | 55.2543
2023-11-27 22:00 | 47.4347
2023-11-27 23:00 | 51.968
2023-11-28 | 41.5662
2023-11-28 01:00 | 35.3671
2023-11-28 02:00 | 30.7374
2023-11-28 03:00 | 25.6812
2023-11-28 04:00 | 23.5113
2023-11-28 05:00 | 21.2532
2023-11-28 06:00 | 19.0876
2023-11-28 07:00 | 20.6355
2023-11-28 08:00 | 22.2154
2023-11-28 09:00 | 19.0851
2023-11-28 10:00 | 20.7777
2023-11-28 11:00 | 14.8526
2023-11-28 12:00 | 9.7936
2023-11-28 13:00 | 7.0935
2023-11-28 14:00 | 10.85
2023-11-28 15:00 | 9.4543
2023-11-28 16:00 | 15.2296
2023-11-28 17:00 | 17.7321
2023-11-28 18:00 | 31.1009
2023-11-28 19:00 | 37.5166
2023-11-28 20:00 | 33.1679
2023-11-28 21:00 | 32.8636
2023-11-28 22:00 | 34.9742
2023-11-28 23:00 | 33.7058
2023-11-29 | 32.0264
2023-11-29 01:00
2023-11-29 02:00
2023-11-29 03:00
2023-11-29 04:00
2023-11-29 05:00
2023-11-29 06:00
2023-11-29 07:00
2023-11-29 08:00 | 32.8453
2023-11-29 09:00 | 38.3859
2023-11-29 10:00 | 34.796
2023-11-29 11:00 | 24.4884
2023-11-29 12:00 | 14.6663
2023-11-29 13:00 | 12.4967
2023-11-29 14:00 | 13.1221
2023-11-29 15:00 | 11.7253
2023-11-29 16:00 | 14.8959
2023-11-29 17:00 | 34.3487
2023-11-29 18:00 | 40.5943
2023-11-29 19:00 | 41.207
2023-11-29 20:00 | 42.7372
2023-11-29 21:00 | 31.839
2023-11-29 22:00 | 30.6522
2023-11-29 23:00 | 46.8391
2023-11-30 | 28.323
2023-11-30 01:00 | 35.2042
2023-11-30 02:00 | 46.029
2023-11-30 03:00 | 41.421
2023-11-30 04:00 | 46.445
2023-11-30 05:00 | 43.3248
2023-11-30 06:00 | 45.4309
2023-11-30 07:00 | 40.9772
2023-11-30 08:00 | 34.3735
2023-11-30 09:00 | 29.4969
2023-11-30 10:00 | 24.004
2023-11-30 11:00 | 21.4638
2023-11-30 12:00 | 17.4684
2023-11-30 13:00 | 17.5177
2023-11-30 14:00 | 16.9868
2023-11-30 15:00 | 16.5533
2023-11-30 16:00 | 21.6049
2023-11-30 17:00 | 30.0754
2023-11-30 18:00 | 33.6733
2023-11-30 19:00 | 33.5654
2023-11-30 20:00 | 31.1618
2023-11-30 21:00 | 39.8662
2023-11-30 22:00 | 36.6312
2023-11-30 23:00 | 33.9342
2023-12-01 | 39.6245
2023-12-01 01:00 | 41.406
2023-12-01 02:00 | 33.02
2023-12-01 03:00 | 33.7555
2023-12-01 04:00 | 31.5375
2023-12-01 05:00 | 31.5224
2023-12-01 06:00 | 32.1258
2023-12-01 07:00 | 30.925
2023-12-01 08:00 | 23.7022
2023-12-01 09:00 | 20.8546
2023-12-01 10:00 | 19.899
2023-12-01 11:00 | 17.8858
2023-12-01 12:00 | 14.3289
2023-12-01 13:00 | 14.3307
2023-12-01 14:00 | 12.737
2023-12-01 15:00 | 14.2789
2023-12-01 16:00 | 19.0858
2023-12-01 17:00 | 19.7593
2023-12-01 18:00 | 31.5489
2023-12-01 19:00 | 27.1555
2023-12-01 20:00 | 21.858
2023-12-01 21:00 | 19.4066
2023-12-01 22:00 | 21.3776
2023-12-01 23:00 | 18.9183
2023-12-02 | 29.9827
2023-12-02 01:00 | 28.4568
2023-12-02 02:00 | 32.0701
2023-12-02 03:00 | 36.1965
2023-12-02 04:00 | 39.9015
2023-12-02 05:00 | 43.7112
2023-12-02 06:00 | 44.8867
2023-12-02 07:00 | 39.3791
2023-12-02 08:00 | 40.6316
2023-12-02 09:00 | 40.786
2023-12-02 10:00 | 42.2853
2023-12-02 11:00 | 40.2832
2023-12-02 12:00 | 29.6697
2023-12-02 13:00 | 23.4004
2023-12-02 14:00 | 16.7888
2023-12-02 15:00 | 15.0993
2023-12-02 16:00 | 13.0233
2023-12-02 17:00 | 15.5261
2023-12-02 18:00 | 22.3949
2023-12-02 19:00 | 26.1698
2023-12-02 20:00 | 27.6142
2023-12-02 21:00 | 30.1472
2023-12-02 22:00 | 30.7152
2023-12-02 23:00 | 32.5211
2023-12-03 | 46.0695
2023-12-03 01:00 | 30.2781
2023-12-03 02:00 | 37.6006
2023-12-03 03:00 | 39.7353
2023-12-03 04:00 | 46.1196
2023-12-03 05:00 | 50.9757
2023-12-03 06:00 | 45.1496
2023-12-03 07:00 | 44.3812
2023-12-03 08:00 | 32.6779
2023-12-03 09:00 | 18.7357
2023-12-03 10:00 | 15.0369
2023-12-03 11:00 | 10.4631
2023-12-03 12:00 | 8.9239
2023-12-03 13:00 | 6.6072
2023-12-03 14:00 | 6.0289
2023-12-03 15:00 | 6.7063
2023-12-03 16:00 | 4.7276
2023-12-03 17:00 | 6.8513
2023-12-03 18:00 | 8.9225
2023-12-03 19:00 | 9.9719
2023-12-03 20:00 | 19.5959
2023-12-03 21:00 | 17.9214
2023-12-03 22:00 | 21.7878
2023-12-03 23:00 | 21.3868
2023-12-04 | 21.401
2023-12-04 01:00 | 18.5538
2023-12-04 02:00 | 23.178
2023-12-04 03:00 | 18.506
2023-12-04 04:00 | 11.5632
2023-12-04 05:00 | 11.8103
2023-12-04 06:00 | 12.0024
2023-12-04 07:00 | 11.1888
2023-12-04 08:00 | 10.8996
2023-12-04 09:00 | 9.0138
2023-12-04 10:00 | 10.2237
2023-12-04 11:00 | 6.6561
2023-12-04 12:00 | 5.598
2023-12-04 13:00 | 4.729
2023-12-04 14:00 | 5.3568
2023-12-04 15:00 | 5.1144
2023-12-04 16:00 | 9.5932
2023-12-04 17:00 | 19.0378
2023-12-04 18:00 | 18.1609
2023-12-04 19:00 | 17.3827
2023-12-04 20:00 | 27.5037
2023-12-04 21:00 | 33.1313
2023-12-04 22:00 | 51.9447
2023-12-04 23:00 | 56.979
2023-12-05 | 48.2126
2023-12-05 01:00 | 37.6543
2023-12-05 02:00 | 34.9605
2023-12-05 03:00 | 33.9866
2023-12-05 04:00 | 37.3285
2023-12-05 05:00 | 32.8495
2023-12-05 06:00 | 33.5541
2023-12-05 07:00 | 21.7434
2023-12-05 08:00 | 22.1254
2023-12-05 09:00 | 23.6536
2023-12-05 10:00 | 24.8621
2023-12-05 11:00 | 17.555
2023-12-05 12:00 | 13.8449
2023-12-05 13:00 | 10.4696
2023-12-05 14:00 | 9.7939
2023-12-05 15:00 | 9.6475
2023-12-05 16:00 | 18.7351
2023-12-05 17:00 | 27.2266
2023-12-05 18:00 | 27.3504
2023-12-05 19:00 | 28.5255
2023-12-05 20:00 | 31.702
2023-12-05 21:00 | 35.1042
2023-12-05 22:00 | 34.3226
2023-12-05 23:00 | 35.6012
2023-12-06 | 34.0843
2023-12-06 01:00 | 38.5539
2023-12-06 02:00 | 35.8872
2023-12-06 03:00 | 37.9512
2023-12-06 04:00 | 41.7676
2023-12-06 05:00 | 47.3598
2023-12-06 06:00 | 39.9274
2023-12-06 07:00 | 36.2732
2023-12-06 08:00 | 47.4873
2023-12-06 09:00 | 38.0676
2023-12-06 10:00 | 29.7751
2023-12-06 11:00 | 28.908
2023-12-06 12:00 | 19.2823
2023-12-06 13:00 | 15.3924
2023-12-06 14:00 | 10.9026
2023-12-06 15:00 | 9.6996
2023-12-06 16:00 | 23.9429
2023-12-06 17:00 | 57.266
2023-12-06 18:00 | 58.3475
2023-12-06 19:00 | 55.2782
2023-12-06 20:00 | 57.3774
2023-12-06 21:00 | 49.0582
2023-12-06 22:00 | 45.1075
2023-12-06 23:00 | 45.0602
2023-12-07 | 66.5721
2023-12-07 01:00 | 59.3764
2023-12-07 02:00 | 51.8838
2023-12-07 03:00 | 43.6085
2023-12-07 04:00 | 33.2936
2023-12-07 05:00 | 36.8912
2023-12-07 06:00 | 22.2987
2023-12-07 07:00 | 19.7542
2023-12-07 08:00 | 20.5382
2023-12-07 09:00 | 14.8903
2023-12-07 10:00 | 22.3193
2023-12-07 11:00 | 9.4523
2023-12-07 12:00 | 6.7547
2023-12-07 13:00 | 6.6108
2023-12-07 14:00 | 6.2251
2023-12-07 15:00 | 6.9959
2023-12-07 16:00 | 10.3165
2023-12-07 17:00 | 20.134
2023-12-07 18:00 | 20.2804
2023-12-07 19:00 | 23.1259
2023-12-07 20:00 | 24.3609
2023-12-07 21:00 | 25.8135
2023-12-07 22:00 | 18.6921
2023-12-07 23:00 | 22.7867
2023-12-08 | 29.0949
2023-12-08 01:00 | 22.7237
2023-12-08 02:00 | 24.6051
2023-12-08 03:00 | 31.8921
2023-12-08 04:00 | 27.5462
2023-12-08 05:00 | 20.3897
2023-12-08 06:00 | 19.4611
2023-12-08 07:00 | 15.1831
2023-12-08 08:00 | 12.245
2023-12-08 09:00 | 21.394
2023-12-08 10:00 | 39.7447
2023-12-08 11:00 | 37.9463
2023-12-08 12:00 | 22.9092
2023-12-08 13:00 | 22.963
2023-12-08 14:00 | 37.7617
2023-12-08 15:00 | 35.3775
2023-12-08 16:00 | 46.7118
2023-12-08 17:00 | 51.0795
2023-12-08 18:00 | 69.141
2023-12-08 19:00 | 67.4626
2023-12-08 20:00 | 66.6919
2023-12-08 21:00 | 55.6216
2023-12-08 22:00 | 37.3744
2023-12-08 23:00 | 39.1499
2023-12-09 | 47.5387
2023-12-09 01:00 | 30.4866
2023-12-09 02:00 | 34.4826
2023-12-09 03:00 | 28.2114
2023-12-09 04:00 | 28.2368
2023-12-09 05:00 | 33.8959
2023-12-09 06:00 | 30.3407
2023-12-09 07:00 | 29.8237
2023-12-09 08:00 | 24.5275
2023-12-09 09:00 | 23.9045
2023-12-09 10:00 | 23.4712
2023-12-09 11:00 | 18.7132
2023-12-09 12:00 | 7.7161
2023-12-09 13:00 | 7.476
2023-12-09 14:00 | 5.1624
2023-12-09 15:00 | 4.3911
2023-12-09 16:00 | 6.2704
2023-12-09 17:00 | 8.8726
2023-12-09 18:00 | 11.0895
2023-12-09 19:00 | 11.7084
2023-12-09 20:00 | 16.4306
2023-12-09 21:00 | 24.2852
2023-12-09 22:00 | 19.0337
2023-12-09 23:00 | 30.5829
2023-12-10 | 27.4493
2023-12-10 01:00 | 24.9011
2023-12-10 02:00 | 37.1739
2023-12-10 03:00 | 44.1849
2023-12-10 04:00 | 43.2287
2023-12-10 05:00 | 41.4466
2023-12-10 06:00 | 35.2589
2023-12-10 07:00 | 18.8366
2023-12-10 08:00 | 16.8625
2023-12-10 09:00 | 25.4294
2023-12-10 10:00 | 20.1481
2023-12-10 11:00 | 11.3302
2023-12-10 12:00 | 6.3161
2023-12-10 13:00 | 7.569
2023-12-10 14:00 | 10.947
2023-12-10 15:00 | 7.6711
2023-12-10 16:00 | 7.1383
2023-12-10 17:00 | 9.6466
2023-12-10 18:00 | 13.3123
2023-12-10 19:00 | 17.0694
2023-12-10 20:00 | 14.8454
2023-12-10 21:00 | 13.3048
2023-12-10 22:00 | 14.9464
2023-12-10 23:00 | 22.3123
2023-12-11 | 14.1674
2023-12-11 01:00 | 17.0138
2023-12-11 02:00 | 18.608
2023-12-11 03:00 | 21.5886
2023-12-11 04:00 | 17.9208
2023-12-11 05:00 | 18.937
2023-12-11 06:00 | 16.5358
2023-12-11 07:00 | 9.2074
2023-12-11 08:00 | 8.533
2023-12-11 09:00 | 8.776
2023-12-11 10:00 | 5.4953
2023-12-11 11:00 | 4.4862
2023-12-11 12:00 | 3.8124
2023-12-11 13:00 | 3.329
2023-12-11 14:00 | 3.5223
2023-12-11 15:00 | 3.9072
2023-12-11 16:00 | 11.0826
2023-12-11 17:00 | 19.4251
2023-12-11 18:00 | 29.8639
2023-12-11 19:00 | 28.175
2023-12-11 20:00 | 32.9946
2023-12-11 21:00 | 39.2951
2023-12-11 22:00 | 30.47
2023-12-11 23:00 | 37.6868
2023-12-12 | 38.6381
2023-12-12 01:00 | 36.7947
2023-12-12 02:00 | 44.5199
2023-12-12 03:00 | 62.0012
2023-12-12 04:00 | 57.1266
2023-12-12 05:00 | 70.1681
2023-12-12 06:00 | 62.3597
2023-12-12 07:00 | 54.8808
2023-12-12 08:00 | 33.6352
2023-12-12 09:00 | 40.0857
2023-12-12 10:00 | 39.3352
2023-12-12 11:00 | 16.815
2023-12-12 12:00 | 9.4083
2023-12-12 13:00 | 7.1417
2023-12-12 14:00 | 6.66
2023-12-12 15:00 | 6.4174
2023-12-12 16:00 | 9.7861
2023-12-12 17:00 | 16.7741
2023-12-12 18:00 | 26.907
2023-12-12 19:00 | 33.1362
2023-12-12 20:00 | 30.9284
2023-12-12 21:00 | 24.9154
2023-12-12 22:00 | 24.7692
2023-12-12 23:00 | 22.8339
2023-12-13 | 26.7799
2023-12-13 01:00 | 21.812
2023-12-13 02:00 | 37.9966
2023-12-13 03:00 | 30.7148
2023-12-13 04:00 | 37.7005
2023-12-13 05:00 | 41.5968
2023-12-13 06:00 | 36.2661
2023-12-13 07:00 | 25.7234
2023-12-13 08:00 | 47.6018
2023-12-13 09:00 | 42.9566
2023-12-13 10:00 | 37.7517
2023-12-13 11:00 | 28.1456
2023-12-13 12:00 | 14.8056
2023-12-13 13:00 | 11.9658
2023-12-13 14:00 | 14.7074
2023-12-13 15:00 | 8.2504
2023-12-13 16:00 | 18.2024
2023-12-13 17:00 | 29.0189
2023-12-13 18:00 | 32.7359
2023-12-13 19:00 | 30.6668
2023-12-13 20:00 | 31.1552
2023-12-13 21:00 | 30.8554
2023-12-13 22:00 | 30.3848
2023-12-13 23:00 | 20.4641
2023-12-14 | 21.2184
2023-12-14 01:00 | 19.9772
2023-12-14 02:00 | 16.8057
2023-12-14 03:00 | 17.7725
2023-12-14 04:00 | 18.4452
2023-12-14 05:00 | 19.9424
2023-12-14 06:00 | 23.4548
2023-12-14 07:00 | 17.7793
2023-12-14 08:00 | 16.1905
2023-12-14 09:00 | 14.32
2023-12-14 10:00 | 12.924
2023-12-14 11:00 | 11.3841
2023-12-14 12:00 | 9.987
2023-12-14 13:00 | 11.2878
2023-12-14 14:00 | 11.674
2023-12-14 15:00 | 10.9967
2023-12-14 16:00 | 22.202
2023-12-14 17:00 | 31.0853
2023-12-14 18:00 | 38.3146
2023-12-14 19:00 | 47.077
2023-12-14 20:00 | 54.6804
2023-12-14 21:00 | 58.8746
2023-12-14 22:00 | 54.6488
2023-12-14 23:00 | 50.7354
2023-12-15 | 51.5908
2023-12-15 01:00 | 48.5694
2023-12-15 02:00 | 47.8834
2023-12-15 03:00 | 44.8896
2023-12-15 04:00 | 40.8546
2023-12-15 05:00 | 48.9933
2023-12-15 06:00 | 48.054
2023-12-15 07:00 | 40.7751
2023-12-15 08:00 | 40.2611
2023-12-15 09:00 | 52.9143
2023-12-15 10:00 | 43.9701
2023-12-15 11:00 | 33.8828
2023-12-15 12:00 | 17.3092
2023-12-15 13:00 | 13.499
2023-12-15 14:00 | 10.8066
2023-12-15 15:00 | 11.8186
2023-12-15 16:00 | 24.48
2023-12-15 17:00 | 33.4757
2023-12-15 18:00 | 44.9781
2023-12-15 19:00 | 50.2192
2023-12-15 20:00 | 54.3526
2023-12-15 21:00 | 54.7903
2023-12-15 22:00 | 63.8636
2023-12-15 23:00 | 62.2758
2023-12-16 | 51.2622
2023-12-16 01:00 | 50.9434
2023-12-16 02:00 | 63.6361
2023-12-16 03:00 | 66.738
2023-12-16 04:00 | 63.5514
2023-12-16 05:00 | 68.2157
2023-12-16 06:00 | 70.6007
2023-12-16 07:00 | 62.2263
2023-12-16 08:00 | 71.1328
2023-12-16 09:00 | 61.3913
2023-12-16 10:00 | 57.635
2023-12-16 11:00 | 44.21
2023-12-16 12:00 | 35.0851
2023-12-16 13:00 | 23.3386
2023-12-16 14:00 | 24.5313
2023-12-16 15:00 | 12.1076
2023-12-16 16:00 | 11.7697
2023-12-16 17:00 | 16.4388
2023-12-16 18:00 | 28.3788
2023-12-16 19:00 | 23.1656
2023-12-16 20:00 | 33.3014
2023-12-16 21:00 | 46.5007
2023-12-16 22:00 | 41.2
2023-12-16 23:00 | 32.9672
2023-12-17 | 37.3644
2023-12-17 01:00 | 30.3359
2023-12-17 02:00 | 35.5977
2023-12-17 03:00 | 38.3494
2023-12-17 04:00 | 52.0604
2023-12-17 05:00 | 41.1692
2023-12-17 06:00 | 33.9968
2023-12-17 07:00 | 22.9223
2023-12-17 08:00 | 32.6214
2023-12-17 09:00 | 26.1528
2023-12-17 10:00 | 24.3384
2023-12-17 11:00 | 12.6287
2023-12-17 12:00 | 10.3684
2023-12-17 13:00 | 11.3306
2023-12-17 14:00 | 12.9724
2023-12-17 15:00 | 8.1547
2023-12-17 16:00 | 10.1803
2023-12-17 17:00 | 10.7093
2023-12-17 18:00 | 9.8844
2023-12-17 19:00 | 11.613
2023-12-17 20:00 | 17.4507
2023-12-17 21:00 | 17.1566
2023-12-17 22:00 | 21.2029
2023-12-17 23:00 | 17.5873
2023-12-18 | 23.7482
2023-12-18 01:00 | 24.1852
2023-12-18 02:00 | 23.0225
2023-12-18 03:00 | 26.5032
2023-12-18 04:00 | 28.2594
2023-12-18 05:00 | 23.9974
2023-12-18 06:00 | 18.3111
2023-12-18 07:00 | 14.4629
2023-12-18 08:00 | 11.5724
2023-12-18 09:00 | 14.7008
2023-12-18 10:00 | 10.8999
2023-12-18 11:00 | 10.1777
2023-12-18 12:00 | 7.6725
2023-12-18 13:00 | 7.4308
2023-12-18 14:00 | 6.9009
2023-12-18 15:00 | 6.3212
2023-12-18 16:00 | 11.1402
2023-12-18 17:00 | 20.4384
2023-12-18 18:00 | 25.4319
2023-12-18 19:00 | 26.2935
2023-12-18 20:00 | 22.404
2023-12-18 21:00 | 30.7325
2023-12-18 22:00 | 39.4319
2023-12-18 23:00 | 39.6055
2023-12-19 | 48.3226
2023-12-19 01:00 | 49.814
2023-12-19 02:00 | 37.9532
2023-12-19 03:00 | 32.1628
2023-12-19 04:00 | 32.3596
2023-12-19 05:00 | 31.3086
2023-12-19 06:00 | 27.8984
2023-12-19 07:00 | 17.3979
2023-12-19 08:00 | 19.1373
2023-12-19 09:00 | 18.7034
2023-12-19 10:00 | 18.3645
2023-12-19 11:00 | 10.9959
2023-12-19 12:00 | 10.2283
2023-12-19 13:00 | 7.5764
2023-12-19 14:00 | 6.9459
2023-12-19 15:00 | 5.7904
2023-12-19 16:00 | 13.2086
2023-12-19 17:00 | 27.3034
2023-12-19 18:00 | 30.6263
2023-12-19 19:00 | 25.7644
2023-12-19 20:00 | 21.7628
2023-12-19 21:00 | 34.3749
2023-12-19 22:00 | 32.2517
2023-12-19 23:00 | 30.3024
2023-12-20 | 32.8683
2023-12-20 01:00 | 43.9782
2023-12-20 02:00 | 35.5066
2023-12-20 03:00 | 35.5982
2023-12-20 04:00 | 27.0324
2023-12-20 05:00 | 33.3418
2023-12-20 06:00 | 28.8406
2023-12-20 07:00 | 29.0472
2023-12-20 08:00 | 44.9048
2023-12-20 09:00 | 44.0489
2023-12-20 10:00 | 33.376
2023-12-20 11:00 | 26.9452
2023-12-20 12:00 | 10.0814
2023-12-20 13:00 | 12.2071
2023-12-20 14:00 | 13.4552
2023-12-20 15:00 | 10.3245
2023-12-20 16:00 | 20.1435
2023-12-20 17:00 | 31.6896
2023-12-20 18:00 | 52.7816
2023-12-20 19:00 | 50.4008
2023-12-20 20:00 | 48.6732
2023-12-20 21:00 | 50.4803
2023-12-20 22:00 | 39.7147
2023-12-20 23:00 | 39.3451
2023-12-21 | 32.7787
2023-12-21 01:00 | 40.4227
2023-12-21 02:00 | 34.0489
2023-12-21 03:00 | 47.3202
2023-12-21 04:00 | 39.9981
2023-12-21 05:00 | 49.6703
2023-12-21 06:00 | 39.9977
2023-12-21 07:00 | 34.014
2023-12-21 08:00 | 27.7047
2023-12-21 09:00 | 26.4621
2023-12-21 10:00 | 17.7826
2023-12-21 11:00 | 10.6076
2023-12-21 12:00 | 7.2838
2023-12-21 13:00 | 9.0714
2023-12-21 14:00 | 9.3602
2023-12-21 15:00 | 8.0096
2023-12-21 16:00 | 17.2597
2023-12-21 17:00 | 29.2397
2023-12-21 18:00 | 28.7131
2023-12-21 19:00 | 26.6364
2023-12-21 20:00 | 28.283
2023-12-21 21:00 | 31.9174
2023-12-21 22:00 | 34.3931
2023-12-21 23:00 | 37.8374
2023-12-22 | 43.1348
2023-12-22 01:00 | 48.434
2023-12-22 02:00 | 37.0737
2023-12-22 03:00 | 33.9913
2023-12-22 04:00 | 38.0766
2023-12-22 05:00 | 21.7559
2023-12-22 06:00 | 47.9156
2023-12-22 07:00 | 47.0322
2023-12-22 08:00 | 40.6987
2023-12-22 09:00 | 37.1738
2023-12-22 10:00 | 31.2121
2023-12-22 11:00 | 20.8155
2023-12-22 12:00 | 13.8322
2023-12-22 13:00 | 9.1163
2023-12-22 14:00 | 8.1995
2023-12-22 15:00 | 9.5989
2023-12-22 16:00 | 12.8688
2023-12-22 17:00 | 30.8257
2023-12-22 18:00 | 34.9035
2023-12-22 19:00 | 37.6211
2023-12-22 20:00 | 43.9996
2023-12-22 21:00 | 43.671
2023-12-22 22:00 | 35.3502
2023-12-22 23:00 | 37.4921
2023-12-23 | 44.545
2023-12-23 01:00 | 32.7531
2023-12-23 02:00 | 35.9264
2023-12-23 03:00 | 52.7362
2023-12-23 04:00 | 58.2913
2023-12-23 05:00 | 51.2434
2023-12-23 06:00 | 45.1904
2023-12-23 07:00 | 42.445
2023-12-23 08:00 | 26.7389
2023-12-23 09:00 | 25.7326
2023-12-23 10:00 | 26.5936
2023-12-23 11:00 | 16.2921
2023-12-23 12:00 | 11.3825
2023-12-23 13:00 | 8.9242
2023-12-23 14:00 | 6.029
2023-12-23 15:00 | 5.8378
2023-12-23 16:00 | 8.7759
2023-12-23 17:00 | 14.0283
2023-12-23 18:00 | 19.7561
2023-12-23 19:00 | 22.8851
2023-12-23 20:00 | 26.531
2023-12-23 21:00 | 35.8163
2023-12-23 22:00 | 41.7009
2023-12-23 23:00 | 38.1686
2023-12-24 | 36.4402
2023-12-24 01:00 | 43.8524
2023-12-24 02:00 | 48.7134
2023-12-24 03:00 | 45.6895
2023-12-24 04:00 | 38.0358
2023-12-24 05:00 | 38.5421
2023-12-24 06:00 | 26.5452
2023-12-24 07:00 | 20.9154
2023-12-24 08:00 | 15.5649
2023-12-24 09:00 | 13.1559
2023-12-24 10:00 | 9.2525
2023-12-24 11:00 | 6.6556
2023-12-24 12:00 | 5.1628
2023-12-24 13:00 | 4.2447
2023-12-24 14:00 | 4.4867
2023-12-24 15:00 | 4.5358
2023-12-24 16:00 | 6.2249
2023-12-24 17:00 | 6.3208
2023-12-24 18:00 | 7.4744
2023-12-24 19:00 | 9.3051
2023-12-24 20:00 | 11.2802
2023-12-24 21:00 | 13.2086
2023-12-24 22:00 | 13.7843
2023-12-24 23:00 | 11.5658
2023-12-25 | 13.1088
2023-12-25 01:00 | 13.1088
2023-12-25 02:00 | 12.482
2023-12-25 03:00 | 9.8265
2023-12-25 04:00 | 13.593
2023-12-25 05:00 | 10.9888
2023-12-25 06:00 | 9.5951
2023-12-25 07:00 | 7.5701
2023-12-25 08:00 | 9.115
2023-12-25 09:00 | 5.8851
2023-12-25 10:00 | 4.4865
2023-12-25 11:00 | 4.053
2023-12-25 12:00 | 3.5713
2023-12-25 13:00 | 3.5234
2023-12-25 14:00 | 3.5708
2023-12-25 15:00 | 3.8614
2023-12-25 16:00 | 4.5369
2023-12-25 17:00 | 4.73
2023-12-25 18:00 | 5.019
2023-12-25 19:00 | 5.6463
2023-12-25 20:00 | 5.8845
2023-12-25 21:00 | 5.2116
2023-12-25 22:00 | 5.8377
2023-12-25 23:00 | 6.319
2023-12-26 | 8.2013
2023-12-26 01:00 | 8.1049
2023-12-26 02:00 | 7.2836
2023-12-26 03:00 | 7.1887
2023-12-26 04:00 | 6.801
2023-12-26 05:00 | 6.2236
2023-12-26 06:00 | 5.6915
2023-12-26 07:00 | 5.8868
2023-12-26 08:00 | 6.7081
2023-12-26 09:00 | 4.9697
2023-12-26 10:00 | 4.1986
2023-12-26 11:00 | 5.1634
2023-12-26 12:00 | 5.9352
2023-12-26 13:00 | 5.0196
2023-12-26 14:00 | 4.7295
2023-12-26 15:00 | 4.0548
2023-12-26 16:00 | 5.406
2023-12-26 17:00 | 7.3835
2023-12-26 18:00 | 9.3126
2023-12-26 19:00 | 16.5444
2023-12-26 20:00 | 24.7257
2023-12-26 21:00 | 25.9732
2023-12-26 22:00 | 27.1753
2023-12-26 23:00 | 27.3171
2023-12-27 | 29.2671
2023-12-27 01:00 | 30.2555
2023-12-27 02:00 | 31.6448
2023-12-27 03:00 | 40.6109
2023-12-27 04:00 | 36.3065
2023-12-27 05:00 | 40.1286
2023-12-27 06:00 | 38.1448
2023-12-27 07:00 | 33.1402
2023-12-27 08:00 | 14.1861
2023-12-27 09:00 | 13.3198
2023-12-27 10:00 | 11.631
2023-12-27 11:00 | 8.5896
2023-12-27 12:00 | 7.915
2023-12-27 13:00 | 5.1152
2023-12-27 14:00 | 4.1995
2023-12-27 15:00 | 4.4405
2023-12-27 16:00 | 5.7904
2023-12-27 17:00 | 6.2709
2023-12-27 18:00 | 8.2934
2023-12-27 19:00 | 10.6046
2023-12-27 20:00 | 10.6984
2023-12-27 21:00 | 13.9274
2023-12-27 22:00 | 12.7243
2023-12-27 23:00 | 14.1615
2023-12-28 | 12.287
2023-12-28 01:00 | 15.3262
2023-12-28 02:00 | 12.3811
2023-12-28 03:00 | 16.5744
2023-12-28 04:00 | 22.971
2023-12-28 05:00 | 19.0294
2023-12-28 06:00 | 22.9664
2023-12-28 07:00 | 14.8463
2023-12-28 08:00 | 12.5809
2023-12-28 09:00 | 11.6179
2023-12-28 10:00 | 10.1261
2023-12-28 11:00 | 6.7046
2023-12-28 12:00 | 4.0533
2023-12-28 13:00 | 4.1018
2023-12-28 14:00 | 4.0055
2023-12-28 15:00 | 5.4004
2023-12-28 16:00 | 5.98
2023-12-28 17:00 | 9.9345
2023-12-28 18:00 | 9.8837
2023-12-28 19:00 | 14.3596
2023-12-28 20:00 | 18.3163
2023-12-28 21:00 | 26.692
2023-12-28 22:00 | 22.8876
2023-12-28 23:00 | 21.2029
2023-12-29 | 17.4424
2023-12-29 01:00 | 23.2678
2023-12-29 02:00 | 27.8831
2023-12-29 03:00 | 20.9497
2023-12-29 04:00 | 20.0401
2023-12-29 05:00 | 17.3854
2023-12-29 06:00 | 20.5147
2023-12-29 07:00 | 20.967
2023-12-29 08:00 | 13.3965
2023-12-29 09:00 | 12.1441
2023-12-29 10:00 | 10.0255
2023-12-29 11:00 | 5.5943
2023-12-29 12:00 | 4.8246
2023-12-29 13:00 | 6.6574
2023-12-29 14:00 | 5.7893
2023-12-29 15:00 | 9.5555
2023-12-29 16:00 | 8.3921
2023-12-29 17:00 | 11.4215
2023-12-29 18:00 | 15.5701
2023-12-29 19:00 | 21.3446
2023-12-29 20:00 | 30.6853
2023-12-29 21:00 | 26.845
2023-12-29 22:00 | 27.4876
2023-12-29 23:00 | 26.1074
2023-12-30 | 28.0474
2023-12-30 01:00 | 30.0062
2023-12-30 02:00 | 26.777
2023-12-30 03:00 | 28.0367
2023-12-30 04:00 | 25.4282
2023-12-30 05:00 | 33.2678
2023-12-30 06:00 | 45.3879
2023-12-30 07:00 | 33.7722
2023-12-30 08:00 | 29.7194
2023-12-30 09:00 | 26.494
2023-12-30 10:00 | 39.209
2023-12-30 11:00 | 22.9411
2023-12-30 12:00 | 17.8409
2023-12-30 13:00 | 19.0421
2023-12-30 14:00 | 16.01
2023-12-30 15:00 | 6.6089
2023-12-30 16:00 | 9.9808
2023-12-30 17:00 | 9.8833
2023-12-30 18:00 | 13.731
2023-12-30 19:00 | 16.0026
2023-12-30 20:00 | 17.5823
2023-12-30 21:00 | 20.814
2023-12-30 22:00 | 15.4052
2023-12-30 23:00 | 20.0852
2023-12-31 | 22.3028
2023-12-31 01:00 | 14.7393
2023-12-31 02:00 | 23.4717
2023-12-31 03:00 | 17.7824
2023-12-31 04:00 | 17.1012
2023-12-31 05:00 | 13.5779
2023-12-31 06:00 | 12.8208
2023-12-31 07:00 | 12.1993
2023-12-31 08:00 | 7.715
2023-12-31 09:00 | 8.3862
2023-12-31 10:00 | 7.1826
2023-12-31 11:00 | 4.0483
2023-12-31 12:00 | 4.3413
2023-12-31 13:00 | 4.3433
2023-12-31 14:00 | 4.0055
2023-12-31 15:00 | 4.2466
2023-12-31 16:00 | 6.6098
2023-12-31 17:00 | 5.886
2023-12-31 18:00 | 6.1737
2023-12-31 19:00 | 8.7733
2023-12-31 20:00 | 10.3608
2023-12-31 21:00 | 10.9365
2023-12-31 22:00 | 13.5415
2023-12-31 23:00 | 17.3907
2024-01-01 | 13.8698
2024-01-01 01:00 | 16.1861
2024-01-01 02:00 | 11.0812
2024-01-01 03:00 | 16.9115
2024-01-01 04:00 | 14.7905
2024-01-01 05:00 | 13.2014
2024-01-01 06:00 | 9.7776
2024-01-01 07:00 | 14.9399
2024-01-01 08:00 | 11.5595
2024-01-01 09:00 | 13.0601
2024-01-01 10:00 | 13.6402
2024-01-01 11:00 | 8.0501
2024-01-01 12:00 | 8.148
2024-01-01 13:00 | 9.4462
2024-01-01 14:00 | 8.3903
2024-01-01 15:00 | 8.3396
2024-01-01 16:00 | 13.4525
2024-01-01 17:00 | 11.1863
2024-01-01 18:00 | 11.8113
2024-01-01 19:00 | 15.5722
2024-01-01 20:00 | 20.4307
2024-01-01 21:00 | 18.9373
2024-01-01 22:00 | 21.8251
2024-01-01 23:00 | 17.9276
2024-01-02 | 24.3369
2024-01-02 01:00 | 24.0452
2024-01-02 02:00 | 14.0689
2024-01-02 03:00 | 11.7053
2024-01-02 04:00 | 11.4706
2024-01-02 05:00 | 8.3418
2024-01-02 06:00 | 9.0612
2024-01-02 07:00 | 5.7873
2024-01-02 08:00 | 6.3166
2024-01-02 09:00 | 7.3782
2024-01-02 10:00 | 5.2086
2024-01-02 11:00 | 5.5956
2024-01-02 12:00 | 4.4888
2024-01-02 13:00 | 4.6814
2024-01-02 14:00 | 4.5849
2024-01-02 15:00 | 4.778
2024-01-02 16:00 | 12.7802
2024-01-02 17:00 | 31.7357
2024-01-02 18:00 | 28.4305
2024-01-02 19:00 | 14.1155
2024-01-02 20:00 | 21.181
2024-01-02 21:00 | 16.6298
2024-01-02 22:00 | 16.9631
2024-01-02 23:00 | 13.436
2024-01-03 | 13.0537
2024-01-03 01:00 | 20.4299
2024-01-03 02:00 | 13.4407
2024-01-03 03:00 | 14.3532
2024-01-03 04:00 | 21.3452
2024-01-03 05:00 | 20.8636
2024-01-03 06:00 | 17.637
2024-01-03 07:00 | 14.1202
2024-01-03 08:00 | 11.8066
2024-01-03 09:00 | 9.4022
2024-01-03 10:00 | 9.3507
2024-01-03 11:00 | 7.7662
2024-01-03 12:00 | 4.4885
2024-01-03 13:00 | 4.0059
2024-01-03 14:00 | 3.909
2024-01-03 15:00 | 4.6322
2024-01-03 16:00 | 8.7286
2024-01-03 17:00 | 20.5786
2024-01-03 18:00 | 15.0275
2024-01-03 19:00 | 20.9521
2024-01-03 20:00 | 35.4456
2024-01-03 21:00 | 29.9131
2024-01-03 22:00 | 25.0014
2024-01-03 23:00 | 32.4269
2024-01-04 | 26.3952
2024-01-04 01:00 | 32.5885
2024-01-04 02:00 | 25.5077
2024-01-04 03:00 | 33.562
2024-01-04 04:00 | 39.5662
2024-01-04 05:00 | 33.2631
2024-01-04 06:00 | 42.5603
2024-01-04 07:00 | 40.1573
2024-01-04 08:00 | 38.6816
2024-01-04 09:00 | 31.6932
2024-01-04 10:00 | 25.242
2024-01-04 11:00 | 12.3896
2024-01-04 12:00
2024-01-04 13:00
2024-01-04 14:00
2024-01-04 15:00
2024-01-04 16:00
2024-01-04 17:00
2024-01-04 18:00
2024-01-04 19:00
2024-01-04 20:00
2024-01-04 21:00
2024-01-04 22:00
2024-01-04 23:00
2024-01-05
2024-01-05 01:00
2024-01-05 02:00
2024-01-05 03:00
2024-01-05 04:00
2024-01-05 05:00
2024-01-05 06:00
2024-01-05 07:00
2024-01-05 08:00
2024-01-05 09:00
2024-01-05 10:00
2024-01-05 11:00
2024-01-05 12:00
2024-01-05 13:00
2024-01-05 14:00
2024-01-05 15:00
2024-01-05 16:00
2024-01-05 17:00
2024-01-05 18:00
2024-01-05 19:00
2024-01-05 20:00
2024-01-05 21:00
2024-01-05 22:00
2024-01-05 23:00
2024-01-06
2024-01-06 01:00
2024-01-06 02:00
2024-01-06 03:00
2024-01-06 04:00
2024-01-06 05:00
2024-01-06 06:00
2024-01-06 07:00
2024-01-06 08:00
2024-01-06 09:00
2024-01-06 10:00
2024-01-06 11:00
2024-01-06 12:00
2024-01-06 13:00
2024-01-06 14:00
2024-01-06 15:00
2024-01-06 16:00
2024-01-06 17:00
2024-01-06 18:00
2024-01-06 19:00
2024-01-06 20:00
2024-01-06 21:00
2024-01-06 22:00
2024-01-06 23:00
2024-01-07
2024-01-07 01:00
2024-01-07 02:00
2024-01-07 03:00
2024-01-07 04:00
2024-01-07 05:00
2024-01-07 06:00
2024-01-07 07:00
2024-01-07 08:00
2024-01-07 09:00
2024-01-07 10:00
2024-01-07 11:00
2024-01-07 12:00
2024-01-07 13:00
2024-01-07 14:00
2024-01-07 15:00
2024-01-07 16:00
2024-01-07 17:00
2024-01-07 18:00
2024-01-07 19:00
2024-01-07 20:00
2024-01-07 21:00
2024-01-07 22:00
2024-01-07 23:00
2024-01-08
2024-01-08 01:00
2024-01-08 02:00
2024-01-08 03:00
2024-01-08 04:00
2024-01-08 05:00
2024-01-08 06:00
2024-01-08 07:00
2024-01-08 08:00
2024-01-08 09:00
2024-01-08 10:00
2024-01-08 11:00
2024-01-08 12:00
2024-01-08 13:00
2024-01-08 14:00
2024-01-08 15:00
2024-01-08 16:00
2024-01-08 17:00
2024-01-08 18:00
2024-01-08 19:00
2024-01-08 20:00
2024-01-08 21:00
2024-01-08 22:00
2024-01-08 23:00
2024-01-09
2024-01-09 01:00
2024-01-09 02:00
2024-01-09 03:00
2024-01-09 04:00
2024-01-09 05:00
2024-01-09 06:00
2024-01-09 07:00
2024-01-09 08:00
2024-01-09 09:00
2024-01-09 10:00
2024-01-09 11:00
2024-01-09 12:00
2024-01-09 13:00
2024-01-09 14:00
2024-01-09 15:00
2024-01-09 16:00
2024-01-09 17:00
2024-01-09 18:00
2024-01-09 19:00
2024-01-09 20:00
2024-01-09 21:00
2024-01-09 22:00
2024-01-09 23:00
2024-01-10
2024-01-10 01:00
2024-01-10 02:00
2024-01-10 03:00
2024-01-10 04:00
2024-01-10 05:00
2024-01-10 06:00
2024-01-10 07:00
2024-01-10 08:00
2024-01-10 09:00
2024-01-10 10:00
2024-01-10 11:00
2024-01-10 12:00
2024-01-10 13:00
2024-01-10 14:00
2024-01-10 15:00
2024-01-10 16:00
2024-01-10 17:00
2024-01-10 18:00
2024-01-10 19:00
2024-01-10 20:00
2024-01-10 21:00
2024-01-10 22:00
2024-01-10 23:00
2024-01-11
2024-01-11 01:00
2024-01-11 02:00
2024-01-11 03:00
2024-01-11 04:00
2024-01-11 05:00
2024-01-11 06:00
2024-01-11 07:00
2024-01-11 08:00
2024-01-11 09:00
2024-01-11 10:00
2024-01-11 11:00
2024-01-11 12:00
2024-01-11 13:00
2024-01-11 14:00
2024-01-11 15:00
2024-01-11 16:00
2024-01-11 17:00
2024-01-11 18:00
2024-01-11 19:00
2024-01-11 20:00
2024-01-11 21:00
2024-01-11 22:00
2024-01-11 23:00
2024-01-12
2024-01-12 01:00
2024-01-12 02:00
2024-01-12 03:00
2024-01-12 04:00
2024-01-12 05:00
2024-01-12 06:00
2024-01-12 07:00
2024-01-12 08:00
2024-01-12 09:00
2024-01-12 10:00
2024-01-12 11:00
2024-01-12 12:00
2024-01-12 13:00
2024-01-12 14:00
2024-01-12 15:00
2024-01-12 16:00
2024-01-12 17:00
2024-01-12 18:00
2024-01-12 19:00
2024-01-12 20:00
2024-01-12 21:00
2024-01-12 22:00
2024-01-12 23:00
2024-01-13
2024-01-13 01:00
2024-01-13 02:00
2024-01-13 03:00
2024-01-13 04:00
2024-01-13 05:00
2024-01-13 06:00
2024-01-13 07:00
2024-01-13 08:00
2024-01-13 09:00
2024-01-13 10:00
2024-01-13 11:00
2024-01-13 12:00
2024-01-13 13:00
2024-01-13 14:00
2024-01-13 15:00
2024-01-13 16:00
2024-01-13 17:00
2024-01-13 18:00
2024-01-13 19:00
2024-01-13 20:00
2024-01-13 21:00
2024-01-13 22:00
2024-01-13 23:00
2024-01-14
2024-01-14 01:00
2024-01-14 02:00
2024-01-14 03:00
2024-01-14 04:00
2024-01-14 05:00
2024-01-14 06:00
2024-01-14 07:00
2024-01-14 08:00
2024-01-14 09:00
2024-01-14 10:00
2024-01-14 11:00
2024-01-14 12:00
2024-01-14 13:00
2024-01-14 14:00
2024-01-14 15:00
2024-01-14 16:00
2024-01-14 17:00
2024-01-14 18:00
2024-01-14 19:00
2024-01-14 20:00
2024-01-14 21:00
2024-01-14 22:00
2024-01-14 23:00
2024-01-15
2024-01-15 01:00
2024-01-15 02:00
2024-01-15 03:00
2024-01-15 04:00
2024-01-15 05:00
2024-01-15 06:00
2024-01-15 07:00
2024-01-15 08:00
2024-01-15 09:00
2024-01-15 10:00
2024-01-15 11:00
2024-01-15 12:00
2024-01-15 13:00
2024-01-15 14:00
2024-01-15 15:00
2024-01-15 16:00
2024-01-15 17:00
2024-01-15 18:00
2024-01-15 19:00
2024-01-15 20:00
2024-01-15 21:00
2024-01-15 22:00
2024-01-15 23:00
2024-01-16
2024-01-16 01:00
2024-01-16 02:00
2024-01-16 03:00
2024-01-16 04:00
2024-01-16 05:00
2024-01-16 06:00
2024-01-16 07:00
2024-01-16 08:00
2024-01-16 09:00
2024-01-16 10:00
2024-01-16 11:00
2024-01-16 12:00
2024-01-16 13:00
2024-01-16 14:00
2024-01-16 15:00
2024-01-16 16:00
2024-01-16 17:00
2024-01-16 18:00
2024-01-16 19:00
2024-01-16 20:00
2024-01-16 21:00
2024-01-16 22:00
2024-01-16 23:00
2024-01-17
2024-01-17 01:00
2024-01-17 02:00
2024-01-17 03:00
2024-01-17 04:00
2024-01-17 05:00
2024-01-17 06:00
2024-01-17 07:00
2024-01-17 08:00
2024-01-17 09:00
2024-01-17 10:00
2024-01-17 11:00
2024-01-17 12:00
2024-01-17 13:00
2024-01-17 14:00
2024-01-17 15:00
2024-01-17 16:00
2024-01-17 17:00
2024-01-17 18:00
2024-01-17 19:00
2024-01-17 20:00
2024-01-17 21:00
2024-01-17 22:00
2024-01-17 23:00
2024-01-18
2024-01-18 01:00
2024-01-18 02:00
2024-01-18 03:00
2024-01-18 04:00
2024-01-18 05:00
2024-01-18 06:00
2024-01-18 07:00
2024-01-18 08:00
2024-01-18 09:00
2024-01-18 10:00
2024-01-18 11:00
2024-01-18 12:00
2024-01-18 13:00
2024-01-18 14:00
2024-01-18 15:00
2024-01-18 16:00
2024-01-18 17:00
2024-01-18 18:00
2024-01-18 19:00
2024-01-18 20:00
2024-01-18 21:00
2024-01-18 22:00
2024-01-18 23:00
2024-01-19
2024-01-19 01:00
2024-01-19 02:00
2024-01-19 03:00
2024-01-19 04:00
2024-01-19 05:00
2024-01-19 06:00
2024-01-19 07:00
2024-01-19 08:00
2024-01-19 09:00
2024-01-19 10:00
2024-01-19 11:00
2024-01-19 12:00
2024-01-19 13:00
2024-01-19 14:00
2024-01-19 15:00
2024-01-19 16:00
2024-01-19 17:00
2024-01-19 18:00
2024-01-19 19:00
2024-01-19 20:00
2024-01-19 21:00
2024-01-19 22:00
2024-01-19 23:00
2024-01-20
2024-01-20 01:00
2024-01-20 02:00
2024-01-20 03:00
2024-01-20 04:00
2024-01-20 05:00
2024-01-20 06:00
2024-01-20 07:00
2024-01-20 08:00
2024-01-20 09:00
2024-01-20 10:00
2024-01-20 11:00
2024-01-20 12:00
2024-01-20 13:00
2024-01-20 14:00
2024-01-20 15:00
2024-01-20 16:00
2024-01-20 17:00
2024-01-20 18:00
2024-01-20 19:00
2024-01-20 20:00
2024-01-20 21:00
2024-01-20 22:00
2024-01-20 23:00
2024-01-21
2024-01-21 01:00
2024-01-21 02:00
2024-01-21 03:00
2024-01-21 04:00
2024-01-21 05:00
2024-01-21 06:00
2024-01-21 07:00
2024-01-21 08:00
2024-01-21 09:00
2024-01-21 10:00
2024-01-21 11:00
2024-01-21 12:00
2024-01-21 13:00
2024-01-21 14:00
2024-01-21 15:00
2024-01-21 16:00
2024-01-21 17:00
2024-01-21 18:00
2024-01-21 19:00
2024-01-21 20:00
2024-01-21 21:00
2024-01-21 22:00
2024-01-21 23:00
2024-01-22
2024-01-22 01:00
2024-01-22 02:00
2024-01-22 03:00
2024-01-22 04:00
2024-01-22 05:00
2024-01-22 06:00
2024-01-22 07:00
2024-01-22 08:00
2024-01-22 09:00
2024-01-22 10:00
Formulas:
Start Date = IFERROR([Start Date, row above]+1/24,"")

## STEP 3b Local Bias Adjustment 2 (hidden)
[17 empty] | Bias 2 Period | Triplicate Average | Reference Conc+ | Tube 1 µgm-3 | Tube 2 µgm-3 | Tube 3 µgm-3 | Average | Montlhly df | Coefficient of Variation (CV) | STDEV ^2 * df | Period Mean | Ref/Tub_1 | Ref/Tub_2 | Ref/Tub_3 | Average Ref/Tub |  | STDEV ^2 | STDEV ^2 * df | Data Capture | Tub/Ref_1 | Tub/Ref_2 | Tub/Ref_3 | Average Ref/Tub |  | STDEV ^2 * df | Cm | Dm
[17 empty] | 1 | Poor Data | Poor Data | * | * | * | * | * | * | * | * | * | * | * | * | * | * | * | * | * | * | * | * | * | * | * | *
| Local Bias Adjustment 2 | [15 empty] | 2 | Poor Data | Poor Data | * | * | * | * | * | * | * | * | * | * | * | * | * | * | * | * | * | * | * | * | * | * | * | *
[9 empty] | 1 | [7 empty] | 3 | Poor Data | Poor Data | * | * | * | * | * | * | * | * | * | * | * | * | * | * | * | * | * | * | * | * | * | * | * | *
| Enter data into the pink cells | [7 empty] | 2 | [7 empty] | 4 | Poor Data | Poor Data | * | * | * | * | * | * | * | * | * | * | * | * | * | * | * | * | * | * | * | * | * | * | * | *
[9 empty] | 3 | [7 empty] | 5 | Poor Data | Poor Data | * | * | * | * | * | * | * | * | * | * | * | * | * | * | * | * | * | * | * | * | * | * | * | *
[9 empty] | 4 | [7 empty] | 6 | Poor Data | Poor Data | * | * | * | * | * | * | * | * | * | * | * | * | * | * | * | * | * | * | * | * | * | * | * | *
i) Enter co-located diffusion tube period means | [16 empty] | 7 | Poor Data | Poor Data | * | * | * | * | * | * | * | * | * | * | * | * | * | * | * | * | * | * | * | * | * | * | * | *
[17 empty] | 8 | Poor Data | Poor Data | * | * | * | * | * | * | * | * | * | * | * | * | * | * | * | * | * | * | * | * | * | * | * | *
Period | NO2 Period Mean (µg/m3) |  |  | Triplicate Mean | Standard Deviation | Coefficient of Variation (CV) | 95% CI of Mean | Data Quality Check | [8 empty] | 9 | Poor Data | Poor Data | * | * | * | * | * | * | * | * | * | * | * | * | * | * | * | * | * | * | * | * | * | * | * | *
| Tube 1 | Tube 2 | Tube 3 | [13 empty] | 10 | Poor Data | Poor Data | * | * | * | * | * | * | * | * | * | * | * | * | * | * | * | * | * | * | * | * | * | * | * | *
1 | [16 empty] | 11 | Poor Data | Poor Data | * | * | * | * | * | * | * | * | * | * | * | * | * | * | * | * | * | * | * | * | * | * | * | *
2 | [16 empty] | 12 | Poor Data | Poor Data | * | * | * | * | * | * | * | * | * | * | * | * | * | * | * | * | * | * | * | * | * | * | * | *
3 | [17 empty] | #DIV/0! | #DIV/0! |  |  | Average | #DIV/0! |  | #DIV/0! |  | #DIV/0! |  | Average= | #DIV/0! | #DIV/0! | sm | se | se | #DIV/0! |  | Average= | #DIV/0! | #DIV/0! | sm | se | #DIV/0! | #DIV/0!
4 | [20 empty] | Stdev monthly means | Stdev monthly means | #DIV/0! | se |  | #DIV/0! |  |  | Stdev= | #DIV/0! | #DIV/0! | #DIV/0! | #DIV/0! | #DIV/0! |  |  | Stdev= | #DIV/0! | #DIV/0! | #DIV/0! | #DIV/0! | #DIV/0! | #DIV/0!
5 | [19 empty] | #DIV/0! |  | N= | 0 | [5 empty] | N= | 0 | 0 | #DIV/0! |  |  |  |  | N= | 0 | 0 | #DIV/0! |  | #DIV/0! | #DIV/0!
6 | [21 empty] | 95% CI | #NUM! | [5 empty] | 95% CI | #NUM! | #NUM! | [5 empty] | 95% CI | #NUM! | #NUM! | #DIV/0! |  | #DIV/0! | #DIV/0!
7 | [28 empty] | #NUM! | #NUM! | [9 empty] | #DIV/0!
8
9
10
11
12
[9 empty] | #DIV/0! | #DIV/0!
ii) Enter co-located continuous monitor hourly monitoring data | [8 empty] | #DIV/0! | #DIV/0!
Start Date |  |  |  |  | Period | Period Mean | Data Capture (%) | Data Quality Check |  | Tube On | Tube Off | Day Count | Maximum Count | % TDC | CS1 Conc | CS1 % DC
Start Time |  |  |  |  | 1 |  | 0% |  | 1 | 2023-01-02 | 2023-02-02 | 31 | 744 | 0.084469 |  | 0%
[5 empty] | 2 |  | 0% |  | 2 | 2023-02-02 | 2023-03-03 | 29 | 696 | 0.079019 |  | 0%
Date & Time | NO2 Hourly Concentrations (µg/m3) |  |  |  | 3 |  | 0% |  | 3 | 2023-03-03 | 2023-03-30 | 27 | 648 | 0.073569 |  | 0%
[5 empty] | 4 |  | 0% |  | 4 | 2023-03-30 | 2023-05-06 | 37 | 888 | 0.10082 |  | 0%
0 |  |  |  |  | 5 |  | 0% |  | 5 | 2023-05-06 | 2023-06-03 | 28 | 672 | 0.076294 |  | 0%
0.041667 |  |  |  |  | 6 |  | 0% |  | 6 | 2023-06-03 | 2023-07-02 | 29 | 696 | 0.079019 |  | 0%
0.083333 |  |  |  |  | 7 |  | 0% |  | 7 | 2023-07-02 | 2023-07-29 | 27 | 648 | 0.073569 |  | 0%
0.125 |  |  |  |  | 8 |  | 0% |  | 8 | 2023-07-29 | 2023-08-26 | 28 | 672 | 0.076294 |  | 0%
0.16667 |  |  |  |  | 9 |  | 0% |  | 9 | 2023-08-26 | 2023-10-01 | 36 | 864 | 0.098093 |  | 0%
0.20833 |  |  |  |  | 10 |  | 0% |  | 10 | 2023-10-01 | 2023-11-14 | 44 | 1056 | 0.11989 |  | 0%
0.25 |  |  |  |  | 11 |  | 0% |  | 11 | 2023-11-14 | 2023-12-09 | 25 | 600 | 0.06812 |  | 0%
0.29167 |  |  |  |  | 12 |  | 0% |  | 12 | 2023-12-09 | 2024-01-04 | 26 | 624 | 0.070845 |  | 0%
0.33333 | [8 empty] | Data Capture | 0%
0.375
0.41667
0.45833
0.5
0.54167
0.58333
0.625
0.66667
0.70833
0.75
0.79167
0.83333
0.875
0.91667
0.95833
1
1899-12-31 01:00
1899-12-31 02:00
1899-12-31 03:00
1899-12-31 04:00
1899-12-31 05:00
1899-12-31 06:00
1899-12-31 07:00
1899-12-31 08:00
1899-12-31 09:00
1899-12-31 10:00
1899-12-31 11:00
1899-12-31 12:00
1899-12-31 13:00
1899-12-31 14:00
1899-12-31 15:00
1899-12-31 16:00
1899-12-31 17:00
1899-12-31 18:00
1899-12-31 19:00
1899-12-31 20:00
1899-12-31 21:00
1899-12-31 22:00
1899-12-31 23:00
1900-01-01
1900-01-01 01:00
1900-01-01 02:00
1900-01-01 03:00
1900-01-01 04:00
1900-01-01 05:00
1900-01-01 06:00
1900-01-01 07:00
1900-01-01 08:00
1900-01-01 09:00
1900-01-01 10:00
1900-01-01 11:00
1900-01-01 12:00
1900-01-01 13:00
1900-01-01 14:00
1900-01-01 15:00
1900-01-01 16:00
1900-01-01 17:00
1900-01-01 18:00
1900-01-01 19:00
1900-01-01 20:00
1900-01-01 21:00
1900-01-01 22:00
1900-01-01 23:00
1900-01-02
1900-01-02 01:00
1900-01-02 02:00
1900-01-02 03:00
1900-01-02 04:00
1900-01-02 05:00
1900-01-02 06:00
1900-01-02 07:00
1900-01-02 08:00
1900-01-02 09:00
1900-01-02 10:00
1900-01-02 11:00
1900-01-02 12:00
1900-01-02 13:00
1900-01-02 14:00
1900-01-02 15:00
1900-01-02 16:00
1900-01-02 17:00
1900-01-02 18:00
1900-01-02 19:00
1900-01-02 20:00
1900-01-02 21:00
1900-01-02 22:00
1900-01-02 23:00
1900-01-03
1900-01-03 01:00
1900-01-03 02:00
1900-01-03 03:00
1900-01-03 04:00
1900-01-03 05:00
1900-01-03 06:00
1900-01-03 07:00
1900-01-03 08:00
1900-01-03 09:00
1900-01-03 10:00
1900-01-03 11:00
1900-01-03 12:00
1900-01-03 13:00
1900-01-03 14:00
1900-01-03 15:00
1900-01-03 16:00
1900-01-03 17:00
1900-01-03 18:00
1900-01-03 19:00
1900-01-03 20:00
1900-01-03 21:00
1900-01-03 22:00
1900-01-03 23:00
1900-01-04
1900-01-04 01:00
1900-01-04 02:00
1900-01-04 03:00
1900-01-04 04:00
1900-01-04 05:00
1900-01-04 06:00
1900-01-04 07:00
1900-01-04 08:00
1900-01-04 09:00
1900-01-04 10:00
1900-01-04 11:00
1900-01-04 12:00
1900-01-04 13:00
1900-01-04 14:00
1900-01-04 15:00
1900-01-04 16:00
1900-01-04 17:00
1900-01-04 18:00
1900-01-04 19:00
1900-01-04 20:00
1900-01-04 21:00
1900-01-04 22:00
1900-01-04 23:00
1900-01-05
1900-01-05 01:00
1900-01-05 02:00
1900-01-05 03:00
1900-01-05 04:00
1900-01-05 05:00
1900-01-05 06:00
1900-01-05 07:00
1900-01-05 08:00
1900-01-05 09:00
1900-01-05 10:00
1900-01-05 11:00
1900-01-05 12:00
1900-01-05 13:00
1900-01-05 14:00
1900-01-05 15:00
1900-01-05 16:00
1900-01-05 17:00
1900-01-05 18:00
1900-01-05 19:00
1900-01-05 20:00
1900-01-05 21:00
1900-01-05 22:00
1900-01-05 23:00
1900-01-06
1900-01-06 01:00
1900-01-06 02:00
1900-01-06 03:00
1900-01-06 04:00
1900-01-06 05:00
1900-01-06 06:00
1900-01-06 07:00
1900-01-06 08:00
1900-01-06 09:00
1900-01-06 10:00
1900-01-06 11:00
1900-01-06 12:00
1900-01-06 13:00
1900-01-06 14:00
1900-01-06 15:00
1900-01-06 16:00
1900-01-06 17:00
1900-01-06 18:00
1900-01-06 19:00
1900-01-06 20:00
1900-01-06 21:00
1900-01-06 22:00
1900-01-06 23:00
1900-01-07
1900-01-07 01:00
1900-01-07 02:00
1900-01-07 03:00
1900-01-07 04:00
1900-01-07 05:00
1900-01-07 06:00
1900-01-07 07:00
1900-01-07 08:00
1900-01-07 09:00
1900-01-07 10:00
1900-01-07 11:00
1900-01-07 12:00
1900-01-07 13:00
1900-01-07 14:00
1900-01-07 15:00
1900-01-07 16:00
1900-01-07 17:00
1900-01-07 18:00
1900-01-07 19:00
1900-01-07 20:00
1900-01-07 21:00
1900-01-07 22:00
1900-01-07 23:00
1900-01-08
1900-01-08 01:00
1900-01-08 02:00
1900-01-08 03:00
1900-01-08 04:00
1900-01-08 05:00
1900-01-08 06:00
1900-01-08 07:00
1900-01-08 08:00
1900-01-08 09:00
1900-01-08 10:00
1900-01-08 11:00
1900-01-08 12:00
1900-01-08 13:00
1900-01-08 14:00
1900-01-08 15:00
1900-01-08 16:00
1900-01-08 17:00
1900-01-08 18:00
1900-01-08 19:00
1900-01-08 20:00
1900-01-08 21:00
1900-01-08 22:00
1900-01-08 23:00
1900-01-09
1900-01-09 01:00
1900-01-09 02:00
1900-01-09 03:00
1900-01-09 04:00
1900-01-09 05:00
1900-01-09 06:00
1900-01-09 07:00
1900-01-09 08:00
1900-01-09 09:00
1900-01-09 10:00
1900-01-09 11:00
1900-01-09 12:00
1900-01-09 13:00
1900-01-09 14:00
1900-01-09 15:00
1900-01-09 16:00
1900-01-09 17:00
1900-01-09 18:00
1900-01-09 19:00
1900-01-09 20:00
1900-01-09 21:00
1900-01-09 22:00
1900-01-09 23:00
1900-01-10
1900-01-10 01:00
1900-01-10 02:00
1900-01-10 03:00
1900-01-10 04:00
1900-01-10 05:00
1900-01-10 06:00
1900-01-10 07:00
1900-01-10 08:00
1900-01-10 09:00
1900-01-10 10:00
1900-01-10 11:00
1900-01-10 12:00
1900-01-10 13:00
1900-01-10 14:00
1900-01-10 15:00
1900-01-10 16:00
1900-01-10 17:00
1900-01-10 18:00
1900-01-10 19:00
1900-01-10 20:00
1900-01-10 21:00
1900-01-10 22:00
1900-01-10 23:00
1900-01-11
1900-01-11 01:00
1900-01-11 02:00
1900-01-11 03:00
1900-01-11 04:00
1900-01-11 05:00
1900-01-11 06:00
1900-01-11 07:00
1900-01-11 08:00
1900-01-11 09:00
1900-01-11 10:00
1900-01-11 11:00
1900-01-11 12:00
1900-01-11 13:00
1900-01-11 14:00
1900-01-11 15:00
1900-01-11 16:00
1900-01-11 17:00
1900-01-11 18:00
1900-01-11 19:00
1900-01-11 20:00
1900-01-11 21:00
1900-01-11 22:00
1900-01-11 23:00
1900-01-12
1900-01-12 01:00
1900-01-12 02:00
1900-01-12 03:00
1900-01-12 04:00
1900-01-12 05:00
1900-01-12 06:00
1900-01-12 07:00
1900-01-12 08:00
1900-01-12 09:00
1900-01-12 10:00
1900-01-12 11:00
1900-01-12 12:00
1900-01-12 13:00
1900-01-12 14:00
1900-01-12 15:00
1900-01-12 16:00
1900-01-12 17:00
1900-01-12 18:00
1900-01-12 19:00
1900-01-12 20:00
1900-01-12 21:00
1900-01-12 22:00
1900-01-12 23:00
1900-01-13
1900-01-13 01:00
1900-01-13 02:00
1900-01-13 03:00
1900-01-13 04:00
1900-01-13 05:00
1900-01-13 06:00
1900-01-13 07:00
1900-01-13 08:00
1900-01-13 09:00
1900-01-13 10:00
1900-01-13 11:00
1900-01-13 12:00
1900-01-13 13:00
1900-01-13 14:00
1900-01-13 15:00
1900-01-13 16:00
1900-01-13 17:00
1900-01-13 18:00
1900-01-13 19:00
1900-01-13 20:00
1900-01-13 21:00
1900-01-13 22:00
1900-01-13 23:00
1900-01-14
1900-01-14 01:00
1900-01-14 02:00
1900-01-14 03:00
1900-01-14 04:00
1900-01-14 05:00
1900-01-14 06:00
1900-01-14 07:00
1900-01-14 08:00
1900-01-14 09:00
1900-01-14 10:00
1900-01-14 11:00
1900-01-14 12:00
1900-01-14 13:00
1900-01-14 14:00
1900-01-14 15:00
1900-01-14 16:00
1900-01-14 17:00
1900-01-14 18:00
1900-01-14 19:00
1900-01-14 20:00
1900-01-14 21:00
1900-01-14 22:00
1900-01-14 23:00
1900-01-15
1900-01-15 01:00
1900-01-15 02:00
1900-01-15 03:00
1900-01-15 04:00
1900-01-15 05:00
1900-01-15 06:00
1900-01-15 07:00
1900-01-15 08:00
1900-01-15 09:00
1900-01-15 10:00
1900-01-15 11:00
1900-01-15 12:00
1900-01-15 13:00
1900-01-15 14:00
1900-01-15 15:00
1900-01-15 16:00
1900-01-15 17:00
1900-01-15 18:00
1900-01-15 19:00
1900-01-15 20:00
1900-01-15 21:00
1900-01-15 22:00
1900-01-15 23:00
1900-01-16
1900-01-16 01:00
1900-01-16 02:00
1900-01-16 03:00
1900-01-16 04:00
1900-01-16 05:00
1900-01-16 06:00
1900-01-16 07:00
1900-01-16 08:00
1900-01-16 09:00
1900-01-16 10:00
1900-01-16 11:00
1900-01-16 12:00
1900-01-16 13:00
1900-01-16 14:00
1900-01-16 15:00
1900-01-16 16:00
1900-01-16 17:00
1900-01-16 18:00
1900-01-16 19:00
1900-01-16 20:00
1900-01-16 21:00
1900-01-16 22:00
1900-01-16 23:00
1900-01-17
1900-01-17 01:00
1900-01-17 02:00
1900-01-17 03:00
1900-01-17 04:00
1900-01-17 05:00
1900-01-17 06:00
1900-01-17 07:00
1900-01-17 08:00
1900-01-17 09:00
1900-01-17 10:00
1900-01-17 11:00
1900-01-17 12:00
1900-01-17 13:00
1900-01-17 14:00
1900-01-17 15:00
1900-01-17 16:00
1900-01-17 17:00
1900-01-17 18:00
1900-01-17 19:00
1900-01-17 20:00
1900-01-17 21:00
1900-01-17 22:00
1900-01-17 23:00
1900-01-18
1900-01-18 01:00
1900-01-18 02:00
1900-01-18 03:00
1900-01-18 04:00
1900-01-18 05:00
1900-01-18 06:00
1900-01-18 07:00
1900-01-18 08:00
1900-01-18 09:00
1900-01-18 10:00
1900-01-18 11:00
1900-01-18 12:00
1900-01-18 13:00
1900-01-18 14:00
1900-01-18 15:00
1900-01-18 16:00
1900-01-18 17:00
1900-01-18 18:00
1900-01-18 19:00
1900-01-18 20:00
1900-01-18 21:00
1900-01-18 22:00
1900-01-18 23:00
1900-01-19
1900-01-19 01:00
1900-01-19 02:00
1900-01-19 03:00
1900-01-19 04:00
1900-01-19 05:00
1900-01-19 06:00
1900-01-19 07:00
1900-01-19 08:00
1900-01-19 09:00
1900-01-19 10:00
1900-01-19 11:00
1900-01-19 12:00
1900-01-19 13:00
1900-01-19 14:00
1900-01-19 15:00
1900-01-19 16:00
1900-01-19 17:00
1900-01-19 18:00
1900-01-19 19:00
1900-01-19 20:00
1900-01-19 21:00
1900-01-19 22:00
1900-01-19 23:00
1900-01-20
1900-01-20 01:00
1900-01-20 02:00
1900-01-20 03:00
1900-01-20 04:00
1900-01-20 05:00
1900-01-20 06:00
1900-01-20 07:00
1900-01-20 08:00
1900-01-20 09:00
1900-01-20 10:00
1900-01-20 11:00
1900-01-20 12:00
1900-01-20 13:00
1900-01-20 14:00
1900-01-20 15:00
1900-01-20 16:00
1900-01-20 17:00
1900-01-20 18:00
1900-01-20 19:00
1900-01-20 20:00
1900-01-20 21:00
1900-01-20 22:00
1900-01-20 23:00
1900-01-21
1900-01-21 01:00
1900-01-21 02:00
1900-01-21 03:00
1900-01-21 04:00
1900-01-21 05:00
1900-01-21 06:00
1900-01-21 07:00
1900-01-21 08:00
1900-01-21 09:00
1900-01-21 10:00
1900-01-21 11:00
1900-01-21 12:00
1900-01-21 13:00
1900-01-21 14:00
1900-01-21 15:00
1900-01-21 16:00
1900-01-21 17:00
1900-01-21 18:00
1900-01-21 19:00
1900-01-21 20:00
1900-01-21 21:00
1900-01-21 22:00
1900-01-21 23:00
1900-01-22
1900-01-22 01:00
1900-01-22 02:00
1900-01-22 03:00
1900-01-22 04:00
1900-01-22 05:00
1900-01-22 06:00
1900-01-22 07:00
1900-01-22 08:00
1900-01-22 09:00
1900-01-22 10:00
1900-01-22 11:00
1900-01-22 12:00
1900-01-22 13:00
1900-01-22 14:00
1900-01-22 15:00
1900-01-22 16:00
1900-01-22 17:00
1900-01-22 18:00
1900-01-22 19:00
1900-01-22 20:00
1900-01-22 21:00
1900-01-22 22:00
1900-01-22 23:00
1900-01-23
1900-01-23 01:00
1900-01-23 02:00
1900-01-23 03:00
1900-01-23 04:00
1900-01-23 05:00
1900-01-23 06:00
1900-01-23 07:00
1900-01-23 08:00
1900-01-23 09:00
1900-01-23 10:00
1900-01-23 11:00
1900-01-23 12:00
1900-01-23 13:00
1900-01-23 14:00
1900-01-23 15:00
1900-01-23 16:00
1900-01-23 17:00
1900-01-23 18:00
1900-01-23 19:00
1900-01-23 20:00
1900-01-23 21:00
1900-01-23 22:00
1900-01-23 23:00
1900-01-24
1900-01-24 01:00
1900-01-24 02:00
1900-01-24 03:00
1900-01-24 04:00
1900-01-24 05:00
1900-01-24 06:00
1900-01-24 07:00
1900-01-24 08:00
1900-01-24 09:00
1900-01-24 10:00
1900-01-24 11:00
1900-01-24 12:00
1900-01-24 13:00
1900-01-24 14:00
1900-01-24 15:00
1900-01-24 16:00
1900-01-24 17:00
1900-01-24 18:00
1900-01-24 19:00
1900-01-24 20:00
1900-01-24 21:00
1900-01-24 22:00
1900-01-24 23:00
1900-01-25
1900-01-25 01:00
1900-01-25 02:00
1900-01-25 03:00
1900-01-25 04:00
1900-01-25 05:00
1900-01-25 06:00
1900-01-25 07:00
1900-01-25 08:00
1900-01-25 09:00
1900-01-25 10:00
1900-01-25 11:00
1900-01-25 12:00
1900-01-25 13:00
1900-01-25 14:00
1900-01-25 15:00
1900-01-25 16:00
1900-01-25 17:00
1900-01-25 18:00
1900-01-25 19:00
1900-01-25 20:00
1900-01-25 21:00
1900-01-25 22:00
1900-01-25 23:00
1900-01-26
1900-01-26 01:00
1900-01-26 02:00
1900-01-26 03:00
1900-01-26 04:00
1900-01-26 05:00
1900-01-26 06:00
1900-01-26 07:00
1900-01-26 08:00
1900-01-26 09:00
1900-01-26 10:00
1900-01-26 11:00
1900-01-26 12:00
1900-01-26 13:00
1900-01-26 14:00
1900-01-26 15:00
1900-01-26 16:00
1900-01-26 17:00
1900-01-26 18:00
1900-01-26 19:00
1900-01-26 20:00
1900-01-26 21:00
1900-01-26 22:00
1900-01-26 23:00
1900-01-27
1900-01-27 01:00
1900-01-27 02:00
1900-01-27 03:00
1900-01-27 04:00
1900-01-27 05:00
1900-01-27 06:00
1900-01-27 07:00
1900-01-27 08:00
1900-01-27 09:00
1900-01-27 10:00
1900-01-27 11:00
1900-01-27 12:00
1900-01-27 13:00
1900-01-27 14:00
1900-01-27 15:00
1900-01-27 16:00
1900-01-27 17:00
1900-01-27 18:00
1900-01-27 19:00
1900-01-27 20:00
1900-01-27 21:00
1900-01-27 22:00
1900-01-27 23:00
1900-01-28
1900-01-28 01:00
1900-01-28 02:00
1900-01-28 03:00
1900-01-28 04:00
1900-01-28 05:00
1900-01-28 06:00
1900-01-28 07:00
1900-01-28 08:00
1900-01-28 09:00
1900-01-28 10:00
1900-01-28 11:00
1900-01-28 12:00
1900-01-28 13:00
1900-01-28 14:00
1900-01-28 15:00
1900-01-28 16:00
1900-01-28 17:00
1900-01-28 18:00
1900-01-28 19:00
1900-01-28 20:00
1900-01-28 21:00
1900-01-28 22:00
1900-01-28 23:00
1900-01-29
1900-01-29 01:00
1900-01-29 02:00
1900-01-29 03:00
1900-01-29 04:00
1900-01-29 05:00
1900-01-29 06:00
1900-01-29 07:00
1900-01-29 08:00
1900-01-29 09:00
1900-01-29 10:00
1900-01-29 11:00
1900-01-29 12:00
1900-01-29 13:00
1900-01-29 14:00
1900-01-29 15:00
1900-01-29 16:00
1900-01-29 17:00
1900-01-29 18:00
1900-01-29 19:00
1900-01-29 20:00
1900-01-29 21:00
1900-01-29 22:00
1900-01-29 23:00
1900-01-30
1900-01-30 01:00
1900-01-30 02:00
1900-01-30 03:00
1900-01-30 04:00
1900-01-30 05:00
1900-01-30 06:00
1900-01-30 07:00
1900-01-30 08:00
1900-01-30 09:00
1900-01-30 10:00
1900-01-30 11:00
1900-01-30 12:00
1900-01-30 13:00
1900-01-30 14:00
1900-01-30 15:00
1900-01-30 16:00
1900-01-30 17:00
1900-01-30 18:00
1900-01-30 19:00
1900-01-30 20:00
1900-01-30 21:00
1900-01-30 22:00
1900-01-30 23:00
1900-01-31
1900-01-31 01:00
1900-01-31 02:00
1900-01-31 03:00
1900-01-31 04:00
1900-01-31 05:00
1900-01-31 06:00
1900-01-31 07:00
1900-01-31 08:00
1900-01-31 09:00
1900-01-31 10:00
1900-01-31 11:00
1900-01-31 12:00
1900-01-31 13:00
1900-01-31 14:00
1900-01-31 15:00
1900-01-31 16:00
1900-01-31 17:00
1900-01-31 18:00
1900-01-31 19:00
1900-01-31 20:00
1900-01-31 21:00
1900-01-31 22:00
1900-01-31 23:00
1900-02-01
1900-02-01 01:00
1900-02-01 02:00
1900-02-01 03:00
1900-02-01 04:00
1900-02-01 05:00
1900-02-01 06:00
1900-02-01 07:00
1900-02-01 08:00
1900-02-01 09:00
1900-02-01 10:00
1900-02-01 11:00
1900-02-01 12:00
1900-02-01 13:00
1900-02-01 14:00
1900-02-01 15:00
1900-02-01 16:00
1900-02-01 17:00
1900-02-01 18:00
1900-02-01 19:00
1900-02-01 20:00
1900-02-01 21:00
1900-02-01 22:00
1900-02-01 23:00
1900-02-02
1900-02-02 01:00
1900-02-02 02:00
1900-02-02 03:00
1900-02-02 04:00
1900-02-02 05:00
1900-02-02 06:00
1900-02-02 07:00
1900-02-02 08:00
1900-02-02 09:00
1900-02-02 10:00
1900-02-02 11:00
1900-02-02 12:00
1900-02-02 13:00
1900-02-02 14:00
1900-02-02 15:00
1900-02-02 16:00
1900-02-02 17:00
1900-02-02 18:00
1900-02-02 19:00
1900-02-02 20:00
1900-02-02 21:00
1900-02-02 22:00
1900-02-02 23:00
1900-02-03
1900-02-03 01:00
1900-02-03 02:00
1900-02-03 03:00
1900-02-03 04:00
1900-02-03 05:00
1900-02-03 06:00
1900-02-03 07:00
1900-02-03 08:00
1900-02-03 09:00
1900-02-03 10:00
1900-02-03 11:00
1900-02-03 12:00
1900-02-03 13:00
1900-02-03 14:00
1900-02-03 15:00
1900-02-03 16:00
1900-02-03 17:00
1900-02-03 18:00
1900-02-03 19:00
1900-02-03 20:00
1900-02-03 21:00
1900-02-03 22:00
1900-02-03 23:00
1900-02-04
1900-02-04 01:00
1900-02-04 02:00
1900-02-04 03:00
1900-02-04 04:00
1900-02-04 05:00
1900-02-04 06:00
1900-02-04 07:00
1900-02-04 08:00
1900-02-04 09:00
1900-02-04 10:00
1900-02-04 11:00
1900-02-04 12:00
1900-02-04 13:00
1900-02-04 14:00
1900-02-04 15:00
1900-02-04 16:00
1900-02-04 17:00
1900-02-04 18:00
1900-02-04 19:00
1900-02-04 20:00
1900-02-04 21:00
1900-02-04 22:00
1900-02-04 23:00
1900-02-05
1900-02-05 01:00
1900-02-05 02:00
1900-02-05 03:00
1900-02-05 04:00
1900-02-05 05:00
1900-02-05 06:00
1900-02-05 07:00
1900-02-05 08:00
1900-02-05 09:00
1900-02-05 10:00
1900-02-05 11:00
1900-02-05 12:00
1900-02-05 13:00
1900-02-05 14:00
1900-02-05 15:00
1900-02-05 16:00
1900-02-05 17:00
1900-02-05 18:00
1900-02-05 19:00
1900-02-05 20:00
1900-02-05 21:00
1900-02-05 22:00
1900-02-05 23:00
1900-02-06
1900-02-06 01:00
1900-02-06 02:00
1900-02-06 03:00
1900-02-06 04:00
1900-02-06 05:00
1900-02-06 06:00
1900-02-06 07:00
1900-02-06 08:00
1900-02-06 09:00
1900-02-06 10:00
1900-02-06 11:00
1900-02-06 12:00
1900-02-06 13:00
1900-02-06 14:00
1900-02-06 15:00
1900-02-06 16:00
1900-02-06 17:00
1900-02-06 18:00
1900-02-06 19:00
1900-02-06 20:00
1900-02-06 21:00
1900-02-06 22:00
1900-02-06 23:00
1900-02-07
1900-02-07 01:00
1900-02-07 02:00
1900-02-07 03:00
1900-02-07 04:00
1900-02-07 05:00
1900-02-07 06:00
1900-02-07 07:00
1900-02-07 08:00
1900-02-07 09:00
1900-02-07 10:00
1900-02-07 11:00
1900-02-07 12:00
1900-02-07 13:00
1900-02-07 14:00
1900-02-07 15:00
1900-02-07 16:00
1900-02-07 17:00
1900-02-07 18:00
1900-02-07 19:00
1900-02-07 20:00
1900-02-07 21:00
1900-02-07 22:00
1900-02-07 23:00
1900-02-08
1900-02-08 01:00
1900-02-08 02:00
1900-02-08 03:00
1900-02-08 04:00
1900-02-08 05:00
1900-02-08 06:00
1900-02-08 07:00
1900-02-08 08:00
1900-02-08 09:00
1900-02-08 10:00
1900-02-08 11:00
1900-02-08 12:00
1900-02-08 13:00
1900-02-08 14:00
1900-02-08 15:00
1900-02-08 16:00
1900-02-08 17:00
1900-02-08 18:00
1900-02-08 19:00
1900-02-08 20:00
1900-02-08 21:00
1900-02-08 22:00
1900-02-08 23:00
1900-02-09
1900-02-09 01:00
1900-02-09 02:00
1900-02-09 03:00
1900-02-09 04:00
1900-02-09 05:00
1900-02-09 06:00
1900-02-09 07:00
1900-02-09 08:00
1900-02-09 09:00
1900-02-09 10:00
1900-02-09 11:00
1900-02-09 12:00
1900-02-09 13:00
1900-02-09 14:00
1900-02-09 15:00
1900-02-09 16:00
1900-02-09 17:00
1900-02-09 18:00
1900-02-09 19:00
1900-02-09 20:00
1900-02-09 21:00
1900-02-09 22:00
1900-02-09 23:00
1900-02-10
1900-02-10 01:00
1900-02-10 02:00
1900-02-10 03:00
1900-02-10 04:00
1900-02-10 05:00
1900-02-10 06:00
1900-02-10 07:00
1900-02-10 08:00
1900-02-10 09:00
1900-02-10 10:00
1900-02-10 11:00
1900-02-10 12:00
1900-02-10 13:00
1900-02-10 14:00
1900-02-10 15:00
1900-02-10 16:00
1900-02-10 17:00
1900-02-10 18:00
1900-02-10 19:00
1900-02-10 20:00
1900-02-10 21:00
1900-02-10 22:00
1900-02-10 23:00
1900-02-11
1900-02-11 01:00
1900-02-11 02:00
1900-02-11 03:00
1900-02-11 04:00
1900-02-11 05:00
1900-02-11 06:00
1900-02-11 07:00
1900-02-11 08:00
1900-02-11 09:00
1900-02-11 10:00
1900-02-11 11:00
1900-02-11 12:00
1900-02-11 13:00
1900-02-11 14:00
1900-02-11 15:00
1900-02-11 16:00
1900-02-11 17:00
1900-02-11 18:00
1900-02-11 19:00
1900-02-11 20:00
1900-02-11 21:00
1900-02-11 22:00
1900-02-11 23:00
1900-02-12
1900-02-12 01:00
1900-02-12 02:00
1900-02-12 03:00
1900-02-12 04:00
1900-02-12 05:00
1900-02-12 06:00
1900-02-12 07:00
1900-02-12 08:00
1900-02-12 09:00
1900-02-12 10:00
1900-02-12 11:00
1900-02-12 12:00
1900-02-12 13:00
1900-02-12 14:00
1900-02-12 15:00
1900-02-12 16:00
1900-02-12 17:00
1900-02-12 18:00
1900-02-12 19:00
1900-02-12 20:00
1900-02-12 21:00
1900-02-12 22:00
1900-02-12 23:00
1900-02-13
1900-02-13 01:00
1900-02-13 02:00
1900-02-13 03:00
1900-02-13 04:00
1900-02-13 05:00
1900-02-13 06:00
1900-02-13 07:00
1900-02-13 08:00
1900-02-13 09:00
1900-02-13 10:00
1900-02-13 11:00
1900-02-13 12:00
1900-02-13 13:00
1900-02-13 14:00
1900-02-13 15:00
1900-02-13 16:00
1900-02-13 17:00
1900-02-13 18:00
1900-02-13 19:00
1900-02-13 20:00
1900-02-13 21:00
1900-02-13 22:00
1900-02-13 23:00
1900-02-14
1900-02-14 01:00
1900-02-14 02:00
1900-02-14 03:00
1900-02-14 04:00
1900-02-14 05:00
1900-02-14 06:00
1900-02-14 07:00
1900-02-14 08:00
1900-02-14 09:00
1900-02-14 10:00
1900-02-14 11:00
1900-02-14 12:00
1900-02-14 13:00
1900-02-14 14:00
1900-02-14 15:00
1900-02-14 16:00
1900-02-14 17:00
1900-02-14 18:00
1900-02-14 19:00
1900-02-14 20:00
1900-02-14 21:00
1900-02-14 22:00
1900-02-14 23:00
1900-02-15
1900-02-15 01:00
1900-02-15 02:00
1900-02-15 03:00
1900-02-15 04:00
1900-02-15 05:00
1900-02-15 06:00
1900-02-15 07:00
1900-02-15 08:00
1900-02-15 09:00
1900-02-15 10:00
1900-02-15 11:00
1900-02-15 12:00
1900-02-15 13:00
1900-02-15 14:00
1900-02-15 15:00
1900-02-15 16:00
1900-02-15 17:00
1900-02-15 18:00
1900-02-15 19:00
1900-02-15 20:00
1900-02-15 21:00
1900-02-15 22:00
1900-02-15 23:00
1900-02-16
1900-02-16 01:00
1900-02-16 02:00
1900-02-16 03:00
1900-02-16 04:00
1900-02-16 05:00
1900-02-16 06:00
1900-02-16 07:00
1900-02-16 08:00
1900-02-16 09:00
1900-02-16 10:00
1900-02-16 11:00
1900-02-16 12:00
1900-02-16 13:00
1900-02-16 14:00
1900-02-16 15:00
1900-02-16 16:00
1900-02-16 17:00
1900-02-16 18:00
1900-02-16 19:00
1900-02-16 20:00
1900-02-16 21:00
1900-02-16 22:00
1900-02-16 23:00
1900-02-17
1900-02-17 01:00
1900-02-17 02:00
1900-02-17 03:00
1900-02-17 04:00
1900-02-17 05:00
1900-02-17 06:00
1900-02-17 07:00
1900-02-17 08:00
1900-02-17 09:00
1900-02-17 10:00
1900-02-17 11:00
1900-02-17 12:00
1900-02-17 13:00
1900-02-17 14:00
1900-02-17 15:00
1900-02-17 16:00
1900-02-17 17:00
1900-02-17 18:00
1900-02-17 19:00
1900-02-17 20:00
1900-02-17 21:00
1900-02-17 22:00
1900-02-17 23:00
1900-02-18
1900-02-18 01:00
1900-02-18 02:00
1900-02-18 03:00
1900-02-18 04:00
1900-02-18 05:00
1900-02-18 06:00
1900-02-18 07:00
1900-02-18 08:00
1900-02-18 09:00
1900-02-18 10:00
1900-02-18 11:00
1900-02-18 12:00
1900-02-18 13:00
1900-02-18 14:00
1900-02-18 15:00
1900-02-18 16:00
1900-02-18 17:00
1900-02-18 18:00
1900-02-18 19:00
1900-02-18 20:00
1900-02-18 21:00
1900-02-18 22:00
1900-02-18 23:00
1900-02-19
1900-02-19 01:00
1900-02-19 02:00
1900-02-19 03:00
1900-02-19 04:00
1900-02-19 05:00
1900-02-19 06:00
1900-02-19 07:00
1900-02-19 08:00
1900-02-19 09:00
1900-02-19 10:00
1900-02-19 11:00
1900-02-19 12:00
1900-02-19 13:00
1900-02-19 14:00
1900-02-19 15:00
1900-02-19 16:00
1900-02-19 17:00
1900-02-19 18:00
1900-02-19 19:00
1900-02-19 20:00
1900-02-19 21:00
1900-02-19 22:00
1900-02-19 23:00
1900-02-20
1900-02-20 01:00
1900-02-20 02:00
1900-02-20 03:00
1900-02-20 04:00
1900-02-20 05:00
1900-02-20 06:00
1900-02-20 07:00
1900-02-20 08:00
1900-02-20 09:00
1900-02-20 10:00
1900-02-20 11:00
1900-02-20 12:00
1900-02-20 13:00
1900-02-20 14:00
1900-02-20 15:00
1900-02-20 16:00
1900-02-20 17:00
1900-02-20 18:00
1900-02-20 19:00
1900-02-20 20:00
1900-02-20 21:00
1900-02-20 22:00
1900-02-20 23:00
1900-02-21
1900-02-21 01:00
1900-02-21 02:00
1900-02-21 03:00
1900-02-21 04:00
1900-02-21 05:00
1900-02-21 06:00
1900-02-21 07:00
1900-02-21 08:00
1900-02-21 09:00
1900-02-21 10:00
1900-02-21 11:00
1900-02-21 12:00
1900-02-21 13:00
1900-02-21 14:00
1900-02-21 15:00
1900-02-21 16:00
1900-02-21 17:00
1900-02-21 18:00
1900-02-21 19:00
1900-02-21 20:00
1900-02-21 21:00
1900-02-21 22:00
1900-02-21 23:00
1900-02-22
1900-02-22 01:00
1900-02-22 02:00
1900-02-22 03:00
1900-02-22 04:00
1900-02-22 05:00
1900-02-22 06:00
1900-02-22 07:00
1900-02-22 08:00
1900-02-22 09:00
1900-02-22 10:00
1900-02-22 11:00
1900-02-22 12:00
1900-02-22 13:00
1900-02-22 14:00
1900-02-22 15:00
1900-02-22 16:00
1900-02-22 17:00
1900-02-22 18:00
1900-02-22 19:00
1900-02-22 20:00
1900-02-22 21:00
1900-02-22 22:00
1900-02-22 23:00
1900-02-23
1900-02-23 01:00
1900-02-23 02:00
1900-02-23 03:00
1900-02-23 04:00
1900-02-23 05:00
1900-02-23 06:00
1900-02-23 07:00
1900-02-23 08:00
1900-02-23 09:00
1900-02-23 10:00
1900-02-23 11:00
1900-02-23 12:00
1900-02-23 13:00
1900-02-23 14:00
1900-02-23 15:00
1900-02-23 16:00
1900-02-23 17:00
1900-02-23 18:00
1900-02-23 19:00
1900-02-23 20:00
1900-02-23 21:00
1900-02-23 22:00
1900-02-23 23:00
1900-02-24
1900-02-24 01:00
1900-02-24 02:00
1900-02-24 03:00
1900-02-24 04:00
1900-02-24 05:00
1900-02-24 06:00
1900-02-24 07:00
1900-02-24 08:00
1900-02-24 09:00
1900-02-24 10:00
1900-02-24 11:00
1900-02-24 12:00
1900-02-24 13:00
1900-02-24 14:00
1900-02-24 15:00
1900-02-24 16:00
1900-02-24 17:00
1900-02-24 18:00
1900-02-24 19:00
1900-02-24 20:00
1900-02-24 21:00
1900-02-24 22:00
1900-02-24 23:00
1900-02-25
1900-02-25 01:00
1900-02-25 02:00
1900-02-25 03:00
1900-02-25 04:00
1900-02-25 05:00
1900-02-25 06:00
1900-02-25 07:00
1900-02-25 08:00
1900-02-25 09:00
1900-02-25 10:00
1900-02-25 11:00
1900-02-25 12:00
1900-02-25 13:00
1900-02-25 14:00
1900-02-25 15:00
1900-02-25 16:00
1900-02-25 17:00
1900-02-25 18:00
1900-02-25 19:00
1900-02-25 20:00
1900-02-25 21:00
1900-02-25 22:00
1900-02-25 23:00
1900-02-26
1900-02-26 01:00
1900-02-26 02:00
1900-02-26 03:00
1900-02-26 04:00
1900-02-26 05:00
1900-02-26 06:00
1900-02-26 07:00
1900-02-26 08:00
1900-02-26 09:00
1900-02-26 10:00
1900-02-26 11:00
1900-02-26 12:00
1900-02-26 13:00
1900-02-26 14:00
1900-02-26 15:00
1900-02-26 16:00
1900-02-26 17:00
1900-02-26 18:00
1900-02-26 19:00
1900-02-26 20:00
1900-02-26 21:00
1900-02-26 22:00
1900-02-26 23:00
1900-02-27
1900-02-27 01:00
1900-02-27 02:00
1900-02-27 03:00
1900-02-27 04:00
1900-02-27 05:00
1900-02-27 06:00
1900-02-27 07:00
1900-02-27 08:00
1900-02-27 09:00
1900-02-27 10:00
1900-02-27 11:00
1900-02-27 12:00
1900-02-27 13:00
1900-02-27 14:00
1900-02-27 15:00
1900-02-27 16:00
1900-02-27 17:00
1900-02-27 18:00
1900-02-27 19:00
1900-02-27 20:00
1900-02-27 21:00
1900-02-27 22:00
1900-02-27 23:00
1900-02-28
1900-02-28 01:00
1900-02-28 02:00
1900-02-28 03:00
1900-02-28 04:00
1900-02-28 05:00
1900-02-28 06:00
1900-02-28 07:00
1900-02-28 08:00
1900-02-28 09:00
1900-02-28 10:00
1900-02-28 11:00
1900-02-28 12:00
1900-02-28 13:00
1900-02-28 14:00
1900-02-28 15:00
1900-02-28 16:00
1900-02-28 17:00
1900-02-28 18:00
1900-02-28 19:00
1900-02-28 20:00
1900-02-28 21:00
1900-02-28 22:00
1900-02-28 23:00
1900-03-01
1900-03-01 01:00
1900-03-01 02:00
1900-03-01 03:00
1900-03-01 04:00
1900-03-01 05:00
1900-03-01 06:00
1900-03-01 07:00
1900-03-01 08:00
1900-03-01 09:00
1900-03-01 10:00
1900-03-01 11:00
1900-03-01 12:00
1900-03-01 13:00
1900-03-01 14:00
1900-03-01 15:00
1900-03-01 16:00
1900-03-01 17:00
1900-03-01 18:00
1900-03-01 19:00
1900-03-01 20:00
1900-03-01 21:00
1900-03-01 22:00
1900-03-01 23:00
1900-03-02
1900-03-02 01:00
1900-03-02 02:00
1900-03-02 03:00
1900-03-02 04:00
1900-03-02 05:00
1900-03-02 06:00
1900-03-02 07:00
1900-03-02 08:00
1900-03-02 09:00
1900-03-02 10:00
1900-03-02 11:00
1900-03-02 12:00
1900-03-02 13:00
1900-03-02 14:00
1900-03-02 15:00
1900-03-02 16:00
1900-03-02 17:00
1900-03-02 18:00
1900-03-02 19:00
1900-03-02 20:00
1900-03-02 21:00
1900-03-02 22:00
1900-03-02 23:00
1900-03-03
1900-03-03 01:00
1900-03-03 02:00
1900-03-03 03:00
1900-03-03 04:00
1900-03-03 05:00
1900-03-03 06:00
1900-03-03 07:00
1900-03-03 08:00
1900-03-03 09:00
1900-03-03 10:00
1900-03-03 11:00
1900-03-03 12:00
1900-03-03 13:00
1900-03-03 14:00
1900-03-03 15:00
1900-03-03 16:00
1900-03-03 17:00
1900-03-03 18:00
1900-03-03 19:00
1900-03-03 20:00
1900-03-03 21:00
1900-03-03 22:00
1900-03-03 23:00
1900-03-04
1900-03-04 01:00
1900-03-04 02:00
1900-03-04 03:00
1900-03-04 04:00
1900-03-04 05:00
1900-03-04 06:00
1900-03-04 07:00
1900-03-04 08:00
1900-03-04 09:00
1900-03-04 10:00
1900-03-04 11:00
1900-03-04 12:00
1900-03-04 13:00
1900-03-04 14:00
1900-03-04 15:00
1900-03-04 16:00
1900-03-04 17:00
1900-03-04 18:00
1900-03-04 19:00
1900-03-04 20:00
1900-03-04 21:00
1900-03-04 22:00
1900-03-04 23:00
1900-03-05
1900-03-05 01:00
1900-03-05 02:00
1900-03-05 03:00
1900-03-05 04:00
1900-03-05 05:00
1900-03-05 06:00
1900-03-05 07:00
1900-03-05 08:00
1900-03-05 09:00
1900-03-05 10:00
1900-03-05 11:00
1900-03-05 12:00
1900-03-05 13:00
1900-03-05 14:00
1900-03-05 15:00
1900-03-05 16:00
1900-03-05 17:00
1900-03-05 18:00
1900-03-05 19:00
1900-03-05 20:00
1900-03-05 21:00
1900-03-05 22:00
1900-03-05 23:00
1900-03-06
1900-03-06 01:00
1900-03-06 02:00
1900-03-06 03:00
1900-03-06 04:00
1900-03-06 05:00
1900-03-06 06:00
1900-03-06 07:00
1900-03-06 08:00
1900-03-06 09:00
1900-03-06 10:00
1900-03-06 11:00
1900-03-06 12:00
1900-03-06 13:00
1900-03-06 14:00
1900-03-06 15:00
1900-03-06 16:00
1900-03-06 17:00
1900-03-06 18:00
1900-03-06 19:00
1900-03-06 20:00
1900-03-06 21:00
1900-03-06 22:00
1900-03-06 23:00
1900-03-07
1900-03-07 01:00
1900-03-07 02:00
1900-03-07 03:00
1900-03-07 04:00
1900-03-07 05:00
1900-03-07 06:00
1900-03-07 07:00
1900-03-07 08:00
1900-03-07 09:00
1900-03-07 10:00
1900-03-07 11:00
1900-03-07 12:00
1900-03-07 13:00
1900-03-07 14:00
1900-03-07 15:00
1900-03-07 16:00
1900-03-07 17:00
1900-03-07 18:00
1900-03-07 19:00
1900-03-07 20:00
1900-03-07 21:00
1900-03-07 22:00
1900-03-07 23:00
1900-03-08
1900-03-08 01:00
1900-03-08 02:00
1900-03-08 03:00
1900-03-08 04:00
1900-03-08 05:00
1900-03-08 06:00
1900-03-08 07:00
1900-03-08 08:00
1900-03-08 09:00
1900-03-08 10:00
1900-03-08 11:00
1900-03-08 12:00
1900-03-08 13:00
1900-03-08 14:00
1900-03-08 15:00
1900-03-08 16:00
1900-03-08 17:00
1900-03-08 18:00
1900-03-08 19:00
1900-03-08 20:00
1900-03-08 21:00
1900-03-08 22:00
1900-03-08 23:00
1900-03-09
1900-03-09 01:00
1900-03-09 02:00
1900-03-09 03:00
1900-03-09 04:00
1900-03-09 05:00
1900-03-09 06:00
1900-03-09 07:00
1900-03-09 08:00
1900-03-09 09:00
1900-03-09 10:00
1900-03-09 11:00
1900-03-09 12:00
1900-03-09 13:00
1900-03-09 14:00
1900-03-09 15:00
1900-03-09 16:00
1900-03-09 17:00
1900-03-09 18:00
1900-03-09 19:00
1900-03-09 20:00
1900-03-09 21:00
1900-03-09 22:00
1900-03-09 23:00
1900-03-10
1900-03-10 01:00
1900-03-10 02:00
1900-03-10 03:00
1900-03-10 04:00
1900-03-10 05:00
1900-03-10 06:00
1900-03-10 07:00
1900-03-10 08:00
1900-03-10 09:00
1900-03-10 10:00
1900-03-10 11:00
1900-03-10 12:00
1900-03-10 13:00
1900-03-10 14:00
1900-03-10 15:00
1900-03-10 16:00
1900-03-10 17:00
1900-03-10 18:00
1900-03-10 19:00
1900-03-10 20:00
1900-03-10 21:00
1900-03-10 22:00
1900-03-10 23:00
1900-03-11
1900-03-11 01:00
1900-03-11 02:00
1900-03-11 03:00
1900-03-11 04:00
1900-03-11 05:00
1900-03-11 06:00
1900-03-11 07:00
1900-03-11 08:00
1900-03-11 09:00
1900-03-11 10:00
1900-03-11 11:00
1900-03-11 12:00
1900-03-11 13:00
1900-03-11 14:00
1900-03-11 15:00
1900-03-11 16:00
1900-03-11 17:00
1900-03-11 18:00
1900-03-11 19:00
1900-03-11 20:00
1900-03-11 21:00
1900-03-11 22:00
1900-03-11 23:00
1900-03-12
1900-03-12 01:00
1900-03-12 02:00
1900-03-12 03:00
1900-03-12 04:00
1900-03-12 05:00
1900-03-12 06:00
1900-03-12 07:00
1900-03-12 08:00
1900-03-12 09:00
1900-03-12 10:00
1900-03-12 11:00
1900-03-12 12:00
1900-03-12 13:00
1900-03-12 14:00
1900-03-12 15:00
1900-03-12 16:00
1900-03-12 17:00
1900-03-12 18:00
1900-03-12 19:00
1900-03-12 20:00
1900-03-12 21:00
1900-03-12 22:00
1900-03-12 23:00
1900-03-13
1900-03-13 01:00
1900-03-13 02:00
1900-03-13 03:00
1900-03-13 04:00
1900-03-13 05:00
1900-03-13 06:00
1900-03-13 07:00
1900-03-13 08:00
1900-03-13 09:00
1900-03-13 10:00
1900-03-13 11:00
1900-03-13 12:00
1900-03-13 13:00
1900-03-13 14:00
1900-03-13 15:00
1900-03-13 16:00
1900-03-13 17:00
1900-03-13 18:00
1900-03-13 19:00
1900-03-13 20:00
1900-03-13 21:00
1900-03-13 22:00
1900-03-13 23:00
1900-03-14
1900-03-14 01:00
1900-03-14 02:00
1900-03-14 03:00
1900-03-14 04:00
1900-03-14 05:00
1900-03-14 06:00
1900-03-14 07:00
1900-03-14 08:00
1900-03-14 09:00
1900-03-14 10:00
1900-03-14 11:00
1900-03-14 12:00
1900-03-14 13:00
1900-03-14 14:00
1900-03-14 15:00
1900-03-14 16:00
1900-03-14 17:00
1900-03-14 18:00
1900-03-14 19:00
1900-03-14 20:00
1900-03-14 21:00
1900-03-14 22:00
1900-03-14 23:00
1900-03-15
1900-03-15 01:00
1900-03-15 02:00
1900-03-15 03:00
1900-03-15 04:00
1900-03-15 05:00
1900-03-15 06:00
1900-03-15 07:00
1900-03-15 08:00
1900-03-15 09:00
1900-03-15 10:00
1900-03-15 11:00
1900-03-15 12:00
1900-03-15 13:00
1900-03-15 14:00
1900-03-15 15:00
1900-03-15 16:00
1900-03-15 17:00
1900-03-15 18:00
1900-03-15 19:00
1900-03-15 20:00
1900-03-15 21:00
1900-03-15 22:00
1900-03-15 23:00
1900-03-16
1900-03-16 01:00
1900-03-16 02:00
1900-03-16 03:00
1900-03-16 04:00
1900-03-16 05:00
1900-03-16 06:00
1900-03-16 07:00
1900-03-16 08:00
1900-03-16 09:00
1900-03-16 10:00
1900-03-16 11:00
1900-03-16 12:00
1900-03-16 13:00
1900-03-16 14:00
1900-03-16 15:00
1900-03-16 16:00
1900-03-16 17:00
1900-03-16 18:00
1900-03-16 19:00
1900-03-16 20:00
1900-03-16 21:00
1900-03-16 22:00
1900-03-16 23:00
1900-03-17
1900-03-17 01:00
1900-03-17 02:00
1900-03-17 03:00
1900-03-17 04:00
1900-03-17 05:00
1900-03-17 06:00
1900-03-17 07:00
1900-03-17 08:00
1900-03-17 09:00
1900-03-17 10:00
1900-03-17 11:00
1900-03-17 12:00
1900-03-17 13:00
1900-03-17 14:00
1900-03-17 15:00
1900-03-17 16:00
1900-03-17 17:00
1900-03-17 18:00
1900-03-17 19:00
1900-03-17 20:00
1900-03-17 21:00
1900-03-17 22:00
1900-03-17 23:00
1900-03-18
1900-03-18 01:00
1900-03-18 02:00
1900-03-18 03:00
1900-03-18 04:00
1900-03-18 05:00
1900-03-18 06:00
1900-03-18 07:00
1900-03-18 08:00
1900-03-18 09:00
1900-03-18 10:00
1900-03-18 11:00
1900-03-18 12:00
1900-03-18 13:00
1900-03-18 14:00
1900-03-18 15:00
1900-03-18 16:00
1900-03-18 17:00
1900-03-18 18:00
1900-03-18 19:00
1900-03-18 20:00
1900-03-18 21:00
1900-03-18 22:00
1900-03-18 23:00
1900-03-19
1900-03-19 01:00
1900-03-19 02:00
1900-03-19 03:00
1900-03-19 04:00
1900-03-19 05:00
1900-03-19 06:00
1900-03-19 07:00
1900-03-19 08:00
1900-03-19 09:00
1900-03-19 10:00
1900-03-19 11:00
1900-03-19 12:00
1900-03-19 13:00
1900-03-19 14:00
1900-03-19 15:00
1900-03-19 16:00
1900-03-19 17:00
1900-03-19 18:00
1900-03-19 19:00
1900-03-19 20:00
1900-03-19 21:00
1900-03-19 22:00
1900-03-19 23:00
1900-03-20
1900-03-20 01:00
1900-03-20 02:00
1900-03-20 03:00
1900-03-20 04:00
1900-03-20 05:00
1900-03-20 06:00
1900-03-20 07:00
1900-03-20 08:00
1900-03-20 09:00
1900-03-20 10:00
1900-03-20 11:00
1900-03-20 12:00
1900-03-20 13:00
1900-03-20 14:00
1900-03-20 15:00
1900-03-20 16:00
1900-03-20 17:00
1900-03-20 18:00
1900-03-20 19:00
1900-03-20 20:00
1900-03-20 21:00
1900-03-20 22:00
1900-03-20 23:00
1900-03-21
1900-03-21 01:00
1900-03-21 02:00
1900-03-21 03:00
1900-03-21 04:00
1900-03-21 05:00
1900-03-21 06:00
1900-03-21 07:00
1900-03-21 08:00
1900-03-21 09:00
1900-03-21 10:00
1900-03-21 11:00
1900-03-21 12:00
1900-03-21 13:00
1900-03-21 14:00
1900-03-21 15:00
1900-03-21 16:00
1900-03-21 17:00
1900-03-21 18:00
1900-03-21 19:00
1900-03-21 20:00
1900-03-21 21:00
1900-03-21 22:00
1900-03-21 23:00
1900-03-22
1900-03-22 01:00
1900-03-22 02:00
1900-03-22 03:00
1900-03-22 04:00
1900-03-22 05:00
1900-03-22 06:00
1900-03-22 07:00
1900-03-22 08:00
1900-03-22 09:00
1900-03-22 10:00
1900-03-22 11:00
1900-03-22 12:00
1900-03-22 13:00
1900-03-22 14:00
1900-03-22 15:00
1900-03-22 16:00
1900-03-22 17:00
1900-03-22 18:00
1900-03-22 19:00
1900-03-22 20:00
1900-03-22 21:00
1900-03-22 22:00
1900-03-22 23:00
1900-03-23
1900-03-23 01:00
1900-03-23 02:00
1900-03-23 03:00
1900-03-23 04:00
1900-03-23 05:00
1900-03-23 06:00
1900-03-23 07:00
1900-03-23 08:00
1900-03-23 09:00
1900-03-23 10:00
1900-03-23 11:00
1900-03-23 12:00
1900-03-23 13:00
1900-03-23 14:00
1900-03-23 15:00
1900-03-23 16:00
1900-03-23 17:00
1900-03-23 18:00
1900-03-23 19:00
1900-03-23 20:00
1900-03-23 21:00
1900-03-23 22:00
1900-03-23 23:00
1900-03-24
1900-03-24 01:00
1900-03-24 02:00
1900-03-24 03:00
1900-03-24 04:00
1900-03-24 05:00
1900-03-24 06:00
1900-03-24 07:00
1900-03-24 08:00
1900-03-24 09:00
1900-03-24 10:00
1900-03-24 11:00
1900-03-24 12:00
1900-03-24 13:00
1900-03-24 14:00
1900-03-24 15:00
1900-03-24 16:00
1900-03-24 17:00
1900-03-24 18:00
1900-03-24 19:00
1900-03-24 20:00
1900-03-24 21:00
1900-03-24 22:00
1900-03-24 23:00
1900-03-25
1900-03-25 01:00
1900-03-25 02:00
1900-03-25 03:00
1900-03-25 04:00
1900-03-25 05:00
1900-03-25 06:00
1900-03-25 07:00
1900-03-25 08:00
1900-03-25 09:00
1900-03-25 10:00
1900-03-25 11:00
1900-03-25 12:00
1900-03-25 13:00
1900-03-25 14:00
1900-03-25 15:00
1900-03-25 16:00
1900-03-25 17:00
1900-03-25 18:00
1900-03-25 19:00
1900-03-25 20:00
1900-03-25 21:00
1900-03-25 22:00
1900-03-25 23:00
1900-03-26
1900-03-26 01:00
1900-03-26 02:00
1900-03-26 03:00
1900-03-26 04:00
1900-03-26 05:00
1900-03-26 06:00
1900-03-26 07:00
1900-03-26 08:00
1900-03-26 09:00
1900-03-26 10:00
1900-03-26 11:00
1900-03-26 12:00
1900-03-26 13:00
1900-03-26 14:00
1900-03-26 15:00
1900-03-26 16:00
1900-03-26 17:00
1900-03-26 18:00
1900-03-26 19:00
1900-03-26 20:00
1900-03-26 21:00
1900-03-26 22:00
1900-03-26 23:00
1900-03-27
1900-03-27 01:00
1900-03-27 02:00
1900-03-27 03:00
1900-03-27 04:00
1900-03-27 05:00
1900-03-27 06:00
1900-03-27 07:00
1900-03-27 08:00
1900-03-27 09:00
1900-03-27 10:00
1900-03-27 11:00
1900-03-27 12:00
1900-03-27 13:00
1900-03-27 14:00
1900-03-27 15:00
1900-03-27 16:00
1900-03-27 17:00
1900-03-27 18:00
1900-03-27 19:00
1900-03-27 20:00
1900-03-27 21:00
1900-03-27 22:00
1900-03-27 23:00
1900-03-28
1900-03-28 01:00
1900-03-28 02:00
1900-03-28 03:00
1900-03-28 04:00
1900-03-28 05:00
1900-03-28 06:00
1900-03-28 07:00
1900-03-28 08:00
1900-03-28 09:00
1900-03-28 10:00
1900-03-28 11:00
1900-03-28 12:00
1900-03-28 13:00
1900-03-28 14:00
1900-03-28 15:00
1900-03-28 16:00
1900-03-28 17:00
1900-03-28 18:00
1900-03-28 19:00
1900-03-28 20:00
1900-03-28 21:00
1900-03-28 22:00
1900-03-28 23:00
1900-03-29
1900-03-29 01:00
1900-03-29 02:00
1900-03-29 03:00
1900-03-29 04:00
1900-03-29 05:00
1900-03-29 06:00
1900-03-29 07:00
1900-03-29 08:00
1900-03-29 09:00
1900-03-29 10:00
1900-03-29 11:00
1900-03-29 12:00
1900-03-29 13:00
1900-03-29 14:00
1900-03-29 15:00
1900-03-29 16:00
1900-03-29 17:00
1900-03-29 18:00
1900-03-29 19:00
1900-03-29 20:00
1900-03-29 21:00
1900-03-29 22:00
1900-03-29 23:00
1900-03-30
1900-03-30 01:00
1900-03-30 02:00
1900-03-30 03:00
1900-03-30 04:00
1900-03-30 05:00
1900-03-30 06:00
1900-03-30 07:00
1900-03-30 08:00
1900-03-30 09:00
1900-03-30 10:00
1900-03-30 11:00
1900-03-30 12:00
1900-03-30 13:00
1900-03-30 14:00
1900-03-30 15:00
1900-03-30 16:00
1900-03-30 17:00
1900-03-30 18:00
1900-03-30 19:00
1900-03-30 20:00
1900-03-30 21:00
1900-03-30 22:00
1900-03-30 23:00
1900-03-31
1900-03-31 01:00
1900-03-31 02:00
1900-03-31 03:00
1900-03-31 04:00
1900-03-31 05:00
1900-03-31 06:00
1900-03-31 07:00
1900-03-31 08:00
1900-03-31 09:00
1900-03-31 10:00
1900-03-31 11:00
1900-03-31 12:00
1900-03-31 13:00
1900-03-31 14:00
1900-03-31 15:00
1900-03-31 16:00
1900-03-31 17:00
1900-03-31 18:00
1900-03-31 19:00
1900-03-31 20:00
1900-03-31 21:00
1900-03-31 22:00
1900-03-31 23:00
1900-04-01
1900-04-01 01:00
1900-04-01 02:00
1900-04-01 03:00
1900-04-01 04:00
1900-04-01 05:00
1900-04-01 06:00
1900-04-01 07:00
1900-04-01 08:00
1900-04-01 09:00
1900-04-01 10:00
1900-04-01 11:00
1900-04-01 12:00
1900-04-01 13:00
1900-04-01 14:00
1900-04-01 15:00
1900-04-01 16:00
1900-04-01 17:00
1900-04-01 18:00
1900-04-01 19:00
1900-04-01 20:00
1900-04-01 21:00
1900-04-01 22:00
1900-04-01 23:00
1900-04-02
1900-04-02 01:00
1900-04-02 02:00
1900-04-02 03:00
1900-04-02 04:00
1900-04-02 05:00
1900-04-02 06:00
1900-04-02 07:00
1900-04-02 08:00
1900-04-02 09:00
1900-04-02 10:00
1900-04-02 11:00
1900-04-02 12:00
1900-04-02 13:00
1900-04-02 14:00
1900-04-02 15:00
1900-04-02 16:00
1900-04-02 17:00
1900-04-02 18:00
1900-04-02 19:00
1900-04-02 20:00
1900-04-02 21:00
1900-04-02 22:00
1900-04-02 23:00
1900-04-03
1900-04-03 01:00
1900-04-03 02:00
1900-04-03 03:00
1900-04-03 04:00
1900-04-03 05:00
1900-04-03 06:00
1900-04-03 07:00
1900-04-03 08:00
1900-04-03 09:00
1900-04-03 10:00
1900-04-03 11:00
1900-04-03 12:00
1900-04-03 13:00
1900-04-03 14:00
1900-04-03 15:00
1900-04-03 16:00
1900-04-03 17:00
1900-04-03 18:00
1900-04-03 19:00
1900-04-03 20:00
1900-04-03 21:00
1900-04-03 22:00
1900-04-03 23:00
1900-04-04
1900-04-04 01:00
1900-04-04 02:00
1900-04-04 03:00
1900-04-04 04:00
1900-04-04 05:00
1900-04-04 06:00
1900-04-04 07:00
1900-04-04 08:00
1900-04-04 09:00
1900-04-04 10:00
1900-04-04 11:00
1900-04-04 12:00
1900-04-04 13:00
1900-04-04 14:00
1900-04-04 15:00
1900-04-04 16:00
1900-04-04 17:00
1900-04-04 18:00
1900-04-04 19:00
1900-04-04 20:00
1900-04-04 21:00
1900-04-04 22:00
1900-04-04 23:00
1900-04-05
1900-04-05 01:00
1900-04-05 02:00
1900-04-05 03:00
1900-04-05 04:00
1900-04-05 05:00
1900-04-05 06:00
1900-04-05 07:00
1900-04-05 08:00
1900-04-05 09:00
1900-04-05 10:00
1900-04-05 11:00
1900-04-05 12:00
1900-04-05 13:00
1900-04-05 14:00
1900-04-05 15:00
1900-04-05 16:00
1900-04-05 17:00
1900-04-05 18:00
1900-04-05 19:00
1900-04-05 20:00
1900-04-05 21:00
1900-04-05 22:00
1900-04-05 23:00
1900-04-06
1900-04-06 01:00
1900-04-06 02:00
1900-04-06 03:00
1900-04-06 04:00
1900-04-06 05:00
1900-04-06 06:00
1900-04-06 07:00
1900-04-06 08:00
1900-04-06 09:00
1900-04-06 10:00
1900-04-06 11:00
1900-04-06 12:00
1900-04-06 13:00
1900-04-06 14:00
1900-04-06 15:00
1900-04-06 16:00
1900-04-06 17:00
1900-04-06 18:00
1900-04-06 19:00
1900-04-06 20:00
1900-04-06 21:00
1900-04-06 22:00
1900-04-06 23:00
1900-04-07
1900-04-07 01:00
1900-04-07 02:00
1900-04-07 03:00
1900-04-07 04:00
1900-04-07 05:00
1900-04-07 06:00
1900-04-07 07:00
1900-04-07 08:00
1900-04-07 09:00
1900-04-07 10:00
1900-04-07 11:00
1900-04-07 12:00
1900-04-07 13:00
1900-04-07 14:00
1900-04-07 15:00
1900-04-07 16:00
1900-04-07 17:00
1900-04-07 18:00
1900-04-07 19:00
1900-04-07 20:00
1900-04-07 21:00
1900-04-07 22:00
1900-04-07 23:00
1900-04-08
1900-04-08 01:00
1900-04-08 02:00
1900-04-08 03:00
1900-04-08 04:00
1900-04-08 05:00
1900-04-08 06:00
1900-04-08 07:00
1900-04-08 08:00
1900-04-08 09:00
1900-04-08 10:00
1900-04-08 11:00
1900-04-08 12:00
1900-04-08 13:00
1900-04-08 14:00
1900-04-08 15:00
1900-04-08 16:00
1900-04-08 17:00
1900-04-08 18:00
1900-04-08 19:00
1900-04-08 20:00
1900-04-08 21:00
1900-04-08 22:00
1900-04-08 23:00
1900-04-09
1900-04-09 01:00
1900-04-09 02:00
1900-04-09 03:00
1900-04-09 04:00
1900-04-09 05:00
1900-04-09 06:00
1900-04-09 07:00
1900-04-09 08:00
1900-04-09 09:00
1900-04-09 10:00
1900-04-09 11:00
1900-04-09 12:00
1900-04-09 13:00
1900-04-09 14:00
1900-04-09 15:00
1900-04-09 16:00
1900-04-09 17:00
1900-04-09 18:00
1900-04-09 19:00
1900-04-09 20:00
1900-04-09 21:00
1900-04-09 22:00
1900-04-09 23:00
1900-04-10
1900-04-10 01:00
1900-04-10 02:00
1900-04-10 03:00
1900-04-10 04:00
1900-04-10 05:00
1900-04-10 06:00
1900-04-10 07:00
1900-04-10 08:00
1900-04-10 09:00
1900-04-10 10:00
1900-04-10 11:00
1900-04-10 12:00
1900-04-10 13:00
1900-04-10 14:00
1900-04-10 15:00
1900-04-10 16:00
1900-04-10 17:00
1900-04-10 18:00
1900-04-10 19:00
1900-04-10 20:00
1900-04-10 21:00
1900-04-10 22:00
1900-04-10 23:00
1900-04-11
1900-04-11 01:00
1900-04-11 02:00
1900-04-11 03:00
1900-04-11 04:00
1900-04-11 05:00
1900-04-11 06:00
1900-04-11 07:00
1900-04-11 08:00
1900-04-11 09:00
1900-04-11 10:00
1900-04-11 11:00
1900-04-11 12:00
1900-04-11 13:00
1900-04-11 14:00
1900-04-11 15:00
1900-04-11 16:00
1900-04-11 17:00
1900-04-11 18:00
1900-04-11 19:00
1900-04-11 20:00
1900-04-11 21:00
1900-04-11 22:00
1900-04-11 23:00
1900-04-12
1900-04-12 01:00
1900-04-12 02:00
1900-04-12 03:00
1900-04-12 04:00
1900-04-12 05:00
1900-04-12 06:00
1900-04-12 07:00
1900-04-12 08:00
1900-04-12 09:00
1900-04-12 10:00
1900-04-12 11:00
1900-04-12 12:00
1900-04-12 13:00
1900-04-12 14:00
1900-04-12 15:00
1900-04-12 16:00
1900-04-12 17:00
1900-04-12 18:00
1900-04-12 19:00
1900-04-12 20:00
1900-04-12 21:00
1900-04-12 22:00
1900-04-12 23:00
1900-04-13
1900-04-13 01:00
1900-04-13 02:00
1900-04-13 03:00
1900-04-13 04:00
1900-04-13 05:00
1900-04-13 06:00
1900-04-13 07:00
1900-04-13 08:00
1900-04-13 09:00
1900-04-13 10:00
1900-04-13 11:00
1900-04-13 12:00
1900-04-13 13:00
1900-04-13 14:00
1900-04-13 15:00
1900-04-13 16:00
1900-04-13 17:00
1900-04-13 18:00
1900-04-13 19:00
1900-04-13 20:00
1900-04-13 21:00
1900-04-13 22:00
1900-04-13 23:00
1900-04-14
1900-04-14 01:00
1900-04-14 02:00
1900-04-14 03:00
1900-04-14 04:00
1900-04-14 05:00
1900-04-14 06:00
1900-04-14 07:00
1900-04-14 08:00
1900-04-14 09:00
1900-04-14 10:00
1900-04-14 11:00
1900-04-14 12:00
1900-04-14 13:00
1900-04-14 14:00
1900-04-14 15:00
1900-04-14 16:00
1900-04-14 17:00
1900-04-14 18:00
1900-04-14 19:00
1900-04-14 20:00
1900-04-14 21:00
1900-04-14 22:00
1900-04-14 23:00
1900-04-15
1900-04-15 01:00
1900-04-15 02:00
1900-04-15 03:00
1900-04-15 04:00
1900-04-15 05:00
1900-04-15 06:00
1900-04-15 07:00
1900-04-15 08:00
1900-04-15 09:00
1900-04-15 10:00
1900-04-15 11:00
1900-04-15 12:00
1900-04-15 13:00
1900-04-15 14:00
1900-04-15 15:00
1900-04-15 16:00
1900-04-15 17:00
1900-04-15 18:00
1900-04-15 19:00
1900-04-15 20:00
1900-04-15 21:00
1900-04-15 22:00
1900-04-15 23:00
1900-04-16
1900-04-16 01:00
1900-04-16 02:00
1900-04-16 03:00
1900-04-16 04:00
1900-04-16 05:00
1900-04-16 06:00
1900-04-16 07:00
1900-04-16 08:00
1900-04-16 09:00
1900-04-16 10:00
1900-04-16 11:00
1900-04-16 12:00
1900-04-16 13:00
1900-04-16 14:00
1900-04-16 15:00
1900-04-16 16:00
1900-04-16 17:00
1900-04-16 18:00
1900-04-16 19:00
1900-04-16 20:00
1900-04-16 21:00
1900-04-16 22:00
1900-04-16 23:00
1900-04-17
1900-04-17 01:00
1900-04-17 02:00
1900-04-17 03:00
1900-04-17 04:00
1900-04-17 05:00
1900-04-17 06:00
1900-04-17 07:00
1900-04-17 08:00
1900-04-17 09:00
1900-04-17 10:00
1900-04-17 11:00
1900-04-17 12:00
1900-04-17 13:00
1900-04-17 14:00
1900-04-17 15:00
1900-04-17 16:00
1900-04-17 17:00
1900-04-17 18:00
1900-04-17 19:00
1900-04-17 20:00
1900-04-17 21:00
1900-04-17 22:00
1900-04-17 23:00
1900-04-18
1900-04-18 01:00
1900-04-18 02:00
1900-04-18 03:00
1900-04-18 04:00
1900-04-18 05:00
1900-04-18 06:00
1900-04-18 07:00
1900-04-18 08:00
1900-04-18 09:00
1900-04-18 10:00
1900-04-18 11:00
1900-04-18 12:00
1900-04-18 13:00
1900-04-18 14:00
1900-04-18 15:00
1900-04-18 16:00
1900-04-18 17:00
1900-04-18 18:00
1900-04-18 19:00
1900-04-18 20:00
1900-04-18 21:00
1900-04-18 22:00
1900-04-18 23:00
1900-04-19
1900-04-19 01:00
1900-04-19 02:00
1900-04-19 03:00
1900-04-19 04:00
1900-04-19 05:00
1900-04-19 06:00
1900-04-19 07:00
1900-04-19 08:00
1900-04-19 09:00
1900-04-19 10:00
1900-04-19 11:00
1900-04-19 12:00
1900-04-19 13:00
1900-04-19 14:00
1900-04-19 15:00
1900-04-19 16:00
1900-04-19 17:00
1900-04-19 18:00
1900-04-19 19:00
1900-04-19 20:00
1900-04-19 21:00
1900-04-19 22:00
1900-04-19 23:00
1900-04-20
1900-04-20 01:00
1900-04-20 02:00
1900-04-20 03:00
1900-04-20 04:00
1900-04-20 05:00
1900-04-20 06:00
1900-04-20 07:00
1900-04-20 08:00
1900-04-20 09:00
1900-04-20 10:00
1900-04-20 11:00
1900-04-20 12:00
1900-04-20 13:00
1900-04-20 14:00
1900-04-20 15:00
1900-04-20 16:00
1900-04-20 17:00
1900-04-20 18:00
1900-04-20 19:00
1900-04-20 20:00
1900-04-20 21:00
1900-04-20 22:00
1900-04-20 23:00
1900-04-21
1900-04-21 01:00
1900-04-21 02:00
1900-04-21 03:00
1900-04-21 04:00
1900-04-21 05:00
1900-04-21 06:00
1900-04-21 07:00
1900-04-21 08:00
1900-04-21 09:00
1900-04-21 10:00
1900-04-21 11:00
1900-04-21 12:00
1900-04-21 13:00
1900-04-21 14:00
1900-04-21 15:00
1900-04-21 16:00
1900-04-21 17:00
1900-04-21 18:00
1900-04-21 19:00
1900-04-21 20:00
1900-04-21 21:00
1900-04-21 22:00
1900-04-21 23:00
1900-04-22
1900-04-22 01:00
1900-04-22 02:00
1900-04-22 03:00
1900-04-22 04:00
1900-04-22 05:00
1900-04-22 06:00
1900-04-22 07:00
1900-04-22 08:00
1900-04-22 09:00
1900-04-22 10:00
1900-04-22 11:00
1900-04-22 12:00
1900-04-22 13:00
1900-04-22 14:00
1900-04-22 15:00
1900-04-22 16:00
1900-04-22 17:00
1900-04-22 18:00
1900-04-22 19:00
1900-04-22 20:00
1900-04-22 21:00
1900-04-22 22:00
1900-04-22 23:00
1900-04-23
1900-04-23 01:00
1900-04-23 02:00
1900-04-23 03:00
1900-04-23 04:00
1900-04-23 05:00
1900-04-23 06:00
1900-04-23 07:00
1900-04-23 08:00
1900-04-23 09:00
1900-04-23 10:00
1900-04-23 11:00
1900-04-23 12:00
1900-04-23 13:00
1900-04-23 14:00
1900-04-23 15:00
1900-04-23 16:00
1900-04-23 17:00
1900-04-23 18:00
1900-04-23 19:00
1900-04-23 20:00
1900-04-23 21:00
1900-04-23 22:00
1900-04-23 23:00
1900-04-24
1900-04-24 01:00
1900-04-24 02:00
1900-04-24 03:00
1900-04-24 04:00
1900-04-24 05:00
1900-04-24 06:00
1900-04-24 07:00
1900-04-24 08:00
1900-04-24 09:00
1900-04-24 10:00
1900-04-24 11:00
1900-04-24 12:00
1900-04-24 13:00
1900-04-24 14:00
1900-04-24 15:00
1900-04-24 16:00
1900-04-24 17:00
1900-04-24 18:00
1900-04-24 19:00
1900-04-24 20:00
1900-04-24 21:00
1900-04-24 22:00
1900-04-24 23:00
1900-04-25
1900-04-25 01:00
1900-04-25 02:00
1900-04-25 03:00
1900-04-25 04:00
1900-04-25 05:00
1900-04-25 06:00
1900-04-25 07:00
1900-04-25 08:00
1900-04-25 09:00
1900-04-25 10:00
1900-04-25 11:00
1900-04-25 12:00
1900-04-25 13:00
1900-04-25 14:00
1900-04-25 15:00
1900-04-25 16:00
1900-04-25 17:00
1900-04-25 18:00
1900-04-25 19:00
1900-04-25 20:00
1900-04-25 21:00
1900-04-25 22:00
1900-04-25 23:00
1900-04-26
1900-04-26 01:00
1900-04-26 02:00
1900-04-26 03:00
1900-04-26 04:00
1900-04-26 05:00
1900-04-26 06:00
1900-04-26 07:00
1900-04-26 08:00
1900-04-26 09:00
1900-04-26 10:00
1900-04-26 11:00
1900-04-26 12:00
1900-04-26 13:00
1900-04-26 14:00
1900-04-26 15:00
1900-04-26 16:00
1900-04-26 17:00
1900-04-26 18:00
1900-04-26 19:00
1900-04-26 20:00
1900-04-26 21:00
1900-04-26 22:00
1900-04-26 23:00
1900-04-27
1900-04-27 01:00
1900-04-27 02:00
1900-04-27 03:00
1900-04-27 04:00
1900-04-27 05:00
1900-04-27 06:00
1900-04-27 07:00
1900-04-27 08:00
1900-04-27 09:00
1900-04-27 10:00
1900-04-27 11:00
1900-04-27 12:00
1900-04-27 13:00
1900-04-27 14:00
1900-04-27 15:00
1900-04-27 16:00
1900-04-27 17:00
1900-04-27 18:00
1900-04-27 19:00
1900-04-27 20:00
1900-04-27 21:00
1900-04-27 22:00
1900-04-27 23:00
1900-04-28
1900-04-28 01:00
1900-04-28 02:00
1900-04-28 03:00
1900-04-28 04:00
1900-04-28 05:00
1900-04-28 06:00
1900-04-28 07:00
1900-04-28 08:00
1900-04-28 09:00
1900-04-28 10:00
1900-04-28 11:00
1900-04-28 12:00
1900-04-28 13:00
1900-04-28 14:00
1900-04-28 15:00
1900-04-28 16:00
1900-04-28 17:00
1900-04-28 18:00
1900-04-28 19:00
1900-04-28 20:00
1900-04-28 21:00
1900-04-28 22:00
1900-04-28 23:00
1900-04-29
1900-04-29 01:00
1900-04-29 02:00
1900-04-29 03:00
1900-04-29 04:00
1900-04-29 05:00
1900-04-29 06:00
1900-04-29 07:00
1900-04-29 08:00
1900-04-29 09:00
1900-04-29 10:00
1900-04-29 11:00
1900-04-29 12:00
1900-04-29 13:00
1900-04-29 14:00
1900-04-29 15:00
1900-04-29 16:00
1900-04-29 17:00
1900-04-29 18:00
1900-04-29 19:00
1900-04-29 20:00
1900-04-29 21:00
1900-04-29 22:00
1900-04-29 23:00
1900-04-30
1900-04-30 01:00
1900-04-30 02:00
1900-04-30 03:00
1900-04-30 04:00
1900-04-30 05:00
1900-04-30 06:00
1900-04-30 07:00
1900-04-30 08:00
1900-04-30 09:00
1900-04-30 10:00
1900-04-30 11:00
1900-04-30 12:00
1900-04-30 13:00
1900-04-30 14:00
1900-04-30 15:00
1900-04-30 16:00
1900-04-30 17:00
1900-04-30 18:00
1900-04-30 19:00
1900-04-30 20:00
1900-04-30 21:00
1900-04-30 22:00
1900-04-30 23:00
1900-05-01
1900-05-01 01:00
1900-05-01 02:00
1900-05-01 03:00
1900-05-01 04:00
1900-05-01 05:00
1900-05-01 06:00
1900-05-01 07:00
1900-05-01 08:00
1900-05-01 09:00
1900-05-01 10:00
1900-05-01 11:00
1900-05-01 12:00
1900-05-01 13:00
1900-05-01 14:00
1900-05-01 15:00
1900-05-01 16:00
1900-05-01 17:00
1900-05-01 18:00
1900-05-01 19:00
1900-05-01 20:00
1900-05-01 21:00
1900-05-01 22:00
1900-05-01 23:00
1900-05-02
1900-05-02 01:00
1900-05-02 02:00
1900-05-02 03:00
1900-05-02 04:00
1900-05-02 05:00
1900-05-02 06:00
1900-05-02 07:00
1900-05-02 08:00
1900-05-02 09:00
1900-05-02 10:00
1900-05-02 11:00
1900-05-02 12:00
1900-05-02 13:00
1900-05-02 14:00
1900-05-02 15:00
1900-05-02 16:00
1900-05-02 17:00
1900-05-02 18:00
1900-05-02 19:00
1900-05-02 20:00
1900-05-02 21:00
1900-05-02 22:00
1900-05-02 23:00
1900-05-03
1900-05-03 01:00
1900-05-03 02:00
1900-05-03 03:00
1900-05-03 04:00
1900-05-03 05:00
1900-05-03 06:00
1900-05-03 07:00
1900-05-03 08:00
1900-05-03 09:00
1900-05-03 10:00
1900-05-03 11:00
1900-05-03 12:00
1900-05-03 13:00
1900-05-03 14:00
1900-05-03 15:00
1900-05-03 16:00
1900-05-03 17:00
1900-05-03 18:00
1900-05-03 19:00
1900-05-03 20:00
1900-05-03 21:00
1900-05-03 22:00
1900-05-03 23:00
1900-05-04
1900-05-04 01:00
1900-05-04 02:00
1900-05-04 03:00
1900-05-04 04:00
1900-05-04 05:00
1900-05-04 06:00
1900-05-04 07:00
1900-05-04 08:00
1900-05-04 09:00
1900-05-04 10:00
1900-05-04 11:00
1900-05-04 12:00
1900-05-04 13:00
1900-05-04 14:00
1900-05-04 15:00
1900-05-04 16:00
1900-05-04 17:00
1900-05-04 18:00
1900-05-04 19:00
1900-05-04 20:00
1900-05-04 21:00
1900-05-04 22:00
1900-05-04 23:00
1900-05-05
1900-05-05 01:00
1900-05-05 02:00
1900-05-05 03:00
1900-05-05 04:00
1900-05-05 05:00
1900-05-05 06:00
1900-05-05 07:00
1900-05-05 08:00
1900-05-05 09:00
1900-05-05 10:00
1900-05-05 11:00
1900-05-05 12:00
1900-05-05 13:00
1900-05-05 14:00
1900-05-05 15:00
1900-05-05 16:00
1900-05-05 17:00
1900-05-05 18:00
1900-05-05 19:00
1900-05-05 20:00
1900-05-05 21:00
1900-05-05 22:00
1900-05-05 23:00
1900-05-06
1900-05-06 01:00
1900-05-06 02:00
1900-05-06 03:00
1900-05-06 04:00
1900-05-06 05:00
1900-05-06 06:00
1900-05-06 07:00
1900-05-06 08:00
1900-05-06 09:00
1900-05-06 10:00
1900-05-06 11:00
1900-05-06 12:00
1900-05-06 13:00
1900-05-06 14:00
1900-05-06 15:00
1900-05-06 16:00
1900-05-06 17:00
1900-05-06 18:00
1900-05-06 19:00
1900-05-06 20:00
1900-05-06 21:00
1900-05-06 22:00
1900-05-06 23:00
1900-05-07
1900-05-07 01:00
1900-05-07 02:00
1900-05-07 03:00
1900-05-07 04:00
1900-05-07 05:00
1900-05-07 06:00
1900-05-07 07:00
1900-05-07 08:00
1900-05-07 09:00
1900-05-07 10:00
1900-05-07 11:00
1900-05-07 12:00
1900-05-07 13:00
1900-05-07 14:00
1900-05-07 15:00
1900-05-07 16:00
1900-05-07 17:00
1900-05-07 18:00
1900-05-07 19:00
1900-05-07 20:00
1900-05-07 21:00
1900-05-07 22:00
1900-05-07 23:00
1900-05-08
1900-05-08 01:00
1900-05-08 02:00
1900-05-08 03:00
1900-05-08 04:00
1900-05-08 05:00
1900-05-08 06:00
1900-05-08 07:00
1900-05-08 08:00
1900-05-08 09:00
1900-05-08 10:00
1900-05-08 11:00
1900-05-08 12:00
1900-05-08 13:00
1900-05-08 14:00
1900-05-08 15:00
1900-05-08 16:00
1900-05-08 17:00
1900-05-08 18:00
1900-05-08 19:00
1900-05-08 20:00
1900-05-08 21:00
1900-05-08 22:00
1900-05-08 23:00
1900-05-09
1900-05-09 01:00
1900-05-09 02:00
1900-05-09 03:00
1900-05-09 04:00
1900-05-09 05:00
1900-05-09 06:00
1900-05-09 07:00
1900-05-09 08:00
1900-05-09 09:00
1900-05-09 10:00
1900-05-09 11:00
1900-05-09 12:00
1900-05-09 13:00
1900-05-09 14:00
1900-05-09 15:00
1900-05-09 16:00
1900-05-09 17:00
1900-05-09 18:00
1900-05-09 19:00
1900-05-09 20:00
1900-05-09 21:00
1900-05-09 22:00
1900-05-09 23:00
1900-05-10
1900-05-10 01:00
1900-05-10 02:00
1900-05-10 03:00
1900-05-10 04:00
1900-05-10 05:00
1900-05-10 06:00
1900-05-10 07:00
1900-05-10 08:00
1900-05-10 09:00
1900-05-10 10:00
1900-05-10 11:00
1900-05-10 12:00
1900-05-10 13:00
1900-05-10 14:00
1900-05-10 15:00
1900-05-10 16:00
1900-05-10 17:00
1900-05-10 18:00
1900-05-10 19:00
1900-05-10 20:00
1900-05-10 21:00
1900-05-10 22:00
1900-05-10 23:00
1900-05-11
1900-05-11 01:00
1900-05-11 02:00
1900-05-11 03:00
1900-05-11 04:00
1900-05-11 05:00
1900-05-11 06:00
1900-05-11 07:00
1900-05-11 08:00
1900-05-11 09:00
1900-05-11 10:00
1900-05-11 11:00
1900-05-11 12:00
1900-05-11 13:00
1900-05-11 14:00
1900-05-11 15:00
1900-05-11 16:00
1900-05-11 17:00
1900-05-11 18:00
1900-05-11 19:00
1900-05-11 20:00
1900-05-11 21:00
1900-05-11 22:00
1900-05-11 23:00
1900-05-12
1900-05-12 01:00
1900-05-12 02:00
1900-05-12 03:00
1900-05-12 04:00
1900-05-12 05:00
1900-05-12 06:00
1900-05-12 07:00
1900-05-12 08:00
1900-05-12 09:00
1900-05-12 10:00
1900-05-12 11:00
1900-05-12 12:00
1900-05-12 13:00
1900-05-12 14:00
1900-05-12 15:00
1900-05-12 16:00
1900-05-12 17:00
1900-05-12 18:00
1900-05-12 19:00
1900-05-12 20:00
1900-05-12 21:00
1900-05-12 22:00
1900-05-12 23:00
1900-05-13
1900-05-13 01:00
1900-05-13 02:00
1900-05-13 03:00
1900-05-13 04:00
1900-05-13 05:00
1900-05-13 06:00
1900-05-13 07:00
1900-05-13 08:00
1900-05-13 09:00
1900-05-13 10:00
1900-05-13 11:00
1900-05-13 12:00
1900-05-13 13:00
1900-05-13 14:00
1900-05-13 15:00
1900-05-13 16:00
1900-05-13 17:00
1900-05-13 18:00
1900-05-13 19:00
1900-05-13 20:00
1900-05-13 21:00
1900-05-13 22:00
1900-05-13 23:00
1900-05-14
1900-05-14 01:00
1900-05-14 02:00
1900-05-14 03:00
1900-05-14 04:00
1900-05-14 05:00
1900-05-14 06:00
1900-05-14 07:00
1900-05-14 08:00
1900-05-14 09:00
1900-05-14 10:00
1900-05-14 11:00
1900-05-14 12:00
1900-05-14 13:00
1900-05-14 14:00
1900-05-14 15:00
1900-05-14 16:00
1900-05-14 17:00
1900-05-14 18:00
1900-05-14 19:00
1900-05-14 20:00
1900-05-14 21:00
1900-05-14 22:00
1900-05-14 23:00
1900-05-15
1900-05-15 01:00
1900-05-15 02:00
1900-05-15 03:00
1900-05-15 04:00
1900-05-15 05:00
1900-05-15 06:00
1900-05-15 07:00
1900-05-15 08:00
1900-05-15 09:00
1900-05-15 10:00
1900-05-15 11:00
1900-05-15 12:00
1900-05-15 13:00
1900-05-15 14:00
1900-05-15 15:00
1900-05-15 16:00
1900-05-15 17:00
1900-05-15 18:00
1900-05-15 19:00
1900-05-15 20:00
1900-05-15 21:00
1900-05-15 22:00
1900-05-15 23:00
1900-05-16
1900-05-16 01:00
1900-05-16 02:00
1900-05-16 03:00
1900-05-16 04:00
1900-05-16 05:00
1900-05-16 06:00
1900-05-16 07:00
1900-05-16 08:00
1900-05-16 09:00
1900-05-16 10:00
1900-05-16 11:00
1900-05-16 12:00
1900-05-16 13:00
1900-05-16 14:00
1900-05-16 15:00
1900-05-16 16:00
1900-05-16 17:00
1900-05-16 18:00
1900-05-16 19:00
1900-05-16 20:00
1900-05-16 21:00
1900-05-16 22:00
1900-05-16 23:00
1900-05-17
1900-05-17 01:00
1900-05-17 02:00
1900-05-17 03:00
1900-05-17 04:00
1900-05-17 05:00
1900-05-17 06:00
1900-05-17 07:00
1900-05-17 08:00
1900-05-17 09:00
1900-05-17 10:00
1900-05-17 11:00
1900-05-17 12:00
1900-05-17 13:00
1900-05-17 14:00
1900-05-17 15:00
1900-05-17 16:00
1900-05-17 17:00
1900-05-17 18:00
1900-05-17 19:00
1900-05-17 20:00
1900-05-17 21:00
1900-05-17 22:00
1900-05-17 23:00
1900-05-18
1900-05-18 01:00
1900-05-18 02:00
1900-05-18 03:00
1900-05-18 04:00
1900-05-18 05:00
1900-05-18 06:00
1900-05-18 07:00
1900-05-18 08:00
1900-05-18 09:00
1900-05-18 10:00
1900-05-18 11:00
1900-05-18 12:00
1900-05-18 13:00
1900-05-18 14:00
1900-05-18 15:00
1900-05-18 16:00
1900-05-18 17:00
1900-05-18 18:00
1900-05-18 19:00
1900-05-18 20:00
1900-05-18 21:00
1900-05-18 22:00
1900-05-18 23:00
1900-05-19
1900-05-19 01:00
1900-05-19 02:00
1900-05-19 03:00
1900-05-19 04:00
1900-05-19 05:00
1900-05-19 06:00
1900-05-19 07:00
1900-05-19 08:00
1900-05-19 09:00
1900-05-19 10:00
1900-05-19 11:00
1900-05-19 12:00
1900-05-19 13:00
1900-05-19 14:00
1900-05-19 15:00
1900-05-19 16:00
1900-05-19 17:00
1900-05-19 18:00
1900-05-19 19:00
1900-05-19 20:00
1900-05-19 21:00
1900-05-19 22:00
1900-05-19 23:00
1900-05-20
1900-05-20 01:00
1900-05-20 02:00
1900-05-20 03:00
1900-05-20 04:00
1900-05-20 05:00
1900-05-20 06:00
1900-05-20 07:00
1900-05-20 08:00
1900-05-20 09:00
1900-05-20 10:00
1900-05-20 11:00
1900-05-20 12:00
1900-05-20 13:00
1900-05-20 14:00
1900-05-20 15:00
1900-05-20 16:00
1900-05-20 17:00
1900-05-20 18:00
1900-05-20 19:00
1900-05-20 20:00
1900-05-20 21:00
1900-05-20 22:00
1900-05-20 23:00
1900-05-21
1900-05-21 01:00
1900-05-21 02:00
1900-05-21 03:00
1900-05-21 04:00
1900-05-21 05:00
1900-05-21 06:00
1900-05-21 07:00
1900-05-21 08:00
1900-05-21 09:00
1900-05-21 10:00
1900-05-21 11:00
1900-05-21 12:00
1900-05-21 13:00
1900-05-21 14:00
1900-05-21 15:00
1900-05-21 16:00
1900-05-21 17:00
1900-05-21 18:00
1900-05-21 19:00
1900-05-21 20:00
1900-05-21 21:00
1900-05-21 22:00
1900-05-21 23:00
1900-05-22
1900-05-22 01:00
1900-05-22 02:00
1900-05-22 03:00
1900-05-22 04:00
1900-05-22 05:00
1900-05-22 06:00
1900-05-22 07:00
1900-05-22 08:00
1900-05-22 09:00
1900-05-22 10:00
1900-05-22 11:00
1900-05-22 12:00
1900-05-22 13:00
1900-05-22 14:00
1900-05-22 15:00
1900-05-22 16:00
1900-05-22 17:00
1900-05-22 18:00
1900-05-22 19:00
1900-05-22 20:00
1900-05-22 21:00
1900-05-22 22:00
1900-05-22 23:00
1900-05-23
1900-05-23 01:00
1900-05-23 02:00
1900-05-23 03:00
1900-05-23 04:00
1900-05-23 05:00
1900-05-23 06:00
1900-05-23 07:00
1900-05-23 08:00
1900-05-23 09:00
1900-05-23 10:00
1900-05-23 11:00
1900-05-23 12:00
1900-05-23 13:00
1900-05-23 14:00
1900-05-23 15:00
1900-05-23 16:00
1900-05-23 17:00
1900-05-23 18:00
1900-05-23 19:00
1900-05-23 20:00
1900-05-23 21:00
1900-05-23 22:00
1900-05-23 23:00
1900-05-24
1900-05-24 01:00
1900-05-24 02:00
1900-05-24 03:00
1900-05-24 04:00
1900-05-24 05:00
1900-05-24 06:00
1900-05-24 07:00
1900-05-24 08:00
1900-05-24 09:00
1900-05-24 10:00
1900-05-24 11:00
1900-05-24 12:00
1900-05-24 13:00
1900-05-24 14:00
1900-05-24 15:00
1900-05-24 16:00
1900-05-24 17:00
1900-05-24 18:00
1900-05-24 19:00
1900-05-24 20:00
1900-05-24 21:00
1900-05-24 22:00
1900-05-24 23:00
1900-05-25
1900-05-25 01:00
1900-05-25 02:00
1900-05-25 03:00
1900-05-25 04:00
1900-05-25 05:00
1900-05-25 06:00
1900-05-25 07:00
1900-05-25 08:00
1900-05-25 09:00
1900-05-25 10:00
1900-05-25 11:00
1900-05-25 12:00
1900-05-25 13:00
1900-05-25 14:00
1900-05-25 15:00
1900-05-25 16:00
1900-05-25 17:00
1900-05-25 18:00
1900-05-25 19:00
1900-05-25 20:00
1900-05-25 21:00
1900-05-25 22:00
1900-05-25 23:00
1900-05-26
1900-05-26 01:00
1900-05-26 02:00
1900-05-26 03:00
1900-05-26 04:00
1900-05-26 05:00
1900-05-26 06:00
1900-05-26 07:00
1900-05-26 08:00
1900-05-26 09:00
1900-05-26 10:00
1900-05-26 11:00
1900-05-26 12:00
1900-05-26 13:00
1900-05-26 14:00
1900-05-26 15:00
1900-05-26 16:00
1900-05-26 17:00
1900-05-26 18:00
1900-05-26 19:00
1900-05-26 20:00
1900-05-26 21:00
1900-05-26 22:00
1900-05-26 23:00
1900-05-27
1900-05-27 01:00
1900-05-27 02:00
1900-05-27 03:00
1900-05-27 04:00
1900-05-27 05:00
1900-05-27 06:00
1900-05-27 07:00
1900-05-27 08:00
1900-05-27 09:00
1900-05-27 10:00
1900-05-27 11:00
1900-05-27 12:00
1900-05-27 13:00
1900-05-27 14:00
1900-05-27 15:00
1900-05-27 16:00
1900-05-27 17:00
1900-05-27 18:00
1900-05-27 19:00
1900-05-27 20:00
1900-05-27 21:00
1900-05-27 22:00
1900-05-27 23:00
1900-05-28
1900-05-28 01:00
1900-05-28 02:00
1900-05-28 03:00
1900-05-28 04:00
1900-05-28 05:00
1900-05-28 06:00
1900-05-28 07:00
1900-05-28 08:00
1900-05-28 09:00
1900-05-28 10:00
1900-05-28 11:00
1900-05-28 12:00
1900-05-28 13:00
1900-05-28 14:00
1900-05-28 15:00
1900-05-28 16:00
1900-05-28 17:00
1900-05-28 18:00
1900-05-28 19:00
1900-05-28 20:00
1900-05-28 21:00
1900-05-28 22:00
1900-05-28 23:00
1900-05-29
1900-05-29 01:00
1900-05-29 02:00
1900-05-29 03:00
1900-05-29 04:00
1900-05-29 05:00
1900-05-29 06:00
1900-05-29 07:00
1900-05-29 08:00
1900-05-29 09:00
1900-05-29 10:00
1900-05-29 11:00
1900-05-29 12:00
1900-05-29 13:00
1900-05-29 14:00
1900-05-29 15:00
1900-05-29 16:00
1900-05-29 17:00
1900-05-29 18:00
1900-05-29 19:00
1900-05-29 20:00
1900-05-29 21:00
1900-05-29 22:00
1900-05-29 23:00
1900-05-30
1900-05-30 01:00
1900-05-30 02:00
1900-05-30 03:00
1900-05-30 04:00
1900-05-30 05:00
1900-05-30 06:00
1900-05-30 07:00
1900-05-30 08:00
1900-05-30 09:00
1900-05-30 10:00
1900-05-30 11:00
1900-05-30 12:00
1900-05-30 13:00
1900-05-30 14:00
1900-05-30 15:00
1900-05-30 16:00
1900-05-30 17:00
1900-05-30 18:00
1900-05-30 19:00
1900-05-30 20:00
1900-05-30 21:00
1900-05-30 22:00
1900-05-30 23:00
1900-05-31
1900-05-31 01:00
1900-05-31 02:00
1900-05-31 03:00
1900-05-31 04:00
1900-05-31 05:00
1900-05-31 06:00
1900-05-31 07:00
1900-05-31 08:00
1900-05-31 09:00
1900-05-31 10:00
1900-05-31 11:00
1900-05-31 12:00
1900-05-31 13:00
1900-05-31 14:00
1900-05-31 15:00
1900-05-31 16:00
1900-05-31 17:00
1900-05-31 18:00
1900-05-31 19:00
1900-05-31 20:00
1900-05-31 21:00
1900-05-31 22:00
1900-05-31 23:00
1900-06-01
1900-06-01 01:00
1900-06-01 02:00
1900-06-01 03:00
1900-06-01 04:00
1900-06-01 05:00
1900-06-01 06:00
1900-06-01 07:00
1900-06-01 08:00
1900-06-01 09:00
1900-06-01 10:00
1900-06-01 11:00
1900-06-01 12:00
1900-06-01 13:00
1900-06-01 14:00
1900-06-01 15:00
1900-06-01 16:00
1900-06-01 17:00
1900-06-01 18:00
1900-06-01 19:00
1900-06-01 20:00
1900-06-01 21:00
1900-06-01 22:00
1900-06-01 23:00
1900-06-02
1900-06-02 01:00
1900-06-02 02:00
1900-06-02 03:00
1900-06-02 04:00
1900-06-02 05:00
1900-06-02 06:00
1900-06-02 07:00
1900-06-02 08:00
1900-06-02 09:00
1900-06-02 10:00
1900-06-02 11:00
1900-06-02 12:00
1900-06-02 13:00
1900-06-02 14:00
1900-06-02 15:00
1900-06-02 16:00
1900-06-02 17:00
1900-06-02 18:00
1900-06-02 19:00
1900-06-02 20:00
1900-06-02 21:00
1900-06-02 22:00
1900-06-02 23:00
1900-06-03
1900-06-03 01:00
1900-06-03 02:00
1900-06-03 03:00
1900-06-03 04:00
1900-06-03 05:00
1900-06-03 06:00
1900-06-03 07:00
1900-06-03 08:00
1900-06-03 09:00
1900-06-03 10:00
1900-06-03 11:00
1900-06-03 12:00
1900-06-03 13:00
1900-06-03 14:00
1900-06-03 15:00
1900-06-03 16:00
1900-06-03 17:00
1900-06-03 18:00
1900-06-03 19:00
1900-06-03 20:00
1900-06-03 21:00
1900-06-03 22:00
1900-06-03 23:00
1900-06-04
1900-06-04 01:00
1900-06-04 02:00
1900-06-04 03:00
1900-06-04 04:00
1900-06-04 05:00
1900-06-04 06:00
1900-06-04 07:00
1900-06-04 08:00
1900-06-04 09:00
1900-06-04 10:00
1900-06-04 11:00
1900-06-04 12:00
1900-06-04 13:00
1900-06-04 14:00
1900-06-04 15:00
1900-06-04 16:00
1900-06-04 17:00
1900-06-04 18:00
1900-06-04 19:00
1900-06-04 20:00
1900-06-04 21:00
1900-06-04 22:00
1900-06-04 23:00
1900-06-05
1900-06-05 01:00
1900-06-05 02:00
1900-06-05 03:00
1900-06-05 04:00
1900-06-05 05:00
1900-06-05 06:00
1900-06-05 07:00
1900-06-05 08:00
1900-06-05 09:00
1900-06-05 10:00
1900-06-05 11:00
1900-06-05 12:00
1900-06-05 13:00
1900-06-05 14:00
1900-06-05 15:00
1900-06-05 16:00
1900-06-05 17:00
1900-06-05 18:00
1900-06-05 19:00
1900-06-05 20:00
1900-06-05 21:00
1900-06-05 22:00
1900-06-05 23:00
1900-06-06
1900-06-06 01:00
1900-06-06 02:00
1900-06-06 03:00
1900-06-06 04:00
1900-06-06 05:00
1900-06-06 06:00
1900-06-06 07:00
1900-06-06 08:00
1900-06-06 09:00
1900-06-06 10:00
1900-06-06 11:00
1900-06-06 12:00
1900-06-06 13:00
1900-06-06 14:00
1900-06-06 15:00
1900-06-06 16:00
1900-06-06 17:00
1900-06-06 18:00
1900-06-06 19:00
1900-06-06 20:00
1900-06-06 21:00
1900-06-06 22:00
1900-06-06 23:00
1900-06-07
1900-06-07 01:00
1900-06-07 02:00
1900-06-07 03:00
1900-06-07 04:00
1900-06-07 05:00
1900-06-07 06:00
1900-06-07 07:00
1900-06-07 08:00
1900-06-07 09:00
1900-06-07 10:00
1900-06-07 11:00
1900-06-07 12:00
1900-06-07 13:00
1900-06-07 14:00
1900-06-07 15:00
1900-06-07 16:00
1900-06-07 17:00
1900-06-07 18:00
1900-06-07 19:00
1900-06-07 20:00
1900-06-07 21:00
1900-06-07 22:00
1900-06-07 23:00
1900-06-08
1900-06-08 01:00
1900-06-08 02:00
1900-06-08 03:00
1900-06-08 04:00
1900-06-08 05:00
1900-06-08 06:00
1900-06-08 07:00
1900-06-08 08:00
1900-06-08 09:00
1900-06-08 10:00
1900-06-08 11:00
1900-06-08 12:00
1900-06-08 13:00
1900-06-08 14:00
1900-06-08 15:00
1900-06-08 16:00
1900-06-08 17:00
1900-06-08 18:00
1900-06-08 19:00
1900-06-08 20:00
1900-06-08 21:00
1900-06-08 22:00
1900-06-08 23:00
1900-06-09
1900-06-09 01:00
1900-06-09 02:00
1900-06-09 03:00
1900-06-09 04:00
1900-06-09 05:00
1900-06-09 06:00
1900-06-09 07:00
1900-06-09 08:00
1900-06-09 09:00
1900-06-09 10:00
1900-06-09 11:00
1900-06-09 12:00
1900-06-09 13:00
1900-06-09 14:00
1900-06-09 15:00
1900-06-09 16:00
1900-06-09 17:00
1900-06-09 18:00
1900-06-09 19:00
1900-06-09 20:00
1900-06-09 21:00
1900-06-09 22:00
1900-06-09 23:00
1900-06-10
1900-06-10 01:00
1900-06-10 02:00
1900-06-10 03:00
1900-06-10 04:00
1900-06-10 05:00
1900-06-10 06:00
1900-06-10 07:00
1900-06-10 08:00
1900-06-10 09:00
1900-06-10 10:00
1900-06-10 11:00
1900-06-10 12:00
1900-06-10 13:00
1900-06-10 14:00
1900-06-10 15:00
1900-06-10 16:00
1900-06-10 17:00
1900-06-10 18:00
1900-06-10 19:00
1900-06-10 20:00
1900-06-10 21:00
1900-06-10 22:00
1900-06-10 23:00
1900-06-11
1900-06-11 01:00
1900-06-11 02:00
1900-06-11 03:00
1900-06-11 04:00
1900-06-11 05:00
1900-06-11 06:00
1900-06-11 07:00
1900-06-11 08:00
1900-06-11 09:00
1900-06-11 10:00
1900-06-11 11:00
1900-06-11 12:00
1900-06-11 13:00
1900-06-11 14:00
1900-06-11 15:00
1900-06-11 16:00
1900-06-11 17:00
1900-06-11 18:00
1900-06-11 19:00
1900-06-11 20:00
1900-06-11 21:00
1900-06-11 22:00
1900-06-11 23:00
1900-06-12
1900-06-12 01:00
1900-06-12 02:00
1900-06-12 03:00
1900-06-12 04:00
1900-06-12 05:00
1900-06-12 06:00
1900-06-12 07:00
1900-06-12 08:00
1900-06-12 09:00
1900-06-12 10:00
1900-06-12 11:00
1900-06-12 12:00
1900-06-12 13:00
1900-06-12 14:00
1900-06-12 15:00
1900-06-12 16:00
1900-06-12 17:00
1900-06-12 18:00
1900-06-12 19:00
1900-06-12 20:00
1900-06-12 21:00
1900-06-12 22:00
1900-06-12 23:00
1900-06-13
1900-06-13 01:00
1900-06-13 02:00
1900-06-13 03:00
1900-06-13 04:00
1900-06-13 05:00
1900-06-13 06:00
1900-06-13 07:00
1900-06-13 08:00
1900-06-13 09:00
1900-06-13 10:00
1900-06-13 11:00
1900-06-13 12:00
1900-06-13 13:00
1900-06-13 14:00
1900-06-13 15:00
1900-06-13 16:00
1900-06-13 17:00
1900-06-13 18:00
1900-06-13 19:00
1900-06-13 20:00
1900-06-13 21:00
1900-06-13 22:00
1900-06-13 23:00
1900-06-14
1900-06-14 01:00
1900-06-14 02:00
1900-06-14 03:00
1900-06-14 04:00
1900-06-14 05:00
1900-06-14 06:00
1900-06-14 07:00
1900-06-14 08:00
1900-06-14 09:00
1900-06-14 10:00
1900-06-14 11:00
1900-06-14 12:00
1900-06-14 13:00
1900-06-14 14:00
1900-06-14 15:00
1900-06-14 16:00
1900-06-14 17:00
1900-06-14 18:00
1900-06-14 19:00
1900-06-14 20:00
1900-06-14 21:00
1900-06-14 22:00
1900-06-14 23:00
1900-06-15
1900-06-15 01:00
1900-06-15 02:00
1900-06-15 03:00
1900-06-15 04:00
1900-06-15 05:00
1900-06-15 06:00
1900-06-15 07:00
1900-06-15 08:00
1900-06-15 09:00
1900-06-15 10:00
1900-06-15 11:00
1900-06-15 12:00
1900-06-15 13:00
1900-06-15 14:00
1900-06-15 15:00
1900-06-15 16:00
1900-06-15 17:00
1900-06-15 18:00
1900-06-15 19:00
1900-06-15 20:00
1900-06-15 21:00
1900-06-15 22:00
1900-06-15 23:00
1900-06-16
1900-06-16 01:00
1900-06-16 02:00
1900-06-16 03:00
1900-06-16 04:00
1900-06-16 05:00
1900-06-16 06:00
1900-06-16 07:00
1900-06-16 08:00
1900-06-16 09:00
1900-06-16 10:00
1900-06-16 11:00
1900-06-16 12:00
1900-06-16 13:00
1900-06-16 14:00
1900-06-16 15:00
1900-06-16 16:00
1900-06-16 17:00
1900-06-16 18:00
1900-06-16 19:00
1900-06-16 20:00
1900-06-16 21:00
1900-06-16 22:00
1900-06-16 23:00
1900-06-17
1900-06-17 01:00
1900-06-17 02:00
1900-06-17 03:00
1900-06-17 04:00
1900-06-17 05:00
1900-06-17 06:00
1900-06-17 07:00
1900-06-17 08:00
1900-06-17 09:00
1900-06-17 10:00
1900-06-17 11:00
1900-06-17 12:00
1900-06-17 13:00
1900-06-17 14:00
1900-06-17 15:00
1900-06-17 16:00
1900-06-17 17:00
1900-06-17 18:00
1900-06-17 19:00
1900-06-17 20:00
1900-06-17 21:00
1900-06-17 22:00
1900-06-17 23:00
1900-06-18
1900-06-18 01:00
1900-06-18 02:00
1900-06-18 03:00
1900-06-18 04:00
1900-06-18 05:00
1900-06-18 06:00
1900-06-18 07:00
1900-06-18 08:00
1900-06-18 09:00
1900-06-18 10:00
1900-06-18 11:00
1900-06-18 12:00
1900-06-18 13:00
1900-06-18 14:00
1900-06-18 15:00
1900-06-18 16:00
1900-06-18 17:00
1900-06-18 18:00
1900-06-18 19:00
1900-06-18 20:00
1900-06-18 21:00
1900-06-18 22:00
1900-06-18 23:00
1900-06-19
1900-06-19 01:00
1900-06-19 02:00
1900-06-19 03:00
1900-06-19 04:00
1900-06-19 05:00
1900-06-19 06:00
1900-06-19 07:00
1900-06-19 08:00
1900-06-19 09:00
1900-06-19 10:00
1900-06-19 11:00
1900-06-19 12:00
1900-06-19 13:00
1900-06-19 14:00
1900-06-19 15:00
1900-06-19 16:00
1900-06-19 17:00
1900-06-19 18:00
1900-06-19 19:00
1900-06-19 20:00
1900-06-19 21:00
1900-06-19 22:00
1900-06-19 23:00
1900-06-20
1900-06-20 01:00
1900-06-20 02:00
1900-06-20 03:00
1900-06-20 04:00
1900-06-20 05:00
1900-06-20 06:00
1900-06-20 07:00
1900-06-20 08:00
1900-06-20 09:00
1900-06-20 10:00
1900-06-20 11:00
1900-06-20 12:00
1900-06-20 13:00
1900-06-20 14:00
1900-06-20 15:00
1900-06-20 16:00
1900-06-20 17:00
1900-06-20 18:00
1900-06-20 19:00
1900-06-20 20:00
1900-06-20 21:00
1900-06-20 22:00
1900-06-20 23:00
1900-06-21
1900-06-21 01:00
1900-06-21 02:00
1900-06-21 03:00
1900-06-21 04:00
1900-06-21 05:00
1900-06-21 06:00
1900-06-21 07:00
1900-06-21 08:00
1900-06-21 09:00
1900-06-21 10:00
1900-06-21 11:00
1900-06-21 12:00
1900-06-21 13:00
1900-06-21 14:00
1900-06-21 15:00
1900-06-21 16:00
1900-06-21 17:00
1900-06-21 18:00
1900-06-21 19:00
1900-06-21 20:00
1900-06-21 21:00
1900-06-21 22:00
1900-06-21 23:00
1900-06-22
1900-06-22 01:00
1900-06-22 02:00
1900-06-22 03:00
1900-06-22 04:00
1900-06-22 05:00
1900-06-22 06:00
1900-06-22 07:00
1900-06-22 08:00
1900-06-22 09:00
1900-06-22 10:00
1900-06-22 11:00
1900-06-22 12:00
1900-06-22 13:00
1900-06-22 14:00
1900-06-22 15:00
1900-06-22 16:00
1900-06-22 17:00
1900-06-22 18:00
1900-06-22 19:00
1900-06-22 20:00
1900-06-22 21:00
1900-06-22 22:00
1900-06-22 23:00
1900-06-23
1900-06-23 01:00
1900-06-23 02:00
1900-06-23 03:00
1900-06-23 04:00
1900-06-23 05:00
1900-06-23 06:00
1900-06-23 07:00
1900-06-23 08:00
1900-06-23 09:00
1900-06-23 10:00
1900-06-23 11:00
1900-06-23 12:00
1900-06-23 13:00
1900-06-23 14:00
1900-06-23 15:00
1900-06-23 16:00
1900-06-23 17:00
1900-06-23 18:00
1900-06-23 19:00
1900-06-23 20:00
1900-06-23 21:00
1900-06-23 22:00
1900-06-23 23:00
1900-06-24
1900-06-24 01:00
1900-06-24 02:00
1900-06-24 03:00
1900-06-24 04:00
1900-06-24 05:00
1900-06-24 06:00
1900-06-24 07:00
1900-06-24 08:00
1900-06-24 09:00
1900-06-24 10:00
1900-06-24 11:00
1900-06-24 12:00
1900-06-24 13:00
1900-06-24 14:00
1900-06-24 15:00
1900-06-24 16:00
1900-06-24 17:00
1900-06-24 18:00
1900-06-24 19:00
1900-06-24 20:00
1900-06-24 21:00
1900-06-24 22:00
1900-06-24 23:00
1900-06-25
1900-06-25 01:00
1900-06-25 02:00
1900-06-25 03:00
1900-06-25 04:00
1900-06-25 05:00
1900-06-25 06:00
1900-06-25 07:00
1900-06-25 08:00
1900-06-25 09:00
1900-06-25 10:00
1900-06-25 11:00
1900-06-25 12:00
1900-06-25 13:00
1900-06-25 14:00
1900-06-25 15:00
1900-06-25 16:00
1900-06-25 17:00
1900-06-25 18:00
1900-06-25 19:00
1900-06-25 20:00
1900-06-25 21:00
1900-06-25 22:00
1900-06-25 23:00
1900-06-26
1900-06-26 01:00
1900-06-26 02:00
1900-06-26 03:00
1900-06-26 04:00
1900-06-26 05:00
1900-06-26 06:00
1900-06-26 07:00
1900-06-26 08:00
1900-06-26 09:00
1900-06-26 10:00
1900-06-26 11:00
1900-06-26 12:00
1900-06-26 13:00
1900-06-26 14:00
1900-06-26 15:00
1900-06-26 16:00
1900-06-26 17:00
1900-06-26 18:00
1900-06-26 19:00
1900-06-26 20:00
1900-06-26 21:00
1900-06-26 22:00
1900-06-26 23:00
1900-06-27
1900-06-27 01:00
1900-06-27 02:00
1900-06-27 03:00
1900-06-27 04:00
1900-06-27 05:00
1900-06-27 06:00
1900-06-27 07:00
1900-06-27 08:00
1900-06-27 09:00
1900-06-27 10:00
1900-06-27 11:00
1900-06-27 12:00
1900-06-27 13:00
1900-06-27 14:00
1900-06-27 15:00
1900-06-27 16:00
1900-06-27 17:00
1900-06-27 18:00
1900-06-27 19:00
1900-06-27 20:00
1900-06-27 21:00
1900-06-27 22:00
1900-06-27 23:00
1900-06-28
1900-06-28 01:00
1900-06-28 02:00
1900-06-28 03:00
1900-06-28 04:00
1900-06-28 05:00
1900-06-28 06:00
1900-06-28 07:00
1900-06-28 08:00
1900-06-28 09:00
1900-06-28 10:00
1900-06-28 11:00
1900-06-28 12:00
1900-06-28 13:00
1900-06-28 14:00
1900-06-28 15:00
1900-06-28 16:00
1900-06-28 17:00
1900-06-28 18:00
1900-06-28 19:00
1900-06-28 20:00
1900-06-28 21:00
1900-06-28 22:00
1900-06-28 23:00
1900-06-29
1900-06-29 01:00
1900-06-29 02:00
1900-06-29 03:00
1900-06-29 04:00
1900-06-29 05:00
1900-06-29 06:00
1900-06-29 07:00
1900-06-29 08:00
1900-06-29 09:00
1900-06-29 10:00
1900-06-29 11:00
1900-06-29 12:00
1900-06-29 13:00
1900-06-29 14:00
1900-06-29 15:00
1900-06-29 16:00
1900-06-29 17:00
1900-06-29 18:00
1900-06-29 19:00
1900-06-29 20:00
1900-06-29 21:00
1900-06-29 22:00
1900-06-29 23:00
1900-06-30
1900-06-30 01:00
1900-06-30 02:00
1900-06-30 03:00
1900-06-30 04:00
1900-06-30 05:00
1900-06-30 06:00
1900-06-30 07:00
1900-06-30 08:00
1900-06-30 09:00
1900-06-30 10:00
1900-06-30 11:00
1900-06-30 12:00
1900-06-30 13:00
1900-06-30 14:00
1900-06-30 15:00
1900-06-30 16:00
1900-06-30 17:00
1900-06-30 18:00
1900-06-30 19:00
1900-06-30 20:00
1900-06-30 21:00
1900-06-30 22:00
1900-06-30 23:00
1900-07-01
1900-07-01 01:00
1900-07-01 02:00
1900-07-01 03:00
1900-07-01 04:00
1900-07-01 05:00
1900-07-01 06:00
1900-07-01 07:00
1900-07-01 08:00
1900-07-01 09:00
1900-07-01 10:00
1900-07-01 11:00
1900-07-01 12:00
1900-07-01 13:00
1900-07-01 14:00
1900-07-01 15:00
1900-07-01 16:00
1900-07-01 17:00
1900-07-01 18:00
1900-07-01 19:00
1900-07-01 20:00
1900-07-01 21:00
1900-07-01 22:00
1900-07-01 23:00
1900-07-02
1900-07-02 01:00
1900-07-02 02:00
1900-07-02 03:00
1900-07-02 04:00
1900-07-02 05:00
1900-07-02 06:00
1900-07-02 07:00
1900-07-02 08:00
1900-07-02 09:00
1900-07-02 10:00
1900-07-02 11:00
1900-07-02 12:00
1900-07-02 13:00
1900-07-02 14:00
1900-07-02 15:00
1900-07-02 16:00
1900-07-02 17:00
1900-07-02 18:00
1900-07-02 19:00
1900-07-02 20:00
1900-07-02 21:00
1900-07-02 22:00
1900-07-02 23:00
1900-07-03
1900-07-03 01:00
1900-07-03 02:00
1900-07-03 03:00
1900-07-03 04:00
1900-07-03 05:00
1900-07-03 06:00
1900-07-03 07:00
1900-07-03 08:00
1900-07-03 09:00
1900-07-03 10:00
1900-07-03 11:00
1900-07-03 12:00
1900-07-03 13:00
1900-07-03 14:00
1900-07-03 15:00
1900-07-03 16:00
1900-07-03 17:00
1900-07-03 18:00
1900-07-03 19:00
1900-07-03 20:00
1900-07-03 21:00
1900-07-03 22:00
1900-07-03 23:00
1900-07-04
1900-07-04 01:00
1900-07-04 02:00
1900-07-04 03:00
1900-07-04 04:00
1900-07-04 05:00
1900-07-04 06:00
1900-07-04 07:00
1900-07-04 08:00
1900-07-04 09:00
1900-07-04 10:00
1900-07-04 11:00
1900-07-04 12:00
1900-07-04 13:00
1900-07-04 14:00
1900-07-04 15:00
1900-07-04 16:00
1900-07-04 17:00
1900-07-04 18:00
1900-07-04 19:00
1900-07-04 20:00
1900-07-04 21:00
1900-07-04 22:00
1900-07-04 23:00
1900-07-05
1900-07-05 01:00
1900-07-05 02:00
1900-07-05 03:00
1900-07-05 04:00
1900-07-05 05:00
1900-07-05 06:00
1900-07-05 07:00
1900-07-05 08:00
1900-07-05 09:00
1900-07-05 10:00
1900-07-05 11:00
1900-07-05 12:00
1900-07-05 13:00
1900-07-05 14:00
1900-07-05 15:00
1900-07-05 16:00
1900-07-05 17:00
1900-07-05 18:00
1900-07-05 19:00
1900-07-05 20:00
1900-07-05 21:00
1900-07-05 22:00
1900-07-05 23:00
1900-07-06
1900-07-06 01:00
1900-07-06 02:00
1900-07-06 03:00
1900-07-06 04:00
1900-07-06 05:00
1900-07-06 06:00
1900-07-06 07:00
1900-07-06 08:00
1900-07-06 09:00
1900-07-06 10:00
1900-07-06 11:00
1900-07-06 12:00
1900-07-06 13:00
1900-07-06 14:00
1900-07-06 15:00
1900-07-06 16:00
1900-07-06 17:00
1900-07-06 18:00
1900-07-06 19:00
1900-07-06 20:00
1900-07-06 21:00
1900-07-06 22:00
1900-07-06 23:00
1900-07-07
1900-07-07 01:00
1900-07-07 02:00
1900-07-07 03:00
1900-07-07 04:00
1900-07-07 05:00
1900-07-07 06:00
1900-07-07 07:00
1900-07-07 08:00
1900-07-07 09:00
1900-07-07 10:00
1900-07-07 11:00
1900-07-07 12:00
1900-07-07 13:00
1900-07-07 14:00
1900-07-07 15:00
1900-07-07 16:00
1900-07-07 17:00
1900-07-07 18:00
1900-07-07 19:00
1900-07-07 20:00
1900-07-07 21:00
1900-07-07 22:00
1900-07-07 23:00
1900-07-08
1900-07-08 01:00
1900-07-08 02:00
1900-07-08 03:00
1900-07-08 04:00
1900-07-08 05:00
1900-07-08 06:00
1900-07-08 07:00
1900-07-08 08:00
1900-07-08 09:00
1900-07-08 10:00
1900-07-08 11:00
1900-07-08 12:00
1900-07-08 13:00
1900-07-08 14:00
1900-07-08 15:00
1900-07-08 16:00
1900-07-08 17:00
1900-07-08 18:00
1900-07-08 19:00
1900-07-08 20:00
1900-07-08 21:00
1900-07-08 22:00
1900-07-08 23:00
1900-07-09
1900-07-09 01:00
1900-07-09 02:00
1900-07-09 03:00
1900-07-09 04:00
1900-07-09 05:00
1900-07-09 06:00
1900-07-09 07:00
1900-07-09 08:00
1900-07-09 09:00
1900-07-09 10:00
1900-07-09 11:00
1900-07-09 12:00
1900-07-09 13:00
1900-07-09 14:00
1900-07-09 15:00
1900-07-09 16:00
1900-07-09 17:00
1900-07-09 18:00
1900-07-09 19:00
1900-07-09 20:00
1900-07-09 21:00
1900-07-09 22:00
1900-07-09 23:00
1900-07-10
1900-07-10 01:00
1900-07-10 02:00
1900-07-10 03:00
1900-07-10 04:00
1900-07-10 05:00
1900-07-10 06:00
1900-07-10 07:00
1900-07-10 08:00
1900-07-10 09:00
1900-07-10 10:00
1900-07-10 11:00
1900-07-10 12:00
1900-07-10 13:00
1900-07-10 14:00
1900-07-10 15:00
1900-07-10 16:00
1900-07-10 17:00
1900-07-10 18:00
1900-07-10 19:00
1900-07-10 20:00
1900-07-10 21:00
1900-07-10 22:00
1900-07-10 23:00
1900-07-11
1900-07-11 01:00
1900-07-11 02:00
1900-07-11 03:00
1900-07-11 04:00
1900-07-11 05:00
1900-07-11 06:00
1900-07-11 07:00
1900-07-11 08:00
1900-07-11 09:00
1900-07-11 10:00
1900-07-11 11:00
1900-07-11 12:00
1900-07-11 13:00
1900-07-11 14:00
1900-07-11 15:00
1900-07-11 16:00
1900-07-11 17:00
1900-07-11 18:00
1900-07-11 19:00
1900-07-11 20:00
1900-07-11 21:00
1900-07-11 22:00
1900-07-11 23:00
1900-07-12
1900-07-12 01:00
1900-07-12 02:00
1900-07-12 03:00
1900-07-12 04:00
1900-07-12 05:00
1900-07-12 06:00
1900-07-12 07:00
1900-07-12 08:00
1900-07-12 09:00
1900-07-12 10:00
1900-07-12 11:00
1900-07-12 12:00
1900-07-12 13:00
1900-07-12 14:00
1900-07-12 15:00
1900-07-12 16:00
1900-07-12 17:00
1900-07-12 18:00
1900-07-12 19:00
1900-07-12 20:00
1900-07-12 21:00
1900-07-12 22:00
1900-07-12 23:00
1900-07-13
1900-07-13 01:00
1900-07-13 02:00
1900-07-13 03:00
1900-07-13 04:00
1900-07-13 05:00
1900-07-13 06:00
1900-07-13 07:00
1900-07-13 08:00
1900-07-13 09:00
1900-07-13 10:00
1900-07-13 11:00
1900-07-13 12:00
1900-07-13 13:00
1900-07-13 14:00
1900-07-13 15:00
1900-07-13 16:00
1900-07-13 17:00
1900-07-13 18:00
1900-07-13 19:00
1900-07-13 20:00
1900-07-13 21:00
1900-07-13 22:00
1900-07-13 23:00
1900-07-14
1900-07-14 01:00
1900-07-14 02:00
1900-07-14 03:00
1900-07-14 04:00
1900-07-14 05:00
1900-07-14 06:00
1900-07-14 07:00
1900-07-14 08:00
1900-07-14 09:00
1900-07-14 10:00
1900-07-14 11:00
1900-07-14 12:00
1900-07-14 13:00
1900-07-14 14:00
1900-07-14 15:00
1900-07-14 16:00
1900-07-14 17:00
1900-07-14 18:00
1900-07-14 19:00
1900-07-14 20:00
1900-07-14 21:00
1900-07-14 22:00
1900-07-14 23:00
1900-07-15
1900-07-15 01:00
1900-07-15 02:00
1900-07-15 03:00
1900-07-15 04:00
1900-07-15 05:00
1900-07-15 06:00
1900-07-15 07:00
1900-07-15 08:00
1900-07-15 09:00
1900-07-15 10:00
1900-07-15 11:00
1900-07-15 12:00
1900-07-15 13:00
1900-07-15 14:00
1900-07-15 15:00
1900-07-15 16:00
1900-07-15 17:00
1900-07-15 18:00
1900-07-15 19:00
1900-07-15 20:00
1900-07-15 21:00
1900-07-15 22:00
1900-07-15 23:00
1900-07-16
1900-07-16 01:00
1900-07-16 02:00
1900-07-16 03:00
1900-07-16 04:00
1900-07-16 05:00
1900-07-16 06:00
1900-07-16 07:00
1900-07-16 08:00
1900-07-16 09:00
1900-07-16 10:00
1900-07-16 11:00
1900-07-16 12:00
1900-07-16 13:00
1900-07-16 14:00
1900-07-16 15:00
1900-07-16 16:00
1900-07-16 17:00
1900-07-16 18:00
1900-07-16 19:00
1900-07-16 20:00
1900-07-16 21:00
1900-07-16 22:00
1900-07-16 23:00
1900-07-17
1900-07-17 01:00
1900-07-17 02:00
1900-07-17 03:00
1900-07-17 04:00
1900-07-17 05:00
1900-07-17 06:00
1900-07-17 07:00
1900-07-17 08:00
1900-07-17 09:00
1900-07-17 10:00
1900-07-17 11:00
1900-07-17 12:00
1900-07-17 13:00
1900-07-17 14:00
1900-07-17 15:00
1900-07-17 16:00
1900-07-17 17:00
1900-07-17 18:00
1900-07-17 19:00
1900-07-17 20:00
1900-07-17 21:00
1900-07-17 22:00
1900-07-17 23:00
1900-07-18
1900-07-18 01:00
1900-07-18 02:00
1900-07-18 03:00
1900-07-18 04:00
1900-07-18 05:00
1900-07-18 06:00
1900-07-18 07:00
1900-07-18 08:00
1900-07-18 09:00
1900-07-18 10:00
1900-07-18 11:00
1900-07-18 12:00
1900-07-18 13:00
1900-07-18 14:00
1900-07-18 15:00
1900-07-18 16:00
1900-07-18 17:00
1900-07-18 18:00
1900-07-18 19:00
1900-07-18 20:00
1900-07-18 21:00
1900-07-18 22:00
1900-07-18 23:00
1900-07-19
1900-07-19 01:00
1900-07-19 02:00
1900-07-19 03:00
1900-07-19 04:00
1900-07-19 05:00
1900-07-19 06:00
1900-07-19 07:00
1900-07-19 08:00
1900-07-19 09:00
1900-07-19 10:00
1900-07-19 11:00
1900-07-19 12:00
1900-07-19 13:00
1900-07-19 14:00
1900-07-19 15:00
1900-07-19 16:00
1900-07-19 17:00
1900-07-19 18:00
1900-07-19 19:00
1900-07-19 20:00
1900-07-19 21:00
1900-07-19 22:00
1900-07-19 23:00
1900-07-20
1900-07-20 01:00
1900-07-20 02:00
1900-07-20 03:00
1900-07-20 04:00
1900-07-20 05:00
1900-07-20 06:00
1900-07-20 07:00
1900-07-20 08:00
1900-07-20 09:00
1900-07-20 10:00
1900-07-20 11:00
1900-07-20 12:00
1900-07-20 13:00
1900-07-20 14:00
1900-07-20 15:00
1900-07-20 16:00
1900-07-20 17:00
1900-07-20 18:00
1900-07-20 19:00
1900-07-20 20:00
1900-07-20 21:00
1900-07-20 22:00
1900-07-20 23:00
1900-07-21
1900-07-21 01:00
1900-07-21 02:00
1900-07-21 03:00
1900-07-21 04:00
1900-07-21 05:00
1900-07-21 06:00
1900-07-21 07:00
1900-07-21 08:00
1900-07-21 09:00
1900-07-21 10:00
1900-07-21 11:00
1900-07-21 12:00
1900-07-21 13:00
1900-07-21 14:00
1900-07-21 15:00
1900-07-21 16:00
1900-07-21 17:00
1900-07-21 18:00
1900-07-21 19:00
1900-07-21 20:00
1900-07-21 21:00
1900-07-21 22:00
1900-07-21 23:00
1900-07-22
1900-07-22 01:00
1900-07-22 02:00
1900-07-22 03:00
1900-07-22 04:00
1900-07-22 05:00
1900-07-22 06:00
1900-07-22 07:00
1900-07-22 08:00
1900-07-22 09:00
1900-07-22 10:00
1900-07-22 11:00
1900-07-22 12:00
1900-07-22 13:00
1900-07-22 14:00
1900-07-22 15:00
1900-07-22 16:00
1900-07-22 17:00
1900-07-22 18:00
1900-07-22 19:00
1900-07-22 20:00
1900-07-22 21:00
1900-07-22 22:00
1900-07-22 23:00
1900-07-23
1900-07-23 01:00
1900-07-23 02:00
1900-07-23 03:00
1900-07-23 04:00
1900-07-23 05:00
1900-07-23 06:00
1900-07-23 07:00
1900-07-23 08:00
1900-07-23 09:00
1900-07-23 10:00
1900-07-23 11:00
1900-07-23 12:00
1900-07-23 13:00
1900-07-23 14:00
1900-07-23 15:00
1900-07-23 16:00
1900-07-23 17:00
1900-07-23 18:00
1900-07-23 19:00
1900-07-23 20:00
1900-07-23 21:00
1900-07-23 22:00
1900-07-23 23:00
1900-07-24
1900-07-24 01:00
1900-07-24 02:00
1900-07-24 03:00
1900-07-24 04:00
1900-07-24 05:00
1900-07-24 06:00
1900-07-24 07:00
1900-07-24 08:00
1900-07-24 09:00
1900-07-24 10:00
1900-07-24 11:00
1900-07-24 12:00
1900-07-24 13:00
1900-07-24 14:00
1900-07-24 15:00
1900-07-24 16:00
1900-07-24 17:00
1900-07-24 18:00
1900-07-24 19:00
1900-07-24 20:00
1900-07-24 21:00
1900-07-24 22:00
1900-07-24 23:00
1900-07-25
1900-07-25 01:00
1900-07-25 02:00
1900-07-25 03:00
1900-07-25 04:00
1900-07-25 05:00
1900-07-25 06:00
1900-07-25 07:00
1900-07-25 08:00
1900-07-25 09:00
1900-07-25 10:00
1900-07-25 11:00
1900-07-25 12:00
1900-07-25 13:00
1900-07-25 14:00
1900-07-25 15:00
1900-07-25 16:00
1900-07-25 17:00
1900-07-25 18:00
1900-07-25 19:00
1900-07-25 20:00
1900-07-25 21:00
1900-07-25 22:00
1900-07-25 23:00
1900-07-26
1900-07-26 01:00
1900-07-26 02:00
1900-07-26 03:00
1900-07-26 04:00
1900-07-26 05:00
1900-07-26 06:00
1900-07-26 07:00
1900-07-26 08:00
1900-07-26 09:00
1900-07-26 10:00
1900-07-26 11:00
1900-07-26 12:00
1900-07-26 13:00
1900-07-26 14:00
1900-07-26 15:00
1900-07-26 16:00
1900-07-26 17:00
1900-07-26 18:00
1900-07-26 19:00
1900-07-26 20:00
1900-07-26 21:00
1900-07-26 22:00
1900-07-26 23:00
1900-07-27
1900-07-27 01:00
1900-07-27 02:00
1900-07-27 03:00
1900-07-27 04:00
1900-07-27 05:00
1900-07-27 06:00
1900-07-27 07:00
1900-07-27 08:00
1900-07-27 09:00
1900-07-27 10:00
1900-07-27 11:00
1900-07-27 12:00
1900-07-27 13:00
1900-07-27 14:00
1900-07-27 15:00
1900-07-27 16:00
1900-07-27 17:00
1900-07-27 18:00
1900-07-27 19:00
1900-07-27 20:00
1900-07-27 21:00
1900-07-27 22:00
1900-07-27 23:00
1900-07-28
1900-07-28 01:00
1900-07-28 02:00
1900-07-28 03:00
1900-07-28 04:00
1900-07-28 05:00
1900-07-28 06:00
1900-07-28 07:00
1900-07-28 08:00
1900-07-28 09:00
1900-07-28 10:00
1900-07-28 11:00
1900-07-28 12:00
1900-07-28 13:00
1900-07-28 14:00
1900-07-28 15:00
1900-07-28 16:00
1900-07-28 17:00
1900-07-28 18:00
1900-07-28 19:00
1900-07-28 20:00
1900-07-28 21:00
1900-07-28 22:00
1900-07-28 23:00
1900-07-29
1900-07-29 01:00
1900-07-29 02:00
1900-07-29 03:00
1900-07-29 04:00
1900-07-29 05:00
1900-07-29 06:00
1900-07-29 07:00
1900-07-29 08:00
1900-07-29 09:00
1900-07-29 10:00
1900-07-29 11:00
1900-07-29 12:00
1900-07-29 13:00
1900-07-29 14:00
1900-07-29 15:00
1900-07-29 16:00
1900-07-29 17:00
1900-07-29 18:00
1900-07-29 19:00
1900-07-29 20:00
1900-07-29 21:00
1900-07-29 22:00
1900-07-29 23:00
1900-07-30
1900-07-30 01:00
1900-07-30 02:00
1900-07-30 03:00
1900-07-30 04:00
1900-07-30 05:00
1900-07-30 06:00
1900-07-30 07:00
1900-07-30 08:00
1900-07-30 09:00
1900-07-30 10:00
1900-07-30 11:00
1900-07-30 12:00
1900-07-30 13:00
1900-07-30 14:00
1900-07-30 15:00
1900-07-30 16:00
1900-07-30 17:00
1900-07-30 18:00
1900-07-30 19:00
1900-07-30 20:00
1900-07-30 21:00
1900-07-30 22:00
1900-07-30 23:00
1900-07-31
1900-07-31 01:00
1900-07-31 02:00
1900-07-31 03:00
1900-07-31 04:00
1900-07-31 05:00
1900-07-31 06:00
1900-07-31 07:00
1900-07-31 08:00
1900-07-31 09:00
1900-07-31 10:00
1900-07-31 11:00
1900-07-31 12:00
1900-07-31 13:00
1900-07-31 14:00
1900-07-31 15:00
1900-07-31 16:00
1900-07-31 17:00
1900-07-31 18:00
1900-07-31 19:00
1900-07-31 20:00
1900-07-31 21:00
1900-07-31 22:00
1900-07-31 23:00
1900-08-01
1900-08-01 01:00
1900-08-01 02:00
1900-08-01 03:00
1900-08-01 04:00
1900-08-01 05:00
1900-08-01 06:00
1900-08-01 07:00
1900-08-01 08:00
1900-08-01 09:00
1900-08-01 10:00
1900-08-01 11:00
1900-08-01 12:00
1900-08-01 13:00
1900-08-01 14:00
1900-08-01 15:00
1900-08-01 16:00
1900-08-01 17:00
1900-08-01 18:00
1900-08-01 19:00
1900-08-01 20:00
1900-08-01 21:00
1900-08-01 22:00
1900-08-01 23:00
1900-08-02
1900-08-02 01:00
1900-08-02 02:00
1900-08-02 03:00
1900-08-02 04:00
1900-08-02 05:00
1900-08-02 06:00
1900-08-02 07:00
1900-08-02 08:00
1900-08-02 09:00
1900-08-02 10:00
1900-08-02 11:00
1900-08-02 12:00
1900-08-02 13:00
1900-08-02 14:00
1900-08-02 15:00
1900-08-02 16:00
1900-08-02 17:00
1900-08-02 18:00
1900-08-02 19:00
1900-08-02 20:00
1900-08-02 21:00
1900-08-02 22:00
1900-08-02 23:00
1900-08-03
1900-08-03 01:00
1900-08-03 02:00
1900-08-03 03:00
1900-08-03 04:00
1900-08-03 05:00
1900-08-03 06:00
1900-08-03 07:00
1900-08-03 08:00
1900-08-03 09:00
1900-08-03 10:00
1900-08-03 11:00
1900-08-03 12:00
1900-08-03 13:00
1900-08-03 14:00
1900-08-03 15:00
1900-08-03 16:00
1900-08-03 17:00
1900-08-03 18:00
1900-08-03 19:00
1900-08-03 20:00
1900-08-03 21:00
1900-08-03 22:00
1900-08-03 23:00
1900-08-04
1900-08-04 01:00
1900-08-04 02:00
1900-08-04 03:00
1900-08-04 04:00
1900-08-04 05:00
1900-08-04 06:00
1900-08-04 07:00
1900-08-04 08:00
1900-08-04 09:00
1900-08-04 10:00
1900-08-04 11:00
1900-08-04 12:00
1900-08-04 13:00
1900-08-04 14:00
1900-08-04 15:00
1900-08-04 16:00
1900-08-04 17:00
1900-08-04 18:00
1900-08-04 19:00
1900-08-04 20:00
1900-08-04 21:00
1900-08-04 22:00
1900-08-04 23:00
1900-08-05
1900-08-05 01:00
1900-08-05 02:00
1900-08-05 03:00
1900-08-05 04:00
1900-08-05 05:00
1900-08-05 06:00
1900-08-05 07:00
1900-08-05 08:00
1900-08-05 09:00
1900-08-05 10:00
1900-08-05 11:00
1900-08-05 12:00
1900-08-05 13:00
1900-08-05 14:00
1900-08-05 15:00
1900-08-05 16:00
1900-08-05 17:00
1900-08-05 18:00
1900-08-05 19:00
1900-08-05 20:00
1900-08-05 21:00
1900-08-05 22:00
1900-08-05 23:00
1900-08-06
1900-08-06 01:00
1900-08-06 02:00
1900-08-06 03:00
1900-08-06 04:00
1900-08-06 05:00
1900-08-06 06:00
1900-08-06 07:00
1900-08-06 08:00
1900-08-06 09:00
1900-08-06 10:00
1900-08-06 11:00
1900-08-06 12:00
1900-08-06 13:00
1900-08-06 14:00
1900-08-06 15:00
1900-08-06 16:00
1900-08-06 17:00
1900-08-06 18:00
1900-08-06 19:00
1900-08-06 20:00
1900-08-06 21:00
1900-08-06 22:00
1900-08-06 23:00
1900-08-07
1900-08-07 01:00
1900-08-07 02:00
1900-08-07 03:00
1900-08-07 04:00
1900-08-07 05:00
1900-08-07 06:00
1900-08-07 07:00
1900-08-07 08:00
1900-08-07 09:00
1900-08-07 10:00
1900-08-07 11:00
1900-08-07 12:00
1900-08-07 13:00
1900-08-07 14:00
1900-08-07 15:00
1900-08-07 16:00
1900-08-07 17:00
1900-08-07 18:00
1900-08-07 19:00
1900-08-07 20:00
1900-08-07 21:00
1900-08-07 22:00
1900-08-07 23:00
1900-08-08
1900-08-08 01:00
1900-08-08 02:00
1900-08-08 03:00
1900-08-08 04:00
1900-08-08 05:00
1900-08-08 06:00
1900-08-08 07:00
1900-08-08 08:00
1900-08-08 09:00
1900-08-08 10:00
1900-08-08 11:00
1900-08-08 12:00
1900-08-08 13:00
1900-08-08 14:00
1900-08-08 15:00
1900-08-08 16:00
1900-08-08 17:00
1900-08-08 18:00
1900-08-08 19:00
1900-08-08 20:00
1900-08-08 21:00
1900-08-08 22:00
1900-08-08 23:00
1900-08-09
1900-08-09 01:00
1900-08-09 02:00
1900-08-09 03:00
1900-08-09 04:00
1900-08-09 05:00
1900-08-09 06:00
1900-08-09 07:00
1900-08-09 08:00
1900-08-09 09:00
1900-08-09 10:00
1900-08-09 11:00
1900-08-09 12:00
1900-08-09 13:00
1900-08-09 14:00
1900-08-09 15:00
1900-08-09 16:00
1900-08-09 17:00
1900-08-09 18:00
1900-08-09 19:00
1900-08-09 20:00
1900-08-09 21:00
1900-08-09 22:00
1900-08-09 23:00
1900-08-10
1900-08-10 01:00
1900-08-10 02:00
1900-08-10 03:00
1900-08-10 04:00
1900-08-10 05:00
1900-08-10 06:00
1900-08-10 07:00
1900-08-10 08:00
1900-08-10 09:00
1900-08-10 10:00
1900-08-10 11:00
1900-08-10 12:00
1900-08-10 13:00
1900-08-10 14:00
1900-08-10 15:00
1900-08-10 16:00
1900-08-10 17:00
1900-08-10 18:00
1900-08-10 19:00
1900-08-10 20:00
1900-08-10 21:00
1900-08-10 22:00
1900-08-10 23:00
1900-08-11
1900-08-11 01:00
1900-08-11 02:00
1900-08-11 03:00
1900-08-11 04:00
1900-08-11 05:00
1900-08-11 06:00
1900-08-11 07:00
1900-08-11 08:00
1900-08-11 09:00
1900-08-11 10:00
1900-08-11 11:00
1900-08-11 12:00
1900-08-11 13:00
1900-08-11 14:00
1900-08-11 15:00
1900-08-11 16:00
1900-08-11 17:00
1900-08-11 18:00
1900-08-11 19:00
1900-08-11 20:00
1900-08-11 21:00
1900-08-11 22:00
1900-08-11 23:00
1900-08-12
1900-08-12 01:00
1900-08-12 02:00
1900-08-12 03:00
1900-08-12 04:00
1900-08-12 05:00
1900-08-12 06:00
1900-08-12 07:00
1900-08-12 08:00
1900-08-12 09:00
1900-08-12 10:00
1900-08-12 11:00
1900-08-12 12:00
1900-08-12 13:00
1900-08-12 14:00
1900-08-12 15:00
1900-08-12 16:00
1900-08-12 17:00
1900-08-12 18:00
1900-08-12 19:00
1900-08-12 20:00
1900-08-12 21:00
1900-08-12 22:00
1900-08-12 23:00
1900-08-13
1900-08-13 01:00
1900-08-13 02:00
1900-08-13 03:00
1900-08-13 04:00
1900-08-13 05:00
1900-08-13 06:00
1900-08-13 07:00
1900-08-13 08:00
1900-08-13 09:00
1900-08-13 10:00
1900-08-13 11:00
1900-08-13 12:00
1900-08-13 13:00
1900-08-13 14:00
1900-08-13 15:00
1900-08-13 16:00
1900-08-13 17:00
1900-08-13 18:00
1900-08-13 19:00
1900-08-13 20:00
1900-08-13 21:00
1900-08-13 22:00
1900-08-13 23:00
1900-08-14
1900-08-14 01:00
1900-08-14 02:00
1900-08-14 03:00
1900-08-14 04:00
1900-08-14 05:00
1900-08-14 06:00
1900-08-14 07:00
1900-08-14 08:00
1900-08-14 09:00
1900-08-14 10:00
1900-08-14 11:00
1900-08-14 12:00
1900-08-14 13:00
1900-08-14 14:00
1900-08-14 15:00
1900-08-14 16:00
1900-08-14 17:00
1900-08-14 18:00
1900-08-14 19:00
1900-08-14 20:00
1900-08-14 21:00
1900-08-14 22:00
1900-08-14 23:00
1900-08-15
1900-08-15 01:00
1900-08-15 02:00
1900-08-15 03:00
1900-08-15 04:00
1900-08-15 05:00
1900-08-15 06:00
1900-08-15 07:00
1900-08-15 08:00
1900-08-15 09:00
1900-08-15 10:00
1900-08-15 11:00
1900-08-15 12:00
1900-08-15 13:00
1900-08-15 14:00
1900-08-15 15:00
1900-08-15 16:00
1900-08-15 17:00
1900-08-15 18:00
1900-08-15 19:00
1900-08-15 20:00
1900-08-15 21:00
1900-08-15 22:00
1900-08-15 23:00
1900-08-16
1900-08-16 01:00
1900-08-16 02:00
1900-08-16 03:00
1900-08-16 04:00
1900-08-16 05:00
1900-08-16 06:00
1900-08-16 07:00
1900-08-16 08:00
1900-08-16 09:00
1900-08-16 10:00
1900-08-16 11:00
1900-08-16 12:00
1900-08-16 13:00
1900-08-16 14:00
1900-08-16 15:00
1900-08-16 16:00
1900-08-16 17:00
1900-08-16 18:00
1900-08-16 19:00
1900-08-16 20:00
1900-08-16 21:00
1900-08-16 22:00
1900-08-16 23:00
1900-08-17
1900-08-17 01:00
1900-08-17 02:00
1900-08-17 03:00
1900-08-17 04:00
1900-08-17 05:00
1900-08-17 06:00
1900-08-17 07:00
1900-08-17 08:00
1900-08-17 09:00
1900-08-17 10:00
1900-08-17 11:00
1900-08-17 12:00
1900-08-17 13:00
1900-08-17 14:00
1900-08-17 15:00
1900-08-17 16:00
1900-08-17 17:00
1900-08-17 18:00
1900-08-17 19:00
1900-08-17 20:00
1900-08-17 21:00
1900-08-17 22:00
1900-08-17 23:00
1900-08-18
1900-08-18 01:00
1900-08-18 02:00
1900-08-18 03:00
1900-08-18 04:00
1900-08-18 05:00
1900-08-18 06:00
1900-08-18 07:00
1900-08-18 08:00
1900-08-18 09:00
1900-08-18 10:00
1900-08-18 11:00
1900-08-18 12:00
1900-08-18 13:00
1900-08-18 14:00
1900-08-18 15:00
1900-08-18 16:00
1900-08-18 17:00
1900-08-18 18:00
1900-08-18 19:00
1900-08-18 20:00
1900-08-18 21:00
1900-08-18 22:00
1900-08-18 23:00
1900-08-19
1900-08-19 01:00
1900-08-19 02:00
1900-08-19 03:00
1900-08-19 04:00
1900-08-19 05:00
1900-08-19 06:00
1900-08-19 07:00
1900-08-19 08:00
1900-08-19 09:00
1900-08-19 10:00
1900-08-19 11:00
1900-08-19 12:00
1900-08-19 13:00
1900-08-19 14:00
1900-08-19 15:00
1900-08-19 16:00
1900-08-19 17:00
1900-08-19 18:00
1900-08-19 19:00
1900-08-19 20:00
1900-08-19 21:00
1900-08-19 22:00
1900-08-19 23:00
1900-08-20
1900-08-20 01:00
1900-08-20 02:00
1900-08-20 03:00
1900-08-20 04:00
1900-08-20 05:00
1900-08-20 06:00
1900-08-20 07:00
1900-08-20 08:00
1900-08-20 09:00
1900-08-20 10:00
1900-08-20 11:00
1900-08-20 12:00
1900-08-20 13:00
1900-08-20 14:00
1900-08-20 15:00
1900-08-20 16:00
1900-08-20 17:00
1900-08-20 18:00
1900-08-20 19:00
1900-08-20 20:00
1900-08-20 21:00
1900-08-20 22:00
1900-08-20 23:00
1900-08-21
1900-08-21 01:00
1900-08-21 02:00
1900-08-21 03:00
1900-08-21 04:00
1900-08-21 05:00
1900-08-21 06:00
1900-08-21 07:00
1900-08-21 08:00
1900-08-21 09:00
1900-08-21 10:00
1900-08-21 11:00
1900-08-21 12:00
1900-08-21 13:00
1900-08-21 14:00
1900-08-21 15:00
1900-08-21 16:00
1900-08-21 17:00
1900-08-21 18:00
1900-08-21 19:00
1900-08-21 20:00
1900-08-21 21:00
1900-08-21 22:00
1900-08-21 23:00
1900-08-22
1900-08-22 01:00
1900-08-22 02:00
1900-08-22 03:00
1900-08-22 04:00
1900-08-22 05:00
1900-08-22 06:00
1900-08-22 07:00
1900-08-22 08:00
1900-08-22 09:00
1900-08-22 10:00
1900-08-22 11:00
1900-08-22 12:00
1900-08-22 13:00
1900-08-22 14:00
1900-08-22 15:00
1900-08-22 16:00
1900-08-22 17:00
1900-08-22 18:00
1900-08-22 19:00
1900-08-22 20:00
1900-08-22 21:00
1900-08-22 22:00
1900-08-22 23:00
1900-08-23
1900-08-23 01:00
1900-08-23 02:00
1900-08-23 03:00
1900-08-23 04:00
1900-08-23 05:00
1900-08-23 06:00
1900-08-23 07:00
1900-08-23 08:00
1900-08-23 09:00
1900-08-23 10:00
1900-08-23 11:00
1900-08-23 12:00
1900-08-23 13:00
1900-08-23 14:00
1900-08-23 15:00
1900-08-23 16:00
1900-08-23 17:00
1900-08-23 18:00
1900-08-23 19:00
1900-08-23 20:00
1900-08-23 21:00
1900-08-23 22:00
1900-08-23 23:00
1900-08-24
1900-08-24 01:00
1900-08-24 02:00
1900-08-24 03:00
1900-08-24 04:00
1900-08-24 05:00
1900-08-24 06:00
1900-08-24 07:00
1900-08-24 08:00
1900-08-24 09:00
1900-08-24 10:00
1900-08-24 11:00
1900-08-24 12:00
1900-08-24 13:00
1900-08-24 14:00
1900-08-24 15:00
1900-08-24 16:00
1900-08-24 17:00
1900-08-24 18:00
1900-08-24 19:00
1900-08-24 20:00
1900-08-24 21:00
1900-08-24 22:00
1900-08-24 23:00
1900-08-25
1900-08-25 01:00
1900-08-25 02:00
1900-08-25 03:00
1900-08-25 04:00
1900-08-25 05:00
1900-08-25 06:00
1900-08-25 07:00
1900-08-25 08:00
1900-08-25 09:00
1900-08-25 10:00
1900-08-25 11:00
1900-08-25 12:00
1900-08-25 13:00
1900-08-25 14:00
1900-08-25 15:00
1900-08-25 16:00
1900-08-25 17:00
1900-08-25 18:00
1900-08-25 19:00
1900-08-25 20:00
1900-08-25 21:00
1900-08-25 22:00
1900-08-25 23:00
1900-08-26
1900-08-26 01:00
1900-08-26 02:00
1900-08-26 03:00
1900-08-26 04:00
1900-08-26 05:00
1900-08-26 06:00
1900-08-26 07:00
1900-08-26 08:00
1900-08-26 09:00
1900-08-26 10:00
1900-08-26 11:00
1900-08-26 12:00
1900-08-26 13:00
1900-08-26 14:00
1900-08-26 15:00
1900-08-26 16:00
1900-08-26 17:00
1900-08-26 18:00
1900-08-26 19:00
1900-08-26 20:00
1900-08-26 21:00
1900-08-26 22:00
1900-08-26 23:00
1900-08-27
1900-08-27 01:00
1900-08-27 02:00
1900-08-27 03:00
1900-08-27 04:00
1900-08-27 05:00
1900-08-27 06:00
1900-08-27 07:00
1900-08-27 08:00
1900-08-27 09:00
1900-08-27 10:00
1900-08-27 11:00
1900-08-27 12:00
1900-08-27 13:00
1900-08-27 14:00
1900-08-27 15:00
1900-08-27 16:00
1900-08-27 17:00
1900-08-27 18:00
1900-08-27 19:00
1900-08-27 20:00
1900-08-27 21:00
1900-08-27 22:00
1900-08-27 23:00
1900-08-28
1900-08-28 01:00
1900-08-28 02:00
1900-08-28 03:00
1900-08-28 04:00
1900-08-28 05:00
1900-08-28 06:00
1900-08-28 07:00
1900-08-28 08:00
1900-08-28 09:00
1900-08-28 10:00
1900-08-28 11:00
1900-08-28 12:00
1900-08-28 13:00
1900-08-28 14:00
1900-08-28 15:00
1900-08-28 16:00
1900-08-28 17:00
1900-08-28 18:00
1900-08-28 19:00
1900-08-28 20:00
1900-08-28 21:00
1900-08-28 22:00
1900-08-28 23:00
1900-08-29
1900-08-29 01:00
1900-08-29 02:00
1900-08-29 03:00
1900-08-29 04:00
1900-08-29 05:00
1900-08-29 06:00
1900-08-29 07:00
1900-08-29 08:00
1900-08-29 09:00
1900-08-29 10:00
1900-08-29 11:00
1900-08-29 12:00
1900-08-29 13:00
1900-08-29 14:00
1900-08-29 15:00
1900-08-29 16:00
1900-08-29 17:00
1900-08-29 18:00
1900-08-29 19:00
1900-08-29 20:00
1900-08-29 21:00
1900-08-29 22:00
1900-08-29 23:00
1900-08-30
1900-08-30 01:00
1900-08-30 02:00
1900-08-30 03:00
1900-08-30 04:00
1900-08-30 05:00
1900-08-30 06:00
1900-08-30 07:00
1900-08-30 08:00
1900-08-30 09:00
1900-08-30 10:00
1900-08-30 11:00
1900-08-30 12:00
1900-08-30 13:00
1900-08-30 14:00
1900-08-30 15:00
1900-08-30 16:00
1900-08-30 17:00
1900-08-30 18:00
1900-08-30 19:00
1900-08-30 20:00
1900-08-30 21:00
1900-08-30 22:00
1900-08-30 23:00
1900-08-31
1900-08-31 01:00
1900-08-31 02:00
1900-08-31 03:00
1900-08-31 04:00
1900-08-31 05:00
1900-08-31 06:00
1900-08-31 07:00
1900-08-31 08:00
1900-08-31 09:00
1900-08-31 10:00
1900-08-31 11:00
1900-08-31 12:00
1900-08-31 13:00
1900-08-31 14:00
1900-08-31 15:00
1900-08-31 16:00
1900-08-31 17:00
1900-08-31 18:00
1900-08-31 19:00
1900-08-31 20:00
1900-08-31 21:00
1900-08-31 22:00
1900-08-31 23:00
1900-09-01
1900-09-01 01:00
1900-09-01 02:00
1900-09-01 03:00
1900-09-01 04:00
1900-09-01 05:00
1900-09-01 06:00
1900-09-01 07:00
1900-09-01 08:00
1900-09-01 09:00
1900-09-01 10:00
1900-09-01 11:00
1900-09-01 12:00
1900-09-01 13:00
1900-09-01 14:00
1900-09-01 15:00
1900-09-01 16:00
1900-09-01 17:00
1900-09-01 18:00
1900-09-01 19:00
1900-09-01 20:00
1900-09-01 21:00
1900-09-01 22:00
1900-09-01 23:00
1900-09-02
1900-09-02 01:00
1900-09-02 02:00
1900-09-02 03:00
1900-09-02 04:00
1900-09-02 05:00
1900-09-02 06:00
1900-09-02 07:00
1900-09-02 08:00
1900-09-02 09:00
1900-09-02 10:00
1900-09-02 11:00
1900-09-02 12:00
1900-09-02 13:00
1900-09-02 14:00
1900-09-02 15:00
1900-09-02 16:00
1900-09-02 17:00
1900-09-02 18:00
1900-09-02 19:00
1900-09-02 20:00
1900-09-02 21:00
1900-09-02 22:00
1900-09-02 23:00
1900-09-03
1900-09-03 01:00
1900-09-03 02:00
1900-09-03 03:00
1900-09-03 04:00
1900-09-03 05:00
1900-09-03 06:00
1900-09-03 07:00
1900-09-03 08:00
1900-09-03 09:00
1900-09-03 10:00
1900-09-03 11:00
1900-09-03 12:00
1900-09-03 13:00
1900-09-03 14:00
1900-09-03 15:00
1900-09-03 16:00
1900-09-03 17:00
1900-09-03 18:00
1900-09-03 19:00
1900-09-03 20:00
1900-09-03 21:00
1900-09-03 22:00
1900-09-03 23:00
1900-09-04
1900-09-04 01:00
1900-09-04 02:00
1900-09-04 03:00
1900-09-04 04:00
1900-09-04 05:00
1900-09-04 06:00
1900-09-04 07:00
1900-09-04 08:00
1900-09-04 09:00
1900-09-04 10:00
1900-09-04 11:00
1900-09-04 12:00
1900-09-04 13:00
1900-09-04 14:00
1900-09-04 15:00
1900-09-04 16:00
1900-09-04 17:00
1900-09-04 18:00
1900-09-04 19:00
1900-09-04 20:00
1900-09-04 21:00
1900-09-04 22:00
1900-09-04 23:00
1900-09-05
1900-09-05 01:00
1900-09-05 02:00
1900-09-05 03:00
1900-09-05 04:00
1900-09-05 05:00
1900-09-05 06:00
1900-09-05 07:00
1900-09-05 08:00
1900-09-05 09:00
1900-09-05 10:00
1900-09-05 11:00
1900-09-05 12:00
1900-09-05 13:00
1900-09-05 14:00
1900-09-05 15:00
1900-09-05 16:00
1900-09-05 17:00
1900-09-05 18:00
1900-09-05 19:00
1900-09-05 20:00
1900-09-05 21:00
1900-09-05 22:00
1900-09-05 23:00
1900-09-06
1900-09-06 01:00
1900-09-06 02:00
1900-09-06 03:00
1900-09-06 04:00
1900-09-06 05:00
1900-09-06 06:00
1900-09-06 07:00
1900-09-06 08:00
1900-09-06 09:00
1900-09-06 10:00
1900-09-06 11:00
1900-09-06 12:00
1900-09-06 13:00
1900-09-06 14:00
1900-09-06 15:00
1900-09-06 16:00
1900-09-06 17:00
1900-09-06 18:00
1900-09-06 19:00
1900-09-06 20:00
1900-09-06 21:00
1900-09-06 22:00
1900-09-06 23:00
1900-09-07
1900-09-07 01:00
1900-09-07 02:00
1900-09-07 03:00
1900-09-07 04:00
1900-09-07 05:00
1900-09-07 06:00
1900-09-07 07:00
1900-09-07 08:00
1900-09-07 09:00
1900-09-07 10:00
1900-09-07 11:00
1900-09-07 12:00
1900-09-07 13:00
1900-09-07 14:00
1900-09-07 15:00
1900-09-07 16:00
1900-09-07 17:00
1900-09-07 18:00
1900-09-07 19:00
1900-09-07 20:00
1900-09-07 21:00
1900-09-07 22:00
1900-09-07 23:00
1900-09-08
1900-09-08 01:00
1900-09-08 02:00
1900-09-08 03:00
1900-09-08 04:00
1900-09-08 05:00
1900-09-08 06:00
1900-09-08 07:00
1900-09-08 08:00
1900-09-08 09:00
1900-09-08 10:00
1900-09-08 11:00
1900-09-08 12:00
1900-09-08 13:00
1900-09-08 14:00
1900-09-08 15:00
1900-09-08 16:00
1900-09-08 17:00
1900-09-08 18:00
1900-09-08 19:00
1900-09-08 20:00
1900-09-08 21:00
1900-09-08 22:00
1900-09-08 23:00
1900-09-09
1900-09-09 01:00
1900-09-09 02:00
1900-09-09 03:00
1900-09-09 04:00
1900-09-09 05:00
1900-09-09 06:00
1900-09-09 07:00
1900-09-09 08:00
1900-09-09 09:00
1900-09-09 10:00
1900-09-09 11:00
1900-09-09 12:00
1900-09-09 13:00
1900-09-09 14:00
1900-09-09 15:00
1900-09-09 16:00
1900-09-09 17:00
1900-09-09 18:00
1900-09-09 19:00
1900-09-09 20:00
1900-09-09 21:00
1900-09-09 22:00
1900-09-09 23:00
1900-09-10
1900-09-10 01:00
1900-09-10 02:00
1900-09-10 03:00
1900-09-10 04:00
1900-09-10 05:00
1900-09-10 06:00
1900-09-10 07:00
1900-09-10 08:00
1900-09-10 09:00
1900-09-10 10:00
1900-09-10 11:00
1900-09-10 12:00
1900-09-10 13:00
1900-09-10 14:00
1900-09-10 15:00
1900-09-10 16:00
1900-09-10 17:00
1900-09-10 18:00
1900-09-10 19:00
1900-09-10 20:00
1900-09-10 21:00
1900-09-10 22:00
1900-09-10 23:00
1900-09-11
1900-09-11 01:00
1900-09-11 02:00
1900-09-11 03:00
1900-09-11 04:00
1900-09-11 05:00
1900-09-11 06:00
1900-09-11 07:00
1900-09-11 08:00
1900-09-11 09:00
1900-09-11 10:00
1900-09-11 11:00
1900-09-11 12:00
1900-09-11 13:00
1900-09-11 14:00
1900-09-11 15:00
1900-09-11 16:00
1900-09-11 17:00
1900-09-11 18:00
1900-09-11 19:00
1900-09-11 20:00
1900-09-11 21:00
1900-09-11 22:00
1900-09-11 23:00
1900-09-12
1900-09-12 01:00
1900-09-12 02:00
1900-09-12 03:00
1900-09-12 04:00
1900-09-12 05:00
1900-09-12 06:00
1900-09-12 07:00
1900-09-12 08:00
1900-09-12 09:00
1900-09-12 10:00
1900-09-12 11:00
1900-09-12 12:00
1900-09-12 13:00
1900-09-12 14:00
1900-09-12 15:00
1900-09-12 16:00
1900-09-12 17:00
1900-09-12 18:00
1900-09-12 19:00
1900-09-12 20:00
1900-09-12 21:00
1900-09-12 22:00
1900-09-12 23:00
1900-09-13
1900-09-13 01:00
1900-09-13 02:00
1900-09-13 03:00
1900-09-13 04:00
1900-09-13 05:00
1900-09-13 06:00
1900-09-13 07:00
1900-09-13 08:00
1900-09-13 09:00
1900-09-13 10:00
1900-09-13 11:00
1900-09-13 12:00
1900-09-13 13:00
1900-09-13 14:00
1900-09-13 15:00
1900-09-13 16:00
1900-09-13 17:00
1900-09-13 18:00
1900-09-13 19:00
1900-09-13 20:00
1900-09-13 21:00
1900-09-13 22:00
1900-09-13 23:00
1900-09-14
1900-09-14 01:00
1900-09-14 02:00
1900-09-14 03:00
1900-09-14 04:00
1900-09-14 05:00
1900-09-14 06:00
1900-09-14 07:00
1900-09-14 08:00
1900-09-14 09:00
1900-09-14 10:00
1900-09-14 11:00
1900-09-14 12:00
1900-09-14 13:00
1900-09-14 14:00
1900-09-14 15:00
1900-09-14 16:00
1900-09-14 17:00
1900-09-14 18:00
1900-09-14 19:00
1900-09-14 20:00
1900-09-14 21:00
1900-09-14 22:00
1900-09-14 23:00
1900-09-15
1900-09-15 01:00
1900-09-15 02:00
1900-09-15 03:00
1900-09-15 04:00
1900-09-15 05:00
1900-09-15 06:00
1900-09-15 07:00
1900-09-15 08:00
1900-09-15 09:00
1900-09-15 10:00
1900-09-15 11:00
1900-09-15 12:00
1900-09-15 13:00
1900-09-15 14:00
1900-09-15 15:00
1900-09-15 16:00
1900-09-15 17:00
1900-09-15 18:00
1900-09-15 19:00
1900-09-15 20:00
1900-09-15 21:00
1900-09-15 22:00
1900-09-15 23:00
1900-09-16
1900-09-16 01:00
1900-09-16 02:00
1900-09-16 03:00
1900-09-16 04:00
1900-09-16 05:00
1900-09-16 06:00
1900-09-16 07:00
1900-09-16 08:00
1900-09-16 09:00
1900-09-16 10:00
1900-09-16 11:00
1900-09-16 12:00
1900-09-16 13:00
1900-09-16 14:00
1900-09-16 15:00
1900-09-16 16:00
1900-09-16 17:00
1900-09-16 18:00
1900-09-16 19:00
1900-09-16 20:00
1900-09-16 21:00
1900-09-16 22:00
1900-09-16 23:00
1900-09-17
1900-09-17 01:00
1900-09-17 02:00
1900-09-17 03:00
1900-09-17 04:00
1900-09-17 05:00
1900-09-17 06:00
1900-09-17 07:00
1900-09-17 08:00
1900-09-17 09:00
1900-09-17 10:00
1900-09-17 11:00
1900-09-17 12:00
1900-09-17 13:00
1900-09-17 14:00
1900-09-17 15:00
1900-09-17 16:00
1900-09-17 17:00
1900-09-17 18:00
1900-09-17 19:00
1900-09-17 20:00
1900-09-17 21:00
1900-09-17 22:00
1900-09-17 23:00
1900-09-18
1900-09-18 01:00
1900-09-18 02:00
1900-09-18 03:00
1900-09-18 04:00
1900-09-18 05:00
1900-09-18 06:00
1900-09-18 07:00
1900-09-18 08:00
1900-09-18 09:00
1900-09-18 10:00
1900-09-18 11:00
1900-09-18 12:00
1900-09-18 13:00
1900-09-18 14:00
1900-09-18 15:00
1900-09-18 16:00
1900-09-18 17:00
1900-09-18 18:00
1900-09-18 19:00
1900-09-18 20:00
1900-09-18 21:00
1900-09-18 22:00
1900-09-18 23:00
1900-09-19
1900-09-19 01:00
1900-09-19 02:00
1900-09-19 03:00
1900-09-19 04:00
1900-09-19 05:00
1900-09-19 06:00
1900-09-19 07:00
1900-09-19 08:00
1900-09-19 09:00
1900-09-19 10:00
1900-09-19 11:00
1900-09-19 12:00
1900-09-19 13:00
1900-09-19 14:00
1900-09-19 15:00
1900-09-19 16:00
1900-09-19 17:00
1900-09-19 18:00
1900-09-19 19:00
1900-09-19 20:00
1900-09-19 21:00
1900-09-19 22:00
1900-09-19 23:00
1900-09-20
1900-09-20 01:00
1900-09-20 02:00
1900-09-20 03:00
1900-09-20 04:00
1900-09-20 05:00
1900-09-20 06:00
1900-09-20 07:00
1900-09-20 08:00
1900-09-20 09:00
1900-09-20 10:00
1900-09-20 11:00
1900-09-20 12:00
1900-09-20 13:00
1900-09-20 14:00
1900-09-20 15:00
1900-09-20 16:00
1900-09-20 17:00
1900-09-20 18:00
1900-09-20 19:00
1900-09-20 20:00
1900-09-20 21:00
1900-09-20 22:00
1900-09-20 23:00
1900-09-21
1900-09-21 01:00
1900-09-21 02:00
1900-09-21 03:00
1900-09-21 04:00
1900-09-21 05:00
1900-09-21 06:00
1900-09-21 07:00
1900-09-21 08:00
1900-09-21 09:00
1900-09-21 10:00
1900-09-21 11:00
1900-09-21 12:00
1900-09-21 13:00
1900-09-21 14:00
1900-09-21 15:00
1900-09-21 16:00
1900-09-21 17:00
1900-09-21 18:00
1900-09-21 19:00
1900-09-21 20:00
1900-09-21 21:00
1900-09-21 22:00
1900-09-21 23:00
1900-09-22
1900-09-22 01:00
1900-09-22 02:00
1900-09-22 03:00
1900-09-22 04:00
1900-09-22 05:00
1900-09-22 06:00
1900-09-22 07:00
1900-09-22 08:00
1900-09-22 09:00
1900-09-22 10:00
1900-09-22 11:00
1900-09-22 12:00
1900-09-22 13:00
1900-09-22 14:00
1900-09-22 15:00
1900-09-22 16:00
1900-09-22 17:00
1900-09-22 18:00
1900-09-22 19:00
1900-09-22 20:00
1900-09-22 21:00
1900-09-22 22:00
1900-09-22 23:00
1900-09-23
1900-09-23 01:00
1900-09-23 02:00
1900-09-23 03:00
1900-09-23 04:00
1900-09-23 05:00
1900-09-23 06:00
1900-09-23 07:00
1900-09-23 08:00
1900-09-23 09:00
1900-09-23 10:00
1900-09-23 11:00
1900-09-23 12:00
1900-09-23 13:00
1900-09-23 14:00
1900-09-23 15:00
1900-09-23 16:00
1900-09-23 17:00
1900-09-23 18:00
1900-09-23 19:00
1900-09-23 20:00
1900-09-23 21:00
1900-09-23 22:00
1900-09-23 23:00
1900-09-24
1900-09-24 01:00
1900-09-24 02:00
1900-09-24 03:00
1900-09-24 04:00
1900-09-24 05:00
1900-09-24 06:00
1900-09-24 07:00
1900-09-24 08:00
1900-09-24 09:00
1900-09-24 10:00
1900-09-24 11:00
1900-09-24 12:00
1900-09-24 13:00
1900-09-24 14:00
1900-09-24 15:00
1900-09-24 16:00
1900-09-24 17:00
1900-09-24 18:00
1900-09-24 19:00
1900-09-24 20:00
1900-09-24 21:00
1900-09-24 22:00
1900-09-24 23:00
1900-09-25
1900-09-25 01:00
1900-09-25 02:00
1900-09-25 03:00
1900-09-25 04:00
1900-09-25 05:00
1900-09-25 06:00
1900-09-25 07:00
1900-09-25 08:00
1900-09-25 09:00
1900-09-25 10:00
1900-09-25 11:00
1900-09-25 12:00
1900-09-25 13:00
1900-09-25 14:00
1900-09-25 15:00
1900-09-25 16:00
1900-09-25 17:00
1900-09-25 18:00
1900-09-25 19:00
1900-09-25 20:00
1900-09-25 21:00
1900-09-25 22:00
1900-09-25 23:00
1900-09-26
1900-09-26 01:00
1900-09-26 02:00
1900-09-26 03:00
1900-09-26 04:00
1900-09-26 05:00
1900-09-26 06:00
1900-09-26 07:00
1900-09-26 08:00
1900-09-26 09:00
1900-09-26 10:00
1900-09-26 11:00
1900-09-26 12:00
1900-09-26 13:00
1900-09-26 14:00
1900-09-26 15:00
1900-09-26 16:00
1900-09-26 17:00
1900-09-26 18:00
1900-09-26 19:00
1900-09-26 20:00
1900-09-26 21:00
1900-09-26 22:00
1900-09-26 23:00
1900-09-27
1900-09-27 01:00
1900-09-27 02:00
1900-09-27 03:00
1900-09-27 04:00
1900-09-27 05:00
1900-09-27 06:00
1900-09-27 07:00
1900-09-27 08:00
1900-09-27 09:00
1900-09-27 10:00
1900-09-27 11:00
1900-09-27 12:00
1900-09-27 13:00
1900-09-27 14:00
1900-09-27 15:00
1900-09-27 16:00
1900-09-27 17:00
1900-09-27 18:00
1900-09-27 19:00
1900-09-27 20:00
1900-09-27 21:00
1900-09-27 22:00
1900-09-27 23:00
1900-09-28
1900-09-28 01:00
1900-09-28 02:00
1900-09-28 03:00
1900-09-28 04:00
1900-09-28 05:00
1900-09-28 06:00
1900-09-28 07:00
1900-09-28 08:00
1900-09-28 09:00
1900-09-28 10:00
1900-09-28 11:00
1900-09-28 12:00
1900-09-28 13:00
1900-09-28 14:00
1900-09-28 15:00
1900-09-28 16:00
1900-09-28 17:00
1900-09-28 18:00
1900-09-28 19:00
1900-09-28 20:00
1900-09-28 21:00
1900-09-28 22:00
1900-09-28 23:00
1900-09-29
1900-09-29 01:00
1900-09-29 02:00
1900-09-29 03:00
1900-09-29 04:00
1900-09-29 05:00
1900-09-29 06:00
1900-09-29 07:00
1900-09-29 08:00
1900-09-29 09:00
1900-09-29 10:00
1900-09-29 11:00
1900-09-29 12:00
1900-09-29 13:00
1900-09-29 14:00
1900-09-29 15:00
1900-09-29 16:00
1900-09-29 17:00
1900-09-29 18:00
1900-09-29 19:00
1900-09-29 20:00
1900-09-29 21:00
1900-09-29 22:00
1900-09-29 23:00
1900-09-30
1900-09-30 01:00
1900-09-30 02:00
1900-09-30 03:00
1900-09-30 04:00
1900-09-30 05:00
1900-09-30 06:00
1900-09-30 07:00
1900-09-30 08:00
1900-09-30 09:00
1900-09-30 10:00
1900-09-30 11:00
1900-09-30 12:00
1900-09-30 13:00
1900-09-30 14:00
1900-09-30 15:00
1900-09-30 16:00
1900-09-30 17:00
1900-09-30 18:00
1900-09-30 19:00
1900-09-30 20:00
1900-09-30 21:00
1900-09-30 22:00
1900-09-30 23:00
1900-10-01
1900-10-01 01:00
1900-10-01 02:00
1900-10-01 03:00
1900-10-01 04:00
1900-10-01 05:00
1900-10-01 06:00
1900-10-01 07:00
1900-10-01 08:00
1900-10-01 09:00
1900-10-01 10:00
1900-10-01 11:00
1900-10-01 12:00
1900-10-01 13:00
1900-10-01 14:00
1900-10-01 15:00
1900-10-01 16:00
1900-10-01 17:00
1900-10-01 18:00
1900-10-01 19:00
1900-10-01 20:00
1900-10-01 21:00
1900-10-01 22:00
1900-10-01 23:00
1900-10-02
1900-10-02 01:00
1900-10-02 02:00
1900-10-02 03:00
1900-10-02 04:00
1900-10-02 05:00
1900-10-02 06:00
1900-10-02 07:00
1900-10-02 08:00
1900-10-02 09:00
1900-10-02 10:00
1900-10-02 11:00
1900-10-02 12:00
1900-10-02 13:00
1900-10-02 14:00
1900-10-02 15:00
1900-10-02 16:00
1900-10-02 17:00
1900-10-02 18:00
1900-10-02 19:00
1900-10-02 20:00
1900-10-02 21:00
1900-10-02 22:00
1900-10-02 23:00
1900-10-03
1900-10-03 01:00
1900-10-03 02:00
1900-10-03 03:00
1900-10-03 04:00
1900-10-03 05:00
1900-10-03 06:00
1900-10-03 07:00
1900-10-03 08:00
1900-10-03 09:00
1900-10-03 10:00
1900-10-03 11:00
1900-10-03 12:00
1900-10-03 13:00
1900-10-03 14:00
1900-10-03 15:00
1900-10-03 16:00
1900-10-03 17:00
1900-10-03 18:00
1900-10-03 19:00
1900-10-03 20:00
1900-10-03 21:00
1900-10-03 22:00
1900-10-03 23:00
1900-10-04
1900-10-04 01:00
1900-10-04 02:00
1900-10-04 03:00
1900-10-04 04:00
1900-10-04 05:00
1900-10-04 06:00
1900-10-04 07:00
1900-10-04 08:00
1900-10-04 09:00
1900-10-04 10:00
1900-10-04 11:00
1900-10-04 12:00
1900-10-04 13:00
1900-10-04 14:00
1900-10-04 15:00
1900-10-04 16:00
1900-10-04 17:00
1900-10-04 18:00
1900-10-04 19:00
1900-10-04 20:00
1900-10-04 21:00
1900-10-04 22:00
1900-10-04 23:00
1900-10-05
1900-10-05 01:00
1900-10-05 02:00
1900-10-05 03:00
1900-10-05 04:00
1900-10-05 05:00
1900-10-05 06:00
1900-10-05 07:00
1900-10-05 08:00
1900-10-05 09:00
1900-10-05 10:00
1900-10-05 11:00
1900-10-05 12:00
1900-10-05 13:00
1900-10-05 14:00
1900-10-05 15:00
1900-10-05 16:00
1900-10-05 17:00
1900-10-05 18:00
1900-10-05 19:00
1900-10-05 20:00
1900-10-05 21:00
1900-10-05 22:00
1900-10-05 23:00
1900-10-06
1900-10-06 01:00
1900-10-06 02:00
1900-10-06 03:00
1900-10-06 04:00
1900-10-06 05:00
1900-10-06 06:00
1900-10-06 07:00
1900-10-06 08:00
1900-10-06 09:00
1900-10-06 10:00
1900-10-06 11:00
1900-10-06 12:00
1900-10-06 13:00
1900-10-06 14:00
1900-10-06 15:00
1900-10-06 16:00
1900-10-06 17:00
1900-10-06 18:00
1900-10-06 19:00
1900-10-06 20:00
1900-10-06 21:00
1900-10-06 22:00
1900-10-06 23:00
1900-10-07
1900-10-07 01:00
1900-10-07 02:00
1900-10-07 03:00
1900-10-07 04:00
1900-10-07 05:00
1900-10-07 06:00
1900-10-07 07:00
1900-10-07 08:00
1900-10-07 09:00
1900-10-07 10:00
1900-10-07 11:00
1900-10-07 12:00
1900-10-07 13:00
1900-10-07 14:00
1900-10-07 15:00
1900-10-07 16:00
1900-10-07 17:00
1900-10-07 18:00
1900-10-07 19:00
1900-10-07 20:00
1900-10-07 21:00
1900-10-07 22:00
1900-10-07 23:00
1900-10-08
1900-10-08 01:00
1900-10-08 02:00
1900-10-08 03:00
1900-10-08 04:00
1900-10-08 05:00
1900-10-08 06:00
1900-10-08 07:00
1900-10-08 08:00
1900-10-08 09:00
1900-10-08 10:00
1900-10-08 11:00
1900-10-08 12:00
1900-10-08 13:00
1900-10-08 14:00
1900-10-08 15:00
1900-10-08 16:00
1900-10-08 17:00
1900-10-08 18:00
1900-10-08 19:00
1900-10-08 20:00
1900-10-08 21:00
1900-10-08 22:00
1900-10-08 23:00
1900-10-09
1900-10-09 01:00
1900-10-09 02:00
1900-10-09 03:00
1900-10-09 04:00
1900-10-09 05:00
1900-10-09 06:00
1900-10-09 07:00
1900-10-09 08:00
1900-10-09 09:00
1900-10-09 10:00
1900-10-09 11:00
1900-10-09 12:00
1900-10-09 13:00
1900-10-09 14:00
1900-10-09 15:00
1900-10-09 16:00
1900-10-09 17:00
1900-10-09 18:00
1900-10-09 19:00
1900-10-09 20:00
1900-10-09 21:00
1900-10-09 22:00
1900-10-09 23:00
1900-10-10
1900-10-10 01:00
1900-10-10 02:00
1900-10-10 03:00
1900-10-10 04:00
1900-10-10 05:00
1900-10-10 06:00
1900-10-10 07:00
1900-10-10 08:00
1900-10-10 09:00
1900-10-10 10:00
1900-10-10 11:00
1900-10-10 12:00
1900-10-10 13:00
1900-10-10 14:00
1900-10-10 15:00
1900-10-10 16:00
1900-10-10 17:00
1900-10-10 18:00
1900-10-10 19:00
1900-10-10 20:00
1900-10-10 21:00
1900-10-10 22:00
1900-10-10 23:00
1900-10-11
1900-10-11 01:00
1900-10-11 02:00
1900-10-11 03:00
1900-10-11 04:00
1900-10-11 05:00
1900-10-11 06:00
1900-10-11 07:00
1900-10-11 08:00
1900-10-11 09:00
1900-10-11 10:00
1900-10-11 11:00
1900-10-11 12:00
1900-10-11 13:00
1900-10-11 14:00
1900-10-11 15:00
1900-10-11 16:00
1900-10-11 17:00
1900-10-11 18:00
1900-10-11 19:00
1900-10-11 20:00
1900-10-11 21:00
1900-10-11 22:00
1900-10-11 23:00
1900-10-12
1900-10-12 01:00
1900-10-12 02:00
1900-10-12 03:00
1900-10-12 04:00
1900-10-12 05:00
1900-10-12 06:00
1900-10-12 07:00
1900-10-12 08:00
1900-10-12 09:00
1900-10-12 10:00
1900-10-12 11:00
1900-10-12 12:00
1900-10-12 13:00
1900-10-12 14:00
1900-10-12 15:00
1900-10-12 16:00
1900-10-12 17:00
1900-10-12 18:00
1900-10-12 19:00
1900-10-12 20:00
1900-10-12 21:00
1900-10-12 22:00
1900-10-12 23:00
1900-10-13
1900-10-13 01:00
1900-10-13 02:00
1900-10-13 03:00
1900-10-13 04:00
1900-10-13 05:00
1900-10-13 06:00
1900-10-13 07:00
1900-10-13 08:00
1900-10-13 09:00
1900-10-13 10:00
1900-10-13 11:00
1900-10-13 12:00
1900-10-13 13:00
1900-10-13 14:00
1900-10-13 15:00
1900-10-13 16:00
1900-10-13 17:00
1900-10-13 18:00
1900-10-13 19:00
1900-10-13 20:00
1900-10-13 21:00
1900-10-13 22:00
1900-10-13 23:00
1900-10-14
1900-10-14 01:00
1900-10-14 02:00
1900-10-14 03:00
1900-10-14 04:00
1900-10-14 05:00
1900-10-14 06:00
1900-10-14 07:00
1900-10-14 08:00
1900-10-14 09:00
1900-10-14 10:00
1900-10-14 11:00
1900-10-14 12:00
1900-10-14 13:00
1900-10-14 14:00
1900-10-14 15:00
1900-10-14 16:00
1900-10-14 17:00
1900-10-14 18:00
1900-10-14 19:00
1900-10-14 20:00
1900-10-14 21:00
1900-10-14 22:00
1900-10-14 23:00
1900-10-15
1900-10-15 01:00
1900-10-15 02:00
1900-10-15 03:00
1900-10-15 04:00
1900-10-15 05:00
1900-10-15 06:00
1900-10-15 07:00
1900-10-15 08:00
1900-10-15 09:00
1900-10-15 10:00
1900-10-15 11:00
1900-10-15 12:00
1900-10-15 13:00
1900-10-15 14:00
1900-10-15 15:00
1900-10-15 16:00
1900-10-15 17:00
1900-10-15 18:00
1900-10-15 19:00
1900-10-15 20:00
1900-10-15 21:00
1900-10-15 22:00
1900-10-15 23:00
1900-10-16
1900-10-16 01:00
1900-10-16 02:00
1900-10-16 03:00
1900-10-16 04:00
1900-10-16 05:00
1900-10-16 06:00
1900-10-16 07:00
1900-10-16 08:00
1900-10-16 09:00
1900-10-16 10:00
1900-10-16 11:00
1900-10-16 12:00
1900-10-16 13:00
1900-10-16 14:00
1900-10-16 15:00
1900-10-16 16:00
1900-10-16 17:00
1900-10-16 18:00
1900-10-16 19:00
1900-10-16 20:00
1900-10-16 21:00
1900-10-16 22:00
1900-10-16 23:00
1900-10-17
1900-10-17 01:00
1900-10-17 02:00
1900-10-17 03:00
1900-10-17 04:00
1900-10-17 05:00
1900-10-17 06:00
1900-10-17 07:00
1900-10-17 08:00
1900-10-17 09:00
1900-10-17 10:00
1900-10-17 11:00
1900-10-17 12:00
1900-10-17 13:00
1900-10-17 14:00
1900-10-17 15:00
1900-10-17 16:00
1900-10-17 17:00
1900-10-17 18:00
1900-10-17 19:00
1900-10-17 20:00
1900-10-17 21:00
1900-10-17 22:00
1900-10-17 23:00
1900-10-18
1900-10-18 01:00
1900-10-18 02:00
1900-10-18 03:00
1900-10-18 04:00
1900-10-18 05:00
1900-10-18 06:00
1900-10-18 07:00
1900-10-18 08:00
1900-10-18 09:00
1900-10-18 10:00
1900-10-18 11:00
1900-10-18 12:00
1900-10-18 13:00
1900-10-18 14:00
1900-10-18 15:00
1900-10-18 16:00
1900-10-18 17:00
1900-10-18 18:00
1900-10-18 19:00
1900-10-18 20:00
1900-10-18 21:00
1900-10-18 22:00
1900-10-18 23:00
1900-10-19
1900-10-19 01:00
1900-10-19 02:00
1900-10-19 03:00
1900-10-19 04:00
1900-10-19 05:00
1900-10-19 06:00
1900-10-19 07:00
1900-10-19 08:00
1900-10-19 09:00
1900-10-19 10:00
1900-10-19 11:00
1900-10-19 12:00
1900-10-19 13:00
1900-10-19 14:00
1900-10-19 15:00
1900-10-19 16:00
1900-10-19 17:00
1900-10-19 18:00
1900-10-19 19:00
1900-10-19 20:00
1900-10-19 21:00
1900-10-19 22:00
1900-10-19 23:00
1900-10-20
1900-10-20 01:00
1900-10-20 02:00
1900-10-20 03:00
1900-10-20 04:00
1900-10-20 05:00
1900-10-20 06:00
1900-10-20 07:00
1900-10-20 08:00
1900-10-20 09:00
1900-10-20 10:00
1900-10-20 11:00
1900-10-20 12:00
1900-10-20 13:00
1900-10-20 14:00
1900-10-20 15:00
1900-10-20 16:00
1900-10-20 17:00
1900-10-20 18:00
1900-10-20 19:00
1900-10-20 20:00
1900-10-20 21:00
1900-10-20 22:00
1900-10-20 23:00
1900-10-21
1900-10-21 01:00
1900-10-21 02:00
1900-10-21 03:00
1900-10-21 04:00
1900-10-21 05:00
1900-10-21 06:00
1900-10-21 07:00
1900-10-21 08:00
1900-10-21 09:00
1900-10-21 10:00
1900-10-21 11:00
1900-10-21 12:00
1900-10-21 13:00
1900-10-21 14:00
1900-10-21 15:00
1900-10-21 16:00
1900-10-21 17:00
1900-10-21 18:00
1900-10-21 19:00
1900-10-21 20:00
1900-10-21 21:00
1900-10-21 22:00
1900-10-21 23:00
1900-10-22
1900-10-22 01:00
1900-10-22 02:00
1900-10-22 03:00
1900-10-22 04:00
1900-10-22 05:00
1900-10-22 06:00
1900-10-22 07:00
1900-10-22 08:00
1900-10-22 09:00
1900-10-22 10:00
1900-10-22 11:00
1900-10-22 12:00
1900-10-22 13:00
1900-10-22 14:00
1900-10-22 15:00
1900-10-22 16:00
1900-10-22 17:00
1900-10-22 18:00
1900-10-22 19:00
1900-10-22 20:00
1900-10-22 21:00
1900-10-22 22:00
1900-10-22 23:00
1900-10-23
1900-10-23 01:00
1900-10-23 02:00
1900-10-23 03:00
1900-10-23 04:00
1900-10-23 05:00
1900-10-23 06:00
1900-10-23 07:00
1900-10-23 08:00
1900-10-23 09:00
1900-10-23 10:00
1900-10-23 11:00
1900-10-23 12:00
1900-10-23 13:00
1900-10-23 14:00
1900-10-23 15:00
1900-10-23 16:00
1900-10-23 17:00
1900-10-23 18:00
1900-10-23 19:00
1900-10-23 20:00
1900-10-23 21:00
1900-10-23 22:00
1900-10-23 23:00
1900-10-24
1900-10-24 01:00
1900-10-24 02:00
1900-10-24 03:00
1900-10-24 04:00
1900-10-24 05:00
1900-10-24 06:00
1900-10-24 07:00
1900-10-24 08:00
1900-10-24 09:00
1900-10-24 10:00
1900-10-24 11:00
1900-10-24 12:00
1900-10-24 13:00
1900-10-24 14:00
1900-10-24 15:00
1900-10-24 16:00
1900-10-24 17:00
1900-10-24 18:00
1900-10-24 19:00
1900-10-24 20:00
1900-10-24 21:00
1900-10-24 22:00
1900-10-24 23:00
1900-10-25
1900-10-25 01:00
1900-10-25 02:00
1900-10-25 03:00
1900-10-25 04:00
1900-10-25 05:00
1900-10-25 06:00
1900-10-25 07:00
1900-10-25 08:00
1900-10-25 09:00
1900-10-25 10:00
1900-10-25 11:00
1900-10-25 12:00
1900-10-25 13:00
1900-10-25 14:00
1900-10-25 15:00
1900-10-25 16:00
1900-10-25 17:00
1900-10-25 18:00
1900-10-25 19:00
1900-10-25 20:00
1900-10-25 21:00
1900-10-25 22:00
1900-10-25 23:00
1900-10-26
1900-10-26 01:00
1900-10-26 02:00
1900-10-26 03:00
1900-10-26 04:00
1900-10-26 05:00
1900-10-26 06:00
1900-10-26 07:00
1900-10-26 08:00
1900-10-26 09:00
1900-10-26 10:00
1900-10-26 11:00
1900-10-26 12:00
1900-10-26 13:00
1900-10-26 14:00
1900-10-26 15:00
1900-10-26 16:00
1900-10-26 17:00
1900-10-26 18:00
1900-10-26 19:00
1900-10-26 20:00
1900-10-26 21:00
1900-10-26 22:00
1900-10-26 23:00
1900-10-27
1900-10-27 01:00
1900-10-27 02:00
1900-10-27 03:00
1900-10-27 04:00
1900-10-27 05:00
1900-10-27 06:00
1900-10-27 07:00
1900-10-27 08:00
1900-10-27 09:00
1900-10-27 10:00
1900-10-27 11:00
1900-10-27 12:00
1900-10-27 13:00
1900-10-27 14:00
1900-10-27 15:00
1900-10-27 16:00
1900-10-27 17:00
1900-10-27 18:00
1900-10-27 19:00
1900-10-27 20:00
1900-10-27 21:00
1900-10-27 22:00
1900-10-27 23:00
1900-10-28
1900-10-28 01:00
1900-10-28 02:00
1900-10-28 03:00
1900-10-28 04:00
1900-10-28 05:00
1900-10-28 06:00
1900-10-28 07:00
1900-10-28 08:00
1900-10-28 09:00
1900-10-28 10:00
1900-10-28 11:00
1900-10-28 12:00
1900-10-28 13:00
1900-10-28 14:00
1900-10-28 15:00
1900-10-28 16:00
1900-10-28 17:00
1900-10-28 18:00
1900-10-28 19:00
1900-10-28 20:00
1900-10-28 21:00
1900-10-28 22:00
1900-10-28 23:00
1900-10-29
1900-10-29 01:00
1900-10-29 02:00
1900-10-29 03:00
1900-10-29 04:00
1900-10-29 05:00
1900-10-29 06:00
1900-10-29 07:00
1900-10-29 08:00
1900-10-29 09:00
1900-10-29 10:00
1900-10-29 11:00
1900-10-29 12:00
1900-10-29 13:00
1900-10-29 14:00
1900-10-29 15:00
1900-10-29 16:00
1900-10-29 17:00
1900-10-29 18:00
1900-10-29 19:00
1900-10-29 20:00
1900-10-29 21:00
1900-10-29 22:00
1900-10-29 23:00
1900-10-30
1900-10-30 01:00
1900-10-30 02:00
1900-10-30 03:00
1900-10-30 04:00
1900-10-30 05:00
1900-10-30 06:00
1900-10-30 07:00
1900-10-30 08:00
1900-10-30 09:00
1900-10-30 10:00
1900-10-30 11:00
1900-10-30 12:00
1900-10-30 13:00
1900-10-30 14:00
1900-10-30 15:00
1900-10-30 16:00
1900-10-30 17:00
1900-10-30 18:00
1900-10-30 19:00
1900-10-30 20:00
1900-10-30 21:00
1900-10-30 22:00
1900-10-30 23:00
1900-10-31
1900-10-31 01:00
1900-10-31 02:00
1900-10-31 03:00
1900-10-31 04:00
1900-10-31 05:00
1900-10-31 06:00
1900-10-31 07:00
1900-10-31 08:00
1900-10-31 09:00
1900-10-31 10:00
1900-10-31 11:00
1900-10-31 12:00
1900-10-31 13:00
1900-10-31 14:00
1900-10-31 15:00
1900-10-31 16:00
1900-10-31 17:00
1900-10-31 18:00
1900-10-31 19:00
1900-10-31 20:00
1900-10-31 21:00
1900-10-31 22:00
1900-10-31 23:00
1900-11-01
1900-11-01 01:00
1900-11-01 02:00
1900-11-01 03:00
1900-11-01 04:00
1900-11-01 05:00
1900-11-01 06:00
1900-11-01 07:00
1900-11-01 08:00
1900-11-01 09:00
1900-11-01 10:00
1900-11-01 11:00
1900-11-01 12:00
1900-11-01 13:00
1900-11-01 14:00
1900-11-01 15:00
1900-11-01 16:00
1900-11-01 17:00
1900-11-01 18:00
1900-11-01 19:00
1900-11-01 20:00
1900-11-01 21:00
1900-11-01 22:00
1900-11-01 23:00
1900-11-02
1900-11-02 01:00
1900-11-02 02:00
1900-11-02 03:00
1900-11-02 04:00
1900-11-02 05:00
1900-11-02 06:00
1900-11-02 07:00
1900-11-02 08:00
1900-11-02 09:00
1900-11-02 10:00
1900-11-02 11:00
1900-11-02 12:00
1900-11-02 13:00
1900-11-02 14:00
1900-11-02 15:00
1900-11-02 16:00
1900-11-02 17:00
1900-11-02 18:00
1900-11-02 19:00
1900-11-02 20:00
1900-11-02 21:00
1900-11-02 22:00
1900-11-02 23:00
1900-11-03
1900-11-03 01:00
1900-11-03 02:00
1900-11-03 03:00
1900-11-03 04:00
1900-11-03 05:00
1900-11-03 06:00
1900-11-03 07:00
1900-11-03 08:00
1900-11-03 09:00
1900-11-03 10:00
1900-11-03 11:00
1900-11-03 12:00
1900-11-03 13:00
1900-11-03 14:00
1900-11-03 15:00
1900-11-03 16:00
1900-11-03 17:00
1900-11-03 18:00
1900-11-03 19:00
1900-11-03 20:00
1900-11-03 21:00
1900-11-03 22:00
1900-11-03 23:00
1900-11-04
1900-11-04 01:00
1900-11-04 02:00
1900-11-04 03:00
1900-11-04 04:00
1900-11-04 05:00
1900-11-04 06:00
1900-11-04 07:00
1900-11-04 08:00
1900-11-04 09:00
1900-11-04 10:00
1900-11-04 11:00
1900-11-04 12:00
1900-11-04 13:00
1900-11-04 14:00
1900-11-04 15:00
1900-11-04 16:00
1900-11-04 17:00
1900-11-04 18:00
1900-11-04 19:00
1900-11-04 20:00
1900-11-04 21:00
1900-11-04 22:00
1900-11-04 23:00
1900-11-05
1900-11-05 01:00
1900-11-05 02:00
1900-11-05 03:00
1900-11-05 04:00
1900-11-05 05:00
1900-11-05 06:00
1900-11-05 07:00
1900-11-05 08:00
1900-11-05 09:00
1900-11-05 10:00
1900-11-05 11:00
1900-11-05 12:00
1900-11-05 13:00
1900-11-05 14:00
1900-11-05 15:00
1900-11-05 16:00
1900-11-05 17:00
1900-11-05 18:00
1900-11-05 19:00
1900-11-05 20:00
1900-11-05 21:00
1900-11-05 22:00
1900-11-05 23:00
1900-11-06
1900-11-06 01:00
1900-11-06 02:00
1900-11-06 03:00
1900-11-06 04:00
1900-11-06 05:00
1900-11-06 06:00
1900-11-06 07:00
1900-11-06 08:00
1900-11-06 09:00
1900-11-06 10:00
1900-11-06 11:00
1900-11-06 12:00
1900-11-06 13:00
1900-11-06 14:00
1900-11-06 15:00
1900-11-06 16:00
1900-11-06 17:00
1900-11-06 18:00
1900-11-06 19:00
1900-11-06 20:00
1900-11-06 21:00
1900-11-06 22:00
1900-11-06 23:00
1900-11-07
1900-11-07 01:00
1900-11-07 02:00
1900-11-07 03:00
1900-11-07 04:00
1900-11-07 05:00
1900-11-07 06:00
1900-11-07 07:00
1900-11-07 08:00
1900-11-07 09:00
1900-11-07 10:00
1900-11-07 11:00
1900-11-07 12:00
1900-11-07 13:00
1900-11-07 14:00
1900-11-07 15:00
1900-11-07 16:00
1900-11-07 17:00
1900-11-07 18:00
1900-11-07 19:00
1900-11-07 20:00
1900-11-07 21:00
1900-11-07 22:00
1900-11-07 23:00
1900-11-08
1900-11-08 01:00
1900-11-08 02:00
1900-11-08 03:00
1900-11-08 04:00
1900-11-08 05:00
1900-11-08 06:00
1900-11-08 07:00
1900-11-08 08:00
1900-11-08 09:00
1900-11-08 10:00
1900-11-08 11:00
1900-11-08 12:00
1900-11-08 13:00
1900-11-08 14:00
1900-11-08 15:00
1900-11-08 16:00
1900-11-08 17:00
1900-11-08 18:00
1900-11-08 19:00
1900-11-08 20:00
1900-11-08 21:00
1900-11-08 22:00
1900-11-08 23:00
1900-11-09
1900-11-09 01:00
1900-11-09 02:00
1900-11-09 03:00
1900-11-09 04:00
1900-11-09 05:00
1900-11-09 06:00
1900-11-09 07:00
1900-11-09 08:00
1900-11-09 09:00
1900-11-09 10:00
1900-11-09 11:00
1900-11-09 12:00
1900-11-09 13:00
1900-11-09 14:00
1900-11-09 15:00
1900-11-09 16:00
1900-11-09 17:00
1900-11-09 18:00
1900-11-09 19:00
1900-11-09 20:00
1900-11-09 21:00
1900-11-09 22:00
1900-11-09 23:00
1900-11-10
1900-11-10 01:00
1900-11-10 02:00
1900-11-10 03:00
1900-11-10 04:00
1900-11-10 05:00
1900-11-10 06:00
1900-11-10 07:00
1900-11-10 08:00
1900-11-10 09:00
1900-11-10 10:00
1900-11-10 11:00
1900-11-10 12:00
1900-11-10 13:00
1900-11-10 14:00
1900-11-10 15:00
1900-11-10 16:00
1900-11-10 17:00
1900-11-10 18:00
1900-11-10 19:00
1900-11-10 20:00
1900-11-10 21:00
1900-11-10 22:00
1900-11-10 23:00
1900-11-11
1900-11-11 01:00
1900-11-11 02:00
1900-11-11 03:00
1900-11-11 04:00
1900-11-11 05:00
1900-11-11 06:00
1900-11-11 07:00
1900-11-11 08:00
1900-11-11 09:00
1900-11-11 10:00
1900-11-11 11:00
1900-11-11 12:00
1900-11-11 13:00
1900-11-11 14:00
1900-11-11 15:00
1900-11-11 16:00
1900-11-11 17:00
1900-11-11 18:00
1900-11-11 19:00
1900-11-11 20:00
1900-11-11 21:00
1900-11-11 22:00
1900-11-11 23:00
1900-11-12
1900-11-12 01:00
1900-11-12 02:00
1900-11-12 03:00
1900-11-12 04:00
1900-11-12 05:00
1900-11-12 06:00
1900-11-12 07:00
1900-11-12 08:00
1900-11-12 09:00
1900-11-12 10:00
1900-11-12 11:00
1900-11-12 12:00
1900-11-12 13:00
1900-11-12 14:00
1900-11-12 15:00
1900-11-12 16:00
1900-11-12 17:00
1900-11-12 18:00
1900-11-12 19:00
1900-11-12 20:00
1900-11-12 21:00
1900-11-12 22:00
1900-11-12 23:00
1900-11-13
1900-11-13 01:00
1900-11-13 02:00
1900-11-13 03:00
1900-11-13 04:00
1900-11-13 05:00
1900-11-13 06:00
1900-11-13 07:00
1900-11-13 08:00
1900-11-13 09:00
1900-11-13 10:00
1900-11-13 11:00
1900-11-13 12:00
1900-11-13 13:00
1900-11-13 14:00
1900-11-13 15:00
1900-11-13 16:00
1900-11-13 17:00
1900-11-13 18:00
1900-11-13 19:00
1900-11-13 20:00
1900-11-13 21:00
1900-11-13 22:00
1900-11-13 23:00
1900-11-14
1900-11-14 01:00
1900-11-14 02:00
1900-11-14 03:00
1900-11-14 04:00
1900-11-14 05:00
1900-11-14 06:00
1900-11-14 07:00
1900-11-14 08:00
1900-11-14 09:00
1900-11-14 10:00
1900-11-14 11:00
1900-11-14 12:00
1900-11-14 13:00
1900-11-14 14:00
1900-11-14 15:00
1900-11-14 16:00
1900-11-14 17:00
1900-11-14 18:00
1900-11-14 19:00
1900-11-14 20:00
1900-11-14 21:00
1900-11-14 22:00
1900-11-14 23:00
1900-11-15
1900-11-15 01:00
1900-11-15 02:00
1900-11-15 03:00
1900-11-15 04:00
1900-11-15 05:00
1900-11-15 06:00
1900-11-15 07:00
1900-11-15 08:00
1900-11-15 09:00
1900-11-15 10:00
1900-11-15 11:00
1900-11-15 12:00
1900-11-15 13:00
1900-11-15 14:00
1900-11-15 15:00
1900-11-15 16:00
1900-11-15 17:00
1900-11-15 18:00
1900-11-15 19:00
1900-11-15 20:00
1900-11-15 21:00
1900-11-15 22:00
1900-11-15 23:00
1900-11-16
1900-11-16 01:00
1900-11-16 02:00
1900-11-16 03:00
1900-11-16 04:00
1900-11-16 05:00
1900-11-16 06:00
1900-11-16 07:00
1900-11-16 08:00
1900-11-16 09:00
1900-11-16 10:00
1900-11-16 11:00
1900-11-16 12:00
1900-11-16 13:00
1900-11-16 14:00
1900-11-16 15:00
1900-11-16 16:00
1900-11-16 17:00
1900-11-16 18:00
1900-11-16 19:00
1900-11-16 20:00
1900-11-16 21:00
1900-11-16 22:00
1900-11-16 23:00
1900-11-17
1900-11-17 01:00
1900-11-17 02:00
1900-11-17 03:00
1900-11-17 04:00
1900-11-17 05:00
1900-11-17 06:00
1900-11-17 07:00
1900-11-17 08:00
1900-11-17 09:00
1900-11-17 10:00
1900-11-17 11:00
1900-11-17 12:00
1900-11-17 13:00
1900-11-17 14:00
1900-11-17 15:00
1900-11-17 16:00
1900-11-17 17:00
1900-11-17 18:00
1900-11-17 19:00
1900-11-17 20:00
1900-11-17 21:00
1900-11-17 22:00
1900-11-17 23:00
1900-11-18
1900-11-18 01:00
1900-11-18 02:00
1900-11-18 03:00
1900-11-18 04:00
1900-11-18 05:00
1900-11-18 06:00
1900-11-18 07:00
1900-11-18 08:00
1900-11-18 09:00
1900-11-18 10:00
1900-11-18 11:00
1900-11-18 12:00
1900-11-18 13:00
1900-11-18 14:00
1900-11-18 15:00
1900-11-18 16:00
1900-11-18 17:00
1900-11-18 18:00
1900-11-18 19:00
1900-11-18 20:00
1900-11-18 21:00
1900-11-18 22:00
1900-11-18 23:00
1900-11-19
1900-11-19 01:00
1900-11-19 02:00
1900-11-19 03:00
1900-11-19 04:00
1900-11-19 05:00
1900-11-19 06:00
1900-11-19 07:00
1900-11-19 08:00
1900-11-19 09:00
1900-11-19 10:00
1900-11-19 11:00
1900-11-19 12:00
1900-11-19 13:00
1900-11-19 14:00
1900-11-19 15:00
1900-11-19 16:00
1900-11-19 17:00
1900-11-19 18:00
1900-11-19 19:00
1900-11-19 20:00
1900-11-19 21:00
1900-11-19 22:00
1900-11-19 23:00
1900-11-20
1900-11-20 01:00
1900-11-20 02:00
1900-11-20 03:00
1900-11-20 04:00
1900-11-20 05:00
1900-11-20 06:00
1900-11-20 07:00
1900-11-20 08:00
1900-11-20 09:00
1900-11-20 10:00
1900-11-20 11:00
1900-11-20 12:00
1900-11-20 13:00
1900-11-20 14:00
1900-11-20 15:00
1900-11-20 16:00
1900-11-20 17:00
1900-11-20 18:00
1900-11-20 19:00
1900-11-20 20:00
1900-11-20 21:00
1900-11-20 22:00
1900-11-20 23:00
1900-11-21
1900-11-21 01:00
1900-11-21 02:00
1900-11-21 03:00
1900-11-21 04:00
1900-11-21 05:00
1900-11-21 06:00
1900-11-21 07:00
1900-11-21 08:00
1900-11-21 09:00
1900-11-21 10:00
1900-11-21 11:00
1900-11-21 12:00
1900-11-21 13:00
1900-11-21 14:00
1900-11-21 15:00
1900-11-21 16:00
1900-11-21 17:00
1900-11-21 18:00
1900-11-21 19:00
1900-11-21 20:00
1900-11-21 21:00
1900-11-21 22:00
1900-11-21 23:00
1900-11-22
1900-11-22 01:00
1900-11-22 02:00
1900-11-22 03:00
1900-11-22 04:00
1900-11-22 05:00
1900-11-22 06:00
1900-11-22 07:00
1900-11-22 08:00
1900-11-22 09:00
1900-11-22 10:00
1900-11-22 11:00
1900-11-22 12:00
1900-11-22 13:00
1900-11-22 14:00
1900-11-22 15:00
1900-11-22 16:00
1900-11-22 17:00
1900-11-22 18:00
1900-11-22 19:00
1900-11-22 20:00
1900-11-22 21:00
1900-11-22 22:00
1900-11-22 23:00
1900-11-23
1900-11-23 01:00
1900-11-23 02:00
1900-11-23 03:00
1900-11-23 04:00
1900-11-23 05:00
1900-11-23 06:00
1900-11-23 07:00
1900-11-23 08:00
1900-11-23 09:00
1900-11-23 10:00
1900-11-23 11:00
1900-11-23 12:00
1900-11-23 13:00
1900-11-23 14:00
1900-11-23 15:00
1900-11-23 16:00
1900-11-23 17:00
1900-11-23 18:00
1900-11-23 19:00
1900-11-23 20:00
1900-11-23 21:00
1900-11-23 22:00
1900-11-23 23:00
1900-11-24
1900-11-24 01:00
1900-11-24 02:00
1900-11-24 03:00
1900-11-24 04:00
1900-11-24 05:00
1900-11-24 06:00
1900-11-24 07:00
1900-11-24 08:00
1900-11-24 09:00
1900-11-24 10:00
1900-11-24 11:00
1900-11-24 12:00
1900-11-24 13:00
1900-11-24 14:00
1900-11-24 15:00
1900-11-24 16:00
1900-11-24 17:00
1900-11-24 18:00
1900-11-24 19:00
1900-11-24 20:00
1900-11-24 21:00
1900-11-24 22:00
1900-11-24 23:00
1900-11-25
1900-11-25 01:00
1900-11-25 02:00
1900-11-25 03:00
1900-11-25 04:00
1900-11-25 05:00
1900-11-25 06:00
1900-11-25 07:00
1900-11-25 08:00
1900-11-25 09:00
1900-11-25 10:00
1900-11-25 11:00
1900-11-25 12:00
1900-11-25 13:00
1900-11-25 14:00
1900-11-25 15:00
1900-11-25 16:00
1900-11-25 17:00
1900-11-25 18:00
1900-11-25 19:00
1900-11-25 20:00
1900-11-25 21:00
1900-11-25 22:00
1900-11-25 23:00
1900-11-26
1900-11-26 01:00
1900-11-26 02:00
1900-11-26 03:00
1900-11-26 04:00
1900-11-26 05:00
1900-11-26 06:00
1900-11-26 07:00
1900-11-26 08:00
1900-11-26 09:00
1900-11-26 10:00
1900-11-26 11:00
1900-11-26 12:00
1900-11-26 13:00
1900-11-26 14:00
1900-11-26 15:00
1900-11-26 16:00
1900-11-26 17:00
1900-11-26 18:00
1900-11-26 19:00
1900-11-26 20:00
1900-11-26 21:00
1900-11-26 22:00
1900-11-26 23:00
1900-11-27
1900-11-27 01:00
1900-11-27 02:00
1900-11-27 03:00
1900-11-27 04:00
1900-11-27 05:00
1900-11-27 06:00
1900-11-27 07:00
1900-11-27 08:00
1900-11-27 09:00
1900-11-27 10:00
1900-11-27 11:00
1900-11-27 12:00
1900-11-27 13:00
1900-11-27 14:00
1900-11-27 15:00
1900-11-27 16:00
1900-11-27 17:00
1900-11-27 18:00
1900-11-27 19:00
1900-11-27 20:00
1900-11-27 21:00
1900-11-27 22:00
1900-11-27 23:00
1900-11-28
1900-11-28 01:00
1900-11-28 02:00
1900-11-28 03:00
1900-11-28 04:00
1900-11-28 05:00
1900-11-28 06:00
1900-11-28 07:00
1900-11-28 08:00
1900-11-28 09:00
1900-11-28 10:00
1900-11-28 11:00
1900-11-28 12:00
1900-11-28 13:00
1900-11-28 14:00
1900-11-28 15:00
1900-11-28 16:00
1900-11-28 17:00
1900-11-28 18:00
1900-11-28 19:00
1900-11-28 20:00
1900-11-28 21:00
1900-11-28 22:00
1900-11-28 23:00
1900-11-29
1900-11-29 01:00
1900-11-29 02:00
1900-11-29 03:00
1900-11-29 04:00
1900-11-29 05:00
1900-11-29 06:00
1900-11-29 07:00
1900-11-29 08:00
1900-11-29 09:00
1900-11-29 10:00
1900-11-29 11:00
1900-11-29 12:00
1900-11-29 13:00
1900-11-29 14:00
1900-11-29 15:00
1900-11-29 16:00
1900-11-29 17:00
1900-11-29 18:00
1900-11-29 19:00
1900-11-29 20:00
1900-11-29 21:00
1900-11-29 22:00
1900-11-29 23:00
1900-11-30
1900-11-30 01:00
1900-11-30 02:00
1900-11-30 03:00
1900-11-30 04:00
1900-11-30 05:00
1900-11-30 06:00
1900-11-30 07:00
1900-11-30 08:00
1900-11-30 09:00
1900-11-30 10:00
1900-11-30 11:00
1900-11-30 12:00
1900-11-30 13:00
1900-11-30 14:00
1900-11-30 15:00
1900-11-30 16:00
1900-11-30 17:00
1900-11-30 18:00
1900-11-30 19:00
1900-11-30 20:00
1900-11-30 21:00
1900-11-30 22:00
1900-11-30 23:00
1900-12-01
1900-12-01 01:00
1900-12-01 02:00
1900-12-01 03:00
1900-12-01 04:00
1900-12-01 05:00
1900-12-01 06:00
1900-12-01 07:00
1900-12-01 08:00
1900-12-01 09:00
1900-12-01 10:00
1900-12-01 11:00
1900-12-01 12:00
1900-12-01 13:00
1900-12-01 14:00
1900-12-01 15:00
1900-12-01 16:00
1900-12-01 17:00
1900-12-01 18:00
1900-12-01 19:00
1900-12-01 20:00
1900-12-01 21:00
1900-12-01 22:00
1900-12-01 23:00
1900-12-02
1900-12-02 01:00
1900-12-02 02:00
1900-12-02 03:00
1900-12-02 04:00
1900-12-02 05:00
1900-12-02 06:00
1900-12-02 07:00
1900-12-02 08:00
1900-12-02 09:00
1900-12-02 10:00
1900-12-02 11:00
1900-12-02 12:00
1900-12-02 13:00
1900-12-02 14:00
1900-12-02 15:00
1900-12-02 16:00
1900-12-02 17:00
1900-12-02 18:00
1900-12-02 19:00
1900-12-02 20:00
1900-12-02 21:00
1900-12-02 22:00
1900-12-02 23:00
1900-12-03
1900-12-03 01:00
1900-12-03 02:00
1900-12-03 03:00
1900-12-03 04:00
1900-12-03 05:00
1900-12-03 06:00
1900-12-03 07:00
1900-12-03 08:00
1900-12-03 09:00
1900-12-03 10:00
1900-12-03 11:00
1900-12-03 12:00
1900-12-03 13:00
1900-12-03 14:00
1900-12-03 15:00
1900-12-03 16:00
1900-12-03 17:00
1900-12-03 18:00
1900-12-03 19:00
1900-12-03 20:00
1900-12-03 21:00
1900-12-03 22:00
1900-12-03 23:00
1900-12-04
1900-12-04 01:00
1900-12-04 02:00
1900-12-04 03:00
1900-12-04 04:00
1900-12-04 05:00
1900-12-04 06:00
1900-12-04 07:00
1900-12-04 08:00
1900-12-04 09:00
1900-12-04 10:00
1900-12-04 11:00
1900-12-04 12:00
1900-12-04 13:00
1900-12-04 14:00
1900-12-04 15:00
1900-12-04 16:00
1900-12-04 17:00
1900-12-04 18:00
1900-12-04 19:00
1900-12-04 20:00
1900-12-04 21:00
1900-12-04 22:00
1900-12-04 23:00
1900-12-05
1900-12-05 01:00
1900-12-05 02:00
1900-12-05 03:00
1900-12-05 04:00
1900-12-05 05:00
1900-12-05 06:00
1900-12-05 07:00
1900-12-05 08:00
1900-12-05 09:00
1900-12-05 10:00
1900-12-05 11:00
1900-12-05 12:00
1900-12-05 13:00
1900-12-05 14:00
1900-12-05 15:00
1900-12-05 16:00
1900-12-05 17:00
1900-12-05 18:00
1900-12-05 19:00
1900-12-05 20:00
1900-12-05 21:00
1900-12-05 22:00
1900-12-05 23:00
1900-12-06
1900-12-06 01:00
1900-12-06 02:00
1900-12-06 03:00
1900-12-06 04:00
1900-12-06 05:00
1900-12-06 06:00
1900-12-06 07:00
1900-12-06 08:00
1900-12-06 09:00
1900-12-06 10:00
1900-12-06 11:00
1900-12-06 12:00
1900-12-06 13:00
1900-12-06 14:00
1900-12-06 15:00
1900-12-06 16:00
1900-12-06 17:00
1900-12-06 18:00
1900-12-06 19:00
1900-12-06 20:00
1900-12-06 21:00
1900-12-06 22:00
1900-12-06 23:00
1900-12-07
1900-12-07 01:00
1900-12-07 02:00
1900-12-07 03:00
1900-12-07 04:00
1900-12-07 05:00
1900-12-07 06:00
1900-12-07 07:00
1900-12-07 08:00
1900-12-07 09:00
1900-12-07 10:00
1900-12-07 11:00
1900-12-07 12:00
1900-12-07 13:00
1900-12-07 14:00
1900-12-07 15:00
1900-12-07 16:00
1900-12-07 17:00
1900-12-07 18:00
1900-12-07 19:00
1900-12-07 20:00
1900-12-07 21:00
1900-12-07 22:00
1900-12-07 23:00
1900-12-08
1900-12-08 01:00
1900-12-08 02:00
1900-12-08 03:00
1900-12-08 04:00
1900-12-08 05:00
1900-12-08 06:00
1900-12-08 07:00
1900-12-08 08:00
1900-12-08 09:00
1900-12-08 10:00
1900-12-08 11:00
1900-12-08 12:00
1900-12-08 13:00
1900-12-08 14:00
1900-12-08 15:00
1900-12-08 16:00
1900-12-08 17:00
1900-12-08 18:00
1900-12-08 19:00
1900-12-08 20:00
1900-12-08 21:00
1900-12-08 22:00
1900-12-08 23:00
1900-12-09
1900-12-09 01:00
1900-12-09 02:00
1900-12-09 03:00
1900-12-09 04:00
1900-12-09 05:00
1900-12-09 06:00
1900-12-09 07:00
1900-12-09 08:00
1900-12-09 09:00
1900-12-09 10:00
1900-12-09 11:00
1900-12-09 12:00
1900-12-09 13:00
1900-12-09 14:00
1900-12-09 15:00
1900-12-09 16:00
1900-12-09 17:00
1900-12-09 18:00
1900-12-09 19:00
1900-12-09 20:00
1900-12-09 21:00
1900-12-09 22:00
1900-12-09 23:00
1900-12-10
1900-12-10 01:00
1900-12-10 02:00
1900-12-10 03:00
1900-12-10 04:00
1900-12-10 05:00
1900-12-10 06:00
1900-12-10 07:00
1900-12-10 08:00
1900-12-10 09:00
1900-12-10 10:00
1900-12-10 11:00
1900-12-10 12:00
1900-12-10 13:00
1900-12-10 14:00
1900-12-10 15:00
1900-12-10 16:00
1900-12-10 17:00
1900-12-10 18:00
1900-12-10 19:00
1900-12-10 20:00
1900-12-10 21:00
1900-12-10 22:00
1900-12-10 23:00
1900-12-11
1900-12-11 01:00
1900-12-11 02:00
1900-12-11 03:00
1900-12-11 04:00
1900-12-11 05:00
1900-12-11 06:00
1900-12-11 07:00
1900-12-11 08:00
1900-12-11 09:00
1900-12-11 10:00
1900-12-11 11:00
1900-12-11 12:00
1900-12-11 13:00
1900-12-11 14:00
1900-12-11 15:00
1900-12-11 16:00
1900-12-11 17:00
1900-12-11 18:00
1900-12-11 19:00
1900-12-11 20:00
1900-12-11 21:00
1900-12-11 22:00
1900-12-11 23:00
1900-12-12
1900-12-12 01:00
1900-12-12 02:00
1900-12-12 03:00
1900-12-12 04:00
1900-12-12 05:00
1900-12-12 06:00
1900-12-12 07:00
1900-12-12 08:00
1900-12-12 09:00
1900-12-12 10:00
1900-12-12 11:00
1900-12-12 12:00
1900-12-12 13:00
1900-12-12 14:00
1900-12-12 15:00
1900-12-12 16:00
1900-12-12 17:00
1900-12-12 18:00
1900-12-12 19:00
1900-12-12 20:00
1900-12-12 21:00
1900-12-12 22:00
1900-12-12 23:00
1900-12-13
1900-12-13 01:00
1900-12-13 02:00
1900-12-13 03:00
1900-12-13 04:00
1900-12-13 05:00
1900-12-13 06:00
1900-12-13 07:00
1900-12-13 08:00
1900-12-13 09:00
1900-12-13 10:00
1900-12-13 11:00
1900-12-13 12:00
1900-12-13 13:00
1900-12-13 14:00
1900-12-13 15:00
1900-12-13 16:00
1900-12-13 17:00
1900-12-13 18:00
1900-12-13 19:00
1900-12-13 20:00
1900-12-13 21:00
1900-12-13 22:00
1900-12-13 23:00
1900-12-14
1900-12-14 01:00
1900-12-14 02:00
1900-12-14 03:00
1900-12-14 04:00
1900-12-14 05:00
1900-12-14 06:00
1900-12-14 07:00
1900-12-14 08:00
1900-12-14 09:00
1900-12-14 10:00
1900-12-14 11:00
1900-12-14 12:00
1900-12-14 13:00
1900-12-14 14:00
1900-12-14 15:00
1900-12-14 16:00
1900-12-14 17:00
1900-12-14 18:00
1900-12-14 19:00
1900-12-14 20:00
1900-12-14 21:00
1900-12-14 22:00
1900-12-14 23:00
1900-12-15
1900-12-15 01:00
1900-12-15 02:00
1900-12-15 03:00
1900-12-15 04:00
1900-12-15 05:00
1900-12-15 06:00
1900-12-15 07:00
1900-12-15 08:00
1900-12-15 09:00
1900-12-15 10:00
1900-12-15 11:00
1900-12-15 12:00
1900-12-15 13:00
1900-12-15 14:00
1900-12-15 15:00
1900-12-15 16:00
1900-12-15 17:00
1900-12-15 18:00
1900-12-15 19:00
1900-12-15 20:00
1900-12-15 21:00
1900-12-15 22:00
1900-12-15 23:00
1900-12-16
1900-12-16 01:00
1900-12-16 02:00
1900-12-16 03:00
1900-12-16 04:00
1900-12-16 05:00
1900-12-16 06:00
1900-12-16 07:00
1900-12-16 08:00
1900-12-16 09:00
1900-12-16 10:00
1900-12-16 11:00
1900-12-16 12:00
1900-12-16 13:00
1900-12-16 14:00
1900-12-16 15:00
1900-12-16 16:00
1900-12-16 17:00
1900-12-16 18:00
1900-12-16 19:00
1900-12-16 20:00
1900-12-16 21:00
1900-12-16 22:00
1900-12-16 23:00
1900-12-17
1900-12-17 01:00
1900-12-17 02:00
1900-12-17 03:00
1900-12-17 04:00
1900-12-17 05:00
1900-12-17 06:00
1900-12-17 07:00
1900-12-17 08:00
1900-12-17 09:00
1900-12-17 10:00
1900-12-17 11:00
1900-12-17 12:00
1900-12-17 13:00
1900-12-17 14:00
1900-12-17 15:00
1900-12-17 16:00
1900-12-17 17:00
1900-12-17 18:00
1900-12-17 19:00
1900-12-17 20:00
1900-12-17 21:00
1900-12-17 22:00
1900-12-17 23:00
1900-12-18
1900-12-18 01:00
1900-12-18 02:00
1900-12-18 03:00
1900-12-18 04:00
1900-12-18 05:00
1900-12-18 06:00
1900-12-18 07:00
1900-12-18 08:00
1900-12-18 09:00
1900-12-18 10:00
1900-12-18 11:00
1900-12-18 12:00
1900-12-18 13:00
1900-12-18 14:00
1900-12-18 15:00
1900-12-18 16:00
1900-12-18 17:00
1900-12-18 18:00
1900-12-18 19:00
1900-12-18 20:00
1900-12-18 21:00
1900-12-18 22:00
1900-12-18 23:00
1900-12-19
1900-12-19 01:00
1900-12-19 02:00
1900-12-19 03:00
1900-12-19 04:00
1900-12-19 05:00
1900-12-19 06:00
1900-12-19 07:00
1900-12-19 08:00
1900-12-19 09:00
1900-12-19 10:00
1900-12-19 11:00
1900-12-19 12:00
1900-12-19 13:00
1900-12-19 14:00
1900-12-19 15:00
1900-12-19 16:00
1900-12-19 17:00
1900-12-19 18:00
1900-12-19 19:00
1900-12-19 20:00
1900-12-19 21:00
1900-12-19 22:00
1900-12-19 23:00
1900-12-20
1900-12-20 01:00
1900-12-20 02:00
1900-12-20 03:00
1900-12-20 04:00
1900-12-20 05:00
1900-12-20 06:00
1900-12-20 07:00
1900-12-20 08:00
1900-12-20 09:00
1900-12-20 10:00
1900-12-20 11:00
1900-12-20 12:00
1900-12-20 13:00
1900-12-20 14:00
1900-12-20 15:00
1900-12-20 16:00
1900-12-20 17:00
1900-12-20 18:00
1900-12-20 19:00
1900-12-20 20:00
1900-12-20 21:00
1900-12-20 22:00
1900-12-20 23:00
1900-12-21
1900-12-21 01:00
1900-12-21 02:00
1900-12-21 03:00
1900-12-21 04:00
1900-12-21 05:00
1900-12-21 06:00
1900-12-21 07:00
1900-12-21 08:00
1900-12-21 09:00
1900-12-21 10:00
1900-12-21 11:00
1900-12-21 12:00
1900-12-21 13:00
1900-12-21 14:00
1900-12-21 15:00
1900-12-21 16:00
1900-12-21 17:00
1900-12-21 18:00
1900-12-21 19:00
1900-12-21 20:00
1900-12-21 21:00
1900-12-21 22:00
1900-12-21 23:00
1900-12-22
1900-12-22 01:00
1900-12-22 02:00
1900-12-22 03:00
1900-12-22 04:00
1900-12-22 05:00
1900-12-22 06:00
1900-12-22 07:00
1900-12-22 08:00
1900-12-22 09:00
1900-12-22 10:00
1900-12-22 11:00
1900-12-22 12:00
1900-12-22 13:00
1900-12-22 14:00
1900-12-22 15:00
1900-12-22 16:00
1900-12-22 17:00
1900-12-22 18:00
1900-12-22 19:00
1900-12-22 20:00
1900-12-22 21:00
1900-12-22 22:00
1900-12-22 23:00
1900-12-23
1900-12-23 01:00
1900-12-23 02:00
1900-12-23 03:00
1900-12-23 04:00
1900-12-23 05:00
1900-12-23 06:00
1900-12-23 07:00
1900-12-23 08:00
1900-12-23 09:00
1900-12-23 10:00
1900-12-23 11:00
1900-12-23 12:00
1900-12-23 13:00
1900-12-23 14:00
1900-12-23 15:00
1900-12-23 16:00
1900-12-23 17:00
1900-12-23 18:00
1900-12-23 19:00
1900-12-23 20:00
1900-12-23 21:00
1900-12-23 22:00
1900-12-23 23:00
1900-12-24
1900-12-24 01:00
1900-12-24 02:00
1900-12-24 03:00
1900-12-24 04:00
1900-12-24 05:00
1900-12-24 06:00
1900-12-24 07:00
1900-12-24 08:00
1900-12-24 09:00
1900-12-24 10:00
1900-12-24 11:00
1900-12-24 12:00
1900-12-24 13:00
1900-12-24 14:00
1900-12-24 15:00
1900-12-24 16:00
1900-12-24 17:00
1900-12-24 18:00
1900-12-24 19:00
1900-12-24 20:00
1900-12-24 21:00
1900-12-24 22:00
1900-12-24 23:00
1900-12-25
1900-12-25 01:00
1900-12-25 02:00
1900-12-25 03:00
1900-12-25 04:00
1900-12-25 05:00
1900-12-25 06:00
1900-12-25 07:00
1900-12-25 08:00
1900-12-25 09:00
1900-12-25 10:00
1900-12-25 11:00
1900-12-25 12:00
1900-12-25 13:00
1900-12-25 14:00
1900-12-25 15:00
1900-12-25 16:00
1900-12-25 17:00
1900-12-25 18:00
1900-12-25 19:00
1900-12-25 20:00
1900-12-25 21:00
1900-12-25 22:00
1900-12-25 23:00
1900-12-26
1900-12-26 01:00
1900-12-26 02:00
1900-12-26 03:00
1900-12-26 04:00
1900-12-26 05:00
1900-12-26 06:00
1900-12-26 07:00
1900-12-26 08:00
1900-12-26 09:00
1900-12-26 10:00
1900-12-26 11:00
1900-12-26 12:00
1900-12-26 13:00
1900-12-26 14:00
1900-12-26 15:00
1900-12-26 16:00
1900-12-26 17:00
1900-12-26 18:00
1900-12-26 19:00
1900-12-26 20:00
1900-12-26 21:00
1900-12-26 22:00
1900-12-26 23:00
1900-12-27
1900-12-27 01:00
1900-12-27 02:00
1900-12-27 03:00
1900-12-27 04:00
1900-12-27 05:00
1900-12-27 06:00
1900-12-27 07:00
1900-12-27 08:00
1900-12-27 09:00
1900-12-27 10:00
1900-12-27 11:00
1900-12-27 12:00
1900-12-27 13:00
1900-12-27 14:00
1900-12-27 15:00
1900-12-27 16:00
1900-12-27 17:00
1900-12-27 18:00
1900-12-27 19:00
1900-12-27 20:00
1900-12-27 21:00
1900-12-27 22:00
1900-12-27 23:00
1900-12-28
1900-12-28 01:00
1900-12-28 02:00
1900-12-28 03:00
1900-12-28 04:00
1900-12-28 05:00
1900-12-28 06:00
1900-12-28 07:00
1900-12-28 08:00
1900-12-28 09:00
1900-12-28 10:00
1900-12-28 11:00
1900-12-28 12:00
1900-12-28 13:00
1900-12-28 14:00
1900-12-28 15:00
1900-12-28 16:00
1900-12-28 17:00
1900-12-28 18:00
1900-12-28 19:00
1900-12-28 20:00
1900-12-28 21:00
1900-12-28 22:00
1900-12-28 23:00
1900-12-29
1900-12-29 01:00
1900-12-29 02:00
1900-12-29 03:00
1900-12-29 04:00
1900-12-29 05:00
1900-12-29 06:00
1900-12-29 07:00
1900-12-29 08:00
1900-12-29 09:00
1900-12-29 10:00
1900-12-29 11:00
1900-12-29 12:00
1900-12-29 13:00
1900-12-29 14:00
1900-12-29 15:00
1900-12-29 16:00
1900-12-29 17:00
1900-12-29 18:00
1900-12-29 19:00
1900-12-29 20:00
1900-12-29 21:00
1900-12-29 22:00
1900-12-29 23:00
1900-12-30
1900-12-30 01:00
1900-12-30 02:00
1900-12-30 03:00
1900-12-30 04:00
1900-12-30 05:00
1900-12-30 06:00
1900-12-30 07:00
1900-12-30 08:00
1900-12-30 09:00
1900-12-30 10:00
1900-12-30 11:00
1900-12-30 12:00
1900-12-30 13:00
1900-12-30 14:00
1900-12-30 15:00
1900-12-30 16:00
1900-12-30 17:00
1900-12-30 18:00
1900-12-30 19:00
1900-12-30 20:00
1900-12-30 21:00
1900-12-30 22:00
1900-12-30 23:00
1900-12-31
1900-12-31 01:00
1900-12-31 02:00
1900-12-31 03:00
1900-12-31 04:00
1900-12-31 05:00
1900-12-31 06:00
1900-12-31 07:00
1900-12-31 08:00
1900-12-31 09:00
1900-12-31 10:00
1900-12-31 11:00
1900-12-31 12:00
1900-12-31 13:00
1900-12-31 14:00
1900-12-31 15:00
1900-12-31 16:00
1900-12-31 17:00
1900-12-31 18:00
1900-12-31 19:00
1900-12-31 20:00
1900-12-31 21:00
1900-12-31 22:00
1900-12-31 23:00
1901-01-01
1901-01-01 01:00
1901-01-01 02:00
1901-01-01 03:00
1901-01-01 04:00
1901-01-01 05:00
1901-01-01 06:00
1901-01-01 07:00
1901-01-01 08:00
1901-01-01 09:00
1901-01-01 10:00
1901-01-01 11:00
1901-01-01 12:00
1901-01-01 13:00
1901-01-01 14:00
1901-01-01 15:00
1901-01-01 16:00
1901-01-01 17:00
1901-01-01 18:00
1901-01-01 19:00
1901-01-01 20:00
1901-01-01 21:00
1901-01-01 22:00
1901-01-01 23:00
1901-01-02
1901-01-02 01:00
1901-01-02 02:00
1901-01-02 03:00
1901-01-02 04:00
1901-01-02 05:00
1901-01-02 06:00
1901-01-02 07:00
1901-01-02 08:00
1901-01-02 09:00
1901-01-02 10:00
1901-01-02 11:00
1901-01-02 12:00
1901-01-02 13:00
1901-01-02 14:00
1901-01-02 15:00
1901-01-02 16:00
1901-01-02 17:00
1901-01-02 18:00
1901-01-02 19:00
1901-01-02 20:00
1901-01-02 21:00
1901-01-02 22:00
1901-01-02 23:00
1901-01-03
1901-01-03 01:00
1901-01-03 02:00
1901-01-03 03:00
1901-01-03 04:00
1901-01-03 05:00
1901-01-03 06:00
1901-01-03 07:00
1901-01-03 08:00
1901-01-03 09:00
1901-01-03 10:00
1901-01-03 11:00
1901-01-03 12:00
1901-01-03 13:00
1901-01-03 14:00
1901-01-03 15:00
1901-01-03 16:00
1901-01-03 17:00
1901-01-03 18:00
1901-01-03 19:00
1901-01-03 20:00
1901-01-03 21:00
1901-01-03 22:00
1901-01-03 23:00
1901-01-04
1901-01-04 01:00
1901-01-04 02:00
1901-01-04 03:00
1901-01-04 04:00
1901-01-04 05:00
1901-01-04 06:00
1901-01-04 07:00
1901-01-04 08:00
1901-01-04 09:00
1901-01-04 10:00
1901-01-04 11:00
1901-01-04 12:00
1901-01-04 13:00
1901-01-04 14:00
1901-01-04 15:00
1901-01-04 16:00
1901-01-04 17:00
1901-01-04 18:00
1901-01-04 19:00
1901-01-04 20:00
1901-01-04 21:00
1901-01-04 22:00
1901-01-04 23:00
1901-01-05
1901-01-05 01:00
1901-01-05 02:00
1901-01-05 03:00
1901-01-05 04:00
1901-01-05 05:00
1901-01-05 06:00
1901-01-05 07:00
1901-01-05 08:00
1901-01-05 09:00
1901-01-05 10:00
1901-01-05 11:00
1901-01-05 12:00
1901-01-05 13:00
1901-01-05 14:00
1901-01-05 15:00
1901-01-05 16:00
1901-01-05 17:00
1901-01-05 18:00
1901-01-05 19:00
1901-01-05 20:00
1901-01-05 21:00
1901-01-05 22:00
1901-01-05 23:00
1901-01-06
1901-01-06 01:00
1901-01-06 02:00
1901-01-06 03:00
1901-01-06 04:00
1901-01-06 05:00
1901-01-06 06:00
1901-01-06 07:00
1901-01-06 08:00
1901-01-06 09:00
1901-01-06 10:00
1901-01-06 11:00
1901-01-06 12:00
1901-01-06 13:00
1901-01-06 14:00
1901-01-06 15:00
1901-01-06 16:00
1901-01-06 17:00
1901-01-06 18:00
1901-01-06 19:00
1901-01-06 20:00
1901-01-06 21:00
1901-01-06 22:00
1901-01-06 23:00
1901-01-07
1901-01-07 01:00
1901-01-07 02:00
1901-01-07 03:00
1901-01-07 04:00
1901-01-07 05:00
1901-01-07 06:00
1901-01-07 07:00
1901-01-07 08:00
1901-01-07 09:00
1901-01-07 10:00
1901-01-07 11:00
1901-01-07 12:00
1901-01-07 13:00
1901-01-07 14:00
1901-01-07 15:00
1901-01-07 16:00
1901-01-07 17:00
1901-01-07 18:00
1901-01-07 19:00
1901-01-07 20:00
1901-01-07 21:00
1901-01-07 22:00
1901-01-07 23:00
1901-01-08
1901-01-08 01:00
1901-01-08 02:00
1901-01-08 03:00
1901-01-08 04:00
1901-01-08 05:00
1901-01-08 06:00
1901-01-08 07:00
1901-01-08 08:00
1901-01-08 09:00
1901-01-08 10:00
1901-01-08 11:00
1901-01-08 12:00
1901-01-08 13:00
1901-01-08 14:00
1901-01-08 15:00
1901-01-08 16:00
1901-01-08 17:00
1901-01-08 18:00
1901-01-08 19:00
1901-01-08 20:00
1901-01-08 21:00
1901-01-08 22:00
1901-01-08 23:00
1901-01-09
1901-01-09 01:00
1901-01-09 02:00
1901-01-09 03:00
1901-01-09 04:00
1901-01-09 05:00
1901-01-09 06:00
1901-01-09 07:00
1901-01-09 08:00
1901-01-09 09:00
1901-01-09 10:00
1901-01-09 11:00
1901-01-09 12:00
1901-01-09 13:00
1901-01-09 14:00
1901-01-09 15:00
1901-01-09 16:00
1901-01-09 17:00
1901-01-09 18:00
1901-01-09 19:00
1901-01-09 20:00
1901-01-09 21:00
1901-01-09 22:00
1901-01-09 23:00
1901-01-10
1901-01-10 01:00
1901-01-10 02:00
1901-01-10 03:00
1901-01-10 04:00
1901-01-10 05:00
1901-01-10 06:00
1901-01-10 07:00
1901-01-10 08:00
1901-01-10 09:00
1901-01-10 10:00
1901-01-10 11:00
1901-01-10 12:00
1901-01-10 13:00
1901-01-10 14:00
1901-01-10 15:00
1901-01-10 16:00
1901-01-10 17:00
1901-01-10 18:00
1901-01-10 19:00
1901-01-10 20:00
1901-01-10 21:00
1901-01-10 22:00
1901-01-10 23:00
1901-01-11
1901-01-11 01:00
1901-01-11 02:00
1901-01-11 03:00
1901-01-11 04:00
1901-01-11 05:00
1901-01-11 06:00
1901-01-11 07:00
1901-01-11 08:00
1901-01-11 09:00
1901-01-11 10:00
1901-01-11 11:00
1901-01-11 12:00
1901-01-11 13:00
1901-01-11 14:00
1901-01-11 15:00
1901-01-11 16:00
1901-01-11 17:00
1901-01-11 18:00
1901-01-11 19:00
1901-01-11 20:00
1901-01-11 21:00
1901-01-11 22:00
1901-01-11 23:00
1901-01-12
1901-01-12 01:00
1901-01-12 02:00
1901-01-12 03:00
1901-01-12 04:00
1901-01-12 05:00
1901-01-12 06:00
1901-01-12 07:00
1901-01-12 08:00
1901-01-12 09:00
1901-01-12 10:00
1901-01-12 11:00
1901-01-12 12:00
1901-01-12 13:00
1901-01-12 14:00
1901-01-12 15:00
1901-01-12 16:00
1901-01-12 17:00
1901-01-12 18:00
1901-01-12 19:00
1901-01-12 20:00
1901-01-12 21:00
1901-01-12 22:00
1901-01-12 23:00
1901-01-13
1901-01-13 01:00
1901-01-13 02:00
1901-01-13 03:00
1901-01-13 04:00
1901-01-13 05:00
1901-01-13 06:00
1901-01-13 07:00
1901-01-13 08:00
1901-01-13 09:00
1901-01-13 10:00
1901-01-13 11:00
1901-01-13 12:00
1901-01-13 13:00
1901-01-13 14:00
1901-01-13 15:00
1901-01-13 16:00
1901-01-13 17:00
1901-01-13 18:00
1901-01-13 19:00
1901-01-13 20:00
1901-01-13 21:00
1901-01-13 22:00
1901-01-13 23:00
1901-01-14
1901-01-14 01:00
1901-01-14 02:00
1901-01-14 03:00
1901-01-14 04:00
1901-01-14 05:00
1901-01-14 06:00
1901-01-14 07:00
1901-01-14 08:00
1901-01-14 09:00
1901-01-14 10:00
1901-01-14 11:00
1901-01-14 12:00
1901-01-14 13:00
1901-01-14 14:00
1901-01-14 15:00
1901-01-14 16:00
1901-01-14 17:00
1901-01-14 18:00
1901-01-14 19:00
1901-01-14 20:00
1901-01-14 21:00
1901-01-14 22:00
1901-01-14 23:00
1901-01-15
1901-01-15 01:00
1901-01-15 02:00
1901-01-15 03:00
1901-01-15 04:00
1901-01-15 05:00
1901-01-15 06:00
1901-01-15 07:00
1901-01-15 08:00
1901-01-15 09:00
1901-01-15 10:00
1901-01-15 11:00
1901-01-15 12:00
1901-01-15 13:00
1901-01-15 14:00
1901-01-15 15:00
1901-01-15 16:00
1901-01-15 17:00
1901-01-15 18:00
1901-01-15 19:00
1901-01-15 20:00
1901-01-15 21:00
1901-01-15 22:00
1901-01-15 23:00
1901-01-16
1901-01-16 01:00
1901-01-16 02:00
1901-01-16 03:00
1901-01-16 04:00
1901-01-16 05:00
1901-01-16 06:00
1901-01-16 07:00
1901-01-16 08:00
1901-01-16 09:00
1901-01-16 10:00
1901-01-16 11:00
1901-01-16 12:00
1901-01-16 13:00
1901-01-16 14:00
1901-01-16 15:00
1901-01-16 16:00
1901-01-16 17:00
1901-01-16 18:00
1901-01-16 19:00
1901-01-16 20:00
1901-01-16 21:00
1901-01-16 22:00
1901-01-16 23:00
1901-01-17
1901-01-17 01:00
1901-01-17 02:00
1901-01-17 03:00
1901-01-17 04:00
1901-01-17 05:00
1901-01-17 06:00
1901-01-17 07:00
1901-01-17 08:00
1901-01-17 09:00
1901-01-17 10:00
1901-01-17 11:00
1901-01-17 12:00
1901-01-17 13:00
1901-01-17 14:00
1901-01-17 15:00
1901-01-17 16:00
1901-01-17 17:00
1901-01-17 18:00
1901-01-17 19:00
1901-01-17 20:00
1901-01-17 21:00
1901-01-17 22:00
1901-01-17 23:00
1901-01-18
1901-01-18 01:00
1901-01-18 02:00
1901-01-18 03:00
1901-01-18 04:00
1901-01-18 05:00
1901-01-18 06:00
1901-01-18 07:00
1901-01-18 08:00
1901-01-18 09:00
1901-01-18 10:00
1901-01-18 11:00
1901-01-18 12:00
1901-01-18 13:00
1901-01-18 14:00
1901-01-18 15:00
1901-01-18 16:00
1901-01-18 17:00
1901-01-18 18:00
1901-01-18 19:00
1901-01-18 20:00
1901-01-18 21:00
1901-01-18 22:00
Formulas:
Start Date = IFERROR([Start Date, row above]+1/24,"")

## STEP 3c Local Bias Adjustment 3 (hidden)
[17 empty] | Bias 3 Period | Triplicate Average | Reference Conc+ | Tube 1 µgm-3 | Tube 2 µgm-3 | Tube 3 µgm-3 | Average | Montlhly df | Coefficient of Variation (CV) | STDEV ^2 * df | Period Mean | Ref/Tub_1 | Ref/Tub_2 | Ref/Tub_3 | Average Ref/Tub |  | STDEV ^2 | STDEV ^2 * df | Data Capture | Tub/Ref_1 | Tub/Ref_2 | Tub/Ref_3 | Average Ref/Tub |  | STDEV ^2 * df | Cm | Dm
[17 empty] | 1 | Poor Data | Poor Data | * | * | * | * | * | * | * | * | * | * | * | * | * | * | * | * | * | * | * | * | * | * | * | *
| Local Bias Adjustment 3 | [15 empty] | 2 | Poor Data | Poor Data | * | * | * | * | * | * | * | * | * | * | * | * | * | * | * | * | * | * | * | * | * | * | * | *
[9 empty] | 1 | [7 empty] | 3 | Poor Data | Poor Data | * | * | * | * | * | * | * | * | * | * | * | * | * | * | * | * | * | * | * | * | * | * | * | *
| Enter data into the pink cells | [7 empty] | 2 | [7 empty] | 4 | Poor Data | Poor Data | * | * | * | * | * | * | * | * | * | * | * | * | * | * | * | * | * | * | * | * | * | * | * | *
[9 empty] | 3 | [7 empty] | 5 | Poor Data | Poor Data | * | * | * | * | * | * | * | * | * | * | * | * | * | * | * | * | * | * | * | * | * | * | * | *
[9 empty] | 4 | [7 empty] | 6 | Poor Data | Poor Data | * | * | * | * | * | * | * | * | * | * | * | * | * | * | * | * | * | * | * | * | * | * | * | *
i) Enter co-located diffusion tube period means | [16 empty] | 7 | Poor Data | Poor Data | * | * | * | * | * | * | * | * | * | * | * | * | * | * | * | * | * | * | * | * | * | * | * | *
[17 empty] | 8 | Poor Data | Poor Data | * | * | * | * | * | * | * | * | * | * | * | * | * | * | * | * | * | * | * | * | * | * | * | *
Period | NO2 Period Mean (µg/m3) |  |  | Triplicate Mean | Standard Deviation | Coefficient of Variation (CV) | 95% CI of Mean | Data Quality Check | [8 empty] | 9 | Poor Data | Poor Data | * | * | * | * | * | * | * | * | * | * | * | * | * | * | * | * | * | * | * | * | * | * | * | *
| Tube 1 | Tube 2 | Tube 3 | [13 empty] | 10 | Poor Data | Poor Data | * | * | * | * | * | * | * | * | * | * | * | * | * | * | * | * | * | * | * | * | * | * | * | *
1 | [16 empty] | 11 | Poor Data | Poor Data | * | * | * | * | * | * | * | * | * | * | * | * | * | * | * | * | * | * | * | * | * | * | * | *
2 | [16 empty] | 12 | Poor Data | Poor Data | * | * | * | * | * | * | * | * | * | * | * | * | * | * | * | * | * | * | * | * | * | * | * | *
3 | [17 empty] | #DIV/0! | #DIV/0! |  |  | Average | #DIV/0! |  | #DIV/0! |  | #DIV/0! |  | Average= | #DIV/0! | #DIV/0! | sm | se | se | #DIV/0! |  | Average= | #DIV/0! | #DIV/0! | sm | se | #DIV/0! | #DIV/0!
4 | [20 empty] | Stdev monthly means | Stdev monthly means | #DIV/0! | se |  | #DIV/0! |  |  | Stdev= | #DIV/0! | #DIV/0! | #DIV/0! | #DIV/0! | #DIV/0! |  |  | Stdev= | #DIV/0! | #DIV/0! | #DIV/0! | #DIV/0! | #DIV/0! | #DIV/0!
5 | [19 empty] | #DIV/0! |  | N= | 0 | [5 empty] | N= | 0 | 0 | #DIV/0! |  |  |  |  | N= | 0 | 0 | #DIV/0! |  | #DIV/0! | #DIV/0!
6 | [21 empty] | 95% CI | #NUM! | [5 empty] | 95% CI | #NUM! | #NUM! | [5 empty] | 95% CI | #NUM! | #NUM! | #DIV/0! |  | #DIV/0! | #DIV/0!
7 | [28 empty] | #NUM! | #NUM! | [9 empty] | #DIV/0!
8
9
10
11
12
[9 empty] | #DIV/0! | #DIV/0!
ii) Enter co-located continuous monitor hourly monitoring data | [8 empty] | #DIV/0! | #DIV/0!
Start Date |  |  |  |  | Period | Period Mean | Data Capture (%) | Data Quality Check |  | Tube On | Tube Off | Day Count | Maximum Count | % TDC | CS1 Conc | CS1 % DC
Start Time |  |  |  |  | 1 |  | 0% |  | 1 | 2023-01-02 | 2023-02-02 | 31 | 744 | 0.084469 |  | 0%
[5 empty] | 2 |  | 0% |  | 2 | 2023-02-02 | 2023-03-03 | 29 | 696 | 0.079019 |  | 0%
Date & Time | NO2 Hourly Concentrations (µg/m3) |  |  |  | 3 |  | 0% |  | 3 | 2023-03-03 | 2023-03-30 | 27 | 648 | 0.073569 |  | 0%
[5 empty] | 4 |  | 0% |  | 4 | 2023-03-30 | 2023-05-06 | 37 | 888 | 0.10082 |  | 0%
0 |  |  |  |  | 5 |  | 0% |  | 5 | 2023-05-06 | 2023-06-03 | 28 | 672 | 0.076294 |  | 0%
0.041667 |  |  |  |  | 6 |  | 0% |  | 6 | 2023-06-03 | 2023-07-02 | 29 | 696 | 0.079019 |  | 0%
0.083333 |  |  |  |  | 7 |  | 0% |  | 7 | 2023-07-02 | 2023-07-29 | 27 | 648 | 0.073569 |  | 0%
0.125 |  |  |  |  | 8 |  | 0% |  | 8 | 2023-07-29 | 2023-08-26 | 28 | 672 | 0.076294 |  | 0%
0.16667 |  |  |  |  | 9 |  | 0% |  | 9 | 2023-08-26 | 2023-10-01 | 36 | 864 | 0.098093 |  | 0%
0.20833 |  |  |  |  | 10 |  | 0% |  | 10 | 2023-10-01 | 2023-11-14 | 44 | 1056 | 0.11989 |  | 0%
0.25 |  |  |  |  | 11 |  | 0% |  | 11 | 2023-11-14 | 2023-12-09 | 25 | 600 | 0.06812 |  | 0%
0.29167 |  |  |  |  | 12 |  | 0% |  | 12 | 2023-12-09 | 2024-01-04 | 26 | 624 | 0.070845 |  | 0%
0.33333 | [8 empty] | Data Capture | 0%
0.375
0.41667
0.45833
0.5
0.54167
0.58333
0.625
0.66667
0.70833
0.75
0.79167
0.83333
0.875
0.91667
0.95833
1
1899-12-31 01:00
1899-12-31 02:00
1899-12-31 03:00
1899-12-31 04:00
1899-12-31 05:00
1899-12-31 06:00
1899-12-31 07:00
1899-12-31 08:00
1899-12-31 09:00
1899-12-31 10:00
1899-12-31 11:00
1899-12-31 12:00
1899-12-31 13:00
1899-12-31 14:00
1899-12-31 15:00
1899-12-31 16:00
1899-12-31 17:00
1899-12-31 18:00
1899-12-31 19:00
1899-12-31 20:00
1899-12-31 21:00
1899-12-31 22:00
1899-12-31 23:00
1900-01-01
1900-01-01 01:00
1900-01-01 02:00
1900-01-01 03:00
1900-01-01 04:00
1900-01-01 05:00
1900-01-01 06:00
1900-01-01 07:00
1900-01-01 08:00
1900-01-01 09:00
1900-01-01 10:00
1900-01-01 11:00
1900-01-01 12:00
1900-01-01 13:00
1900-01-01 14:00
1900-01-01 15:00
1900-01-01 16:00
1900-01-01 17:00
1900-01-01 18:00
1900-01-01 19:00
1900-01-01 20:00
1900-01-01 21:00
1900-01-01 22:00
1900-01-01 23:00
1900-01-02
1900-01-02 01:00
1900-01-02 02:00
1900-01-02 03:00
1900-01-02 04:00
1900-01-02 05:00
1900-01-02 06:00
1900-01-02 07:00
1900-01-02 08:00
1900-01-02 09:00
1900-01-02 10:00
1900-01-02 11:00
1900-01-02 12:00
1900-01-02 13:00
1900-01-02 14:00
1900-01-02 15:00
1900-01-02 16:00
1900-01-02 17:00
1900-01-02 18:00
1900-01-02 19:00
1900-01-02 20:00
1900-01-02 21:00
1900-01-02 22:00
1900-01-02 23:00
1900-01-03
1900-01-03 01:00
1900-01-03 02:00
1900-01-03 03:00
1900-01-03 04:00
1900-01-03 05:00
1900-01-03 06:00
1900-01-03 07:00
1900-01-03 08:00
1900-01-03 09:00
1900-01-03 10:00
1900-01-03 11:00
1900-01-03 12:00
1900-01-03 13:00
1900-01-03 14:00
1900-01-03 15:00
1900-01-03 16:00
1900-01-03 17:00
1900-01-03 18:00
1900-01-03 19:00
1900-01-03 20:00
1900-01-03 21:00
1900-01-03 22:00
1900-01-03 23:00
1900-01-04
1900-01-04 01:00
1900-01-04 02:00
1900-01-04 03:00
1900-01-04 04:00
1900-01-04 05:00
1900-01-04 06:00
1900-01-04 07:00
1900-01-04 08:00
1900-01-04 09:00
1900-01-04 10:00
1900-01-04 11:00
1900-01-04 12:00
1900-01-04 13:00
1900-01-04 14:00
1900-01-04 15:00
1900-01-04 16:00
1900-01-04 17:00
1900-01-04 18:00
1900-01-04 19:00
1900-01-04 20:00
1900-01-04 21:00
1900-01-04 22:00
1900-01-04 23:00
1900-01-05
1900-01-05 01:00
1900-01-05 02:00
1900-01-05 03:00
1900-01-05 04:00
1900-01-05 05:00
1900-01-05 06:00
1900-01-05 07:00
1900-01-05 08:00
1900-01-05 09:00
1900-01-05 10:00
1900-01-05 11:00
1900-01-05 12:00
1900-01-05 13:00
1900-01-05 14:00
1900-01-05 15:00
1900-01-05 16:00
1900-01-05 17:00
1900-01-05 18:00
1900-01-05 19:00
1900-01-05 20:00
1900-01-05 21:00
1900-01-05 22:00
1900-01-05 23:00
1900-01-06
1900-01-06 01:00
1900-01-06 02:00
1900-01-06 03:00
1900-01-06 04:00
1900-01-06 05:00
1900-01-06 06:00
1900-01-06 07:00
1900-01-06 08:00
1900-01-06 09:00
1900-01-06 10:00
1900-01-06 11:00
1900-01-06 12:00
1900-01-06 13:00
1900-01-06 14:00
1900-01-06 15:00
1900-01-06 16:00
1900-01-06 17:00
1900-01-06 18:00
1900-01-06 19:00
1900-01-06 20:00
1900-01-06 21:00
1900-01-06 22:00
1900-01-06 23:00
1900-01-07
1900-01-07 01:00
1900-01-07 02:00
1900-01-07 03:00
1900-01-07 04:00
1900-01-07 05:00
1900-01-07 06:00
1900-01-07 07:00
1900-01-07 08:00
1900-01-07 09:00
1900-01-07 10:00
1900-01-07 11:00
1900-01-07 12:00
1900-01-07 13:00
1900-01-07 14:00
1900-01-07 15:00
1900-01-07 16:00
1900-01-07 17:00
1900-01-07 18:00
1900-01-07 19:00
1900-01-07 20:00
1900-01-07 21:00
1900-01-07 22:00
1900-01-07 23:00
1900-01-08
1900-01-08 01:00
1900-01-08 02:00
1900-01-08 03:00
1900-01-08 04:00
1900-01-08 05:00
1900-01-08 06:00
1900-01-08 07:00
1900-01-08 08:00
1900-01-08 09:00
1900-01-08 10:00
1900-01-08 11:00
1900-01-08 12:00
1900-01-08 13:00
1900-01-08 14:00
1900-01-08 15:00
1900-01-08 16:00
1900-01-08 17:00
1900-01-08 18:00
1900-01-08 19:00
1900-01-08 20:00
1900-01-08 21:00
1900-01-08 22:00
1900-01-08 23:00
1900-01-09
1900-01-09 01:00
1900-01-09 02:00
1900-01-09 03:00
1900-01-09 04:00
1900-01-09 05:00
1900-01-09 06:00
1900-01-09 07:00
1900-01-09 08:00
1900-01-09 09:00
1900-01-09 10:00
1900-01-09 11:00
1900-01-09 12:00
1900-01-09 13:00
1900-01-09 14:00
1900-01-09 15:00
1900-01-09 16:00
1900-01-09 17:00
1900-01-09 18:00
1900-01-09 19:00
1900-01-09 20:00
1900-01-09 21:00
1900-01-09 22:00
1900-01-09 23:00
1900-01-10
1900-01-10 01:00
1900-01-10 02:00
1900-01-10 03:00
1900-01-10 04:00
1900-01-10 05:00
1900-01-10 06:00
1900-01-10 07:00
1900-01-10 08:00
1900-01-10 09:00
1900-01-10 10:00
1900-01-10 11:00
1900-01-10 12:00
1900-01-10 13:00
1900-01-10 14:00
1900-01-10 15:00
1900-01-10 16:00
1900-01-10 17:00
1900-01-10 18:00
1900-01-10 19:00
1900-01-10 20:00
1900-01-10 21:00
1900-01-10 22:00
1900-01-10 23:00
1900-01-11
1900-01-11 01:00
1900-01-11 02:00
1900-01-11 03:00
1900-01-11 04:00
1900-01-11 05:00
1900-01-11 06:00
1900-01-11 07:00
1900-01-11 08:00
1900-01-11 09:00
1900-01-11 10:00
1900-01-11 11:00
1900-01-11 12:00
1900-01-11 13:00
1900-01-11 14:00
1900-01-11 15:00
1900-01-11 16:00
1900-01-11 17:00
1900-01-11 18:00
1900-01-11 19:00
1900-01-11 20:00
1900-01-11 21:00
1900-01-11 22:00
1900-01-11 23:00
1900-01-12
1900-01-12 01:00
1900-01-12 02:00
1900-01-12 03:00
1900-01-12 04:00
1900-01-12 05:00
1900-01-12 06:00
1900-01-12 07:00
1900-01-12 08:00
1900-01-12 09:00
1900-01-12 10:00
1900-01-12 11:00
1900-01-12 12:00
1900-01-12 13:00
1900-01-12 14:00
1900-01-12 15:00
1900-01-12 16:00
1900-01-12 17:00
1900-01-12 18:00
1900-01-12 19:00
1900-01-12 20:00
1900-01-12 21:00
1900-01-12 22:00
1900-01-12 23:00
1900-01-13
1900-01-13 01:00
1900-01-13 02:00
1900-01-13 03:00
1900-01-13 04:00
1900-01-13 05:00
1900-01-13 06:00
1900-01-13 07:00
1900-01-13 08:00
1900-01-13 09:00
1900-01-13 10:00
1900-01-13 11:00
1900-01-13 12:00
1900-01-13 13:00
1900-01-13 14:00
1900-01-13 15:00
1900-01-13 16:00
1900-01-13 17:00
1900-01-13 18:00
1900-01-13 19:00
1900-01-13 20:00
1900-01-13 21:00
1900-01-13 22:00
1900-01-13 23:00
1900-01-14
1900-01-14 01:00
1900-01-14 02:00
1900-01-14 03:00
1900-01-14 04:00
1900-01-14 05:00
1900-01-14 06:00
1900-01-14 07:00
1900-01-14 08:00
1900-01-14 09:00
1900-01-14 10:00
1900-01-14 11:00
1900-01-14 12:00
1900-01-14 13:00
1900-01-14 14:00
1900-01-14 15:00
1900-01-14 16:00
1900-01-14 17:00
1900-01-14 18:00
1900-01-14 19:00
1900-01-14 20:00
1900-01-14 21:00
1900-01-14 22:00
1900-01-14 23:00
1900-01-15
1900-01-15 01:00
1900-01-15 02:00
1900-01-15 03:00
1900-01-15 04:00
1900-01-15 05:00
1900-01-15 06:00
1900-01-15 07:00
1900-01-15 08:00
1900-01-15 09:00
1900-01-15 10:00
1900-01-15 11:00
1900-01-15 12:00
1900-01-15 13:00
1900-01-15 14:00
1900-01-15 15:00
1900-01-15 16:00
1900-01-15 17:00
1900-01-15 18:00
1900-01-15 19:00
1900-01-15 20:00
1900-01-15 21:00
1900-01-15 22:00
1900-01-15 23:00
1900-01-16
1900-01-16 01:00
1900-01-16 02:00
1900-01-16 03:00
1900-01-16 04:00
1900-01-16 05:00
1900-01-16 06:00
1900-01-16 07:00
1900-01-16 08:00
1900-01-16 09:00
1900-01-16 10:00
1900-01-16 11:00
1900-01-16 12:00
1900-01-16 13:00
1900-01-16 14:00
1900-01-16 15:00
1900-01-16 16:00
1900-01-16 17:00
1900-01-16 18:00
1900-01-16 19:00
1900-01-16 20:00
1900-01-16 21:00
1900-01-16 22:00
1900-01-16 23:00
1900-01-17
1900-01-17 01:00
1900-01-17 02:00
1900-01-17 03:00
1900-01-17 04:00
1900-01-17 05:00
1900-01-17 06:00
1900-01-17 07:00
1900-01-17 08:00
1900-01-17 09:00
1900-01-17 10:00
1900-01-17 11:00
1900-01-17 12:00
1900-01-17 13:00
1900-01-17 14:00
1900-01-17 15:00
1900-01-17 16:00
1900-01-17 17:00
1900-01-17 18:00
1900-01-17 19:00
1900-01-17 20:00
1900-01-17 21:00
1900-01-17 22:00
1900-01-17 23:00
1900-01-18
1900-01-18 01:00
1900-01-18 02:00
1900-01-18 03:00
1900-01-18 04:00
1900-01-18 05:00
1900-01-18 06:00
1900-01-18 07:00
1900-01-18 08:00
1900-01-18 09:00
1900-01-18 10:00
1900-01-18 11:00
1900-01-18 12:00
1900-01-18 13:00
1900-01-18 14:00
1900-01-18 15:00
1900-01-18 16:00
1900-01-18 17:00
1900-01-18 18:00
1900-01-18 19:00
1900-01-18 20:00
1900-01-18 21:00
1900-01-18 22:00
1900-01-18 23:00
1900-01-19
1900-01-19 01:00
1900-01-19 02:00
1900-01-19 03:00
1900-01-19 04:00
1900-01-19 05:00
1900-01-19 06:00
1900-01-19 07:00
1900-01-19 08:00
1900-01-19 09:00
1900-01-19 10:00
1900-01-19 11:00
1900-01-19 12:00
1900-01-19 13:00
1900-01-19 14:00
1900-01-19 15:00
1900-01-19 16:00
1900-01-19 17:00
1900-01-19 18:00
1900-01-19 19:00
1900-01-19 20:00
1900-01-19 21:00
1900-01-19 22:00
1900-01-19 23:00
1900-01-20
1900-01-20 01:00
1900-01-20 02:00
1900-01-20 03:00
1900-01-20 04:00
1900-01-20 05:00
1900-01-20 06:00
1900-01-20 07:00
1900-01-20 08:00
1900-01-20 09:00
1900-01-20 10:00
1900-01-20 11:00
1900-01-20 12:00
1900-01-20 13:00
1900-01-20 14:00
1900-01-20 15:00
1900-01-20 16:00
1900-01-20 17:00
1900-01-20 18:00
1900-01-20 19:00
1900-01-20 20:00
1900-01-20 21:00
1900-01-20 22:00
1900-01-20 23:00
1900-01-21
1900-01-21 01:00
1900-01-21 02:00
1900-01-21 03:00
1900-01-21 04:00
1900-01-21 05:00
1900-01-21 06:00
1900-01-21 07:00
1900-01-21 08:00
1900-01-21 09:00
1900-01-21 10:00
1900-01-21 11:00
1900-01-21 12:00
1900-01-21 13:00
1900-01-21 14:00
1900-01-21 15:00
1900-01-21 16:00
1900-01-21 17:00
1900-01-21 18:00
1900-01-21 19:00
1900-01-21 20:00
1900-01-21 21:00
1900-01-21 22:00
1900-01-21 23:00
1900-01-22
1900-01-22 01:00
1900-01-22 02:00
1900-01-22 03:00
1900-01-22 04:00
1900-01-22 05:00
1900-01-22 06:00
1900-01-22 07:00
1900-01-22 08:00
1900-01-22 09:00
1900-01-22 10:00
1900-01-22 11:00
1900-01-22 12:00
1900-01-22 13:00
1900-01-22 14:00
1900-01-22 15:00
1900-01-22 16:00
1900-01-22 17:00
1900-01-22 18:00
1900-01-22 19:00
1900-01-22 20:00
1900-01-22 21:00
1900-01-22 22:00
1900-01-22 23:00
1900-01-23
1900-01-23 01:00
1900-01-23 02:00
1900-01-23 03:00
1900-01-23 04:00
1900-01-23 05:00
1900-01-23 06:00
1900-01-23 07:00
1900-01-23 08:00
1900-01-23 09:00
1900-01-23 10:00
1900-01-23 11:00
1900-01-23 12:00
1900-01-23 13:00
1900-01-23 14:00
1900-01-23 15:00
1900-01-23 16:00
1900-01-23 17:00
1900-01-23 18:00
1900-01-23 19:00
1900-01-23 20:00
1900-01-23 21:00
1900-01-23 22:00
1900-01-23 23:00
1900-01-24
1900-01-24 01:00
1900-01-24 02:00
1900-01-24 03:00
1900-01-24 04:00
1900-01-24 05:00
1900-01-24 06:00
1900-01-24 07:00
1900-01-24 08:00
1900-01-24 09:00
1900-01-24 10:00
1900-01-24 11:00
1900-01-24 12:00
1900-01-24 13:00
1900-01-24 14:00
1900-01-24 15:00
1900-01-24 16:00
1900-01-24 17:00
1900-01-24 18:00
1900-01-24 19:00
1900-01-24 20:00
1900-01-24 21:00
1900-01-24 22:00
1900-01-24 23:00
1900-01-25
1900-01-25 01:00
1900-01-25 02:00
1900-01-25 03:00
1900-01-25 04:00
1900-01-25 05:00
1900-01-25 06:00
1900-01-25 07:00
1900-01-25 08:00
1900-01-25 09:00
1900-01-25 10:00
1900-01-25 11:00
1900-01-25 12:00
1900-01-25 13:00
1900-01-25 14:00
1900-01-25 15:00
1900-01-25 16:00
1900-01-25 17:00
1900-01-25 18:00
1900-01-25 19:00
1900-01-25 20:00
1900-01-25 21:00
1900-01-25 22:00
1900-01-25 23:00
1900-01-26
1900-01-26 01:00
1900-01-26 02:00
1900-01-26 03:00
1900-01-26 04:00
1900-01-26 05:00
1900-01-26 06:00
1900-01-26 07:00
1900-01-26 08:00
1900-01-26 09:00
1900-01-26 10:00
1900-01-26 11:00
1900-01-26 12:00
1900-01-26 13:00
1900-01-26 14:00
1900-01-26 15:00
1900-01-26 16:00
1900-01-26 17:00
1900-01-26 18:00
1900-01-26 19:00
1900-01-26 20:00
1900-01-26 21:00
1900-01-26 22:00
1900-01-26 23:00
1900-01-27
1900-01-27 01:00
1900-01-27 02:00
1900-01-27 03:00
1900-01-27 04:00
1900-01-27 05:00
1900-01-27 06:00
1900-01-27 07:00
1900-01-27 08:00
1900-01-27 09:00
1900-01-27 10:00
1900-01-27 11:00
1900-01-27 12:00
1900-01-27 13:00
1900-01-27 14:00
1900-01-27 15:00
1900-01-27 16:00
1900-01-27 17:00
1900-01-27 18:00
1900-01-27 19:00
1900-01-27 20:00
1900-01-27 21:00
1900-01-27 22:00
1900-01-27 23:00
1900-01-28
1900-01-28 01:00
1900-01-28 02:00
1900-01-28 03:00
1900-01-28 04:00
1900-01-28 05:00
1900-01-28 06:00
1900-01-28 07:00
1900-01-28 08:00
1900-01-28 09:00
1900-01-28 10:00
1900-01-28 11:00
1900-01-28 12:00
1900-01-28 13:00
1900-01-28 14:00
1900-01-28 15:00
1900-01-28 16:00
1900-01-28 17:00
1900-01-28 18:00
1900-01-28 19:00
1900-01-28 20:00
1900-01-28 21:00
1900-01-28 22:00
1900-01-28 23:00
1900-01-29
1900-01-29 01:00
1900-01-29 02:00
1900-01-29 03:00
1900-01-29 04:00
1900-01-29 05:00
1900-01-29 06:00
1900-01-29 07:00
1900-01-29 08:00
1900-01-29 09:00
1900-01-29 10:00
1900-01-29 11:00
1900-01-29 12:00
1900-01-29 13:00
1900-01-29 14:00
1900-01-29 15:00
1900-01-29 16:00
1900-01-29 17:00
1900-01-29 18:00
1900-01-29 19:00
1900-01-29 20:00
1900-01-29 21:00
1900-01-29 22:00
1900-01-29 23:00
1900-01-30
1900-01-30 01:00
1900-01-30 02:00
1900-01-30 03:00
1900-01-30 04:00
1900-01-30 05:00
1900-01-30 06:00
1900-01-30 07:00
1900-01-30 08:00
1900-01-30 09:00
1900-01-30 10:00
1900-01-30 11:00
1900-01-30 12:00
1900-01-30 13:00
1900-01-30 14:00
1900-01-30 15:00
1900-01-30 16:00
1900-01-30 17:00
1900-01-30 18:00
1900-01-30 19:00
1900-01-30 20:00
1900-01-30 21:00
1900-01-30 22:00
1900-01-30 23:00
1900-01-31
1900-01-31 01:00
1900-01-31 02:00
1900-01-31 03:00
1900-01-31 04:00
1900-01-31 05:00
1900-01-31 06:00
1900-01-31 07:00
1900-01-31 08:00
1900-01-31 09:00
1900-01-31 10:00
1900-01-31 11:00
1900-01-31 12:00
1900-01-31 13:00
1900-01-31 14:00
1900-01-31 15:00
1900-01-31 16:00
1900-01-31 17:00
1900-01-31 18:00
1900-01-31 19:00
1900-01-31 20:00
1900-01-31 21:00
1900-01-31 22:00
1900-01-31 23:00
1900-02-01
1900-02-01 01:00
1900-02-01 02:00
1900-02-01 03:00
1900-02-01 04:00
1900-02-01 05:00
1900-02-01 06:00
1900-02-01 07:00
1900-02-01 08:00
1900-02-01 09:00
1900-02-01 10:00
1900-02-01 11:00
1900-02-01 12:00
1900-02-01 13:00
1900-02-01 14:00
1900-02-01 15:00
1900-02-01 16:00
1900-02-01 17:00
1900-02-01 18:00
1900-02-01 19:00
1900-02-01 20:00
1900-02-01 21:00
1900-02-01 22:00
1900-02-01 23:00
1900-02-02
1900-02-02 01:00
1900-02-02 02:00
1900-02-02 03:00
1900-02-02 04:00
1900-02-02 05:00
1900-02-02 06:00
1900-02-02 07:00
1900-02-02 08:00
1900-02-02 09:00
1900-02-02 10:00
1900-02-02 11:00
1900-02-02 12:00
1900-02-02 13:00
1900-02-02 14:00
1900-02-02 15:00
1900-02-02 16:00
1900-02-02 17:00
1900-02-02 18:00
1900-02-02 19:00
1900-02-02 20:00
1900-02-02 21:00
1900-02-02 22:00
1900-02-02 23:00
1900-02-03
1900-02-03 01:00
1900-02-03 02:00
1900-02-03 03:00
1900-02-03 04:00
1900-02-03 05:00
1900-02-03 06:00
1900-02-03 07:00
1900-02-03 08:00
1900-02-03 09:00
1900-02-03 10:00
1900-02-03 11:00
1900-02-03 12:00
1900-02-03 13:00
1900-02-03 14:00
1900-02-03 15:00
1900-02-03 16:00
1900-02-03 17:00
1900-02-03 18:00
1900-02-03 19:00
1900-02-03 20:00
1900-02-03 21:00
1900-02-03 22:00
1900-02-03 23:00
1900-02-04
1900-02-04 01:00
1900-02-04 02:00
1900-02-04 03:00
1900-02-04 04:00
1900-02-04 05:00
1900-02-04 06:00
1900-02-04 07:00
1900-02-04 08:00
1900-02-04 09:00
1900-02-04 10:00
1900-02-04 11:00
1900-02-04 12:00
1900-02-04 13:00
1900-02-04 14:00
1900-02-04 15:00
1900-02-04 16:00
1900-02-04 17:00
1900-02-04 18:00
1900-02-04 19:00
1900-02-04 20:00
1900-02-04 21:00
1900-02-04 22:00
1900-02-04 23:00
1900-02-05
1900-02-05 01:00
1900-02-05 02:00
1900-02-05 03:00
1900-02-05 04:00
1900-02-05 05:00
1900-02-05 06:00
1900-02-05 07:00
1900-02-05 08:00
1900-02-05 09:00
1900-02-05 10:00
1900-02-05 11:00
1900-02-05 12:00
1900-02-05 13:00
1900-02-05 14:00
1900-02-05 15:00
1900-02-05 16:00
1900-02-05 17:00
1900-02-05 18:00
1900-02-05 19:00
1900-02-05 20:00
1900-02-05 21:00
1900-02-05 22:00
1900-02-05 23:00
1900-02-06
1900-02-06 01:00
1900-02-06 02:00
1900-02-06 03:00
1900-02-06 04:00
1900-02-06 05:00
1900-02-06 06:00
1900-02-06 07:00
1900-02-06 08:00
1900-02-06 09:00
1900-02-06 10:00
1900-02-06 11:00
1900-02-06 12:00
1900-02-06 13:00
1900-02-06 14:00
1900-02-06 15:00
1900-02-06 16:00
1900-02-06 17:00
1900-02-06 18:00
1900-02-06 19:00
1900-02-06 20:00
1900-02-06 21:00
1900-02-06 22:00
1900-02-06 23:00
1900-02-07
1900-02-07 01:00
1900-02-07 02:00
1900-02-07 03:00
1900-02-07 04:00
1900-02-07 05:00
1900-02-07 06:00
1900-02-07 07:00
1900-02-07 08:00
1900-02-07 09:00
1900-02-07 10:00
1900-02-07 11:00
1900-02-07 12:00
1900-02-07 13:00
1900-02-07 14:00
1900-02-07 15:00
1900-02-07 16:00
1900-02-07 17:00
1900-02-07 18:00
1900-02-07 19:00
1900-02-07 20:00
1900-02-07 21:00
1900-02-07 22:00
1900-02-07 23:00
1900-02-08
1900-02-08 01:00
1900-02-08 02:00
1900-02-08 03:00
1900-02-08 04:00
1900-02-08 05:00
1900-02-08 06:00
1900-02-08 07:00
1900-02-08 08:00
1900-02-08 09:00
1900-02-08 10:00
1900-02-08 11:00
1900-02-08 12:00
1900-02-08 13:00
1900-02-08 14:00
1900-02-08 15:00
1900-02-08 16:00
1900-02-08 17:00
1900-02-08 18:00
1900-02-08 19:00
1900-02-08 20:00
1900-02-08 21:00
1900-02-08 22:00
1900-02-08 23:00
1900-02-09
1900-02-09 01:00
1900-02-09 02:00
1900-02-09 03:00
1900-02-09 04:00
1900-02-09 05:00
1900-02-09 06:00
1900-02-09 07:00
1900-02-09 08:00
1900-02-09 09:00
1900-02-09 10:00
1900-02-09 11:00
1900-02-09 12:00
1900-02-09 13:00
1900-02-09 14:00
1900-02-09 15:00
1900-02-09 16:00
1900-02-09 17:00
1900-02-09 18:00
1900-02-09 19:00
1900-02-09 20:00
1900-02-09 21:00
1900-02-09 22:00
1900-02-09 23:00
1900-02-10
1900-02-10 01:00
1900-02-10 02:00
1900-02-10 03:00
1900-02-10 04:00
1900-02-10 05:00
1900-02-10 06:00
1900-02-10 07:00
1900-02-10 08:00
1900-02-10 09:00
1900-02-10 10:00
1900-02-10 11:00
1900-02-10 12:00
1900-02-10 13:00
1900-02-10 14:00
1900-02-10 15:00
1900-02-10 16:00
1900-02-10 17:00
1900-02-10 18:00
1900-02-10 19:00
1900-02-10 20:00
1900-02-10 21:00
1900-02-10 22:00
1900-02-10 23:00
1900-02-11
1900-02-11 01:00
1900-02-11 02:00
1900-02-11 03:00
1900-02-11 04:00
1900-02-11 05:00
1900-02-11 06:00
1900-02-11 07:00
1900-02-11 08:00
1900-02-11 09:00
1900-02-11 10:00
1900-02-11 11:00
1900-02-11 12:00
1900-02-11 13:00
1900-02-11 14:00
1900-02-11 15:00
1900-02-11 16:00
1900-02-11 17:00
1900-02-11 18:00
1900-02-11 19:00
1900-02-11 20:00
1900-02-11 21:00
1900-02-11 22:00
1900-02-11 23:00
1900-02-12
1900-02-12 01:00
1900-02-12 02:00
1900-02-12 03:00
1900-02-12 04:00
1900-02-12 05:00
1900-02-12 06:00
1900-02-12 07:00
1900-02-12 08:00
1900-02-12 09:00
1900-02-12 10:00
1900-02-12 11:00
1900-02-12 12:00
1900-02-12 13:00
1900-02-12 14:00
1900-02-12 15:00
1900-02-12 16:00
1900-02-12 17:00
1900-02-12 18:00
1900-02-12 19:00
1900-02-12 20:00
1900-02-12 21:00
1900-02-12 22:00
1900-02-12 23:00
1900-02-13
1900-02-13 01:00
1900-02-13 02:00
1900-02-13 03:00
1900-02-13 04:00
1900-02-13 05:00
1900-02-13 06:00
1900-02-13 07:00
1900-02-13 08:00
1900-02-13 09:00
1900-02-13 10:00
1900-02-13 11:00
1900-02-13 12:00
1900-02-13 13:00
1900-02-13 14:00
1900-02-13 15:00
1900-02-13 16:00
1900-02-13 17:00
1900-02-13 18:00
1900-02-13 19:00
1900-02-13 20:00
1900-02-13 21:00
1900-02-13 22:00
1900-02-13 23:00
1900-02-14
1900-02-14 01:00
1900-02-14 02:00
1900-02-14 03:00
1900-02-14 04:00
1900-02-14 05:00
1900-02-14 06:00
1900-02-14 07:00
1900-02-14 08:00
1900-02-14 09:00
1900-02-14 10:00
1900-02-14 11:00
1900-02-14 12:00
1900-02-14 13:00
1900-02-14 14:00
1900-02-14 15:00
1900-02-14 16:00
1900-02-14 17:00
1900-02-14 18:00
1900-02-14 19:00
1900-02-14 20:00
1900-02-14 21:00
1900-02-14 22:00
1900-02-14 23:00
1900-02-15
1900-02-15 01:00
1900-02-15 02:00
1900-02-15 03:00
1900-02-15 04:00
1900-02-15 05:00
1900-02-15 06:00
1900-02-15 07:00
1900-02-15 08:00
1900-02-15 09:00
1900-02-15 10:00
1900-02-15 11:00
1900-02-15 12:00
1900-02-15 13:00
1900-02-15 14:00
1900-02-15 15:00
1900-02-15 16:00
1900-02-15 17:00
1900-02-15 18:00
1900-02-15 19:00
1900-02-15 20:00
1900-02-15 21:00
1900-02-15 22:00
1900-02-15 23:00
1900-02-16
1900-02-16 01:00
1900-02-16 02:00
1900-02-16 03:00
1900-02-16 04:00
1900-02-16 05:00
1900-02-16 06:00
1900-02-16 07:00
1900-02-16 08:00
1900-02-16 09:00
1900-02-16 10:00
1900-02-16 11:00
1900-02-16 12:00
1900-02-16 13:00
1900-02-16 14:00
1900-02-16 15:00
1900-02-16 16:00
1900-02-16 17:00
1900-02-16 18:00
1900-02-16 19:00
1900-02-16 20:00
1900-02-16 21:00
1900-02-16 22:00
1900-02-16 23:00
1900-02-17
1900-02-17 01:00
1900-02-17 02:00
1900-02-17 03:00
1900-02-17 04:00
1900-02-17 05:00
1900-02-17 06:00
1900-02-17 07:00
1900-02-17 08:00
1900-02-17 09:00
1900-02-17 10:00
1900-02-17 11:00
1900-02-17 12:00
1900-02-17 13:00
1900-02-17 14:00
1900-02-17 15:00
1900-02-17 16:00
1900-02-17 17:00
1900-02-17 18:00
1900-02-17 19:00
1900-02-17 20:00
1900-02-17 21:00
1900-02-17 22:00
1900-02-17 23:00
1900-02-18
1900-02-18 01:00
1900-02-18 02:00
1900-02-18 03:00
1900-02-18 04:00
1900-02-18 05:00
1900-02-18 06:00
1900-02-18 07:00
1900-02-18 08:00
1900-02-18 09:00
1900-02-18 10:00
1900-02-18 11:00
1900-02-18 12:00
1900-02-18 13:00
1900-02-18 14:00
1900-02-18 15:00
1900-02-18 16:00
1900-02-18 17:00
1900-02-18 18:00
1900-02-18 19:00
1900-02-18 20:00
1900-02-18 21:00
1900-02-18 22:00
1900-02-18 23:00
1900-02-19
1900-02-19 01:00
1900-02-19 02:00
1900-02-19 03:00
1900-02-19 04:00
1900-02-19 05:00
1900-02-19 06:00
1900-02-19 07:00
1900-02-19 08:00
1900-02-19 09:00
1900-02-19 10:00
1900-02-19 11:00
1900-02-19 12:00
1900-02-19 13:00
1900-02-19 14:00
1900-02-19 15:00
1900-02-19 16:00
1900-02-19 17:00
1900-02-19 18:00
1900-02-19 19:00
1900-02-19 20:00
1900-02-19 21:00
1900-02-19 22:00
1900-02-19 23:00
1900-02-20
1900-02-20 01:00
1900-02-20 02:00
1900-02-20 03:00
1900-02-20 04:00
1900-02-20 05:00
1900-02-20 06:00
1900-02-20 07:00
1900-02-20 08:00
1900-02-20 09:00
1900-02-20 10:00
1900-02-20 11:00
1900-02-20 12:00
1900-02-20 13:00
1900-02-20 14:00
1900-02-20 15:00
1900-02-20 16:00
1900-02-20 17:00
1900-02-20 18:00
1900-02-20 19:00
1900-02-20 20:00
1900-02-20 21:00
1900-02-20 22:00
1900-02-20 23:00
1900-02-21
1900-02-21 01:00
1900-02-21 02:00
1900-02-21 03:00
1900-02-21 04:00
1900-02-21 05:00
1900-02-21 06:00
1900-02-21 07:00
1900-02-21 08:00
1900-02-21 09:00
1900-02-21 10:00
1900-02-21 11:00
1900-02-21 12:00
1900-02-21 13:00
1900-02-21 14:00
1900-02-21 15:00
1900-02-21 16:00
1900-02-21 17:00
1900-02-21 18:00
1900-02-21 19:00
1900-02-21 20:00
1900-02-21 21:00
1900-02-21 22:00
1900-02-21 23:00
1900-02-22
1900-02-22 01:00
1900-02-22 02:00
1900-02-22 03:00
1900-02-22 04:00
1900-02-22 05:00
1900-02-22 06:00
1900-02-22 07:00
1900-02-22 08:00
1900-02-22 09:00
1900-02-22 10:00
1900-02-22 11:00
1900-02-22 12:00
1900-02-22 13:00
1900-02-22 14:00
1900-02-22 15:00
1900-02-22 16:00
1900-02-22 17:00
1900-02-22 18:00
1900-02-22 19:00
1900-02-22 20:00
1900-02-22 21:00
1900-02-22 22:00
1900-02-22 23:00
1900-02-23
1900-02-23 01:00
1900-02-23 02:00
1900-02-23 03:00
1900-02-23 04:00
1900-02-23 05:00
1900-02-23 06:00
1900-02-23 07:00
1900-02-23 08:00
1900-02-23 09:00
1900-02-23 10:00
1900-02-23 11:00
1900-02-23 12:00
1900-02-23 13:00
1900-02-23 14:00
1900-02-23 15:00
1900-02-23 16:00
1900-02-23 17:00
1900-02-23 18:00
1900-02-23 19:00
1900-02-23 20:00
1900-02-23 21:00
1900-02-23 22:00
1900-02-23 23:00
1900-02-24
1900-02-24 01:00
1900-02-24 02:00
1900-02-24 03:00
1900-02-24 04:00
1900-02-24 05:00
1900-02-24 06:00
1900-02-24 07:00
1900-02-24 08:00
1900-02-24 09:00
1900-02-24 10:00
1900-02-24 11:00
1900-02-24 12:00
1900-02-24 13:00
1900-02-24 14:00
1900-02-24 15:00
1900-02-24 16:00
1900-02-24 17:00
1900-02-24 18:00
1900-02-24 19:00
1900-02-24 20:00
1900-02-24 21:00
1900-02-24 22:00
1900-02-24 23:00
1900-02-25
1900-02-25 01:00
1900-02-25 02:00
1900-02-25 03:00
1900-02-25 04:00
1900-02-25 05:00
1900-02-25 06:00
1900-02-25 07:00
1900-02-25 08:00
1900-02-25 09:00
1900-02-25 10:00
1900-02-25 11:00
1900-02-25 12:00
1900-02-25 13:00
1900-02-25 14:00
1900-02-25 15:00
1900-02-25 16:00
1900-02-25 17:00
1900-02-25 18:00
1900-02-25 19:00
1900-02-25 20:00
1900-02-25 21:00
1900-02-25 22:00
1900-02-25 23:00
1900-02-26
1900-02-26 01:00
1900-02-26 02:00
1900-02-26 03:00
1900-02-26 04:00
1900-02-26 05:00
1900-02-26 06:00
1900-02-26 07:00
1900-02-26 08:00
1900-02-26 09:00
1900-02-26 10:00
1900-02-26 11:00
1900-02-26 12:00
1900-02-26 13:00
1900-02-26 14:00
1900-02-26 15:00
1900-02-26 16:00
1900-02-26 17:00
1900-02-26 18:00
1900-02-26 19:00
1900-02-26 20:00
1900-02-26 21:00
1900-02-26 22:00
1900-02-26 23:00
1900-02-27
1900-02-27 01:00
1900-02-27 02:00
1900-02-27 03:00
1900-02-27 04:00
1900-02-27 05:00
1900-02-27 06:00
1900-02-27 07:00
1900-02-27 08:00
1900-02-27 09:00
1900-02-27 10:00
1900-02-27 11:00
1900-02-27 12:00
1900-02-27 13:00
1900-02-27 14:00
1900-02-27 15:00
1900-02-27 16:00
1900-02-27 17:00
1900-02-27 18:00
1900-02-27 19:00
1900-02-27 20:00
1900-02-27 21:00
1900-02-27 22:00
1900-02-27 23:00
1900-02-28
1900-02-28 01:00
1900-02-28 02:00
1900-02-28 03:00
1900-02-28 04:00
1900-02-28 05:00
1900-02-28 06:00
1900-02-28 07:00
1900-02-28 08:00
1900-02-28 09:00
1900-02-28 10:00
1900-02-28 11:00
1900-02-28 12:00
1900-02-28 13:00
1900-02-28 14:00
1900-02-28 15:00
1900-02-28 16:00
1900-02-28 17:00
1900-02-28 18:00
1900-02-28 19:00
1900-02-28 20:00
1900-02-28 21:00
1900-02-28 22:00
1900-02-28 23:00
1900-03-01
1900-03-01 01:00
1900-03-01 02:00
1900-03-01 03:00
1900-03-01 04:00
1900-03-01 05:00
1900-03-01 06:00
1900-03-01 07:00
1900-03-01 08:00
1900-03-01 09:00
1900-03-01 10:00
1900-03-01 11:00
1900-03-01 12:00
1900-03-01 13:00
1900-03-01 14:00
1900-03-01 15:00
1900-03-01 16:00
1900-03-01 17:00
1900-03-01 18:00
1900-03-01 19:00
1900-03-01 20:00
1900-03-01 21:00
1900-03-01 22:00
1900-03-01 23:00
1900-03-02
1900-03-02 01:00
1900-03-02 02:00
1900-03-02 03:00
1900-03-02 04:00
1900-03-02 05:00
1900-03-02 06:00
1900-03-02 07:00
1900-03-02 08:00
1900-03-02 09:00
1900-03-02 10:00
1900-03-02 11:00
1900-03-02 12:00
1900-03-02 13:00
1900-03-02 14:00
1900-03-02 15:00
1900-03-02 16:00
1900-03-02 17:00
1900-03-02 18:00
1900-03-02 19:00
1900-03-02 20:00
1900-03-02 21:00
1900-03-02 22:00
1900-03-02 23:00
1900-03-03
1900-03-03 01:00
1900-03-03 02:00
1900-03-03 03:00
1900-03-03 04:00
1900-03-03 05:00
1900-03-03 06:00
1900-03-03 07:00
1900-03-03 08:00
1900-03-03 09:00
1900-03-03 10:00
1900-03-03 11:00
1900-03-03 12:00
1900-03-03 13:00
1900-03-03 14:00
1900-03-03 15:00
1900-03-03 16:00
1900-03-03 17:00
1900-03-03 18:00
1900-03-03 19:00
1900-03-03 20:00
1900-03-03 21:00
1900-03-03 22:00
1900-03-03 23:00
1900-03-04
1900-03-04 01:00
1900-03-04 02:00
1900-03-04 03:00
1900-03-04 04:00
1900-03-04 05:00
1900-03-04 06:00
1900-03-04 07:00
1900-03-04 08:00
1900-03-04 09:00
1900-03-04 10:00
1900-03-04 11:00
1900-03-04 12:00
1900-03-04 13:00
1900-03-04 14:00
1900-03-04 15:00
1900-03-04 16:00
1900-03-04 17:00
1900-03-04 18:00
1900-03-04 19:00
1900-03-04 20:00
1900-03-04 21:00
1900-03-04 22:00
1900-03-04 23:00
1900-03-05
1900-03-05 01:00
1900-03-05 02:00
1900-03-05 03:00
1900-03-05 04:00
1900-03-05 05:00
1900-03-05 06:00
1900-03-05 07:00
1900-03-05 08:00
1900-03-05 09:00
1900-03-05 10:00
1900-03-05 11:00
1900-03-05 12:00
1900-03-05 13:00
1900-03-05 14:00
1900-03-05 15:00
1900-03-05 16:00
1900-03-05 17:00
1900-03-05 18:00
1900-03-05 19:00
1900-03-05 20:00
1900-03-05 21:00
1900-03-05 22:00
1900-03-05 23:00
1900-03-06
1900-03-06 01:00
1900-03-06 02:00
1900-03-06 03:00
1900-03-06 04:00
1900-03-06 05:00
1900-03-06 06:00
1900-03-06 07:00
1900-03-06 08:00
1900-03-06 09:00
1900-03-06 10:00
1900-03-06 11:00
1900-03-06 12:00
1900-03-06 13:00
1900-03-06 14:00
1900-03-06 15:00
1900-03-06 16:00
1900-03-06 17:00
1900-03-06 18:00
1900-03-06 19:00
1900-03-06 20:00
1900-03-06 21:00
1900-03-06 22:00
1900-03-06 23:00
1900-03-07
1900-03-07 01:00
1900-03-07 02:00
1900-03-07 03:00
1900-03-07 04:00
1900-03-07 05:00
1900-03-07 06:00
1900-03-07 07:00
1900-03-07 08:00
1900-03-07 09:00
1900-03-07 10:00
1900-03-07 11:00
1900-03-07 12:00
1900-03-07 13:00
1900-03-07 14:00
1900-03-07 15:00
1900-03-07 16:00
1900-03-07 17:00
1900-03-07 18:00
1900-03-07 19:00
1900-03-07 20:00
1900-03-07 21:00
1900-03-07 22:00
1900-03-07 23:00
1900-03-08
1900-03-08 01:00
1900-03-08 02:00
1900-03-08 03:00
1900-03-08 04:00
1900-03-08 05:00
1900-03-08 06:00
1900-03-08 07:00
1900-03-08 08:00
1900-03-08 09:00
1900-03-08 10:00
1900-03-08 11:00
1900-03-08 12:00
1900-03-08 13:00
1900-03-08 14:00
1900-03-08 15:00
1900-03-08 16:00
1900-03-08 17:00
1900-03-08 18:00
1900-03-08 19:00
1900-03-08 20:00
1900-03-08 21:00
1900-03-08 22:00
1900-03-08 23:00
1900-03-09
1900-03-09 01:00
1900-03-09 02:00
1900-03-09 03:00
1900-03-09 04:00
1900-03-09 05:00
1900-03-09 06:00
1900-03-09 07:00
1900-03-09 08:00
1900-03-09 09:00
1900-03-09 10:00
1900-03-09 11:00
1900-03-09 12:00
1900-03-09 13:00
1900-03-09 14:00
1900-03-09 15:00
1900-03-09 16:00
1900-03-09 17:00
1900-03-09 18:00
1900-03-09 19:00
1900-03-09 20:00
1900-03-09 21:00
1900-03-09 22:00
1900-03-09 23:00
1900-03-10
1900-03-10 01:00
1900-03-10 02:00
1900-03-10 03:00
1900-03-10 04:00
1900-03-10 05:00
1900-03-10 06:00
1900-03-10 07:00
1900-03-10 08:00
1900-03-10 09:00
1900-03-10 10:00
1900-03-10 11:00
1900-03-10 12:00
1900-03-10 13:00
1900-03-10 14:00
1900-03-10 15:00
1900-03-10 16:00
1900-03-10 17:00
1900-03-10 18:00
1900-03-10 19:00
1900-03-10 20:00
1900-03-10 21:00
1900-03-10 22:00
1900-03-10 23:00
1900-03-11
1900-03-11 01:00
1900-03-11 02:00
1900-03-11 03:00
1900-03-11 04:00
1900-03-11 05:00
1900-03-11 06:00
1900-03-11 07:00
1900-03-11 08:00
1900-03-11 09:00
1900-03-11 10:00
1900-03-11 11:00
1900-03-11 12:00
1900-03-11 13:00
1900-03-11 14:00
1900-03-11 15:00
1900-03-11 16:00
1900-03-11 17:00
1900-03-11 18:00
1900-03-11 19:00
1900-03-11 20:00
1900-03-11 21:00
1900-03-11 22:00
1900-03-11 23:00
1900-03-12
1900-03-12 01:00
1900-03-12 02:00
1900-03-12 03:00
1900-03-12 04:00
1900-03-12 05:00
1900-03-12 06:00
1900-03-12 07:00
1900-03-12 08:00
1900-03-12 09:00
1900-03-12 10:00
1900-03-12 11:00
1900-03-12 12:00
1900-03-12 13:00
1900-03-12 14:00
1900-03-12 15:00
1900-03-12 16:00
1900-03-12 17:00
1900-03-12 18:00
1900-03-12 19:00
1900-03-12 20:00
1900-03-12 21:00
1900-03-12 22:00
1900-03-12 23:00
1900-03-13
1900-03-13 01:00
1900-03-13 02:00
1900-03-13 03:00
1900-03-13 04:00
1900-03-13 05:00
1900-03-13 06:00
1900-03-13 07:00
1900-03-13 08:00
1900-03-13 09:00
1900-03-13 10:00
1900-03-13 11:00
1900-03-13 12:00
1900-03-13 13:00
1900-03-13 14:00
1900-03-13 15:00
1900-03-13 16:00
1900-03-13 17:00
1900-03-13 18:00
1900-03-13 19:00
1900-03-13 20:00
1900-03-13 21:00
1900-03-13 22:00
1900-03-13 23:00
1900-03-14
1900-03-14 01:00
1900-03-14 02:00
1900-03-14 03:00
1900-03-14 04:00
1900-03-14 05:00
1900-03-14 06:00
1900-03-14 07:00
1900-03-14 08:00
1900-03-14 09:00
1900-03-14 10:00
1900-03-14 11:00
1900-03-14 12:00
1900-03-14 13:00
1900-03-14 14:00
1900-03-14 15:00
1900-03-14 16:00
1900-03-14 17:00
1900-03-14 18:00
1900-03-14 19:00
1900-03-14 20:00
1900-03-14 21:00
1900-03-14 22:00
1900-03-14 23:00
1900-03-15
1900-03-15 01:00
1900-03-15 02:00
1900-03-15 03:00
1900-03-15 04:00
1900-03-15 05:00
1900-03-15 06:00
1900-03-15 07:00
1900-03-15 08:00
1900-03-15 09:00
1900-03-15 10:00
1900-03-15 11:00
1900-03-15 12:00
1900-03-15 13:00
1900-03-15 14:00
1900-03-15 15:00
1900-03-15 16:00
1900-03-15 17:00
1900-03-15 18:00
1900-03-15 19:00
1900-03-15 20:00
1900-03-15 21:00
1900-03-15 22:00
1900-03-15 23:00
1900-03-16
1900-03-16 01:00
1900-03-16 02:00
1900-03-16 03:00
1900-03-16 04:00
1900-03-16 05:00
1900-03-16 06:00
1900-03-16 07:00
1900-03-16 08:00
1900-03-16 09:00
1900-03-16 10:00
1900-03-16 11:00
1900-03-16 12:00
1900-03-16 13:00
1900-03-16 14:00
1900-03-16 15:00
1900-03-16 16:00
1900-03-16 17:00
1900-03-16 18:00
1900-03-16 19:00
1900-03-16 20:00
1900-03-16 21:00
1900-03-16 22:00
1900-03-16 23:00
1900-03-17
1900-03-17 01:00
1900-03-17 02:00
1900-03-17 03:00
1900-03-17 04:00
1900-03-17 05:00
1900-03-17 06:00
1900-03-17 07:00
1900-03-17 08:00
1900-03-17 09:00
1900-03-17 10:00
1900-03-17 11:00
1900-03-17 12:00
1900-03-17 13:00
1900-03-17 14:00
1900-03-17 15:00
1900-03-17 16:00
1900-03-17 17:00
1900-03-17 18:00
1900-03-17 19:00
1900-03-17 20:00
1900-03-17 21:00
1900-03-17 22:00
1900-03-17 23:00
1900-03-18
1900-03-18 01:00
1900-03-18 02:00
1900-03-18 03:00
1900-03-18 04:00
1900-03-18 05:00
1900-03-18 06:00
1900-03-18 07:00
1900-03-18 08:00
1900-03-18 09:00
1900-03-18 10:00
1900-03-18 11:00
1900-03-18 12:00
1900-03-18 13:00
1900-03-18 14:00
1900-03-18 15:00
1900-03-18 16:00
1900-03-18 17:00
1900-03-18 18:00
1900-03-18 19:00
1900-03-18 20:00
1900-03-18 21:00
1900-03-18 22:00
1900-03-18 23:00
1900-03-19
1900-03-19 01:00
1900-03-19 02:00
1900-03-19 03:00
1900-03-19 04:00
1900-03-19 05:00
1900-03-19 06:00
1900-03-19 07:00
1900-03-19 08:00
1900-03-19 09:00
1900-03-19 10:00
1900-03-19 11:00
1900-03-19 12:00
1900-03-19 13:00
1900-03-19 14:00
1900-03-19 15:00
1900-03-19 16:00
1900-03-19 17:00
1900-03-19 18:00
1900-03-19 19:00
1900-03-19 20:00
1900-03-19 21:00
1900-03-19 22:00
1900-03-19 23:00
1900-03-20
1900-03-20 01:00
1900-03-20 02:00
1900-03-20 03:00
1900-03-20 04:00
1900-03-20 05:00
1900-03-20 06:00
1900-03-20 07:00
1900-03-20 08:00
1900-03-20 09:00
1900-03-20 10:00
1900-03-20 11:00
1900-03-20 12:00
1900-03-20 13:00
1900-03-20 14:00
1900-03-20 15:00
1900-03-20 16:00
1900-03-20 17:00
1900-03-20 18:00
1900-03-20 19:00
1900-03-20 20:00
1900-03-20 21:00
1900-03-20 22:00
1900-03-20 23:00
1900-03-21
1900-03-21 01:00
1900-03-21 02:00
1900-03-21 03:00
1900-03-21 04:00
1900-03-21 05:00
1900-03-21 06:00
1900-03-21 07:00
1900-03-21 08:00
1900-03-21 09:00
1900-03-21 10:00
1900-03-21 11:00
1900-03-21 12:00
1900-03-21 13:00
1900-03-21 14:00
1900-03-21 15:00
1900-03-21 16:00
1900-03-21 17:00
1900-03-21 18:00
1900-03-21 19:00
1900-03-21 20:00
1900-03-21 21:00
1900-03-21 22:00
1900-03-21 23:00
1900-03-22
1900-03-22 01:00
1900-03-22 02:00
1900-03-22 03:00
1900-03-22 04:00
1900-03-22 05:00
1900-03-22 06:00
1900-03-22 07:00
1900-03-22 08:00
1900-03-22 09:00
1900-03-22 10:00
1900-03-22 11:00
1900-03-22 12:00
1900-03-22 13:00
1900-03-22 14:00
1900-03-22 15:00
1900-03-22 16:00
1900-03-22 17:00
1900-03-22 18:00
1900-03-22 19:00
1900-03-22 20:00
1900-03-22 21:00
1900-03-22 22:00
1900-03-22 23:00
1900-03-23
1900-03-23 01:00
1900-03-23 02:00
1900-03-23 03:00
1900-03-23 04:00
1900-03-23 05:00
1900-03-23 06:00
1900-03-23 07:00
1900-03-23 08:00
1900-03-23 09:00
1900-03-23 10:00
1900-03-23 11:00
1900-03-23 12:00
1900-03-23 13:00
1900-03-23 14:00
1900-03-23 15:00
1900-03-23 16:00
1900-03-23 17:00
1900-03-23 18:00
1900-03-23 19:00
1900-03-23 20:00
1900-03-23 21:00
1900-03-23 22:00
1900-03-23 23:00
1900-03-24
1900-03-24 01:00
1900-03-24 02:00
1900-03-24 03:00
1900-03-24 04:00
1900-03-24 05:00
1900-03-24 06:00
1900-03-24 07:00
1900-03-24 08:00
1900-03-24 09:00
1900-03-24 10:00
1900-03-24 11:00
1900-03-24 12:00
1900-03-24 13:00
1900-03-24 14:00
1900-03-24 15:00
1900-03-24 16:00
1900-03-24 17:00
1900-03-24 18:00
1900-03-24 19:00
1900-03-24 20:00
1900-03-24 21:00
1900-03-24 22:00
1900-03-24 23:00
1900-03-25
1900-03-25 01:00
1900-03-25 02:00
1900-03-25 03:00
1900-03-25 04:00
1900-03-25 05:00
1900-03-25 06:00
1900-03-25 07:00
1900-03-25 08:00
1900-03-25 09:00
1900-03-25 10:00
1900-03-25 11:00
1900-03-25 12:00
1900-03-25 13:00
1900-03-25 14:00
1900-03-25 15:00
1900-03-25 16:00
1900-03-25 17:00
1900-03-25 18:00
1900-03-25 19:00
1900-03-25 20:00
1900-03-25 21:00
1900-03-25 22:00
1900-03-25 23:00
1900-03-26
1900-03-26 01:00
1900-03-26 02:00
1900-03-26 03:00
1900-03-26 04:00
1900-03-26 05:00
1900-03-26 06:00
1900-03-26 07:00
1900-03-26 08:00
1900-03-26 09:00
1900-03-26 10:00
1900-03-26 11:00
1900-03-26 12:00
1900-03-26 13:00
1900-03-26 14:00
1900-03-26 15:00
1900-03-26 16:00
1900-03-26 17:00
1900-03-26 18:00
1900-03-26 19:00
1900-03-26 20:00
1900-03-26 21:00
1900-03-26 22:00
1900-03-26 23:00
1900-03-27
1900-03-27 01:00
1900-03-27 02:00
1900-03-27 03:00
1900-03-27 04:00
1900-03-27 05:00
1900-03-27 06:00
1900-03-27 07:00
1900-03-27 08:00
1900-03-27 09:00
1900-03-27 10:00
1900-03-27 11:00
1900-03-27 12:00
1900-03-27 13:00
1900-03-27 14:00
1900-03-27 15:00
1900-03-27 16:00
1900-03-27 17:00
1900-03-27 18:00
1900-03-27 19:00
1900-03-27 20:00
1900-03-27 21:00
1900-03-27 22:00
1900-03-27 23:00
1900-03-28
1900-03-28 01:00
1900-03-28 02:00
1900-03-28 03:00
1900-03-28 04:00
1900-03-28 05:00
1900-03-28 06:00
1900-03-28 07:00
1900-03-28 08:00
1900-03-28 09:00
1900-03-28 10:00
1900-03-28 11:00
1900-03-28 12:00
1900-03-28 13:00
1900-03-28 14:00
1900-03-28 15:00
1900-03-28 16:00
1900-03-28 17:00
1900-03-28 18:00
1900-03-28 19:00
1900-03-28 20:00
1900-03-28 21:00
1900-03-28 22:00
1900-03-28 23:00
1900-03-29
1900-03-29 01:00
1900-03-29 02:00
1900-03-29 03:00
1900-03-29 04:00
1900-03-29 05:00
1900-03-29 06:00
1900-03-29 07:00
1900-03-29 08:00
1900-03-29 09:00
1900-03-29 10:00
1900-03-29 11:00
1900-03-29 12:00
1900-03-29 13:00
1900-03-29 14:00
1900-03-29 15:00
1900-03-29 16:00
1900-03-29 17:00
1900-03-29 18:00
1900-03-29 19:00
1900-03-29 20:00
1900-03-29 21:00
1900-03-29 22:00
1900-03-29 23:00
1900-03-30
1900-03-30 01:00
1900-03-30 02:00
1900-03-30 03:00
1900-03-30 04:00
1900-03-30 05:00
1900-03-30 06:00
1900-03-30 07:00
1900-03-30 08:00
1900-03-30 09:00
1900-03-30 10:00
1900-03-30 11:00
1900-03-30 12:00
1900-03-30 13:00
1900-03-30 14:00
1900-03-30 15:00
1900-03-30 16:00
1900-03-30 17:00
1900-03-30 18:00
1900-03-30 19:00
1900-03-30 20:00
1900-03-30 21:00
1900-03-30 22:00
1900-03-30 23:00
1900-03-31
1900-03-31 01:00
1900-03-31 02:00
1900-03-31 03:00
1900-03-31 04:00
1900-03-31 05:00
1900-03-31 06:00
1900-03-31 07:00
1900-03-31 08:00
1900-03-31 09:00
1900-03-31 10:00
1900-03-31 11:00
1900-03-31 12:00
1900-03-31 13:00
1900-03-31 14:00
1900-03-31 15:00
1900-03-31 16:00
1900-03-31 17:00
1900-03-31 18:00
1900-03-31 19:00
1900-03-31 20:00
1900-03-31 21:00
1900-03-31 22:00
1900-03-31 23:00
1900-04-01
1900-04-01 01:00
1900-04-01 02:00
1900-04-01 03:00
1900-04-01 04:00
1900-04-01 05:00
1900-04-01 06:00
1900-04-01 07:00
1900-04-01 08:00
1900-04-01 09:00
1900-04-01 10:00
1900-04-01 11:00
1900-04-01 12:00
1900-04-01 13:00
1900-04-01 14:00
1900-04-01 15:00
1900-04-01 16:00
1900-04-01 17:00
1900-04-01 18:00
1900-04-01 19:00
1900-04-01 20:00
1900-04-01 21:00
1900-04-01 22:00
1900-04-01 23:00
1900-04-02
1900-04-02 01:00
1900-04-02 02:00
1900-04-02 03:00
1900-04-02 04:00
1900-04-02 05:00
1900-04-02 06:00
1900-04-02 07:00
1900-04-02 08:00
1900-04-02 09:00
1900-04-02 10:00
1900-04-02 11:00
1900-04-02 12:00
1900-04-02 13:00
1900-04-02 14:00
1900-04-02 15:00
1900-04-02 16:00
1900-04-02 17:00
1900-04-02 18:00
1900-04-02 19:00
1900-04-02 20:00
1900-04-02 21:00
1900-04-02 22:00
1900-04-02 23:00
1900-04-03
1900-04-03 01:00
1900-04-03 02:00
1900-04-03 03:00
1900-04-03 04:00
1900-04-03 05:00
1900-04-03 06:00
1900-04-03 07:00
1900-04-03 08:00
1900-04-03 09:00
1900-04-03 10:00
1900-04-03 11:00
1900-04-03 12:00
1900-04-03 13:00
1900-04-03 14:00
1900-04-03 15:00
1900-04-03 16:00
1900-04-03 17:00
1900-04-03 18:00
1900-04-03 19:00
1900-04-03 20:00
1900-04-03 21:00
1900-04-03 22:00
1900-04-03 23:00
1900-04-04
1900-04-04 01:00
1900-04-04 02:00
1900-04-04 03:00
1900-04-04 04:00
1900-04-04 05:00
1900-04-04 06:00
1900-04-04 07:00
1900-04-04 08:00
1900-04-04 09:00
1900-04-04 10:00
1900-04-04 11:00
1900-04-04 12:00
1900-04-04 13:00
1900-04-04 14:00
1900-04-04 15:00
1900-04-04 16:00
1900-04-04 17:00
1900-04-04 18:00
1900-04-04 19:00
1900-04-04 20:00
1900-04-04 21:00
1900-04-04 22:00
1900-04-04 23:00
1900-04-05
1900-04-05 01:00
1900-04-05 02:00
1900-04-05 03:00
1900-04-05 04:00
1900-04-05 05:00
1900-04-05 06:00
1900-04-05 07:00
1900-04-05 08:00
1900-04-05 09:00
1900-04-05 10:00
1900-04-05 11:00
1900-04-05 12:00
1900-04-05 13:00
1900-04-05 14:00
1900-04-05 15:00
1900-04-05 16:00
1900-04-05 17:00
1900-04-05 18:00
1900-04-05 19:00
1900-04-05 20:00
1900-04-05 21:00
1900-04-05 22:00
1900-04-05 23:00
1900-04-06
1900-04-06 01:00
1900-04-06 02:00
1900-04-06 03:00
1900-04-06 04:00
1900-04-06 05:00
1900-04-06 06:00
1900-04-06 07:00
1900-04-06 08:00
1900-04-06 09:00
1900-04-06 10:00
1900-04-06 11:00
1900-04-06 12:00
1900-04-06 13:00
1900-04-06 14:00
1900-04-06 15:00
1900-04-06 16:00
1900-04-06 17:00
1900-04-06 18:00
1900-04-06 19:00
1900-04-06 20:00
1900-04-06 21:00
1900-04-06 22:00
1900-04-06 23:00
1900-04-07
1900-04-07 01:00
1900-04-07 02:00
1900-04-07 03:00
1900-04-07 04:00
1900-04-07 05:00
1900-04-07 06:00
1900-04-07 07:00
1900-04-07 08:00
1900-04-07 09:00
1900-04-07 10:00
1900-04-07 11:00
1900-04-07 12:00
1900-04-07 13:00
1900-04-07 14:00
1900-04-07 15:00
1900-04-07 16:00
1900-04-07 17:00
1900-04-07 18:00
1900-04-07 19:00
1900-04-07 20:00
1900-04-07 21:00
1900-04-07 22:00
1900-04-07 23:00
1900-04-08
1900-04-08 01:00
1900-04-08 02:00
1900-04-08 03:00
1900-04-08 04:00
1900-04-08 05:00
1900-04-08 06:00
1900-04-08 07:00
1900-04-08 08:00
1900-04-08 09:00
1900-04-08 10:00
1900-04-08 11:00
1900-04-08 12:00
1900-04-08 13:00
1900-04-08 14:00
1900-04-08 15:00
1900-04-08 16:00
1900-04-08 17:00
1900-04-08 18:00
1900-04-08 19:00
1900-04-08 20:00
1900-04-08 21:00
1900-04-08 22:00
1900-04-08 23:00
1900-04-09
1900-04-09 01:00
1900-04-09 02:00
1900-04-09 03:00
1900-04-09 04:00
1900-04-09 05:00
1900-04-09 06:00
1900-04-09 07:00
1900-04-09 08:00
1900-04-09 09:00
1900-04-09 10:00
1900-04-09 11:00
1900-04-09 12:00
1900-04-09 13:00
1900-04-09 14:00
1900-04-09 15:00
1900-04-09 16:00
1900-04-09 17:00
1900-04-09 18:00
1900-04-09 19:00
1900-04-09 20:00
1900-04-09 21:00
1900-04-09 22:00
1900-04-09 23:00
1900-04-10
1900-04-10 01:00
1900-04-10 02:00
1900-04-10 03:00
1900-04-10 04:00
1900-04-10 05:00
1900-04-10 06:00
1900-04-10 07:00
1900-04-10 08:00
1900-04-10 09:00
1900-04-10 10:00
1900-04-10 11:00
1900-04-10 12:00
1900-04-10 13:00
1900-04-10 14:00
1900-04-10 15:00
1900-04-10 16:00
1900-04-10 17:00
1900-04-10 18:00
1900-04-10 19:00
1900-04-10 20:00
1900-04-10 21:00
1900-04-10 22:00
1900-04-10 23:00
1900-04-11
1900-04-11 01:00
1900-04-11 02:00
1900-04-11 03:00
1900-04-11 04:00
1900-04-11 05:00
1900-04-11 06:00
1900-04-11 07:00
1900-04-11 08:00
1900-04-11 09:00
1900-04-11 10:00
1900-04-11 11:00
1900-04-11 12:00
1900-04-11 13:00
1900-04-11 14:00
1900-04-11 15:00
1900-04-11 16:00
1900-04-11 17:00
1900-04-11 18:00
1900-04-11 19:00
1900-04-11 20:00
1900-04-11 21:00
1900-04-11 22:00
1900-04-11 23:00
1900-04-12
1900-04-12 01:00
1900-04-12 02:00
1900-04-12 03:00
1900-04-12 04:00
1900-04-12 05:00
1900-04-12 06:00
1900-04-12 07:00
1900-04-12 08:00
1900-04-12 09:00
1900-04-12 10:00
1900-04-12 11:00
1900-04-12 12:00
1900-04-12 13:00
1900-04-12 14:00
1900-04-12 15:00
1900-04-12 16:00
1900-04-12 17:00
1900-04-12 18:00
1900-04-12 19:00
1900-04-12 20:00
1900-04-12 21:00
1900-04-12 22:00
1900-04-12 23:00
1900-04-13
1900-04-13 01:00
1900-04-13 02:00
1900-04-13 03:00
1900-04-13 04:00
1900-04-13 05:00
1900-04-13 06:00
1900-04-13 07:00
1900-04-13 08:00
1900-04-13 09:00
1900-04-13 10:00
1900-04-13 11:00
1900-04-13 12:00
1900-04-13 13:00
1900-04-13 14:00
1900-04-13 15:00
1900-04-13 16:00
1900-04-13 17:00
1900-04-13 18:00
1900-04-13 19:00
1900-04-13 20:00
1900-04-13 21:00
1900-04-13 22:00
1900-04-13 23:00
1900-04-14
1900-04-14 01:00
1900-04-14 02:00
1900-04-14 03:00
1900-04-14 04:00
1900-04-14 05:00
1900-04-14 06:00
1900-04-14 07:00
1900-04-14 08:00
1900-04-14 09:00
1900-04-14 10:00
1900-04-14 11:00
1900-04-14 12:00
1900-04-14 13:00
1900-04-14 14:00
1900-04-14 15:00
1900-04-14 16:00
1900-04-14 17:00
1900-04-14 18:00
1900-04-14 19:00
1900-04-14 20:00
1900-04-14 21:00
1900-04-14 22:00
1900-04-14 23:00
1900-04-15
1900-04-15 01:00
1900-04-15 02:00
1900-04-15 03:00
1900-04-15 04:00
1900-04-15 05:00
1900-04-15 06:00
1900-04-15 07:00
1900-04-15 08:00
1900-04-15 09:00
1900-04-15 10:00
1900-04-15 11:00
1900-04-15 12:00
1900-04-15 13:00
1900-04-15 14:00
1900-04-15 15:00
1900-04-15 16:00
1900-04-15 17:00
1900-04-15 18:00
1900-04-15 19:00
1900-04-15 20:00
1900-04-15 21:00
1900-04-15 22:00
1900-04-15 23:00
1900-04-16
1900-04-16 01:00
1900-04-16 02:00
1900-04-16 03:00
1900-04-16 04:00
1900-04-16 05:00
1900-04-16 06:00
1900-04-16 07:00
1900-04-16 08:00
1900-04-16 09:00
1900-04-16 10:00
1900-04-16 11:00
1900-04-16 12:00
1900-04-16 13:00
1900-04-16 14:00
1900-04-16 15:00
1900-04-16 16:00
1900-04-16 17:00
1900-04-16 18:00
1900-04-16 19:00
1900-04-16 20:00
1900-04-16 21:00
1900-04-16 22:00
1900-04-16 23:00
1900-04-17
1900-04-17 01:00
1900-04-17 02:00
1900-04-17 03:00
1900-04-17 04:00
1900-04-17 05:00
1900-04-17 06:00
1900-04-17 07:00
1900-04-17 08:00
1900-04-17 09:00
1900-04-17 10:00
1900-04-17 11:00
1900-04-17 12:00
1900-04-17 13:00
1900-04-17 14:00
1900-04-17 15:00
1900-04-17 16:00
1900-04-17 17:00
1900-04-17 18:00
1900-04-17 19:00
1900-04-17 20:00
1900-04-17 21:00
1900-04-17 22:00
1900-04-17 23:00
1900-04-18
1900-04-18 01:00
1900-04-18 02:00
1900-04-18 03:00
1900-04-18 04:00
1900-04-18 05:00
1900-04-18 06:00
1900-04-18 07:00
1900-04-18 08:00
1900-04-18 09:00
1900-04-18 10:00
1900-04-18 11:00
1900-04-18 12:00
1900-04-18 13:00
1900-04-18 14:00
1900-04-18 15:00
1900-04-18 16:00
1900-04-18 17:00
1900-04-18 18:00
1900-04-18 19:00
1900-04-18 20:00
1900-04-18 21:00
1900-04-18 22:00
1900-04-18 23:00
1900-04-19
1900-04-19 01:00
1900-04-19 02:00
1900-04-19 03:00
1900-04-19 04:00
1900-04-19 05:00
1900-04-19 06:00
1900-04-19 07:00
1900-04-19 08:00
1900-04-19 09:00
1900-04-19 10:00
1900-04-19 11:00
1900-04-19 12:00
1900-04-19 13:00
1900-04-19 14:00
1900-04-19 15:00
1900-04-19 16:00
1900-04-19 17:00
1900-04-19 18:00
1900-04-19 19:00
1900-04-19 20:00
1900-04-19 21:00
1900-04-19 22:00
1900-04-19 23:00
1900-04-20
1900-04-20 01:00
1900-04-20 02:00
1900-04-20 03:00
1900-04-20 04:00
1900-04-20 05:00
1900-04-20 06:00
1900-04-20 07:00
1900-04-20 08:00
1900-04-20 09:00
1900-04-20 10:00
1900-04-20 11:00
1900-04-20 12:00
1900-04-20 13:00
1900-04-20 14:00
1900-04-20 15:00
1900-04-20 16:00
1900-04-20 17:00
1900-04-20 18:00
1900-04-20 19:00
1900-04-20 20:00
1900-04-20 21:00
1900-04-20 22:00
1900-04-20 23:00
1900-04-21
1900-04-21 01:00
1900-04-21 02:00
1900-04-21 03:00
1900-04-21 04:00
1900-04-21 05:00
1900-04-21 06:00
1900-04-21 07:00
1900-04-21 08:00
1900-04-21 09:00
1900-04-21 10:00
1900-04-21 11:00
1900-04-21 12:00
1900-04-21 13:00
1900-04-21 14:00
1900-04-21 15:00
1900-04-21 16:00
1900-04-21 17:00
1900-04-21 18:00
1900-04-21 19:00
1900-04-21 20:00
1900-04-21 21:00
1900-04-21 22:00
1900-04-21 23:00
1900-04-22
1900-04-22 01:00
1900-04-22 02:00
1900-04-22 03:00
1900-04-22 04:00
1900-04-22 05:00
1900-04-22 06:00
1900-04-22 07:00
1900-04-22 08:00
1900-04-22 09:00
1900-04-22 10:00
1900-04-22 11:00
1900-04-22 12:00
1900-04-22 13:00
1900-04-22 14:00
1900-04-22 15:00
1900-04-22 16:00
1900-04-22 17:00
1900-04-22 18:00
1900-04-22 19:00
1900-04-22 20:00
1900-04-22 21:00
1900-04-22 22:00
1900-04-22 23:00
1900-04-23
1900-04-23 01:00
1900-04-23 02:00
1900-04-23 03:00
1900-04-23 04:00
1900-04-23 05:00
1900-04-23 06:00
1900-04-23 07:00
1900-04-23 08:00
1900-04-23 09:00
1900-04-23 10:00
1900-04-23 11:00
1900-04-23 12:00
1900-04-23 13:00
1900-04-23 14:00
1900-04-23 15:00
1900-04-23 16:00
1900-04-23 17:00
1900-04-23 18:00
1900-04-23 19:00
1900-04-23 20:00
1900-04-23 21:00
1900-04-23 22:00
1900-04-23 23:00
1900-04-24
1900-04-24 01:00
1900-04-24 02:00
1900-04-24 03:00
1900-04-24 04:00
1900-04-24 05:00
1900-04-24 06:00
1900-04-24 07:00
1900-04-24 08:00
1900-04-24 09:00
1900-04-24 10:00
1900-04-24 11:00
1900-04-24 12:00
1900-04-24 13:00
1900-04-24 14:00
1900-04-24 15:00
1900-04-24 16:00
1900-04-24 17:00
1900-04-24 18:00
1900-04-24 19:00
1900-04-24 20:00
1900-04-24 21:00
1900-04-24 22:00
1900-04-24 23:00
1900-04-25
1900-04-25 01:00
1900-04-25 02:00
1900-04-25 03:00
1900-04-25 04:00
1900-04-25 05:00
1900-04-25 06:00
1900-04-25 07:00
1900-04-25 08:00
1900-04-25 09:00
1900-04-25 10:00
1900-04-25 11:00
1900-04-25 12:00
1900-04-25 13:00
1900-04-25 14:00
1900-04-25 15:00
1900-04-25 16:00
1900-04-25 17:00
1900-04-25 18:00
1900-04-25 19:00
1900-04-25 20:00
1900-04-25 21:00
1900-04-25 22:00
1900-04-25 23:00
1900-04-26
1900-04-26 01:00
1900-04-26 02:00
1900-04-26 03:00
1900-04-26 04:00
1900-04-26 05:00
1900-04-26 06:00
1900-04-26 07:00
1900-04-26 08:00
1900-04-26 09:00
1900-04-26 10:00
1900-04-26 11:00
1900-04-26 12:00
1900-04-26 13:00
1900-04-26 14:00
1900-04-26 15:00
1900-04-26 16:00
1900-04-26 17:00
1900-04-26 18:00
1900-04-26 19:00
1900-04-26 20:00
1900-04-26 21:00
1900-04-26 22:00
1900-04-26 23:00
1900-04-27
1900-04-27 01:00
1900-04-27 02:00
1900-04-27 03:00
1900-04-27 04:00
1900-04-27 05:00
1900-04-27 06:00
1900-04-27 07:00
1900-04-27 08:00
1900-04-27 09:00
1900-04-27 10:00
1900-04-27 11:00
1900-04-27 12:00
1900-04-27 13:00
1900-04-27 14:00
1900-04-27 15:00
1900-04-27 16:00
1900-04-27 17:00
1900-04-27 18:00
1900-04-27 19:00
1900-04-27 20:00
1900-04-27 21:00
1900-04-27 22:00
1900-04-27 23:00
1900-04-28
1900-04-28 01:00
1900-04-28 02:00
1900-04-28 03:00
1900-04-28 04:00
1900-04-28 05:00
1900-04-28 06:00
1900-04-28 07:00
1900-04-28 08:00
1900-04-28 09:00
1900-04-28 10:00
1900-04-28 11:00
1900-04-28 12:00
1900-04-28 13:00
1900-04-28 14:00
1900-04-28 15:00
1900-04-28 16:00
1900-04-28 17:00
1900-04-28 18:00
1900-04-28 19:00
1900-04-28 20:00
1900-04-28 21:00
1900-04-28 22:00
1900-04-28 23:00
1900-04-29
1900-04-29 01:00
1900-04-29 02:00
1900-04-29 03:00
1900-04-29 04:00
1900-04-29 05:00
1900-04-29 06:00
1900-04-29 07:00
1900-04-29 08:00
1900-04-29 09:00
1900-04-29 10:00
1900-04-29 11:00
1900-04-29 12:00
1900-04-29 13:00
1900-04-29 14:00
1900-04-29 15:00
1900-04-29 16:00
1900-04-29 17:00
1900-04-29 18:00
1900-04-29 19:00
1900-04-29 20:00
1900-04-29 21:00
1900-04-29 22:00
1900-04-29 23:00
1900-04-30
1900-04-30 01:00
1900-04-30 02:00
1900-04-30 03:00
1900-04-30 04:00
1900-04-30 05:00
1900-04-30 06:00
1900-04-30 07:00
1900-04-30 08:00
1900-04-30 09:00
1900-04-30 10:00
1900-04-30 11:00
1900-04-30 12:00
1900-04-30 13:00
1900-04-30 14:00
1900-04-30 15:00
1900-04-30 16:00
1900-04-30 17:00
1900-04-30 18:00
1900-04-30 19:00
1900-04-30 20:00
1900-04-30 21:00
1900-04-30 22:00
1900-04-30 23:00
1900-05-01
1900-05-01 01:00
1900-05-01 02:00
1900-05-01 03:00
1900-05-01 04:00
1900-05-01 05:00
1900-05-01 06:00
1900-05-01 07:00
1900-05-01 08:00
1900-05-01 09:00
1900-05-01 10:00
1900-05-01 11:00
1900-05-01 12:00
1900-05-01 13:00
1900-05-01 14:00
1900-05-01 15:00
1900-05-01 16:00
1900-05-01 17:00
1900-05-01 18:00
1900-05-01 19:00
1900-05-01 20:00
1900-05-01 21:00
1900-05-01 22:00
1900-05-01 23:00
1900-05-02
1900-05-02 01:00
1900-05-02 02:00
1900-05-02 03:00
1900-05-02 04:00
1900-05-02 05:00
1900-05-02 06:00
1900-05-02 07:00
1900-05-02 08:00
1900-05-02 09:00
1900-05-02 10:00
1900-05-02 11:00
1900-05-02 12:00
1900-05-02 13:00
1900-05-02 14:00
1900-05-02 15:00
1900-05-02 16:00
1900-05-02 17:00
1900-05-02 18:00
1900-05-02 19:00
1900-05-02 20:00
1900-05-02 21:00
1900-05-02 22:00
1900-05-02 23:00
1900-05-03
1900-05-03 01:00
1900-05-03 02:00
1900-05-03 03:00
1900-05-03 04:00
1900-05-03 05:00
1900-05-03 06:00
1900-05-03 07:00
1900-05-03 08:00
1900-05-03 09:00
1900-05-03 10:00
1900-05-03 11:00
1900-05-03 12:00
1900-05-03 13:00
1900-05-03 14:00
1900-05-03 15:00
1900-05-03 16:00
1900-05-03 17:00
1900-05-03 18:00
1900-05-03 19:00
1900-05-03 20:00
1900-05-03 21:00
1900-05-03 22:00
1900-05-03 23:00
1900-05-04
1900-05-04 01:00
1900-05-04 02:00
1900-05-04 03:00
1900-05-04 04:00
1900-05-04 05:00
1900-05-04 06:00
1900-05-04 07:00
1900-05-04 08:00
1900-05-04 09:00
1900-05-04 10:00
1900-05-04 11:00
1900-05-04 12:00
1900-05-04 13:00
1900-05-04 14:00
1900-05-04 15:00
1900-05-04 16:00
1900-05-04 17:00
1900-05-04 18:00
1900-05-04 19:00
1900-05-04 20:00
1900-05-04 21:00
1900-05-04 22:00
1900-05-04 23:00
1900-05-05
1900-05-05 01:00
1900-05-05 02:00
1900-05-05 03:00
1900-05-05 04:00
1900-05-05 05:00
1900-05-05 06:00
1900-05-05 07:00
1900-05-05 08:00
1900-05-05 09:00
1900-05-05 10:00
1900-05-05 11:00
1900-05-05 12:00
1900-05-05 13:00
1900-05-05 14:00
1900-05-05 15:00
1900-05-05 16:00
1900-05-05 17:00
1900-05-05 18:00
1900-05-05 19:00
1900-05-05 20:00
1900-05-05 21:00
1900-05-05 22:00
1900-05-05 23:00
1900-05-06
1900-05-06 01:00
1900-05-06 02:00
1900-05-06 03:00
1900-05-06 04:00
1900-05-06 05:00
1900-05-06 06:00
1900-05-06 07:00
1900-05-06 08:00
1900-05-06 09:00
1900-05-06 10:00
1900-05-06 11:00
1900-05-06 12:00
1900-05-06 13:00
1900-05-06 14:00
1900-05-06 15:00
1900-05-06 16:00
1900-05-06 17:00
1900-05-06 18:00
1900-05-06 19:00
1900-05-06 20:00
1900-05-06 21:00
1900-05-06 22:00
1900-05-06 23:00
1900-05-07
1900-05-07 01:00
1900-05-07 02:00
1900-05-07 03:00
1900-05-07 04:00
1900-05-07 05:00
1900-05-07 06:00
1900-05-07 07:00
1900-05-07 08:00
1900-05-07 09:00
1900-05-07 10:00
1900-05-07 11:00
1900-05-07 12:00
1900-05-07 13:00
1900-05-07 14:00
1900-05-07 15:00
1900-05-07 16:00
1900-05-07 17:00
1900-05-07 18:00
1900-05-07 19:00
1900-05-07 20:00
1900-05-07 21:00
1900-05-07 22:00
1900-05-07 23:00
1900-05-08
1900-05-08 01:00
1900-05-08 02:00
1900-05-08 03:00
1900-05-08 04:00
1900-05-08 05:00
1900-05-08 06:00
1900-05-08 07:00
1900-05-08 08:00
1900-05-08 09:00
1900-05-08 10:00
1900-05-08 11:00
1900-05-08 12:00
1900-05-08 13:00
1900-05-08 14:00
1900-05-08 15:00
1900-05-08 16:00
1900-05-08 17:00
1900-05-08 18:00
1900-05-08 19:00
1900-05-08 20:00
1900-05-08 21:00
1900-05-08 22:00
1900-05-08 23:00
1900-05-09
1900-05-09 01:00
1900-05-09 02:00
1900-05-09 03:00
1900-05-09 04:00
1900-05-09 05:00
1900-05-09 06:00
1900-05-09 07:00
1900-05-09 08:00
1900-05-09 09:00
1900-05-09 10:00
1900-05-09 11:00
1900-05-09 12:00
1900-05-09 13:00
1900-05-09 14:00
1900-05-09 15:00
1900-05-09 16:00
1900-05-09 17:00
1900-05-09 18:00
1900-05-09 19:00
1900-05-09 20:00
1900-05-09 21:00
1900-05-09 22:00
1900-05-09 23:00
1900-05-10
1900-05-10 01:00
1900-05-10 02:00
1900-05-10 03:00
1900-05-10 04:00
1900-05-10 05:00
1900-05-10 06:00
1900-05-10 07:00
1900-05-10 08:00
1900-05-10 09:00
1900-05-10 10:00
1900-05-10 11:00
1900-05-10 12:00
1900-05-10 13:00
1900-05-10 14:00
1900-05-10 15:00
1900-05-10 16:00
1900-05-10 17:00
1900-05-10 18:00
1900-05-10 19:00
1900-05-10 20:00
1900-05-10 21:00
1900-05-10 22:00
1900-05-10 23:00
1900-05-11
1900-05-11 01:00
1900-05-11 02:00
1900-05-11 03:00
1900-05-11 04:00
1900-05-11 05:00
1900-05-11 06:00
1900-05-11 07:00
1900-05-11 08:00
1900-05-11 09:00
1900-05-11 10:00
1900-05-11 11:00
1900-05-11 12:00
1900-05-11 13:00
1900-05-11 14:00
1900-05-11 15:00
1900-05-11 16:00
1900-05-11 17:00
1900-05-11 18:00
1900-05-11 19:00
1900-05-11 20:00
1900-05-11 21:00
1900-05-11 22:00
1900-05-11 23:00
1900-05-12
1900-05-12 01:00
1900-05-12 02:00
1900-05-12 03:00
1900-05-12 04:00
1900-05-12 05:00
1900-05-12 06:00
1900-05-12 07:00
1900-05-12 08:00
1900-05-12 09:00
1900-05-12 10:00
1900-05-12 11:00
1900-05-12 12:00
1900-05-12 13:00
1900-05-12 14:00
1900-05-12 15:00
1900-05-12 16:00
1900-05-12 17:00
1900-05-12 18:00
1900-05-12 19:00
1900-05-12 20:00
1900-05-12 21:00
1900-05-12 22:00
1900-05-12 23:00
1900-05-13
1900-05-13 01:00
1900-05-13 02:00
1900-05-13 03:00
1900-05-13 04:00
1900-05-13 05:00
1900-05-13 06:00
1900-05-13 07:00
1900-05-13 08:00
1900-05-13 09:00
1900-05-13 10:00
1900-05-13 11:00
1900-05-13 12:00
1900-05-13 13:00
1900-05-13 14:00
1900-05-13 15:00
1900-05-13 16:00
1900-05-13 17:00
1900-05-13 18:00
1900-05-13 19:00
1900-05-13 20:00
1900-05-13 21:00
1900-05-13 22:00
1900-05-13 23:00
1900-05-14
1900-05-14 01:00
1900-05-14 02:00
1900-05-14 03:00
1900-05-14 04:00
1900-05-14 05:00
1900-05-14 06:00
1900-05-14 07:00
1900-05-14 08:00
1900-05-14 09:00
1900-05-14 10:00
1900-05-14 11:00
1900-05-14 12:00
1900-05-14 13:00
1900-05-14 14:00
1900-05-14 15:00
1900-05-14 16:00
1900-05-14 17:00
1900-05-14 18:00
1900-05-14 19:00
1900-05-14 20:00
1900-05-14 21:00
1900-05-14 22:00
1900-05-14 23:00
1900-05-15
1900-05-15 01:00
1900-05-15 02:00
1900-05-15 03:00
1900-05-15 04:00
1900-05-15 05:00
1900-05-15 06:00
1900-05-15 07:00
1900-05-15 08:00
1900-05-15 09:00
1900-05-15 10:00
1900-05-15 11:00
1900-05-15 12:00
1900-05-15 13:00
1900-05-15 14:00
1900-05-15 15:00
1900-05-15 16:00
1900-05-15 17:00
1900-05-15 18:00
1900-05-15 19:00
1900-05-15 20:00
1900-05-15 21:00
1900-05-15 22:00
1900-05-15 23:00
1900-05-16
1900-05-16 01:00
1900-05-16 02:00
1900-05-16 03:00
1900-05-16 04:00
1900-05-16 05:00
1900-05-16 06:00
1900-05-16 07:00
1900-05-16 08:00
1900-05-16 09:00
1900-05-16 10:00
1900-05-16 11:00
1900-05-16 12:00
1900-05-16 13:00
1900-05-16 14:00
1900-05-16 15:00
1900-05-16 16:00
1900-05-16 17:00
1900-05-16 18:00
1900-05-16 19:00
1900-05-16 20:00
1900-05-16 21:00
1900-05-16 22:00
1900-05-16 23:00
1900-05-17
1900-05-17 01:00
1900-05-17 02:00
1900-05-17 03:00
1900-05-17 04:00
1900-05-17 05:00
1900-05-17 06:00
1900-05-17 07:00
1900-05-17 08:00
1900-05-17 09:00
1900-05-17 10:00
1900-05-17 11:00
1900-05-17 12:00
1900-05-17 13:00
1900-05-17 14:00
1900-05-17 15:00
1900-05-17 16:00
1900-05-17 17:00
1900-05-17 18:00
1900-05-17 19:00
1900-05-17 20:00
1900-05-17 21:00
1900-05-17 22:00
1900-05-17 23:00
1900-05-18
1900-05-18 01:00
1900-05-18 02:00
1900-05-18 03:00
1900-05-18 04:00
1900-05-18 05:00
1900-05-18 06:00
1900-05-18 07:00
1900-05-18 08:00
1900-05-18 09:00
1900-05-18 10:00
1900-05-18 11:00
1900-05-18 12:00
1900-05-18 13:00
1900-05-18 14:00
1900-05-18 15:00
1900-05-18 16:00
1900-05-18 17:00
1900-05-18 18:00
1900-05-18 19:00
1900-05-18 20:00
1900-05-18 21:00
1900-05-18 22:00
1900-05-18 23:00
1900-05-19
1900-05-19 01:00
1900-05-19 02:00
1900-05-19 03:00
1900-05-19 04:00
1900-05-19 05:00
1900-05-19 06:00
1900-05-19 07:00
1900-05-19 08:00
1900-05-19 09:00
1900-05-19 10:00
1900-05-19 11:00
1900-05-19 12:00
1900-05-19 13:00
1900-05-19 14:00
1900-05-19 15:00
1900-05-19 16:00
1900-05-19 17:00
1900-05-19 18:00
1900-05-19 19:00
1900-05-19 20:00
1900-05-19 21:00
1900-05-19 22:00
1900-05-19 23:00
1900-05-20
1900-05-20 01:00
1900-05-20 02:00
1900-05-20 03:00
1900-05-20 04:00
1900-05-20 05:00
1900-05-20 06:00
1900-05-20 07:00
1900-05-20 08:00
1900-05-20 09:00
1900-05-20 10:00
1900-05-20 11:00
1900-05-20 12:00
1900-05-20 13:00
1900-05-20 14:00
1900-05-20 15:00
1900-05-20 16:00
1900-05-20 17:00
1900-05-20 18:00
1900-05-20 19:00
1900-05-20 20:00
1900-05-20 21:00
1900-05-20 22:00
1900-05-20 23:00
1900-05-21
1900-05-21 01:00
1900-05-21 02:00
1900-05-21 03:00
1900-05-21 04:00
1900-05-21 05:00
1900-05-21 06:00
1900-05-21 07:00
1900-05-21 08:00
1900-05-21 09:00
1900-05-21 10:00
1900-05-21 11:00
1900-05-21 12:00
1900-05-21 13:00
1900-05-21 14:00
1900-05-21 15:00
1900-05-21 16:00
1900-05-21 17:00
1900-05-21 18:00
1900-05-21 19:00
1900-05-21 20:00
1900-05-21 21:00
1900-05-21 22:00
1900-05-21 23:00
1900-05-22
1900-05-22 01:00
1900-05-22 02:00
1900-05-22 03:00
1900-05-22 04:00
1900-05-22 05:00
1900-05-22 06:00
1900-05-22 07:00
1900-05-22 08:00
1900-05-22 09:00
1900-05-22 10:00
1900-05-22 11:00
1900-05-22 12:00
1900-05-22 13:00
1900-05-22 14:00
1900-05-22 15:00
1900-05-22 16:00
1900-05-22 17:00
1900-05-22 18:00
1900-05-22 19:00
1900-05-22 20:00
1900-05-22 21:00
1900-05-22 22:00
1900-05-22 23:00
1900-05-23
1900-05-23 01:00
1900-05-23 02:00
1900-05-23 03:00
1900-05-23 04:00
1900-05-23 05:00
1900-05-23 06:00
1900-05-23 07:00
1900-05-23 08:00
1900-05-23 09:00
1900-05-23 10:00
1900-05-23 11:00
1900-05-23 12:00
1900-05-23 13:00
1900-05-23 14:00
1900-05-23 15:00
1900-05-23 16:00
1900-05-23 17:00
1900-05-23 18:00
1900-05-23 19:00
1900-05-23 20:00
1900-05-23 21:00
1900-05-23 22:00
1900-05-23 23:00
1900-05-24
1900-05-24 01:00
1900-05-24 02:00
1900-05-24 03:00
1900-05-24 04:00
1900-05-24 05:00
1900-05-24 06:00
1900-05-24 07:00
1900-05-24 08:00
1900-05-24 09:00
1900-05-24 10:00
1900-05-24 11:00
1900-05-24 12:00
1900-05-24 13:00
1900-05-24 14:00
1900-05-24 15:00
1900-05-24 16:00
1900-05-24 17:00
1900-05-24 18:00
1900-05-24 19:00
1900-05-24 20:00
1900-05-24 21:00
1900-05-24 22:00
1900-05-24 23:00
1900-05-25
1900-05-25 01:00
1900-05-25 02:00
1900-05-25 03:00
1900-05-25 04:00
1900-05-25 05:00
1900-05-25 06:00
1900-05-25 07:00
1900-05-25 08:00
1900-05-25 09:00
1900-05-25 10:00
1900-05-25 11:00
1900-05-25 12:00
1900-05-25 13:00
1900-05-25 14:00
1900-05-25 15:00
1900-05-25 16:00
1900-05-25 17:00
1900-05-25 18:00
1900-05-25 19:00
1900-05-25 20:00
1900-05-25 21:00
1900-05-25 22:00
1900-05-25 23:00
1900-05-26
1900-05-26 01:00
1900-05-26 02:00
1900-05-26 03:00
1900-05-26 04:00
1900-05-26 05:00
1900-05-26 06:00
1900-05-26 07:00
1900-05-26 08:00
1900-05-26 09:00
1900-05-26 10:00
1900-05-26 11:00
1900-05-26 12:00
1900-05-26 13:00
1900-05-26 14:00
1900-05-26 15:00
1900-05-26 16:00
1900-05-26 17:00
1900-05-26 18:00
1900-05-26 19:00
1900-05-26 20:00
1900-05-26 21:00
1900-05-26 22:00
1900-05-26 23:00
1900-05-27
1900-05-27 01:00
1900-05-27 02:00
1900-05-27 03:00
1900-05-27 04:00
1900-05-27 05:00
1900-05-27 06:00
1900-05-27 07:00
1900-05-27 08:00
1900-05-27 09:00
1900-05-27 10:00
1900-05-27 11:00
1900-05-27 12:00
1900-05-27 13:00
1900-05-27 14:00
1900-05-27 15:00
1900-05-27 16:00
1900-05-27 17:00
1900-05-27 18:00
1900-05-27 19:00
1900-05-27 20:00
1900-05-27 21:00
1900-05-27 22:00
1900-05-27 23:00
1900-05-28
1900-05-28 01:00
1900-05-28 02:00
1900-05-28 03:00
1900-05-28 04:00
1900-05-28 05:00
1900-05-28 06:00
1900-05-28 07:00
1900-05-28 08:00
1900-05-28 09:00
1900-05-28 10:00
1900-05-28 11:00
1900-05-28 12:00
1900-05-28 13:00
1900-05-28 14:00
1900-05-28 15:00
1900-05-28 16:00
1900-05-28 17:00
1900-05-28 18:00
1900-05-28 19:00
1900-05-28 20:00
1900-05-28 21:00
1900-05-28 22:00
1900-05-28 23:00
1900-05-29
1900-05-29 01:00
1900-05-29 02:00
1900-05-29 03:00
1900-05-29 04:00
1900-05-29 05:00
1900-05-29 06:00
1900-05-29 07:00
1900-05-29 08:00
1900-05-29 09:00
1900-05-29 10:00
1900-05-29 11:00
1900-05-29 12:00
1900-05-29 13:00
1900-05-29 14:00
1900-05-29 15:00
1900-05-29 16:00
1900-05-29 17:00
1900-05-29 18:00
1900-05-29 19:00
1900-05-29 20:00
1900-05-29 21:00
1900-05-29 22:00
1900-05-29 23:00
1900-05-30
1900-05-30 01:00
1900-05-30 02:00
1900-05-30 03:00
1900-05-30 04:00
1900-05-30 05:00
1900-05-30 06:00
1900-05-30 07:00
1900-05-30 08:00
1900-05-30 09:00
1900-05-30 10:00
1900-05-30 11:00
1900-05-30 12:00
1900-05-30 13:00
1900-05-30 14:00
1900-05-30 15:00
1900-05-30 16:00
1900-05-30 17:00
1900-05-30 18:00
1900-05-30 19:00
1900-05-30 20:00
1900-05-30 21:00
1900-05-30 22:00
1900-05-30 23:00
1900-05-31
1900-05-31 01:00
1900-05-31 02:00
1900-05-31 03:00
1900-05-31 04:00
1900-05-31 05:00
1900-05-31 06:00
1900-05-31 07:00
1900-05-31 08:00
1900-05-31 09:00
1900-05-31 10:00
1900-05-31 11:00
1900-05-31 12:00
1900-05-31 13:00
1900-05-31 14:00
1900-05-31 15:00
1900-05-31 16:00
1900-05-31 17:00
1900-05-31 18:00
1900-05-31 19:00
1900-05-31 20:00
1900-05-31 21:00
1900-05-31 22:00
1900-05-31 23:00
1900-06-01
1900-06-01 01:00
1900-06-01 02:00
1900-06-01 03:00
1900-06-01 04:00
1900-06-01 05:00
1900-06-01 06:00
1900-06-01 07:00
1900-06-01 08:00
1900-06-01 09:00
1900-06-01 10:00
1900-06-01 11:00
1900-06-01 12:00
1900-06-01 13:00
1900-06-01 14:00
1900-06-01 15:00
1900-06-01 16:00
1900-06-01 17:00
1900-06-01 18:00
1900-06-01 19:00
1900-06-01 20:00
1900-06-01 21:00
1900-06-01 22:00
1900-06-01 23:00
1900-06-02
1900-06-02 01:00
1900-06-02 02:00
1900-06-02 03:00
1900-06-02 04:00
1900-06-02 05:00
1900-06-02 06:00
1900-06-02 07:00
1900-06-02 08:00
1900-06-02 09:00
1900-06-02 10:00
1900-06-02 11:00
1900-06-02 12:00
1900-06-02 13:00
1900-06-02 14:00
1900-06-02 15:00
1900-06-02 16:00
1900-06-02 17:00
1900-06-02 18:00
1900-06-02 19:00
1900-06-02 20:00
1900-06-02 21:00
1900-06-02 22:00
1900-06-02 23:00
1900-06-03
1900-06-03 01:00
1900-06-03 02:00
1900-06-03 03:00
1900-06-03 04:00
1900-06-03 05:00
1900-06-03 06:00
1900-06-03 07:00
1900-06-03 08:00
1900-06-03 09:00
1900-06-03 10:00
1900-06-03 11:00
1900-06-03 12:00
1900-06-03 13:00
1900-06-03 14:00
1900-06-03 15:00
1900-06-03 16:00
1900-06-03 17:00
1900-06-03 18:00
1900-06-03 19:00
1900-06-03 20:00
1900-06-03 21:00
1900-06-03 22:00
1900-06-03 23:00
1900-06-04
1900-06-04 01:00
1900-06-04 02:00
1900-06-04 03:00
1900-06-04 04:00
1900-06-04 05:00
1900-06-04 06:00
1900-06-04 07:00
1900-06-04 08:00
1900-06-04 09:00
1900-06-04 10:00
1900-06-04 11:00
1900-06-04 12:00
1900-06-04 13:00
1900-06-04 14:00
1900-06-04 15:00
1900-06-04 16:00
1900-06-04 17:00
1900-06-04 18:00
1900-06-04 19:00
1900-06-04 20:00
1900-06-04 21:00
1900-06-04 22:00
1900-06-04 23:00
1900-06-05
1900-06-05 01:00
1900-06-05 02:00
1900-06-05 03:00
1900-06-05 04:00
1900-06-05 05:00
1900-06-05 06:00
1900-06-05 07:00
1900-06-05 08:00
1900-06-05 09:00
1900-06-05 10:00
1900-06-05 11:00
1900-06-05 12:00
1900-06-05 13:00
1900-06-05 14:00
1900-06-05 15:00
1900-06-05 16:00
1900-06-05 17:00
1900-06-05 18:00
1900-06-05 19:00
1900-06-05 20:00
1900-06-05 21:00
1900-06-05 22:00
1900-06-05 23:00
1900-06-06
1900-06-06 01:00
1900-06-06 02:00
1900-06-06 03:00
1900-06-06 04:00
1900-06-06 05:00
1900-06-06 06:00
1900-06-06 07:00
1900-06-06 08:00
1900-06-06 09:00
1900-06-06 10:00
1900-06-06 11:00
1900-06-06 12:00
1900-06-06 13:00
1900-06-06 14:00
1900-06-06 15:00
1900-06-06 16:00
1900-06-06 17:00
1900-06-06 18:00
1900-06-06 19:00
1900-06-06 20:00
1900-06-06 21:00
1900-06-06 22:00
1900-06-06 23:00
1900-06-07
1900-06-07 01:00
1900-06-07 02:00
1900-06-07 03:00
1900-06-07 04:00
1900-06-07 05:00
1900-06-07 06:00
1900-06-07 07:00
1900-06-07 08:00
1900-06-07 09:00
1900-06-07 10:00
1900-06-07 11:00
1900-06-07 12:00
1900-06-07 13:00
1900-06-07 14:00
1900-06-07 15:00
1900-06-07 16:00
1900-06-07 17:00
1900-06-07 18:00
1900-06-07 19:00
1900-06-07 20:00
1900-06-07 21:00
1900-06-07 22:00
1900-06-07 23:00
1900-06-08
1900-06-08 01:00
1900-06-08 02:00
1900-06-08 03:00
1900-06-08 04:00
1900-06-08 05:00
1900-06-08 06:00
1900-06-08 07:00
1900-06-08 08:00
1900-06-08 09:00
1900-06-08 10:00
1900-06-08 11:00
1900-06-08 12:00
1900-06-08 13:00
1900-06-08 14:00
1900-06-08 15:00
1900-06-08 16:00
1900-06-08 17:00
1900-06-08 18:00
1900-06-08 19:00
1900-06-08 20:00
1900-06-08 21:00
1900-06-08 22:00
1900-06-08 23:00
1900-06-09
1900-06-09 01:00
1900-06-09 02:00
1900-06-09 03:00
1900-06-09 04:00
1900-06-09 05:00
1900-06-09 06:00
1900-06-09 07:00
1900-06-09 08:00
1900-06-09 09:00
1900-06-09 10:00
1900-06-09 11:00
1900-06-09 12:00
1900-06-09 13:00
1900-06-09 14:00
1900-06-09 15:00
1900-06-09 16:00
1900-06-09 17:00
1900-06-09 18:00
1900-06-09 19:00
1900-06-09 20:00
1900-06-09 21:00
1900-06-09 22:00
1900-06-09 23:00
1900-06-10
1900-06-10 01:00
1900-06-10 02:00
1900-06-10 03:00
1900-06-10 04:00
1900-06-10 05:00
1900-06-10 06:00
1900-06-10 07:00
1900-06-10 08:00
1900-06-10 09:00
1900-06-10 10:00
1900-06-10 11:00
1900-06-10 12:00
1900-06-10 13:00
1900-06-10 14:00
1900-06-10 15:00
1900-06-10 16:00
1900-06-10 17:00
1900-06-10 18:00
1900-06-10 19:00
1900-06-10 20:00
1900-06-10 21:00
1900-06-10 22:00
1900-06-10 23:00
1900-06-11
1900-06-11 01:00
1900-06-11 02:00
1900-06-11 03:00
1900-06-11 04:00
1900-06-11 05:00
1900-06-11 06:00
1900-06-11 07:00
1900-06-11 08:00
1900-06-11 09:00
1900-06-11 10:00
1900-06-11 11:00
1900-06-11 12:00
1900-06-11 13:00
1900-06-11 14:00
1900-06-11 15:00
1900-06-11 16:00
1900-06-11 17:00
1900-06-11 18:00
1900-06-11 19:00
1900-06-11 20:00
1900-06-11 21:00
1900-06-11 22:00
1900-06-11 23:00
1900-06-12
1900-06-12 01:00
1900-06-12 02:00
1900-06-12 03:00
1900-06-12 04:00
1900-06-12 05:00
1900-06-12 06:00
1900-06-12 07:00
1900-06-12 08:00
1900-06-12 09:00
1900-06-12 10:00
1900-06-12 11:00
1900-06-12 12:00
1900-06-12 13:00
1900-06-12 14:00
1900-06-12 15:00
1900-06-12 16:00
1900-06-12 17:00
1900-06-12 18:00
1900-06-12 19:00
1900-06-12 20:00
1900-06-12 21:00
1900-06-12 22:00
1900-06-12 23:00
1900-06-13
1900-06-13 01:00
1900-06-13 02:00
1900-06-13 03:00
1900-06-13 04:00
1900-06-13 05:00
1900-06-13 06:00
1900-06-13 07:00
1900-06-13 08:00
1900-06-13 09:00
1900-06-13 10:00
1900-06-13 11:00
1900-06-13 12:00
1900-06-13 13:00
1900-06-13 14:00
1900-06-13 15:00
1900-06-13 16:00
1900-06-13 17:00
1900-06-13 18:00
1900-06-13 19:00
1900-06-13 20:00
1900-06-13 21:00
1900-06-13 22:00
1900-06-13 23:00
1900-06-14
1900-06-14 01:00
1900-06-14 02:00
1900-06-14 03:00
1900-06-14 04:00
1900-06-14 05:00
1900-06-14 06:00
1900-06-14 07:00
1900-06-14 08:00
1900-06-14 09:00
1900-06-14 10:00
1900-06-14 11:00
1900-06-14 12:00
1900-06-14 13:00
1900-06-14 14:00
1900-06-14 15:00
1900-06-14 16:00
1900-06-14 17:00
1900-06-14 18:00
1900-06-14 19:00
1900-06-14 20:00
1900-06-14 21:00
1900-06-14 22:00
1900-06-14 23:00
1900-06-15
1900-06-15 01:00
1900-06-15 02:00
1900-06-15 03:00
1900-06-15 04:00
1900-06-15 05:00
1900-06-15 06:00
1900-06-15 07:00
1900-06-15 08:00
1900-06-15 09:00
1900-06-15 10:00
1900-06-15 11:00
1900-06-15 12:00
1900-06-15 13:00
1900-06-15 14:00
1900-06-15 15:00
1900-06-15 16:00
1900-06-15 17:00
1900-06-15 18:00
1900-06-15 19:00
1900-06-15 20:00
1900-06-15 21:00
1900-06-15 22:00
1900-06-15 23:00
1900-06-16
1900-06-16 01:00
1900-06-16 02:00
1900-06-16 03:00
1900-06-16 04:00
1900-06-16 05:00
1900-06-16 06:00
1900-06-16 07:00
1900-06-16 08:00
1900-06-16 09:00
1900-06-16 10:00
1900-06-16 11:00
1900-06-16 12:00
1900-06-16 13:00
1900-06-16 14:00
1900-06-16 15:00
1900-06-16 16:00
1900-06-16 17:00
1900-06-16 18:00
1900-06-16 19:00
1900-06-16 20:00
1900-06-16 21:00
1900-06-16 22:00
1900-06-16 23:00
1900-06-17
1900-06-17 01:00
1900-06-17 02:00
1900-06-17 03:00
1900-06-17 04:00
1900-06-17 05:00
1900-06-17 06:00
1900-06-17 07:00
1900-06-17 08:00
1900-06-17 09:00
1900-06-17 10:00
1900-06-17 11:00
1900-06-17 12:00
1900-06-17 13:00
1900-06-17 14:00
1900-06-17 15:00
1900-06-17 16:00
1900-06-17 17:00
1900-06-17 18:00
1900-06-17 19:00
1900-06-17 20:00
1900-06-17 21:00
1900-06-17 22:00
1900-06-17 23:00
1900-06-18
1900-06-18 01:00
1900-06-18 02:00
1900-06-18 03:00
1900-06-18 04:00
1900-06-18 05:00
1900-06-18 06:00
1900-06-18 07:00
1900-06-18 08:00
1900-06-18 09:00
1900-06-18 10:00
1900-06-18 11:00
1900-06-18 12:00
1900-06-18 13:00
1900-06-18 14:00
1900-06-18 15:00
1900-06-18 16:00
1900-06-18 17:00
1900-06-18 18:00
1900-06-18 19:00
1900-06-18 20:00
1900-06-18 21:00
1900-06-18 22:00
1900-06-18 23:00
1900-06-19
1900-06-19 01:00
1900-06-19 02:00
1900-06-19 03:00
1900-06-19 04:00
1900-06-19 05:00
1900-06-19 06:00
1900-06-19 07:00
1900-06-19 08:00
1900-06-19 09:00
1900-06-19 10:00
1900-06-19 11:00
1900-06-19 12:00
1900-06-19 13:00
1900-06-19 14:00
1900-06-19 15:00
1900-06-19 16:00
1900-06-19 17:00
1900-06-19 18:00
1900-06-19 19:00
1900-06-19 20:00
1900-06-19 21:00
1900-06-19 22:00
1900-06-19 23:00
1900-06-20
1900-06-20 01:00
1900-06-20 02:00
1900-06-20 03:00
1900-06-20 04:00
1900-06-20 05:00
1900-06-20 06:00
1900-06-20 07:00
1900-06-20 08:00
1900-06-20 09:00
1900-06-20 10:00
1900-06-20 11:00
1900-06-20 12:00
1900-06-20 13:00
1900-06-20 14:00
1900-06-20 15:00
1900-06-20 16:00
1900-06-20 17:00
1900-06-20 18:00
1900-06-20 19:00
1900-06-20 20:00
1900-06-20 21:00
1900-06-20 22:00
1900-06-20 23:00
1900-06-21
1900-06-21 01:00
1900-06-21 02:00
1900-06-21 03:00
1900-06-21 04:00
1900-06-21 05:00
1900-06-21 06:00
1900-06-21 07:00
1900-06-21 08:00
1900-06-21 09:00
1900-06-21 10:00
1900-06-21 11:00
1900-06-21 12:00
1900-06-21 13:00
1900-06-21 14:00
1900-06-21 15:00
1900-06-21 16:00
1900-06-21 17:00
1900-06-21 18:00
1900-06-21 19:00
1900-06-21 20:00
1900-06-21 21:00
1900-06-21 22:00
1900-06-21 23:00
1900-06-22
1900-06-22 01:00
1900-06-22 02:00
1900-06-22 03:00
1900-06-22 04:00
1900-06-22 05:00
1900-06-22 06:00
1900-06-22 07:00
1900-06-22 08:00
1900-06-22 09:00
1900-06-22 10:00
1900-06-22 11:00
1900-06-22 12:00
1900-06-22 13:00
1900-06-22 14:00
1900-06-22 15:00
1900-06-22 16:00
1900-06-22 17:00
1900-06-22 18:00
1900-06-22 19:00
1900-06-22 20:00
1900-06-22 21:00
1900-06-22 22:00
1900-06-22 23:00
1900-06-23
1900-06-23 01:00
1900-06-23 02:00
1900-06-23 03:00
1900-06-23 04:00
1900-06-23 05:00
1900-06-23 06:00
1900-06-23 07:00
1900-06-23 08:00
1900-06-23 09:00
1900-06-23 10:00
1900-06-23 11:00
1900-06-23 12:00
1900-06-23 13:00
1900-06-23 14:00
1900-06-23 15:00
1900-06-23 16:00
1900-06-23 17:00
1900-06-23 18:00
1900-06-23 19:00
1900-06-23 20:00
1900-06-23 21:00
1900-06-23 22:00
1900-06-23 23:00
1900-06-24
1900-06-24 01:00
1900-06-24 02:00
1900-06-24 03:00
1900-06-24 04:00
1900-06-24 05:00
1900-06-24 06:00
1900-06-24 07:00
1900-06-24 08:00
1900-06-24 09:00
1900-06-24 10:00
1900-06-24 11:00
1900-06-24 12:00
1900-06-24 13:00
1900-06-24 14:00
1900-06-24 15:00
1900-06-24 16:00
1900-06-24 17:00
1900-06-24 18:00
1900-06-24 19:00
1900-06-24 20:00
1900-06-24 21:00
1900-06-24 22:00
1900-06-24 23:00
1900-06-25
1900-06-25 01:00
1900-06-25 02:00
1900-06-25 03:00
1900-06-25 04:00
1900-06-25 05:00
1900-06-25 06:00
1900-06-25 07:00
1900-06-25 08:00
1900-06-25 09:00
1900-06-25 10:00
1900-06-25 11:00
1900-06-25 12:00
1900-06-25 13:00
1900-06-25 14:00
1900-06-25 15:00
1900-06-25 16:00
1900-06-25 17:00
1900-06-25 18:00
1900-06-25 19:00
1900-06-25 20:00
1900-06-25 21:00
1900-06-25 22:00
1900-06-25 23:00
1900-06-26
1900-06-26 01:00
1900-06-26 02:00
1900-06-26 03:00
1900-06-26 04:00
1900-06-26 05:00
1900-06-26 06:00
1900-06-26 07:00
1900-06-26 08:00
1900-06-26 09:00
1900-06-26 10:00
1900-06-26 11:00
1900-06-26 12:00
1900-06-26 13:00
1900-06-26 14:00
1900-06-26 15:00
1900-06-26 16:00
1900-06-26 17:00
1900-06-26 18:00
1900-06-26 19:00
1900-06-26 20:00
1900-06-26 21:00
1900-06-26 22:00
1900-06-26 23:00
1900-06-27
1900-06-27 01:00
1900-06-27 02:00
1900-06-27 03:00
1900-06-27 04:00
1900-06-27 05:00
1900-06-27 06:00
1900-06-27 07:00
1900-06-27 08:00
1900-06-27 09:00
1900-06-27 10:00
1900-06-27 11:00
1900-06-27 12:00
1900-06-27 13:00
1900-06-27 14:00
1900-06-27 15:00
1900-06-27 16:00
1900-06-27 17:00
1900-06-27 18:00
1900-06-27 19:00
1900-06-27 20:00
1900-06-27 21:00
1900-06-27 22:00
1900-06-27 23:00
1900-06-28
1900-06-28 01:00
1900-06-28 02:00
1900-06-28 03:00
1900-06-28 04:00
1900-06-28 05:00
1900-06-28 06:00
1900-06-28 07:00
1900-06-28 08:00
1900-06-28 09:00
1900-06-28 10:00
1900-06-28 11:00
1900-06-28 12:00
1900-06-28 13:00
1900-06-28 14:00
1900-06-28 15:00
1900-06-28 16:00
1900-06-28 17:00
1900-06-28 18:00
1900-06-28 19:00
1900-06-28 20:00
1900-06-28 21:00
1900-06-28 22:00
1900-06-28 23:00
1900-06-29
1900-06-29 01:00
1900-06-29 02:00
1900-06-29 03:00
1900-06-29 04:00
1900-06-29 05:00
1900-06-29 06:00
1900-06-29 07:00
1900-06-29 08:00
1900-06-29 09:00
1900-06-29 10:00
1900-06-29 11:00
1900-06-29 12:00
1900-06-29 13:00
1900-06-29 14:00
1900-06-29 15:00
1900-06-29 16:00
1900-06-29 17:00
1900-06-29 18:00
1900-06-29 19:00
1900-06-29 20:00
1900-06-29 21:00
1900-06-29 22:00
1900-06-29 23:00
1900-06-30
1900-06-30 01:00
1900-06-30 02:00
1900-06-30 03:00
1900-06-30 04:00
1900-06-30 05:00
1900-06-30 06:00
1900-06-30 07:00
1900-06-30 08:00
1900-06-30 09:00
1900-06-30 10:00
1900-06-30 11:00
1900-06-30 12:00
1900-06-30 13:00
1900-06-30 14:00
1900-06-30 15:00
1900-06-30 16:00
1900-06-30 17:00
1900-06-30 18:00
1900-06-30 19:00
1900-06-30 20:00
1900-06-30 21:00
1900-06-30 22:00
1900-06-30 23:00
1900-07-01
1900-07-01 01:00
1900-07-01 02:00
1900-07-01 03:00
1900-07-01 04:00
1900-07-01 05:00
1900-07-01 06:00
1900-07-01 07:00
1900-07-01 08:00
1900-07-01 09:00
1900-07-01 10:00
1900-07-01 11:00
1900-07-01 12:00
1900-07-01 13:00
1900-07-01 14:00
1900-07-01 15:00
1900-07-01 16:00
1900-07-01 17:00
1900-07-01 18:00
1900-07-01 19:00
1900-07-01 20:00
1900-07-01 21:00
1900-07-01 22:00
1900-07-01 23:00
1900-07-02
1900-07-02 01:00
1900-07-02 02:00
1900-07-02 03:00
1900-07-02 04:00
1900-07-02 05:00
1900-07-02 06:00
1900-07-02 07:00
1900-07-02 08:00
1900-07-02 09:00
1900-07-02 10:00
1900-07-02 11:00
1900-07-02 12:00
1900-07-02 13:00
1900-07-02 14:00
1900-07-02 15:00
1900-07-02 16:00
1900-07-02 17:00
1900-07-02 18:00
1900-07-02 19:00
1900-07-02 20:00
1900-07-02 21:00
1900-07-02 22:00
1900-07-02 23:00
1900-07-03
1900-07-03 01:00
1900-07-03 02:00
1900-07-03 03:00
1900-07-03 04:00
1900-07-03 05:00
1900-07-03 06:00
1900-07-03 07:00
1900-07-03 08:00
1900-07-03 09:00
1900-07-03 10:00
1900-07-03 11:00
1900-07-03 12:00
1900-07-03 13:00
1900-07-03 14:00
1900-07-03 15:00
1900-07-03 16:00
1900-07-03 17:00
1900-07-03 18:00
1900-07-03 19:00
1900-07-03 20:00
1900-07-03 21:00
1900-07-03 22:00
1900-07-03 23:00
1900-07-04
1900-07-04 01:00
1900-07-04 02:00
1900-07-04 03:00
1900-07-04 04:00
1900-07-04 05:00
1900-07-04 06:00
1900-07-04 07:00
1900-07-04 08:00
1900-07-04 09:00
1900-07-04 10:00
1900-07-04 11:00
1900-07-04 12:00
1900-07-04 13:00
1900-07-04 14:00
1900-07-04 15:00
1900-07-04 16:00
1900-07-04 17:00
1900-07-04 18:00
1900-07-04 19:00
1900-07-04 20:00
1900-07-04 21:00
1900-07-04 22:00
1900-07-04 23:00
1900-07-05
1900-07-05 01:00
1900-07-05 02:00
1900-07-05 03:00
1900-07-05 04:00
1900-07-05 05:00
1900-07-05 06:00
1900-07-05 07:00
1900-07-05 08:00
1900-07-05 09:00
1900-07-05 10:00
1900-07-05 11:00
1900-07-05 12:00
1900-07-05 13:00
1900-07-05 14:00
1900-07-05 15:00
1900-07-05 16:00
1900-07-05 17:00
1900-07-05 18:00
1900-07-05 19:00
1900-07-05 20:00
1900-07-05 21:00
1900-07-05 22:00
1900-07-05 23:00
1900-07-06
1900-07-06 01:00
1900-07-06 02:00
1900-07-06 03:00
1900-07-06 04:00
1900-07-06 05:00
1900-07-06 06:00
1900-07-06 07:00
1900-07-06 08:00
1900-07-06 09:00
1900-07-06 10:00
1900-07-06 11:00
1900-07-06 12:00
1900-07-06 13:00
1900-07-06 14:00
1900-07-06 15:00
1900-07-06 16:00
1900-07-06 17:00
1900-07-06 18:00
1900-07-06 19:00
1900-07-06 20:00
1900-07-06 21:00
1900-07-06 22:00
1900-07-06 23:00
1900-07-07
1900-07-07 01:00
1900-07-07 02:00
1900-07-07 03:00
1900-07-07 04:00
1900-07-07 05:00
1900-07-07 06:00
1900-07-07 07:00
1900-07-07 08:00
1900-07-07 09:00
1900-07-07 10:00
1900-07-07 11:00
1900-07-07 12:00
1900-07-07 13:00
1900-07-07 14:00
1900-07-07 15:00
1900-07-07 16:00
1900-07-07 17:00
1900-07-07 18:00
1900-07-07 19:00
1900-07-07 20:00
1900-07-07 21:00
1900-07-07 22:00
1900-07-07 23:00
1900-07-08
1900-07-08 01:00
1900-07-08 02:00
1900-07-08 03:00
1900-07-08 04:00
1900-07-08 05:00
1900-07-08 06:00
1900-07-08 07:00
1900-07-08 08:00
1900-07-08 09:00
1900-07-08 10:00
1900-07-08 11:00
1900-07-08 12:00
1900-07-08 13:00
1900-07-08 14:00
1900-07-08 15:00
1900-07-08 16:00
1900-07-08 17:00
1900-07-08 18:00
1900-07-08 19:00
1900-07-08 20:00
1900-07-08 21:00
1900-07-08 22:00
1900-07-08 23:00
1900-07-09
1900-07-09 01:00
1900-07-09 02:00
1900-07-09 03:00
1900-07-09 04:00
1900-07-09 05:00
1900-07-09 06:00
1900-07-09 07:00
1900-07-09 08:00
1900-07-09 09:00
1900-07-09 10:00
1900-07-09 11:00
1900-07-09 12:00
1900-07-09 13:00
1900-07-09 14:00
1900-07-09 15:00
1900-07-09 16:00
1900-07-09 17:00
1900-07-09 18:00
1900-07-09 19:00
1900-07-09 20:00
1900-07-09 21:00
1900-07-09 22:00
1900-07-09 23:00
1900-07-10
1900-07-10 01:00
1900-07-10 02:00
1900-07-10 03:00
1900-07-10 04:00
1900-07-10 05:00
1900-07-10 06:00
1900-07-10 07:00
1900-07-10 08:00
1900-07-10 09:00
1900-07-10 10:00
1900-07-10 11:00
1900-07-10 12:00
1900-07-10 13:00
1900-07-10 14:00
1900-07-10 15:00
1900-07-10 16:00
1900-07-10 17:00
1900-07-10 18:00
1900-07-10 19:00
1900-07-10 20:00
1900-07-10 21:00
1900-07-10 22:00
1900-07-10 23:00
1900-07-11
1900-07-11 01:00
1900-07-11 02:00
1900-07-11 03:00
1900-07-11 04:00
1900-07-11 05:00
1900-07-11 06:00
1900-07-11 07:00
1900-07-11 08:00
1900-07-11 09:00
1900-07-11 10:00
1900-07-11 11:00
1900-07-11 12:00
1900-07-11 13:00
1900-07-11 14:00
1900-07-11 15:00
1900-07-11 16:00
1900-07-11 17:00
1900-07-11 18:00
1900-07-11 19:00
1900-07-11 20:00
1900-07-11 21:00
1900-07-11 22:00
1900-07-11 23:00
1900-07-12
1900-07-12 01:00
1900-07-12 02:00
1900-07-12 03:00
1900-07-12 04:00
1900-07-12 05:00
1900-07-12 06:00
1900-07-12 07:00
1900-07-12 08:00
1900-07-12 09:00
1900-07-12 10:00
1900-07-12 11:00
1900-07-12 12:00
1900-07-12 13:00
1900-07-12 14:00
1900-07-12 15:00
1900-07-12 16:00
1900-07-12 17:00
1900-07-12 18:00
1900-07-12 19:00
1900-07-12 20:00
1900-07-12 21:00
1900-07-12 22:00
1900-07-12 23:00
1900-07-13
1900-07-13 01:00
1900-07-13 02:00
1900-07-13 03:00
1900-07-13 04:00
1900-07-13 05:00
1900-07-13 06:00
1900-07-13 07:00
1900-07-13 08:00
1900-07-13 09:00
1900-07-13 10:00
1900-07-13 11:00
1900-07-13 12:00
1900-07-13 13:00
1900-07-13 14:00
1900-07-13 15:00
1900-07-13 16:00
1900-07-13 17:00
1900-07-13 18:00
1900-07-13 19:00
1900-07-13 20:00
1900-07-13 21:00
1900-07-13 22:00
1900-07-13 23:00
1900-07-14
1900-07-14 01:00
1900-07-14 02:00
1900-07-14 03:00
1900-07-14 04:00
1900-07-14 05:00
1900-07-14 06:00
1900-07-14 07:00
1900-07-14 08:00
1900-07-14 09:00
1900-07-14 10:00
1900-07-14 11:00
1900-07-14 12:00
1900-07-14 13:00
1900-07-14 14:00
1900-07-14 15:00
1900-07-14 16:00
1900-07-14 17:00
1900-07-14 18:00
1900-07-14 19:00
1900-07-14 20:00
1900-07-14 21:00
1900-07-14 22:00
1900-07-14 23:00
1900-07-15
1900-07-15 01:00
1900-07-15 02:00
1900-07-15 03:00
1900-07-15 04:00
1900-07-15 05:00
1900-07-15 06:00
1900-07-15 07:00
1900-07-15 08:00
1900-07-15 09:00
1900-07-15 10:00
1900-07-15 11:00
1900-07-15 12:00
1900-07-15 13:00
1900-07-15 14:00
1900-07-15 15:00
1900-07-15 16:00
1900-07-15 17:00
1900-07-15 18:00
1900-07-15 19:00
1900-07-15 20:00
1900-07-15 21:00
1900-07-15 22:00
1900-07-15 23:00
1900-07-16
1900-07-16 01:00
1900-07-16 02:00
1900-07-16 03:00
1900-07-16 04:00
1900-07-16 05:00
1900-07-16 06:00
1900-07-16 07:00
1900-07-16 08:00
1900-07-16 09:00
1900-07-16 10:00
1900-07-16 11:00
1900-07-16 12:00
1900-07-16 13:00
1900-07-16 14:00
1900-07-16 15:00
1900-07-16 16:00
1900-07-16 17:00
1900-07-16 18:00
1900-07-16 19:00
1900-07-16 20:00
1900-07-16 21:00
1900-07-16 22:00
1900-07-16 23:00
1900-07-17
1900-07-17 01:00
1900-07-17 02:00
1900-07-17 03:00
1900-07-17 04:00
1900-07-17 05:00
1900-07-17 06:00
1900-07-17 07:00
1900-07-17 08:00
1900-07-17 09:00
1900-07-17 10:00
1900-07-17 11:00
1900-07-17 12:00
1900-07-17 13:00
1900-07-17 14:00
1900-07-17 15:00
1900-07-17 16:00
1900-07-17 17:00
1900-07-17 18:00
1900-07-17 19:00
1900-07-17 20:00
1900-07-17 21:00
1900-07-17 22:00
1900-07-17 23:00
1900-07-18
1900-07-18 01:00
1900-07-18 02:00
1900-07-18 03:00
1900-07-18 04:00
1900-07-18 05:00
1900-07-18 06:00
1900-07-18 07:00
1900-07-18 08:00
1900-07-18 09:00
1900-07-18 10:00
1900-07-18 11:00
1900-07-18 12:00
1900-07-18 13:00
1900-07-18 14:00
1900-07-18 15:00
1900-07-18 16:00
1900-07-18 17:00
1900-07-18 18:00
1900-07-18 19:00
1900-07-18 20:00
1900-07-18 21:00
1900-07-18 22:00
1900-07-18 23:00
1900-07-19
1900-07-19 01:00
1900-07-19 02:00
1900-07-19 03:00
1900-07-19 04:00
1900-07-19 05:00
1900-07-19 06:00
1900-07-19 07:00
1900-07-19 08:00
1900-07-19 09:00
1900-07-19 10:00
1900-07-19 11:00
1900-07-19 12:00
1900-07-19 13:00
1900-07-19 14:00
1900-07-19 15:00
1900-07-19 16:00
1900-07-19 17:00
1900-07-19 18:00
1900-07-19 19:00
1900-07-19 20:00
1900-07-19 21:00
1900-07-19 22:00
1900-07-19 23:00
1900-07-20
1900-07-20 01:00
1900-07-20 02:00
1900-07-20 03:00
1900-07-20 04:00
1900-07-20 05:00
1900-07-20 06:00
1900-07-20 07:00
1900-07-20 08:00
1900-07-20 09:00
1900-07-20 10:00
1900-07-20 11:00
1900-07-20 12:00
1900-07-20 13:00
1900-07-20 14:00
1900-07-20 15:00
1900-07-20 16:00
1900-07-20 17:00
1900-07-20 18:00
1900-07-20 19:00
1900-07-20 20:00
1900-07-20 21:00
1900-07-20 22:00
1900-07-20 23:00
1900-07-21
1900-07-21 01:00
1900-07-21 02:00
1900-07-21 03:00
1900-07-21 04:00
1900-07-21 05:00
1900-07-21 06:00
1900-07-21 07:00
1900-07-21 08:00
1900-07-21 09:00
1900-07-21 10:00
1900-07-21 11:00
1900-07-21 12:00
1900-07-21 13:00
1900-07-21 14:00
1900-07-21 15:00
1900-07-21 16:00
1900-07-21 17:00
1900-07-21 18:00
1900-07-21 19:00
1900-07-21 20:00
1900-07-21 21:00
1900-07-21 22:00
1900-07-21 23:00
1900-07-22
1900-07-22 01:00
1900-07-22 02:00
1900-07-22 03:00
1900-07-22 04:00
1900-07-22 05:00
1900-07-22 06:00
1900-07-22 07:00
1900-07-22 08:00
1900-07-22 09:00
1900-07-22 10:00
1900-07-22 11:00
1900-07-22 12:00
1900-07-22 13:00
1900-07-22 14:00
1900-07-22 15:00
1900-07-22 16:00
1900-07-22 17:00
1900-07-22 18:00
1900-07-22 19:00
1900-07-22 20:00
1900-07-22 21:00
1900-07-22 22:00
1900-07-22 23:00
1900-07-23
1900-07-23 01:00
1900-07-23 02:00
1900-07-23 03:00
1900-07-23 04:00
1900-07-23 05:00
1900-07-23 06:00
1900-07-23 07:00
1900-07-23 08:00
1900-07-23 09:00
1900-07-23 10:00
1900-07-23 11:00
1900-07-23 12:00
1900-07-23 13:00
1900-07-23 14:00
1900-07-23 15:00
1900-07-23 16:00
1900-07-23 17:00
1900-07-23 18:00
1900-07-23 19:00
1900-07-23 20:00
1900-07-23 21:00
1900-07-23 22:00
1900-07-23 23:00
1900-07-24
1900-07-24 01:00
1900-07-24 02:00
1900-07-24 03:00
1900-07-24 04:00
1900-07-24 05:00
1900-07-24 06:00
1900-07-24 07:00
1900-07-24 08:00
1900-07-24 09:00
1900-07-24 10:00
1900-07-24 11:00
1900-07-24 12:00
1900-07-24 13:00
1900-07-24 14:00
1900-07-24 15:00
1900-07-24 16:00
1900-07-24 17:00
1900-07-24 18:00
1900-07-24 19:00
1900-07-24 20:00
1900-07-24 21:00
1900-07-24 22:00
1900-07-24 23:00
1900-07-25
1900-07-25 01:00
1900-07-25 02:00
1900-07-25 03:00
1900-07-25 04:00
1900-07-25 05:00
1900-07-25 06:00
1900-07-25 07:00
1900-07-25 08:00
1900-07-25 09:00
1900-07-25 10:00
1900-07-25 11:00
1900-07-25 12:00
1900-07-25 13:00
1900-07-25 14:00
1900-07-25 15:00
1900-07-25 16:00
1900-07-25 17:00
1900-07-25 18:00
1900-07-25 19:00
1900-07-25 20:00
1900-07-25 21:00
1900-07-25 22:00
1900-07-25 23:00
1900-07-26
1900-07-26 01:00
1900-07-26 02:00
1900-07-26 03:00
1900-07-26 04:00
1900-07-26 05:00
1900-07-26 06:00
1900-07-26 07:00
1900-07-26 08:00
1900-07-26 09:00
1900-07-26 10:00
1900-07-26 11:00
1900-07-26 12:00
1900-07-26 13:00
1900-07-26 14:00
1900-07-26 15:00
1900-07-26 16:00
1900-07-26 17:00
1900-07-26 18:00
1900-07-26 19:00
1900-07-26 20:00
1900-07-26 21:00
1900-07-26 22:00
1900-07-26 23:00
1900-07-27
1900-07-27 01:00
1900-07-27 02:00
1900-07-27 03:00
1900-07-27 04:00
1900-07-27 05:00
1900-07-27 06:00
1900-07-27 07:00
1900-07-27 08:00
1900-07-27 09:00
1900-07-27 10:00
1900-07-27 11:00
1900-07-27 12:00
1900-07-27 13:00
1900-07-27 14:00
1900-07-27 15:00
1900-07-27 16:00
1900-07-27 17:00
1900-07-27 18:00
1900-07-27 19:00
1900-07-27 20:00
1900-07-27 21:00
1900-07-27 22:00
1900-07-27 23:00
1900-07-28
1900-07-28 01:00
1900-07-28 02:00
1900-07-28 03:00
1900-07-28 04:00
1900-07-28 05:00
1900-07-28 06:00
1900-07-28 07:00
1900-07-28 08:00
1900-07-28 09:00
1900-07-28 10:00
1900-07-28 11:00
1900-07-28 12:00
1900-07-28 13:00
1900-07-28 14:00
1900-07-28 15:00
1900-07-28 16:00
1900-07-28 17:00
1900-07-28 18:00
1900-07-28 19:00
1900-07-28 20:00
1900-07-28 21:00
1900-07-28 22:00
1900-07-28 23:00
1900-07-29
1900-07-29 01:00
1900-07-29 02:00
1900-07-29 03:00
1900-07-29 04:00
1900-07-29 05:00
1900-07-29 06:00
1900-07-29 07:00
1900-07-29 08:00
1900-07-29 09:00
1900-07-29 10:00
1900-07-29 11:00
1900-07-29 12:00
1900-07-29 13:00
1900-07-29 14:00
1900-07-29 15:00
1900-07-29 16:00
1900-07-29 17:00
1900-07-29 18:00
1900-07-29 19:00
1900-07-29 20:00
1900-07-29 21:00
1900-07-29 22:00
1900-07-29 23:00
1900-07-30
1900-07-30 01:00
1900-07-30 02:00
1900-07-30 03:00
1900-07-30 04:00
1900-07-30 05:00
1900-07-30 06:00
1900-07-30 07:00
1900-07-30 08:00
1900-07-30 09:00
1900-07-30 10:00
1900-07-30 11:00
1900-07-30 12:00
1900-07-30 13:00
1900-07-30 14:00
1900-07-30 15:00
1900-07-30 16:00
1900-07-30 17:00
1900-07-30 18:00
1900-07-30 19:00
1900-07-30 20:00
1900-07-30 21:00
1900-07-30 22:00
1900-07-30 23:00
1900-07-31
1900-07-31 01:00
1900-07-31 02:00
1900-07-31 03:00
1900-07-31 04:00
1900-07-31 05:00
1900-07-31 06:00
1900-07-31 07:00
1900-07-31 08:00
1900-07-31 09:00
1900-07-31 10:00
1900-07-31 11:00
1900-07-31 12:00
1900-07-31 13:00
1900-07-31 14:00
1900-07-31 15:00
1900-07-31 16:00
1900-07-31 17:00
1900-07-31 18:00
1900-07-31 19:00
1900-07-31 20:00
1900-07-31 21:00
1900-07-31 22:00
1900-07-31 23:00
1900-08-01
1900-08-01 01:00
1900-08-01 02:00
1900-08-01 03:00
1900-08-01 04:00
1900-08-01 05:00
1900-08-01 06:00
1900-08-01 07:00
1900-08-01 08:00
1900-08-01 09:00
1900-08-01 10:00
1900-08-01 11:00
1900-08-01 12:00
1900-08-01 13:00
1900-08-01 14:00
1900-08-01 15:00
1900-08-01 16:00
1900-08-01 17:00
1900-08-01 18:00
1900-08-01 19:00
1900-08-01 20:00
1900-08-01 21:00
1900-08-01 22:00
1900-08-01 23:00
1900-08-02
1900-08-02 01:00
1900-08-02 02:00
1900-08-02 03:00
1900-08-02 04:00
1900-08-02 05:00
1900-08-02 06:00
1900-08-02 07:00
1900-08-02 08:00
1900-08-02 09:00
1900-08-02 10:00
1900-08-02 11:00
1900-08-02 12:00
1900-08-02 13:00
1900-08-02 14:00
1900-08-02 15:00
1900-08-02 16:00
1900-08-02 17:00
1900-08-02 18:00
1900-08-02 19:00
1900-08-02 20:00
1900-08-02 21:00
1900-08-02 22:00
1900-08-02 23:00
1900-08-03
1900-08-03 01:00
1900-08-03 02:00
1900-08-03 03:00
1900-08-03 04:00
1900-08-03 05:00
1900-08-03 06:00
1900-08-03 07:00
1900-08-03 08:00
1900-08-03 09:00
1900-08-03 10:00
1900-08-03 11:00
1900-08-03 12:00
1900-08-03 13:00
1900-08-03 14:00
1900-08-03 15:00
1900-08-03 16:00
1900-08-03 17:00
1900-08-03 18:00
1900-08-03 19:00
1900-08-03 20:00
1900-08-03 21:00
1900-08-03 22:00
1900-08-03 23:00
1900-08-04
1900-08-04 01:00
1900-08-04 02:00
1900-08-04 03:00
1900-08-04 04:00
1900-08-04 05:00
1900-08-04 06:00
1900-08-04 07:00
1900-08-04 08:00
1900-08-04 09:00
1900-08-04 10:00
1900-08-04 11:00
1900-08-04 12:00
1900-08-04 13:00
1900-08-04 14:00
1900-08-04 15:00
1900-08-04 16:00
1900-08-04 17:00
1900-08-04 18:00
1900-08-04 19:00
1900-08-04 20:00
1900-08-04 21:00
1900-08-04 22:00
1900-08-04 23:00
1900-08-05
1900-08-05 01:00
1900-08-05 02:00
1900-08-05 03:00
1900-08-05 04:00
1900-08-05 05:00
1900-08-05 06:00
1900-08-05 07:00
1900-08-05 08:00
1900-08-05 09:00
1900-08-05 10:00
1900-08-05 11:00
1900-08-05 12:00
1900-08-05 13:00
1900-08-05 14:00
1900-08-05 15:00
1900-08-05 16:00
1900-08-05 17:00
1900-08-05 18:00
1900-08-05 19:00
1900-08-05 20:00
1900-08-05 21:00
1900-08-05 22:00
1900-08-05 23:00
1900-08-06
1900-08-06 01:00
1900-08-06 02:00
1900-08-06 03:00
1900-08-06 04:00
1900-08-06 05:00
1900-08-06 06:00
1900-08-06 07:00
1900-08-06 08:00
1900-08-06 09:00
1900-08-06 10:00
1900-08-06 11:00
1900-08-06 12:00
1900-08-06 13:00
1900-08-06 14:00
1900-08-06 15:00
1900-08-06 16:00
1900-08-06 17:00
1900-08-06 18:00
1900-08-06 19:00
1900-08-06 20:00
1900-08-06 21:00
1900-08-06 22:00
1900-08-06 23:00
1900-08-07
1900-08-07 01:00
1900-08-07 02:00
1900-08-07 03:00
1900-08-07 04:00
1900-08-07 05:00
1900-08-07 06:00
1900-08-07 07:00
1900-08-07 08:00
1900-08-07 09:00
1900-08-07 10:00
1900-08-07 11:00
1900-08-07 12:00
1900-08-07 13:00
1900-08-07 14:00
1900-08-07 15:00
1900-08-07 16:00
1900-08-07 17:00
1900-08-07 18:00
1900-08-07 19:00
1900-08-07 20:00
1900-08-07 21:00
1900-08-07 22:00
1900-08-07 23:00
1900-08-08
1900-08-08 01:00
1900-08-08 02:00
1900-08-08 03:00
1900-08-08 04:00
1900-08-08 05:00
1900-08-08 06:00
1900-08-08 07:00
1900-08-08 08:00
1900-08-08 09:00
1900-08-08 10:00
1900-08-08 11:00
1900-08-08 12:00
1900-08-08 13:00
1900-08-08 14:00
1900-08-08 15:00
1900-08-08 16:00
1900-08-08 17:00
1900-08-08 18:00
1900-08-08 19:00
1900-08-08 20:00
1900-08-08 21:00
1900-08-08 22:00
1900-08-08 23:00
1900-08-09
1900-08-09 01:00
1900-08-09 02:00
1900-08-09 03:00
1900-08-09 04:00
1900-08-09 05:00
1900-08-09 06:00
1900-08-09 07:00
1900-08-09 08:00
1900-08-09 09:00
1900-08-09 10:00
1900-08-09 11:00
1900-08-09 12:00
1900-08-09 13:00
1900-08-09 14:00
1900-08-09 15:00
1900-08-09 16:00
1900-08-09 17:00
1900-08-09 18:00
1900-08-09 19:00
1900-08-09 20:00
1900-08-09 21:00
1900-08-09 22:00
1900-08-09 23:00
1900-08-10
1900-08-10 01:00
1900-08-10 02:00
1900-08-10 03:00
1900-08-10 04:00
1900-08-10 05:00
1900-08-10 06:00
1900-08-10 07:00
1900-08-10 08:00
1900-08-10 09:00
1900-08-10 10:00
1900-08-10 11:00
1900-08-10 12:00
1900-08-10 13:00
1900-08-10 14:00
1900-08-10 15:00
1900-08-10 16:00
1900-08-10 17:00
1900-08-10 18:00
1900-08-10 19:00
1900-08-10 20:00
1900-08-10 21:00
1900-08-10 22:00
1900-08-10 23:00
1900-08-11
1900-08-11 01:00
1900-08-11 02:00
1900-08-11 03:00
1900-08-11 04:00
1900-08-11 05:00
1900-08-11 06:00
1900-08-11 07:00
1900-08-11 08:00
1900-08-11 09:00
1900-08-11 10:00
1900-08-11 11:00
1900-08-11 12:00
1900-08-11 13:00
1900-08-11 14:00
1900-08-11 15:00
1900-08-11 16:00
1900-08-11 17:00
1900-08-11 18:00
1900-08-11 19:00
1900-08-11 20:00
1900-08-11 21:00
1900-08-11 22:00
1900-08-11 23:00
1900-08-12
1900-08-12 01:00
1900-08-12 02:00
1900-08-12 03:00
1900-08-12 04:00
1900-08-12 05:00
1900-08-12 06:00
1900-08-12 07:00
1900-08-12 08:00
1900-08-12 09:00
1900-08-12 10:00
1900-08-12 11:00
1900-08-12 12:00
1900-08-12 13:00
1900-08-12 14:00
1900-08-12 15:00
1900-08-12 16:00
1900-08-12 17:00
1900-08-12 18:00
1900-08-12 19:00
1900-08-12 20:00
1900-08-12 21:00
1900-08-12 22:00
1900-08-12 23:00
1900-08-13
1900-08-13 01:00
1900-08-13 02:00
1900-08-13 03:00
1900-08-13 04:00
1900-08-13 05:00
1900-08-13 06:00
1900-08-13 07:00
1900-08-13 08:00
1900-08-13 09:00
1900-08-13 10:00
1900-08-13 11:00
1900-08-13 12:00
1900-08-13 13:00
1900-08-13 14:00
1900-08-13 15:00
1900-08-13 16:00
1900-08-13 17:00
1900-08-13 18:00
1900-08-13 19:00
1900-08-13 20:00
1900-08-13 21:00
1900-08-13 22:00
1900-08-13 23:00
1900-08-14
1900-08-14 01:00
1900-08-14 02:00
1900-08-14 03:00
1900-08-14 04:00
1900-08-14 05:00
1900-08-14 06:00
1900-08-14 07:00
1900-08-14 08:00
1900-08-14 09:00
1900-08-14 10:00
1900-08-14 11:00
1900-08-14 12:00
1900-08-14 13:00
1900-08-14 14:00
1900-08-14 15:00
1900-08-14 16:00
1900-08-14 17:00
1900-08-14 18:00
1900-08-14 19:00
1900-08-14 20:00
1900-08-14 21:00
1900-08-14 22:00
1900-08-14 23:00
1900-08-15
1900-08-15 01:00
1900-08-15 02:00
1900-08-15 03:00
1900-08-15 04:00
1900-08-15 05:00
1900-08-15 06:00
1900-08-15 07:00
1900-08-15 08:00
1900-08-15 09:00
1900-08-15 10:00
1900-08-15 11:00
1900-08-15 12:00
1900-08-15 13:00
1900-08-15 14:00
1900-08-15 15:00
1900-08-15 16:00
1900-08-15 17:00
1900-08-15 18:00
1900-08-15 19:00
1900-08-15 20:00
1900-08-15 21:00
1900-08-15 22:00
1900-08-15 23:00
1900-08-16
1900-08-16 01:00
1900-08-16 02:00
1900-08-16 03:00
1900-08-16 04:00
1900-08-16 05:00
1900-08-16 06:00
1900-08-16 07:00
1900-08-16 08:00
1900-08-16 09:00
1900-08-16 10:00
1900-08-16 11:00
1900-08-16 12:00
1900-08-16 13:00
1900-08-16 14:00
1900-08-16 15:00
1900-08-16 16:00
1900-08-16 17:00
1900-08-16 18:00
1900-08-16 19:00
1900-08-16 20:00
1900-08-16 21:00
1900-08-16 22:00
1900-08-16 23:00
1900-08-17
1900-08-17 01:00
1900-08-17 02:00
1900-08-17 03:00
1900-08-17 04:00
1900-08-17 05:00
1900-08-17 06:00
1900-08-17 07:00
1900-08-17 08:00
1900-08-17 09:00
1900-08-17 10:00
1900-08-17 11:00
1900-08-17 12:00
1900-08-17 13:00
1900-08-17 14:00
1900-08-17 15:00
1900-08-17 16:00
1900-08-17 17:00
1900-08-17 18:00
1900-08-17 19:00
1900-08-17 20:00
1900-08-17 21:00
1900-08-17 22:00
1900-08-17 23:00
1900-08-18
1900-08-18 01:00
1900-08-18 02:00
1900-08-18 03:00
1900-08-18 04:00
1900-08-18 05:00
1900-08-18 06:00
1900-08-18 07:00
1900-08-18 08:00
1900-08-18 09:00
1900-08-18 10:00
1900-08-18 11:00
1900-08-18 12:00
1900-08-18 13:00
1900-08-18 14:00
1900-08-18 15:00
1900-08-18 16:00
1900-08-18 17:00
1900-08-18 18:00
1900-08-18 19:00
1900-08-18 20:00
1900-08-18 21:00
1900-08-18 22:00
1900-08-18 23:00
1900-08-19
1900-08-19 01:00
1900-08-19 02:00
1900-08-19 03:00
1900-08-19 04:00
1900-08-19 05:00
1900-08-19 06:00
1900-08-19 07:00
1900-08-19 08:00
1900-08-19 09:00
1900-08-19 10:00
1900-08-19 11:00
1900-08-19 12:00
1900-08-19 13:00
1900-08-19 14:00
1900-08-19 15:00
1900-08-19 16:00
1900-08-19 17:00
1900-08-19 18:00
1900-08-19 19:00
1900-08-19 20:00
1900-08-19 21:00
1900-08-19 22:00
1900-08-19 23:00
1900-08-20
1900-08-20 01:00
1900-08-20 02:00
1900-08-20 03:00
1900-08-20 04:00
1900-08-20 05:00
1900-08-20 06:00
1900-08-20 07:00
1900-08-20 08:00
1900-08-20 09:00
1900-08-20 10:00
1900-08-20 11:00
1900-08-20 12:00
1900-08-20 13:00
1900-08-20 14:00
1900-08-20 15:00
1900-08-20 16:00
1900-08-20 17:00
1900-08-20 18:00
1900-08-20 19:00
1900-08-20 20:00
1900-08-20 21:00
1900-08-20 22:00
1900-08-20 23:00
1900-08-21
1900-08-21 01:00
1900-08-21 02:00
1900-08-21 03:00
1900-08-21 04:00
1900-08-21 05:00
1900-08-21 06:00
1900-08-21 07:00
1900-08-21 08:00
1900-08-21 09:00
1900-08-21 10:00
1900-08-21 11:00
1900-08-21 12:00
1900-08-21 13:00
1900-08-21 14:00
1900-08-21 15:00
1900-08-21 16:00
1900-08-21 17:00
1900-08-21 18:00
1900-08-21 19:00
1900-08-21 20:00
1900-08-21 21:00
1900-08-21 22:00
1900-08-21 23:00
1900-08-22
1900-08-22 01:00
1900-08-22 02:00
1900-08-22 03:00
1900-08-22 04:00
1900-08-22 05:00
1900-08-22 06:00
1900-08-22 07:00
1900-08-22 08:00
1900-08-22 09:00
1900-08-22 10:00
1900-08-22 11:00
1900-08-22 12:00
1900-08-22 13:00
1900-08-22 14:00
1900-08-22 15:00
1900-08-22 16:00
1900-08-22 17:00
1900-08-22 18:00
1900-08-22 19:00
1900-08-22 20:00
1900-08-22 21:00
1900-08-22 22:00
1900-08-22 23:00
1900-08-23
1900-08-23 01:00
1900-08-23 02:00
1900-08-23 03:00
1900-08-23 04:00
1900-08-23 05:00
1900-08-23 06:00
1900-08-23 07:00
1900-08-23 08:00
1900-08-23 09:00
1900-08-23 10:00
1900-08-23 11:00
1900-08-23 12:00
1900-08-23 13:00
1900-08-23 14:00
1900-08-23 15:00
1900-08-23 16:00
1900-08-23 17:00
1900-08-23 18:00
1900-08-23 19:00
1900-08-23 20:00
1900-08-23 21:00
1900-08-23 22:00
1900-08-23 23:00
1900-08-24
1900-08-24 01:00
1900-08-24 02:00
1900-08-24 03:00
1900-08-24 04:00
1900-08-24 05:00
1900-08-24 06:00
1900-08-24 07:00
1900-08-24 08:00
1900-08-24 09:00
1900-08-24 10:00
1900-08-24 11:00
1900-08-24 12:00
1900-08-24 13:00
1900-08-24 14:00
1900-08-24 15:00
1900-08-24 16:00
1900-08-24 17:00
1900-08-24 18:00
1900-08-24 19:00
1900-08-24 20:00
1900-08-24 21:00
1900-08-24 22:00
1900-08-24 23:00
1900-08-25
1900-08-25 01:00
1900-08-25 02:00
1900-08-25 03:00
1900-08-25 04:00
1900-08-25 05:00
1900-08-25 06:00
1900-08-25 07:00
1900-08-25 08:00
1900-08-25 09:00
1900-08-25 10:00
1900-08-25 11:00
1900-08-25 12:00
1900-08-25 13:00
1900-08-25 14:00
1900-08-25 15:00
1900-08-25 16:00
1900-08-25 17:00
1900-08-25 18:00
1900-08-25 19:00
1900-08-25 20:00
1900-08-25 21:00
1900-08-25 22:00
1900-08-25 23:00
1900-08-26
1900-08-26 01:00
1900-08-26 02:00
1900-08-26 03:00
1900-08-26 04:00
1900-08-26 05:00
1900-08-26 06:00
1900-08-26 07:00
1900-08-26 08:00
1900-08-26 09:00
1900-08-26 10:00
1900-08-26 11:00
1900-08-26 12:00
1900-08-26 13:00
1900-08-26 14:00
1900-08-26 15:00
1900-08-26 16:00
1900-08-26 17:00
1900-08-26 18:00
1900-08-26 19:00
1900-08-26 20:00
1900-08-26 21:00
1900-08-26 22:00
1900-08-26 23:00
1900-08-27
1900-08-27 01:00
1900-08-27 02:00
1900-08-27 03:00
1900-08-27 04:00
1900-08-27 05:00
1900-08-27 06:00
1900-08-27 07:00
1900-08-27 08:00
1900-08-27 09:00
1900-08-27 10:00
1900-08-27 11:00
1900-08-27 12:00
1900-08-27 13:00
1900-08-27 14:00
1900-08-27 15:00
1900-08-27 16:00
1900-08-27 17:00
1900-08-27 18:00
1900-08-27 19:00
1900-08-27 20:00
1900-08-27 21:00
1900-08-27 22:00
1900-08-27 23:00
1900-08-28
1900-08-28 01:00
1900-08-28 02:00
1900-08-28 03:00
1900-08-28 04:00
1900-08-28 05:00
1900-08-28 06:00
1900-08-28 07:00
1900-08-28 08:00
1900-08-28 09:00
1900-08-28 10:00
1900-08-28 11:00
1900-08-28 12:00
1900-08-28 13:00
1900-08-28 14:00
1900-08-28 15:00
1900-08-28 16:00
1900-08-28 17:00
1900-08-28 18:00
1900-08-28 19:00
1900-08-28 20:00
1900-08-28 21:00
1900-08-28 22:00
1900-08-28 23:00
1900-08-29
1900-08-29 01:00
1900-08-29 02:00
1900-08-29 03:00
1900-08-29 04:00
1900-08-29 05:00
1900-08-29 06:00
1900-08-29 07:00
1900-08-29 08:00
1900-08-29 09:00
1900-08-29 10:00
1900-08-29 11:00
1900-08-29 12:00
1900-08-29 13:00
1900-08-29 14:00
1900-08-29 15:00
1900-08-29 16:00
1900-08-29 17:00
1900-08-29 18:00
1900-08-29 19:00
1900-08-29 20:00
1900-08-29 21:00
1900-08-29 22:00
1900-08-29 23:00
1900-08-30
1900-08-30 01:00
1900-08-30 02:00
1900-08-30 03:00
1900-08-30 04:00
1900-08-30 05:00
1900-08-30 06:00
1900-08-30 07:00
1900-08-30 08:00
1900-08-30 09:00
1900-08-30 10:00
1900-08-30 11:00
1900-08-30 12:00
1900-08-30 13:00
1900-08-30 14:00
1900-08-30 15:00
1900-08-30 16:00
1900-08-30 17:00
1900-08-30 18:00
1900-08-30 19:00
1900-08-30 20:00
1900-08-30 21:00
1900-08-30 22:00
1900-08-30 23:00
1900-08-31
1900-08-31 01:00
1900-08-31 02:00
1900-08-31 03:00
1900-08-31 04:00
1900-08-31 05:00
1900-08-31 06:00
1900-08-31 07:00
1900-08-31 08:00
1900-08-31 09:00
1900-08-31 10:00
1900-08-31 11:00
1900-08-31 12:00
1900-08-31 13:00
1900-08-31 14:00
1900-08-31 15:00
1900-08-31 16:00
1900-08-31 17:00
1900-08-31 18:00
1900-08-31 19:00
1900-08-31 20:00
1900-08-31 21:00
1900-08-31 22:00
1900-08-31 23:00
1900-09-01
1900-09-01 01:00
1900-09-01 02:00
1900-09-01 03:00
1900-09-01 04:00
1900-09-01 05:00
1900-09-01 06:00
1900-09-01 07:00
1900-09-01 08:00
1900-09-01 09:00
1900-09-01 10:00
1900-09-01 11:00
1900-09-01 12:00
1900-09-01 13:00
1900-09-01 14:00
1900-09-01 15:00
1900-09-01 16:00
1900-09-01 17:00
1900-09-01 18:00
1900-09-01 19:00
1900-09-01 20:00
1900-09-01 21:00
1900-09-01 22:00
1900-09-01 23:00
1900-09-02
1900-09-02 01:00
1900-09-02 02:00
1900-09-02 03:00
1900-09-02 04:00
1900-09-02 05:00
1900-09-02 06:00
1900-09-02 07:00
1900-09-02 08:00
1900-09-02 09:00
1900-09-02 10:00
1900-09-02 11:00
1900-09-02 12:00
1900-09-02 13:00
1900-09-02 14:00
1900-09-02 15:00
1900-09-02 16:00
1900-09-02 17:00
1900-09-02 18:00
1900-09-02 19:00
1900-09-02 20:00
1900-09-02 21:00
1900-09-02 22:00
1900-09-02 23:00
1900-09-03
1900-09-03 01:00
1900-09-03 02:00
1900-09-03 03:00
1900-09-03 04:00
1900-09-03 05:00
1900-09-03 06:00
1900-09-03 07:00
1900-09-03 08:00
1900-09-03 09:00
1900-09-03 10:00
1900-09-03 11:00
1900-09-03 12:00
1900-09-03 13:00
1900-09-03 14:00
1900-09-03 15:00
1900-09-03 16:00
1900-09-03 17:00
1900-09-03 18:00
1900-09-03 19:00
1900-09-03 20:00
1900-09-03 21:00
1900-09-03 22:00
1900-09-03 23:00
1900-09-04
1900-09-04 01:00
1900-09-04 02:00
1900-09-04 03:00
1900-09-04 04:00
1900-09-04 05:00
1900-09-04 06:00
1900-09-04 07:00
1900-09-04 08:00
1900-09-04 09:00
1900-09-04 10:00
1900-09-04 11:00
1900-09-04 12:00
1900-09-04 13:00
1900-09-04 14:00
1900-09-04 15:00
1900-09-04 16:00
1900-09-04 17:00
1900-09-04 18:00
1900-09-04 19:00
1900-09-04 20:00
1900-09-04 21:00
1900-09-04 22:00
1900-09-04 23:00
1900-09-05
1900-09-05 01:00
1900-09-05 02:00
1900-09-05 03:00
1900-09-05 04:00
1900-09-05 05:00
1900-09-05 06:00
1900-09-05 07:00
1900-09-05 08:00
1900-09-05 09:00
1900-09-05 10:00
1900-09-05 11:00
1900-09-05 12:00
1900-09-05 13:00
1900-09-05 14:00
1900-09-05 15:00
1900-09-05 16:00
1900-09-05 17:00
1900-09-05 18:00
1900-09-05 19:00
1900-09-05 20:00
1900-09-05 21:00
1900-09-05 22:00
1900-09-05 23:00
1900-09-06
1900-09-06 01:00
1900-09-06 02:00
1900-09-06 03:00
1900-09-06 04:00
1900-09-06 05:00
1900-09-06 06:00
1900-09-06 07:00
1900-09-06 08:00
1900-09-06 09:00
1900-09-06 10:00
1900-09-06 11:00
1900-09-06 12:00
1900-09-06 13:00
1900-09-06 14:00
1900-09-06 15:00
1900-09-06 16:00
1900-09-06 17:00
1900-09-06 18:00
1900-09-06 19:00
1900-09-06 20:00
1900-09-06 21:00
1900-09-06 22:00
1900-09-06 23:00
1900-09-07
1900-09-07 01:00
1900-09-07 02:00
1900-09-07 03:00
1900-09-07 04:00
1900-09-07 05:00
1900-09-07 06:00
1900-09-07 07:00
1900-09-07 08:00
1900-09-07 09:00
1900-09-07 10:00
1900-09-07 11:00
1900-09-07 12:00
1900-09-07 13:00
1900-09-07 14:00
1900-09-07 15:00
1900-09-07 16:00
1900-09-07 17:00
1900-09-07 18:00
1900-09-07 19:00
1900-09-07 20:00
1900-09-07 21:00
1900-09-07 22:00
1900-09-07 23:00
1900-09-08
1900-09-08 01:00
1900-09-08 02:00
1900-09-08 03:00
1900-09-08 04:00
1900-09-08 05:00
1900-09-08 06:00
1900-09-08 07:00
1900-09-08 08:00
1900-09-08 09:00
1900-09-08 10:00
1900-09-08 11:00
1900-09-08 12:00
1900-09-08 13:00
1900-09-08 14:00
1900-09-08 15:00
1900-09-08 16:00
1900-09-08 17:00
1900-09-08 18:00
1900-09-08 19:00
1900-09-08 20:00
1900-09-08 21:00
1900-09-08 22:00
1900-09-08 23:00
1900-09-09
1900-09-09 01:00
1900-09-09 02:00
1900-09-09 03:00
1900-09-09 04:00
1900-09-09 05:00
1900-09-09 06:00
1900-09-09 07:00
1900-09-09 08:00
1900-09-09 09:00
1900-09-09 10:00
1900-09-09 11:00
1900-09-09 12:00
1900-09-09 13:00
1900-09-09 14:00
1900-09-09 15:00
1900-09-09 16:00
1900-09-09 17:00
1900-09-09 18:00
1900-09-09 19:00
1900-09-09 20:00
1900-09-09 21:00
1900-09-09 22:00
1900-09-09 23:00
1900-09-10
1900-09-10 01:00
1900-09-10 02:00
1900-09-10 03:00
1900-09-10 04:00
1900-09-10 05:00
1900-09-10 06:00
1900-09-10 07:00
1900-09-10 08:00
1900-09-10 09:00
1900-09-10 10:00
1900-09-10 11:00
1900-09-10 12:00
1900-09-10 13:00
1900-09-10 14:00
1900-09-10 15:00
1900-09-10 16:00
1900-09-10 17:00
1900-09-10 18:00
1900-09-10 19:00
1900-09-10 20:00
1900-09-10 21:00
1900-09-10 22:00
1900-09-10 23:00
1900-09-11
1900-09-11 01:00
1900-09-11 02:00
1900-09-11 03:00
1900-09-11 04:00
1900-09-11 05:00
1900-09-11 06:00
1900-09-11 07:00
1900-09-11 08:00
1900-09-11 09:00
1900-09-11 10:00
1900-09-11 11:00
1900-09-11 12:00
1900-09-11 13:00
1900-09-11 14:00
1900-09-11 15:00
1900-09-11 16:00
1900-09-11 17:00
1900-09-11 18:00
1900-09-11 19:00
1900-09-11 20:00
1900-09-11 21:00
1900-09-11 22:00
1900-09-11 23:00
1900-09-12
1900-09-12 01:00
1900-09-12 02:00
1900-09-12 03:00
1900-09-12 04:00
1900-09-12 05:00
1900-09-12 06:00
1900-09-12 07:00
1900-09-12 08:00
1900-09-12 09:00
1900-09-12 10:00
1900-09-12 11:00
1900-09-12 12:00
1900-09-12 13:00
1900-09-12 14:00
1900-09-12 15:00
1900-09-12 16:00
1900-09-12 17:00
1900-09-12 18:00
1900-09-12 19:00
1900-09-12 20:00
1900-09-12 21:00
1900-09-12 22:00
1900-09-12 23:00
1900-09-13
1900-09-13 01:00
1900-09-13 02:00
1900-09-13 03:00
1900-09-13 04:00
1900-09-13 05:00
1900-09-13 06:00
1900-09-13 07:00
1900-09-13 08:00
1900-09-13 09:00
1900-09-13 10:00
1900-09-13 11:00
1900-09-13 12:00
1900-09-13 13:00
1900-09-13 14:00
1900-09-13 15:00
1900-09-13 16:00
1900-09-13 17:00
1900-09-13 18:00
1900-09-13 19:00
1900-09-13 20:00
1900-09-13 21:00
1900-09-13 22:00
1900-09-13 23:00
1900-09-14
1900-09-14 01:00
1900-09-14 02:00
1900-09-14 03:00
1900-09-14 04:00
1900-09-14 05:00
1900-09-14 06:00
1900-09-14 07:00
1900-09-14 08:00
1900-09-14 09:00
1900-09-14 10:00
1900-09-14 11:00
1900-09-14 12:00
1900-09-14 13:00
1900-09-14 14:00
1900-09-14 15:00
1900-09-14 16:00
1900-09-14 17:00
1900-09-14 18:00
1900-09-14 19:00
1900-09-14 20:00
1900-09-14 21:00
1900-09-14 22:00
1900-09-14 23:00
1900-09-15
1900-09-15 01:00
1900-09-15 02:00
1900-09-15 03:00
1900-09-15 04:00
1900-09-15 05:00
1900-09-15 06:00
1900-09-15 07:00
1900-09-15 08:00
1900-09-15 09:00
1900-09-15 10:00
1900-09-15 11:00
1900-09-15 12:00
1900-09-15 13:00
1900-09-15 14:00
1900-09-15 15:00
1900-09-15 16:00
1900-09-15 17:00
1900-09-15 18:00
1900-09-15 19:00
1900-09-15 20:00
1900-09-15 21:00
1900-09-15 22:00
1900-09-15 23:00
1900-09-16
1900-09-16 01:00
1900-09-16 02:00
1900-09-16 03:00
1900-09-16 04:00
1900-09-16 05:00
1900-09-16 06:00
1900-09-16 07:00
1900-09-16 08:00
1900-09-16 09:00
1900-09-16 10:00
1900-09-16 11:00
1900-09-16 12:00
1900-09-16 13:00
1900-09-16 14:00
1900-09-16 15:00
1900-09-16 16:00
1900-09-16 17:00
1900-09-16 18:00
1900-09-16 19:00
1900-09-16 20:00
1900-09-16 21:00
1900-09-16 22:00
1900-09-16 23:00
1900-09-17
1900-09-17 01:00
1900-09-17 02:00
1900-09-17 03:00
1900-09-17 04:00
1900-09-17 05:00
1900-09-17 06:00
1900-09-17 07:00
1900-09-17 08:00
1900-09-17 09:00
1900-09-17 10:00
1900-09-17 11:00
1900-09-17 12:00
1900-09-17 13:00
1900-09-17 14:00
1900-09-17 15:00
1900-09-17 16:00
1900-09-17 17:00
1900-09-17 18:00
1900-09-17 19:00
1900-09-17 20:00
1900-09-17 21:00
1900-09-17 22:00
1900-09-17 23:00
1900-09-18
1900-09-18 01:00
1900-09-18 02:00
1900-09-18 03:00
1900-09-18 04:00
1900-09-18 05:00
1900-09-18 06:00
1900-09-18 07:00
1900-09-18 08:00
1900-09-18 09:00
1900-09-18 10:00
1900-09-18 11:00
1900-09-18 12:00
1900-09-18 13:00
1900-09-18 14:00
1900-09-18 15:00
1900-09-18 16:00
1900-09-18 17:00
1900-09-18 18:00
1900-09-18 19:00
1900-09-18 20:00
1900-09-18 21:00
1900-09-18 22:00
1900-09-18 23:00
1900-09-19
1900-09-19 01:00
1900-09-19 02:00
1900-09-19 03:00
1900-09-19 04:00
1900-09-19 05:00
1900-09-19 06:00
1900-09-19 07:00
1900-09-19 08:00
1900-09-19 09:00
1900-09-19 10:00
1900-09-19 11:00
1900-09-19 12:00
1900-09-19 13:00
1900-09-19 14:00
1900-09-19 15:00
1900-09-19 16:00
1900-09-19 17:00
1900-09-19 18:00
1900-09-19 19:00
1900-09-19 20:00
1900-09-19 21:00
1900-09-19 22:00
1900-09-19 23:00
1900-09-20
1900-09-20 01:00
1900-09-20 02:00
1900-09-20 03:00
1900-09-20 04:00
1900-09-20 05:00
1900-09-20 06:00
1900-09-20 07:00
1900-09-20 08:00
1900-09-20 09:00
1900-09-20 10:00
1900-09-20 11:00
1900-09-20 12:00
1900-09-20 13:00
1900-09-20 14:00
1900-09-20 15:00
1900-09-20 16:00
1900-09-20 17:00
1900-09-20 18:00
1900-09-20 19:00
1900-09-20 20:00
1900-09-20 21:00
1900-09-20 22:00
1900-09-20 23:00
1900-09-21
1900-09-21 01:00
1900-09-21 02:00
1900-09-21 03:00
1900-09-21 04:00
1900-09-21 05:00
1900-09-21 06:00
1900-09-21 07:00
1900-09-21 08:00
1900-09-21 09:00
1900-09-21 10:00
1900-09-21 11:00
1900-09-21 12:00
1900-09-21 13:00
1900-09-21 14:00
1900-09-21 15:00
1900-09-21 16:00
1900-09-21 17:00
1900-09-21 18:00
1900-09-21 19:00
1900-09-21 20:00
1900-09-21 21:00
1900-09-21 22:00
1900-09-21 23:00
1900-09-22
1900-09-22 01:00
1900-09-22 02:00
1900-09-22 03:00
1900-09-22 04:00
1900-09-22 05:00
1900-09-22 06:00
1900-09-22 07:00
1900-09-22 08:00
1900-09-22 09:00
1900-09-22 10:00
1900-09-22 11:00
1900-09-22 12:00
1900-09-22 13:00
1900-09-22 14:00
1900-09-22 15:00
1900-09-22 16:00
1900-09-22 17:00
1900-09-22 18:00
1900-09-22 19:00
1900-09-22 20:00
1900-09-22 21:00
1900-09-22 22:00
1900-09-22 23:00
1900-09-23
1900-09-23 01:00
1900-09-23 02:00
1900-09-23 03:00
1900-09-23 04:00
1900-09-23 05:00
1900-09-23 06:00
1900-09-23 07:00
1900-09-23 08:00
1900-09-23 09:00
1900-09-23 10:00
1900-09-23 11:00
1900-09-23 12:00
1900-09-23 13:00
1900-09-23 14:00
1900-09-23 15:00
1900-09-23 16:00
1900-09-23 17:00
1900-09-23 18:00
1900-09-23 19:00
1900-09-23 20:00
1900-09-23 21:00
1900-09-23 22:00
1900-09-23 23:00
1900-09-24
1900-09-24 01:00
1900-09-24 02:00
1900-09-24 03:00
1900-09-24 04:00
1900-09-24 05:00
1900-09-24 06:00
1900-09-24 07:00
1900-09-24 08:00
1900-09-24 09:00
1900-09-24 10:00
1900-09-24 11:00
1900-09-24 12:00
1900-09-24 13:00
1900-09-24 14:00
1900-09-24 15:00
1900-09-24 16:00
1900-09-24 17:00
1900-09-24 18:00
1900-09-24 19:00
1900-09-24 20:00
1900-09-24 21:00
1900-09-24 22:00
1900-09-24 23:00
1900-09-25
1900-09-25 01:00
1900-09-25 02:00
1900-09-25 03:00
1900-09-25 04:00
1900-09-25 05:00
1900-09-25 06:00
1900-09-25 07:00
1900-09-25 08:00
1900-09-25 09:00
1900-09-25 10:00
1900-09-25 11:00
1900-09-25 12:00
1900-09-25 13:00
1900-09-25 14:00
1900-09-25 15:00
1900-09-25 16:00
1900-09-25 17:00
1900-09-25 18:00
1900-09-25 19:00
1900-09-25 20:00
1900-09-25 21:00
1900-09-25 22:00
1900-09-25 23:00
1900-09-26
1900-09-26 01:00
1900-09-26 02:00
1900-09-26 03:00
1900-09-26 04:00
1900-09-26 05:00
1900-09-26 06:00
1900-09-26 07:00
1900-09-26 08:00
1900-09-26 09:00
1900-09-26 10:00
1900-09-26 11:00
1900-09-26 12:00
1900-09-26 13:00
1900-09-26 14:00
1900-09-26 15:00
1900-09-26 16:00
1900-09-26 17:00
1900-09-26 18:00
1900-09-26 19:00
1900-09-26 20:00
1900-09-26 21:00
1900-09-26 22:00
1900-09-26 23:00
1900-09-27
1900-09-27 01:00
1900-09-27 02:00
1900-09-27 03:00
1900-09-27 04:00
1900-09-27 05:00
1900-09-27 06:00
1900-09-27 07:00
1900-09-27 08:00
1900-09-27 09:00
1900-09-27 10:00
1900-09-27 11:00
1900-09-27 12:00
1900-09-27 13:00
1900-09-27 14:00
1900-09-27 15:00
1900-09-27 16:00
1900-09-27 17:00
1900-09-27 18:00
1900-09-27 19:00
1900-09-27 20:00
1900-09-27 21:00
1900-09-27 22:00
1900-09-27 23:00
1900-09-28
1900-09-28 01:00
1900-09-28 02:00
1900-09-28 03:00
1900-09-28 04:00
1900-09-28 05:00
1900-09-28 06:00
1900-09-28 07:00
1900-09-28 08:00
1900-09-28 09:00
1900-09-28 10:00
1900-09-28 11:00
1900-09-28 12:00
1900-09-28 13:00
1900-09-28 14:00
1900-09-28 15:00
1900-09-28 16:00
1900-09-28 17:00
1900-09-28 18:00
1900-09-28 19:00
1900-09-28 20:00
1900-09-28 21:00
1900-09-28 22:00
1900-09-28 23:00
1900-09-29
1900-09-29 01:00
1900-09-29 02:00
1900-09-29 03:00
1900-09-29 04:00
1900-09-29 05:00
1900-09-29 06:00
1900-09-29 07:00
1900-09-29 08:00
1900-09-29 09:00
1900-09-29 10:00
1900-09-29 11:00
1900-09-29 12:00
1900-09-29 13:00
1900-09-29 14:00
1900-09-29 15:00
1900-09-29 16:00
1900-09-29 17:00
1900-09-29 18:00
1900-09-29 19:00
1900-09-29 20:00
1900-09-29 21:00
1900-09-29 22:00
1900-09-29 23:00
1900-09-30
1900-09-30 01:00
1900-09-30 02:00
1900-09-30 03:00
1900-09-30 04:00
1900-09-30 05:00
1900-09-30 06:00
1900-09-30 07:00
1900-09-30 08:00
1900-09-30 09:00
1900-09-30 10:00
1900-09-30 11:00
1900-09-30 12:00
1900-09-30 13:00
1900-09-30 14:00
1900-09-30 15:00
1900-09-30 16:00
1900-09-30 17:00
1900-09-30 18:00
1900-09-30 19:00
1900-09-30 20:00
1900-09-30 21:00
1900-09-30 22:00
1900-09-30 23:00
1900-10-01
1900-10-01 01:00
1900-10-01 02:00
1900-10-01 03:00
1900-10-01 04:00
1900-10-01 05:00
1900-10-01 06:00
1900-10-01 07:00
1900-10-01 08:00
1900-10-01 09:00
1900-10-01 10:00
1900-10-01 11:00
1900-10-01 12:00
1900-10-01 13:00
1900-10-01 14:00
1900-10-01 15:00
1900-10-01 16:00
1900-10-01 17:00
1900-10-01 18:00
1900-10-01 19:00
1900-10-01 20:00
1900-10-01 21:00
1900-10-01 22:00
1900-10-01 23:00
1900-10-02
1900-10-02 01:00
1900-10-02 02:00
1900-10-02 03:00
1900-10-02 04:00
1900-10-02 05:00
1900-10-02 06:00
1900-10-02 07:00
1900-10-02 08:00
1900-10-02 09:00
1900-10-02 10:00
1900-10-02 11:00
1900-10-02 12:00
1900-10-02 13:00
1900-10-02 14:00
1900-10-02 15:00
1900-10-02 16:00
1900-10-02 17:00
1900-10-02 18:00
1900-10-02 19:00
1900-10-02 20:00
1900-10-02 21:00
1900-10-02 22:00
1900-10-02 23:00
1900-10-03
1900-10-03 01:00
1900-10-03 02:00
1900-10-03 03:00
1900-10-03 04:00
1900-10-03 05:00
1900-10-03 06:00
1900-10-03 07:00
1900-10-03 08:00
1900-10-03 09:00
1900-10-03 10:00
1900-10-03 11:00
1900-10-03 12:00
1900-10-03 13:00
1900-10-03 14:00
1900-10-03 15:00
1900-10-03 16:00
1900-10-03 17:00
1900-10-03 18:00
1900-10-03 19:00
1900-10-03 20:00
1900-10-03 21:00
1900-10-03 22:00
1900-10-03 23:00
1900-10-04
1900-10-04 01:00
1900-10-04 02:00
1900-10-04 03:00
1900-10-04 04:00
1900-10-04 05:00
1900-10-04 06:00
1900-10-04 07:00
1900-10-04 08:00
1900-10-04 09:00
1900-10-04 10:00
1900-10-04 11:00
1900-10-04 12:00
1900-10-04 13:00
1900-10-04 14:00
1900-10-04 15:00
1900-10-04 16:00
1900-10-04 17:00
1900-10-04 18:00
1900-10-04 19:00
1900-10-04 20:00
1900-10-04 21:00
1900-10-04 22:00
1900-10-04 23:00
1900-10-05
1900-10-05 01:00
1900-10-05 02:00
1900-10-05 03:00
1900-10-05 04:00
1900-10-05 05:00
1900-10-05 06:00
1900-10-05 07:00
1900-10-05 08:00
1900-10-05 09:00
1900-10-05 10:00
1900-10-05 11:00
1900-10-05 12:00
1900-10-05 13:00
1900-10-05 14:00
1900-10-05 15:00
1900-10-05 16:00
1900-10-05 17:00
1900-10-05 18:00
1900-10-05 19:00
1900-10-05 20:00
1900-10-05 21:00
1900-10-05 22:00
1900-10-05 23:00
1900-10-06
1900-10-06 01:00
1900-10-06 02:00
1900-10-06 03:00
1900-10-06 04:00
1900-10-06 05:00
1900-10-06 06:00
1900-10-06 07:00
1900-10-06 08:00
1900-10-06 09:00
1900-10-06 10:00
1900-10-06 11:00
1900-10-06 12:00
1900-10-06 13:00
1900-10-06 14:00
1900-10-06 15:00
1900-10-06 16:00
1900-10-06 17:00
1900-10-06 18:00
1900-10-06 19:00
1900-10-06 20:00
1900-10-06 21:00
1900-10-06 22:00
1900-10-06 23:00
1900-10-07
1900-10-07 01:00
1900-10-07 02:00
1900-10-07 03:00
1900-10-07 04:00
1900-10-07 05:00
1900-10-07 06:00
1900-10-07 07:00
1900-10-07 08:00
1900-10-07 09:00
1900-10-07 10:00
1900-10-07 11:00
1900-10-07 12:00
1900-10-07 13:00
1900-10-07 14:00
1900-10-07 15:00
1900-10-07 16:00
1900-10-07 17:00
1900-10-07 18:00
1900-10-07 19:00
1900-10-07 20:00
1900-10-07 21:00
1900-10-07 22:00
1900-10-07 23:00
1900-10-08
1900-10-08 01:00
1900-10-08 02:00
1900-10-08 03:00
1900-10-08 04:00
1900-10-08 05:00
1900-10-08 06:00
1900-10-08 07:00
1900-10-08 08:00
1900-10-08 09:00
1900-10-08 10:00
1900-10-08 11:00
1900-10-08 12:00
1900-10-08 13:00
1900-10-08 14:00
1900-10-08 15:00
1900-10-08 16:00
1900-10-08 17:00
1900-10-08 18:00
1900-10-08 19:00
1900-10-08 20:00
1900-10-08 21:00
1900-10-08 22:00
1900-10-08 23:00
1900-10-09
1900-10-09 01:00
1900-10-09 02:00
1900-10-09 03:00
1900-10-09 04:00
1900-10-09 05:00
1900-10-09 06:00
1900-10-09 07:00
1900-10-09 08:00
1900-10-09 09:00
1900-10-09 10:00
1900-10-09 11:00
1900-10-09 12:00
1900-10-09 13:00
1900-10-09 14:00
1900-10-09 15:00
1900-10-09 16:00
1900-10-09 17:00
1900-10-09 18:00
1900-10-09 19:00
1900-10-09 20:00
1900-10-09 21:00
1900-10-09 22:00
1900-10-09 23:00
1900-10-10
1900-10-10 01:00
1900-10-10 02:00
1900-10-10 03:00
1900-10-10 04:00
1900-10-10 05:00
1900-10-10 06:00
1900-10-10 07:00
1900-10-10 08:00
1900-10-10 09:00
1900-10-10 10:00
1900-10-10 11:00
1900-10-10 12:00
1900-10-10 13:00
1900-10-10 14:00
1900-10-10 15:00
1900-10-10 16:00
1900-10-10 17:00
1900-10-10 18:00
1900-10-10 19:00
1900-10-10 20:00
1900-10-10 21:00
1900-10-10 22:00
1900-10-10 23:00
1900-10-11
1900-10-11 01:00
1900-10-11 02:00
1900-10-11 03:00
1900-10-11 04:00
1900-10-11 05:00
1900-10-11 06:00
1900-10-11 07:00
1900-10-11 08:00
1900-10-11 09:00
1900-10-11 10:00
1900-10-11 11:00
1900-10-11 12:00
1900-10-11 13:00
1900-10-11 14:00
1900-10-11 15:00
1900-10-11 16:00
1900-10-11 17:00
1900-10-11 18:00
1900-10-11 19:00
1900-10-11 20:00
1900-10-11 21:00
1900-10-11 22:00
1900-10-11 23:00
1900-10-12
1900-10-12 01:00
1900-10-12 02:00
1900-10-12 03:00
1900-10-12 04:00
1900-10-12 05:00
1900-10-12 06:00
1900-10-12 07:00
1900-10-12 08:00
1900-10-12 09:00
1900-10-12 10:00
1900-10-12 11:00
1900-10-12 12:00
1900-10-12 13:00
1900-10-12 14:00
1900-10-12 15:00
1900-10-12 16:00
1900-10-12 17:00
1900-10-12 18:00
1900-10-12 19:00
1900-10-12 20:00
1900-10-12 21:00
1900-10-12 22:00
1900-10-12 23:00
1900-10-13
1900-10-13 01:00
1900-10-13 02:00
1900-10-13 03:00
1900-10-13 04:00
1900-10-13 05:00
1900-10-13 06:00
1900-10-13 07:00
1900-10-13 08:00
1900-10-13 09:00
1900-10-13 10:00
1900-10-13 11:00
1900-10-13 12:00
1900-10-13 13:00
1900-10-13 14:00
1900-10-13 15:00
1900-10-13 16:00
1900-10-13 17:00
1900-10-13 18:00
1900-10-13 19:00
1900-10-13 20:00
1900-10-13 21:00
1900-10-13 22:00
1900-10-13 23:00
1900-10-14
1900-10-14 01:00
1900-10-14 02:00
1900-10-14 03:00
1900-10-14 04:00
1900-10-14 05:00
1900-10-14 06:00
1900-10-14 07:00
1900-10-14 08:00
1900-10-14 09:00
1900-10-14 10:00
1900-10-14 11:00
1900-10-14 12:00
1900-10-14 13:00
1900-10-14 14:00
1900-10-14 15:00
1900-10-14 16:00
1900-10-14 17:00
1900-10-14 18:00
1900-10-14 19:00
1900-10-14 20:00
1900-10-14 21:00
1900-10-14 22:00
1900-10-14 23:00
1900-10-15
1900-10-15 01:00
1900-10-15 02:00
1900-10-15 03:00
1900-10-15 04:00
1900-10-15 05:00
1900-10-15 06:00
1900-10-15 07:00
1900-10-15 08:00
1900-10-15 09:00
1900-10-15 10:00
1900-10-15 11:00
1900-10-15 12:00
1900-10-15 13:00
1900-10-15 14:00
1900-10-15 15:00
1900-10-15 16:00
1900-10-15 17:00
1900-10-15 18:00
1900-10-15 19:00
1900-10-15 20:00
1900-10-15 21:00
1900-10-15 22:00
1900-10-15 23:00
1900-10-16
1900-10-16 01:00
1900-10-16 02:00
1900-10-16 03:00
1900-10-16 04:00
1900-10-16 05:00
1900-10-16 06:00
1900-10-16 07:00
1900-10-16 08:00
1900-10-16 09:00
1900-10-16 10:00
1900-10-16 11:00
1900-10-16 12:00
1900-10-16 13:00
1900-10-16 14:00
1900-10-16 15:00
1900-10-16 16:00
1900-10-16 17:00
1900-10-16 18:00
1900-10-16 19:00
1900-10-16 20:00
1900-10-16 21:00
1900-10-16 22:00
1900-10-16 23:00
1900-10-17
1900-10-17 01:00
1900-10-17 02:00
1900-10-17 03:00
1900-10-17 04:00
1900-10-17 05:00
1900-10-17 06:00
1900-10-17 07:00
1900-10-17 08:00
1900-10-17 09:00
1900-10-17 10:00
1900-10-17 11:00
1900-10-17 12:00
1900-10-17 13:00
1900-10-17 14:00
1900-10-17 15:00
1900-10-17 16:00
1900-10-17 17:00
1900-10-17 18:00
1900-10-17 19:00
1900-10-17 20:00
1900-10-17 21:00
1900-10-17 22:00
1900-10-17 23:00
1900-10-18
1900-10-18 01:00
1900-10-18 02:00
1900-10-18 03:00
1900-10-18 04:00
1900-10-18 05:00
1900-10-18 06:00
1900-10-18 07:00
1900-10-18 08:00
1900-10-18 09:00
1900-10-18 10:00
1900-10-18 11:00
1900-10-18 12:00
1900-10-18 13:00
1900-10-18 14:00
1900-10-18 15:00
1900-10-18 16:00
1900-10-18 17:00
1900-10-18 18:00
1900-10-18 19:00
1900-10-18 20:00
1900-10-18 21:00
1900-10-18 22:00
1900-10-18 23:00
1900-10-19
1900-10-19 01:00
1900-10-19 02:00
1900-10-19 03:00
1900-10-19 04:00
1900-10-19 05:00
1900-10-19 06:00
1900-10-19 07:00
1900-10-19 08:00
1900-10-19 09:00
1900-10-19 10:00
1900-10-19 11:00
1900-10-19 12:00
1900-10-19 13:00
1900-10-19 14:00
1900-10-19 15:00
1900-10-19 16:00
1900-10-19 17:00
1900-10-19 18:00
1900-10-19 19:00
1900-10-19 20:00
1900-10-19 21:00
1900-10-19 22:00
1900-10-19 23:00
1900-10-20
1900-10-20 01:00
1900-10-20 02:00
1900-10-20 03:00
1900-10-20 04:00
1900-10-20 05:00
1900-10-20 06:00
1900-10-20 07:00
1900-10-20 08:00
1900-10-20 09:00
1900-10-20 10:00
1900-10-20 11:00
1900-10-20 12:00
1900-10-20 13:00
1900-10-20 14:00
1900-10-20 15:00
1900-10-20 16:00
1900-10-20 17:00
1900-10-20 18:00
1900-10-20 19:00
1900-10-20 20:00
1900-10-20 21:00
1900-10-20 22:00
1900-10-20 23:00
1900-10-21
1900-10-21 01:00
1900-10-21 02:00
1900-10-21 03:00
1900-10-21 04:00
1900-10-21 05:00
1900-10-21 06:00
1900-10-21 07:00
1900-10-21 08:00
1900-10-21 09:00
1900-10-21 10:00
1900-10-21 11:00
1900-10-21 12:00
1900-10-21 13:00
1900-10-21 14:00
1900-10-21 15:00
1900-10-21 16:00
1900-10-21 17:00
1900-10-21 18:00
1900-10-21 19:00
1900-10-21 20:00
1900-10-21 21:00
1900-10-21 22:00
1900-10-21 23:00
1900-10-22
1900-10-22 01:00
1900-10-22 02:00
1900-10-22 03:00
1900-10-22 04:00
1900-10-22 05:00
1900-10-22 06:00
1900-10-22 07:00
1900-10-22 08:00
1900-10-22 09:00
1900-10-22 10:00
1900-10-22 11:00
1900-10-22 12:00
1900-10-22 13:00
1900-10-22 14:00
1900-10-22 15:00
1900-10-22 16:00
1900-10-22 17:00
1900-10-22 18:00
1900-10-22 19:00
1900-10-22 20:00
1900-10-22 21:00
1900-10-22 22:00
1900-10-22 23:00
1900-10-23
1900-10-23 01:00
1900-10-23 02:00
1900-10-23 03:00
1900-10-23 04:00
1900-10-23 05:00
1900-10-23 06:00
1900-10-23 07:00
1900-10-23 08:00
1900-10-23 09:00
1900-10-23 10:00
1900-10-23 11:00
1900-10-23 12:00
1900-10-23 13:00
1900-10-23 14:00
1900-10-23 15:00
1900-10-23 16:00
1900-10-23 17:00
1900-10-23 18:00
1900-10-23 19:00
1900-10-23 20:00
1900-10-23 21:00
1900-10-23 22:00
1900-10-23 23:00
1900-10-24
1900-10-24 01:00
1900-10-24 02:00
1900-10-24 03:00
1900-10-24 04:00
1900-10-24 05:00
1900-10-24 06:00
1900-10-24 07:00
1900-10-24 08:00
1900-10-24 09:00
1900-10-24 10:00
1900-10-24 11:00
1900-10-24 12:00
1900-10-24 13:00
1900-10-24 14:00
1900-10-24 15:00
1900-10-24 16:00
1900-10-24 17:00
1900-10-24 18:00
1900-10-24 19:00
1900-10-24 20:00
1900-10-24 21:00
1900-10-24 22:00
1900-10-24 23:00
1900-10-25
1900-10-25 01:00
1900-10-25 02:00
1900-10-25 03:00
1900-10-25 04:00
1900-10-25 05:00
1900-10-25 06:00
1900-10-25 07:00
1900-10-25 08:00
1900-10-25 09:00
1900-10-25 10:00
1900-10-25 11:00
1900-10-25 12:00
1900-10-25 13:00
1900-10-25 14:00
1900-10-25 15:00
1900-10-25 16:00
1900-10-25 17:00
1900-10-25 18:00
1900-10-25 19:00
1900-10-25 20:00
1900-10-25 21:00
1900-10-25 22:00
1900-10-25 23:00
1900-10-26
1900-10-26 01:00
1900-10-26 02:00
1900-10-26 03:00
1900-10-26 04:00
1900-10-26 05:00
1900-10-26 06:00
1900-10-26 07:00
1900-10-26 08:00
1900-10-26 09:00
1900-10-26 10:00
1900-10-26 11:00
1900-10-26 12:00
1900-10-26 13:00
1900-10-26 14:00
1900-10-26 15:00
1900-10-26 16:00
1900-10-26 17:00
1900-10-26 18:00
1900-10-26 19:00
1900-10-26 20:00
1900-10-26 21:00
1900-10-26 22:00
1900-10-26 23:00
1900-10-27
1900-10-27 01:00
1900-10-27 02:00
1900-10-27 03:00
1900-10-27 04:00
1900-10-27 05:00
1900-10-27 06:00
1900-10-27 07:00
1900-10-27 08:00
1900-10-27 09:00
1900-10-27 10:00
1900-10-27 11:00
1900-10-27 12:00
1900-10-27 13:00
1900-10-27 14:00
1900-10-27 15:00
1900-10-27 16:00
1900-10-27 17:00
1900-10-27 18:00
1900-10-27 19:00
1900-10-27 20:00
1900-10-27 21:00
1900-10-27 22:00
1900-10-27 23:00
1900-10-28
1900-10-28 01:00
1900-10-28 02:00
1900-10-28 03:00
1900-10-28 04:00
1900-10-28 05:00
1900-10-28 06:00
1900-10-28 07:00
1900-10-28 08:00
1900-10-28 09:00
1900-10-28 10:00
1900-10-28 11:00
1900-10-28 12:00
1900-10-28 13:00
1900-10-28 14:00
1900-10-28 15:00
1900-10-28 16:00
1900-10-28 17:00
1900-10-28 18:00
1900-10-28 19:00
1900-10-28 20:00
1900-10-28 21:00
1900-10-28 22:00
1900-10-28 23:00
1900-10-29
1900-10-29 01:00
1900-10-29 02:00
1900-10-29 03:00
1900-10-29 04:00
1900-10-29 05:00
1900-10-29 06:00
1900-10-29 07:00
1900-10-29 08:00
1900-10-29 09:00
1900-10-29 10:00
1900-10-29 11:00
1900-10-29 12:00
1900-10-29 13:00
1900-10-29 14:00
1900-10-29 15:00
1900-10-29 16:00
1900-10-29 17:00
1900-10-29 18:00
1900-10-29 19:00
1900-10-29 20:00
1900-10-29 21:00
1900-10-29 22:00
1900-10-29 23:00
1900-10-30
1900-10-30 01:00
1900-10-30 02:00
1900-10-30 03:00
1900-10-30 04:00
1900-10-30 05:00
1900-10-30 06:00
1900-10-30 07:00
1900-10-30 08:00
1900-10-30 09:00
1900-10-30 10:00
1900-10-30 11:00
1900-10-30 12:00
1900-10-30 13:00
1900-10-30 14:00
1900-10-30 15:00
1900-10-30 16:00
1900-10-30 17:00
1900-10-30 18:00
1900-10-30 19:00
1900-10-30 20:00
1900-10-30 21:00
1900-10-30 22:00
1900-10-30 23:00
1900-10-31
1900-10-31 01:00
1900-10-31 02:00
1900-10-31 03:00
1900-10-31 04:00
1900-10-31 05:00
1900-10-31 06:00
1900-10-31 07:00
1900-10-31 08:00
1900-10-31 09:00
1900-10-31 10:00
1900-10-31 11:00
1900-10-31 12:00
1900-10-31 13:00
1900-10-31 14:00
1900-10-31 15:00
1900-10-31 16:00
1900-10-31 17:00
1900-10-31 18:00
1900-10-31 19:00
1900-10-31 20:00
1900-10-31 21:00
1900-10-31 22:00
1900-10-31 23:00
1900-11-01
1900-11-01 01:00
1900-11-01 02:00
1900-11-01 03:00
1900-11-01 04:00
1900-11-01 05:00
1900-11-01 06:00
1900-11-01 07:00
1900-11-01 08:00
1900-11-01 09:00
1900-11-01 10:00
1900-11-01 11:00
1900-11-01 12:00
1900-11-01 13:00
1900-11-01 14:00
1900-11-01 15:00
1900-11-01 16:00
1900-11-01 17:00
1900-11-01 18:00
1900-11-01 19:00
1900-11-01 20:00
1900-11-01 21:00
1900-11-01 22:00
1900-11-01 23:00
1900-11-02
1900-11-02 01:00
1900-11-02 02:00
1900-11-02 03:00
1900-11-02 04:00
1900-11-02 05:00
1900-11-02 06:00
1900-11-02 07:00
1900-11-02 08:00
1900-11-02 09:00
1900-11-02 10:00
1900-11-02 11:00
1900-11-02 12:00
1900-11-02 13:00
1900-11-02 14:00
1900-11-02 15:00
1900-11-02 16:00
1900-11-02 17:00
1900-11-02 18:00
1900-11-02 19:00
1900-11-02 20:00
1900-11-02 21:00
1900-11-02 22:00
1900-11-02 23:00
1900-11-03
1900-11-03 01:00
1900-11-03 02:00
1900-11-03 03:00
1900-11-03 04:00
1900-11-03 05:00
1900-11-03 06:00
1900-11-03 07:00
1900-11-03 08:00
1900-11-03 09:00
1900-11-03 10:00
1900-11-03 11:00
1900-11-03 12:00
1900-11-03 13:00
1900-11-03 14:00
1900-11-03 15:00
1900-11-03 16:00
1900-11-03 17:00
1900-11-03 18:00
1900-11-03 19:00
1900-11-03 20:00
1900-11-03 21:00
1900-11-03 22:00
1900-11-03 23:00
1900-11-04
1900-11-04 01:00
1900-11-04 02:00
1900-11-04 03:00
1900-11-04 04:00
1900-11-04 05:00
1900-11-04 06:00
1900-11-04 07:00
1900-11-04 08:00
1900-11-04 09:00
1900-11-04 10:00
1900-11-04 11:00
1900-11-04 12:00
1900-11-04 13:00
1900-11-04 14:00
1900-11-04 15:00
1900-11-04 16:00
1900-11-04 17:00
1900-11-04 18:00
1900-11-04 19:00
1900-11-04 20:00
1900-11-04 21:00
1900-11-04 22:00
1900-11-04 23:00
1900-11-05
1900-11-05 01:00
1900-11-05 02:00
1900-11-05 03:00
1900-11-05 04:00
1900-11-05 05:00
1900-11-05 06:00
1900-11-05 07:00
1900-11-05 08:00
1900-11-05 09:00
1900-11-05 10:00
1900-11-05 11:00
1900-11-05 12:00
1900-11-05 13:00
1900-11-05 14:00
1900-11-05 15:00
1900-11-05 16:00
1900-11-05 17:00
1900-11-05 18:00
1900-11-05 19:00
1900-11-05 20:00
1900-11-05 21:00
1900-11-05 22:00
1900-11-05 23:00
1900-11-06
1900-11-06 01:00
1900-11-06 02:00
1900-11-06 03:00
1900-11-06 04:00
1900-11-06 05:00
1900-11-06 06:00
1900-11-06 07:00
1900-11-06 08:00
1900-11-06 09:00
1900-11-06 10:00
1900-11-06 11:00
1900-11-06 12:00
1900-11-06 13:00
1900-11-06 14:00
1900-11-06 15:00
1900-11-06 16:00
1900-11-06 17:00
1900-11-06 18:00
1900-11-06 19:00
1900-11-06 20:00
1900-11-06 21:00
1900-11-06 22:00
1900-11-06 23:00
1900-11-07
1900-11-07 01:00
1900-11-07 02:00
1900-11-07 03:00
1900-11-07 04:00
1900-11-07 05:00
1900-11-07 06:00
1900-11-07 07:00
1900-11-07 08:00
1900-11-07 09:00
1900-11-07 10:00
1900-11-07 11:00
1900-11-07 12:00
1900-11-07 13:00
1900-11-07 14:00
1900-11-07 15:00
1900-11-07 16:00
1900-11-07 17:00
1900-11-07 18:00
1900-11-07 19:00
1900-11-07 20:00
1900-11-07 21:00
1900-11-07 22:00
1900-11-07 23:00
1900-11-08
1900-11-08 01:00
1900-11-08 02:00
1900-11-08 03:00
1900-11-08 04:00
1900-11-08 05:00
1900-11-08 06:00
1900-11-08 07:00
1900-11-08 08:00
1900-11-08 09:00
1900-11-08 10:00
1900-11-08 11:00
1900-11-08 12:00
1900-11-08 13:00
1900-11-08 14:00
1900-11-08 15:00
1900-11-08 16:00
1900-11-08 17:00
1900-11-08 18:00
1900-11-08 19:00
1900-11-08 20:00
1900-11-08 21:00
1900-11-08 22:00
1900-11-08 23:00
1900-11-09
1900-11-09 01:00
1900-11-09 02:00
1900-11-09 03:00
1900-11-09 04:00
1900-11-09 05:00
1900-11-09 06:00
1900-11-09 07:00
1900-11-09 08:00
1900-11-09 09:00
1900-11-09 10:00
1900-11-09 11:00
1900-11-09 12:00
1900-11-09 13:00
1900-11-09 14:00
1900-11-09 15:00
1900-11-09 16:00
1900-11-09 17:00
1900-11-09 18:00
1900-11-09 19:00
1900-11-09 20:00
1900-11-09 21:00
1900-11-09 22:00
1900-11-09 23:00
1900-11-10
1900-11-10 01:00
1900-11-10 02:00
1900-11-10 03:00
1900-11-10 04:00
1900-11-10 05:00
1900-11-10 06:00
1900-11-10 07:00
1900-11-10 08:00
1900-11-10 09:00
1900-11-10 10:00
1900-11-10 11:00
1900-11-10 12:00
1900-11-10 13:00
1900-11-10 14:00
1900-11-10 15:00
1900-11-10 16:00
1900-11-10 17:00
1900-11-10 18:00
1900-11-10 19:00
1900-11-10 20:00
1900-11-10 21:00
1900-11-10 22:00
1900-11-10 23:00
1900-11-11
1900-11-11 01:00
1900-11-11 02:00
1900-11-11 03:00
1900-11-11 04:00
1900-11-11 05:00
1900-11-11 06:00
1900-11-11 07:00
1900-11-11 08:00
1900-11-11 09:00
1900-11-11 10:00
1900-11-11 11:00
1900-11-11 12:00
1900-11-11 13:00
1900-11-11 14:00
1900-11-11 15:00
1900-11-11 16:00
1900-11-11 17:00
1900-11-11 18:00
1900-11-11 19:00
1900-11-11 20:00
1900-11-11 21:00
1900-11-11 22:00
1900-11-11 23:00
1900-11-12
1900-11-12 01:00
1900-11-12 02:00
1900-11-12 03:00
1900-11-12 04:00
1900-11-12 05:00
1900-11-12 06:00
1900-11-12 07:00
1900-11-12 08:00
1900-11-12 09:00
1900-11-12 10:00
1900-11-12 11:00
1900-11-12 12:00
1900-11-12 13:00
1900-11-12 14:00
1900-11-12 15:00
1900-11-12 16:00
1900-11-12 17:00
1900-11-12 18:00
1900-11-12 19:00
1900-11-12 20:00
1900-11-12 21:00
1900-11-12 22:00
1900-11-12 23:00
1900-11-13
1900-11-13 01:00
1900-11-13 02:00
1900-11-13 03:00
1900-11-13 04:00
1900-11-13 05:00
1900-11-13 06:00
1900-11-13 07:00
1900-11-13 08:00
1900-11-13 09:00
1900-11-13 10:00
1900-11-13 11:00
1900-11-13 12:00
1900-11-13 13:00
1900-11-13 14:00
1900-11-13 15:00
1900-11-13 16:00
1900-11-13 17:00
1900-11-13 18:00
1900-11-13 19:00
1900-11-13 20:00
1900-11-13 21:00
1900-11-13 22:00
1900-11-13 23:00
1900-11-14
1900-11-14 01:00
1900-11-14 02:00
1900-11-14 03:00
1900-11-14 04:00
1900-11-14 05:00
1900-11-14 06:00
1900-11-14 07:00
1900-11-14 08:00
1900-11-14 09:00
1900-11-14 10:00
1900-11-14 11:00
1900-11-14 12:00
1900-11-14 13:00
1900-11-14 14:00
1900-11-14 15:00
1900-11-14 16:00
1900-11-14 17:00
1900-11-14 18:00
1900-11-14 19:00
1900-11-14 20:00
1900-11-14 21:00
1900-11-14 22:00
1900-11-14 23:00
1900-11-15
1900-11-15 01:00
1900-11-15 02:00
1900-11-15 03:00
1900-11-15 04:00
1900-11-15 05:00
1900-11-15 06:00
1900-11-15 07:00
1900-11-15 08:00
1900-11-15 09:00
1900-11-15 10:00
1900-11-15 11:00
1900-11-15 12:00
1900-11-15 13:00
1900-11-15 14:00
1900-11-15 15:00
1900-11-15 16:00
1900-11-15 17:00
1900-11-15 18:00
1900-11-15 19:00
1900-11-15 20:00
1900-11-15 21:00
1900-11-15 22:00
1900-11-15 23:00
1900-11-16
1900-11-16 01:00
1900-11-16 02:00
1900-11-16 03:00
1900-11-16 04:00
1900-11-16 05:00
1900-11-16 06:00
1900-11-16 07:00
1900-11-16 08:00
1900-11-16 09:00
1900-11-16 10:00
1900-11-16 11:00
1900-11-16 12:00
1900-11-16 13:00
1900-11-16 14:00
1900-11-16 15:00
1900-11-16 16:00
1900-11-16 17:00
1900-11-16 18:00
1900-11-16 19:00
1900-11-16 20:00
1900-11-16 21:00
1900-11-16 22:00
1900-11-16 23:00
1900-11-17
1900-11-17 01:00
1900-11-17 02:00
1900-11-17 03:00
1900-11-17 04:00
1900-11-17 05:00
1900-11-17 06:00
1900-11-17 07:00
1900-11-17 08:00
1900-11-17 09:00
1900-11-17 10:00
1900-11-17 11:00
1900-11-17 12:00
1900-11-17 13:00
1900-11-17 14:00
1900-11-17 15:00
1900-11-17 16:00
1900-11-17 17:00
1900-11-17 18:00
1900-11-17 19:00
1900-11-17 20:00
1900-11-17 21:00
1900-11-17 22:00
1900-11-17 23:00
1900-11-18
1900-11-18 01:00
1900-11-18 02:00
1900-11-18 03:00
1900-11-18 04:00
1900-11-18 05:00
1900-11-18 06:00
1900-11-18 07:00
1900-11-18 08:00
1900-11-18 09:00
1900-11-18 10:00
1900-11-18 11:00
1900-11-18 12:00
1900-11-18 13:00
1900-11-18 14:00
1900-11-18 15:00
1900-11-18 16:00
1900-11-18 17:00
1900-11-18 18:00
1900-11-18 19:00
1900-11-18 20:00
1900-11-18 21:00
1900-11-18 22:00
1900-11-18 23:00
1900-11-19
1900-11-19 01:00
1900-11-19 02:00
1900-11-19 03:00
1900-11-19 04:00
1900-11-19 05:00
1900-11-19 06:00
1900-11-19 07:00
1900-11-19 08:00
1900-11-19 09:00
1900-11-19 10:00
1900-11-19 11:00
1900-11-19 12:00
1900-11-19 13:00
1900-11-19 14:00
1900-11-19 15:00
1900-11-19 16:00
1900-11-19 17:00
1900-11-19 18:00
1900-11-19 19:00
1900-11-19 20:00
1900-11-19 21:00
1900-11-19 22:00
1900-11-19 23:00
1900-11-20
1900-11-20 01:00
1900-11-20 02:00
1900-11-20 03:00
1900-11-20 04:00
1900-11-20 05:00
1900-11-20 06:00
1900-11-20 07:00
1900-11-20 08:00
1900-11-20 09:00
1900-11-20 10:00
1900-11-20 11:00
1900-11-20 12:00
1900-11-20 13:00
1900-11-20 14:00
1900-11-20 15:00
1900-11-20 16:00
1900-11-20 17:00
1900-11-20 18:00
1900-11-20 19:00
1900-11-20 20:00
1900-11-20 21:00
1900-11-20 22:00
1900-11-20 23:00
1900-11-21
1900-11-21 01:00
1900-11-21 02:00
1900-11-21 03:00
1900-11-21 04:00
1900-11-21 05:00
1900-11-21 06:00
1900-11-21 07:00
1900-11-21 08:00
1900-11-21 09:00
1900-11-21 10:00
1900-11-21 11:00
1900-11-21 12:00
1900-11-21 13:00
1900-11-21 14:00
1900-11-21 15:00
1900-11-21 16:00
1900-11-21 17:00
1900-11-21 18:00
1900-11-21 19:00
1900-11-21 20:00
1900-11-21 21:00
1900-11-21 22:00
1900-11-21 23:00
1900-11-22
1900-11-22 01:00
1900-11-22 02:00
1900-11-22 03:00
1900-11-22 04:00
1900-11-22 05:00
1900-11-22 06:00
1900-11-22 07:00
1900-11-22 08:00
1900-11-22 09:00
1900-11-22 10:00
1900-11-22 11:00
1900-11-22 12:00
1900-11-22 13:00
1900-11-22 14:00
1900-11-22 15:00
1900-11-22 16:00
1900-11-22 17:00
1900-11-22 18:00
1900-11-22 19:00
1900-11-22 20:00
1900-11-22 21:00
1900-11-22 22:00
1900-11-22 23:00
1900-11-23
1900-11-23 01:00
1900-11-23 02:00
1900-11-23 03:00
1900-11-23 04:00
1900-11-23 05:00
1900-11-23 06:00
1900-11-23 07:00
1900-11-23 08:00
1900-11-23 09:00
1900-11-23 10:00
1900-11-23 11:00
1900-11-23 12:00
1900-11-23 13:00
1900-11-23 14:00
1900-11-23 15:00
1900-11-23 16:00
1900-11-23 17:00
1900-11-23 18:00
1900-11-23 19:00
1900-11-23 20:00
1900-11-23 21:00
1900-11-23 22:00
1900-11-23 23:00
1900-11-24
1900-11-24 01:00
1900-11-24 02:00
1900-11-24 03:00
1900-11-24 04:00
1900-11-24 05:00
1900-11-24 06:00
1900-11-24 07:00
1900-11-24 08:00
1900-11-24 09:00
1900-11-24 10:00
1900-11-24 11:00
1900-11-24 12:00
1900-11-24 13:00
1900-11-24 14:00
1900-11-24 15:00
1900-11-24 16:00
1900-11-24 17:00
1900-11-24 18:00
1900-11-24 19:00
1900-11-24 20:00
1900-11-24 21:00
1900-11-24 22:00
1900-11-24 23:00
1900-11-25
1900-11-25 01:00
1900-11-25 02:00
1900-11-25 03:00
1900-11-25 04:00
1900-11-25 05:00
1900-11-25 06:00
1900-11-25 07:00
1900-11-25 08:00
1900-11-25 09:00
1900-11-25 10:00
1900-11-25 11:00
1900-11-25 12:00
1900-11-25 13:00
1900-11-25 14:00
1900-11-25 15:00
1900-11-25 16:00
1900-11-25 17:00
1900-11-25 18:00
1900-11-25 19:00
1900-11-25 20:00
1900-11-25 21:00
1900-11-25 22:00
1900-11-25 23:00
1900-11-26
1900-11-26 01:00
1900-11-26 02:00
1900-11-26 03:00
1900-11-26 04:00
1900-11-26 05:00
1900-11-26 06:00
1900-11-26 07:00
1900-11-26 08:00
1900-11-26 09:00
1900-11-26 10:00
1900-11-26 11:00
1900-11-26 12:00
1900-11-26 13:00
1900-11-26 14:00
1900-11-26 15:00
1900-11-26 16:00
1900-11-26 17:00
1900-11-26 18:00
1900-11-26 19:00
1900-11-26 20:00
1900-11-26 21:00
1900-11-26 22:00
1900-11-26 23:00
1900-11-27
1900-11-27 01:00
1900-11-27 02:00
1900-11-27 03:00
1900-11-27 04:00
1900-11-27 05:00
1900-11-27 06:00
1900-11-27 07:00
1900-11-27 08:00
1900-11-27 09:00
1900-11-27 10:00
1900-11-27 11:00
1900-11-27 12:00
1900-11-27 13:00
1900-11-27 14:00
1900-11-27 15:00
1900-11-27 16:00
1900-11-27 17:00
1900-11-27 18:00
1900-11-27 19:00
1900-11-27 20:00
1900-11-27 21:00
1900-11-27 22:00
1900-11-27 23:00
1900-11-28
1900-11-28 01:00
1900-11-28 02:00
1900-11-28 03:00
1900-11-28 04:00
1900-11-28 05:00
1900-11-28 06:00
1900-11-28 07:00
1900-11-28 08:00
1900-11-28 09:00
1900-11-28 10:00
1900-11-28 11:00
1900-11-28 12:00
1900-11-28 13:00
1900-11-28 14:00
1900-11-28 15:00
1900-11-28 16:00
1900-11-28 17:00
1900-11-28 18:00
1900-11-28 19:00
1900-11-28 20:00
1900-11-28 21:00
1900-11-28 22:00
1900-11-28 23:00
1900-11-29
1900-11-29 01:00
1900-11-29 02:00
1900-11-29 03:00
1900-11-29 04:00
1900-11-29 05:00
1900-11-29 06:00
1900-11-29 07:00
1900-11-29 08:00
1900-11-29 09:00
1900-11-29 10:00
1900-11-29 11:00
1900-11-29 12:00
1900-11-29 13:00
1900-11-29 14:00
1900-11-29 15:00
1900-11-29 16:00
1900-11-29 17:00
1900-11-29 18:00
1900-11-29 19:00
1900-11-29 20:00
1900-11-29 21:00
1900-11-29 22:00
1900-11-29 23:00
1900-11-30
1900-11-30 01:00
1900-11-30 02:00
1900-11-30 03:00
1900-11-30 04:00
1900-11-30 05:00
1900-11-30 06:00
1900-11-30 07:00
1900-11-30 08:00
1900-11-30 09:00
1900-11-30 10:00
1900-11-30 11:00
1900-11-30 12:00
1900-11-30 13:00
1900-11-30 14:00
1900-11-30 15:00
1900-11-30 16:00
1900-11-30 17:00
1900-11-30 18:00
1900-11-30 19:00
1900-11-30 20:00
1900-11-30 21:00
1900-11-30 22:00
1900-11-30 23:00
1900-12-01
1900-12-01 01:00
1900-12-01 02:00
1900-12-01 03:00
1900-12-01 04:00
1900-12-01 05:00
1900-12-01 06:00
1900-12-01 07:00
1900-12-01 08:00
1900-12-01 09:00
1900-12-01 10:00
1900-12-01 11:00
1900-12-01 12:00
1900-12-01 13:00
1900-12-01 14:00
1900-12-01 15:00
1900-12-01 16:00
1900-12-01 17:00
1900-12-01 18:00
1900-12-01 19:00
1900-12-01 20:00
1900-12-01 21:00
1900-12-01 22:00
1900-12-01 23:00
1900-12-02
1900-12-02 01:00
1900-12-02 02:00
1900-12-02 03:00
1900-12-02 04:00
1900-12-02 05:00
1900-12-02 06:00
1900-12-02 07:00
1900-12-02 08:00
1900-12-02 09:00
1900-12-02 10:00
1900-12-02 11:00
1900-12-02 12:00
1900-12-02 13:00
1900-12-02 14:00
1900-12-02 15:00
1900-12-02 16:00
1900-12-02 17:00
1900-12-02 18:00
1900-12-02 19:00
1900-12-02 20:00
1900-12-02 21:00
1900-12-02 22:00
1900-12-02 23:00
1900-12-03
1900-12-03 01:00
1900-12-03 02:00
1900-12-03 03:00
1900-12-03 04:00
1900-12-03 05:00
1900-12-03 06:00
1900-12-03 07:00
1900-12-03 08:00
1900-12-03 09:00
1900-12-03 10:00
1900-12-03 11:00
1900-12-03 12:00
1900-12-03 13:00
1900-12-03 14:00
1900-12-03 15:00
1900-12-03 16:00
1900-12-03 17:00
1900-12-03 18:00
1900-12-03 19:00
1900-12-03 20:00
1900-12-03 21:00
1900-12-03 22:00
1900-12-03 23:00
1900-12-04
1900-12-04 01:00
1900-12-04 02:00
1900-12-04 03:00
1900-12-04 04:00
1900-12-04 05:00
1900-12-04 06:00
1900-12-04 07:00
1900-12-04 08:00
1900-12-04 09:00
1900-12-04 10:00
1900-12-04 11:00
1900-12-04 12:00
1900-12-04 13:00
1900-12-04 14:00
1900-12-04 15:00
1900-12-04 16:00
1900-12-04 17:00
1900-12-04 18:00
1900-12-04 19:00
1900-12-04 20:00
1900-12-04 21:00
1900-12-04 22:00
1900-12-04 23:00
1900-12-05
1900-12-05 01:00
1900-12-05 02:00
1900-12-05 03:00
1900-12-05 04:00
1900-12-05 05:00
1900-12-05 06:00
1900-12-05 07:00
1900-12-05 08:00
1900-12-05 09:00
1900-12-05 10:00
1900-12-05 11:00
1900-12-05 12:00
1900-12-05 13:00
1900-12-05 14:00
1900-12-05 15:00
1900-12-05 16:00
1900-12-05 17:00
1900-12-05 18:00
1900-12-05 19:00
1900-12-05 20:00
1900-12-05 21:00
1900-12-05 22:00
1900-12-05 23:00
1900-12-06
1900-12-06 01:00
1900-12-06 02:00
1900-12-06 03:00
1900-12-06 04:00
1900-12-06 05:00
1900-12-06 06:00
1900-12-06 07:00
1900-12-06 08:00
1900-12-06 09:00
1900-12-06 10:00
1900-12-06 11:00
1900-12-06 12:00
1900-12-06 13:00
1900-12-06 14:00
1900-12-06 15:00
1900-12-06 16:00
1900-12-06 17:00
1900-12-06 18:00
1900-12-06 19:00
1900-12-06 20:00
1900-12-06 21:00
1900-12-06 22:00
1900-12-06 23:00
1900-12-07
1900-12-07 01:00
1900-12-07 02:00
1900-12-07 03:00
1900-12-07 04:00
1900-12-07 05:00
1900-12-07 06:00
1900-12-07 07:00
1900-12-07 08:00
1900-12-07 09:00
1900-12-07 10:00
1900-12-07 11:00
1900-12-07 12:00
1900-12-07 13:00
1900-12-07 14:00
1900-12-07 15:00
1900-12-07 16:00
1900-12-07 17:00
1900-12-07 18:00
1900-12-07 19:00
1900-12-07 20:00
1900-12-07 21:00
1900-12-07 22:00
1900-12-07 23:00
1900-12-08
1900-12-08 01:00
1900-12-08 02:00
1900-12-08 03:00
1900-12-08 04:00
1900-12-08 05:00
1900-12-08 06:00
1900-12-08 07:00
1900-12-08 08:00
1900-12-08 09:00
1900-12-08 10:00
1900-12-08 11:00
1900-12-08 12:00
1900-12-08 13:00
1900-12-08 14:00
1900-12-08 15:00
1900-12-08 16:00
1900-12-08 17:00
1900-12-08 18:00
1900-12-08 19:00
1900-12-08 20:00
1900-12-08 21:00
1900-12-08 22:00
1900-12-08 23:00
1900-12-09
1900-12-09 01:00
1900-12-09 02:00
1900-12-09 03:00
1900-12-09 04:00
1900-12-09 05:00
1900-12-09 06:00
1900-12-09 07:00
1900-12-09 08:00
1900-12-09 09:00
1900-12-09 10:00
1900-12-09 11:00
1900-12-09 12:00
1900-12-09 13:00
1900-12-09 14:00
1900-12-09 15:00
1900-12-09 16:00
1900-12-09 17:00
1900-12-09 18:00
1900-12-09 19:00
1900-12-09 20:00
1900-12-09 21:00
1900-12-09 22:00
1900-12-09 23:00
1900-12-10
1900-12-10 01:00
1900-12-10 02:00
1900-12-10 03:00
1900-12-10 04:00
1900-12-10 05:00
1900-12-10 06:00
1900-12-10 07:00
1900-12-10 08:00
1900-12-10 09:00
1900-12-10 10:00
1900-12-10 11:00
1900-12-10 12:00
1900-12-10 13:00
1900-12-10 14:00
1900-12-10 15:00
1900-12-10 16:00
1900-12-10 17:00
1900-12-10 18:00
1900-12-10 19:00
1900-12-10 20:00
1900-12-10 21:00
1900-12-10 22:00
1900-12-10 23:00
1900-12-11
1900-12-11 01:00
1900-12-11 02:00
1900-12-11 03:00
1900-12-11 04:00
1900-12-11 05:00
1900-12-11 06:00
1900-12-11 07:00
1900-12-11 08:00
1900-12-11 09:00
1900-12-11 10:00
1900-12-11 11:00
1900-12-11 12:00
1900-12-11 13:00
1900-12-11 14:00
1900-12-11 15:00
1900-12-11 16:00
1900-12-11 17:00
1900-12-11 18:00
1900-12-11 19:00
1900-12-11 20:00
1900-12-11 21:00
1900-12-11 22:00
1900-12-11 23:00
1900-12-12
1900-12-12 01:00
1900-12-12 02:00
1900-12-12 03:00
1900-12-12 04:00
1900-12-12 05:00
1900-12-12 06:00
1900-12-12 07:00
1900-12-12 08:00
1900-12-12 09:00
1900-12-12 10:00
1900-12-12 11:00
1900-12-12 12:00
1900-12-12 13:00
1900-12-12 14:00
1900-12-12 15:00
1900-12-12 16:00
1900-12-12 17:00
1900-12-12 18:00
1900-12-12 19:00
1900-12-12 20:00
1900-12-12 21:00
1900-12-12 22:00
1900-12-12 23:00
1900-12-13
1900-12-13 01:00
1900-12-13 02:00
1900-12-13 03:00
1900-12-13 04:00
1900-12-13 05:00
1900-12-13 06:00
1900-12-13 07:00
1900-12-13 08:00
1900-12-13 09:00
1900-12-13 10:00
1900-12-13 11:00
1900-12-13 12:00
1900-12-13 13:00
1900-12-13 14:00
1900-12-13 15:00
1900-12-13 16:00
1900-12-13 17:00
1900-12-13 18:00
1900-12-13 19:00
1900-12-13 20:00
1900-12-13 21:00
1900-12-13 22:00
1900-12-13 23:00
1900-12-14
1900-12-14 01:00
1900-12-14 02:00
1900-12-14 03:00
1900-12-14 04:00
1900-12-14 05:00
1900-12-14 06:00
1900-12-14 07:00
1900-12-14 08:00
1900-12-14 09:00
1900-12-14 10:00
1900-12-14 11:00
1900-12-14 12:00
1900-12-14 13:00
1900-12-14 14:00
1900-12-14 15:00
1900-12-14 16:00
1900-12-14 17:00
1900-12-14 18:00
1900-12-14 19:00
1900-12-14 20:00
1900-12-14 21:00
1900-12-14 22:00
1900-12-14 23:00
1900-12-15
1900-12-15 01:00
1900-12-15 02:00
1900-12-15 03:00
1900-12-15 04:00
1900-12-15 05:00
1900-12-15 06:00
1900-12-15 07:00
1900-12-15 08:00
1900-12-15 09:00
1900-12-15 10:00
1900-12-15 11:00
1900-12-15 12:00
1900-12-15 13:00
1900-12-15 14:00
1900-12-15 15:00
1900-12-15 16:00
1900-12-15 17:00
1900-12-15 18:00
1900-12-15 19:00
1900-12-15 20:00
1900-12-15 21:00
1900-12-15 22:00
1900-12-15 23:00
1900-12-16
1900-12-16 01:00
1900-12-16 02:00
1900-12-16 03:00
1900-12-16 04:00
1900-12-16 05:00
1900-12-16 06:00
1900-12-16 07:00
1900-12-16 08:00
1900-12-16 09:00
1900-12-16 10:00
1900-12-16 11:00
1900-12-16 12:00
1900-12-16 13:00
1900-12-16 14:00
1900-12-16 15:00
1900-12-16 16:00
1900-12-16 17:00
1900-12-16 18:00
1900-12-16 19:00
1900-12-16 20:00
1900-12-16 21:00
1900-12-16 22:00
1900-12-16 23:00
1900-12-17
1900-12-17 01:00
1900-12-17 02:00
1900-12-17 03:00
1900-12-17 04:00
1900-12-17 05:00
1900-12-17 06:00
1900-12-17 07:00
1900-12-17 08:00
1900-12-17 09:00
1900-12-17 10:00
1900-12-17 11:00
1900-12-17 12:00
1900-12-17 13:00
1900-12-17 14:00
1900-12-17 15:00
1900-12-17 16:00
1900-12-17 17:00
1900-12-17 18:00
1900-12-17 19:00
1900-12-17 20:00
1900-12-17 21:00
1900-12-17 22:00
1900-12-17 23:00
1900-12-18
1900-12-18 01:00
1900-12-18 02:00
1900-12-18 03:00
1900-12-18 04:00
1900-12-18 05:00
1900-12-18 06:00
1900-12-18 07:00
1900-12-18 08:00
1900-12-18 09:00
1900-12-18 10:00
1900-12-18 11:00
1900-12-18 12:00
1900-12-18 13:00
1900-12-18 14:00
1900-12-18 15:00
1900-12-18 16:00
1900-12-18 17:00
1900-12-18 18:00
1900-12-18 19:00
1900-12-18 20:00
1900-12-18 21:00
1900-12-18 22:00
1900-12-18 23:00
1900-12-19
1900-12-19 01:00
1900-12-19 02:00
1900-12-19 03:00
1900-12-19 04:00
1900-12-19 05:00
1900-12-19 06:00
1900-12-19 07:00
1900-12-19 08:00
1900-12-19 09:00
1900-12-19 10:00
1900-12-19 11:00
1900-12-19 12:00
1900-12-19 13:00
1900-12-19 14:00
1900-12-19 15:00
1900-12-19 16:00
1900-12-19 17:00
1900-12-19 18:00
1900-12-19 19:00
1900-12-19 20:00
1900-12-19 21:00
1900-12-19 22:00
1900-12-19 23:00
1900-12-20
1900-12-20 01:00
1900-12-20 02:00
1900-12-20 03:00
1900-12-20 04:00
1900-12-20 05:00
1900-12-20 06:00
1900-12-20 07:00
1900-12-20 08:00
1900-12-20 09:00
1900-12-20 10:00
1900-12-20 11:00
1900-12-20 12:00
1900-12-20 13:00
1900-12-20 14:00
1900-12-20 15:00
1900-12-20 16:00
1900-12-20 17:00
1900-12-20 18:00
1900-12-20 19:00
1900-12-20 20:00
1900-12-20 21:00
1900-12-20 22:00
1900-12-20 23:00
1900-12-21
1900-12-21 01:00
1900-12-21 02:00
1900-12-21 03:00
1900-12-21 04:00
1900-12-21 05:00
1900-12-21 06:00
1900-12-21 07:00
1900-12-21 08:00
1900-12-21 09:00
1900-12-21 10:00
1900-12-21 11:00
1900-12-21 12:00
1900-12-21 13:00
1900-12-21 14:00
1900-12-21 15:00
1900-12-21 16:00
1900-12-21 17:00
1900-12-21 18:00
1900-12-21 19:00
1900-12-21 20:00
1900-12-21 21:00
1900-12-21 22:00
1900-12-21 23:00
1900-12-22
1900-12-22 01:00
1900-12-22 02:00
1900-12-22 03:00
1900-12-22 04:00
1900-12-22 05:00
1900-12-22 06:00
1900-12-22 07:00
1900-12-22 08:00
1900-12-22 09:00
1900-12-22 10:00
1900-12-22 11:00
1900-12-22 12:00
1900-12-22 13:00
1900-12-22 14:00
1900-12-22 15:00
1900-12-22 16:00
1900-12-22 17:00
1900-12-22 18:00
1900-12-22 19:00
1900-12-22 20:00
1900-12-22 21:00
1900-12-22 22:00
1900-12-22 23:00
1900-12-23
1900-12-23 01:00
1900-12-23 02:00
1900-12-23 03:00
1900-12-23 04:00
1900-12-23 05:00
1900-12-23 06:00
1900-12-23 07:00
1900-12-23 08:00
1900-12-23 09:00
1900-12-23 10:00
1900-12-23 11:00
1900-12-23 12:00
1900-12-23 13:00
1900-12-23 14:00
1900-12-23 15:00
1900-12-23 16:00
1900-12-23 17:00
1900-12-23 18:00
1900-12-23 19:00
1900-12-23 20:00
1900-12-23 21:00
1900-12-23 22:00
1900-12-23 23:00
1900-12-24
1900-12-24 01:00
1900-12-24 02:00
1900-12-24 03:00
1900-12-24 04:00
1900-12-24 05:00
1900-12-24 06:00
1900-12-24 07:00
1900-12-24 08:00
1900-12-24 09:00
1900-12-24 10:00
1900-12-24 11:00
1900-12-24 12:00
1900-12-24 13:00
1900-12-24 14:00
1900-12-24 15:00
1900-12-24 16:00
1900-12-24 17:00
1900-12-24 18:00
1900-12-24 19:00
1900-12-24 20:00
1900-12-24 21:00
1900-12-24 22:00
1900-12-24 23:00
1900-12-25
1900-12-25 01:00
1900-12-25 02:00
1900-12-25 03:00
1900-12-25 04:00
1900-12-25 05:00
1900-12-25 06:00
1900-12-25 07:00
1900-12-25 08:00
1900-12-25 09:00
1900-12-25 10:00
1900-12-25 11:00
1900-12-25 12:00
1900-12-25 13:00
1900-12-25 14:00
1900-12-25 15:00
1900-12-25 16:00
1900-12-25 17:00
1900-12-25 18:00
1900-12-25 19:00
1900-12-25 20:00
1900-12-25 21:00
1900-12-25 22:00
1900-12-25 23:00
1900-12-26
1900-12-26 01:00
1900-12-26 02:00
1900-12-26 03:00
1900-12-26 04:00
1900-12-26 05:00
1900-12-26 06:00
1900-12-26 07:00
1900-12-26 08:00
1900-12-26 09:00
1900-12-26 10:00
1900-12-26 11:00
1900-12-26 12:00
1900-12-26 13:00
1900-12-26 14:00
1900-12-26 15:00
1900-12-26 16:00
1900-12-26 17:00
1900-12-26 18:00
1900-12-26 19:00
1900-12-26 20:00
1900-12-26 21:00
1900-12-26 22:00
1900-12-26 23:00
1900-12-27
1900-12-27 01:00
1900-12-27 02:00
1900-12-27 03:00
1900-12-27 04:00
1900-12-27 05:00
1900-12-27 06:00
1900-12-27 07:00
1900-12-27 08:00
1900-12-27 09:00
1900-12-27 10:00
1900-12-27 11:00
1900-12-27 12:00
1900-12-27 13:00
1900-12-27 14:00
1900-12-27 15:00
1900-12-27 16:00
1900-12-27 17:00
1900-12-27 18:00
1900-12-27 19:00
1900-12-27 20:00
1900-12-27 21:00
1900-12-27 22:00
1900-12-27 23:00
1900-12-28
1900-12-28 01:00
1900-12-28 02:00
1900-12-28 03:00
1900-12-28 04:00
1900-12-28 05:00
1900-12-28 06:00
1900-12-28 07:00
1900-12-28 08:00
1900-12-28 09:00
1900-12-28 10:00
1900-12-28 11:00
1900-12-28 12:00
1900-12-28 13:00
1900-12-28 14:00
1900-12-28 15:00
1900-12-28 16:00
1900-12-28 17:00
1900-12-28 18:00
1900-12-28 19:00
1900-12-28 20:00
1900-12-28 21:00
1900-12-28 22:00
1900-12-28 23:00
1900-12-29
1900-12-29 01:00
1900-12-29 02:00
1900-12-29 03:00
1900-12-29 04:00
1900-12-29 05:00
1900-12-29 06:00
1900-12-29 07:00
1900-12-29 08:00
1900-12-29 09:00
1900-12-29 10:00
1900-12-29 11:00
1900-12-29 12:00
1900-12-29 13:00
1900-12-29 14:00
1900-12-29 15:00
1900-12-29 16:00
1900-12-29 17:00
1900-12-29 18:00
1900-12-29 19:00
1900-12-29 20:00
1900-12-29 21:00
1900-12-29 22:00
1900-12-29 23:00
1900-12-30
1900-12-30 01:00
1900-12-30 02:00
1900-12-30 03:00
1900-12-30 04:00
1900-12-30 05:00
1900-12-30 06:00
1900-12-30 07:00
1900-12-30 08:00
1900-12-30 09:00
1900-12-30 10:00
1900-12-30 11:00
1900-12-30 12:00
1900-12-30 13:00
1900-12-30 14:00
1900-12-30 15:00
1900-12-30 16:00
1900-12-30 17:00
1900-12-30 18:00
1900-12-30 19:00
1900-12-30 20:00
1900-12-30 21:00
1900-12-30 22:00
1900-12-30 23:00
1900-12-31
1900-12-31 01:00
1900-12-31 02:00
1900-12-31 03:00
1900-12-31 04:00
1900-12-31 05:00
1900-12-31 06:00
1900-12-31 07:00
1900-12-31 08:00
1900-12-31 09:00
1900-12-31 10:00
1900-12-31 11:00
1900-12-31 12:00
1900-12-31 13:00
1900-12-31 14:00
1900-12-31 15:00
1900-12-31 16:00
1900-12-31 17:00
1900-12-31 18:00
1900-12-31 19:00
1900-12-31 20:00
1900-12-31 21:00
1900-12-31 22:00
1900-12-31 23:00
1901-01-01
1901-01-01 01:00
1901-01-01 02:00
1901-01-01 03:00
1901-01-01 04:00
1901-01-01 05:00
1901-01-01 06:00
1901-01-01 07:00
1901-01-01 08:00
1901-01-01 09:00
1901-01-01 10:00
1901-01-01 11:00
1901-01-01 12:00
1901-01-01 13:00
1901-01-01 14:00
1901-01-01 15:00
1901-01-01 16:00
1901-01-01 17:00
1901-01-01 18:00
1901-01-01 19:00
1901-01-01 20:00
1901-01-01 21:00
1901-01-01 22:00
1901-01-01 23:00
1901-01-02
1901-01-02 01:00
1901-01-02 02:00
1901-01-02 03:00
1901-01-02 04:00
1901-01-02 05:00
1901-01-02 06:00
1901-01-02 07:00
1901-01-02 08:00
1901-01-02 09:00
1901-01-02 10:00
1901-01-02 11:00
1901-01-02 12:00
1901-01-02 13:00
1901-01-02 14:00
1901-01-02 15:00
1901-01-02 16:00
1901-01-02 17:00
1901-01-02 18:00
1901-01-02 19:00
1901-01-02 20:00
1901-01-02 21:00
1901-01-02 22:00
1901-01-02 23:00
1901-01-03
1901-01-03 01:00
1901-01-03 02:00
1901-01-03 03:00
1901-01-03 04:00
1901-01-03 05:00
1901-01-03 06:00
1901-01-03 07:00
1901-01-03 08:00
1901-01-03 09:00
1901-01-03 10:00
1901-01-03 11:00
1901-01-03 12:00
1901-01-03 13:00
1901-01-03 14:00
1901-01-03 15:00
1901-01-03 16:00
1901-01-03 17:00
1901-01-03 18:00
1901-01-03 19:00
1901-01-03 20:00
1901-01-03 21:00
1901-01-03 22:00
1901-01-03 23:00
1901-01-04
1901-01-04 01:00
1901-01-04 02:00
1901-01-04 03:00
1901-01-04 04:00
1901-01-04 05:00
1901-01-04 06:00
1901-01-04 07:00
1901-01-04 08:00
1901-01-04 09:00
1901-01-04 10:00
1901-01-04 11:00
1901-01-04 12:00
1901-01-04 13:00
1901-01-04 14:00
1901-01-04 15:00
1901-01-04 16:00
1901-01-04 17:00
1901-01-04 18:00
1901-01-04 19:00
1901-01-04 20:00
1901-01-04 21:00
1901-01-04 22:00
1901-01-04 23:00
1901-01-05
1901-01-05 01:00
1901-01-05 02:00
1901-01-05 03:00
1901-01-05 04:00
1901-01-05 05:00
1901-01-05 06:00
1901-01-05 07:00
1901-01-05 08:00
1901-01-05 09:00
1901-01-05 10:00
1901-01-05 11:00
1901-01-05 12:00
1901-01-05 13:00
1901-01-05 14:00
1901-01-05 15:00
1901-01-05 16:00
1901-01-05 17:00
1901-01-05 18:00
1901-01-05 19:00
1901-01-05 20:00
1901-01-05 21:00
1901-01-05 22:00
1901-01-05 23:00
1901-01-06
1901-01-06 01:00
1901-01-06 02:00
1901-01-06 03:00
1901-01-06 04:00
1901-01-06 05:00
1901-01-06 06:00
1901-01-06 07:00
1901-01-06 08:00
1901-01-06 09:00
1901-01-06 10:00
1901-01-06 11:00
1901-01-06 12:00
1901-01-06 13:00
1901-01-06 14:00
1901-01-06 15:00
1901-01-06 16:00
1901-01-06 17:00
1901-01-06 18:00
1901-01-06 19:00
1901-01-06 20:00
1901-01-06 21:00
1901-01-06 22:00
1901-01-06 23:00
1901-01-07
1901-01-07 01:00
1901-01-07 02:00
1901-01-07 03:00
1901-01-07 04:00
1901-01-07 05:00
1901-01-07 06:00
1901-01-07 07:00
1901-01-07 08:00
1901-01-07 09:00
1901-01-07 10:00
1901-01-07 11:00
1901-01-07 12:00
1901-01-07 13:00
1901-01-07 14:00
1901-01-07 15:00
1901-01-07 16:00
1901-01-07 17:00
1901-01-07 18:00
1901-01-07 19:00
1901-01-07 20:00
1901-01-07 21:00
1901-01-07 22:00
1901-01-07 23:00
1901-01-08
1901-01-08 01:00
1901-01-08 02:00
1901-01-08 03:00
1901-01-08 04:00
1901-01-08 05:00
1901-01-08 06:00
1901-01-08 07:00
1901-01-08 08:00
1901-01-08 09:00
1901-01-08 10:00
1901-01-08 11:00
1901-01-08 12:00
1901-01-08 13:00
1901-01-08 14:00
1901-01-08 15:00
1901-01-08 16:00
1901-01-08 17:00
1901-01-08 18:00
1901-01-08 19:00
1901-01-08 20:00
1901-01-08 21:00
1901-01-08 22:00
1901-01-08 23:00
1901-01-09
1901-01-09 01:00
1901-01-09 02:00
1901-01-09 03:00
1901-01-09 04:00
1901-01-09 05:00
1901-01-09 06:00
1901-01-09 07:00
1901-01-09 08:00
1901-01-09 09:00
1901-01-09 10:00
1901-01-09 11:00
1901-01-09 12:00
1901-01-09 13:00
1901-01-09 14:00
1901-01-09 15:00
1901-01-09 16:00
1901-01-09 17:00
1901-01-09 18:00
1901-01-09 19:00
1901-01-09 20:00
1901-01-09 21:00
1901-01-09 22:00
1901-01-09 23:00
1901-01-10
1901-01-10 01:00
1901-01-10 02:00
1901-01-10 03:00
1901-01-10 04:00
1901-01-10 05:00
1901-01-10 06:00
1901-01-10 07:00
1901-01-10 08:00
1901-01-10 09:00
1901-01-10 10:00
1901-01-10 11:00
1901-01-10 12:00
1901-01-10 13:00
1901-01-10 14:00
1901-01-10 15:00
1901-01-10 16:00
1901-01-10 17:00
1901-01-10 18:00
1901-01-10 19:00
1901-01-10 20:00
1901-01-10 21:00
1901-01-10 22:00
1901-01-10 23:00
1901-01-11
1901-01-11 01:00
1901-01-11 02:00
1901-01-11 03:00
1901-01-11 04:00
1901-01-11 05:00
1901-01-11 06:00
1901-01-11 07:00
1901-01-11 08:00
1901-01-11 09:00
1901-01-11 10:00
1901-01-11 11:00
1901-01-11 12:00
1901-01-11 13:00
1901-01-11 14:00
1901-01-11 15:00
1901-01-11 16:00
1901-01-11 17:00
1901-01-11 18:00
1901-01-11 19:00
1901-01-11 20:00
1901-01-11 21:00
1901-01-11 22:00
1901-01-11 23:00
1901-01-12
1901-01-12 01:00
1901-01-12 02:00
1901-01-12 03:00
1901-01-12 04:00
1901-01-12 05:00
1901-01-12 06:00
1901-01-12 07:00
1901-01-12 08:00
1901-01-12 09:00
1901-01-12 10:00
1901-01-12 11:00
1901-01-12 12:00
1901-01-12 13:00
1901-01-12 14:00
1901-01-12 15:00
1901-01-12 16:00
1901-01-12 17:00
1901-01-12 18:00
1901-01-12 19:00
1901-01-12 20:00
1901-01-12 21:00
1901-01-12 22:00
1901-01-12 23:00
1901-01-13
1901-01-13 01:00
1901-01-13 02:00
1901-01-13 03:00
1901-01-13 04:00
1901-01-13 05:00
1901-01-13 06:00
1901-01-13 07:00
1901-01-13 08:00
1901-01-13 09:00
1901-01-13 10:00
1901-01-13 11:00
1901-01-13 12:00
1901-01-13 13:00
1901-01-13 14:00
1901-01-13 15:00
1901-01-13 16:00
1901-01-13 17:00
1901-01-13 18:00
1901-01-13 19:00
1901-01-13 20:00
1901-01-13 21:00
1901-01-13 22:00
1901-01-13 23:00
1901-01-14
1901-01-14 01:00
1901-01-14 02:00
1901-01-14 03:00
1901-01-14 04:00
1901-01-14 05:00
1901-01-14 06:00
1901-01-14 07:00
1901-01-14 08:00
1901-01-14 09:00
1901-01-14 10:00
1901-01-14 11:00
1901-01-14 12:00
1901-01-14 13:00
1901-01-14 14:00
1901-01-14 15:00
1901-01-14 16:00
1901-01-14 17:00
1901-01-14 18:00
1901-01-14 19:00
1901-01-14 20:00
1901-01-14 21:00
1901-01-14 22:00
1901-01-14 23:00
1901-01-15
1901-01-15 01:00
1901-01-15 02:00
1901-01-15 03:00
1901-01-15 04:00
1901-01-15 05:00
1901-01-15 06:00
1901-01-15 07:00
1901-01-15 08:00
1901-01-15 09:00
1901-01-15 10:00
1901-01-15 11:00
1901-01-15 12:00
1901-01-15 13:00
1901-01-15 14:00
1901-01-15 15:00
1901-01-15 16:00
1901-01-15 17:00
1901-01-15 18:00
1901-01-15 19:00
1901-01-15 20:00
1901-01-15 21:00
1901-01-15 22:00
1901-01-15 23:00
1901-01-16
1901-01-16 01:00
1901-01-16 02:00
1901-01-16 03:00
1901-01-16 04:00
1901-01-16 05:00
1901-01-16 06:00
1901-01-16 07:00
1901-01-16 08:00
1901-01-16 09:00
1901-01-16 10:00
1901-01-16 11:00
1901-01-16 12:00
1901-01-16 13:00
1901-01-16 14:00
1901-01-16 15:00
1901-01-16 16:00
1901-01-16 17:00
1901-01-16 18:00
1901-01-16 19:00
1901-01-16 20:00
1901-01-16 21:00
1901-01-16 22:00
1901-01-16 23:00
1901-01-17
1901-01-17 01:00
1901-01-17 02:00
1901-01-17 03:00
1901-01-17 04:00
1901-01-17 05:00
1901-01-17 06:00
1901-01-17 07:00
1901-01-17 08:00
1901-01-17 09:00
1901-01-17 10:00
1901-01-17 11:00
1901-01-17 12:00
1901-01-17 13:00
1901-01-17 14:00
1901-01-17 15:00
1901-01-17 16:00
1901-01-17 17:00
1901-01-17 18:00
1901-01-17 19:00
1901-01-17 20:00
1901-01-17 21:00
1901-01-17 22:00
1901-01-17 23:00
1901-01-18
1901-01-18 01:00
1901-01-18 02:00
1901-01-18 03:00
1901-01-18 04:00
1901-01-18 05:00
1901-01-18 06:00
1901-01-18 07:00
1901-01-18 08:00
1901-01-18 09:00
1901-01-18 10:00
1901-01-18 11:00
1901-01-18 12:00
1901-01-18 13:00
1901-01-18 14:00
1901-01-18 15:00
1901-01-18 16:00
1901-01-18 17:00
1901-01-18 18:00
1901-01-18 19:00
1901-01-18 20:00
1901-01-18 21:00
1901-01-18 22:00
Formulas:
Start Date = IFERROR([Start Date, row above]+1/24,"")

## STEP 3d Local Bias Adjustment 4 (hidden)
[17 empty] | Bias 3 Period | Triplicate Average | Reference Conc+ | Tube 1 µgm-3 | Tube 2 µgm-3 | Tube 3 µgm-3 | Average | Montlhly df | Coefficient of Variation (CV) | STDEV ^2 * df | Period Mean | Ref/Tub_1 | Ref/Tub_2 | Ref/Tub_3 | Average Ref/Tub |  | STDEV ^2 | STDEV ^2 * df | Data Capture | Tub/Ref_1 | Tub/Ref_2 | Tub/Ref_3 | Average Ref/Tub |  | STDEV ^2 * df | Cm | Dm
[17 empty] | 1 | Poor Data | Poor Data | * | * | * | * | * | * | * | * | * | * | * | * | * | * | * | * | * | * | * | * | * | * | * | *
| Local Bias Adjustment 4 | [15 empty] | 2 | Poor Data | Poor Data | * | * | * | * | * | * | * | * | * | * | * | * | * | * | * | * | * | * | * | * | * | * | * | *
[9 empty] | 1 | [7 empty] | 3 | Poor Data | Poor Data | * | * | * | * | * | * | * | * | * | * | * | * | * | * | * | * | * | * | * | * | * | * | * | *
| Enter data into the pink cells | [7 empty] | 2 | [7 empty] | 4 | Poor Data | Poor Data | * | * | * | * | * | * | * | * | * | * | * | * | * | * | * | * | * | * | * | * | * | * | * | *
[9 empty] | 3 | [7 empty] | 5 | Poor Data | Poor Data | * | * | * | * | * | * | * | * | * | * | * | * | * | * | * | * | * | * | * | * | * | * | * | *
[9 empty] | 4 | [7 empty] | 6 | Poor Data | Poor Data | * | * | * | * | * | * | * | * | * | * | * | * | * | * | * | * | * | * | * | * | * | * | * | *
i) Enter co-located diffusion tube period means | [16 empty] | 7 | Poor Data | Poor Data | * | * | * | * | * | * | * | * | * | * | * | * | * | * | * | * | * | * | * | * | * | * | * | *
[17 empty] | 8 | Poor Data | Poor Data | * | * | * | * | * | * | * | * | * | * | * | * | * | * | * | * | * | * | * | * | * | * | * | *
Period | NO2 Period Mean (µg/m3) |  |  | Triplicate Mean | Standard Deviation | Coefficient of Variation (CV) | 95% CI of Mean | Data Quality Check | [8 empty] | 9 | Poor Data | Poor Data | * | * | * | * | * | * | * | * | * | * | * | * | * | * | * | * | * | * | * | * | * | * | * | *
| Tube 1 | Tube 2 | Tube 3 | [13 empty] | 10 | Poor Data | Poor Data | * | * | * | * | * | * | * | * | * | * | * | * | * | * | * | * | * | * | * | * | * | * | * | *
1 | [16 empty] | 11 | Poor Data | Poor Data | * | * | * | * | * | * | * | * | * | * | * | * | * | * | * | * | * | * | * | * | * | * | * | *
2 | [16 empty] | 12 | Poor Data | Poor Data | * | * | * | * | * | * | * | * | * | * | * | * | * | * | * | * | * | * | * | * | * | * | * | *
3 | [17 empty] | #DIV/0! | #DIV/0! |  |  | Average | #DIV/0! |  | #DIV/0! |  | #DIV/0! |  | Average= | #DIV/0! | #DIV/0! | sm | se | se | #DIV/0! |  | Average= | #DIV/0! | #DIV/0! | sm | se | #DIV/0! | #DIV/0!
4 | [20 empty] | Stdev monthly means | Stdev monthly means | #DIV/0! | se |  | #DIV/0! |  |  | Stdev= | #DIV/0! | #DIV/0! | #DIV/0! | #DIV/0! | #DIV/0! |  |  | Stdev= | #DIV/0! | #DIV/0! | #DIV/0! | #DIV/0! | #DIV/0! | #DIV/0!
5 | [19 empty] | #DIV/0! |  | N= | 0 | [5 empty] | N= | 0 | 0 | #DIV/0! |  |  |  |  | N= | 0 | 0 | #DIV/0! |  | #DIV/0! | #DIV/0!
6 | [21 empty] | 95% CI | #NUM! | [5 empty] | 95% CI | #NUM! | #NUM! | [5 empty] | 95% CI | #NUM! | #NUM! | #DIV/0! |  | #DIV/0! | #DIV/0!
7 | [28 empty] | #NUM! | #NUM! | [9 empty] | #DIV/0!
8
9
10
11
12
[9 empty] | #DIV/0! | #DIV/0!
ii) Enter co-located continuous monitor hourly monitoring data | [8 empty] | #DIV/0! | #DIV/0!
Start Date |  |  |  |  | Period | Period Mean | Data Capture (%) | Data Quality Check |  | Tube On | Tube Off | Day Count | Maximum Count | % TDC | CS1 Conc | CS1 % DC
Start Time |  |  |  |  | 1 |  | 0% |  | 1 | 2023-01-02 | 2023-02-02 | 31 | 744 | 0.084469 |  | 0%
[5 empty] | 2 |  | 0% |  | 2 | 2023-02-02 | 2023-03-03 | 29 | 696 | 0.079019 |  | 0%
Date & Time | NO2 Hourly Concentrations (µg/m3) |  |  |  | 3 |  | 0% |  | 3 | 2023-03-03 | 2023-03-30 | 27 | 648 | 0.073569 |  | 0%
[5 empty] | 4 |  | 0% |  | 4 | 2023-03-30 | 2023-05-06 | 37 | 888 | 0.10082 |  | 0%
0 |  |  |  |  | 5 |  | 0% |  | 5 | 2023-05-06 | 2023-06-03 | 28 | 672 | 0.076294 |  | 0%
0.041667 |  |  |  |  | 6 |  | 0% |  | 6 | 2023-06-03 | 2023-07-02 | 29 | 696 | 0.079019 |  | 0%
0.083333 |  |  |  |  | 7 |  | 0% |  | 7 | 2023-07-02 | 2023-07-29 | 27 | 648 | 0.073569 |  | 0%
0.125 |  |  |  |  | 8 |  | 0% |  | 8 | 2023-07-29 | 2023-08-26 | 28 | 672 | 0.076294 |  | 0%
0.16667 |  |  |  |  | 9 |  | 0% |  | 9 | 2023-08-26 | 2023-10-01 | 36 | 864 | 0.098093 |  | 0%
0.20833 |  |  |  |  | 10 |  | 0% |  | 10 | 2023-10-01 | 2023-11-14 | 44 | 1056 | 0.11989 |  | 0%
0.25 |  |  |  |  | 11 |  | 0% |  | 11 | 2023-11-14 | 2023-12-09 | 25 | 600 | 0.06812 |  | 0%
0.29167 |  |  |  |  | 12 |  | 0% |  | 12 | 2023-12-09 | 2024-01-04 | 26 | 624 | 0.070845 |  | 0%
0.33333 | [8 empty] | Data Capture | 0%
0.375
0.41667
0.45833
0.5
0.54167
0.58333
0.625
0.66667
0.70833
0.75
0.79167
0.83333
0.875
0.91667
0.95833
1
1899-12-31 01:00
1899-12-31 02:00
1899-12-31 03:00
1899-12-31 04:00
1899-12-31 05:00
1899-12-31 06:00
1899-12-31 07:00
1899-12-31 08:00
1899-12-31 09:00
1899-12-31 10:00
1899-12-31 11:00
1899-12-31 12:00
1899-12-31 13:00
1899-12-31 14:00
1899-12-31 15:00
1899-12-31 16:00
1899-12-31 17:00
1899-12-31 18:00
1899-12-31 19:00
1899-12-31 20:00
1899-12-31 21:00
1899-12-31 22:00
1899-12-31 23:00
1900-01-01
1900-01-01 01:00
1900-01-01 02:00
1900-01-01 03:00
1900-01-01 04:00
1900-01-01 05:00
1900-01-01 06:00
1900-01-01 07:00
1900-01-01 08:00
1900-01-01 09:00
1900-01-01 10:00
1900-01-01 11:00
1900-01-01 12:00
1900-01-01 13:00
1900-01-01 14:00
1900-01-01 15:00
1900-01-01 16:00
1900-01-01 17:00
1900-01-01 18:00
1900-01-01 19:00
1900-01-01 20:00
1900-01-01 21:00
1900-01-01 22:00
1900-01-01 23:00
1900-01-02
1900-01-02 01:00
1900-01-02 02:00
1900-01-02 03:00
1900-01-02 04:00
1900-01-02 05:00
1900-01-02 06:00
1900-01-02 07:00
1900-01-02 08:00
1900-01-02 09:00
1900-01-02 10:00
1900-01-02 11:00
1900-01-02 12:00
1900-01-02 13:00
1900-01-02 14:00
1900-01-02 15:00
1900-01-02 16:00
1900-01-02 17:00
1900-01-02 18:00
1900-01-02 19:00
1900-01-02 20:00
1900-01-02 21:00
1900-01-02 22:00
1900-01-02 23:00
1900-01-03
1900-01-03 01:00
1900-01-03 02:00
1900-01-03 03:00
1900-01-03 04:00
1900-01-03 05:00
1900-01-03 06:00
1900-01-03 07:00
1900-01-03 08:00
1900-01-03 09:00
1900-01-03 10:00
1900-01-03 11:00
1900-01-03 12:00
1900-01-03 13:00
1900-01-03 14:00
1900-01-03 15:00
1900-01-03 16:00
1900-01-03 17:00
1900-01-03 18:00
1900-01-03 19:00
1900-01-03 20:00
1900-01-03 21:00
1900-01-03 22:00
1900-01-03 23:00
1900-01-04
1900-01-04 01:00
1900-01-04 02:00
1900-01-04 03:00
1900-01-04 04:00
1900-01-04 05:00
1900-01-04 06:00
1900-01-04 07:00
1900-01-04 08:00
1900-01-04 09:00
1900-01-04 10:00
1900-01-04 11:00
1900-01-04 12:00
1900-01-04 13:00
1900-01-04 14:00
1900-01-04 15:00
1900-01-04 16:00
1900-01-04 17:00
1900-01-04 18:00
1900-01-04 19:00
1900-01-04 20:00
1900-01-04 21:00
1900-01-04 22:00
1900-01-04 23:00
1900-01-05
1900-01-05 01:00
1900-01-05 02:00
1900-01-05 03:00
1900-01-05 04:00
1900-01-05 05:00
1900-01-05 06:00
1900-01-05 07:00
1900-01-05 08:00
1900-01-05 09:00
1900-01-05 10:00
1900-01-05 11:00
1900-01-05 12:00
1900-01-05 13:00
1900-01-05 14:00
1900-01-05 15:00
1900-01-05 16:00
1900-01-05 17:00
1900-01-05 18:00
1900-01-05 19:00
1900-01-05 20:00
1900-01-05 21:00
1900-01-05 22:00
1900-01-05 23:00
1900-01-06
1900-01-06 01:00
1900-01-06 02:00
1900-01-06 03:00
1900-01-06 04:00
1900-01-06 05:00
1900-01-06 06:00
1900-01-06 07:00
1900-01-06 08:00
1900-01-06 09:00
1900-01-06 10:00
1900-01-06 11:00
1900-01-06 12:00
1900-01-06 13:00
1900-01-06 14:00
1900-01-06 15:00
1900-01-06 16:00
1900-01-06 17:00
1900-01-06 18:00
1900-01-06 19:00
1900-01-06 20:00
1900-01-06 21:00
1900-01-06 22:00
1900-01-06 23:00
1900-01-07
1900-01-07 01:00
1900-01-07 02:00
1900-01-07 03:00
1900-01-07 04:00
1900-01-07 05:00
1900-01-07 06:00
1900-01-07 07:00
1900-01-07 08:00
1900-01-07 09:00
1900-01-07 10:00
1900-01-07 11:00
1900-01-07 12:00
1900-01-07 13:00
1900-01-07 14:00
1900-01-07 15:00
1900-01-07 16:00
1900-01-07 17:00
1900-01-07 18:00
1900-01-07 19:00
1900-01-07 20:00
1900-01-07 21:00
1900-01-07 22:00
1900-01-07 23:00
1900-01-08
1900-01-08 01:00
1900-01-08 02:00
1900-01-08 03:00
1900-01-08 04:00
1900-01-08 05:00
1900-01-08 06:00
1900-01-08 07:00
1900-01-08 08:00
1900-01-08 09:00
1900-01-08 10:00
1900-01-08 11:00
1900-01-08 12:00
1900-01-08 13:00
1900-01-08 14:00
1900-01-08 15:00
1900-01-08 16:00
1900-01-08 17:00
1900-01-08 18:00
1900-01-08 19:00
1900-01-08 20:00
1900-01-08 21:00
1900-01-08 22:00
1900-01-08 23:00
1900-01-09
1900-01-09 01:00
1900-01-09 02:00
1900-01-09 03:00
1900-01-09 04:00
1900-01-09 05:00
1900-01-09 06:00
1900-01-09 07:00
1900-01-09 08:00
1900-01-09 09:00
1900-01-09 10:00
1900-01-09 11:00
1900-01-09 12:00
1900-01-09 13:00
1900-01-09 14:00
1900-01-09 15:00
1900-01-09 16:00
1900-01-09 17:00
1900-01-09 18:00
1900-01-09 19:00
1900-01-09 20:00
1900-01-09 21:00
1900-01-09 22:00
1900-01-09 23:00
1900-01-10
1900-01-10 01:00
1900-01-10 02:00
1900-01-10 03:00
1900-01-10 04:00
1900-01-10 05:00
1900-01-10 06:00
1900-01-10 07:00
1900-01-10 08:00
1900-01-10 09:00
1900-01-10 10:00
1900-01-10 11:00
1900-01-10 12:00
1900-01-10 13:00
1900-01-10 14:00
1900-01-10 15:00
1900-01-10 16:00
1900-01-10 17:00
1900-01-10 18:00
1900-01-10 19:00
1900-01-10 20:00
1900-01-10 21:00
1900-01-10 22:00
1900-01-10 23:00
1900-01-11
1900-01-11 01:00
1900-01-11 02:00
1900-01-11 03:00
1900-01-11 04:00
1900-01-11 05:00
1900-01-11 06:00
1900-01-11 07:00
1900-01-11 08:00
1900-01-11 09:00
1900-01-11 10:00
1900-01-11 11:00
1900-01-11 12:00
1900-01-11 13:00
1900-01-11 14:00
1900-01-11 15:00
1900-01-11 16:00
1900-01-11 17:00
1900-01-11 18:00
1900-01-11 19:00
1900-01-11 20:00
1900-01-11 21:00
1900-01-11 22:00
1900-01-11 23:00
1900-01-12
1900-01-12 01:00
1900-01-12 02:00
1900-01-12 03:00
1900-01-12 04:00
1900-01-12 05:00
1900-01-12 06:00
1900-01-12 07:00
1900-01-12 08:00
1900-01-12 09:00
1900-01-12 10:00
1900-01-12 11:00
1900-01-12 12:00
1900-01-12 13:00
1900-01-12 14:00
1900-01-12 15:00
1900-01-12 16:00
1900-01-12 17:00
1900-01-12 18:00
1900-01-12 19:00
1900-01-12 20:00
1900-01-12 21:00
1900-01-12 22:00
1900-01-12 23:00
1900-01-13
1900-01-13 01:00
1900-01-13 02:00
1900-01-13 03:00
1900-01-13 04:00
1900-01-13 05:00
1900-01-13 06:00
1900-01-13 07:00
1900-01-13 08:00
1900-01-13 09:00
1900-01-13 10:00
1900-01-13 11:00
1900-01-13 12:00
1900-01-13 13:00
1900-01-13 14:00
1900-01-13 15:00
1900-01-13 16:00
1900-01-13 17:00
1900-01-13 18:00
1900-01-13 19:00
1900-01-13 20:00
1900-01-13 21:00
1900-01-13 22:00
1900-01-13 23:00
1900-01-14
1900-01-14 01:00
1900-01-14 02:00
1900-01-14 03:00
1900-01-14 04:00
1900-01-14 05:00
1900-01-14 06:00
1900-01-14 07:00
1900-01-14 08:00
1900-01-14 09:00
1900-01-14 10:00
1900-01-14 11:00
1900-01-14 12:00
1900-01-14 13:00
1900-01-14 14:00
1900-01-14 15:00
1900-01-14 16:00
1900-01-14 17:00
1900-01-14 18:00
1900-01-14 19:00
1900-01-14 20:00
1900-01-14 21:00
1900-01-14 22:00
1900-01-14 23:00
1900-01-15
1900-01-15 01:00
1900-01-15 02:00
1900-01-15 03:00
1900-01-15 04:00
1900-01-15 05:00
1900-01-15 06:00
1900-01-15 07:00
1900-01-15 08:00
1900-01-15 09:00
1900-01-15 10:00
1900-01-15 11:00
1900-01-15 12:00
1900-01-15 13:00
1900-01-15 14:00
1900-01-15 15:00
1900-01-15 16:00
1900-01-15 17:00
1900-01-15 18:00
1900-01-15 19:00
1900-01-15 20:00
1900-01-15 21:00
1900-01-15 22:00
1900-01-15 23:00
1900-01-16
1900-01-16 01:00
1900-01-16 02:00
1900-01-16 03:00
1900-01-16 04:00
1900-01-16 05:00
1900-01-16 06:00
1900-01-16 07:00
1900-01-16 08:00
1900-01-16 09:00
1900-01-16 10:00
1900-01-16 11:00
1900-01-16 12:00
1900-01-16 13:00
1900-01-16 14:00
1900-01-16 15:00
1900-01-16 16:00
1900-01-16 17:00
1900-01-16 18:00
1900-01-16 19:00
1900-01-16 20:00
1900-01-16 21:00
1900-01-16 22:00
1900-01-16 23:00
1900-01-17
1900-01-17 01:00
1900-01-17 02:00
1900-01-17 03:00
1900-01-17 04:00
1900-01-17 05:00
1900-01-17 06:00
1900-01-17 07:00
1900-01-17 08:00
1900-01-17 09:00
1900-01-17 10:00
1900-01-17 11:00
1900-01-17 12:00
1900-01-17 13:00
1900-01-17 14:00
1900-01-17 15:00
1900-01-17 16:00
1900-01-17 17:00
1900-01-17 18:00
1900-01-17 19:00
1900-01-17 20:00
1900-01-17 21:00
1900-01-17 22:00
1900-01-17 23:00
1900-01-18
1900-01-18 01:00
1900-01-18 02:00
1900-01-18 03:00
1900-01-18 04:00
1900-01-18 05:00
1900-01-18 06:00
1900-01-18 07:00
1900-01-18 08:00
1900-01-18 09:00
1900-01-18 10:00
1900-01-18 11:00
1900-01-18 12:00
1900-01-18 13:00
1900-01-18 14:00
1900-01-18 15:00
1900-01-18 16:00
1900-01-18 17:00
1900-01-18 18:00
1900-01-18 19:00
1900-01-18 20:00
1900-01-18 21:00
1900-01-18 22:00
1900-01-18 23:00
1900-01-19
1900-01-19 01:00
1900-01-19 02:00
1900-01-19 03:00
1900-01-19 04:00
1900-01-19 05:00
1900-01-19 06:00
1900-01-19 07:00
1900-01-19 08:00
1900-01-19 09:00
1900-01-19 10:00
1900-01-19 11:00
1900-01-19 12:00
1900-01-19 13:00
1900-01-19 14:00
1900-01-19 15:00
1900-01-19 16:00
1900-01-19 17:00
1900-01-19 18:00
1900-01-19 19:00
1900-01-19 20:00
1900-01-19 21:00
1900-01-19 22:00
1900-01-19 23:00
1900-01-20
1900-01-20 01:00
1900-01-20 02:00
1900-01-20 03:00
1900-01-20 04:00
1900-01-20 05:00
1900-01-20 06:00
1900-01-20 07:00
1900-01-20 08:00
1900-01-20 09:00
1900-01-20 10:00
1900-01-20 11:00
1900-01-20 12:00
1900-01-20 13:00
1900-01-20 14:00
1900-01-20 15:00
1900-01-20 16:00
1900-01-20 17:00
1900-01-20 18:00
1900-01-20 19:00
1900-01-20 20:00
1900-01-20 21:00
1900-01-20 22:00
1900-01-20 23:00
1900-01-21
1900-01-21 01:00
1900-01-21 02:00
1900-01-21 03:00
1900-01-21 04:00
1900-01-21 05:00
1900-01-21 06:00
1900-01-21 07:00
1900-01-21 08:00
1900-01-21 09:00
1900-01-21 10:00
1900-01-21 11:00
1900-01-21 12:00
1900-01-21 13:00
1900-01-21 14:00
1900-01-21 15:00
1900-01-21 16:00
1900-01-21 17:00
1900-01-21 18:00
1900-01-21 19:00
1900-01-21 20:00
1900-01-21 21:00
1900-01-21 22:00
1900-01-21 23:00
1900-01-22
1900-01-22 01:00
1900-01-22 02:00
1900-01-22 03:00
1900-01-22 04:00
1900-01-22 05:00
1900-01-22 06:00
1900-01-22 07:00
1900-01-22 08:00
1900-01-22 09:00
1900-01-22 10:00
1900-01-22 11:00
1900-01-22 12:00
1900-01-22 13:00
1900-01-22 14:00
1900-01-22 15:00
1900-01-22 16:00
1900-01-22 17:00
1900-01-22 18:00
1900-01-22 19:00
1900-01-22 20:00
1900-01-22 21:00
1900-01-22 22:00
1900-01-22 23:00
1900-01-23
1900-01-23 01:00
1900-01-23 02:00
1900-01-23 03:00
1900-01-23 04:00
1900-01-23 05:00
1900-01-23 06:00
1900-01-23 07:00
1900-01-23 08:00
1900-01-23 09:00
1900-01-23 10:00
1900-01-23 11:00
1900-01-23 12:00
1900-01-23 13:00
1900-01-23 14:00
1900-01-23 15:00
1900-01-23 16:00
1900-01-23 17:00
1900-01-23 18:00
1900-01-23 19:00
1900-01-23 20:00
1900-01-23 21:00
1900-01-23 22:00
1900-01-23 23:00
1900-01-24
1900-01-24 01:00
1900-01-24 02:00
1900-01-24 03:00
1900-01-24 04:00
1900-01-24 05:00
1900-01-24 06:00
1900-01-24 07:00
1900-01-24 08:00
1900-01-24 09:00
1900-01-24 10:00
1900-01-24 11:00
1900-01-24 12:00
1900-01-24 13:00
1900-01-24 14:00
1900-01-24 15:00
1900-01-24 16:00
1900-01-24 17:00
1900-01-24 18:00
1900-01-24 19:00
1900-01-24 20:00
1900-01-24 21:00
1900-01-24 22:00
1900-01-24 23:00
1900-01-25
1900-01-25 01:00
1900-01-25 02:00
1900-01-25 03:00
1900-01-25 04:00
1900-01-25 05:00
1900-01-25 06:00
1900-01-25 07:00
1900-01-25 08:00
1900-01-25 09:00
1900-01-25 10:00
1900-01-25 11:00
1900-01-25 12:00
1900-01-25 13:00
1900-01-25 14:00
1900-01-25 15:00
1900-01-25 16:00
1900-01-25 17:00
1900-01-25 18:00
1900-01-25 19:00
1900-01-25 20:00
1900-01-25 21:00
1900-01-25 22:00
1900-01-25 23:00
1900-01-26
1900-01-26 01:00
1900-01-26 02:00
1900-01-26 03:00
1900-01-26 04:00
1900-01-26 05:00
1900-01-26 06:00
1900-01-26 07:00
1900-01-26 08:00
1900-01-26 09:00
1900-01-26 10:00
1900-01-26 11:00
1900-01-26 12:00
1900-01-26 13:00
1900-01-26 14:00
1900-01-26 15:00
1900-01-26 16:00
1900-01-26 17:00
1900-01-26 18:00
1900-01-26 19:00
1900-01-26 20:00
1900-01-26 21:00
1900-01-26 22:00
1900-01-26 23:00
1900-01-27
1900-01-27 01:00
1900-01-27 02:00
1900-01-27 03:00
1900-01-27 04:00
1900-01-27 05:00
1900-01-27 06:00
1900-01-27 07:00
1900-01-27 08:00
1900-01-27 09:00
1900-01-27 10:00
1900-01-27 11:00
1900-01-27 12:00
1900-01-27 13:00
1900-01-27 14:00
1900-01-27 15:00
1900-01-27 16:00
1900-01-27 17:00
1900-01-27 18:00
1900-01-27 19:00
1900-01-27 20:00
1900-01-27 21:00
1900-01-27 22:00
1900-01-27 23:00
1900-01-28
1900-01-28 01:00
1900-01-28 02:00
1900-01-28 03:00
1900-01-28 04:00
1900-01-28 05:00
1900-01-28 06:00
1900-01-28 07:00
1900-01-28 08:00
1900-01-28 09:00
1900-01-28 10:00
1900-01-28 11:00
1900-01-28 12:00
1900-01-28 13:00
1900-01-28 14:00
1900-01-28 15:00
1900-01-28 16:00
1900-01-28 17:00
1900-01-28 18:00
1900-01-28 19:00
1900-01-28 20:00
1900-01-28 21:00
1900-01-28 22:00
1900-01-28 23:00
1900-01-29
1900-01-29 01:00
1900-01-29 02:00
1900-01-29 03:00
1900-01-29 04:00
1900-01-29 05:00
1900-01-29 06:00
1900-01-29 07:00
1900-01-29 08:00
1900-01-29 09:00
1900-01-29 10:00
1900-01-29 11:00
1900-01-29 12:00
1900-01-29 13:00
1900-01-29 14:00
1900-01-29 15:00
1900-01-29 16:00
1900-01-29 17:00
1900-01-29 18:00
1900-01-29 19:00
1900-01-29 20:00
1900-01-29 21:00
1900-01-29 22:00
1900-01-29 23:00
1900-01-30
1900-01-30 01:00
1900-01-30 02:00
1900-01-30 03:00
1900-01-30 04:00
1900-01-30 05:00
1900-01-30 06:00
1900-01-30 07:00
1900-01-30 08:00
1900-01-30 09:00
1900-01-30 10:00
1900-01-30 11:00
1900-01-30 12:00
1900-01-30 13:00
1900-01-30 14:00
1900-01-30 15:00
1900-01-30 16:00
1900-01-30 17:00
1900-01-30 18:00
1900-01-30 19:00
1900-01-30 20:00
1900-01-30 21:00
1900-01-30 22:00
1900-01-30 23:00
1900-01-31
1900-01-31 01:00
1900-01-31 02:00
1900-01-31 03:00
1900-01-31 04:00
1900-01-31 05:00
1900-01-31 06:00
1900-01-31 07:00
1900-01-31 08:00
1900-01-31 09:00
1900-01-31 10:00
1900-01-31 11:00
1900-01-31 12:00
1900-01-31 13:00
1900-01-31 14:00
1900-01-31 15:00
1900-01-31 16:00
1900-01-31 17:00
1900-01-31 18:00
1900-01-31 19:00
1900-01-31 20:00
1900-01-31 21:00
1900-01-31 22:00
1900-01-31 23:00
1900-02-01
1900-02-01 01:00
1900-02-01 02:00
1900-02-01 03:00
1900-02-01 04:00
1900-02-01 05:00
1900-02-01 06:00
1900-02-01 07:00
1900-02-01 08:00
1900-02-01 09:00
1900-02-01 10:00
1900-02-01 11:00
1900-02-01 12:00
1900-02-01 13:00
1900-02-01 14:00
1900-02-01 15:00
1900-02-01 16:00
1900-02-01 17:00
1900-02-01 18:00
1900-02-01 19:00
1900-02-01 20:00
1900-02-01 21:00
1900-02-01 22:00
1900-02-01 23:00
1900-02-02
1900-02-02 01:00
1900-02-02 02:00
1900-02-02 03:00
1900-02-02 04:00
1900-02-02 05:00
1900-02-02 06:00
1900-02-02 07:00
1900-02-02 08:00
1900-02-02 09:00
1900-02-02 10:00
1900-02-02 11:00
1900-02-02 12:00
1900-02-02 13:00
1900-02-02 14:00
1900-02-02 15:00
1900-02-02 16:00
1900-02-02 17:00
1900-02-02 18:00
1900-02-02 19:00
1900-02-02 20:00
1900-02-02 21:00
1900-02-02 22:00
1900-02-02 23:00
1900-02-03
1900-02-03 01:00
1900-02-03 02:00
1900-02-03 03:00
1900-02-03 04:00
1900-02-03 05:00
1900-02-03 06:00
1900-02-03 07:00
1900-02-03 08:00
1900-02-03 09:00
1900-02-03 10:00
1900-02-03 11:00
1900-02-03 12:00
1900-02-03 13:00
1900-02-03 14:00
1900-02-03 15:00
1900-02-03 16:00
1900-02-03 17:00
1900-02-03 18:00
1900-02-03 19:00
1900-02-03 20:00
1900-02-03 21:00
1900-02-03 22:00
1900-02-03 23:00
1900-02-04
1900-02-04 01:00
1900-02-04 02:00
1900-02-04 03:00
1900-02-04 04:00
1900-02-04 05:00
1900-02-04 06:00
1900-02-04 07:00
1900-02-04 08:00
1900-02-04 09:00
1900-02-04 10:00
1900-02-04 11:00
1900-02-04 12:00
1900-02-04 13:00
1900-02-04 14:00
1900-02-04 15:00
1900-02-04 16:00
1900-02-04 17:00
1900-02-04 18:00
1900-02-04 19:00
1900-02-04 20:00
1900-02-04 21:00
1900-02-04 22:00
1900-02-04 23:00
1900-02-05
1900-02-05 01:00
1900-02-05 02:00
1900-02-05 03:00
1900-02-05 04:00
1900-02-05 05:00
1900-02-05 06:00
1900-02-05 07:00
1900-02-05 08:00
1900-02-05 09:00
1900-02-05 10:00
1900-02-05 11:00
1900-02-05 12:00
1900-02-05 13:00
1900-02-05 14:00
1900-02-05 15:00
1900-02-05 16:00
1900-02-05 17:00
1900-02-05 18:00
1900-02-05 19:00
1900-02-05 20:00
1900-02-05 21:00
1900-02-05 22:00
1900-02-05 23:00
1900-02-06
1900-02-06 01:00
1900-02-06 02:00
1900-02-06 03:00
1900-02-06 04:00
1900-02-06 05:00
1900-02-06 06:00
1900-02-06 07:00
1900-02-06 08:00
1900-02-06 09:00
1900-02-06 10:00
1900-02-06 11:00
1900-02-06 12:00
1900-02-06 13:00
1900-02-06 14:00
1900-02-06 15:00
1900-02-06 16:00
1900-02-06 17:00
1900-02-06 18:00
1900-02-06 19:00
1900-02-06 20:00
1900-02-06 21:00
1900-02-06 22:00
1900-02-06 23:00
1900-02-07
1900-02-07 01:00
1900-02-07 02:00
1900-02-07 03:00
1900-02-07 04:00
1900-02-07 05:00
1900-02-07 06:00
1900-02-07 07:00
1900-02-07 08:00
1900-02-07 09:00
1900-02-07 10:00
1900-02-07 11:00
1900-02-07 12:00
1900-02-07 13:00
1900-02-07 14:00
1900-02-07 15:00
1900-02-07 16:00
1900-02-07 17:00
1900-02-07 18:00
1900-02-07 19:00
1900-02-07 20:00
1900-02-07 21:00
1900-02-07 22:00
1900-02-07 23:00
1900-02-08
1900-02-08 01:00
1900-02-08 02:00
1900-02-08 03:00
1900-02-08 04:00
1900-02-08 05:00
1900-02-08 06:00
1900-02-08 07:00
1900-02-08 08:00
1900-02-08 09:00
1900-02-08 10:00
1900-02-08 11:00
1900-02-08 12:00
1900-02-08 13:00
1900-02-08 14:00
1900-02-08 15:00
1900-02-08 16:00
1900-02-08 17:00
1900-02-08 18:00
1900-02-08 19:00
1900-02-08 20:00
1900-02-08 21:00
1900-02-08 22:00
1900-02-08 23:00
1900-02-09
1900-02-09 01:00
1900-02-09 02:00
1900-02-09 03:00
1900-02-09 04:00
1900-02-09 05:00
1900-02-09 06:00
1900-02-09 07:00
1900-02-09 08:00
1900-02-09 09:00
1900-02-09 10:00
1900-02-09 11:00
1900-02-09 12:00
1900-02-09 13:00
1900-02-09 14:00
1900-02-09 15:00
1900-02-09 16:00
1900-02-09 17:00
1900-02-09 18:00
1900-02-09 19:00
1900-02-09 20:00
1900-02-09 21:00
1900-02-09 22:00
1900-02-09 23:00
1900-02-10
1900-02-10 01:00
1900-02-10 02:00
1900-02-10 03:00
1900-02-10 04:00
1900-02-10 05:00
1900-02-10 06:00
1900-02-10 07:00
1900-02-10 08:00
1900-02-10 09:00
1900-02-10 10:00
1900-02-10 11:00
1900-02-10 12:00
1900-02-10 13:00
1900-02-10 14:00
1900-02-10 15:00
1900-02-10 16:00
1900-02-10 17:00
1900-02-10 18:00
1900-02-10 19:00
1900-02-10 20:00
1900-02-10 21:00
1900-02-10 22:00
1900-02-10 23:00
1900-02-11
1900-02-11 01:00
1900-02-11 02:00
1900-02-11 03:00
1900-02-11 04:00
1900-02-11 05:00
1900-02-11 06:00
1900-02-11 07:00
1900-02-11 08:00
1900-02-11 09:00
1900-02-11 10:00
1900-02-11 11:00
1900-02-11 12:00
1900-02-11 13:00
1900-02-11 14:00
1900-02-11 15:00
1900-02-11 16:00
1900-02-11 17:00
1900-02-11 18:00
1900-02-11 19:00
1900-02-11 20:00
1900-02-11 21:00
1900-02-11 22:00
1900-02-11 23:00
1900-02-12
1900-02-12 01:00
1900-02-12 02:00
1900-02-12 03:00
1900-02-12 04:00
1900-02-12 05:00
1900-02-12 06:00
1900-02-12 07:00
1900-02-12 08:00
1900-02-12 09:00
1900-02-12 10:00
1900-02-12 11:00
1900-02-12 12:00
1900-02-12 13:00
1900-02-12 14:00
1900-02-12 15:00
1900-02-12 16:00
1900-02-12 17:00
1900-02-12 18:00
1900-02-12 19:00
1900-02-12 20:00
1900-02-12 21:00
1900-02-12 22:00
1900-02-12 23:00
1900-02-13
1900-02-13 01:00
1900-02-13 02:00
1900-02-13 03:00
1900-02-13 04:00
1900-02-13 05:00
1900-02-13 06:00
1900-02-13 07:00
1900-02-13 08:00
1900-02-13 09:00
1900-02-13 10:00
1900-02-13 11:00
1900-02-13 12:00
1900-02-13 13:00
1900-02-13 14:00
1900-02-13 15:00
1900-02-13 16:00
1900-02-13 17:00
1900-02-13 18:00
1900-02-13 19:00
1900-02-13 20:00
1900-02-13 21:00
1900-02-13 22:00
1900-02-13 23:00
1900-02-14
1900-02-14 01:00
1900-02-14 02:00
1900-02-14 03:00
1900-02-14 04:00
1900-02-14 05:00
1900-02-14 06:00
1900-02-14 07:00
1900-02-14 08:00
1900-02-14 09:00
1900-02-14 10:00
1900-02-14 11:00
1900-02-14 12:00
1900-02-14 13:00
1900-02-14 14:00
1900-02-14 15:00
1900-02-14 16:00
1900-02-14 17:00
1900-02-14 18:00
1900-02-14 19:00
1900-02-14 20:00
1900-02-14 21:00
1900-02-14 22:00
1900-02-14 23:00
1900-02-15
1900-02-15 01:00
1900-02-15 02:00
1900-02-15 03:00
1900-02-15 04:00
1900-02-15 05:00
1900-02-15 06:00
1900-02-15 07:00
1900-02-15 08:00
1900-02-15 09:00
1900-02-15 10:00
1900-02-15 11:00
1900-02-15 12:00
1900-02-15 13:00
1900-02-15 14:00
1900-02-15 15:00
1900-02-15 16:00
1900-02-15 17:00
1900-02-15 18:00
1900-02-15 19:00
1900-02-15 20:00
1900-02-15 21:00
1900-02-15 22:00
1900-02-15 23:00
1900-02-16
1900-02-16 01:00
1900-02-16 02:00
1900-02-16 03:00
1900-02-16 04:00
1900-02-16 05:00
1900-02-16 06:00
1900-02-16 07:00
1900-02-16 08:00
1900-02-16 09:00
1900-02-16 10:00
1900-02-16 11:00
1900-02-16 12:00
1900-02-16 13:00
1900-02-16 14:00
1900-02-16 15:00
1900-02-16 16:00
1900-02-16 17:00
1900-02-16 18:00
1900-02-16 19:00
1900-02-16 20:00
1900-02-16 21:00
1900-02-16 22:00
1900-02-16 23:00
1900-02-17
1900-02-17 01:00
1900-02-17 02:00
1900-02-17 03:00
1900-02-17 04:00
1900-02-17 05:00
1900-02-17 06:00
1900-02-17 07:00
1900-02-17 08:00
1900-02-17 09:00
1900-02-17 10:00
1900-02-17 11:00
1900-02-17 12:00
1900-02-17 13:00
1900-02-17 14:00
1900-02-17 15:00
1900-02-17 16:00
1900-02-17 17:00
1900-02-17 18:00
1900-02-17 19:00
1900-02-17 20:00
1900-02-17 21:00
1900-02-17 22:00
1900-02-17 23:00
1900-02-18
1900-02-18 01:00
1900-02-18 02:00
1900-02-18 03:00
1900-02-18 04:00
1900-02-18 05:00
1900-02-18 06:00
1900-02-18 07:00
1900-02-18 08:00
1900-02-18 09:00
1900-02-18 10:00
1900-02-18 11:00
1900-02-18 12:00
1900-02-18 13:00
1900-02-18 14:00
1900-02-18 15:00
1900-02-18 16:00
1900-02-18 17:00
1900-02-18 18:00
1900-02-18 19:00
1900-02-18 20:00
1900-02-18 21:00
1900-02-18 22:00
1900-02-18 23:00
1900-02-19
1900-02-19 01:00
1900-02-19 02:00
1900-02-19 03:00
1900-02-19 04:00
1900-02-19 05:00
1900-02-19 06:00
1900-02-19 07:00
1900-02-19 08:00
1900-02-19 09:00
1900-02-19 10:00
1900-02-19 11:00
1900-02-19 12:00
1900-02-19 13:00
1900-02-19 14:00
1900-02-19 15:00
1900-02-19 16:00
1900-02-19 17:00
1900-02-19 18:00
1900-02-19 19:00
1900-02-19 20:00
1900-02-19 21:00
1900-02-19 22:00
1900-02-19 23:00
1900-02-20
1900-02-20 01:00
1900-02-20 02:00
1900-02-20 03:00
1900-02-20 04:00
1900-02-20 05:00
1900-02-20 06:00
1900-02-20 07:00
1900-02-20 08:00
1900-02-20 09:00
1900-02-20 10:00
1900-02-20 11:00
1900-02-20 12:00
1900-02-20 13:00
1900-02-20 14:00
1900-02-20 15:00
1900-02-20 16:00
1900-02-20 17:00
1900-02-20 18:00
1900-02-20 19:00
1900-02-20 20:00
1900-02-20 21:00
1900-02-20 22:00
1900-02-20 23:00
1900-02-21
1900-02-21 01:00
1900-02-21 02:00
1900-02-21 03:00
1900-02-21 04:00
1900-02-21 05:00
1900-02-21 06:00
1900-02-21 07:00
1900-02-21 08:00
1900-02-21 09:00
1900-02-21 10:00
1900-02-21 11:00
1900-02-21 12:00
1900-02-21 13:00
1900-02-21 14:00
1900-02-21 15:00
1900-02-21 16:00
1900-02-21 17:00
1900-02-21 18:00
1900-02-21 19:00
1900-02-21 20:00
1900-02-21 21:00
1900-02-21 22:00
1900-02-21 23:00
1900-02-22
1900-02-22 01:00
1900-02-22 02:00
1900-02-22 03:00
1900-02-22 04:00
1900-02-22 05:00
1900-02-22 06:00
1900-02-22 07:00
1900-02-22 08:00
1900-02-22 09:00
1900-02-22 10:00
1900-02-22 11:00
1900-02-22 12:00
1900-02-22 13:00
1900-02-22 14:00
1900-02-22 15:00
1900-02-22 16:00
1900-02-22 17:00
1900-02-22 18:00
1900-02-22 19:00
1900-02-22 20:00
1900-02-22 21:00
1900-02-22 22:00
1900-02-22 23:00
1900-02-23
1900-02-23 01:00
1900-02-23 02:00
1900-02-23 03:00
1900-02-23 04:00
1900-02-23 05:00
1900-02-23 06:00
1900-02-23 07:00
1900-02-23 08:00
1900-02-23 09:00
1900-02-23 10:00
1900-02-23 11:00
1900-02-23 12:00
1900-02-23 13:00
1900-02-23 14:00
1900-02-23 15:00
1900-02-23 16:00
1900-02-23 17:00
1900-02-23 18:00
1900-02-23 19:00
1900-02-23 20:00
1900-02-23 21:00
1900-02-23 22:00
1900-02-23 23:00
1900-02-24
1900-02-24 01:00
1900-02-24 02:00
1900-02-24 03:00
1900-02-24 04:00
1900-02-24 05:00
1900-02-24 06:00
1900-02-24 07:00
1900-02-24 08:00
1900-02-24 09:00
1900-02-24 10:00
1900-02-24 11:00
1900-02-24 12:00
1900-02-24 13:00
1900-02-24 14:00
1900-02-24 15:00
1900-02-24 16:00
1900-02-24 17:00
1900-02-24 18:00
1900-02-24 19:00
1900-02-24 20:00
1900-02-24 21:00
1900-02-24 22:00
1900-02-24 23:00
1900-02-25
1900-02-25 01:00
1900-02-25 02:00
1900-02-25 03:00
1900-02-25 04:00
1900-02-25 05:00
1900-02-25 06:00
1900-02-25 07:00
1900-02-25 08:00
1900-02-25 09:00
1900-02-25 10:00
1900-02-25 11:00
1900-02-25 12:00
1900-02-25 13:00
1900-02-25 14:00
1900-02-25 15:00
1900-02-25 16:00
1900-02-25 17:00
1900-02-25 18:00
1900-02-25 19:00
1900-02-25 20:00
1900-02-25 21:00
1900-02-25 22:00
1900-02-25 23:00
1900-02-26
1900-02-26 01:00
1900-02-26 02:00
1900-02-26 03:00
1900-02-26 04:00
1900-02-26 05:00
1900-02-26 06:00
1900-02-26 07:00
1900-02-26 08:00
1900-02-26 09:00
1900-02-26 10:00
1900-02-26 11:00
1900-02-26 12:00
1900-02-26 13:00
1900-02-26 14:00
1900-02-26 15:00
1900-02-26 16:00
1900-02-26 17:00
1900-02-26 18:00
1900-02-26 19:00
1900-02-26 20:00
1900-02-26 21:00
1900-02-26 22:00
1900-02-26 23:00
1900-02-27
1900-02-27 01:00
1900-02-27 02:00
1900-02-27 03:00
1900-02-27 04:00
1900-02-27 05:00
1900-02-27 06:00
1900-02-27 07:00
1900-02-27 08:00
1900-02-27 09:00
1900-02-27 10:00
1900-02-27 11:00
1900-02-27 12:00
1900-02-27 13:00
1900-02-27 14:00
1900-02-27 15:00
1900-02-27 16:00
1900-02-27 17:00
1900-02-27 18:00
1900-02-27 19:00
1900-02-27 20:00
1900-02-27 21:00
1900-02-27 22:00
1900-02-27 23:00
1900-02-28
1900-02-28 01:00
1900-02-28 02:00
1900-02-28 03:00
1900-02-28 04:00
1900-02-28 05:00
1900-02-28 06:00
1900-02-28 07:00
1900-02-28 08:00
1900-02-28 09:00
1900-02-28 10:00
1900-02-28 11:00
1900-02-28 12:00
1900-02-28 13:00
1900-02-28 14:00
1900-02-28 15:00
1900-02-28 16:00
1900-02-28 17:00
1900-02-28 18:00
1900-02-28 19:00
1900-02-28 20:00
1900-02-28 21:00
1900-02-28 22:00
1900-02-28 23:00
1900-03-01
1900-03-01 01:00
1900-03-01 02:00
1900-03-01 03:00
1900-03-01 04:00
1900-03-01 05:00
1900-03-01 06:00
1900-03-01 07:00
1900-03-01 08:00
1900-03-01 09:00
1900-03-01 10:00
1900-03-01 11:00
1900-03-01 12:00
1900-03-01 13:00
1900-03-01 14:00
1900-03-01 15:00
1900-03-01 16:00
1900-03-01 17:00
1900-03-01 18:00
1900-03-01 19:00
1900-03-01 20:00
1900-03-01 21:00
1900-03-01 22:00
1900-03-01 23:00
1900-03-02
1900-03-02 01:00
1900-03-02 02:00
1900-03-02 03:00
1900-03-02 04:00
1900-03-02 05:00
1900-03-02 06:00
1900-03-02 07:00
1900-03-02 08:00
1900-03-02 09:00
1900-03-02 10:00
1900-03-02 11:00
1900-03-02 12:00
1900-03-02 13:00
1900-03-02 14:00
1900-03-02 15:00
1900-03-02 16:00
1900-03-02 17:00
1900-03-02 18:00
1900-03-02 19:00
1900-03-02 20:00
1900-03-02 21:00
1900-03-02 22:00
1900-03-02 23:00
1900-03-03
1900-03-03 01:00
1900-03-03 02:00
1900-03-03 03:00
1900-03-03 04:00
1900-03-03 05:00
1900-03-03 06:00
1900-03-03 07:00
1900-03-03 08:00
1900-03-03 09:00
1900-03-03 10:00
1900-03-03 11:00
1900-03-03 12:00
1900-03-03 13:00
1900-03-03 14:00
1900-03-03 15:00
1900-03-03 16:00
1900-03-03 17:00
1900-03-03 18:00
1900-03-03 19:00
1900-03-03 20:00
1900-03-03 21:00
1900-03-03 22:00
1900-03-03 23:00
1900-03-04
1900-03-04 01:00
1900-03-04 02:00
1900-03-04 03:00
1900-03-04 04:00
1900-03-04 05:00
1900-03-04 06:00
1900-03-04 07:00
1900-03-04 08:00
1900-03-04 09:00
1900-03-04 10:00
1900-03-04 11:00
1900-03-04 12:00
1900-03-04 13:00
1900-03-04 14:00
1900-03-04 15:00
1900-03-04 16:00
1900-03-04 17:00
1900-03-04 18:00
1900-03-04 19:00
1900-03-04 20:00
1900-03-04 21:00
1900-03-04 22:00
1900-03-04 23:00
1900-03-05
1900-03-05 01:00
1900-03-05 02:00
1900-03-05 03:00
1900-03-05 04:00
1900-03-05 05:00
1900-03-05 06:00
1900-03-05 07:00
1900-03-05 08:00
1900-03-05 09:00
1900-03-05 10:00
1900-03-05 11:00
1900-03-05 12:00
1900-03-05 13:00
1900-03-05 14:00
1900-03-05 15:00
1900-03-05 16:00
1900-03-05 17:00
1900-03-05 18:00
1900-03-05 19:00
1900-03-05 20:00
1900-03-05 21:00
1900-03-05 22:00
1900-03-05 23:00
1900-03-06
1900-03-06 01:00
1900-03-06 02:00
1900-03-06 03:00
1900-03-06 04:00
1900-03-06 05:00
1900-03-06 06:00
1900-03-06 07:00
1900-03-06 08:00
1900-03-06 09:00
1900-03-06 10:00
1900-03-06 11:00
1900-03-06 12:00
1900-03-06 13:00
1900-03-06 14:00
1900-03-06 15:00
1900-03-06 16:00
1900-03-06 17:00
1900-03-06 18:00
1900-03-06 19:00
1900-03-06 20:00
1900-03-06 21:00
1900-03-06 22:00
1900-03-06 23:00
1900-03-07
1900-03-07 01:00
1900-03-07 02:00
1900-03-07 03:00
1900-03-07 04:00
1900-03-07 05:00
1900-03-07 06:00
1900-03-07 07:00
1900-03-07 08:00
1900-03-07 09:00
1900-03-07 10:00
1900-03-07 11:00
1900-03-07 12:00
1900-03-07 13:00
1900-03-07 14:00
1900-03-07 15:00
1900-03-07 16:00
1900-03-07 17:00
1900-03-07 18:00
1900-03-07 19:00
1900-03-07 20:00
1900-03-07 21:00
1900-03-07 22:00
1900-03-07 23:00
1900-03-08
1900-03-08 01:00
1900-03-08 02:00
1900-03-08 03:00
1900-03-08 04:00
1900-03-08 05:00
1900-03-08 06:00
1900-03-08 07:00
1900-03-08 08:00
1900-03-08 09:00
1900-03-08 10:00
1900-03-08 11:00
1900-03-08 12:00
1900-03-08 13:00
1900-03-08 14:00
1900-03-08 15:00
1900-03-08 16:00
1900-03-08 17:00
1900-03-08 18:00
1900-03-08 19:00
1900-03-08 20:00
1900-03-08 21:00
1900-03-08 22:00
1900-03-08 23:00
1900-03-09
1900-03-09 01:00
1900-03-09 02:00
1900-03-09 03:00
1900-03-09 04:00
1900-03-09 05:00
1900-03-09 06:00
1900-03-09 07:00
1900-03-09 08:00
1900-03-09 09:00
1900-03-09 10:00
1900-03-09 11:00
1900-03-09 12:00
1900-03-09 13:00
1900-03-09 14:00
1900-03-09 15:00
1900-03-09 16:00
1900-03-09 17:00
1900-03-09 18:00
1900-03-09 19:00
1900-03-09 20:00
1900-03-09 21:00
1900-03-09 22:00
1900-03-09 23:00
1900-03-10
1900-03-10 01:00
1900-03-10 02:00
1900-03-10 03:00
1900-03-10 04:00
1900-03-10 05:00
1900-03-10 06:00
1900-03-10 07:00
1900-03-10 08:00
1900-03-10 09:00
1900-03-10 10:00
1900-03-10 11:00
1900-03-10 12:00
1900-03-10 13:00
1900-03-10 14:00
1900-03-10 15:00
1900-03-10 16:00
1900-03-10 17:00
1900-03-10 18:00
1900-03-10 19:00
1900-03-10 20:00
1900-03-10 21:00
1900-03-10 22:00
1900-03-10 23:00
1900-03-11
1900-03-11 01:00
1900-03-11 02:00
1900-03-11 03:00
1900-03-11 04:00
1900-03-11 05:00
1900-03-11 06:00
1900-03-11 07:00
1900-03-11 08:00
1900-03-11 09:00
1900-03-11 10:00
1900-03-11 11:00
1900-03-11 12:00
1900-03-11 13:00
1900-03-11 14:00
1900-03-11 15:00
1900-03-11 16:00
1900-03-11 17:00
1900-03-11 18:00
1900-03-11 19:00
1900-03-11 20:00
1900-03-11 21:00
1900-03-11 22:00
1900-03-11 23:00
1900-03-12
1900-03-12 01:00
1900-03-12 02:00
1900-03-12 03:00
1900-03-12 04:00
1900-03-12 05:00
1900-03-12 06:00
1900-03-12 07:00
1900-03-12 08:00
1900-03-12 09:00
1900-03-12 10:00
1900-03-12 11:00
1900-03-12 12:00
1900-03-12 13:00
1900-03-12 14:00
1900-03-12 15:00
1900-03-12 16:00
1900-03-12 17:00
1900-03-12 18:00
1900-03-12 19:00
1900-03-12 20:00
1900-03-12 21:00
1900-03-12 22:00
1900-03-12 23:00
1900-03-13
1900-03-13 01:00
1900-03-13 02:00
1900-03-13 03:00
1900-03-13 04:00
1900-03-13 05:00
1900-03-13 06:00
1900-03-13 07:00
1900-03-13 08:00
1900-03-13 09:00
1900-03-13 10:00
1900-03-13 11:00
1900-03-13 12:00
1900-03-13 13:00
1900-03-13 14:00
1900-03-13 15:00
1900-03-13 16:00
1900-03-13 17:00
1900-03-13 18:00
1900-03-13 19:00
1900-03-13 20:00
1900-03-13 21:00
1900-03-13 22:00
1900-03-13 23:00
1900-03-14
1900-03-14 01:00
1900-03-14 02:00
1900-03-14 03:00
1900-03-14 04:00
1900-03-14 05:00
1900-03-14 06:00
1900-03-14 07:00
1900-03-14 08:00
1900-03-14 09:00
1900-03-14 10:00
1900-03-14 11:00
1900-03-14 12:00
1900-03-14 13:00
1900-03-14 14:00
1900-03-14 15:00
1900-03-14 16:00
1900-03-14 17:00
1900-03-14 18:00
1900-03-14 19:00
1900-03-14 20:00
1900-03-14 21:00
1900-03-14 22:00
1900-03-14 23:00
1900-03-15
1900-03-15 01:00
1900-03-15 02:00
1900-03-15 03:00
1900-03-15 04:00
1900-03-15 05:00
1900-03-15 06:00
1900-03-15 07:00
1900-03-15 08:00
1900-03-15 09:00
1900-03-15 10:00
1900-03-15 11:00
1900-03-15 12:00
1900-03-15 13:00
1900-03-15 14:00
1900-03-15 15:00
1900-03-15 16:00
1900-03-15 17:00
1900-03-15 18:00
1900-03-15 19:00
1900-03-15 20:00
1900-03-15 21:00
1900-03-15 22:00
1900-03-15 23:00
1900-03-16
1900-03-16 01:00
1900-03-16 02:00
1900-03-16 03:00
1900-03-16 04:00
1900-03-16 05:00
1900-03-16 06:00
1900-03-16 07:00
1900-03-16 08:00
1900-03-16 09:00
1900-03-16 10:00
1900-03-16 11:00
1900-03-16 12:00
1900-03-16 13:00
1900-03-16 14:00
1900-03-16 15:00
1900-03-16 16:00
1900-03-16 17:00
1900-03-16 18:00
1900-03-16 19:00
1900-03-16 20:00
1900-03-16 21:00
1900-03-16 22:00
1900-03-16 23:00
1900-03-17
1900-03-17 01:00
1900-03-17 02:00
1900-03-17 03:00
1900-03-17 04:00
1900-03-17 05:00
1900-03-17 06:00
1900-03-17 07:00
1900-03-17 08:00
1900-03-17 09:00
1900-03-17 10:00
1900-03-17 11:00
1900-03-17 12:00
1900-03-17 13:00
1900-03-17 14:00
1900-03-17 15:00
1900-03-17 16:00
1900-03-17 17:00
1900-03-17 18:00
1900-03-17 19:00
1900-03-17 20:00
1900-03-17 21:00
1900-03-17 22:00
1900-03-17 23:00
1900-03-18
1900-03-18 01:00
1900-03-18 02:00
1900-03-18 03:00
1900-03-18 04:00
1900-03-18 05:00
1900-03-18 06:00
1900-03-18 07:00
1900-03-18 08:00
1900-03-18 09:00
1900-03-18 10:00
1900-03-18 11:00
1900-03-18 12:00
1900-03-18 13:00
1900-03-18 14:00
1900-03-18 15:00
1900-03-18 16:00
1900-03-18 17:00
1900-03-18 18:00
1900-03-18 19:00
1900-03-18 20:00
1900-03-18 21:00
1900-03-18 22:00
1900-03-18 23:00
1900-03-19
1900-03-19 01:00
1900-03-19 02:00
1900-03-19 03:00
1900-03-19 04:00
1900-03-19 05:00
1900-03-19 06:00
1900-03-19 07:00
1900-03-19 08:00
1900-03-19 09:00
1900-03-19 10:00
1900-03-19 11:00
1900-03-19 12:00
1900-03-19 13:00
1900-03-19 14:00
1900-03-19 15:00
1900-03-19 16:00
1900-03-19 17:00
1900-03-19 18:00
1900-03-19 19:00
1900-03-19 20:00
1900-03-19 21:00
1900-03-19 22:00
1900-03-19 23:00
1900-03-20
1900-03-20 01:00
1900-03-20 02:00
1900-03-20 03:00
1900-03-20 04:00
1900-03-20 05:00
1900-03-20 06:00
1900-03-20 07:00
1900-03-20 08:00
1900-03-20 09:00
1900-03-20 10:00
1900-03-20 11:00
1900-03-20 12:00
1900-03-20 13:00
1900-03-20 14:00
1900-03-20 15:00
1900-03-20 16:00
1900-03-20 17:00
1900-03-20 18:00
1900-03-20 19:00
1900-03-20 20:00
1900-03-20 21:00
1900-03-20 22:00
1900-03-20 23:00
1900-03-21
1900-03-21 01:00
1900-03-21 02:00
1900-03-21 03:00
1900-03-21 04:00
1900-03-21 05:00
1900-03-21 06:00
1900-03-21 07:00
1900-03-21 08:00
1900-03-21 09:00
1900-03-21 10:00
1900-03-21 11:00
1900-03-21 12:00
1900-03-21 13:00
1900-03-21 14:00
1900-03-21 15:00
1900-03-21 16:00
1900-03-21 17:00
1900-03-21 18:00
1900-03-21 19:00
1900-03-21 20:00
1900-03-21 21:00
1900-03-21 22:00
1900-03-21 23:00
1900-03-22
1900-03-22 01:00
1900-03-22 02:00
1900-03-22 03:00
1900-03-22 04:00
1900-03-22 05:00
1900-03-22 06:00
1900-03-22 07:00
1900-03-22 08:00
1900-03-22 09:00
1900-03-22 10:00
1900-03-22 11:00
1900-03-22 12:00
1900-03-22 13:00
1900-03-22 14:00
1900-03-22 15:00
1900-03-22 16:00
1900-03-22 17:00
1900-03-22 18:00
1900-03-22 19:00
1900-03-22 20:00
1900-03-22 21:00
1900-03-22 22:00
1900-03-22 23:00
1900-03-23
1900-03-23 01:00
1900-03-23 02:00
1900-03-23 03:00
1900-03-23 04:00
1900-03-23 05:00
1900-03-23 06:00
1900-03-23 07:00
1900-03-23 08:00
1900-03-23 09:00
1900-03-23 10:00
1900-03-23 11:00
1900-03-23 12:00
1900-03-23 13:00
1900-03-23 14:00
1900-03-23 15:00
1900-03-23 16:00
1900-03-23 17:00
1900-03-23 18:00
1900-03-23 19:00
1900-03-23 20:00
1900-03-23 21:00
1900-03-23 22:00
1900-03-23 23:00
1900-03-24
1900-03-24 01:00
1900-03-24 02:00
1900-03-24 03:00
1900-03-24 04:00
1900-03-24 05:00
1900-03-24 06:00
1900-03-24 07:00
1900-03-24 08:00
1900-03-24 09:00
1900-03-24 10:00
1900-03-24 11:00
1900-03-24 12:00
1900-03-24 13:00
1900-03-24 14:00
1900-03-24 15:00
1900-03-24 16:00
1900-03-24 17:00
1900-03-24 18:00
1900-03-24 19:00
1900-03-24 20:00
1900-03-24 21:00
1900-03-24 22:00
1900-03-24 23:00
1900-03-25
1900-03-25 01:00
1900-03-25 02:00
1900-03-25 03:00
1900-03-25 04:00
1900-03-25 05:00
1900-03-25 06:00
1900-03-25 07:00
1900-03-25 08:00
1900-03-25 09:00
1900-03-25 10:00
1900-03-25 11:00
1900-03-25 12:00
1900-03-25 13:00
1900-03-25 14:00
1900-03-25 15:00
1900-03-25 16:00
1900-03-25 17:00
1900-03-25 18:00
1900-03-25 19:00
1900-03-25 20:00
1900-03-25 21:00
1900-03-25 22:00
1900-03-25 23:00
1900-03-26
1900-03-26 01:00
1900-03-26 02:00
1900-03-26 03:00
1900-03-26 04:00
1900-03-26 05:00
1900-03-26 06:00
1900-03-26 07:00
1900-03-26 08:00
1900-03-26 09:00
1900-03-26 10:00
1900-03-26 11:00
1900-03-26 12:00
1900-03-26 13:00
1900-03-26 14:00
1900-03-26 15:00
1900-03-26 16:00
1900-03-26 17:00
1900-03-26 18:00
1900-03-26 19:00
1900-03-26 20:00
1900-03-26 21:00
1900-03-26 22:00
1900-03-26 23:00
1900-03-27
1900-03-27 01:00
1900-03-27 02:00
1900-03-27 03:00
1900-03-27 04:00
1900-03-27 05:00
1900-03-27 06:00
1900-03-27 07:00
1900-03-27 08:00
1900-03-27 09:00
1900-03-27 10:00
1900-03-27 11:00
1900-03-27 12:00
1900-03-27 13:00
1900-03-27 14:00
1900-03-27 15:00
1900-03-27 16:00
1900-03-27 17:00
1900-03-27 18:00
1900-03-27 19:00
1900-03-27 20:00
1900-03-27 21:00
1900-03-27 22:00
1900-03-27 23:00
1900-03-28
1900-03-28 01:00
1900-03-28 02:00
1900-03-28 03:00
1900-03-28 04:00
1900-03-28 05:00
1900-03-28 06:00
1900-03-28 07:00
1900-03-28 08:00
1900-03-28 09:00
1900-03-28 10:00
1900-03-28 11:00
1900-03-28 12:00
1900-03-28 13:00
1900-03-28 14:00
1900-03-28 15:00
1900-03-28 16:00
1900-03-28 17:00
1900-03-28 18:00
1900-03-28 19:00
1900-03-28 20:00
1900-03-28 21:00
1900-03-28 22:00
1900-03-28 23:00
1900-03-29
1900-03-29 01:00
1900-03-29 02:00
1900-03-29 03:00
1900-03-29 04:00
1900-03-29 05:00
1900-03-29 06:00
1900-03-29 07:00
1900-03-29 08:00
1900-03-29 09:00
1900-03-29 10:00
1900-03-29 11:00
1900-03-29 12:00
1900-03-29 13:00
1900-03-29 14:00
1900-03-29 15:00
1900-03-29 16:00
1900-03-29 17:00
1900-03-29 18:00
1900-03-29 19:00
1900-03-29 20:00
1900-03-29 21:00
1900-03-29 22:00
1900-03-29 23:00
1900-03-30
1900-03-30 01:00
1900-03-30 02:00
1900-03-30 03:00
1900-03-30 04:00
1900-03-30 05:00
1900-03-30 06:00
1900-03-30 07:00
1900-03-30 08:00
1900-03-30 09:00
1900-03-30 10:00
1900-03-30 11:00
1900-03-30 12:00
1900-03-30 13:00
1900-03-30 14:00
1900-03-30 15:00
1900-03-30 16:00
1900-03-30 17:00
1900-03-30 18:00
1900-03-30 19:00
1900-03-30 20:00
1900-03-30 21:00
1900-03-30 22:00
1900-03-30 23:00
1900-03-31
1900-03-31 01:00
1900-03-31 02:00
1900-03-31 03:00
1900-03-31 04:00
1900-03-31 05:00
1900-03-31 06:00
1900-03-31 07:00
1900-03-31 08:00
1900-03-31 09:00
1900-03-31 10:00
1900-03-31 11:00
1900-03-31 12:00
1900-03-31 13:00
1900-03-31 14:00
1900-03-31 15:00
1900-03-31 16:00
1900-03-31 17:00
1900-03-31 18:00
1900-03-31 19:00
1900-03-31 20:00
1900-03-31 21:00
1900-03-31 22:00
1900-03-31 23:00
1900-04-01
1900-04-01 01:00
1900-04-01 02:00
1900-04-01 03:00
1900-04-01 04:00
1900-04-01 05:00
1900-04-01 06:00
1900-04-01 07:00
1900-04-01 08:00
1900-04-01 09:00
1900-04-01 10:00
1900-04-01 11:00
1900-04-01 12:00
1900-04-01 13:00
1900-04-01 14:00
1900-04-01 15:00
1900-04-01 16:00
1900-04-01 17:00
1900-04-01 18:00
1900-04-01 19:00
1900-04-01 20:00
1900-04-01 21:00
1900-04-01 22:00
1900-04-01 23:00
1900-04-02
1900-04-02 01:00
1900-04-02 02:00
1900-04-02 03:00
1900-04-02 04:00
1900-04-02 05:00
1900-04-02 06:00
1900-04-02 07:00
1900-04-02 08:00
1900-04-02 09:00
1900-04-02 10:00
1900-04-02 11:00
1900-04-02 12:00
1900-04-02 13:00
1900-04-02 14:00
1900-04-02 15:00
1900-04-02 16:00
1900-04-02 17:00
1900-04-02 18:00
1900-04-02 19:00
1900-04-02 20:00
1900-04-02 21:00
1900-04-02 22:00
1900-04-02 23:00
1900-04-03
1900-04-03 01:00
1900-04-03 02:00
1900-04-03 03:00
1900-04-03 04:00
1900-04-03 05:00
1900-04-03 06:00
1900-04-03 07:00
1900-04-03 08:00
1900-04-03 09:00
1900-04-03 10:00
1900-04-03 11:00
1900-04-03 12:00
1900-04-03 13:00
1900-04-03 14:00
1900-04-03 15:00
1900-04-03 16:00
1900-04-03 17:00
1900-04-03 18:00
1900-04-03 19:00
1900-04-03 20:00
1900-04-03 21:00
1900-04-03 22:00
1900-04-03 23:00
1900-04-04
1900-04-04 01:00
1900-04-04 02:00
1900-04-04 03:00
1900-04-04 04:00
1900-04-04 05:00
1900-04-04 06:00
1900-04-04 07:00
1900-04-04 08:00
1900-04-04 09:00
1900-04-04 10:00
1900-04-04 11:00
1900-04-04 12:00
1900-04-04 13:00
1900-04-04 14:00
1900-04-04 15:00
1900-04-04 16:00
1900-04-04 17:00
1900-04-04 18:00
1900-04-04 19:00
1900-04-04 20:00
1900-04-04 21:00
1900-04-04 22:00
1900-04-04 23:00
1900-04-05
1900-04-05 01:00
1900-04-05 02:00
1900-04-05 03:00
1900-04-05 04:00
1900-04-05 05:00
1900-04-05 06:00
1900-04-05 07:00
1900-04-05 08:00
1900-04-05 09:00
1900-04-05 10:00
1900-04-05 11:00
1900-04-05 12:00
1900-04-05 13:00
1900-04-05 14:00
1900-04-05 15:00
1900-04-05 16:00
1900-04-05 17:00
1900-04-05 18:00
1900-04-05 19:00
1900-04-05 20:00
1900-04-05 21:00
1900-04-05 22:00
1900-04-05 23:00
1900-04-06
1900-04-06 01:00
1900-04-06 02:00
1900-04-06 03:00
1900-04-06 04:00
1900-04-06 05:00
1900-04-06 06:00
1900-04-06 07:00
1900-04-06 08:00
1900-04-06 09:00
1900-04-06 10:00
1900-04-06 11:00
1900-04-06 12:00
1900-04-06 13:00
1900-04-06 14:00
1900-04-06 15:00
1900-04-06 16:00
1900-04-06 17:00
1900-04-06 18:00
1900-04-06 19:00
1900-04-06 20:00
1900-04-06 21:00
1900-04-06 22:00
1900-04-06 23:00
1900-04-07
1900-04-07 01:00
1900-04-07 02:00
1900-04-07 03:00
1900-04-07 04:00
1900-04-07 05:00
1900-04-07 06:00
1900-04-07 07:00
1900-04-07 08:00
1900-04-07 09:00
1900-04-07 10:00
1900-04-07 11:00
1900-04-07 12:00
1900-04-07 13:00
1900-04-07 14:00
1900-04-07 15:00
1900-04-07 16:00
1900-04-07 17:00
1900-04-07 18:00
1900-04-07 19:00
1900-04-07 20:00
1900-04-07 21:00
1900-04-07 22:00
1900-04-07 23:00
1900-04-08
1900-04-08 01:00
1900-04-08 02:00
1900-04-08 03:00
1900-04-08 04:00
1900-04-08 05:00
1900-04-08 06:00
1900-04-08 07:00
1900-04-08 08:00
1900-04-08 09:00
1900-04-08 10:00
1900-04-08 11:00
1900-04-08 12:00
1900-04-08 13:00
1900-04-08 14:00
1900-04-08 15:00
1900-04-08 16:00
1900-04-08 17:00
1900-04-08 18:00
1900-04-08 19:00
1900-04-08 20:00
1900-04-08 21:00
1900-04-08 22:00
1900-04-08 23:00
1900-04-09
1900-04-09 01:00
1900-04-09 02:00
1900-04-09 03:00
1900-04-09 04:00
1900-04-09 05:00
1900-04-09 06:00
1900-04-09 07:00
1900-04-09 08:00
1900-04-09 09:00
1900-04-09 10:00
1900-04-09 11:00
1900-04-09 12:00
1900-04-09 13:00
1900-04-09 14:00
1900-04-09 15:00
1900-04-09 16:00
1900-04-09 17:00
1900-04-09 18:00
1900-04-09 19:00
1900-04-09 20:00
1900-04-09 21:00
1900-04-09 22:00
1900-04-09 23:00
1900-04-10
1900-04-10 01:00
1900-04-10 02:00
1900-04-10 03:00
1900-04-10 04:00
1900-04-10 05:00
1900-04-10 06:00
1900-04-10 07:00
1900-04-10 08:00
1900-04-10 09:00
1900-04-10 10:00
1900-04-10 11:00
1900-04-10 12:00
1900-04-10 13:00
1900-04-10 14:00
1900-04-10 15:00
1900-04-10 16:00
1900-04-10 17:00
1900-04-10 18:00
1900-04-10 19:00
1900-04-10 20:00
1900-04-10 21:00
1900-04-10 22:00
1900-04-10 23:00
1900-04-11
1900-04-11 01:00
1900-04-11 02:00
1900-04-11 03:00
1900-04-11 04:00
1900-04-11 05:00
1900-04-11 06:00
1900-04-11 07:00
1900-04-11 08:00
1900-04-11 09:00
1900-04-11 10:00
1900-04-11 11:00
1900-04-11 12:00
1900-04-11 13:00
1900-04-11 14:00
1900-04-11 15:00
1900-04-11 16:00
1900-04-11 17:00
1900-04-11 18:00
1900-04-11 19:00
1900-04-11 20:00
1900-04-11 21:00
1900-04-11 22:00
1900-04-11 23:00
1900-04-12
1900-04-12 01:00
1900-04-12 02:00
1900-04-12 03:00
1900-04-12 04:00
1900-04-12 05:00
1900-04-12 06:00
1900-04-12 07:00
1900-04-12 08:00
1900-04-12 09:00
1900-04-12 10:00
1900-04-12 11:00
1900-04-12 12:00
1900-04-12 13:00
1900-04-12 14:00
1900-04-12 15:00
1900-04-12 16:00
1900-04-12 17:00
1900-04-12 18:00
1900-04-12 19:00
1900-04-12 20:00
1900-04-12 21:00
1900-04-12 22:00
1900-04-12 23:00
1900-04-13
1900-04-13 01:00
1900-04-13 02:00
1900-04-13 03:00
1900-04-13 04:00
1900-04-13 05:00
1900-04-13 06:00
1900-04-13 07:00
1900-04-13 08:00
1900-04-13 09:00
1900-04-13 10:00
1900-04-13 11:00
1900-04-13 12:00
1900-04-13 13:00
1900-04-13 14:00
1900-04-13 15:00
1900-04-13 16:00
1900-04-13 17:00
1900-04-13 18:00
1900-04-13 19:00
1900-04-13 20:00
1900-04-13 21:00
1900-04-13 22:00
1900-04-13 23:00
1900-04-14
1900-04-14 01:00
1900-04-14 02:00
1900-04-14 03:00
1900-04-14 04:00
1900-04-14 05:00
1900-04-14 06:00
1900-04-14 07:00
1900-04-14 08:00
1900-04-14 09:00
1900-04-14 10:00
1900-04-14 11:00
1900-04-14 12:00
1900-04-14 13:00
1900-04-14 14:00
1900-04-14 15:00
1900-04-14 16:00
1900-04-14 17:00
1900-04-14 18:00
1900-04-14 19:00
1900-04-14 20:00
1900-04-14 21:00
1900-04-14 22:00
1900-04-14 23:00
1900-04-15
1900-04-15 01:00
1900-04-15 02:00
1900-04-15 03:00
1900-04-15 04:00
1900-04-15 05:00
1900-04-15 06:00
1900-04-15 07:00
1900-04-15 08:00
1900-04-15 09:00
1900-04-15 10:00
1900-04-15 11:00
1900-04-15 12:00
1900-04-15 13:00
1900-04-15 14:00
1900-04-15 15:00
1900-04-15 16:00
1900-04-15 17:00
1900-04-15 18:00
1900-04-15 19:00
1900-04-15 20:00
1900-04-15 21:00
1900-04-15 22:00
1900-04-15 23:00
1900-04-16
1900-04-16 01:00
1900-04-16 02:00
1900-04-16 03:00
1900-04-16 04:00
1900-04-16 05:00
1900-04-16 06:00
1900-04-16 07:00
1900-04-16 08:00
1900-04-16 09:00
1900-04-16 10:00
1900-04-16 11:00
1900-04-16 12:00
1900-04-16 13:00
1900-04-16 14:00
1900-04-16 15:00
1900-04-16 16:00
1900-04-16 17:00
1900-04-16 18:00
1900-04-16 19:00
1900-04-16 20:00
1900-04-16 21:00
1900-04-16 22:00
1900-04-16 23:00
1900-04-17
1900-04-17 01:00
1900-04-17 02:00
1900-04-17 03:00
1900-04-17 04:00
1900-04-17 05:00
1900-04-17 06:00
1900-04-17 07:00
1900-04-17 08:00
1900-04-17 09:00
1900-04-17 10:00
1900-04-17 11:00
1900-04-17 12:00
1900-04-17 13:00
1900-04-17 14:00
1900-04-17 15:00
1900-04-17 16:00
1900-04-17 17:00
1900-04-17 18:00
1900-04-17 19:00
1900-04-17 20:00
1900-04-17 21:00
1900-04-17 22:00
1900-04-17 23:00
1900-04-18
1900-04-18 01:00
1900-04-18 02:00
1900-04-18 03:00
1900-04-18 04:00
1900-04-18 05:00
1900-04-18 06:00
1900-04-18 07:00
1900-04-18 08:00
1900-04-18 09:00
1900-04-18 10:00
1900-04-18 11:00
1900-04-18 12:00
1900-04-18 13:00
1900-04-18 14:00
1900-04-18 15:00
1900-04-18 16:00
1900-04-18 17:00
1900-04-18 18:00
1900-04-18 19:00
1900-04-18 20:00
1900-04-18 21:00
1900-04-18 22:00
1900-04-18 23:00
1900-04-19
1900-04-19 01:00
1900-04-19 02:00
1900-04-19 03:00
1900-04-19 04:00
1900-04-19 05:00
1900-04-19 06:00
1900-04-19 07:00
1900-04-19 08:00
1900-04-19 09:00
1900-04-19 10:00
1900-04-19 11:00
1900-04-19 12:00
1900-04-19 13:00
1900-04-19 14:00
1900-04-19 15:00
1900-04-19 16:00
1900-04-19 17:00
1900-04-19 18:00
1900-04-19 19:00
1900-04-19 20:00
1900-04-19 21:00
1900-04-19 22:00
1900-04-19 23:00
1900-04-20
1900-04-20 01:00
1900-04-20 02:00
1900-04-20 03:00
1900-04-20 04:00
1900-04-20 05:00
1900-04-20 06:00
1900-04-20 07:00
1900-04-20 08:00
1900-04-20 09:00
1900-04-20 10:00
1900-04-20 11:00
1900-04-20 12:00
1900-04-20 13:00
1900-04-20 14:00
1900-04-20 15:00
1900-04-20 16:00
1900-04-20 17:00
1900-04-20 18:00
1900-04-20 19:00
1900-04-20 20:00
1900-04-20 21:00
1900-04-20 22:00
1900-04-20 23:00
1900-04-21
1900-04-21 01:00
1900-04-21 02:00
1900-04-21 03:00
1900-04-21 04:00
1900-04-21 05:00
1900-04-21 06:00
1900-04-21 07:00
1900-04-21 08:00
1900-04-21 09:00
1900-04-21 10:00
1900-04-21 11:00
1900-04-21 12:00
1900-04-21 13:00
1900-04-21 14:00
1900-04-21 15:00
1900-04-21 16:00
1900-04-21 17:00
1900-04-21 18:00
1900-04-21 19:00
1900-04-21 20:00
1900-04-21 21:00
1900-04-21 22:00
1900-04-21 23:00
1900-04-22
1900-04-22 01:00
1900-04-22 02:00
1900-04-22 03:00
1900-04-22 04:00
1900-04-22 05:00
1900-04-22 06:00
1900-04-22 07:00
1900-04-22 08:00
1900-04-22 09:00
1900-04-22 10:00
1900-04-22 11:00
1900-04-22 12:00
1900-04-22 13:00
1900-04-22 14:00
1900-04-22 15:00
1900-04-22 16:00
1900-04-22 17:00
1900-04-22 18:00
1900-04-22 19:00
1900-04-22 20:00
1900-04-22 21:00
1900-04-22 22:00
1900-04-22 23:00
1900-04-23
1900-04-23 01:00
1900-04-23 02:00
1900-04-23 03:00
1900-04-23 04:00
1900-04-23 05:00
1900-04-23 06:00
1900-04-23 07:00
1900-04-23 08:00
1900-04-23 09:00
1900-04-23 10:00
1900-04-23 11:00
1900-04-23 12:00
1900-04-23 13:00
1900-04-23 14:00
1900-04-23 15:00
1900-04-23 16:00
1900-04-23 17:00
1900-04-23 18:00
1900-04-23 19:00
1900-04-23 20:00
1900-04-23 21:00
1900-04-23 22:00
1900-04-23 23:00
1900-04-24
1900-04-24 01:00
1900-04-24 02:00
1900-04-24 03:00
1900-04-24 04:00
1900-04-24 05:00
1900-04-24 06:00
1900-04-24 07:00
1900-04-24 08:00
1900-04-24 09:00
1900-04-24 10:00
1900-04-24 11:00
1900-04-24 12:00
1900-04-24 13:00
1900-04-24 14:00
1900-04-24 15:00
1900-04-24 16:00
1900-04-24 17:00
1900-04-24 18:00
1900-04-24 19:00
1900-04-24 20:00
1900-04-24 21:00
1900-04-24 22:00
1900-04-24 23:00
1900-04-25
1900-04-25 01:00
1900-04-25 02:00
1900-04-25 03:00
1900-04-25 04:00
1900-04-25 05:00
1900-04-25 06:00
1900-04-25 07:00
1900-04-25 08:00
1900-04-25 09:00
1900-04-25 10:00
1900-04-25 11:00
1900-04-25 12:00
1900-04-25 13:00
1900-04-25 14:00
1900-04-25 15:00
1900-04-25 16:00
1900-04-25 17:00
1900-04-25 18:00
1900-04-25 19:00
1900-04-25 20:00
1900-04-25 21:00
1900-04-25 22:00
1900-04-25 23:00
1900-04-26
1900-04-26 01:00
1900-04-26 02:00
1900-04-26 03:00
1900-04-26 04:00
1900-04-26 05:00
1900-04-26 06:00
1900-04-26 07:00
1900-04-26 08:00
1900-04-26 09:00
1900-04-26 10:00
1900-04-26 11:00
1900-04-26 12:00
1900-04-26 13:00
1900-04-26 14:00
1900-04-26 15:00
1900-04-26 16:00
1900-04-26 17:00
1900-04-26 18:00
1900-04-26 19:00
1900-04-26 20:00
1900-04-26 21:00
1900-04-26 22:00
1900-04-26 23:00
1900-04-27
1900-04-27 01:00
1900-04-27 02:00
1900-04-27 03:00
1900-04-27 04:00
1900-04-27 05:00
1900-04-27 06:00
1900-04-27 07:00
1900-04-27 08:00
1900-04-27 09:00
1900-04-27 10:00
1900-04-27 11:00
1900-04-27 12:00
1900-04-27 13:00
1900-04-27 14:00
1900-04-27 15:00
1900-04-27 16:00
1900-04-27 17:00
1900-04-27 18:00
1900-04-27 19:00
1900-04-27 20:00
1900-04-27 21:00
1900-04-27 22:00
1900-04-27 23:00
1900-04-28
1900-04-28 01:00
1900-04-28 02:00
1900-04-28 03:00
1900-04-28 04:00
1900-04-28 05:00
1900-04-28 06:00
1900-04-28 07:00
1900-04-28 08:00
1900-04-28 09:00
1900-04-28 10:00
1900-04-28 11:00
1900-04-28 12:00
1900-04-28 13:00
1900-04-28 14:00
1900-04-28 15:00
1900-04-28 16:00
1900-04-28 17:00
1900-04-28 18:00
1900-04-28 19:00
1900-04-28 20:00
1900-04-28 21:00
1900-04-28 22:00
1900-04-28 23:00
1900-04-29
1900-04-29 01:00
1900-04-29 02:00
1900-04-29 03:00
1900-04-29 04:00
1900-04-29 05:00
1900-04-29 06:00
1900-04-29 07:00
1900-04-29 08:00
1900-04-29 09:00
1900-04-29 10:00
1900-04-29 11:00
1900-04-29 12:00
1900-04-29 13:00
1900-04-29 14:00
1900-04-29 15:00
1900-04-29 16:00
1900-04-29 17:00
1900-04-29 18:00
1900-04-29 19:00
1900-04-29 20:00
1900-04-29 21:00
1900-04-29 22:00
1900-04-29 23:00
1900-04-30
1900-04-30 01:00
1900-04-30 02:00
1900-04-30 03:00
1900-04-30 04:00
1900-04-30 05:00
1900-04-30 06:00
1900-04-30 07:00
1900-04-30 08:00
1900-04-30 09:00
1900-04-30 10:00
1900-04-30 11:00
1900-04-30 12:00
1900-04-30 13:00
1900-04-30 14:00
1900-04-30 15:00
1900-04-30 16:00
1900-04-30 17:00
1900-04-30 18:00
1900-04-30 19:00
1900-04-30 20:00
1900-04-30 21:00
1900-04-30 22:00
1900-04-30 23:00
1900-05-01
1900-05-01 01:00
1900-05-01 02:00
1900-05-01 03:00
1900-05-01 04:00
1900-05-01 05:00
1900-05-01 06:00
1900-05-01 07:00
1900-05-01 08:00
1900-05-01 09:00
1900-05-01 10:00
1900-05-01 11:00
1900-05-01 12:00
1900-05-01 13:00
1900-05-01 14:00
1900-05-01 15:00
1900-05-01 16:00
1900-05-01 17:00
1900-05-01 18:00
1900-05-01 19:00
1900-05-01 20:00
1900-05-01 21:00
1900-05-01 22:00
1900-05-01 23:00
1900-05-02
1900-05-02 01:00
1900-05-02 02:00
1900-05-02 03:00
1900-05-02 04:00
1900-05-02 05:00
1900-05-02 06:00
1900-05-02 07:00
1900-05-02 08:00
1900-05-02 09:00
1900-05-02 10:00
1900-05-02 11:00
1900-05-02 12:00
1900-05-02 13:00
1900-05-02 14:00
1900-05-02 15:00
1900-05-02 16:00
1900-05-02 17:00
1900-05-02 18:00
1900-05-02 19:00
1900-05-02 20:00
1900-05-02 21:00
1900-05-02 22:00
1900-05-02 23:00
1900-05-03
1900-05-03 01:00
1900-05-03 02:00
1900-05-03 03:00
1900-05-03 04:00
1900-05-03 05:00
1900-05-03 06:00
1900-05-03 07:00
1900-05-03 08:00
1900-05-03 09:00
1900-05-03 10:00
1900-05-03 11:00
1900-05-03 12:00
1900-05-03 13:00
1900-05-03 14:00
1900-05-03 15:00
1900-05-03 16:00
1900-05-03 17:00
1900-05-03 18:00
1900-05-03 19:00
1900-05-03 20:00
1900-05-03 21:00
1900-05-03 22:00
1900-05-03 23:00
1900-05-04
1900-05-04 01:00
1900-05-04 02:00
1900-05-04 03:00
1900-05-04 04:00
1900-05-04 05:00
1900-05-04 06:00
1900-05-04 07:00
1900-05-04 08:00
1900-05-04 09:00
1900-05-04 10:00
1900-05-04 11:00
1900-05-04 12:00
1900-05-04 13:00
1900-05-04 14:00
1900-05-04 15:00
1900-05-04 16:00
1900-05-04 17:00
1900-05-04 18:00
1900-05-04 19:00
1900-05-04 20:00
1900-05-04 21:00
1900-05-04 22:00
1900-05-04 23:00
1900-05-05
1900-05-05 01:00
1900-05-05 02:00
1900-05-05 03:00
1900-05-05 04:00
1900-05-05 05:00
1900-05-05 06:00
1900-05-05 07:00
1900-05-05 08:00
1900-05-05 09:00
1900-05-05 10:00
1900-05-05 11:00
1900-05-05 12:00
1900-05-05 13:00
1900-05-05 14:00
1900-05-05 15:00
1900-05-05 16:00
1900-05-05 17:00
1900-05-05 18:00
1900-05-05 19:00
1900-05-05 20:00
1900-05-05 21:00
1900-05-05 22:00
1900-05-05 23:00
1900-05-06
1900-05-06 01:00
1900-05-06 02:00
1900-05-06 03:00
1900-05-06 04:00
1900-05-06 05:00
1900-05-06 06:00
1900-05-06 07:00
1900-05-06 08:00
1900-05-06 09:00
1900-05-06 10:00
1900-05-06 11:00
1900-05-06 12:00
1900-05-06 13:00
1900-05-06 14:00
1900-05-06 15:00
1900-05-06 16:00
1900-05-06 17:00
1900-05-06 18:00
1900-05-06 19:00
1900-05-06 20:00
1900-05-06 21:00
1900-05-06 22:00
1900-05-06 23:00
1900-05-07
1900-05-07 01:00
1900-05-07 02:00
1900-05-07 03:00
1900-05-07 04:00
1900-05-07 05:00
1900-05-07 06:00
1900-05-07 07:00
1900-05-07 08:00
1900-05-07 09:00
1900-05-07 10:00
1900-05-07 11:00
1900-05-07 12:00
1900-05-07 13:00
1900-05-07 14:00
1900-05-07 15:00
1900-05-07 16:00
1900-05-07 17:00
1900-05-07 18:00
1900-05-07 19:00
1900-05-07 20:00
1900-05-07 21:00
1900-05-07 22:00
1900-05-07 23:00
1900-05-08
1900-05-08 01:00
1900-05-08 02:00
1900-05-08 03:00
1900-05-08 04:00
1900-05-08 05:00
1900-05-08 06:00
1900-05-08 07:00
1900-05-08 08:00
1900-05-08 09:00
1900-05-08 10:00
1900-05-08 11:00
1900-05-08 12:00
1900-05-08 13:00
1900-05-08 14:00
1900-05-08 15:00
1900-05-08 16:00
1900-05-08 17:00
1900-05-08 18:00
1900-05-08 19:00
1900-05-08 20:00
1900-05-08 21:00
1900-05-08 22:00
1900-05-08 23:00
1900-05-09
1900-05-09 01:00
1900-05-09 02:00
1900-05-09 03:00
1900-05-09 04:00
1900-05-09 05:00
1900-05-09 06:00
1900-05-09 07:00
1900-05-09 08:00
1900-05-09 09:00
1900-05-09 10:00
1900-05-09 11:00
1900-05-09 12:00
1900-05-09 13:00
1900-05-09 14:00
1900-05-09 15:00
1900-05-09 16:00
1900-05-09 17:00
1900-05-09 18:00
1900-05-09 19:00
1900-05-09 20:00
1900-05-09 21:00
1900-05-09 22:00
1900-05-09 23:00
1900-05-10
1900-05-10 01:00
1900-05-10 02:00
1900-05-10 03:00
1900-05-10 04:00
1900-05-10 05:00
1900-05-10 06:00
1900-05-10 07:00
1900-05-10 08:00
1900-05-10 09:00
1900-05-10 10:00
1900-05-10 11:00
1900-05-10 12:00
1900-05-10 13:00
1900-05-10 14:00
1900-05-10 15:00
1900-05-10 16:00
1900-05-10 17:00
1900-05-10 18:00
1900-05-10 19:00
1900-05-10 20:00
1900-05-10 21:00
1900-05-10 22:00
1900-05-10 23:00
1900-05-11
1900-05-11 01:00
1900-05-11 02:00
1900-05-11 03:00
1900-05-11 04:00
1900-05-11 05:00
1900-05-11 06:00
1900-05-11 07:00
1900-05-11 08:00
1900-05-11 09:00
1900-05-11 10:00
1900-05-11 11:00
1900-05-11 12:00
1900-05-11 13:00
1900-05-11 14:00
1900-05-11 15:00
1900-05-11 16:00
1900-05-11 17:00
1900-05-11 18:00
1900-05-11 19:00
1900-05-11 20:00
1900-05-11 21:00
1900-05-11 22:00
1900-05-11 23:00
1900-05-12
1900-05-12 01:00
1900-05-12 02:00
1900-05-12 03:00
1900-05-12 04:00
1900-05-12 05:00
1900-05-12 06:00
1900-05-12 07:00
1900-05-12 08:00
1900-05-12 09:00
1900-05-12 10:00
1900-05-12 11:00
1900-05-12 12:00
1900-05-12 13:00
1900-05-12 14:00
1900-05-12 15:00
1900-05-12 16:00
1900-05-12 17:00
1900-05-12 18:00
1900-05-12 19:00
1900-05-12 20:00
1900-05-12 21:00
1900-05-12 22:00
1900-05-12 23:00
1900-05-13
1900-05-13 01:00
1900-05-13 02:00
1900-05-13 03:00
1900-05-13 04:00
1900-05-13 05:00
1900-05-13 06:00
1900-05-13 07:00
1900-05-13 08:00
1900-05-13 09:00
1900-05-13 10:00
1900-05-13 11:00
1900-05-13 12:00
1900-05-13 13:00
1900-05-13 14:00
1900-05-13 15:00
1900-05-13 16:00
1900-05-13 17:00
1900-05-13 18:00
1900-05-13 19:00
1900-05-13 20:00
1900-05-13 21:00
1900-05-13 22:00
1900-05-13 23:00
1900-05-14
1900-05-14 01:00
1900-05-14 02:00
1900-05-14 03:00
1900-05-14 04:00
1900-05-14 05:00
1900-05-14 06:00
1900-05-14 07:00
1900-05-14 08:00
1900-05-14 09:00
1900-05-14 10:00
1900-05-14 11:00
1900-05-14 12:00
1900-05-14 13:00
1900-05-14 14:00
1900-05-14 15:00
1900-05-14 16:00
1900-05-14 17:00
1900-05-14 18:00
1900-05-14 19:00
1900-05-14 20:00
1900-05-14 21:00
1900-05-14 22:00
1900-05-14 23:00
1900-05-15
1900-05-15 01:00
1900-05-15 02:00
1900-05-15 03:00
1900-05-15 04:00
1900-05-15 05:00
1900-05-15 06:00
1900-05-15 07:00
1900-05-15 08:00
1900-05-15 09:00
1900-05-15 10:00
1900-05-15 11:00
1900-05-15 12:00
1900-05-15 13:00
1900-05-15 14:00
1900-05-15 15:00
1900-05-15 16:00
1900-05-15 17:00
1900-05-15 18:00
1900-05-15 19:00
1900-05-15 20:00
1900-05-15 21:00
1900-05-15 22:00
1900-05-15 23:00
1900-05-16
1900-05-16 01:00
1900-05-16 02:00
1900-05-16 03:00
1900-05-16 04:00
1900-05-16 05:00
1900-05-16 06:00
1900-05-16 07:00
1900-05-16 08:00
1900-05-16 09:00
1900-05-16 10:00
1900-05-16 11:00
1900-05-16 12:00
1900-05-16 13:00
1900-05-16 14:00
1900-05-16 15:00
1900-05-16 16:00
1900-05-16 17:00
1900-05-16 18:00
1900-05-16 19:00
1900-05-16 20:00
1900-05-16 21:00
1900-05-16 22:00
1900-05-16 23:00
1900-05-17
1900-05-17 01:00
1900-05-17 02:00
1900-05-17 03:00
1900-05-17 04:00
1900-05-17 05:00
1900-05-17 06:00
1900-05-17 07:00
1900-05-17 08:00
1900-05-17 09:00
1900-05-17 10:00
1900-05-17 11:00
1900-05-17 12:00
1900-05-17 13:00
1900-05-17 14:00
1900-05-17 15:00
1900-05-17 16:00
1900-05-17 17:00
1900-05-17 18:00
1900-05-17 19:00
1900-05-17 20:00
1900-05-17 21:00
1900-05-17 22:00
1900-05-17 23:00
1900-05-18
1900-05-18 01:00
1900-05-18 02:00
1900-05-18 03:00
1900-05-18 04:00
1900-05-18 05:00
1900-05-18 06:00
1900-05-18 07:00
1900-05-18 08:00
1900-05-18 09:00
1900-05-18 10:00
1900-05-18 11:00
1900-05-18 12:00
1900-05-18 13:00
1900-05-18 14:00
1900-05-18 15:00
1900-05-18 16:00
1900-05-18 17:00
1900-05-18 18:00
1900-05-18 19:00
1900-05-18 20:00
1900-05-18 21:00
1900-05-18 22:00
1900-05-18 23:00
1900-05-19
1900-05-19 01:00
1900-05-19 02:00
1900-05-19 03:00
1900-05-19 04:00
1900-05-19 05:00
1900-05-19 06:00
1900-05-19 07:00
1900-05-19 08:00
1900-05-19 09:00
1900-05-19 10:00
1900-05-19 11:00
1900-05-19 12:00
1900-05-19 13:00
1900-05-19 14:00
1900-05-19 15:00
1900-05-19 16:00
1900-05-19 17:00
1900-05-19 18:00
1900-05-19 19:00
1900-05-19 20:00
1900-05-19 21:00
1900-05-19 22:00
1900-05-19 23:00
1900-05-20
1900-05-20 01:00
1900-05-20 02:00
1900-05-20 03:00
1900-05-20 04:00
1900-05-20 05:00
1900-05-20 06:00
1900-05-20 07:00
1900-05-20 08:00
1900-05-20 09:00
1900-05-20 10:00
1900-05-20 11:00
1900-05-20 12:00
1900-05-20 13:00
1900-05-20 14:00
1900-05-20 15:00
1900-05-20 16:00
1900-05-20 17:00
1900-05-20 18:00
1900-05-20 19:00
1900-05-20 20:00
1900-05-20 21:00
1900-05-20 22:00
1900-05-20 23:00
1900-05-21
1900-05-21 01:00
1900-05-21 02:00
1900-05-21 03:00
1900-05-21 04:00
1900-05-21 05:00
1900-05-21 06:00
1900-05-21 07:00
1900-05-21 08:00
1900-05-21 09:00
1900-05-21 10:00
1900-05-21 11:00
1900-05-21 12:00
1900-05-21 13:00
1900-05-21 14:00
1900-05-21 15:00
1900-05-21 16:00
1900-05-21 17:00
1900-05-21 18:00
1900-05-21 19:00
1900-05-21 20:00
1900-05-21 21:00
1900-05-21 22:00
1900-05-21 23:00
1900-05-22
1900-05-22 01:00
1900-05-22 02:00
1900-05-22 03:00
1900-05-22 04:00
1900-05-22 05:00
1900-05-22 06:00
1900-05-22 07:00
1900-05-22 08:00
1900-05-22 09:00
1900-05-22 10:00
1900-05-22 11:00
1900-05-22 12:00
1900-05-22 13:00
1900-05-22 14:00
1900-05-22 15:00
1900-05-22 16:00
1900-05-22 17:00
1900-05-22 18:00
1900-05-22 19:00
1900-05-22 20:00
1900-05-22 21:00
1900-05-22 22:00
1900-05-22 23:00
1900-05-23
1900-05-23 01:00
1900-05-23 02:00
1900-05-23 03:00
1900-05-23 04:00
1900-05-23 05:00
1900-05-23 06:00
1900-05-23 07:00
1900-05-23 08:00
1900-05-23 09:00
1900-05-23 10:00
1900-05-23 11:00
1900-05-23 12:00
1900-05-23 13:00
1900-05-23 14:00
1900-05-23 15:00
1900-05-23 16:00
1900-05-23 17:00
1900-05-23 18:00
1900-05-23 19:00
1900-05-23 20:00
1900-05-23 21:00
1900-05-23 22:00
1900-05-23 23:00
1900-05-24
1900-05-24 01:00
1900-05-24 02:00
1900-05-24 03:00
1900-05-24 04:00
1900-05-24 05:00
1900-05-24 06:00
1900-05-24 07:00
1900-05-24 08:00
1900-05-24 09:00
1900-05-24 10:00
1900-05-24 11:00
1900-05-24 12:00
1900-05-24 13:00
1900-05-24 14:00
1900-05-24 15:00
1900-05-24 16:00
1900-05-24 17:00
1900-05-24 18:00
1900-05-24 19:00
1900-05-24 20:00
1900-05-24 21:00
1900-05-24 22:00
1900-05-24 23:00
1900-05-25
1900-05-25 01:00
1900-05-25 02:00
1900-05-25 03:00
1900-05-25 04:00
1900-05-25 05:00
1900-05-25 06:00
1900-05-25 07:00
1900-05-25 08:00
1900-05-25 09:00
1900-05-25 10:00
1900-05-25 11:00
1900-05-25 12:00
1900-05-25 13:00
1900-05-25 14:00
1900-05-25 15:00
1900-05-25 16:00
1900-05-25 17:00
1900-05-25 18:00
1900-05-25 19:00
1900-05-25 20:00
1900-05-25 21:00
1900-05-25 22:00
1900-05-25 23:00
1900-05-26
1900-05-26 01:00
1900-05-26 02:00
1900-05-26 03:00
1900-05-26 04:00
1900-05-26 05:00
1900-05-26 06:00
1900-05-26 07:00
1900-05-26 08:00
1900-05-26 09:00
1900-05-26 10:00
1900-05-26 11:00
1900-05-26 12:00
1900-05-26 13:00
1900-05-26 14:00
1900-05-26 15:00
1900-05-26 16:00
1900-05-26 17:00
1900-05-26 18:00
1900-05-26 19:00
1900-05-26 20:00
1900-05-26 21:00
1900-05-26 22:00
1900-05-26 23:00
1900-05-27
1900-05-27 01:00
1900-05-27 02:00
1900-05-27 03:00
1900-05-27 04:00
1900-05-27 05:00
1900-05-27 06:00
1900-05-27 07:00
1900-05-27 08:00
1900-05-27 09:00
1900-05-27 10:00
1900-05-27 11:00
1900-05-27 12:00
1900-05-27 13:00
1900-05-27 14:00
1900-05-27 15:00
1900-05-27 16:00
1900-05-27 17:00
1900-05-27 18:00
1900-05-27 19:00
1900-05-27 20:00
1900-05-27 21:00
1900-05-27 22:00
1900-05-27 23:00
1900-05-28
1900-05-28 01:00
1900-05-28 02:00
1900-05-28 03:00
1900-05-28 04:00
1900-05-28 05:00
1900-05-28 06:00
1900-05-28 07:00
1900-05-28 08:00
1900-05-28 09:00
1900-05-28 10:00
1900-05-28 11:00
1900-05-28 12:00
1900-05-28 13:00
1900-05-28 14:00
1900-05-28 15:00
1900-05-28 16:00
1900-05-28 17:00
1900-05-28 18:00
1900-05-28 19:00
1900-05-28 20:00
1900-05-28 21:00
1900-05-28 22:00
1900-05-28 23:00
1900-05-29
1900-05-29 01:00
1900-05-29 02:00
1900-05-29 03:00
1900-05-29 04:00
1900-05-29 05:00
1900-05-29 06:00
1900-05-29 07:00
1900-05-29 08:00
1900-05-29 09:00
1900-05-29 10:00
1900-05-29 11:00
1900-05-29 12:00
1900-05-29 13:00
1900-05-29 14:00
1900-05-29 15:00
1900-05-29 16:00
1900-05-29 17:00
1900-05-29 18:00
1900-05-29 19:00
1900-05-29 20:00
1900-05-29 21:00
1900-05-29 22:00
1900-05-29 23:00
1900-05-30
1900-05-30 01:00
1900-05-30 02:00
1900-05-30 03:00
1900-05-30 04:00
1900-05-30 05:00
1900-05-30 06:00
1900-05-30 07:00
1900-05-30 08:00
1900-05-30 09:00
1900-05-30 10:00
1900-05-30 11:00
1900-05-30 12:00
1900-05-30 13:00
1900-05-30 14:00
1900-05-30 15:00
1900-05-30 16:00
1900-05-30 17:00
1900-05-30 18:00
1900-05-30 19:00
1900-05-30 20:00
1900-05-30 21:00
1900-05-30 22:00
1900-05-30 23:00
1900-05-31
1900-05-31 01:00
1900-05-31 02:00
1900-05-31 03:00
1900-05-31 04:00
1900-05-31 05:00
1900-05-31 06:00
1900-05-31 07:00
1900-05-31 08:00
1900-05-31 09:00
1900-05-31 10:00
1900-05-31 11:00
1900-05-31 12:00
1900-05-31 13:00
1900-05-31 14:00
1900-05-31 15:00
1900-05-31 16:00
1900-05-31 17:00
1900-05-31 18:00
1900-05-31 19:00
1900-05-31 20:00
1900-05-31 21:00
1900-05-31 22:00
1900-05-31 23:00
1900-06-01
1900-06-01 01:00
1900-06-01 02:00
1900-06-01 03:00
1900-06-01 04:00
1900-06-01 05:00
1900-06-01 06:00
1900-06-01 07:00
1900-06-01 08:00
1900-06-01 09:00
1900-06-01 10:00
1900-06-01 11:00
1900-06-01 12:00
1900-06-01 13:00
1900-06-01 14:00
1900-06-01 15:00
1900-06-01 16:00
1900-06-01 17:00
1900-06-01 18:00
1900-06-01 19:00
1900-06-01 20:00
1900-06-01 21:00
1900-06-01 22:00
1900-06-01 23:00
1900-06-02
1900-06-02 01:00
1900-06-02 02:00
1900-06-02 03:00
1900-06-02 04:00
1900-06-02 05:00
1900-06-02 06:00
1900-06-02 07:00
1900-06-02 08:00
1900-06-02 09:00
1900-06-02 10:00
1900-06-02 11:00
1900-06-02 12:00
1900-06-02 13:00
1900-06-02 14:00
1900-06-02 15:00
1900-06-02 16:00
1900-06-02 17:00
1900-06-02 18:00
1900-06-02 19:00
1900-06-02 20:00
1900-06-02 21:00
1900-06-02 22:00
1900-06-02 23:00
1900-06-03
1900-06-03 01:00
1900-06-03 02:00
1900-06-03 03:00
1900-06-03 04:00
1900-06-03 05:00
1900-06-03 06:00
1900-06-03 07:00
1900-06-03 08:00
1900-06-03 09:00
1900-06-03 10:00
1900-06-03 11:00
1900-06-03 12:00
1900-06-03 13:00
1900-06-03 14:00
1900-06-03 15:00
1900-06-03 16:00
1900-06-03 17:00
1900-06-03 18:00
1900-06-03 19:00
1900-06-03 20:00
1900-06-03 21:00
1900-06-03 22:00
1900-06-03 23:00
1900-06-04
1900-06-04 01:00
1900-06-04 02:00
1900-06-04 03:00
1900-06-04 04:00
1900-06-04 05:00
1900-06-04 06:00
1900-06-04 07:00
1900-06-04 08:00
1900-06-04 09:00
1900-06-04 10:00
1900-06-04 11:00
1900-06-04 12:00
1900-06-04 13:00
1900-06-04 14:00
1900-06-04 15:00
1900-06-04 16:00
1900-06-04 17:00
1900-06-04 18:00
1900-06-04 19:00
1900-06-04 20:00
1900-06-04 21:00
1900-06-04 22:00
1900-06-04 23:00
1900-06-05
1900-06-05 01:00
1900-06-05 02:00
1900-06-05 03:00
1900-06-05 04:00
1900-06-05 05:00
1900-06-05 06:00
1900-06-05 07:00
1900-06-05 08:00
1900-06-05 09:00
1900-06-05 10:00
1900-06-05 11:00
1900-06-05 12:00
1900-06-05 13:00
1900-06-05 14:00
1900-06-05 15:00
1900-06-05 16:00
1900-06-05 17:00
1900-06-05 18:00
1900-06-05 19:00
1900-06-05 20:00
1900-06-05 21:00
1900-06-05 22:00
1900-06-05 23:00
1900-06-06
1900-06-06 01:00
1900-06-06 02:00
1900-06-06 03:00
1900-06-06 04:00
1900-06-06 05:00
1900-06-06 06:00
1900-06-06 07:00
1900-06-06 08:00
1900-06-06 09:00
1900-06-06 10:00
1900-06-06 11:00
1900-06-06 12:00
1900-06-06 13:00
1900-06-06 14:00
1900-06-06 15:00
1900-06-06 16:00
1900-06-06 17:00
1900-06-06 18:00
1900-06-06 19:00
1900-06-06 20:00
1900-06-06 21:00
1900-06-06 22:00
1900-06-06 23:00
1900-06-07
1900-06-07 01:00
1900-06-07 02:00
1900-06-07 03:00
1900-06-07 04:00
1900-06-07 05:00
1900-06-07 06:00
1900-06-07 07:00
1900-06-07 08:00
1900-06-07 09:00
1900-06-07 10:00
1900-06-07 11:00
1900-06-07 12:00
1900-06-07 13:00
1900-06-07 14:00
1900-06-07 15:00
1900-06-07 16:00
1900-06-07 17:00
1900-06-07 18:00
1900-06-07 19:00
1900-06-07 20:00
1900-06-07 21:00
1900-06-07 22:00
1900-06-07 23:00
1900-06-08
1900-06-08 01:00
1900-06-08 02:00
1900-06-08 03:00
1900-06-08 04:00
1900-06-08 05:00
1900-06-08 06:00
1900-06-08 07:00
1900-06-08 08:00
1900-06-08 09:00
1900-06-08 10:00
1900-06-08 11:00
1900-06-08 12:00
1900-06-08 13:00
1900-06-08 14:00
1900-06-08 15:00
1900-06-08 16:00
1900-06-08 17:00
1900-06-08 18:00
1900-06-08 19:00
1900-06-08 20:00
1900-06-08 21:00
1900-06-08 22:00
1900-06-08 23:00
1900-06-09
1900-06-09 01:00
1900-06-09 02:00
1900-06-09 03:00
1900-06-09 04:00
1900-06-09 05:00
1900-06-09 06:00
1900-06-09 07:00
1900-06-09 08:00
1900-06-09 09:00
1900-06-09 10:00
1900-06-09 11:00
1900-06-09 12:00
1900-06-09 13:00
1900-06-09 14:00
1900-06-09 15:00
1900-06-09 16:00
1900-06-09 17:00
1900-06-09 18:00
1900-06-09 19:00
1900-06-09 20:00
1900-06-09 21:00
1900-06-09 22:00
1900-06-09 23:00
1900-06-10
1900-06-10 01:00
1900-06-10 02:00
1900-06-10 03:00
1900-06-10 04:00
1900-06-10 05:00
1900-06-10 06:00
1900-06-10 07:00
1900-06-10 08:00
1900-06-10 09:00
1900-06-10 10:00
1900-06-10 11:00
1900-06-10 12:00
1900-06-10 13:00
1900-06-10 14:00
1900-06-10 15:00
1900-06-10 16:00
1900-06-10 17:00
1900-06-10 18:00
1900-06-10 19:00
1900-06-10 20:00
1900-06-10 21:00
1900-06-10 22:00
1900-06-10 23:00
1900-06-11
1900-06-11 01:00
1900-06-11 02:00
1900-06-11 03:00
1900-06-11 04:00
1900-06-11 05:00
1900-06-11 06:00
1900-06-11 07:00
1900-06-11 08:00
1900-06-11 09:00
1900-06-11 10:00
1900-06-11 11:00
1900-06-11 12:00
1900-06-11 13:00
1900-06-11 14:00
1900-06-11 15:00
1900-06-11 16:00
1900-06-11 17:00
1900-06-11 18:00
1900-06-11 19:00
1900-06-11 20:00
1900-06-11 21:00
1900-06-11 22:00
1900-06-11 23:00
1900-06-12
1900-06-12 01:00
1900-06-12 02:00
1900-06-12 03:00
1900-06-12 04:00
1900-06-12 05:00
1900-06-12 06:00
1900-06-12 07:00
1900-06-12 08:00
1900-06-12 09:00
1900-06-12 10:00
1900-06-12 11:00
1900-06-12 12:00
1900-06-12 13:00
1900-06-12 14:00
1900-06-12 15:00
1900-06-12 16:00
1900-06-12 17:00
1900-06-12 18:00
1900-06-12 19:00
1900-06-12 20:00
1900-06-12 21:00
1900-06-12 22:00
1900-06-12 23:00
1900-06-13
1900-06-13 01:00
1900-06-13 02:00
1900-06-13 03:00
1900-06-13 04:00
1900-06-13 05:00
1900-06-13 06:00
1900-06-13 07:00
1900-06-13 08:00
1900-06-13 09:00
1900-06-13 10:00
1900-06-13 11:00
1900-06-13 12:00
1900-06-13 13:00
1900-06-13 14:00
1900-06-13 15:00
1900-06-13 16:00
1900-06-13 17:00
1900-06-13 18:00
1900-06-13 19:00
1900-06-13 20:00
1900-06-13 21:00
1900-06-13 22:00
1900-06-13 23:00
1900-06-14
1900-06-14 01:00
1900-06-14 02:00
1900-06-14 03:00
1900-06-14 04:00
1900-06-14 05:00
1900-06-14 06:00
1900-06-14 07:00
1900-06-14 08:00
1900-06-14 09:00
1900-06-14 10:00
1900-06-14 11:00
1900-06-14 12:00
1900-06-14 13:00
1900-06-14 14:00
1900-06-14 15:00
1900-06-14 16:00
1900-06-14 17:00
1900-06-14 18:00
1900-06-14 19:00
1900-06-14 20:00
1900-06-14 21:00
1900-06-14 22:00
1900-06-14 23:00
1900-06-15
1900-06-15 01:00
1900-06-15 02:00
1900-06-15 03:00
1900-06-15 04:00
1900-06-15 05:00
1900-06-15 06:00
1900-06-15 07:00
1900-06-15 08:00
1900-06-15 09:00
1900-06-15 10:00
1900-06-15 11:00
1900-06-15 12:00
1900-06-15 13:00
1900-06-15 14:00
1900-06-15 15:00
1900-06-15 16:00
1900-06-15 17:00
1900-06-15 18:00
1900-06-15 19:00
1900-06-15 20:00
1900-06-15 21:00
1900-06-15 22:00
1900-06-15 23:00
1900-06-16
1900-06-16 01:00
1900-06-16 02:00
1900-06-16 03:00
1900-06-16 04:00
1900-06-16 05:00
1900-06-16 06:00
1900-06-16 07:00
1900-06-16 08:00
1900-06-16 09:00
1900-06-16 10:00
1900-06-16 11:00
1900-06-16 12:00
1900-06-16 13:00
1900-06-16 14:00
1900-06-16 15:00
1900-06-16 16:00
1900-06-16 17:00
1900-06-16 18:00
1900-06-16 19:00
1900-06-16 20:00
1900-06-16 21:00
1900-06-16 22:00
1900-06-16 23:00
1900-06-17
1900-06-17 01:00
1900-06-17 02:00
1900-06-17 03:00
1900-06-17 04:00
1900-06-17 05:00
1900-06-17 06:00
1900-06-17 07:00
1900-06-17 08:00
1900-06-17 09:00
1900-06-17 10:00
1900-06-17 11:00
1900-06-17 12:00
1900-06-17 13:00
1900-06-17 14:00
1900-06-17 15:00
1900-06-17 16:00
1900-06-17 17:00
1900-06-17 18:00
1900-06-17 19:00
1900-06-17 20:00
1900-06-17 21:00
1900-06-17 22:00
1900-06-17 23:00
1900-06-18
1900-06-18 01:00
1900-06-18 02:00
1900-06-18 03:00
1900-06-18 04:00
1900-06-18 05:00
1900-06-18 06:00
1900-06-18 07:00
1900-06-18 08:00
1900-06-18 09:00
1900-06-18 10:00
1900-06-18 11:00
1900-06-18 12:00
1900-06-18 13:00
1900-06-18 14:00
1900-06-18 15:00
1900-06-18 16:00
1900-06-18 17:00
1900-06-18 18:00
1900-06-18 19:00
1900-06-18 20:00
1900-06-18 21:00
1900-06-18 22:00
1900-06-18 23:00
1900-06-19
1900-06-19 01:00
1900-06-19 02:00
1900-06-19 03:00
1900-06-19 04:00
1900-06-19 05:00
1900-06-19 06:00
1900-06-19 07:00
1900-06-19 08:00
1900-06-19 09:00
1900-06-19 10:00
1900-06-19 11:00
1900-06-19 12:00
1900-06-19 13:00
1900-06-19 14:00
1900-06-19 15:00
1900-06-19 16:00
1900-06-19 17:00
1900-06-19 18:00
1900-06-19 19:00
1900-06-19 20:00
1900-06-19 21:00
1900-06-19 22:00
1900-06-19 23:00
1900-06-20
1900-06-20 01:00
1900-06-20 02:00
1900-06-20 03:00
1900-06-20 04:00
1900-06-20 05:00
1900-06-20 06:00
1900-06-20 07:00
1900-06-20 08:00
1900-06-20 09:00
1900-06-20 10:00
1900-06-20 11:00
1900-06-20 12:00
1900-06-20 13:00
1900-06-20 14:00
1900-06-20 15:00
1900-06-20 16:00
1900-06-20 17:00
1900-06-20 18:00
1900-06-20 19:00
1900-06-20 20:00
1900-06-20 21:00
1900-06-20 22:00
1900-06-20 23:00
1900-06-21
1900-06-21 01:00
1900-06-21 02:00
1900-06-21 03:00
1900-06-21 04:00
1900-06-21 05:00
1900-06-21 06:00
1900-06-21 07:00
1900-06-21 08:00
1900-06-21 09:00
1900-06-21 10:00
1900-06-21 11:00
1900-06-21 12:00
1900-06-21 13:00
1900-06-21 14:00
1900-06-21 15:00
1900-06-21 16:00
1900-06-21 17:00
1900-06-21 18:00
1900-06-21 19:00
1900-06-21 20:00
1900-06-21 21:00
1900-06-21 22:00
1900-06-21 23:00
1900-06-22
1900-06-22 01:00
1900-06-22 02:00
1900-06-22 03:00
1900-06-22 04:00
1900-06-22 05:00
1900-06-22 06:00
1900-06-22 07:00
1900-06-22 08:00
1900-06-22 09:00
1900-06-22 10:00
1900-06-22 11:00
1900-06-22 12:00
1900-06-22 13:00
1900-06-22 14:00
1900-06-22 15:00
1900-06-22 16:00
1900-06-22 17:00
1900-06-22 18:00
1900-06-22 19:00
1900-06-22 20:00
1900-06-22 21:00
1900-06-22 22:00
1900-06-22 23:00
1900-06-23
1900-06-23 01:00
1900-06-23 02:00
1900-06-23 03:00
1900-06-23 04:00
1900-06-23 05:00
1900-06-23 06:00
1900-06-23 07:00
1900-06-23 08:00
1900-06-23 09:00
1900-06-23 10:00
1900-06-23 11:00
1900-06-23 12:00
1900-06-23 13:00
1900-06-23 14:00
1900-06-23 15:00
1900-06-23 16:00
1900-06-23 17:00
1900-06-23 18:00
1900-06-23 19:00
1900-06-23 20:00
1900-06-23 21:00
1900-06-23 22:00
1900-06-23 23:00
1900-06-24
1900-06-24 01:00
1900-06-24 02:00
1900-06-24 03:00
1900-06-24 04:00
1900-06-24 05:00
1900-06-24 06:00
1900-06-24 07:00
1900-06-24 08:00
1900-06-24 09:00
1900-06-24 10:00
1900-06-24 11:00
1900-06-24 12:00
1900-06-24 13:00
1900-06-24 14:00
1900-06-24 15:00
1900-06-24 16:00
1900-06-24 17:00
1900-06-24 18:00
1900-06-24 19:00
1900-06-24 20:00
1900-06-24 21:00
1900-06-24 22:00
1900-06-24 23:00
1900-06-25
1900-06-25 01:00
1900-06-25 02:00
1900-06-25 03:00
1900-06-25 04:00
1900-06-25 05:00
1900-06-25 06:00
1900-06-25 07:00
1900-06-25 08:00
1900-06-25 09:00
1900-06-25 10:00
1900-06-25 11:00
1900-06-25 12:00
1900-06-25 13:00
1900-06-25 14:00
1900-06-25 15:00
1900-06-25 16:00
1900-06-25 17:00
1900-06-25 18:00
1900-06-25 19:00
1900-06-25 20:00
1900-06-25 21:00
1900-06-25 22:00
1900-06-25 23:00
1900-06-26
1900-06-26 01:00
1900-06-26 02:00
1900-06-26 03:00
1900-06-26 04:00
1900-06-26 05:00
1900-06-26 06:00
1900-06-26 07:00
1900-06-26 08:00
1900-06-26 09:00
1900-06-26 10:00
1900-06-26 11:00
1900-06-26 12:00
1900-06-26 13:00
1900-06-26 14:00
1900-06-26 15:00
1900-06-26 16:00
1900-06-26 17:00
1900-06-26 18:00
1900-06-26 19:00
1900-06-26 20:00
1900-06-26 21:00
1900-06-26 22:00
1900-06-26 23:00
1900-06-27
1900-06-27 01:00
1900-06-27 02:00
1900-06-27 03:00
1900-06-27 04:00
1900-06-27 05:00
1900-06-27 06:00
1900-06-27 07:00
1900-06-27 08:00
1900-06-27 09:00
1900-06-27 10:00
1900-06-27 11:00
1900-06-27 12:00
1900-06-27 13:00
1900-06-27 14:00
1900-06-27 15:00
1900-06-27 16:00
1900-06-27 17:00
1900-06-27 18:00
1900-06-27 19:00
1900-06-27 20:00
1900-06-27 21:00
1900-06-27 22:00
1900-06-27 23:00
1900-06-28
1900-06-28 01:00
1900-06-28 02:00
1900-06-28 03:00
1900-06-28 04:00
1900-06-28 05:00
1900-06-28 06:00
1900-06-28 07:00
1900-06-28 08:00
1900-06-28 09:00
1900-06-28 10:00
1900-06-28 11:00
1900-06-28 12:00
1900-06-28 13:00
1900-06-28 14:00
1900-06-28 15:00
1900-06-28 16:00
1900-06-28 17:00
1900-06-28 18:00
1900-06-28 19:00
1900-06-28 20:00
1900-06-28 21:00
1900-06-28 22:00
1900-06-28 23:00
1900-06-29
1900-06-29 01:00
1900-06-29 02:00
1900-06-29 03:00
1900-06-29 04:00
1900-06-29 05:00
1900-06-29 06:00
1900-06-29 07:00
1900-06-29 08:00
1900-06-29 09:00
1900-06-29 10:00
1900-06-29 11:00
1900-06-29 12:00
1900-06-29 13:00
1900-06-29 14:00
1900-06-29 15:00
1900-06-29 16:00
1900-06-29 17:00
1900-06-29 18:00
1900-06-29 19:00
1900-06-29 20:00
1900-06-29 21:00
1900-06-29 22:00
1900-06-29 23:00
1900-06-30
1900-06-30 01:00
1900-06-30 02:00
1900-06-30 03:00
1900-06-30 04:00
1900-06-30 05:00
1900-06-30 06:00
1900-06-30 07:00
1900-06-30 08:00
1900-06-30 09:00
1900-06-30 10:00
1900-06-30 11:00
1900-06-30 12:00
1900-06-30 13:00
1900-06-30 14:00
1900-06-30 15:00
1900-06-30 16:00
1900-06-30 17:00
1900-06-30 18:00
1900-06-30 19:00
1900-06-30 20:00
1900-06-30 21:00
1900-06-30 22:00
1900-06-30 23:00
1900-07-01
1900-07-01 01:00
1900-07-01 02:00
1900-07-01 03:00
1900-07-01 04:00
1900-07-01 05:00
1900-07-01 06:00
1900-07-01 07:00
1900-07-01 08:00
1900-07-01 09:00
1900-07-01 10:00
1900-07-01 11:00
1900-07-01 12:00
1900-07-01 13:00
1900-07-01 14:00
1900-07-01 15:00
1900-07-01 16:00
1900-07-01 17:00
1900-07-01 18:00
1900-07-01 19:00
1900-07-01 20:00
1900-07-01 21:00
1900-07-01 22:00
1900-07-01 23:00
1900-07-02
1900-07-02 01:00
1900-07-02 02:00
1900-07-02 03:00
1900-07-02 04:00
1900-07-02 05:00
1900-07-02 06:00
1900-07-02 07:00
1900-07-02 08:00
1900-07-02 09:00
1900-07-02 10:00
1900-07-02 11:00
1900-07-02 12:00
1900-07-02 13:00
1900-07-02 14:00
1900-07-02 15:00
1900-07-02 16:00
1900-07-02 17:00
1900-07-02 18:00
1900-07-02 19:00
1900-07-02 20:00
1900-07-02 21:00
1900-07-02 22:00
1900-07-02 23:00
1900-07-03
1900-07-03 01:00
1900-07-03 02:00
1900-07-03 03:00
1900-07-03 04:00
1900-07-03 05:00
1900-07-03 06:00
1900-07-03 07:00
1900-07-03 08:00
1900-07-03 09:00
1900-07-03 10:00
1900-07-03 11:00
1900-07-03 12:00
1900-07-03 13:00
1900-07-03 14:00
1900-07-03 15:00
1900-07-03 16:00
1900-07-03 17:00
1900-07-03 18:00
1900-07-03 19:00
1900-07-03 20:00
1900-07-03 21:00
1900-07-03 22:00
1900-07-03 23:00
1900-07-04
1900-07-04 01:00
1900-07-04 02:00
1900-07-04 03:00
1900-07-04 04:00
1900-07-04 05:00
1900-07-04 06:00
1900-07-04 07:00
1900-07-04 08:00
1900-07-04 09:00
1900-07-04 10:00
1900-07-04 11:00
1900-07-04 12:00
1900-07-04 13:00
1900-07-04 14:00
1900-07-04 15:00
1900-07-04 16:00
1900-07-04 17:00
1900-07-04 18:00
1900-07-04 19:00
1900-07-04 20:00
1900-07-04 21:00
1900-07-04 22:00
1900-07-04 23:00
1900-07-05
1900-07-05 01:00
1900-07-05 02:00
1900-07-05 03:00
1900-07-05 04:00
1900-07-05 05:00
1900-07-05 06:00
1900-07-05 07:00
1900-07-05 08:00
1900-07-05 09:00
1900-07-05 10:00
1900-07-05 11:00
1900-07-05 12:00
1900-07-05 13:00
1900-07-05 14:00
1900-07-05 15:00
1900-07-05 16:00
1900-07-05 17:00
1900-07-05 18:00
1900-07-05 19:00
1900-07-05 20:00
1900-07-05 21:00
1900-07-05 22:00
1900-07-05 23:00
1900-07-06
1900-07-06 01:00
1900-07-06 02:00
1900-07-06 03:00
1900-07-06 04:00
1900-07-06 05:00
1900-07-06 06:00
1900-07-06 07:00
1900-07-06 08:00
1900-07-06 09:00
1900-07-06 10:00
1900-07-06 11:00
1900-07-06 12:00
1900-07-06 13:00
1900-07-06 14:00
1900-07-06 15:00
1900-07-06 16:00
1900-07-06 17:00
1900-07-06 18:00
1900-07-06 19:00
1900-07-06 20:00
1900-07-06 21:00
1900-07-06 22:00
1900-07-06 23:00
1900-07-07
1900-07-07 01:00
1900-07-07 02:00
1900-07-07 03:00
1900-07-07 04:00
1900-07-07 05:00
1900-07-07 06:00
1900-07-07 07:00
1900-07-07 08:00
1900-07-07 09:00
1900-07-07 10:00
1900-07-07 11:00
1900-07-07 12:00
1900-07-07 13:00
1900-07-07 14:00
1900-07-07 15:00
1900-07-07 16:00
1900-07-07 17:00
1900-07-07 18:00
1900-07-07 19:00
1900-07-07 20:00
1900-07-07 21:00
1900-07-07 22:00
1900-07-07 23:00
1900-07-08
1900-07-08 01:00
1900-07-08 02:00
1900-07-08 03:00
1900-07-08 04:00
1900-07-08 05:00
1900-07-08 06:00
1900-07-08 07:00
1900-07-08 08:00
1900-07-08 09:00
1900-07-08 10:00
1900-07-08 11:00
1900-07-08 12:00
1900-07-08 13:00
1900-07-08 14:00
1900-07-08 15:00
1900-07-08 16:00
1900-07-08 17:00
1900-07-08 18:00
1900-07-08 19:00
1900-07-08 20:00
1900-07-08 21:00
1900-07-08 22:00
1900-07-08 23:00
1900-07-09
1900-07-09 01:00
1900-07-09 02:00
1900-07-09 03:00
1900-07-09 04:00
1900-07-09 05:00
1900-07-09 06:00
1900-07-09 07:00
1900-07-09 08:00
1900-07-09 09:00
1900-07-09 10:00
1900-07-09 11:00
1900-07-09 12:00
1900-07-09 13:00
1900-07-09 14:00
1900-07-09 15:00
1900-07-09 16:00
1900-07-09 17:00
1900-07-09 18:00
1900-07-09 19:00
1900-07-09 20:00
1900-07-09 21:00
1900-07-09 22:00
1900-07-09 23:00
1900-07-10
1900-07-10 01:00
1900-07-10 02:00
1900-07-10 03:00
1900-07-10 04:00
1900-07-10 05:00
1900-07-10 06:00
1900-07-10 07:00
1900-07-10 08:00
1900-07-10 09:00
1900-07-10 10:00
1900-07-10 11:00
1900-07-10 12:00
1900-07-10 13:00
1900-07-10 14:00
1900-07-10 15:00
1900-07-10 16:00
1900-07-10 17:00
1900-07-10 18:00
1900-07-10 19:00
1900-07-10 20:00
1900-07-10 21:00
1900-07-10 22:00
1900-07-10 23:00
1900-07-11
1900-07-11 01:00
1900-07-11 02:00
1900-07-11 03:00
1900-07-11 04:00
1900-07-11 05:00
1900-07-11 06:00
1900-07-11 07:00
1900-07-11 08:00
1900-07-11 09:00
1900-07-11 10:00
1900-07-11 11:00
1900-07-11 12:00
1900-07-11 13:00
1900-07-11 14:00
1900-07-11 15:00
1900-07-11 16:00
1900-07-11 17:00
1900-07-11 18:00
1900-07-11 19:00
1900-07-11 20:00
1900-07-11 21:00
1900-07-11 22:00
1900-07-11 23:00
1900-07-12
1900-07-12 01:00
1900-07-12 02:00
1900-07-12 03:00
1900-07-12 04:00
1900-07-12 05:00
1900-07-12 06:00
1900-07-12 07:00
1900-07-12 08:00
1900-07-12 09:00
1900-07-12 10:00
1900-07-12 11:00
1900-07-12 12:00
1900-07-12 13:00
1900-07-12 14:00
1900-07-12 15:00
1900-07-12 16:00
1900-07-12 17:00
1900-07-12 18:00
1900-07-12 19:00
1900-07-12 20:00
1900-07-12 21:00
1900-07-12 22:00
1900-07-12 23:00
1900-07-13
1900-07-13 01:00
1900-07-13 02:00
1900-07-13 03:00
1900-07-13 04:00
1900-07-13 05:00
1900-07-13 06:00
1900-07-13 07:00
1900-07-13 08:00
1900-07-13 09:00
1900-07-13 10:00
1900-07-13 11:00
1900-07-13 12:00
1900-07-13 13:00
1900-07-13 14:00
1900-07-13 15:00
1900-07-13 16:00
1900-07-13 17:00
1900-07-13 18:00
1900-07-13 19:00
1900-07-13 20:00
1900-07-13 21:00
1900-07-13 22:00
1900-07-13 23:00
1900-07-14
1900-07-14 01:00
1900-07-14 02:00
1900-07-14 03:00
1900-07-14 04:00
1900-07-14 05:00
1900-07-14 06:00
1900-07-14 07:00
1900-07-14 08:00
1900-07-14 09:00
1900-07-14 10:00
1900-07-14 11:00
1900-07-14 12:00
1900-07-14 13:00
1900-07-14 14:00
1900-07-14 15:00
1900-07-14 16:00
1900-07-14 17:00
1900-07-14 18:00
1900-07-14 19:00
1900-07-14 20:00
1900-07-14 21:00
1900-07-14 22:00
1900-07-14 23:00
1900-07-15
1900-07-15 01:00
1900-07-15 02:00
1900-07-15 03:00
1900-07-15 04:00
1900-07-15 05:00
1900-07-15 06:00
1900-07-15 07:00
1900-07-15 08:00
1900-07-15 09:00
1900-07-15 10:00
1900-07-15 11:00
1900-07-15 12:00
1900-07-15 13:00
1900-07-15 14:00
1900-07-15 15:00
1900-07-15 16:00
1900-07-15 17:00
1900-07-15 18:00
1900-07-15 19:00
1900-07-15 20:00
1900-07-15 21:00
1900-07-15 22:00
1900-07-15 23:00
1900-07-16
1900-07-16 01:00
1900-07-16 02:00
1900-07-16 03:00
1900-07-16 04:00
1900-07-16 05:00
1900-07-16 06:00
1900-07-16 07:00
1900-07-16 08:00
1900-07-16 09:00
1900-07-16 10:00
1900-07-16 11:00
1900-07-16 12:00
1900-07-16 13:00
1900-07-16 14:00
1900-07-16 15:00
1900-07-16 16:00
1900-07-16 17:00
1900-07-16 18:00
1900-07-16 19:00
1900-07-16 20:00
1900-07-16 21:00
1900-07-16 22:00
1900-07-16 23:00
1900-07-17
1900-07-17 01:00
1900-07-17 02:00
1900-07-17 03:00
1900-07-17 04:00
1900-07-17 05:00
1900-07-17 06:00
1900-07-17 07:00
1900-07-17 08:00
1900-07-17 09:00
1900-07-17 10:00
1900-07-17 11:00
1900-07-17 12:00
1900-07-17 13:00
1900-07-17 14:00
1900-07-17 15:00
1900-07-17 16:00
1900-07-17 17:00
1900-07-17 18:00
1900-07-17 19:00
1900-07-17 20:00
1900-07-17 21:00
1900-07-17 22:00
1900-07-17 23:00
1900-07-18
1900-07-18 01:00
1900-07-18 02:00
1900-07-18 03:00
1900-07-18 04:00
1900-07-18 05:00
1900-07-18 06:00
1900-07-18 07:00
1900-07-18 08:00
1900-07-18 09:00
1900-07-18 10:00
1900-07-18 11:00
1900-07-18 12:00
1900-07-18 13:00
1900-07-18 14:00
1900-07-18 15:00
1900-07-18 16:00
1900-07-18 17:00
1900-07-18 18:00
1900-07-18 19:00
1900-07-18 20:00
1900-07-18 21:00
1900-07-18 22:00
1900-07-18 23:00
1900-07-19
1900-07-19 01:00
1900-07-19 02:00
1900-07-19 03:00
1900-07-19 04:00
1900-07-19 05:00
1900-07-19 06:00
1900-07-19 07:00
1900-07-19 08:00
1900-07-19 09:00
1900-07-19 10:00
1900-07-19 11:00
1900-07-19 12:00
1900-07-19 13:00
1900-07-19 14:00
1900-07-19 15:00
1900-07-19 16:00
1900-07-19 17:00
1900-07-19 18:00
1900-07-19 19:00
1900-07-19 20:00
1900-07-19 21:00
1900-07-19 22:00
1900-07-19 23:00
1900-07-20
1900-07-20 01:00
1900-07-20 02:00
1900-07-20 03:00
1900-07-20 04:00
1900-07-20 05:00
1900-07-20 06:00
1900-07-20 07:00
1900-07-20 08:00
1900-07-20 09:00
1900-07-20 10:00
1900-07-20 11:00
1900-07-20 12:00
1900-07-20 13:00
1900-07-20 14:00
1900-07-20 15:00
1900-07-20 16:00
1900-07-20 17:00
1900-07-20 18:00
1900-07-20 19:00
1900-07-20 20:00
1900-07-20 21:00
1900-07-20 22:00
1900-07-20 23:00
1900-07-21
1900-07-21 01:00
1900-07-21 02:00
1900-07-21 03:00
1900-07-21 04:00
1900-07-21 05:00
1900-07-21 06:00
1900-07-21 07:00
1900-07-21 08:00
1900-07-21 09:00
1900-07-21 10:00
1900-07-21 11:00
1900-07-21 12:00
1900-07-21 13:00
1900-07-21 14:00
1900-07-21 15:00
1900-07-21 16:00
1900-07-21 17:00
1900-07-21 18:00
1900-07-21 19:00
1900-07-21 20:00
1900-07-21 21:00
1900-07-21 22:00
1900-07-21 23:00
1900-07-22
1900-07-22 01:00
1900-07-22 02:00
1900-07-22 03:00
1900-07-22 04:00
1900-07-22 05:00
1900-07-22 06:00
1900-07-22 07:00
1900-07-22 08:00
1900-07-22 09:00
1900-07-22 10:00
1900-07-22 11:00
1900-07-22 12:00
1900-07-22 13:00
1900-07-22 14:00
1900-07-22 15:00
1900-07-22 16:00
1900-07-22 17:00
1900-07-22 18:00
1900-07-22 19:00
1900-07-22 20:00
1900-07-22 21:00
1900-07-22 22:00
1900-07-22 23:00
1900-07-23
1900-07-23 01:00
1900-07-23 02:00
1900-07-23 03:00
1900-07-23 04:00
1900-07-23 05:00
1900-07-23 06:00
1900-07-23 07:00
1900-07-23 08:00
1900-07-23 09:00
1900-07-23 10:00
1900-07-23 11:00
1900-07-23 12:00
1900-07-23 13:00
1900-07-23 14:00
1900-07-23 15:00
1900-07-23 16:00
1900-07-23 17:00
1900-07-23 18:00
1900-07-23 19:00
1900-07-23 20:00
1900-07-23 21:00
1900-07-23 22:00
1900-07-23 23:00
1900-07-24
1900-07-24 01:00
1900-07-24 02:00
1900-07-24 03:00
1900-07-24 04:00
1900-07-24 05:00
1900-07-24 06:00
1900-07-24 07:00
1900-07-24 08:00
1900-07-24 09:00
1900-07-24 10:00
1900-07-24 11:00
1900-07-24 12:00
1900-07-24 13:00
1900-07-24 14:00
1900-07-24 15:00
1900-07-24 16:00
1900-07-24 17:00
1900-07-24 18:00
1900-07-24 19:00
1900-07-24 20:00
1900-07-24 21:00
1900-07-24 22:00
1900-07-24 23:00
1900-07-25
1900-07-25 01:00
1900-07-25 02:00
1900-07-25 03:00
1900-07-25 04:00
1900-07-25 05:00
1900-07-25 06:00
1900-07-25 07:00
1900-07-25 08:00
1900-07-25 09:00
1900-07-25 10:00
1900-07-25 11:00
1900-07-25 12:00
1900-07-25 13:00
1900-07-25 14:00
1900-07-25 15:00
1900-07-25 16:00
1900-07-25 17:00
1900-07-25 18:00
1900-07-25 19:00
1900-07-25 20:00
1900-07-25 21:00
1900-07-25 22:00
1900-07-25 23:00
1900-07-26
1900-07-26 01:00
1900-07-26 02:00
1900-07-26 03:00
1900-07-26 04:00
1900-07-26 05:00
1900-07-26 06:00
1900-07-26 07:00
1900-07-26 08:00
1900-07-26 09:00
1900-07-26 10:00
1900-07-26 11:00
1900-07-26 12:00
1900-07-26 13:00
1900-07-26 14:00
1900-07-26 15:00
1900-07-26 16:00
1900-07-26 17:00
1900-07-26 18:00
1900-07-26 19:00
1900-07-26 20:00
1900-07-26 21:00
1900-07-26 22:00
1900-07-26 23:00
1900-07-27
1900-07-27 01:00
1900-07-27 02:00
1900-07-27 03:00
1900-07-27 04:00
1900-07-27 05:00
1900-07-27 06:00
1900-07-27 07:00
1900-07-27 08:00
1900-07-27 09:00
1900-07-27 10:00
1900-07-27 11:00
1900-07-27 12:00
1900-07-27 13:00
1900-07-27 14:00
1900-07-27 15:00
1900-07-27 16:00
1900-07-27 17:00
1900-07-27 18:00
1900-07-27 19:00
1900-07-27 20:00
1900-07-27 21:00
1900-07-27 22:00
1900-07-27 23:00
1900-07-28
1900-07-28 01:00
1900-07-28 02:00
1900-07-28 03:00
1900-07-28 04:00
1900-07-28 05:00
1900-07-28 06:00
1900-07-28 07:00
1900-07-28 08:00
1900-07-28 09:00
1900-07-28 10:00
1900-07-28 11:00
1900-07-28 12:00
1900-07-28 13:00
1900-07-28 14:00
1900-07-28 15:00
1900-07-28 16:00
1900-07-28 17:00
1900-07-28 18:00
1900-07-28 19:00
1900-07-28 20:00
1900-07-28 21:00
1900-07-28 22:00
1900-07-28 23:00
1900-07-29
1900-07-29 01:00
1900-07-29 02:00
1900-07-29 03:00
1900-07-29 04:00
1900-07-29 05:00
1900-07-29 06:00
1900-07-29 07:00
1900-07-29 08:00
1900-07-29 09:00
1900-07-29 10:00
1900-07-29 11:00
1900-07-29 12:00
1900-07-29 13:00
1900-07-29 14:00
1900-07-29 15:00
1900-07-29 16:00
1900-07-29 17:00
1900-07-29 18:00
1900-07-29 19:00
1900-07-29 20:00
1900-07-29 21:00
1900-07-29 22:00
1900-07-29 23:00
1900-07-30
1900-07-30 01:00
1900-07-30 02:00
1900-07-30 03:00
1900-07-30 04:00
1900-07-30 05:00
1900-07-30 06:00
1900-07-30 07:00
1900-07-30 08:00
1900-07-30 09:00
1900-07-30 10:00
1900-07-30 11:00
1900-07-30 12:00
1900-07-30 13:00
1900-07-30 14:00
1900-07-30 15:00
1900-07-30 16:00
1900-07-30 17:00
1900-07-30 18:00
1900-07-30 19:00
1900-07-30 20:00
1900-07-30 21:00
1900-07-30 22:00
1900-07-30 23:00
1900-07-31
1900-07-31 01:00
1900-07-31 02:00
1900-07-31 03:00
1900-07-31 04:00
1900-07-31 05:00
1900-07-31 06:00
1900-07-31 07:00
1900-07-31 08:00
1900-07-31 09:00
1900-07-31 10:00
1900-07-31 11:00
1900-07-31 12:00
1900-07-31 13:00
1900-07-31 14:00
1900-07-31 15:00
1900-07-31 16:00
1900-07-31 17:00
1900-07-31 18:00
1900-07-31 19:00
1900-07-31 20:00
1900-07-31 21:00
1900-07-31 22:00
1900-07-31 23:00
1900-08-01
1900-08-01 01:00
1900-08-01 02:00
1900-08-01 03:00
1900-08-01 04:00
1900-08-01 05:00
1900-08-01 06:00
1900-08-01 07:00
1900-08-01 08:00
1900-08-01 09:00
1900-08-01 10:00
1900-08-01 11:00
1900-08-01 12:00
1900-08-01 13:00
1900-08-01 14:00
1900-08-01 15:00
1900-08-01 16:00
1900-08-01 17:00
1900-08-01 18:00
1900-08-01 19:00
1900-08-01 20:00
1900-08-01 21:00
1900-08-01 22:00
1900-08-01 23:00
1900-08-02
1900-08-02 01:00
1900-08-02 02:00
1900-08-02 03:00
1900-08-02 04:00
1900-08-02 05:00
1900-08-02 06:00
1900-08-02 07:00
1900-08-02 08:00
1900-08-02 09:00
1900-08-02 10:00
1900-08-02 11:00
1900-08-02 12:00
1900-08-02 13:00
1900-08-02 14:00
1900-08-02 15:00
1900-08-02 16:00
1900-08-02 17:00
1900-08-02 18:00
1900-08-02 19:00
1900-08-02 20:00
1900-08-02 21:00
1900-08-02 22:00
1900-08-02 23:00
1900-08-03
1900-08-03 01:00
1900-08-03 02:00
1900-08-03 03:00
1900-08-03 04:00
1900-08-03 05:00
1900-08-03 06:00
1900-08-03 07:00
1900-08-03 08:00
1900-08-03 09:00
1900-08-03 10:00
1900-08-03 11:00
1900-08-03 12:00
1900-08-03 13:00
1900-08-03 14:00
1900-08-03 15:00
1900-08-03 16:00
1900-08-03 17:00
1900-08-03 18:00
1900-08-03 19:00
1900-08-03 20:00
1900-08-03 21:00
1900-08-03 22:00
1900-08-03 23:00
1900-08-04
1900-08-04 01:00
1900-08-04 02:00
1900-08-04 03:00
1900-08-04 04:00
1900-08-04 05:00
1900-08-04 06:00
1900-08-04 07:00
1900-08-04 08:00
1900-08-04 09:00
1900-08-04 10:00
1900-08-04 11:00
1900-08-04 12:00
1900-08-04 13:00
1900-08-04 14:00
1900-08-04 15:00
1900-08-04 16:00
1900-08-04 17:00
1900-08-04 18:00
1900-08-04 19:00
1900-08-04 20:00
1900-08-04 21:00
1900-08-04 22:00
1900-08-04 23:00
1900-08-05
1900-08-05 01:00
1900-08-05 02:00
1900-08-05 03:00
1900-08-05 04:00
1900-08-05 05:00
1900-08-05 06:00
1900-08-05 07:00
1900-08-05 08:00
1900-08-05 09:00
1900-08-05 10:00
1900-08-05 11:00
1900-08-05 12:00
1900-08-05 13:00
1900-08-05 14:00
1900-08-05 15:00
1900-08-05 16:00
1900-08-05 17:00
1900-08-05 18:00
1900-08-05 19:00
1900-08-05 20:00
1900-08-05 21:00
1900-08-05 22:00
1900-08-05 23:00
1900-08-06
1900-08-06 01:00
1900-08-06 02:00
1900-08-06 03:00
1900-08-06 04:00
1900-08-06 05:00
1900-08-06 06:00
1900-08-06 07:00
1900-08-06 08:00
1900-08-06 09:00
1900-08-06 10:00
1900-08-06 11:00
1900-08-06 12:00
1900-08-06 13:00
1900-08-06 14:00
1900-08-06 15:00
1900-08-06 16:00
1900-08-06 17:00
1900-08-06 18:00
1900-08-06 19:00
1900-08-06 20:00
1900-08-06 21:00
1900-08-06 22:00
1900-08-06 23:00
1900-08-07
1900-08-07 01:00
1900-08-07 02:00
1900-08-07 03:00
1900-08-07 04:00
1900-08-07 05:00
1900-08-07 06:00
1900-08-07 07:00
1900-08-07 08:00
1900-08-07 09:00
1900-08-07 10:00
1900-08-07 11:00
1900-08-07 12:00
1900-08-07 13:00
1900-08-07 14:00
1900-08-07 15:00
1900-08-07 16:00
1900-08-07 17:00
1900-08-07 18:00
1900-08-07 19:00
1900-08-07 20:00
1900-08-07 21:00
1900-08-07 22:00
1900-08-07 23:00
1900-08-08
1900-08-08 01:00
1900-08-08 02:00
1900-08-08 03:00
1900-08-08 04:00
1900-08-08 05:00
1900-08-08 06:00
1900-08-08 07:00
1900-08-08 08:00
1900-08-08 09:00
1900-08-08 10:00
1900-08-08 11:00
1900-08-08 12:00
1900-08-08 13:00
1900-08-08 14:00
1900-08-08 15:00
1900-08-08 16:00
1900-08-08 17:00
1900-08-08 18:00
1900-08-08 19:00
1900-08-08 20:00
1900-08-08 21:00
1900-08-08 22:00
1900-08-08 23:00
1900-08-09
1900-08-09 01:00
1900-08-09 02:00
1900-08-09 03:00
1900-08-09 04:00
1900-08-09 05:00
1900-08-09 06:00
1900-08-09 07:00
1900-08-09 08:00
1900-08-09 09:00
1900-08-09 10:00
1900-08-09 11:00
1900-08-09 12:00
1900-08-09 13:00
1900-08-09 14:00
1900-08-09 15:00
1900-08-09 16:00
1900-08-09 17:00
1900-08-09 18:00
1900-08-09 19:00
1900-08-09 20:00
1900-08-09 21:00
1900-08-09 22:00
1900-08-09 23:00
1900-08-10
1900-08-10 01:00
1900-08-10 02:00
1900-08-10 03:00
1900-08-10 04:00
1900-08-10 05:00
1900-08-10 06:00
1900-08-10 07:00
1900-08-10 08:00
1900-08-10 09:00
1900-08-10 10:00
1900-08-10 11:00
1900-08-10 12:00
1900-08-10 13:00
1900-08-10 14:00
1900-08-10 15:00
1900-08-10 16:00
1900-08-10 17:00
1900-08-10 18:00
1900-08-10 19:00
1900-08-10 20:00
1900-08-10 21:00
1900-08-10 22:00
1900-08-10 23:00
1900-08-11
1900-08-11 01:00
1900-08-11 02:00
1900-08-11 03:00
1900-08-11 04:00
1900-08-11 05:00
1900-08-11 06:00
1900-08-11 07:00
1900-08-11 08:00
1900-08-11 09:00
1900-08-11 10:00
1900-08-11 11:00
1900-08-11 12:00
1900-08-11 13:00
1900-08-11 14:00
1900-08-11 15:00
1900-08-11 16:00
1900-08-11 17:00
1900-08-11 18:00
1900-08-11 19:00
1900-08-11 20:00
1900-08-11 21:00
1900-08-11 22:00
1900-08-11 23:00
1900-08-12
1900-08-12 01:00
1900-08-12 02:00
1900-08-12 03:00
1900-08-12 04:00
1900-08-12 05:00
1900-08-12 06:00
1900-08-12 07:00
1900-08-12 08:00
1900-08-12 09:00
1900-08-12 10:00
1900-08-12 11:00
1900-08-12 12:00
1900-08-12 13:00
1900-08-12 14:00
1900-08-12 15:00
1900-08-12 16:00
1900-08-12 17:00
1900-08-12 18:00
1900-08-12 19:00
1900-08-12 20:00
1900-08-12 21:00
1900-08-12 22:00
1900-08-12 23:00
1900-08-13
1900-08-13 01:00
1900-08-13 02:00
1900-08-13 03:00
1900-08-13 04:00
1900-08-13 05:00
1900-08-13 06:00
1900-08-13 07:00
1900-08-13 08:00
1900-08-13 09:00
1900-08-13 10:00
1900-08-13 11:00
1900-08-13 12:00
1900-08-13 13:00
1900-08-13 14:00
1900-08-13 15:00
1900-08-13 16:00
1900-08-13 17:00
1900-08-13 18:00
1900-08-13 19:00
1900-08-13 20:00
1900-08-13 21:00
1900-08-13 22:00
1900-08-13 23:00
1900-08-14
1900-08-14 01:00
1900-08-14 02:00
1900-08-14 03:00
1900-08-14 04:00
1900-08-14 05:00
1900-08-14 06:00
1900-08-14 07:00
1900-08-14 08:00
1900-08-14 09:00
1900-08-14 10:00
1900-08-14 11:00
1900-08-14 12:00
1900-08-14 13:00
1900-08-14 14:00
1900-08-14 15:00
1900-08-14 16:00
1900-08-14 17:00
1900-08-14 18:00
1900-08-14 19:00
1900-08-14 20:00
1900-08-14 21:00
1900-08-14 22:00
1900-08-14 23:00
1900-08-15
1900-08-15 01:00
1900-08-15 02:00
1900-08-15 03:00
1900-08-15 04:00
1900-08-15 05:00
1900-08-15 06:00
1900-08-15 07:00
1900-08-15 08:00
1900-08-15 09:00
1900-08-15 10:00
1900-08-15 11:00
1900-08-15 12:00
1900-08-15 13:00
1900-08-15 14:00
1900-08-15 15:00
1900-08-15 16:00
1900-08-15 17:00
1900-08-15 18:00
1900-08-15 19:00
1900-08-15 20:00
1900-08-15 21:00
1900-08-15 22:00
1900-08-15 23:00
1900-08-16
1900-08-16 01:00
1900-08-16 02:00
1900-08-16 03:00
1900-08-16 04:00
1900-08-16 05:00
1900-08-16 06:00
1900-08-16 07:00
1900-08-16 08:00
1900-08-16 09:00
1900-08-16 10:00
1900-08-16 11:00
1900-08-16 12:00
1900-08-16 13:00
1900-08-16 14:00
1900-08-16 15:00
1900-08-16 16:00
1900-08-16 17:00
1900-08-16 18:00
1900-08-16 19:00
1900-08-16 20:00
1900-08-16 21:00
1900-08-16 22:00
1900-08-16 23:00
1900-08-17
1900-08-17 01:00
1900-08-17 02:00
1900-08-17 03:00
1900-08-17 04:00
1900-08-17 05:00
1900-08-17 06:00
1900-08-17 07:00
1900-08-17 08:00
1900-08-17 09:00
1900-08-17 10:00
1900-08-17 11:00
1900-08-17 12:00
1900-08-17 13:00
1900-08-17 14:00
1900-08-17 15:00
1900-08-17 16:00
1900-08-17 17:00
1900-08-17 18:00
1900-08-17 19:00
1900-08-17 20:00
1900-08-17 21:00
1900-08-17 22:00
1900-08-17 23:00
1900-08-18
1900-08-18 01:00
1900-08-18 02:00
1900-08-18 03:00
1900-08-18 04:00
1900-08-18 05:00
1900-08-18 06:00
1900-08-18 07:00
1900-08-18 08:00
1900-08-18 09:00
1900-08-18 10:00
1900-08-18 11:00
1900-08-18 12:00
1900-08-18 13:00
1900-08-18 14:00
1900-08-18 15:00
1900-08-18 16:00
1900-08-18 17:00
1900-08-18 18:00
1900-08-18 19:00
1900-08-18 20:00
1900-08-18 21:00
1900-08-18 22:00
1900-08-18 23:00
1900-08-19
1900-08-19 01:00
1900-08-19 02:00
1900-08-19 03:00
1900-08-19 04:00
1900-08-19 05:00
1900-08-19 06:00
1900-08-19 07:00
1900-08-19 08:00
1900-08-19 09:00
1900-08-19 10:00
1900-08-19 11:00
1900-08-19 12:00
1900-08-19 13:00
1900-08-19 14:00
1900-08-19 15:00
1900-08-19 16:00
1900-08-19 17:00
1900-08-19 18:00
1900-08-19 19:00
1900-08-19 20:00
1900-08-19 21:00
1900-08-19 22:00
1900-08-19 23:00
1900-08-20
1900-08-20 01:00
1900-08-20 02:00
1900-08-20 03:00
1900-08-20 04:00
1900-08-20 05:00
1900-08-20 06:00
1900-08-20 07:00
1900-08-20 08:00
1900-08-20 09:00
1900-08-20 10:00
1900-08-20 11:00
1900-08-20 12:00
1900-08-20 13:00
1900-08-20 14:00
1900-08-20 15:00
1900-08-20 16:00
1900-08-20 17:00
1900-08-20 18:00
1900-08-20 19:00
1900-08-20 20:00
1900-08-20 21:00
1900-08-20 22:00
1900-08-20 23:00
1900-08-21
1900-08-21 01:00
1900-08-21 02:00
1900-08-21 03:00
1900-08-21 04:00
1900-08-21 05:00
1900-08-21 06:00
1900-08-21 07:00
1900-08-21 08:00
1900-08-21 09:00
1900-08-21 10:00
1900-08-21 11:00
1900-08-21 12:00
1900-08-21 13:00
1900-08-21 14:00
1900-08-21 15:00
1900-08-21 16:00
1900-08-21 17:00
1900-08-21 18:00
1900-08-21 19:00
1900-08-21 20:00
1900-08-21 21:00
1900-08-21 22:00
1900-08-21 23:00
1900-08-22
1900-08-22 01:00
1900-08-22 02:00
1900-08-22 03:00
1900-08-22 04:00
1900-08-22 05:00
1900-08-22 06:00
1900-08-22 07:00
1900-08-22 08:00
1900-08-22 09:00
1900-08-22 10:00
1900-08-22 11:00
1900-08-22 12:00
1900-08-22 13:00
1900-08-22 14:00
1900-08-22 15:00
1900-08-22 16:00
1900-08-22 17:00
1900-08-22 18:00
1900-08-22 19:00
1900-08-22 20:00
1900-08-22 21:00
1900-08-22 22:00
1900-08-22 23:00
1900-08-23
1900-08-23 01:00
1900-08-23 02:00
1900-08-23 03:00
1900-08-23 04:00
1900-08-23 05:00
1900-08-23 06:00
1900-08-23 07:00
1900-08-23 08:00
1900-08-23 09:00
1900-08-23 10:00
1900-08-23 11:00
1900-08-23 12:00
1900-08-23 13:00
1900-08-23 14:00
1900-08-23 15:00
1900-08-23 16:00
1900-08-23 17:00
1900-08-23 18:00
1900-08-23 19:00
1900-08-23 20:00
1900-08-23 21:00
1900-08-23 22:00
1900-08-23 23:00
1900-08-24
1900-08-24 01:00
1900-08-24 02:00
1900-08-24 03:00
1900-08-24 04:00
1900-08-24 05:00
1900-08-24 06:00
1900-08-24 07:00
1900-08-24 08:00
1900-08-24 09:00
1900-08-24 10:00
1900-08-24 11:00
1900-08-24 12:00
1900-08-24 13:00
1900-08-24 14:00
1900-08-24 15:00
1900-08-24 16:00
1900-08-24 17:00
1900-08-24 18:00
1900-08-24 19:00
1900-08-24 20:00
1900-08-24 21:00
1900-08-24 22:00
1900-08-24 23:00
1900-08-25
1900-08-25 01:00
1900-08-25 02:00
1900-08-25 03:00
1900-08-25 04:00
1900-08-25 05:00
1900-08-25 06:00
1900-08-25 07:00
1900-08-25 08:00
1900-08-25 09:00
1900-08-25 10:00
1900-08-25 11:00
1900-08-25 12:00
1900-08-25 13:00
1900-08-25 14:00
1900-08-25 15:00
1900-08-25 16:00
1900-08-25 17:00
1900-08-25 18:00
1900-08-25 19:00
1900-08-25 20:00
1900-08-25 21:00
1900-08-25 22:00
1900-08-25 23:00
1900-08-26
1900-08-26 01:00
1900-08-26 02:00
1900-08-26 03:00
1900-08-26 04:00
1900-08-26 05:00
1900-08-26 06:00
1900-08-26 07:00
1900-08-26 08:00
1900-08-26 09:00
1900-08-26 10:00
1900-08-26 11:00
1900-08-26 12:00
1900-08-26 13:00
1900-08-26 14:00
1900-08-26 15:00
1900-08-26 16:00
1900-08-26 17:00
1900-08-26 18:00
1900-08-26 19:00
1900-08-26 20:00
1900-08-26 21:00
1900-08-26 22:00
1900-08-26 23:00
1900-08-27
1900-08-27 01:00
1900-08-27 02:00
1900-08-27 03:00
1900-08-27 04:00
1900-08-27 05:00
1900-08-27 06:00
1900-08-27 07:00
1900-08-27 08:00
1900-08-27 09:00
1900-08-27 10:00
1900-08-27 11:00
1900-08-27 12:00
1900-08-27 13:00
1900-08-27 14:00
1900-08-27 15:00
1900-08-27 16:00
1900-08-27 17:00
1900-08-27 18:00
1900-08-27 19:00
1900-08-27 20:00
1900-08-27 21:00
1900-08-27 22:00
1900-08-27 23:00
1900-08-28
1900-08-28 01:00
1900-08-28 02:00
1900-08-28 03:00
1900-08-28 04:00
1900-08-28 05:00
1900-08-28 06:00
1900-08-28 07:00
1900-08-28 08:00
1900-08-28 09:00
1900-08-28 10:00
1900-08-28 11:00
1900-08-28 12:00
1900-08-28 13:00
1900-08-28 14:00
1900-08-28 15:00
1900-08-28 16:00
1900-08-28 17:00
1900-08-28 18:00
1900-08-28 19:00
1900-08-28 20:00
1900-08-28 21:00
1900-08-28 22:00
1900-08-28 23:00
1900-08-29
1900-08-29 01:00
1900-08-29 02:00
1900-08-29 03:00
1900-08-29 04:00
1900-08-29 05:00
1900-08-29 06:00
1900-08-29 07:00
1900-08-29 08:00
1900-08-29 09:00
1900-08-29 10:00
1900-08-29 11:00
1900-08-29 12:00
1900-08-29 13:00
1900-08-29 14:00
1900-08-29 15:00
1900-08-29 16:00
1900-08-29 17:00
1900-08-29 18:00
1900-08-29 19:00
1900-08-29 20:00
1900-08-29 21:00
1900-08-29 22:00
1900-08-29 23:00
1900-08-30
1900-08-30 01:00
1900-08-30 02:00
1900-08-30 03:00
1900-08-30 04:00
1900-08-30 05:00
1900-08-30 06:00
1900-08-30 07:00
1900-08-30 08:00
1900-08-30 09:00
1900-08-30 10:00
1900-08-30 11:00
1900-08-30 12:00
1900-08-30 13:00
1900-08-30 14:00
1900-08-30 15:00
1900-08-30 16:00
1900-08-30 17:00
1900-08-30 18:00
1900-08-30 19:00
1900-08-30 20:00
1900-08-30 21:00
1900-08-30 22:00
1900-08-30 23:00
1900-08-31
1900-08-31 01:00
1900-08-31 02:00
1900-08-31 03:00
1900-08-31 04:00
1900-08-31 05:00
1900-08-31 06:00
1900-08-31 07:00
1900-08-31 08:00
1900-08-31 09:00
1900-08-31 10:00
1900-08-31 11:00
1900-08-31 12:00
1900-08-31 13:00
1900-08-31 14:00
1900-08-31 15:00
1900-08-31 16:00
1900-08-31 17:00
1900-08-31 18:00
1900-08-31 19:00
1900-08-31 20:00
1900-08-31 21:00
1900-08-31 22:00
1900-08-31 23:00
1900-09-01
1900-09-01 01:00
1900-09-01 02:00
1900-09-01 03:00
1900-09-01 04:00
1900-09-01 05:00
1900-09-01 06:00
1900-09-01 07:00
1900-09-01 08:00
1900-09-01 09:00
1900-09-01 10:00
1900-09-01 11:00
1900-09-01 12:00
1900-09-01 13:00
1900-09-01 14:00
1900-09-01 15:00
1900-09-01 16:00
1900-09-01 17:00
1900-09-01 18:00
1900-09-01 19:00
1900-09-01 20:00
1900-09-01 21:00
1900-09-01 22:00
1900-09-01 23:00
1900-09-02
1900-09-02 01:00
1900-09-02 02:00
1900-09-02 03:00
1900-09-02 04:00
1900-09-02 05:00
1900-09-02 06:00
1900-09-02 07:00
1900-09-02 08:00
1900-09-02 09:00
1900-09-02 10:00
1900-09-02 11:00
1900-09-02 12:00
1900-09-02 13:00
1900-09-02 14:00
1900-09-02 15:00
1900-09-02 16:00
1900-09-02 17:00
1900-09-02 18:00
1900-09-02 19:00
1900-09-02 20:00
1900-09-02 21:00
1900-09-02 22:00
1900-09-02 23:00
1900-09-03
1900-09-03 01:00
1900-09-03 02:00
1900-09-03 03:00
1900-09-03 04:00
1900-09-03 05:00
1900-09-03 06:00
1900-09-03 07:00
1900-09-03 08:00
1900-09-03 09:00
1900-09-03 10:00
1900-09-03 11:00
1900-09-03 12:00
1900-09-03 13:00
1900-09-03 14:00
1900-09-03 15:00
1900-09-03 16:00
1900-09-03 17:00
1900-09-03 18:00
1900-09-03 19:00
1900-09-03 20:00
1900-09-03 21:00
1900-09-03 22:00
1900-09-03 23:00
1900-09-04
1900-09-04 01:00
1900-09-04 02:00
1900-09-04 03:00
1900-09-04 04:00
1900-09-04 05:00
1900-09-04 06:00
1900-09-04 07:00
1900-09-04 08:00
1900-09-04 09:00
1900-09-04 10:00
1900-09-04 11:00
1900-09-04 12:00
1900-09-04 13:00
1900-09-04 14:00
1900-09-04 15:00
1900-09-04 16:00
1900-09-04 17:00
1900-09-04 18:00
1900-09-04 19:00
1900-09-04 20:00
1900-09-04 21:00
1900-09-04 22:00
1900-09-04 23:00
1900-09-05
1900-09-05 01:00
1900-09-05 02:00
1900-09-05 03:00
1900-09-05 04:00
1900-09-05 05:00
1900-09-05 06:00
1900-09-05 07:00
1900-09-05 08:00
1900-09-05 09:00
1900-09-05 10:00
1900-09-05 11:00
1900-09-05 12:00
1900-09-05 13:00
1900-09-05 14:00
1900-09-05 15:00
1900-09-05 16:00
1900-09-05 17:00
1900-09-05 18:00
1900-09-05 19:00
1900-09-05 20:00
1900-09-05 21:00
1900-09-05 22:00
1900-09-05 23:00
1900-09-06
1900-09-06 01:00
1900-09-06 02:00
1900-09-06 03:00
1900-09-06 04:00
1900-09-06 05:00
1900-09-06 06:00
1900-09-06 07:00
1900-09-06 08:00
1900-09-06 09:00
1900-09-06 10:00
1900-09-06 11:00
1900-09-06 12:00
1900-09-06 13:00
1900-09-06 14:00
1900-09-06 15:00
1900-09-06 16:00
1900-09-06 17:00
1900-09-06 18:00
1900-09-06 19:00
1900-09-06 20:00
1900-09-06 21:00
1900-09-06 22:00
1900-09-06 23:00
1900-09-07
1900-09-07 01:00
1900-09-07 02:00
1900-09-07 03:00
1900-09-07 04:00
1900-09-07 05:00
1900-09-07 06:00
1900-09-07 07:00
1900-09-07 08:00
1900-09-07 09:00
1900-09-07 10:00
1900-09-07 11:00
1900-09-07 12:00
1900-09-07 13:00
1900-09-07 14:00
1900-09-07 15:00
1900-09-07 16:00
1900-09-07 17:00
1900-09-07 18:00
1900-09-07 19:00
1900-09-07 20:00
1900-09-07 21:00
1900-09-07 22:00
1900-09-07 23:00
1900-09-08
1900-09-08 01:00
1900-09-08 02:00
1900-09-08 03:00
1900-09-08 04:00
1900-09-08 05:00
1900-09-08 06:00
1900-09-08 07:00
1900-09-08 08:00
1900-09-08 09:00
1900-09-08 10:00
1900-09-08 11:00
1900-09-08 12:00
1900-09-08 13:00
1900-09-08 14:00
1900-09-08 15:00
1900-09-08 16:00
1900-09-08 17:00
1900-09-08 18:00
1900-09-08 19:00
1900-09-08 20:00
1900-09-08 21:00
1900-09-08 22:00
1900-09-08 23:00
1900-09-09
1900-09-09 01:00
1900-09-09 02:00
1900-09-09 03:00
1900-09-09 04:00
1900-09-09 05:00
1900-09-09 06:00
1900-09-09 07:00
1900-09-09 08:00
1900-09-09 09:00
1900-09-09 10:00
1900-09-09 11:00
1900-09-09 12:00
1900-09-09 13:00
1900-09-09 14:00
1900-09-09 15:00
1900-09-09 16:00
1900-09-09 17:00
1900-09-09 18:00
1900-09-09 19:00
1900-09-09 20:00
1900-09-09 21:00
1900-09-09 22:00
1900-09-09 23:00
1900-09-10
1900-09-10 01:00
1900-09-10 02:00
1900-09-10 03:00
1900-09-10 04:00
1900-09-10 05:00
1900-09-10 06:00
1900-09-10 07:00
1900-09-10 08:00
1900-09-10 09:00
1900-09-10 10:00
1900-09-10 11:00
1900-09-10 12:00
1900-09-10 13:00
1900-09-10 14:00
1900-09-10 15:00
1900-09-10 16:00
1900-09-10 17:00
1900-09-10 18:00
1900-09-10 19:00
1900-09-10 20:00
1900-09-10 21:00
1900-09-10 22:00
1900-09-10 23:00
1900-09-11
1900-09-11 01:00
1900-09-11 02:00
1900-09-11 03:00
1900-09-11 04:00
1900-09-11 05:00
1900-09-11 06:00
1900-09-11 07:00
1900-09-11 08:00
1900-09-11 09:00
1900-09-11 10:00
1900-09-11 11:00
1900-09-11 12:00
1900-09-11 13:00
1900-09-11 14:00
1900-09-11 15:00
1900-09-11 16:00
1900-09-11 17:00
1900-09-11 18:00
1900-09-11 19:00
1900-09-11 20:00
1900-09-11 21:00
1900-09-11 22:00
1900-09-11 23:00
1900-09-12
1900-09-12 01:00
1900-09-12 02:00
1900-09-12 03:00
1900-09-12 04:00
1900-09-12 05:00
1900-09-12 06:00
1900-09-12 07:00
1900-09-12 08:00
1900-09-12 09:00
1900-09-12 10:00
1900-09-12 11:00
1900-09-12 12:00
1900-09-12 13:00
1900-09-12 14:00
1900-09-12 15:00
1900-09-12 16:00
1900-09-12 17:00
1900-09-12 18:00
1900-09-12 19:00
1900-09-12 20:00
1900-09-12 21:00
1900-09-12 22:00
1900-09-12 23:00
1900-09-13
1900-09-13 01:00
1900-09-13 02:00
1900-09-13 03:00
1900-09-13 04:00
1900-09-13 05:00
1900-09-13 06:00
1900-09-13 07:00
1900-09-13 08:00
1900-09-13 09:00
1900-09-13 10:00
1900-09-13 11:00
1900-09-13 12:00
1900-09-13 13:00
1900-09-13 14:00
1900-09-13 15:00
1900-09-13 16:00
1900-09-13 17:00
1900-09-13 18:00
1900-09-13 19:00
1900-09-13 20:00
1900-09-13 21:00
1900-09-13 22:00
1900-09-13 23:00
1900-09-14
1900-09-14 01:00
1900-09-14 02:00
1900-09-14 03:00
1900-09-14 04:00
1900-09-14 05:00
1900-09-14 06:00
1900-09-14 07:00
1900-09-14 08:00
1900-09-14 09:00
1900-09-14 10:00
1900-09-14 11:00
1900-09-14 12:00
1900-09-14 13:00
1900-09-14 14:00
1900-09-14 15:00
1900-09-14 16:00
1900-09-14 17:00
1900-09-14 18:00
1900-09-14 19:00
1900-09-14 20:00
1900-09-14 21:00
1900-09-14 22:00
1900-09-14 23:00
1900-09-15
1900-09-15 01:00
1900-09-15 02:00
1900-09-15 03:00
1900-09-15 04:00
1900-09-15 05:00
1900-09-15 06:00
1900-09-15 07:00
1900-09-15 08:00
1900-09-15 09:00
1900-09-15 10:00
1900-09-15 11:00
1900-09-15 12:00
1900-09-15 13:00
1900-09-15 14:00
1900-09-15 15:00
1900-09-15 16:00
1900-09-15 17:00
1900-09-15 18:00
1900-09-15 19:00
1900-09-15 20:00
1900-09-15 21:00
1900-09-15 22:00
1900-09-15 23:00
1900-09-16
1900-09-16 01:00
1900-09-16 02:00
1900-09-16 03:00
1900-09-16 04:00
1900-09-16 05:00
1900-09-16 06:00
1900-09-16 07:00
1900-09-16 08:00
1900-09-16 09:00
1900-09-16 10:00
1900-09-16 11:00
1900-09-16 12:00
1900-09-16 13:00
1900-09-16 14:00
1900-09-16 15:00
1900-09-16 16:00
1900-09-16 17:00
1900-09-16 18:00
1900-09-16 19:00
1900-09-16 20:00
1900-09-16 21:00
1900-09-16 22:00
1900-09-16 23:00
1900-09-17
1900-09-17 01:00
1900-09-17 02:00
1900-09-17 03:00
1900-09-17 04:00
1900-09-17 05:00
1900-09-17 06:00
1900-09-17 07:00
1900-09-17 08:00
1900-09-17 09:00
1900-09-17 10:00
1900-09-17 11:00
1900-09-17 12:00
1900-09-17 13:00
1900-09-17 14:00
1900-09-17 15:00
1900-09-17 16:00
1900-09-17 17:00
1900-09-17 18:00
1900-09-17 19:00
1900-09-17 20:00
1900-09-17 21:00
1900-09-17 22:00
1900-09-17 23:00
1900-09-18
1900-09-18 01:00
1900-09-18 02:00
1900-09-18 03:00
1900-09-18 04:00
1900-09-18 05:00
1900-09-18 06:00
1900-09-18 07:00
1900-09-18 08:00
1900-09-18 09:00
1900-09-18 10:00
1900-09-18 11:00
1900-09-18 12:00
1900-09-18 13:00
1900-09-18 14:00
1900-09-18 15:00
1900-09-18 16:00
1900-09-18 17:00
1900-09-18 18:00
1900-09-18 19:00
1900-09-18 20:00
1900-09-18 21:00
1900-09-18 22:00
1900-09-18 23:00
1900-09-19
1900-09-19 01:00
1900-09-19 02:00
1900-09-19 03:00
1900-09-19 04:00
1900-09-19 05:00
1900-09-19 06:00
1900-09-19 07:00
1900-09-19 08:00
1900-09-19 09:00
1900-09-19 10:00
1900-09-19 11:00
1900-09-19 12:00
1900-09-19 13:00
1900-09-19 14:00
1900-09-19 15:00
1900-09-19 16:00
1900-09-19 17:00
1900-09-19 18:00
1900-09-19 19:00
1900-09-19 20:00
1900-09-19 21:00
1900-09-19 22:00
1900-09-19 23:00
1900-09-20
1900-09-20 01:00
1900-09-20 02:00
1900-09-20 03:00
1900-09-20 04:00
1900-09-20 05:00
1900-09-20 06:00
1900-09-20 07:00
1900-09-20 08:00
1900-09-20 09:00
1900-09-20 10:00
1900-09-20 11:00
1900-09-20 12:00
1900-09-20 13:00
1900-09-20 14:00
1900-09-20 15:00
1900-09-20 16:00
1900-09-20 17:00
1900-09-20 18:00
1900-09-20 19:00
1900-09-20 20:00
1900-09-20 21:00
1900-09-20 22:00
1900-09-20 23:00
1900-09-21
1900-09-21 01:00
1900-09-21 02:00
1900-09-21 03:00
1900-09-21 04:00
1900-09-21 05:00
1900-09-21 06:00
1900-09-21 07:00
1900-09-21 08:00
1900-09-21 09:00
1900-09-21 10:00
1900-09-21 11:00
1900-09-21 12:00
1900-09-21 13:00
1900-09-21 14:00
1900-09-21 15:00
1900-09-21 16:00
1900-09-21 17:00
1900-09-21 18:00
1900-09-21 19:00
1900-09-21 20:00
1900-09-21 21:00
1900-09-21 22:00
1900-09-21 23:00
1900-09-22
1900-09-22 01:00
1900-09-22 02:00
1900-09-22 03:00
1900-09-22 04:00
1900-09-22 05:00
1900-09-22 06:00
1900-09-22 07:00
1900-09-22 08:00
1900-09-22 09:00
1900-09-22 10:00
1900-09-22 11:00
1900-09-22 12:00
1900-09-22 13:00
1900-09-22 14:00
1900-09-22 15:00
1900-09-22 16:00
1900-09-22 17:00
1900-09-22 18:00
1900-09-22 19:00
1900-09-22 20:00
1900-09-22 21:00
1900-09-22 22:00
1900-09-22 23:00
1900-09-23
1900-09-23 01:00
1900-09-23 02:00
1900-09-23 03:00
1900-09-23 04:00
1900-09-23 05:00
1900-09-23 06:00
1900-09-23 07:00
1900-09-23 08:00
1900-09-23 09:00
1900-09-23 10:00
1900-09-23 11:00
1900-09-23 12:00
1900-09-23 13:00
1900-09-23 14:00
1900-09-23 15:00
1900-09-23 16:00
1900-09-23 17:00
1900-09-23 18:00
1900-09-23 19:00
1900-09-23 20:00
1900-09-23 21:00
1900-09-23 22:00
1900-09-23 23:00
1900-09-24
1900-09-24 01:00
1900-09-24 02:00
1900-09-24 03:00
1900-09-24 04:00
1900-09-24 05:00
1900-09-24 06:00
1900-09-24 07:00
1900-09-24 08:00
1900-09-24 09:00
1900-09-24 10:00
1900-09-24 11:00
1900-09-24 12:00
1900-09-24 13:00
1900-09-24 14:00
1900-09-24 15:00
1900-09-24 16:00
1900-09-24 17:00
1900-09-24 18:00
1900-09-24 19:00
1900-09-24 20:00
1900-09-24 21:00
1900-09-24 22:00
1900-09-24 23:00
1900-09-25
1900-09-25 01:00
1900-09-25 02:00
1900-09-25 03:00
1900-09-25 04:00
1900-09-25 05:00
1900-09-25 06:00
1900-09-25 07:00
1900-09-25 08:00
1900-09-25 09:00
1900-09-25 10:00
1900-09-25 11:00
1900-09-25 12:00
1900-09-25 13:00
1900-09-25 14:00
1900-09-25 15:00
1900-09-25 16:00
1900-09-25 17:00
1900-09-25 18:00
1900-09-25 19:00
1900-09-25 20:00
1900-09-25 21:00
1900-09-25 22:00
1900-09-25 23:00
1900-09-26
1900-09-26 01:00
1900-09-26 02:00
1900-09-26 03:00
1900-09-26 04:00
1900-09-26 05:00
1900-09-26 06:00
1900-09-26 07:00
1900-09-26 08:00
1900-09-26 09:00
1900-09-26 10:00
1900-09-26 11:00
1900-09-26 12:00
1900-09-26 13:00
1900-09-26 14:00
1900-09-26 15:00
1900-09-26 16:00
1900-09-26 17:00
1900-09-26 18:00
1900-09-26 19:00
1900-09-26 20:00
1900-09-26 21:00
1900-09-26 22:00
1900-09-26 23:00
1900-09-27
1900-09-27 01:00
1900-09-27 02:00
1900-09-27 03:00
1900-09-27 04:00
1900-09-27 05:00
1900-09-27 06:00
1900-09-27 07:00
1900-09-27 08:00
1900-09-27 09:00
1900-09-27 10:00
1900-09-27 11:00
1900-09-27 12:00
1900-09-27 13:00
1900-09-27 14:00
1900-09-27 15:00
1900-09-27 16:00
1900-09-27 17:00
1900-09-27 18:00
1900-09-27 19:00
1900-09-27 20:00
1900-09-27 21:00
1900-09-27 22:00
1900-09-27 23:00
1900-09-28
1900-09-28 01:00
1900-09-28 02:00
1900-09-28 03:00
1900-09-28 04:00
1900-09-28 05:00
1900-09-28 06:00
1900-09-28 07:00
1900-09-28 08:00
1900-09-28 09:00
1900-09-28 10:00
1900-09-28 11:00
1900-09-28 12:00
1900-09-28 13:00
1900-09-28 14:00
1900-09-28 15:00
1900-09-28 16:00
1900-09-28 17:00
1900-09-28 18:00
1900-09-28 19:00
1900-09-28 20:00
1900-09-28 21:00
1900-09-28 22:00
1900-09-28 23:00
1900-09-29
1900-09-29 01:00
1900-09-29 02:00
1900-09-29 03:00
1900-09-29 04:00
1900-09-29 05:00
1900-09-29 06:00
1900-09-29 07:00
1900-09-29 08:00
1900-09-29 09:00
1900-09-29 10:00
1900-09-29 11:00
1900-09-29 12:00
1900-09-29 13:00
1900-09-29 14:00
1900-09-29 15:00
1900-09-29 16:00
1900-09-29 17:00
1900-09-29 18:00
1900-09-29 19:00
1900-09-29 20:00
1900-09-29 21:00
1900-09-29 22:00
1900-09-29 23:00
1900-09-30
1900-09-30 01:00
1900-09-30 02:00
1900-09-30 03:00
1900-09-30 04:00
1900-09-30 05:00
1900-09-30 06:00
1900-09-30 07:00
1900-09-30 08:00
1900-09-30 09:00
1900-09-30 10:00
1900-09-30 11:00
1900-09-30 12:00
1900-09-30 13:00
1900-09-30 14:00
1900-09-30 15:00
1900-09-30 16:00
1900-09-30 17:00
1900-09-30 18:00
1900-09-30 19:00
1900-09-30 20:00
1900-09-30 21:00
1900-09-30 22:00
1900-09-30 23:00
1900-10-01
1900-10-01 01:00
1900-10-01 02:00
1900-10-01 03:00
1900-10-01 04:00
1900-10-01 05:00
1900-10-01 06:00
1900-10-01 07:00
1900-10-01 08:00
1900-10-01 09:00
1900-10-01 10:00
1900-10-01 11:00
1900-10-01 12:00
1900-10-01 13:00
1900-10-01 14:00
1900-10-01 15:00
1900-10-01 16:00
1900-10-01 17:00
1900-10-01 18:00
1900-10-01 19:00
1900-10-01 20:00
1900-10-01 21:00
1900-10-01 22:00
1900-10-01 23:00
1900-10-02
1900-10-02 01:00
1900-10-02 02:00
1900-10-02 03:00
1900-10-02 04:00
1900-10-02 05:00
1900-10-02 06:00
1900-10-02 07:00
1900-10-02 08:00
1900-10-02 09:00
1900-10-02 10:00
1900-10-02 11:00
1900-10-02 12:00
1900-10-02 13:00
1900-10-02 14:00
1900-10-02 15:00
1900-10-02 16:00
1900-10-02 17:00
1900-10-02 18:00
1900-10-02 19:00
1900-10-02 20:00
1900-10-02 21:00
1900-10-02 22:00
1900-10-02 23:00
1900-10-03
1900-10-03 01:00
1900-10-03 02:00
1900-10-03 03:00
1900-10-03 04:00
1900-10-03 05:00
1900-10-03 06:00
1900-10-03 07:00
1900-10-03 08:00
1900-10-03 09:00
1900-10-03 10:00
1900-10-03 11:00
1900-10-03 12:00
1900-10-03 13:00
1900-10-03 14:00
1900-10-03 15:00
1900-10-03 16:00
1900-10-03 17:00
1900-10-03 18:00
1900-10-03 19:00
1900-10-03 20:00
1900-10-03 21:00
1900-10-03 22:00
1900-10-03 23:00
1900-10-04
1900-10-04 01:00
1900-10-04 02:00
1900-10-04 03:00
1900-10-04 04:00
1900-10-04 05:00
1900-10-04 06:00
1900-10-04 07:00
1900-10-04 08:00
1900-10-04 09:00
1900-10-04 10:00
1900-10-04 11:00
1900-10-04 12:00
1900-10-04 13:00
1900-10-04 14:00
1900-10-04 15:00
1900-10-04 16:00
1900-10-04 17:00
1900-10-04 18:00
1900-10-04 19:00
1900-10-04 20:00
1900-10-04 21:00
1900-10-04 22:00
1900-10-04 23:00
1900-10-05
1900-10-05 01:00
1900-10-05 02:00
1900-10-05 03:00
1900-10-05 04:00
1900-10-05 05:00
1900-10-05 06:00
1900-10-05 07:00
1900-10-05 08:00
1900-10-05 09:00
1900-10-05 10:00
1900-10-05 11:00
1900-10-05 12:00
1900-10-05 13:00
1900-10-05 14:00
1900-10-05 15:00
1900-10-05 16:00
1900-10-05 17:00
1900-10-05 18:00
1900-10-05 19:00
1900-10-05 20:00
1900-10-05 21:00
1900-10-05 22:00
1900-10-05 23:00
1900-10-06
1900-10-06 01:00
1900-10-06 02:00
1900-10-06 03:00
1900-10-06 04:00
1900-10-06 05:00
1900-10-06 06:00
1900-10-06 07:00
1900-10-06 08:00
1900-10-06 09:00
1900-10-06 10:00
1900-10-06 11:00
1900-10-06 12:00
1900-10-06 13:00
1900-10-06 14:00
1900-10-06 15:00
1900-10-06 16:00
1900-10-06 17:00
1900-10-06 18:00
1900-10-06 19:00
1900-10-06 20:00
1900-10-06 21:00
1900-10-06 22:00
1900-10-06 23:00
1900-10-07
1900-10-07 01:00
1900-10-07 02:00
1900-10-07 03:00
1900-10-07 04:00
1900-10-07 05:00
1900-10-07 06:00
1900-10-07 07:00
1900-10-07 08:00
1900-10-07 09:00
1900-10-07 10:00
1900-10-07 11:00
1900-10-07 12:00
1900-10-07 13:00
1900-10-07 14:00
1900-10-07 15:00
1900-10-07 16:00
1900-10-07 17:00
1900-10-07 18:00
1900-10-07 19:00
1900-10-07 20:00
1900-10-07 21:00
1900-10-07 22:00
1900-10-07 23:00
1900-10-08
1900-10-08 01:00
1900-10-08 02:00
1900-10-08 03:00
1900-10-08 04:00
1900-10-08 05:00
1900-10-08 06:00
1900-10-08 07:00
1900-10-08 08:00
1900-10-08 09:00
1900-10-08 10:00
1900-10-08 11:00
1900-10-08 12:00
1900-10-08 13:00
1900-10-08 14:00
1900-10-08 15:00
1900-10-08 16:00
1900-10-08 17:00
1900-10-08 18:00
1900-10-08 19:00
1900-10-08 20:00
1900-10-08 21:00
1900-10-08 22:00
1900-10-08 23:00
1900-10-09
1900-10-09 01:00
1900-10-09 02:00
1900-10-09 03:00
1900-10-09 04:00
1900-10-09 05:00
1900-10-09 06:00
1900-10-09 07:00
1900-10-09 08:00
1900-10-09 09:00
1900-10-09 10:00
1900-10-09 11:00
1900-10-09 12:00
1900-10-09 13:00
1900-10-09 14:00
1900-10-09 15:00
1900-10-09 16:00
1900-10-09 17:00
1900-10-09 18:00
1900-10-09 19:00
1900-10-09 20:00
1900-10-09 21:00
1900-10-09 22:00
1900-10-09 23:00
1900-10-10
1900-10-10 01:00
1900-10-10 02:00
1900-10-10 03:00
1900-10-10 04:00
1900-10-10 05:00
1900-10-10 06:00
1900-10-10 07:00
1900-10-10 08:00
1900-10-10 09:00
1900-10-10 10:00
1900-10-10 11:00
1900-10-10 12:00
1900-10-10 13:00
1900-10-10 14:00
1900-10-10 15:00
1900-10-10 16:00
1900-10-10 17:00
1900-10-10 18:00
1900-10-10 19:00
1900-10-10 20:00
1900-10-10 21:00
1900-10-10 22:00
1900-10-10 23:00
1900-10-11
1900-10-11 01:00
1900-10-11 02:00
1900-10-11 03:00
1900-10-11 04:00
1900-10-11 05:00
1900-10-11 06:00
1900-10-11 07:00
1900-10-11 08:00
1900-10-11 09:00
1900-10-11 10:00
1900-10-11 11:00
1900-10-11 12:00
1900-10-11 13:00
1900-10-11 14:00
1900-10-11 15:00
1900-10-11 16:00
1900-10-11 17:00
1900-10-11 18:00
1900-10-11 19:00
1900-10-11 20:00
1900-10-11 21:00
1900-10-11 22:00
1900-10-11 23:00
1900-10-12
1900-10-12 01:00
1900-10-12 02:00
1900-10-12 03:00
1900-10-12 04:00
1900-10-12 05:00
1900-10-12 06:00
1900-10-12 07:00
1900-10-12 08:00
1900-10-12 09:00
1900-10-12 10:00
1900-10-12 11:00
1900-10-12 12:00
1900-10-12 13:00
1900-10-12 14:00
1900-10-12 15:00
1900-10-12 16:00
1900-10-12 17:00
1900-10-12 18:00
1900-10-12 19:00
1900-10-12 20:00
1900-10-12 21:00
1900-10-12 22:00
1900-10-12 23:00
1900-10-13
1900-10-13 01:00
1900-10-13 02:00
1900-10-13 03:00
1900-10-13 04:00
1900-10-13 05:00
1900-10-13 06:00
1900-10-13 07:00
1900-10-13 08:00
1900-10-13 09:00
1900-10-13 10:00
1900-10-13 11:00
1900-10-13 12:00
1900-10-13 13:00
1900-10-13 14:00
1900-10-13 15:00
1900-10-13 16:00
1900-10-13 17:00
1900-10-13 18:00
1900-10-13 19:00
1900-10-13 20:00
1900-10-13 21:00
1900-10-13 22:00
1900-10-13 23:00
1900-10-14
1900-10-14 01:00
1900-10-14 02:00
1900-10-14 03:00
1900-10-14 04:00
1900-10-14 05:00
1900-10-14 06:00
1900-10-14 07:00
1900-10-14 08:00
1900-10-14 09:00
1900-10-14 10:00
1900-10-14 11:00
1900-10-14 12:00
1900-10-14 13:00
1900-10-14 14:00
1900-10-14 15:00
1900-10-14 16:00
1900-10-14 17:00
1900-10-14 18:00
1900-10-14 19:00
1900-10-14 20:00
1900-10-14 21:00
1900-10-14 22:00
1900-10-14 23:00
1900-10-15
1900-10-15 01:00
1900-10-15 02:00
1900-10-15 03:00
1900-10-15 04:00
1900-10-15 05:00
1900-10-15 06:00
1900-10-15 07:00
1900-10-15 08:00
1900-10-15 09:00
1900-10-15 10:00
1900-10-15 11:00
1900-10-15 12:00
1900-10-15 13:00
1900-10-15 14:00
1900-10-15 15:00
1900-10-15 16:00
1900-10-15 17:00
1900-10-15 18:00
1900-10-15 19:00
1900-10-15 20:00
1900-10-15 21:00
1900-10-15 22:00
1900-10-15 23:00
1900-10-16
1900-10-16 01:00
1900-10-16 02:00
1900-10-16 03:00
1900-10-16 04:00
1900-10-16 05:00
1900-10-16 06:00
1900-10-16 07:00
1900-10-16 08:00
1900-10-16 09:00
1900-10-16 10:00
1900-10-16 11:00
1900-10-16 12:00
1900-10-16 13:00
1900-10-16 14:00
1900-10-16 15:00
1900-10-16 16:00
1900-10-16 17:00
1900-10-16 18:00
1900-10-16 19:00
1900-10-16 20:00
1900-10-16 21:00
1900-10-16 22:00
1900-10-16 23:00
1900-10-17
1900-10-17 01:00
1900-10-17 02:00
1900-10-17 03:00
1900-10-17 04:00
1900-10-17 05:00
1900-10-17 06:00
1900-10-17 07:00
1900-10-17 08:00
1900-10-17 09:00
1900-10-17 10:00
1900-10-17 11:00
1900-10-17 12:00
1900-10-17 13:00
1900-10-17 14:00
1900-10-17 15:00
1900-10-17 16:00
1900-10-17 17:00
1900-10-17 18:00
1900-10-17 19:00
1900-10-17 20:00
1900-10-17 21:00
1900-10-17 22:00
1900-10-17 23:00
1900-10-18
1900-10-18 01:00
1900-10-18 02:00
1900-10-18 03:00
1900-10-18 04:00
1900-10-18 05:00
1900-10-18 06:00
1900-10-18 07:00
1900-10-18 08:00
1900-10-18 09:00
1900-10-18 10:00
1900-10-18 11:00
1900-10-18 12:00
1900-10-18 13:00
1900-10-18 14:00
1900-10-18 15:00
1900-10-18 16:00
1900-10-18 17:00
1900-10-18 18:00
1900-10-18 19:00
1900-10-18 20:00
1900-10-18 21:00
1900-10-18 22:00
1900-10-18 23:00
1900-10-19
1900-10-19 01:00
1900-10-19 02:00
1900-10-19 03:00
1900-10-19 04:00
1900-10-19 05:00
1900-10-19 06:00
1900-10-19 07:00
1900-10-19 08:00
1900-10-19 09:00
1900-10-19 10:00
1900-10-19 11:00
1900-10-19 12:00
1900-10-19 13:00
1900-10-19 14:00
1900-10-19 15:00
1900-10-19 16:00
1900-10-19 17:00
1900-10-19 18:00
1900-10-19 19:00
1900-10-19 20:00
1900-10-19 21:00
1900-10-19 22:00
1900-10-19 23:00
1900-10-20
1900-10-20 01:00
1900-10-20 02:00
1900-10-20 03:00
1900-10-20 04:00
1900-10-20 05:00
1900-10-20 06:00
1900-10-20 07:00
1900-10-20 08:00
1900-10-20 09:00
1900-10-20 10:00
1900-10-20 11:00
1900-10-20 12:00
1900-10-20 13:00
1900-10-20 14:00
1900-10-20 15:00
1900-10-20 16:00
1900-10-20 17:00
1900-10-20 18:00
1900-10-20 19:00
1900-10-20 20:00
1900-10-20 21:00
1900-10-20 22:00
1900-10-20 23:00
1900-10-21
1900-10-21 01:00
1900-10-21 02:00
1900-10-21 03:00
1900-10-21 04:00
1900-10-21 05:00
1900-10-21 06:00
1900-10-21 07:00
1900-10-21 08:00
1900-10-21 09:00
1900-10-21 10:00
1900-10-21 11:00
1900-10-21 12:00
1900-10-21 13:00
1900-10-21 14:00
1900-10-21 15:00
1900-10-21 16:00
1900-10-21 17:00
1900-10-21 18:00
1900-10-21 19:00
1900-10-21 20:00
1900-10-21 21:00
1900-10-21 22:00
1900-10-21 23:00
1900-10-22
1900-10-22 01:00
1900-10-22 02:00
1900-10-22 03:00
1900-10-22 04:00
1900-10-22 05:00
1900-10-22 06:00
1900-10-22 07:00
1900-10-22 08:00
1900-10-22 09:00
1900-10-22 10:00
1900-10-22 11:00
1900-10-22 12:00
1900-10-22 13:00
1900-10-22 14:00
1900-10-22 15:00
1900-10-22 16:00
1900-10-22 17:00
1900-10-22 18:00
1900-10-22 19:00
1900-10-22 20:00
1900-10-22 21:00
1900-10-22 22:00
1900-10-22 23:00
1900-10-23
1900-10-23 01:00
1900-10-23 02:00
1900-10-23 03:00
1900-10-23 04:00
1900-10-23 05:00
1900-10-23 06:00
1900-10-23 07:00
1900-10-23 08:00
1900-10-23 09:00
1900-10-23 10:00
1900-10-23 11:00
1900-10-23 12:00
1900-10-23 13:00
1900-10-23 14:00
1900-10-23 15:00
1900-10-23 16:00
1900-10-23 17:00
1900-10-23 18:00
1900-10-23 19:00
1900-10-23 20:00
1900-10-23 21:00
1900-10-23 22:00
1900-10-23 23:00
1900-10-24
1900-10-24 01:00
1900-10-24 02:00
1900-10-24 03:00
1900-10-24 04:00
1900-10-24 05:00
1900-10-24 06:00
1900-10-24 07:00
1900-10-24 08:00
1900-10-24 09:00
1900-10-24 10:00
1900-10-24 11:00
1900-10-24 12:00
1900-10-24 13:00
1900-10-24 14:00
1900-10-24 15:00
1900-10-24 16:00
1900-10-24 17:00
1900-10-24 18:00
1900-10-24 19:00
1900-10-24 20:00
1900-10-24 21:00
1900-10-24 22:00
1900-10-24 23:00
1900-10-25
1900-10-25 01:00
1900-10-25 02:00
1900-10-25 03:00
1900-10-25 04:00
1900-10-25 05:00
1900-10-25 06:00
1900-10-25 07:00
1900-10-25 08:00
1900-10-25 09:00
1900-10-25 10:00
1900-10-25 11:00
1900-10-25 12:00
1900-10-25 13:00
1900-10-25 14:00
1900-10-25 15:00
1900-10-25 16:00
1900-10-25 17:00
1900-10-25 18:00
1900-10-25 19:00
1900-10-25 20:00
1900-10-25 21:00
1900-10-25 22:00
1900-10-25 23:00
1900-10-26
1900-10-26 01:00
1900-10-26 02:00
1900-10-26 03:00
1900-10-26 04:00
1900-10-26 05:00
1900-10-26 06:00
1900-10-26 07:00
1900-10-26 08:00
1900-10-26 09:00
1900-10-26 10:00
1900-10-26 11:00
1900-10-26 12:00
1900-10-26 13:00
1900-10-26 14:00
1900-10-26 15:00
1900-10-26 16:00
1900-10-26 17:00
1900-10-26 18:00
1900-10-26 19:00
1900-10-26 20:00
1900-10-26 21:00
1900-10-26 22:00
1900-10-26 23:00
1900-10-27
1900-10-27 01:00
1900-10-27 02:00
1900-10-27 03:00
1900-10-27 04:00
1900-10-27 05:00
1900-10-27 06:00
1900-10-27 07:00
1900-10-27 08:00
1900-10-27 09:00
1900-10-27 10:00
1900-10-27 11:00
1900-10-27 12:00
1900-10-27 13:00
1900-10-27 14:00
1900-10-27 15:00
1900-10-27 16:00
1900-10-27 17:00
1900-10-27 18:00
1900-10-27 19:00
1900-10-27 20:00
1900-10-27 21:00
1900-10-27 22:00
1900-10-27 23:00
1900-10-28
1900-10-28 01:00
1900-10-28 02:00
1900-10-28 03:00
1900-10-28 04:00
1900-10-28 05:00
1900-10-28 06:00
1900-10-28 07:00
1900-10-28 08:00
1900-10-28 09:00
1900-10-28 10:00
1900-10-28 11:00
1900-10-28 12:00
1900-10-28 13:00
1900-10-28 14:00
1900-10-28 15:00
1900-10-28 16:00
1900-10-28 17:00
1900-10-28 18:00
1900-10-28 19:00
1900-10-28 20:00
1900-10-28 21:00
1900-10-28 22:00
1900-10-28 23:00
1900-10-29
1900-10-29 01:00
1900-10-29 02:00
1900-10-29 03:00
1900-10-29 04:00
1900-10-29 05:00
1900-10-29 06:00
1900-10-29 07:00
1900-10-29 08:00
1900-10-29 09:00
1900-10-29 10:00
1900-10-29 11:00
1900-10-29 12:00
1900-10-29 13:00
1900-10-29 14:00
1900-10-29 15:00
1900-10-29 16:00
1900-10-29 17:00
1900-10-29 18:00
1900-10-29 19:00
1900-10-29 20:00
1900-10-29 21:00
1900-10-29 22:00
1900-10-29 23:00
1900-10-30
1900-10-30 01:00
1900-10-30 02:00
1900-10-30 03:00
1900-10-30 04:00
1900-10-30 05:00
1900-10-30 06:00
1900-10-30 07:00
1900-10-30 08:00
1900-10-30 09:00
1900-10-30 10:00
1900-10-30 11:00
1900-10-30 12:00
1900-10-30 13:00
1900-10-30 14:00
1900-10-30 15:00
1900-10-30 16:00
1900-10-30 17:00
1900-10-30 18:00
1900-10-30 19:00
1900-10-30 20:00
1900-10-30 21:00
1900-10-30 22:00
1900-10-30 23:00
1900-10-31
1900-10-31 01:00
1900-10-31 02:00
1900-10-31 03:00
1900-10-31 04:00
1900-10-31 05:00
1900-10-31 06:00
1900-10-31 07:00
1900-10-31 08:00
1900-10-31 09:00
1900-10-31 10:00
1900-10-31 11:00
1900-10-31 12:00
1900-10-31 13:00
1900-10-31 14:00
1900-10-31 15:00
1900-10-31 16:00
1900-10-31 17:00
1900-10-31 18:00
1900-10-31 19:00
1900-10-31 20:00
1900-10-31 21:00
1900-10-31 22:00
1900-10-31 23:00
1900-11-01
1900-11-01 01:00
1900-11-01 02:00
1900-11-01 03:00
1900-11-01 04:00
1900-11-01 05:00
1900-11-01 06:00
1900-11-01 07:00
1900-11-01 08:00
1900-11-01 09:00
1900-11-01 10:00
1900-11-01 11:00
1900-11-01 12:00
1900-11-01 13:00
1900-11-01 14:00
1900-11-01 15:00
1900-11-01 16:00
1900-11-01 17:00
1900-11-01 18:00
1900-11-01 19:00
1900-11-01 20:00
1900-11-01 21:00
1900-11-01 22:00
1900-11-01 23:00
1900-11-02
1900-11-02 01:00
1900-11-02 02:00
1900-11-02 03:00
1900-11-02 04:00
1900-11-02 05:00
1900-11-02 06:00
1900-11-02 07:00
1900-11-02 08:00
1900-11-02 09:00
1900-11-02 10:00
1900-11-02 11:00
1900-11-02 12:00
1900-11-02 13:00
1900-11-02 14:00
1900-11-02 15:00
1900-11-02 16:00
1900-11-02 17:00
1900-11-02 18:00
1900-11-02 19:00
1900-11-02 20:00
1900-11-02 21:00
1900-11-02 22:00
1900-11-02 23:00
1900-11-03
1900-11-03 01:00
1900-11-03 02:00
1900-11-03 03:00
1900-11-03 04:00
1900-11-03 05:00
1900-11-03 06:00
1900-11-03 07:00
1900-11-03 08:00
1900-11-03 09:00
1900-11-03 10:00
1900-11-03 11:00
1900-11-03 12:00
1900-11-03 13:00
1900-11-03 14:00
1900-11-03 15:00
1900-11-03 16:00
1900-11-03 17:00
1900-11-03 18:00
1900-11-03 19:00
1900-11-03 20:00
1900-11-03 21:00
1900-11-03 22:00
1900-11-03 23:00
1900-11-04
1900-11-04 01:00
1900-11-04 02:00
1900-11-04 03:00
1900-11-04 04:00
1900-11-04 05:00
1900-11-04 06:00
1900-11-04 07:00
1900-11-04 08:00
1900-11-04 09:00
1900-11-04 10:00
1900-11-04 11:00
1900-11-04 12:00
1900-11-04 13:00
1900-11-04 14:00
1900-11-04 15:00
1900-11-04 16:00
1900-11-04 17:00
1900-11-04 18:00
1900-11-04 19:00
1900-11-04 20:00
1900-11-04 21:00
1900-11-04 22:00
1900-11-04 23:00
1900-11-05
1900-11-05 01:00
1900-11-05 02:00
1900-11-05 03:00
1900-11-05 04:00
1900-11-05 05:00
1900-11-05 06:00
1900-11-05 07:00
1900-11-05 08:00
1900-11-05 09:00
1900-11-05 10:00
1900-11-05 11:00
1900-11-05 12:00
1900-11-05 13:00
1900-11-05 14:00
1900-11-05 15:00
1900-11-05 16:00
1900-11-05 17:00
1900-11-05 18:00
1900-11-05 19:00
1900-11-05 20:00
1900-11-05 21:00
1900-11-05 22:00
1900-11-05 23:00
1900-11-06
1900-11-06 01:00
1900-11-06 02:00
1900-11-06 03:00
1900-11-06 04:00
1900-11-06 05:00
1900-11-06 06:00
1900-11-06 07:00
1900-11-06 08:00
1900-11-06 09:00
1900-11-06 10:00
1900-11-06 11:00
1900-11-06 12:00
1900-11-06 13:00
1900-11-06 14:00
1900-11-06 15:00
1900-11-06 16:00
1900-11-06 17:00
1900-11-06 18:00
1900-11-06 19:00
1900-11-06 20:00
1900-11-06 21:00
1900-11-06 22:00
1900-11-06 23:00
1900-11-07
1900-11-07 01:00
1900-11-07 02:00
1900-11-07 03:00
1900-11-07 04:00
1900-11-07 05:00
1900-11-07 06:00
1900-11-07 07:00
1900-11-07 08:00
1900-11-07 09:00
1900-11-07 10:00
1900-11-07 11:00
1900-11-07 12:00
1900-11-07 13:00
1900-11-07 14:00
1900-11-07 15:00
1900-11-07 16:00
1900-11-07 17:00
1900-11-07 18:00
1900-11-07 19:00
1900-11-07 20:00
1900-11-07 21:00
1900-11-07 22:00
1900-11-07 23:00
1900-11-08
1900-11-08 01:00
1900-11-08 02:00
1900-11-08 03:00
1900-11-08 04:00
1900-11-08 05:00
1900-11-08 06:00
1900-11-08 07:00
1900-11-08 08:00
1900-11-08 09:00
1900-11-08 10:00
1900-11-08 11:00
1900-11-08 12:00
1900-11-08 13:00
1900-11-08 14:00
1900-11-08 15:00
1900-11-08 16:00
1900-11-08 17:00
1900-11-08 18:00
1900-11-08 19:00
1900-11-08 20:00
1900-11-08 21:00
1900-11-08 22:00
1900-11-08 23:00
1900-11-09
1900-11-09 01:00
1900-11-09 02:00
1900-11-09 03:00
1900-11-09 04:00
1900-11-09 05:00
1900-11-09 06:00
1900-11-09 07:00
1900-11-09 08:00
1900-11-09 09:00
1900-11-09 10:00
1900-11-09 11:00
1900-11-09 12:00
1900-11-09 13:00
1900-11-09 14:00
1900-11-09 15:00
1900-11-09 16:00
1900-11-09 17:00
1900-11-09 18:00
1900-11-09 19:00
1900-11-09 20:00
1900-11-09 21:00
1900-11-09 22:00
1900-11-09 23:00
1900-11-10
1900-11-10 01:00
1900-11-10 02:00
1900-11-10 03:00
1900-11-10 04:00
1900-11-10 05:00
1900-11-10 06:00
1900-11-10 07:00
1900-11-10 08:00
1900-11-10 09:00
1900-11-10 10:00
1900-11-10 11:00
1900-11-10 12:00
1900-11-10 13:00
1900-11-10 14:00
1900-11-10 15:00
1900-11-10 16:00
1900-11-10 17:00
1900-11-10 18:00
1900-11-10 19:00
1900-11-10 20:00
1900-11-10 21:00
1900-11-10 22:00
1900-11-10 23:00
1900-11-11
1900-11-11 01:00
1900-11-11 02:00
1900-11-11 03:00
1900-11-11 04:00
1900-11-11 05:00
1900-11-11 06:00
1900-11-11 07:00
1900-11-11 08:00
1900-11-11 09:00
1900-11-11 10:00
1900-11-11 11:00
1900-11-11 12:00
1900-11-11 13:00
1900-11-11 14:00
1900-11-11 15:00
1900-11-11 16:00
1900-11-11 17:00
1900-11-11 18:00
1900-11-11 19:00
1900-11-11 20:00
1900-11-11 21:00
1900-11-11 22:00
1900-11-11 23:00
1900-11-12
1900-11-12 01:00
1900-11-12 02:00
1900-11-12 03:00
1900-11-12 04:00
1900-11-12 05:00
1900-11-12 06:00
1900-11-12 07:00
1900-11-12 08:00
1900-11-12 09:00
1900-11-12 10:00
1900-11-12 11:00
1900-11-12 12:00
1900-11-12 13:00
1900-11-12 14:00
1900-11-12 15:00
1900-11-12 16:00
1900-11-12 17:00
1900-11-12 18:00
1900-11-12 19:00
1900-11-12 20:00
1900-11-12 21:00
1900-11-12 22:00
1900-11-12 23:00
1900-11-13
1900-11-13 01:00
1900-11-13 02:00
1900-11-13 03:00
1900-11-13 04:00
1900-11-13 05:00
1900-11-13 06:00
1900-11-13 07:00
1900-11-13 08:00
1900-11-13 09:00
1900-11-13 10:00
1900-11-13 11:00
1900-11-13 12:00
1900-11-13 13:00
1900-11-13 14:00
1900-11-13 15:00
1900-11-13 16:00
1900-11-13 17:00
1900-11-13 18:00
1900-11-13 19:00
1900-11-13 20:00
1900-11-13 21:00
1900-11-13 22:00
1900-11-13 23:00
1900-11-14
1900-11-14 01:00
1900-11-14 02:00
1900-11-14 03:00
1900-11-14 04:00
1900-11-14 05:00
1900-11-14 06:00
1900-11-14 07:00
1900-11-14 08:00
1900-11-14 09:00
1900-11-14 10:00
1900-11-14 11:00
1900-11-14 12:00
1900-11-14 13:00
1900-11-14 14:00
1900-11-14 15:00
1900-11-14 16:00
1900-11-14 17:00
1900-11-14 18:00
1900-11-14 19:00
1900-11-14 20:00
1900-11-14 21:00
1900-11-14 22:00
1900-11-14 23:00
1900-11-15
1900-11-15 01:00
1900-11-15 02:00
1900-11-15 03:00
1900-11-15 04:00
1900-11-15 05:00
1900-11-15 06:00
1900-11-15 07:00
1900-11-15 08:00
1900-11-15 09:00
1900-11-15 10:00
1900-11-15 11:00
1900-11-15 12:00
1900-11-15 13:00
1900-11-15 14:00
1900-11-15 15:00
1900-11-15 16:00
1900-11-15 17:00
1900-11-15 18:00
1900-11-15 19:00
1900-11-15 20:00
1900-11-15 21:00
1900-11-15 22:00
1900-11-15 23:00
1900-11-16
1900-11-16 01:00
1900-11-16 02:00
1900-11-16 03:00
1900-11-16 04:00
1900-11-16 05:00
1900-11-16 06:00
1900-11-16 07:00
1900-11-16 08:00
1900-11-16 09:00
1900-11-16 10:00
1900-11-16 11:00
1900-11-16 12:00
1900-11-16 13:00
1900-11-16 14:00
1900-11-16 15:00
1900-11-16 16:00
1900-11-16 17:00
1900-11-16 18:00
1900-11-16 19:00
1900-11-16 20:00
1900-11-16 21:00
1900-11-16 22:00
1900-11-16 23:00
1900-11-17
1900-11-17 01:00
1900-11-17 02:00
1900-11-17 03:00
1900-11-17 04:00
1900-11-17 05:00
1900-11-17 06:00
1900-11-17 07:00
1900-11-17 08:00
1900-11-17 09:00
1900-11-17 10:00
1900-11-17 11:00
1900-11-17 12:00
1900-11-17 13:00
1900-11-17 14:00
1900-11-17 15:00
1900-11-17 16:00
1900-11-17 17:00
1900-11-17 18:00
1900-11-17 19:00
1900-11-17 20:00
1900-11-17 21:00
1900-11-17 22:00
1900-11-17 23:00
1900-11-18
1900-11-18 01:00
1900-11-18 02:00
1900-11-18 03:00
1900-11-18 04:00
1900-11-18 05:00
1900-11-18 06:00
1900-11-18 07:00
1900-11-18 08:00
1900-11-18 09:00
1900-11-18 10:00
1900-11-18 11:00
1900-11-18 12:00
1900-11-18 13:00
1900-11-18 14:00
1900-11-18 15:00
1900-11-18 16:00
1900-11-18 17:00
1900-11-18 18:00
1900-11-18 19:00
1900-11-18 20:00
1900-11-18 21:00
1900-11-18 22:00
1900-11-18 23:00
1900-11-19
1900-11-19 01:00
1900-11-19 02:00
1900-11-19 03:00
1900-11-19 04:00
1900-11-19 05:00
1900-11-19 06:00
1900-11-19 07:00
1900-11-19 08:00
1900-11-19 09:00
1900-11-19 10:00
1900-11-19 11:00
1900-11-19 12:00
1900-11-19 13:00
1900-11-19 14:00
1900-11-19 15:00
1900-11-19 16:00
1900-11-19 17:00
1900-11-19 18:00
1900-11-19 19:00
1900-11-19 20:00
1900-11-19 21:00
1900-11-19 22:00
1900-11-19 23:00
1900-11-20
1900-11-20 01:00
1900-11-20 02:00
1900-11-20 03:00
1900-11-20 04:00
1900-11-20 05:00
1900-11-20 06:00
1900-11-20 07:00
1900-11-20 08:00
1900-11-20 09:00
1900-11-20 10:00
1900-11-20 11:00
1900-11-20 12:00
1900-11-20 13:00
1900-11-20 14:00
1900-11-20 15:00
1900-11-20 16:00
1900-11-20 17:00
1900-11-20 18:00
1900-11-20 19:00
1900-11-20 20:00
1900-11-20 21:00
1900-11-20 22:00
1900-11-20 23:00
1900-11-21
1900-11-21 01:00
1900-11-21 02:00
1900-11-21 03:00
1900-11-21 04:00
1900-11-21 05:00
1900-11-21 06:00
1900-11-21 07:00
1900-11-21 08:00
1900-11-21 09:00
1900-11-21 10:00
1900-11-21 11:00
1900-11-21 12:00
1900-11-21 13:00
1900-11-21 14:00
1900-11-21 15:00
1900-11-21 16:00
1900-11-21 17:00
1900-11-21 18:00
1900-11-21 19:00
1900-11-21 20:00
1900-11-21 21:00
1900-11-21 22:00
1900-11-21 23:00
1900-11-22
1900-11-22 01:00
1900-11-22 02:00
1900-11-22 03:00
1900-11-22 04:00
1900-11-22 05:00
1900-11-22 06:00
1900-11-22 07:00
1900-11-22 08:00
1900-11-22 09:00
1900-11-22 10:00
1900-11-22 11:00
1900-11-22 12:00
1900-11-22 13:00
1900-11-22 14:00
1900-11-22 15:00
1900-11-22 16:00
1900-11-22 17:00
1900-11-22 18:00
1900-11-22 19:00
1900-11-22 20:00
1900-11-22 21:00
1900-11-22 22:00
1900-11-22 23:00
1900-11-23
1900-11-23 01:00
1900-11-23 02:00
1900-11-23 03:00
1900-11-23 04:00
1900-11-23 05:00
1900-11-23 06:00
1900-11-23 07:00
1900-11-23 08:00
1900-11-23 09:00
1900-11-23 10:00
1900-11-23 11:00
1900-11-23 12:00
1900-11-23 13:00
1900-11-23 14:00
1900-11-23 15:00
1900-11-23 16:00
1900-11-23 17:00
1900-11-23 18:00
1900-11-23 19:00
1900-11-23 20:00
1900-11-23 21:00
1900-11-23 22:00
1900-11-23 23:00
1900-11-24
1900-11-24 01:00
1900-11-24 02:00
1900-11-24 03:00
1900-11-24 04:00
1900-11-24 05:00
1900-11-24 06:00
1900-11-24 07:00
1900-11-24 08:00
1900-11-24 09:00
1900-11-24 10:00
1900-11-24 11:00
1900-11-24 12:00
1900-11-24 13:00
1900-11-24 14:00
1900-11-24 15:00
1900-11-24 16:00
1900-11-24 17:00
1900-11-24 18:00
1900-11-24 19:00
1900-11-24 20:00
1900-11-24 21:00
1900-11-24 22:00
1900-11-24 23:00
1900-11-25
1900-11-25 01:00
1900-11-25 02:00
1900-11-25 03:00
1900-11-25 04:00
1900-11-25 05:00
1900-11-25 06:00
1900-11-25 07:00
1900-11-25 08:00
1900-11-25 09:00
1900-11-25 10:00
1900-11-25 11:00
1900-11-25 12:00
1900-11-25 13:00
1900-11-25 14:00
1900-11-25 15:00
1900-11-25 16:00
1900-11-25 17:00
1900-11-25 18:00
1900-11-25 19:00
1900-11-25 20:00
1900-11-25 21:00
1900-11-25 22:00
1900-11-25 23:00
1900-11-26
1900-11-26 01:00
1900-11-26 02:00
1900-11-26 03:00
1900-11-26 04:00
1900-11-26 05:00
1900-11-26 06:00
1900-11-26 07:00
1900-11-26 08:00
1900-11-26 09:00
1900-11-26 10:00
1900-11-26 11:00
1900-11-26 12:00
1900-11-26 13:00
1900-11-26 14:00
1900-11-26 15:00
1900-11-26 16:00
1900-11-26 17:00
1900-11-26 18:00
1900-11-26 19:00
1900-11-26 20:00
1900-11-26 21:00
1900-11-26 22:00
1900-11-26 23:00
1900-11-27
1900-11-27 01:00
1900-11-27 02:00
1900-11-27 03:00
1900-11-27 04:00
1900-11-27 05:00
1900-11-27 06:00
1900-11-27 07:00
1900-11-27 08:00
1900-11-27 09:00
1900-11-27 10:00
1900-11-27 11:00
1900-11-27 12:00
1900-11-27 13:00
1900-11-27 14:00
1900-11-27 15:00
1900-11-27 16:00
1900-11-27 17:00
1900-11-27 18:00
1900-11-27 19:00
1900-11-27 20:00
1900-11-27 21:00
1900-11-27 22:00
1900-11-27 23:00
1900-11-28
1900-11-28 01:00
1900-11-28 02:00
1900-11-28 03:00
1900-11-28 04:00
1900-11-28 05:00
1900-11-28 06:00
1900-11-28 07:00
1900-11-28 08:00
1900-11-28 09:00
1900-11-28 10:00
1900-11-28 11:00
1900-11-28 12:00
1900-11-28 13:00
1900-11-28 14:00
1900-11-28 15:00
1900-11-28 16:00
1900-11-28 17:00
1900-11-28 18:00
1900-11-28 19:00
1900-11-28 20:00
1900-11-28 21:00
1900-11-28 22:00
1900-11-28 23:00
1900-11-29
1900-11-29 01:00
1900-11-29 02:00
1900-11-29 03:00
1900-11-29 04:00
1900-11-29 05:00
1900-11-29 06:00
1900-11-29 07:00
1900-11-29 08:00
1900-11-29 09:00
1900-11-29 10:00
1900-11-29 11:00
1900-11-29 12:00
1900-11-29 13:00
1900-11-29 14:00
1900-11-29 15:00
1900-11-29 16:00
1900-11-29 17:00
1900-11-29 18:00
1900-11-29 19:00
1900-11-29 20:00
1900-11-29 21:00
1900-11-29 22:00
1900-11-29 23:00
1900-11-30
1900-11-30 01:00
1900-11-30 02:00
1900-11-30 03:00
1900-11-30 04:00
1900-11-30 05:00
1900-11-30 06:00
1900-11-30 07:00
1900-11-30 08:00
1900-11-30 09:00
1900-11-30 10:00
1900-11-30 11:00
1900-11-30 12:00
1900-11-30 13:00
1900-11-30 14:00
1900-11-30 15:00
1900-11-30 16:00
1900-11-30 17:00
1900-11-30 18:00
1900-11-30 19:00
1900-11-30 20:00
1900-11-30 21:00
1900-11-30 22:00
1900-11-30 23:00
1900-12-01
1900-12-01 01:00
1900-12-01 02:00
1900-12-01 03:00
1900-12-01 04:00
1900-12-01 05:00
1900-12-01 06:00
1900-12-01 07:00
1900-12-01 08:00
1900-12-01 09:00
1900-12-01 10:00
1900-12-01 11:00
1900-12-01 12:00
1900-12-01 13:00
1900-12-01 14:00
1900-12-01 15:00
1900-12-01 16:00
1900-12-01 17:00
1900-12-01 18:00
1900-12-01 19:00
1900-12-01 20:00
1900-12-01 21:00
1900-12-01 22:00
1900-12-01 23:00
1900-12-02
1900-12-02 01:00
1900-12-02 02:00
1900-12-02 03:00
1900-12-02 04:00
1900-12-02 05:00
1900-12-02 06:00
1900-12-02 07:00
1900-12-02 08:00
1900-12-02 09:00
1900-12-02 10:00
1900-12-02 11:00
1900-12-02 12:00
1900-12-02 13:00
1900-12-02 14:00
1900-12-02 15:00
1900-12-02 16:00
1900-12-02 17:00
1900-12-02 18:00
1900-12-02 19:00
1900-12-02 20:00
1900-12-02 21:00
1900-12-02 22:00
1900-12-02 23:00
1900-12-03
1900-12-03 01:00
1900-12-03 02:00
1900-12-03 03:00
1900-12-03 04:00
1900-12-03 05:00
1900-12-03 06:00
1900-12-03 07:00
1900-12-03 08:00
1900-12-03 09:00
1900-12-03 10:00
1900-12-03 11:00
1900-12-03 12:00
1900-12-03 13:00
1900-12-03 14:00
1900-12-03 15:00
1900-12-03 16:00
1900-12-03 17:00
1900-12-03 18:00
1900-12-03 19:00
1900-12-03 20:00
1900-12-03 21:00
1900-12-03 22:00
1900-12-03 23:00
1900-12-04
1900-12-04 01:00
1900-12-04 02:00
1900-12-04 03:00
1900-12-04 04:00
1900-12-04 05:00
1900-12-04 06:00
1900-12-04 07:00
1900-12-04 08:00
1900-12-04 09:00
1900-12-04 10:00
1900-12-04 11:00
1900-12-04 12:00
1900-12-04 13:00
1900-12-04 14:00
1900-12-04 15:00
1900-12-04 16:00
1900-12-04 17:00
1900-12-04 18:00
1900-12-04 19:00
1900-12-04 20:00
1900-12-04 21:00
1900-12-04 22:00
1900-12-04 23:00
1900-12-05
1900-12-05 01:00
1900-12-05 02:00
1900-12-05 03:00
1900-12-05 04:00
1900-12-05 05:00
1900-12-05 06:00
1900-12-05 07:00
1900-12-05 08:00
1900-12-05 09:00
1900-12-05 10:00
1900-12-05 11:00
1900-12-05 12:00
1900-12-05 13:00
1900-12-05 14:00
1900-12-05 15:00
1900-12-05 16:00
1900-12-05 17:00
1900-12-05 18:00
1900-12-05 19:00
1900-12-05 20:00
1900-12-05 21:00
1900-12-05 22:00
1900-12-05 23:00
1900-12-06
1900-12-06 01:00
1900-12-06 02:00
1900-12-06 03:00
1900-12-06 04:00
1900-12-06 05:00
1900-12-06 06:00
1900-12-06 07:00
1900-12-06 08:00
1900-12-06 09:00
1900-12-06 10:00
1900-12-06 11:00
1900-12-06 12:00
1900-12-06 13:00
1900-12-06 14:00
1900-12-06 15:00
1900-12-06 16:00
1900-12-06 17:00
1900-12-06 18:00
1900-12-06 19:00
1900-12-06 20:00
1900-12-06 21:00
1900-12-06 22:00
1900-12-06 23:00
1900-12-07
1900-12-07 01:00
1900-12-07 02:00
1900-12-07 03:00
1900-12-07 04:00
1900-12-07 05:00
1900-12-07 06:00
1900-12-07 07:00
1900-12-07 08:00
1900-12-07 09:00
1900-12-07 10:00
1900-12-07 11:00
1900-12-07 12:00
1900-12-07 13:00
1900-12-07 14:00
1900-12-07 15:00
1900-12-07 16:00
1900-12-07 17:00
1900-12-07 18:00
1900-12-07 19:00
1900-12-07 20:00
1900-12-07 21:00
1900-12-07 22:00
1900-12-07 23:00
1900-12-08
1900-12-08 01:00
1900-12-08 02:00
1900-12-08 03:00
1900-12-08 04:00
1900-12-08 05:00
1900-12-08 06:00
1900-12-08 07:00
1900-12-08 08:00
1900-12-08 09:00
1900-12-08 10:00
1900-12-08 11:00
1900-12-08 12:00
1900-12-08 13:00
1900-12-08 14:00
1900-12-08 15:00
1900-12-08 16:00
1900-12-08 17:00
1900-12-08 18:00
1900-12-08 19:00
1900-12-08 20:00
1900-12-08 21:00
1900-12-08 22:00
1900-12-08 23:00
1900-12-09
1900-12-09 01:00
1900-12-09 02:00
1900-12-09 03:00
1900-12-09 04:00
1900-12-09 05:00
1900-12-09 06:00
1900-12-09 07:00
1900-12-09 08:00
1900-12-09 09:00
1900-12-09 10:00
1900-12-09 11:00
1900-12-09 12:00
1900-12-09 13:00
1900-12-09 14:00
1900-12-09 15:00
1900-12-09 16:00
1900-12-09 17:00
1900-12-09 18:00
1900-12-09 19:00
1900-12-09 20:00
1900-12-09 21:00
1900-12-09 22:00
1900-12-09 23:00
1900-12-10
1900-12-10 01:00
1900-12-10 02:00
1900-12-10 03:00
1900-12-10 04:00
1900-12-10 05:00
1900-12-10 06:00
1900-12-10 07:00
1900-12-10 08:00
1900-12-10 09:00
1900-12-10 10:00
1900-12-10 11:00
1900-12-10 12:00
1900-12-10 13:00
1900-12-10 14:00
1900-12-10 15:00
1900-12-10 16:00
1900-12-10 17:00
1900-12-10 18:00
1900-12-10 19:00
1900-12-10 20:00
1900-12-10 21:00
1900-12-10 22:00
1900-12-10 23:00
1900-12-11
1900-12-11 01:00
1900-12-11 02:00
1900-12-11 03:00
1900-12-11 04:00
1900-12-11 05:00
1900-12-11 06:00
1900-12-11 07:00
1900-12-11 08:00
1900-12-11 09:00
1900-12-11 10:00
1900-12-11 11:00
1900-12-11 12:00
1900-12-11 13:00
1900-12-11 14:00
1900-12-11 15:00
1900-12-11 16:00
1900-12-11 17:00
1900-12-11 18:00
1900-12-11 19:00
1900-12-11 20:00
1900-12-11 21:00
1900-12-11 22:00
1900-12-11 23:00
1900-12-12
1900-12-12 01:00
1900-12-12 02:00
1900-12-12 03:00
1900-12-12 04:00
1900-12-12 05:00
1900-12-12 06:00
1900-12-12 07:00
1900-12-12 08:00
1900-12-12 09:00
1900-12-12 10:00
1900-12-12 11:00
1900-12-12 12:00
1900-12-12 13:00
1900-12-12 14:00
1900-12-12 15:00
1900-12-12 16:00
1900-12-12 17:00
1900-12-12 18:00
1900-12-12 19:00
1900-12-12 20:00
1900-12-12 21:00
1900-12-12 22:00
1900-12-12 23:00
1900-12-13
1900-12-13 01:00
1900-12-13 02:00
1900-12-13 03:00
1900-12-13 04:00
1900-12-13 05:00
1900-12-13 06:00
1900-12-13 07:00
1900-12-13 08:00
1900-12-13 09:00
1900-12-13 10:00
1900-12-13 11:00
1900-12-13 12:00
1900-12-13 13:00
1900-12-13 14:00
1900-12-13 15:00
1900-12-13 16:00
1900-12-13 17:00
1900-12-13 18:00
1900-12-13 19:00
1900-12-13 20:00
1900-12-13 21:00
1900-12-13 22:00
1900-12-13 23:00
1900-12-14
1900-12-14 01:00
1900-12-14 02:00
1900-12-14 03:00
1900-12-14 04:00
1900-12-14 05:00
1900-12-14 06:00
1900-12-14 07:00
1900-12-14 08:00
1900-12-14 09:00
1900-12-14 10:00
1900-12-14 11:00
1900-12-14 12:00
1900-12-14 13:00
1900-12-14 14:00
1900-12-14 15:00
1900-12-14 16:00
1900-12-14 17:00
1900-12-14 18:00
1900-12-14 19:00
1900-12-14 20:00
1900-12-14 21:00
1900-12-14 22:00
1900-12-14 23:00
1900-12-15
1900-12-15 01:00
1900-12-15 02:00
1900-12-15 03:00
1900-12-15 04:00
1900-12-15 05:00
1900-12-15 06:00
1900-12-15 07:00
1900-12-15 08:00
1900-12-15 09:00
1900-12-15 10:00
1900-12-15 11:00
1900-12-15 12:00
1900-12-15 13:00
1900-12-15 14:00
1900-12-15 15:00
1900-12-15 16:00
1900-12-15 17:00
1900-12-15 18:00
1900-12-15 19:00
1900-12-15 20:00
1900-12-15 21:00
1900-12-15 22:00
1900-12-15 23:00
1900-12-16
1900-12-16 01:00
1900-12-16 02:00
1900-12-16 03:00
1900-12-16 04:00
1900-12-16 05:00
1900-12-16 06:00
1900-12-16 07:00
1900-12-16 08:00
1900-12-16 09:00
1900-12-16 10:00
1900-12-16 11:00
1900-12-16 12:00
1900-12-16 13:00
1900-12-16 14:00
1900-12-16 15:00
1900-12-16 16:00
1900-12-16 17:00
1900-12-16 18:00
1900-12-16 19:00
1900-12-16 20:00
1900-12-16 21:00
1900-12-16 22:00
1900-12-16 23:00
1900-12-17
1900-12-17 01:00
1900-12-17 02:00
1900-12-17 03:00
1900-12-17 04:00
1900-12-17 05:00
1900-12-17 06:00
1900-12-17 07:00
1900-12-17 08:00
1900-12-17 09:00
1900-12-17 10:00
1900-12-17 11:00
1900-12-17 12:00
1900-12-17 13:00
1900-12-17 14:00
1900-12-17 15:00
1900-12-17 16:00
1900-12-17 17:00
1900-12-17 18:00
1900-12-17 19:00
1900-12-17 20:00
1900-12-17 21:00
1900-12-17 22:00
1900-12-17 23:00
1900-12-18
1900-12-18 01:00
1900-12-18 02:00
1900-12-18 03:00
1900-12-18 04:00
1900-12-18 05:00
1900-12-18 06:00
1900-12-18 07:00
1900-12-18 08:00
1900-12-18 09:00
1900-12-18 10:00
1900-12-18 11:00
1900-12-18 12:00
1900-12-18 13:00
1900-12-18 14:00
1900-12-18 15:00
1900-12-18 16:00
1900-12-18 17:00
1900-12-18 18:00
1900-12-18 19:00
1900-12-18 20:00
1900-12-18 21:00
1900-12-18 22:00
1900-12-18 23:00
1900-12-19
1900-12-19 01:00
1900-12-19 02:00
1900-12-19 03:00
1900-12-19 04:00
1900-12-19 05:00
1900-12-19 06:00
1900-12-19 07:00
1900-12-19 08:00
1900-12-19 09:00
1900-12-19 10:00
1900-12-19 11:00
1900-12-19 12:00
1900-12-19 13:00
1900-12-19 14:00
1900-12-19 15:00
1900-12-19 16:00
1900-12-19 17:00
1900-12-19 18:00
1900-12-19 19:00
1900-12-19 20:00
1900-12-19 21:00
1900-12-19 22:00
1900-12-19 23:00
1900-12-20
1900-12-20 01:00
1900-12-20 02:00
1900-12-20 03:00
1900-12-20 04:00
1900-12-20 05:00
1900-12-20 06:00
1900-12-20 07:00
1900-12-20 08:00
1900-12-20 09:00
1900-12-20 10:00
1900-12-20 11:00
1900-12-20 12:00
1900-12-20 13:00
1900-12-20 14:00
1900-12-20 15:00
1900-12-20 16:00
1900-12-20 17:00
1900-12-20 18:00
1900-12-20 19:00
1900-12-20 20:00
1900-12-20 21:00
1900-12-20 22:00
1900-12-20 23:00
1900-12-21
1900-12-21 01:00
1900-12-21 02:00
1900-12-21 03:00
1900-12-21 04:00
1900-12-21 05:00
1900-12-21 06:00
1900-12-21 07:00
1900-12-21 08:00
1900-12-21 09:00
1900-12-21 10:00
1900-12-21 11:00
1900-12-21 12:00
1900-12-21 13:00
1900-12-21 14:00
1900-12-21 15:00
1900-12-21 16:00
1900-12-21 17:00
1900-12-21 18:00
1900-12-21 19:00
1900-12-21 20:00
1900-12-21 21:00
1900-12-21 22:00
1900-12-21 23:00
1900-12-22
1900-12-22 01:00
1900-12-22 02:00
1900-12-22 03:00
1900-12-22 04:00
1900-12-22 05:00
1900-12-22 06:00
1900-12-22 07:00
1900-12-22 08:00
1900-12-22 09:00
1900-12-22 10:00
1900-12-22 11:00
1900-12-22 12:00
1900-12-22 13:00
1900-12-22 14:00
1900-12-22 15:00
1900-12-22 16:00
1900-12-22 17:00
1900-12-22 18:00
1900-12-22 19:00
1900-12-22 20:00
1900-12-22 21:00
1900-12-22 22:00
1900-12-22 23:00
1900-12-23
1900-12-23 01:00
1900-12-23 02:00
1900-12-23 03:00
1900-12-23 04:00
1900-12-23 05:00
1900-12-23 06:00
1900-12-23 07:00
1900-12-23 08:00
1900-12-23 09:00
1900-12-23 10:00
1900-12-23 11:00
1900-12-23 12:00
1900-12-23 13:00
1900-12-23 14:00
1900-12-23 15:00
1900-12-23 16:00
1900-12-23 17:00
1900-12-23 18:00
1900-12-23 19:00
1900-12-23 20:00
1900-12-23 21:00
1900-12-23 22:00
1900-12-23 23:00
1900-12-24
1900-12-24 01:00
1900-12-24 02:00
1900-12-24 03:00
1900-12-24 04:00
1900-12-24 05:00
1900-12-24 06:00
1900-12-24 07:00
1900-12-24 08:00
1900-12-24 09:00
1900-12-24 10:00
1900-12-24 11:00
1900-12-24 12:00
1900-12-24 13:00
1900-12-24 14:00
1900-12-24 15:00
1900-12-24 16:00
1900-12-24 17:00
1900-12-24 18:00
1900-12-24 19:00
1900-12-24 20:00
1900-12-24 21:00
1900-12-24 22:00
1900-12-24 23:00
1900-12-25
1900-12-25 01:00
1900-12-25 02:00
1900-12-25 03:00
1900-12-25 04:00
1900-12-25 05:00
1900-12-25 06:00
1900-12-25 07:00
1900-12-25 08:00
1900-12-25 09:00
1900-12-25 10:00
1900-12-25 11:00
1900-12-25 12:00
1900-12-25 13:00
1900-12-25 14:00
1900-12-25 15:00
1900-12-25 16:00
1900-12-25 17:00
1900-12-25 18:00
1900-12-25 19:00
1900-12-25 20:00
1900-12-25 21:00
1900-12-25 22:00
1900-12-25 23:00
1900-12-26
1900-12-26 01:00
1900-12-26 02:00
1900-12-26 03:00
1900-12-26 04:00
1900-12-26 05:00
1900-12-26 06:00
1900-12-26 07:00
1900-12-26 08:00
1900-12-26 09:00
1900-12-26 10:00
1900-12-26 11:00
1900-12-26 12:00
1900-12-26 13:00
1900-12-26 14:00
1900-12-26 15:00
1900-12-26 16:00
1900-12-26 17:00
1900-12-26 18:00
1900-12-26 19:00
1900-12-26 20:00
1900-12-26 21:00
1900-12-26 22:00
1900-12-26 23:00
1900-12-27
1900-12-27 01:00
1900-12-27 02:00
1900-12-27 03:00
1900-12-27 04:00
1900-12-27 05:00
1900-12-27 06:00
1900-12-27 07:00
1900-12-27 08:00
1900-12-27 09:00
1900-12-27 10:00
1900-12-27 11:00
1900-12-27 12:00
1900-12-27 13:00
1900-12-27 14:00
1900-12-27 15:00
1900-12-27 16:00
1900-12-27 17:00
1900-12-27 18:00
1900-12-27 19:00
1900-12-27 20:00
1900-12-27 21:00
1900-12-27 22:00
1900-12-27 23:00
1900-12-28
1900-12-28 01:00
1900-12-28 02:00
1900-12-28 03:00
1900-12-28 04:00
1900-12-28 05:00
1900-12-28 06:00
1900-12-28 07:00
1900-12-28 08:00
1900-12-28 09:00
1900-12-28 10:00
1900-12-28 11:00
1900-12-28 12:00
1900-12-28 13:00
1900-12-28 14:00
1900-12-28 15:00
1900-12-28 16:00
1900-12-28 17:00
1900-12-28 18:00
1900-12-28 19:00
1900-12-28 20:00
1900-12-28 21:00
1900-12-28 22:00
1900-12-28 23:00
1900-12-29
1900-12-29 01:00
1900-12-29 02:00
1900-12-29 03:00
1900-12-29 04:00
1900-12-29 05:00
1900-12-29 06:00
1900-12-29 07:00
1900-12-29 08:00
1900-12-29 09:00
1900-12-29 10:00
1900-12-29 11:00
1900-12-29 12:00
1900-12-29 13:00
1900-12-29 14:00
1900-12-29 15:00
1900-12-29 16:00
1900-12-29 17:00
1900-12-29 18:00
1900-12-29 19:00
1900-12-29 20:00
1900-12-29 21:00
1900-12-29 22:00
1900-12-29 23:00
1900-12-30
1900-12-30 01:00
1900-12-30 02:00
1900-12-30 03:00
1900-12-30 04:00
1900-12-30 05:00
1900-12-30 06:00
1900-12-30 07:00
1900-12-30 08:00
1900-12-30 09:00
1900-12-30 10:00
1900-12-30 11:00
1900-12-30 12:00
1900-12-30 13:00
1900-12-30 14:00
1900-12-30 15:00
1900-12-30 16:00
1900-12-30 17:00
1900-12-30 18:00
1900-12-30 19:00
1900-12-30 20:00
1900-12-30 21:00
1900-12-30 22:00
1900-12-30 23:00
1900-12-31
1900-12-31 01:00
1900-12-31 02:00
1900-12-31 03:00
1900-12-31 04:00
1900-12-31 05:00
1900-12-31 06:00
1900-12-31 07:00
1900-12-31 08:00
1900-12-31 09:00
1900-12-31 10:00
1900-12-31 11:00
1900-12-31 12:00
1900-12-31 13:00
1900-12-31 14:00
1900-12-31 15:00
1900-12-31 16:00
1900-12-31 17:00
1900-12-31 18:00
1900-12-31 19:00
1900-12-31 20:00
1900-12-31 21:00
1900-12-31 22:00
1900-12-31 23:00
1901-01-01
1901-01-01 01:00
1901-01-01 02:00
1901-01-01 03:00
1901-01-01 04:00
1901-01-01 05:00
1901-01-01 06:00
1901-01-01 07:00
1901-01-01 08:00
1901-01-01 09:00
1901-01-01 10:00
1901-01-01 11:00
1901-01-01 12:00
1901-01-01 13:00
1901-01-01 14:00
1901-01-01 15:00
1901-01-01 16:00
1901-01-01 17:00
1901-01-01 18:00
1901-01-01 19:00
1901-01-01 20:00
1901-01-01 21:00
1901-01-01 22:00
1901-01-01 23:00
1901-01-02
1901-01-02 01:00
1901-01-02 02:00
1901-01-02 03:00
1901-01-02 04:00
1901-01-02 05:00
1901-01-02 06:00
1901-01-02 07:00
1901-01-02 08:00
1901-01-02 09:00
1901-01-02 10:00
1901-01-02 11:00
1901-01-02 12:00
1901-01-02 13:00
1901-01-02 14:00
1901-01-02 15:00
1901-01-02 16:00
1901-01-02 17:00
1901-01-02 18:00
1901-01-02 19:00
1901-01-02 20:00
1901-01-02 21:00
1901-01-02 22:00
1901-01-02 23:00
1901-01-03
1901-01-03 01:00
1901-01-03 02:00
1901-01-03 03:00
1901-01-03 04:00
1901-01-03 05:00
1901-01-03 06:00
1901-01-03 07:00
1901-01-03 08:00
1901-01-03 09:00
1901-01-03 10:00
1901-01-03 11:00
1901-01-03 12:00
1901-01-03 13:00
1901-01-03 14:00
1901-01-03 15:00
1901-01-03 16:00
1901-01-03 17:00
1901-01-03 18:00
1901-01-03 19:00
1901-01-03 20:00
1901-01-03 21:00
1901-01-03 22:00
1901-01-03 23:00
1901-01-04
1901-01-04 01:00
1901-01-04 02:00
1901-01-04 03:00
1901-01-04 04:00
1901-01-04 05:00
1901-01-04 06:00
1901-01-04 07:00
1901-01-04 08:00
1901-01-04 09:00
1901-01-04 10:00
1901-01-04 11:00
1901-01-04 12:00
1901-01-04 13:00
1901-01-04 14:00
1901-01-04 15:00
1901-01-04 16:00
1901-01-04 17:00
1901-01-04 18:00
1901-01-04 19:00
1901-01-04 20:00
1901-01-04 21:00
1901-01-04 22:00
1901-01-04 23:00
1901-01-05
1901-01-05 01:00
1901-01-05 02:00
1901-01-05 03:00
1901-01-05 04:00
1901-01-05 05:00
1901-01-05 06:00
1901-01-05 07:00
1901-01-05 08:00
1901-01-05 09:00
1901-01-05 10:00
1901-01-05 11:00
1901-01-05 12:00
1901-01-05 13:00
1901-01-05 14:00
1901-01-05 15:00
1901-01-05 16:00
1901-01-05 17:00
1901-01-05 18:00
1901-01-05 19:00
1901-01-05 20:00
1901-01-05 21:00
1901-01-05 22:00
1901-01-05 23:00
1901-01-06
1901-01-06 01:00
1901-01-06 02:00
1901-01-06 03:00
1901-01-06 04:00
1901-01-06 05:00
1901-01-06 06:00
1901-01-06 07:00
1901-01-06 08:00
1901-01-06 09:00
1901-01-06 10:00
1901-01-06 11:00
1901-01-06 12:00
1901-01-06 13:00
1901-01-06 14:00
1901-01-06 15:00
1901-01-06 16:00
1901-01-06 17:00
1901-01-06 18:00
1901-01-06 19:00
1901-01-06 20:00
1901-01-06 21:00
1901-01-06 22:00
1901-01-06 23:00
1901-01-07
1901-01-07 01:00
1901-01-07 02:00
1901-01-07 03:00
1901-01-07 04:00
1901-01-07 05:00
1901-01-07 06:00
1901-01-07 07:00
1901-01-07 08:00
1901-01-07 09:00
1901-01-07 10:00
1901-01-07 11:00
1901-01-07 12:00
1901-01-07 13:00
1901-01-07 14:00
1901-01-07 15:00
1901-01-07 16:00
1901-01-07 17:00
1901-01-07 18:00
1901-01-07 19:00
1901-01-07 20:00
1901-01-07 21:00
1901-01-07 22:00
1901-01-07 23:00
1901-01-08
1901-01-08 01:00
1901-01-08 02:00
1901-01-08 03:00
1901-01-08 04:00
1901-01-08 05:00
1901-01-08 06:00
1901-01-08 07:00
1901-01-08 08:00
1901-01-08 09:00
1901-01-08 10:00
1901-01-08 11:00
1901-01-08 12:00
1901-01-08 13:00
1901-01-08 14:00
1901-01-08 15:00
1901-01-08 16:00
1901-01-08 17:00
1901-01-08 18:00
1901-01-08 19:00
1901-01-08 20:00
1901-01-08 21:00
1901-01-08 22:00
1901-01-08 23:00
1901-01-09
1901-01-09 01:00
1901-01-09 02:00
1901-01-09 03:00
1901-01-09 04:00
1901-01-09 05:00
1901-01-09 06:00
1901-01-09 07:00
1901-01-09 08:00
1901-01-09 09:00
1901-01-09 10:00
1901-01-09 11:00
1901-01-09 12:00
1901-01-09 13:00
1901-01-09 14:00
1901-01-09 15:00
1901-01-09 16:00
1901-01-09 17:00
1901-01-09 18:00
1901-01-09 19:00
1901-01-09 20:00
1901-01-09 21:00
1901-01-09 22:00
1901-01-09 23:00
1901-01-10
1901-01-10 01:00
1901-01-10 02:00
1901-01-10 03:00
1901-01-10 04:00
1901-01-10 05:00
1901-01-10 06:00
1901-01-10 07:00
1901-01-10 08:00
1901-01-10 09:00
1901-01-10 10:00
1901-01-10 11:00
1901-01-10 12:00
1901-01-10 13:00
1901-01-10 14:00
1901-01-10 15:00
1901-01-10 16:00
1901-01-10 17:00
1901-01-10 18:00
1901-01-10 19:00
1901-01-10 20:00
1901-01-10 21:00
1901-01-10 22:00
1901-01-10 23:00
1901-01-11
1901-01-11 01:00
1901-01-11 02:00
1901-01-11 03:00
1901-01-11 04:00
1901-01-11 05:00
1901-01-11 06:00
1901-01-11 07:00
1901-01-11 08:00
1901-01-11 09:00
1901-01-11 10:00
1901-01-11 11:00
1901-01-11 12:00
1901-01-11 13:00
1901-01-11 14:00
1901-01-11 15:00
1901-01-11 16:00
1901-01-11 17:00
1901-01-11 18:00
1901-01-11 19:00
1901-01-11 20:00
1901-01-11 21:00
1901-01-11 22:00
1901-01-11 23:00
1901-01-12
1901-01-12 01:00
1901-01-12 02:00
1901-01-12 03:00
1901-01-12 04:00
1901-01-12 05:00
1901-01-12 06:00
1901-01-12 07:00
1901-01-12 08:00
1901-01-12 09:00
1901-01-12 10:00
1901-01-12 11:00
1901-01-12 12:00
1901-01-12 13:00
1901-01-12 14:00
1901-01-12 15:00
1901-01-12 16:00
1901-01-12 17:00
1901-01-12 18:00
1901-01-12 19:00
1901-01-12 20:00
1901-01-12 21:00
1901-01-12 22:00
1901-01-12 23:00
1901-01-13
1901-01-13 01:00
1901-01-13 02:00
1901-01-13 03:00
1901-01-13 04:00
1901-01-13 05:00
1901-01-13 06:00
1901-01-13 07:00
1901-01-13 08:00
1901-01-13 09:00
1901-01-13 10:00
1901-01-13 11:00
1901-01-13 12:00
1901-01-13 13:00
1901-01-13 14:00
1901-01-13 15:00
1901-01-13 16:00
1901-01-13 17:00
1901-01-13 18:00
1901-01-13 19:00
1901-01-13 20:00
1901-01-13 21:00
1901-01-13 22:00
1901-01-13 23:00
1901-01-14
1901-01-14 01:00
1901-01-14 02:00
1901-01-14 03:00
1901-01-14 04:00
1901-01-14 05:00
1901-01-14 06:00
1901-01-14 07:00
1901-01-14 08:00
1901-01-14 09:00
1901-01-14 10:00
1901-01-14 11:00
1901-01-14 12:00
1901-01-14 13:00
1901-01-14 14:00
1901-01-14 15:00
1901-01-14 16:00
1901-01-14 17:00
1901-01-14 18:00
1901-01-14 19:00
1901-01-14 20:00
1901-01-14 21:00
1901-01-14 22:00
1901-01-14 23:00
1901-01-15
1901-01-15 01:00
1901-01-15 02:00
1901-01-15 03:00
1901-01-15 04:00
1901-01-15 05:00
1901-01-15 06:00
1901-01-15 07:00
1901-01-15 08:00
1901-01-15 09:00
1901-01-15 10:00
1901-01-15 11:00
1901-01-15 12:00
1901-01-15 13:00
1901-01-15 14:00
1901-01-15 15:00
1901-01-15 16:00
1901-01-15 17:00
1901-01-15 18:00
1901-01-15 19:00
1901-01-15 20:00
1901-01-15 21:00
1901-01-15 22:00
1901-01-15 23:00
1901-01-16
1901-01-16 01:00
1901-01-16 02:00
1901-01-16 03:00
1901-01-16 04:00
1901-01-16 05:00
1901-01-16 06:00
1901-01-16 07:00
1901-01-16 08:00
1901-01-16 09:00
1901-01-16 10:00
1901-01-16 11:00
1901-01-16 12:00
1901-01-16 13:00
1901-01-16 14:00
1901-01-16 15:00
1901-01-16 16:00
1901-01-16 17:00
1901-01-16 18:00
1901-01-16 19:00
1901-01-16 20:00
1901-01-16 21:00
1901-01-16 22:00
1901-01-16 23:00
1901-01-17
1901-01-17 01:00
1901-01-17 02:00
1901-01-17 03:00
1901-01-17 04:00
1901-01-17 05:00
1901-01-17 06:00
1901-01-17 07:00
1901-01-17 08:00
1901-01-17 09:00
1901-01-17 10:00
1901-01-17 11:00
1901-01-17 12:00
1901-01-17 13:00
1901-01-17 14:00
1901-01-17 15:00
1901-01-17 16:00
1901-01-17 17:00
1901-01-17 18:00
1901-01-17 19:00
1901-01-17 20:00
1901-01-17 21:00
1901-01-17 22:00
1901-01-17 23:00
1901-01-18
1901-01-18 01:00
1901-01-18 02:00
1901-01-18 03:00
1901-01-18 04:00
1901-01-18 05:00
1901-01-18 06:00
1901-01-18 07:00
1901-01-18 08:00
1901-01-18 09:00
1901-01-18 10:00
1901-01-18 11:00
1901-01-18 12:00
1901-01-18 13:00
1901-01-18 14:00
1901-01-18 15:00
1901-01-18 16:00
1901-01-18 17:00
1901-01-18 18:00
1901-01-18 19:00
1901-01-18 20:00
1901-01-18 21:00
1901-01-18 22:00
Formulas:
Start Date = IFERROR([Start Date, row above]+1/24,"")

## STEP 3e Local Bias Adjustment 5 (hidden)
[17 empty] | Bias 3 Period | Triplicate Average | Reference Conc+ | Tube 1 µgm-3 | Tube 2 µgm-3 | Tube 3 µgm-3 | Average | Montlhly df | Coefficient of Variation (CV) | STDEV ^2 * df | Period Mean | Ref/Tub_1 | Ref/Tub_2 | Ref/Tub_3 | Average Ref/Tub |  | STDEV ^2 | STDEV ^2 * df | Data Capture | Tub/Ref_1 | Tub/Ref_2 | Tub/Ref_3 | Average Ref/Tub |  | STDEV ^2 * df | Cm | Dm
[17 empty] | 1 | Poor Data | Poor Data | * | * | * | * | * | * | * | * | * | * | * | * | * | * | * | * | * | * | * | * | * | * | * | *
| Local Bias Adjustment 5 | [15 empty] | 2 | Poor Data | Poor Data | * | * | * | * | * | * | * | * | * | * | * | * | * | * | * | * | * | * | * | * | * | * | * | *
[9 empty] | 1 | [7 empty] | 3 | Poor Data | Poor Data | * | * | * | * | * | * | * | * | * | * | * | * | * | * | * | * | * | * | * | * | * | * | * | *
| Enter data into the pink cells | [7 empty] | 2 | [7 empty] | 4 | Poor Data | Poor Data | * | * | * | * | * | * | * | * | * | * | * | * | * | * | * | * | * | * | * | * | * | * | * | *
[9 empty] | 3 | [7 empty] | 5 | Poor Data | Poor Data | * | * | * | * | * | * | * | * | * | * | * | * | * | * | * | * | * | * | * | * | * | * | * | *
[9 empty] | 4 | [7 empty] | 6 | Poor Data | Poor Data | * | * | * | * | * | * | * | * | * | * | * | * | * | * | * | * | * | * | * | * | * | * | * | *
i) Enter co-located diffusion tube period means | [16 empty] | 7 | Poor Data | Poor Data | * | * | * | * | * | * | * | * | * | * | * | * | * | * | * | * | * | * | * | * | * | * | * | *
[17 empty] | 8 | Poor Data | Poor Data | * | * | * | * | * | * | * | * | * | * | * | * | * | * | * | * | * | * | * | * | * | * | * | *
Period | NO2 Period Mean (µg/m3) |  |  | Triplicate Mean | Standard Deviation | Coefficient of Variation (CV) | 95% CI of Mean | Data Quality Check | [8 empty] | 9 | Poor Data | Poor Data | * | * | * | * | * | * | * | * | * | * | * | * | * | * | * | * | * | * | * | * | * | * | * | *
| Tube 1 | Tube 2 | Tube 3 | [13 empty] | 10 | Poor Data | Poor Data | * | * | * | * | * | * | * | * | * | * | * | * | * | * | * | * | * | * | * | * | * | * | * | *
1 | [16 empty] | 11 | Poor Data | Poor Data | * | * | * | * | * | * | * | * | * | * | * | * | * | * | * | * | * | * | * | * | * | * | * | *
2 | [16 empty] | 12 | Poor Data | Poor Data | * | * | * | * | * | * | * | * | * | * | * | * | * | * | * | * | * | * | * | * | * | * | * | *
3 | [17 empty] | #DIV/0! | #DIV/0! |  |  | Average | #DIV/0! |  | #DIV/0! |  | #DIV/0! |  | Average= | #DIV/0! | #DIV/0! | sm | se | se | #DIV/0! |  | Average= | #DIV/0! | #DIV/0! | sm | se | #DIV/0! | #DIV/0!
4 | [20 empty] | Stdev monthly means | Stdev monthly means | #DIV/0! | se |  | #DIV/0! |  |  | Stdev= | #DIV/0! | #DIV/0! | #DIV/0! | #DIV/0! | #DIV/0! |  |  | Stdev= | #DIV/0! | #DIV/0! | #DIV/0! | #DIV/0! | #DIV/0! | #DIV/0!
5 | [19 empty] | #DIV/0! |  | N= | 0 | [5 empty] | N= | 0 | 0 | #DIV/0! |  |  |  |  | N= | 0 | 0 | #DIV/0! |  | #DIV/0! | #DIV/0!
6 | [21 empty] | 95% CI | #NUM! | [5 empty] | 95% CI | #NUM! | #NUM! | [5 empty] | 95% CI | #NUM! | #NUM! | #DIV/0! |  | #DIV/0! | #DIV/0!
7 | [28 empty] | #NUM! | #NUM! | [9 empty] | #DIV/0!
8
9
10
11
12
[9 empty] | #DIV/0! | #DIV/0!
ii) Enter co-located continuous monitor hourly monitoring data | [8 empty] | #DIV/0! | #DIV/0!
Start Date |  |  |  |  | Period | Period Mean | Data Capture (%) | Data Quality Check |  | Tube On | Tube Off | Day Count | Maximum Count | % TDC | CS1 Conc | CS1 % DC
Start Time |  |  |  |  | 1 |  | 0% |  | 1 | 2023-01-02 | 2023-02-02 | 31 | 744 | 0.084469 |  | 0%
[5 empty] | 2 |  | 0% |  | 2 | 2023-02-02 | 2023-03-03 | 29 | 696 | 0.079019 |  | 0%
Date & Time | NO2 Hourly Concentrations (µg/m3) |  |  |  | 3 |  | 0% |  | 3 | 2023-03-03 | 2023-03-30 | 27 | 648 | 0.073569 |  | 0%
[5 empty] | 4 |  | 0% |  | 4 | 2023-03-30 | 2023-05-06 | 37 | 888 | 0.10082 |  | 0%
0 |  |  |  |  | 5 |  | 0% |  | 5 | 2023-05-06 | 2023-06-03 | 28 | 672 | 0.076294 |  | 0%
0.041667 |  |  |  |  | 6 |  | 0% |  | 6 | 2023-06-03 | 2023-07-02 | 29 | 696 | 0.079019 |  | 0%
0.083333 |  |  |  |  | 7 |  | 0% |  | 7 | 2023-07-02 | 2023-07-29 | 27 | 648 | 0.073569 |  | 0%
0.125 |  |  |  |  | 8 |  | 0% |  | 8 | 2023-07-29 | 2023-08-26 | 28 | 672 | 0.076294 |  | 0%
0.16667 |  |  |  |  | 9 |  | 0% |  | 9 | 2023-08-26 | 2023-10-01 | 36 | 864 | 0.098093 |  | 0%
0.20833 |  |  |  |  | 10 |  | 0% |  | 10 | 2023-10-01 | 2023-11-14 | 44 | 1056 | 0.11989 |  | 0%
0.25 |  |  |  |  | 11 |  | 0% |  | 11 | 2023-11-14 | 2023-12-09 | 25 | 600 | 0.06812 |  | 0%
0.29167 |  |  |  |  | 12 |  | 0% |  | 12 | 2023-12-09 | 2024-01-04 | 26 | 624 | 0.070845 |  | 0%
0.33333 | [8 empty] | Data Capture | 0%
0.375
0.41667
0.45833
0.5
0.54167
0.58333
0.625
0.66667
0.70833
0.75
0.79167
0.83333
0.875
0.91667
0.95833
1
1899-12-31 01:00
1899-12-31 02:00
1899-12-31 03:00
1899-12-31 04:00
1899-12-31 05:00
1899-12-31 06:00
1899-12-31 07:00
1899-12-31 08:00
1899-12-31 09:00
1899-12-31 10:00
1899-12-31 11:00
1899-12-31 12:00
1899-12-31 13:00
1899-12-31 14:00
1899-12-31 15:00
1899-12-31 16:00
1899-12-31 17:00
1899-12-31 18:00
1899-12-31 19:00
1899-12-31 20:00
1899-12-31 21:00
1899-12-31 22:00
1899-12-31 23:00
1900-01-01
1900-01-01 01:00
1900-01-01 02:00
1900-01-01 03:00
1900-01-01 04:00
1900-01-01 05:00
1900-01-01 06:00
1900-01-01 07:00
1900-01-01 08:00
1900-01-01 09:00
1900-01-01 10:00
1900-01-01 11:00
1900-01-01 12:00
1900-01-01 13:00
1900-01-01 14:00
1900-01-01 15:00
1900-01-01 16:00
1900-01-01 17:00
1900-01-01 18:00
1900-01-01 19:00
1900-01-01 20:00
1900-01-01 21:00
1900-01-01 22:00
1900-01-01 23:00
1900-01-02
1900-01-02 01:00
1900-01-02 02:00
1900-01-02 03:00
1900-01-02 04:00
1900-01-02 05:00
1900-01-02 06:00
1900-01-02 07:00
1900-01-02 08:00
1900-01-02 09:00
1900-01-02 10:00
1900-01-02 11:00
1900-01-02 12:00
1900-01-02 13:00
1900-01-02 14:00
1900-01-02 15:00
1900-01-02 16:00
1900-01-02 17:00
1900-01-02 18:00
1900-01-02 19:00
1900-01-02 20:00
1900-01-02 21:00
1900-01-02 22:00
1900-01-02 23:00
1900-01-03
1900-01-03 01:00
1900-01-03 02:00
1900-01-03 03:00
1900-01-03 04:00
1900-01-03 05:00
1900-01-03 06:00
1900-01-03 07:00
1900-01-03 08:00
1900-01-03 09:00
1900-01-03 10:00
1900-01-03 11:00
1900-01-03 12:00
1900-01-03 13:00
1900-01-03 14:00
1900-01-03 15:00
1900-01-03 16:00
1900-01-03 17:00
1900-01-03 18:00
1900-01-03 19:00
1900-01-03 20:00
1900-01-03 21:00
1900-01-03 22:00
1900-01-03 23:00
1900-01-04
1900-01-04 01:00
1900-01-04 02:00
1900-01-04 03:00
1900-01-04 04:00
1900-01-04 05:00
1900-01-04 06:00
1900-01-04 07:00
1900-01-04 08:00
1900-01-04 09:00
1900-01-04 10:00
1900-01-04 11:00
1900-01-04 12:00
1900-01-04 13:00
1900-01-04 14:00
1900-01-04 15:00
1900-01-04 16:00
1900-01-04 17:00
1900-01-04 18:00
1900-01-04 19:00
1900-01-04 20:00
1900-01-04 21:00
1900-01-04 22:00
1900-01-04 23:00
1900-01-05
1900-01-05 01:00
1900-01-05 02:00
1900-01-05 03:00
1900-01-05 04:00
1900-01-05 05:00
1900-01-05 06:00
1900-01-05 07:00
1900-01-05 08:00
1900-01-05 09:00
1900-01-05 10:00
1900-01-05 11:00
1900-01-05 12:00
1900-01-05 13:00
1900-01-05 14:00
1900-01-05 15:00
1900-01-05 16:00
1900-01-05 17:00
1900-01-05 18:00
1900-01-05 19:00
1900-01-05 20:00
1900-01-05 21:00
1900-01-05 22:00
1900-01-05 23:00
1900-01-06
1900-01-06 01:00
1900-01-06 02:00
1900-01-06 03:00
1900-01-06 04:00
1900-01-06 05:00
1900-01-06 06:00
1900-01-06 07:00
1900-01-06 08:00
1900-01-06 09:00
1900-01-06 10:00
1900-01-06 11:00
1900-01-06 12:00
1900-01-06 13:00
1900-01-06 14:00
1900-01-06 15:00
1900-01-06 16:00
1900-01-06 17:00
1900-01-06 18:00
1900-01-06 19:00
1900-01-06 20:00
1900-01-06 21:00
1900-01-06 22:00
1900-01-06 23:00
1900-01-07
1900-01-07 01:00
1900-01-07 02:00
1900-01-07 03:00
1900-01-07 04:00
1900-01-07 05:00
1900-01-07 06:00
1900-01-07 07:00
1900-01-07 08:00
1900-01-07 09:00
1900-01-07 10:00
1900-01-07 11:00
1900-01-07 12:00
1900-01-07 13:00
1900-01-07 14:00
1900-01-07 15:00
1900-01-07 16:00
1900-01-07 17:00
1900-01-07 18:00
1900-01-07 19:00
1900-01-07 20:00
1900-01-07 21:00
1900-01-07 22:00
1900-01-07 23:00
1900-01-08
1900-01-08 01:00
1900-01-08 02:00
1900-01-08 03:00
1900-01-08 04:00
1900-01-08 05:00
1900-01-08 06:00
1900-01-08 07:00
1900-01-08 08:00
1900-01-08 09:00
1900-01-08 10:00
1900-01-08 11:00
1900-01-08 12:00
1900-01-08 13:00
1900-01-08 14:00
1900-01-08 15:00
1900-01-08 16:00
1900-01-08 17:00
1900-01-08 18:00
1900-01-08 19:00
1900-01-08 20:00
1900-01-08 21:00
1900-01-08 22:00
1900-01-08 23:00
1900-01-09
1900-01-09 01:00
1900-01-09 02:00
1900-01-09 03:00
1900-01-09 04:00
1900-01-09 05:00
1900-01-09 06:00
1900-01-09 07:00
1900-01-09 08:00
1900-01-09 09:00
1900-01-09 10:00
1900-01-09 11:00
1900-01-09 12:00
1900-01-09 13:00
1900-01-09 14:00
1900-01-09 15:00
1900-01-09 16:00
1900-01-09 17:00
1900-01-09 18:00
1900-01-09 19:00
1900-01-09 20:00
1900-01-09 21:00
1900-01-09 22:00
1900-01-09 23:00
1900-01-10
1900-01-10 01:00
1900-01-10 02:00
1900-01-10 03:00
1900-01-10 04:00
1900-01-10 05:00
1900-01-10 06:00
1900-01-10 07:00
1900-01-10 08:00
1900-01-10 09:00
1900-01-10 10:00
1900-01-10 11:00
1900-01-10 12:00
1900-01-10 13:00
1900-01-10 14:00
1900-01-10 15:00
1900-01-10 16:00
1900-01-10 17:00
1900-01-10 18:00
1900-01-10 19:00
1900-01-10 20:00
1900-01-10 21:00
1900-01-10 22:00
1900-01-10 23:00
1900-01-11
1900-01-11 01:00
1900-01-11 02:00
1900-01-11 03:00
1900-01-11 04:00
1900-01-11 05:00
1900-01-11 06:00
1900-01-11 07:00
1900-01-11 08:00
1900-01-11 09:00
1900-01-11 10:00
1900-01-11 11:00
1900-01-11 12:00
1900-01-11 13:00
1900-01-11 14:00
1900-01-11 15:00
1900-01-11 16:00
1900-01-11 17:00
1900-01-11 18:00
1900-01-11 19:00
1900-01-11 20:00
1900-01-11 21:00
1900-01-11 22:00
1900-01-11 23:00
1900-01-12
1900-01-12 01:00
1900-01-12 02:00
1900-01-12 03:00
1900-01-12 04:00
1900-01-12 05:00
1900-01-12 06:00
1900-01-12 07:00
1900-01-12 08:00
1900-01-12 09:00
1900-01-12 10:00
1900-01-12 11:00
1900-01-12 12:00
1900-01-12 13:00
1900-01-12 14:00
1900-01-12 15:00
1900-01-12 16:00
1900-01-12 17:00
1900-01-12 18:00
1900-01-12 19:00
1900-01-12 20:00
1900-01-12 21:00
1900-01-12 22:00
1900-01-12 23:00
1900-01-13
1900-01-13 01:00
1900-01-13 02:00
1900-01-13 03:00
1900-01-13 04:00
1900-01-13 05:00
1900-01-13 06:00
1900-01-13 07:00
1900-01-13 08:00
1900-01-13 09:00
1900-01-13 10:00
1900-01-13 11:00
1900-01-13 12:00
1900-01-13 13:00
1900-01-13 14:00
1900-01-13 15:00
1900-01-13 16:00
1900-01-13 17:00
1900-01-13 18:00
1900-01-13 19:00
1900-01-13 20:00
1900-01-13 21:00
1900-01-13 22:00
1900-01-13 23:00
1900-01-14
1900-01-14 01:00
1900-01-14 02:00
1900-01-14 03:00
1900-01-14 04:00
1900-01-14 05:00
1900-01-14 06:00
1900-01-14 07:00
1900-01-14 08:00
1900-01-14 09:00
1900-01-14 10:00
1900-01-14 11:00
1900-01-14 12:00
1900-01-14 13:00
1900-01-14 14:00
1900-01-14 15:00
1900-01-14 16:00
1900-01-14 17:00
1900-01-14 18:00
1900-01-14 19:00
1900-01-14 20:00
1900-01-14 21:00
1900-01-14 22:00
1900-01-14 23:00
1900-01-15
1900-01-15 01:00
1900-01-15 02:00
1900-01-15 03:00
1900-01-15 04:00
1900-01-15 05:00
1900-01-15 06:00
1900-01-15 07:00
1900-01-15 08:00
1900-01-15 09:00
1900-01-15 10:00
1900-01-15 11:00
1900-01-15 12:00
1900-01-15 13:00
1900-01-15 14:00
1900-01-15 15:00
1900-01-15 16:00
1900-01-15 17:00
1900-01-15 18:00
1900-01-15 19:00
1900-01-15 20:00
1900-01-15 21:00
1900-01-15 22:00
1900-01-15 23:00
1900-01-16
1900-01-16 01:00
1900-01-16 02:00
1900-01-16 03:00
1900-01-16 04:00
1900-01-16 05:00
1900-01-16 06:00
1900-01-16 07:00
1900-01-16 08:00
1900-01-16 09:00
1900-01-16 10:00
1900-01-16 11:00
1900-01-16 12:00
1900-01-16 13:00
1900-01-16 14:00
1900-01-16 15:00
1900-01-16 16:00
1900-01-16 17:00
1900-01-16 18:00
1900-01-16 19:00
1900-01-16 20:00
1900-01-16 21:00
1900-01-16 22:00
1900-01-16 23:00
1900-01-17
1900-01-17 01:00
1900-01-17 02:00
1900-01-17 03:00
1900-01-17 04:00
1900-01-17 05:00
1900-01-17 06:00
1900-01-17 07:00
1900-01-17 08:00
1900-01-17 09:00
1900-01-17 10:00
1900-01-17 11:00
1900-01-17 12:00
1900-01-17 13:00
1900-01-17 14:00
1900-01-17 15:00
1900-01-17 16:00
1900-01-17 17:00
1900-01-17 18:00
1900-01-17 19:00
1900-01-17 20:00
1900-01-17 21:00
1900-01-17 22:00
1900-01-17 23:00
1900-01-18
1900-01-18 01:00
1900-01-18 02:00
1900-01-18 03:00
1900-01-18 04:00
1900-01-18 05:00
1900-01-18 06:00
1900-01-18 07:00
1900-01-18 08:00
1900-01-18 09:00
1900-01-18 10:00
1900-01-18 11:00
1900-01-18 12:00
1900-01-18 13:00
1900-01-18 14:00
1900-01-18 15:00
1900-01-18 16:00
1900-01-18 17:00
1900-01-18 18:00
1900-01-18 19:00
1900-01-18 20:00
1900-01-18 21:00
1900-01-18 22:00
1900-01-18 23:00
1900-01-19
1900-01-19 01:00
1900-01-19 02:00
1900-01-19 03:00
1900-01-19 04:00
1900-01-19 05:00
1900-01-19 06:00
1900-01-19 07:00
1900-01-19 08:00
1900-01-19 09:00
1900-01-19 10:00
1900-01-19 11:00
1900-01-19 12:00
1900-01-19 13:00
1900-01-19 14:00
1900-01-19 15:00
1900-01-19 16:00
1900-01-19 17:00
1900-01-19 18:00
1900-01-19 19:00
1900-01-19 20:00
1900-01-19 21:00
1900-01-19 22:00
1900-01-19 23:00
1900-01-20
1900-01-20 01:00
1900-01-20 02:00
1900-01-20 03:00
1900-01-20 04:00
1900-01-20 05:00
1900-01-20 06:00
1900-01-20 07:00
1900-01-20 08:00
1900-01-20 09:00
1900-01-20 10:00
1900-01-20 11:00
1900-01-20 12:00
1900-01-20 13:00
1900-01-20 14:00
1900-01-20 15:00
1900-01-20 16:00
1900-01-20 17:00
1900-01-20 18:00
1900-01-20 19:00
1900-01-20 20:00
1900-01-20 21:00
1900-01-20 22:00
1900-01-20 23:00
1900-01-21
1900-01-21 01:00
1900-01-21 02:00
1900-01-21 03:00
1900-01-21 04:00
1900-01-21 05:00
1900-01-21 06:00
1900-01-21 07:00
1900-01-21 08:00
1900-01-21 09:00
1900-01-21 10:00
1900-01-21 11:00
1900-01-21 12:00
1900-01-21 13:00
1900-01-21 14:00
1900-01-21 15:00
1900-01-21 16:00
1900-01-21 17:00
1900-01-21 18:00
1900-01-21 19:00
1900-01-21 20:00
1900-01-21 21:00
1900-01-21 22:00
1900-01-21 23:00
1900-01-22
1900-01-22 01:00
1900-01-22 02:00
1900-01-22 03:00
1900-01-22 04:00
1900-01-22 05:00
1900-01-22 06:00
1900-01-22 07:00
1900-01-22 08:00
1900-01-22 09:00
1900-01-22 10:00
1900-01-22 11:00
1900-01-22 12:00
1900-01-22 13:00
1900-01-22 14:00
1900-01-22 15:00
1900-01-22 16:00
1900-01-22 17:00
1900-01-22 18:00
1900-01-22 19:00
1900-01-22 20:00
1900-01-22 21:00
1900-01-22 22:00
1900-01-22 23:00
1900-01-23
1900-01-23 01:00
1900-01-23 02:00
1900-01-23 03:00
1900-01-23 04:00
1900-01-23 05:00
1900-01-23 06:00
1900-01-23 07:00
1900-01-23 08:00
1900-01-23 09:00
1900-01-23 10:00
1900-01-23 11:00
1900-01-23 12:00
1900-01-23 13:00
1900-01-23 14:00
1900-01-23 15:00
1900-01-23 16:00
1900-01-23 17:00
1900-01-23 18:00
1900-01-23 19:00
1900-01-23 20:00
1900-01-23 21:00
1900-01-23 22:00
1900-01-23 23:00
1900-01-24
1900-01-24 01:00
1900-01-24 02:00
1900-01-24 03:00
1900-01-24 04:00
1900-01-24 05:00
1900-01-24 06:00
1900-01-24 07:00
1900-01-24 08:00
1900-01-24 09:00
1900-01-24 10:00
1900-01-24 11:00
1900-01-24 12:00
1900-01-24 13:00
1900-01-24 14:00
1900-01-24 15:00
1900-01-24 16:00
1900-01-24 17:00
1900-01-24 18:00
1900-01-24 19:00
1900-01-24 20:00
1900-01-24 21:00
1900-01-24 22:00
1900-01-24 23:00
1900-01-25
1900-01-25 01:00
1900-01-25 02:00
1900-01-25 03:00
1900-01-25 04:00
1900-01-25 05:00
1900-01-25 06:00
1900-01-25 07:00
1900-01-25 08:00
1900-01-25 09:00
1900-01-25 10:00
1900-01-25 11:00
1900-01-25 12:00
1900-01-25 13:00
1900-01-25 14:00
1900-01-25 15:00
1900-01-25 16:00
1900-01-25 17:00
1900-01-25 18:00
1900-01-25 19:00
1900-01-25 20:00
1900-01-25 21:00
1900-01-25 22:00
1900-01-25 23:00
1900-01-26
1900-01-26 01:00
1900-01-26 02:00
1900-01-26 03:00
1900-01-26 04:00
1900-01-26 05:00
1900-01-26 06:00
1900-01-26 07:00
1900-01-26 08:00
1900-01-26 09:00
1900-01-26 10:00
1900-01-26 11:00
1900-01-26 12:00
1900-01-26 13:00
1900-01-26 14:00
1900-01-26 15:00
1900-01-26 16:00
1900-01-26 17:00
1900-01-26 18:00
1900-01-26 19:00
1900-01-26 20:00
1900-01-26 21:00
1900-01-26 22:00
1900-01-26 23:00
1900-01-27
1900-01-27 01:00
1900-01-27 02:00
1900-01-27 03:00
1900-01-27 04:00
1900-01-27 05:00
1900-01-27 06:00
1900-01-27 07:00
1900-01-27 08:00
1900-01-27 09:00
1900-01-27 10:00
1900-01-27 11:00
1900-01-27 12:00
1900-01-27 13:00
1900-01-27 14:00
1900-01-27 15:00
1900-01-27 16:00
1900-01-27 17:00
1900-01-27 18:00
1900-01-27 19:00
1900-01-27 20:00
1900-01-27 21:00
1900-01-27 22:00
1900-01-27 23:00
1900-01-28
1900-01-28 01:00
1900-01-28 02:00
1900-01-28 03:00
1900-01-28 04:00
1900-01-28 05:00
1900-01-28 06:00
1900-01-28 07:00
1900-01-28 08:00
1900-01-28 09:00
1900-01-28 10:00
1900-01-28 11:00
1900-01-28 12:00
1900-01-28 13:00
1900-01-28 14:00
1900-01-28 15:00
1900-01-28 16:00
1900-01-28 17:00
1900-01-28 18:00
1900-01-28 19:00
1900-01-28 20:00
1900-01-28 21:00
1900-01-28 22:00
1900-01-28 23:00
1900-01-29
1900-01-29 01:00
1900-01-29 02:00
1900-01-29 03:00
1900-01-29 04:00
1900-01-29 05:00
1900-01-29 06:00
1900-01-29 07:00
1900-01-29 08:00
1900-01-29 09:00
1900-01-29 10:00
1900-01-29 11:00
1900-01-29 12:00
1900-01-29 13:00
1900-01-29 14:00
1900-01-29 15:00
1900-01-29 16:00
1900-01-29 17:00
1900-01-29 18:00
1900-01-29 19:00
1900-01-29 20:00
1900-01-29 21:00
1900-01-29 22:00
1900-01-29 23:00
1900-01-30
1900-01-30 01:00
1900-01-30 02:00
1900-01-30 03:00
1900-01-30 04:00
1900-01-30 05:00
1900-01-30 06:00
1900-01-30 07:00
1900-01-30 08:00
1900-01-30 09:00
1900-01-30 10:00
1900-01-30 11:00
1900-01-30 12:00
1900-01-30 13:00
1900-01-30 14:00
1900-01-30 15:00
1900-01-30 16:00
1900-01-30 17:00
1900-01-30 18:00
1900-01-30 19:00
1900-01-30 20:00
1900-01-30 21:00
1900-01-30 22:00
1900-01-30 23:00
1900-01-31
1900-01-31 01:00
1900-01-31 02:00
1900-01-31 03:00
1900-01-31 04:00
1900-01-31 05:00
1900-01-31 06:00
1900-01-31 07:00
1900-01-31 08:00
1900-01-31 09:00
1900-01-31 10:00
1900-01-31 11:00
1900-01-31 12:00
1900-01-31 13:00
1900-01-31 14:00
1900-01-31 15:00
1900-01-31 16:00
1900-01-31 17:00
1900-01-31 18:00
1900-01-31 19:00
1900-01-31 20:00
1900-01-31 21:00
1900-01-31 22:00
1900-01-31 23:00
1900-02-01
1900-02-01 01:00
1900-02-01 02:00
1900-02-01 03:00
1900-02-01 04:00
1900-02-01 05:00
1900-02-01 06:00
1900-02-01 07:00
1900-02-01 08:00
1900-02-01 09:00
1900-02-01 10:00
1900-02-01 11:00
1900-02-01 12:00
1900-02-01 13:00
1900-02-01 14:00
1900-02-01 15:00
1900-02-01 16:00
1900-02-01 17:00
1900-02-01 18:00
1900-02-01 19:00
1900-02-01 20:00
1900-02-01 21:00
1900-02-01 22:00
1900-02-01 23:00
1900-02-02
1900-02-02 01:00
1900-02-02 02:00
1900-02-02 03:00
1900-02-02 04:00
1900-02-02 05:00
1900-02-02 06:00
1900-02-02 07:00
1900-02-02 08:00
1900-02-02 09:00
1900-02-02 10:00
1900-02-02 11:00
1900-02-02 12:00
1900-02-02 13:00
1900-02-02 14:00
1900-02-02 15:00
1900-02-02 16:00
1900-02-02 17:00
1900-02-02 18:00
1900-02-02 19:00
1900-02-02 20:00
1900-02-02 21:00
1900-02-02 22:00
1900-02-02 23:00
1900-02-03
1900-02-03 01:00
1900-02-03 02:00
1900-02-03 03:00
1900-02-03 04:00
1900-02-03 05:00
1900-02-03 06:00
1900-02-03 07:00
1900-02-03 08:00
1900-02-03 09:00
1900-02-03 10:00
1900-02-03 11:00
1900-02-03 12:00
1900-02-03 13:00
1900-02-03 14:00
1900-02-03 15:00
1900-02-03 16:00
1900-02-03 17:00
1900-02-03 18:00
1900-02-03 19:00
1900-02-03 20:00
1900-02-03 21:00
1900-02-03 22:00
1900-02-03 23:00
1900-02-04
1900-02-04 01:00
1900-02-04 02:00
1900-02-04 03:00
1900-02-04 04:00
1900-02-04 05:00
1900-02-04 06:00
1900-02-04 07:00
1900-02-04 08:00
1900-02-04 09:00
1900-02-04 10:00
1900-02-04 11:00
1900-02-04 12:00
1900-02-04 13:00
1900-02-04 14:00
1900-02-04 15:00
1900-02-04 16:00
1900-02-04 17:00
1900-02-04 18:00
1900-02-04 19:00
1900-02-04 20:00
1900-02-04 21:00
1900-02-04 22:00
1900-02-04 23:00
1900-02-05
1900-02-05 01:00
1900-02-05 02:00
1900-02-05 03:00
1900-02-05 04:00
1900-02-05 05:00
1900-02-05 06:00
1900-02-05 07:00
1900-02-05 08:00
1900-02-05 09:00
1900-02-05 10:00
1900-02-05 11:00
1900-02-05 12:00
1900-02-05 13:00
1900-02-05 14:00
1900-02-05 15:00
1900-02-05 16:00
1900-02-05 17:00
1900-02-05 18:00
1900-02-05 19:00
1900-02-05 20:00
1900-02-05 21:00
1900-02-05 22:00
1900-02-05 23:00
1900-02-06
1900-02-06 01:00
1900-02-06 02:00
1900-02-06 03:00
1900-02-06 04:00
1900-02-06 05:00
1900-02-06 06:00
1900-02-06 07:00
1900-02-06 08:00
1900-02-06 09:00
1900-02-06 10:00
1900-02-06 11:00
1900-02-06 12:00
1900-02-06 13:00
1900-02-06 14:00
1900-02-06 15:00
1900-02-06 16:00
1900-02-06 17:00
1900-02-06 18:00
1900-02-06 19:00
1900-02-06 20:00
1900-02-06 21:00
1900-02-06 22:00
1900-02-06 23:00
1900-02-07
1900-02-07 01:00
1900-02-07 02:00
1900-02-07 03:00
1900-02-07 04:00
1900-02-07 05:00
1900-02-07 06:00
1900-02-07 07:00
1900-02-07 08:00
1900-02-07 09:00
1900-02-07 10:00
1900-02-07 11:00
1900-02-07 12:00
1900-02-07 13:00
1900-02-07 14:00
1900-02-07 15:00
1900-02-07 16:00
1900-02-07 17:00
1900-02-07 18:00
1900-02-07 19:00
1900-02-07 20:00
1900-02-07 21:00
1900-02-07 22:00
1900-02-07 23:00
1900-02-08
1900-02-08 01:00
1900-02-08 02:00
1900-02-08 03:00
1900-02-08 04:00
1900-02-08 05:00
1900-02-08 06:00
1900-02-08 07:00
1900-02-08 08:00
1900-02-08 09:00
1900-02-08 10:00
1900-02-08 11:00
1900-02-08 12:00
1900-02-08 13:00
1900-02-08 14:00
1900-02-08 15:00
1900-02-08 16:00
1900-02-08 17:00
1900-02-08 18:00
1900-02-08 19:00
1900-02-08 20:00
1900-02-08 21:00
1900-02-08 22:00
1900-02-08 23:00
1900-02-09
1900-02-09 01:00
1900-02-09 02:00
1900-02-09 03:00
1900-02-09 04:00
1900-02-09 05:00
1900-02-09 06:00
1900-02-09 07:00
1900-02-09 08:00
1900-02-09 09:00
1900-02-09 10:00
1900-02-09 11:00
1900-02-09 12:00
1900-02-09 13:00
1900-02-09 14:00
1900-02-09 15:00
1900-02-09 16:00
1900-02-09 17:00
1900-02-09 18:00
1900-02-09 19:00
1900-02-09 20:00
1900-02-09 21:00
1900-02-09 22:00
1900-02-09 23:00
1900-02-10
1900-02-10 01:00
1900-02-10 02:00
1900-02-10 03:00
1900-02-10 04:00
1900-02-10 05:00
1900-02-10 06:00
1900-02-10 07:00
1900-02-10 08:00
1900-02-10 09:00
1900-02-10 10:00
1900-02-10 11:00
1900-02-10 12:00
1900-02-10 13:00
1900-02-10 14:00
1900-02-10 15:00
1900-02-10 16:00
1900-02-10 17:00
1900-02-10 18:00
1900-02-10 19:00
1900-02-10 20:00
1900-02-10 21:00
1900-02-10 22:00
1900-02-10 23:00
1900-02-11
1900-02-11 01:00
1900-02-11 02:00
1900-02-11 03:00
1900-02-11 04:00
1900-02-11 05:00
1900-02-11 06:00
1900-02-11 07:00
1900-02-11 08:00
1900-02-11 09:00
1900-02-11 10:00
1900-02-11 11:00
1900-02-11 12:00
1900-02-11 13:00
1900-02-11 14:00
1900-02-11 15:00
1900-02-11 16:00
1900-02-11 17:00
1900-02-11 18:00
1900-02-11 19:00
1900-02-11 20:00
1900-02-11 21:00
1900-02-11 22:00
1900-02-11 23:00
1900-02-12
1900-02-12 01:00
1900-02-12 02:00
1900-02-12 03:00
1900-02-12 04:00
1900-02-12 05:00
1900-02-12 06:00
1900-02-12 07:00
1900-02-12 08:00
1900-02-12 09:00
1900-02-12 10:00
1900-02-12 11:00
1900-02-12 12:00
1900-02-12 13:00
1900-02-12 14:00
1900-02-12 15:00
1900-02-12 16:00
1900-02-12 17:00
1900-02-12 18:00
1900-02-12 19:00
1900-02-12 20:00
1900-02-12 21:00
1900-02-12 22:00
1900-02-12 23:00
1900-02-13
1900-02-13 01:00
1900-02-13 02:00
1900-02-13 03:00
1900-02-13 04:00
1900-02-13 05:00
1900-02-13 06:00
1900-02-13 07:00
1900-02-13 08:00
1900-02-13 09:00
1900-02-13 10:00
1900-02-13 11:00
1900-02-13 12:00
1900-02-13 13:00
1900-02-13 14:00
1900-02-13 15:00
1900-02-13 16:00
1900-02-13 17:00
1900-02-13 18:00
1900-02-13 19:00
1900-02-13 20:00
1900-02-13 21:00
1900-02-13 22:00
1900-02-13 23:00
1900-02-14
1900-02-14 01:00
1900-02-14 02:00
1900-02-14 03:00
1900-02-14 04:00
1900-02-14 05:00
1900-02-14 06:00
1900-02-14 07:00
1900-02-14 08:00
1900-02-14 09:00
1900-02-14 10:00
1900-02-14 11:00
1900-02-14 12:00
1900-02-14 13:00
1900-02-14 14:00
1900-02-14 15:00
1900-02-14 16:00
1900-02-14 17:00
1900-02-14 18:00
1900-02-14 19:00
1900-02-14 20:00
1900-02-14 21:00
1900-02-14 22:00
1900-02-14 23:00
1900-02-15
1900-02-15 01:00
1900-02-15 02:00
1900-02-15 03:00
1900-02-15 04:00
1900-02-15 05:00
1900-02-15 06:00
1900-02-15 07:00
1900-02-15 08:00
1900-02-15 09:00
1900-02-15 10:00
1900-02-15 11:00
1900-02-15 12:00
1900-02-15 13:00
1900-02-15 14:00
1900-02-15 15:00
1900-02-15 16:00
1900-02-15 17:00
1900-02-15 18:00
1900-02-15 19:00
1900-02-15 20:00
1900-02-15 21:00
1900-02-15 22:00
1900-02-15 23:00
1900-02-16
1900-02-16 01:00
1900-02-16 02:00
1900-02-16 03:00
1900-02-16 04:00
1900-02-16 05:00
1900-02-16 06:00
1900-02-16 07:00
1900-02-16 08:00
1900-02-16 09:00
1900-02-16 10:00
1900-02-16 11:00
1900-02-16 12:00
1900-02-16 13:00
1900-02-16 14:00
1900-02-16 15:00
1900-02-16 16:00
1900-02-16 17:00
1900-02-16 18:00
1900-02-16 19:00
1900-02-16 20:00
1900-02-16 21:00
1900-02-16 22:00
1900-02-16 23:00
1900-02-17
1900-02-17 01:00
1900-02-17 02:00
1900-02-17 03:00
1900-02-17 04:00
1900-02-17 05:00
1900-02-17 06:00
1900-02-17 07:00
1900-02-17 08:00
1900-02-17 09:00
1900-02-17 10:00
1900-02-17 11:00
1900-02-17 12:00
1900-02-17 13:00
1900-02-17 14:00
1900-02-17 15:00
1900-02-17 16:00
1900-02-17 17:00
1900-02-17 18:00
1900-02-17 19:00
1900-02-17 20:00
1900-02-17 21:00
1900-02-17 22:00
1900-02-17 23:00
1900-02-18
1900-02-18 01:00
1900-02-18 02:00
1900-02-18 03:00
1900-02-18 04:00
1900-02-18 05:00
1900-02-18 06:00
1900-02-18 07:00
1900-02-18 08:00
1900-02-18 09:00
1900-02-18 10:00
1900-02-18 11:00
1900-02-18 12:00
1900-02-18 13:00
1900-02-18 14:00
1900-02-18 15:00
1900-02-18 16:00
1900-02-18 17:00
1900-02-18 18:00
1900-02-18 19:00
1900-02-18 20:00
1900-02-18 21:00
1900-02-18 22:00
1900-02-18 23:00
1900-02-19
1900-02-19 01:00
1900-02-19 02:00
1900-02-19 03:00
1900-02-19 04:00
1900-02-19 05:00
1900-02-19 06:00
1900-02-19 07:00
1900-02-19 08:00
1900-02-19 09:00
1900-02-19 10:00
1900-02-19 11:00
1900-02-19 12:00
1900-02-19 13:00
1900-02-19 14:00
1900-02-19 15:00
1900-02-19 16:00
1900-02-19 17:00
1900-02-19 18:00
1900-02-19 19:00
1900-02-19 20:00
1900-02-19 21:00
1900-02-19 22:00
1900-02-19 23:00
1900-02-20
1900-02-20 01:00
1900-02-20 02:00
1900-02-20 03:00
1900-02-20 04:00
1900-02-20 05:00
1900-02-20 06:00
1900-02-20 07:00
1900-02-20 08:00
1900-02-20 09:00
1900-02-20 10:00
1900-02-20 11:00
1900-02-20 12:00
1900-02-20 13:00
1900-02-20 14:00
1900-02-20 15:00
1900-02-20 16:00
1900-02-20 17:00
1900-02-20 18:00
1900-02-20 19:00
1900-02-20 20:00
1900-02-20 21:00
1900-02-20 22:00
1900-02-20 23:00
1900-02-21
1900-02-21 01:00
1900-02-21 02:00
1900-02-21 03:00
1900-02-21 04:00
1900-02-21 05:00
1900-02-21 06:00
1900-02-21 07:00
1900-02-21 08:00
1900-02-21 09:00
1900-02-21 10:00
1900-02-21 11:00
1900-02-21 12:00
1900-02-21 13:00
1900-02-21 14:00
1900-02-21 15:00
1900-02-21 16:00
1900-02-21 17:00
1900-02-21 18:00
1900-02-21 19:00
1900-02-21 20:00
1900-02-21 21:00
1900-02-21 22:00
1900-02-21 23:00
1900-02-22
1900-02-22 01:00
1900-02-22 02:00
1900-02-22 03:00
1900-02-22 04:00
1900-02-22 05:00
1900-02-22 06:00
1900-02-22 07:00
1900-02-22 08:00
1900-02-22 09:00
1900-02-22 10:00
1900-02-22 11:00
1900-02-22 12:00
1900-02-22 13:00
1900-02-22 14:00
1900-02-22 15:00
1900-02-22 16:00
1900-02-22 17:00
1900-02-22 18:00
1900-02-22 19:00
1900-02-22 20:00
1900-02-22 21:00
1900-02-22 22:00
1900-02-22 23:00
1900-02-23
1900-02-23 01:00
1900-02-23 02:00
1900-02-23 03:00
1900-02-23 04:00
1900-02-23 05:00
1900-02-23 06:00
1900-02-23 07:00
1900-02-23 08:00
1900-02-23 09:00
1900-02-23 10:00
1900-02-23 11:00
1900-02-23 12:00
1900-02-23 13:00
1900-02-23 14:00
1900-02-23 15:00
1900-02-23 16:00
1900-02-23 17:00
1900-02-23 18:00
1900-02-23 19:00
1900-02-23 20:00
1900-02-23 21:00
1900-02-23 22:00
1900-02-23 23:00
1900-02-24
1900-02-24 01:00
1900-02-24 02:00
1900-02-24 03:00
1900-02-24 04:00
1900-02-24 05:00
1900-02-24 06:00
1900-02-24 07:00
1900-02-24 08:00
1900-02-24 09:00
1900-02-24 10:00
1900-02-24 11:00
1900-02-24 12:00
1900-02-24 13:00
1900-02-24 14:00
1900-02-24 15:00
1900-02-24 16:00
1900-02-24 17:00
1900-02-24 18:00
1900-02-24 19:00
1900-02-24 20:00
1900-02-24 21:00
1900-02-24 22:00
1900-02-24 23:00
1900-02-25
1900-02-25 01:00
1900-02-25 02:00
1900-02-25 03:00
1900-02-25 04:00
1900-02-25 05:00
1900-02-25 06:00
1900-02-25 07:00
1900-02-25 08:00
1900-02-25 09:00
1900-02-25 10:00
1900-02-25 11:00
1900-02-25 12:00
1900-02-25 13:00
1900-02-25 14:00
1900-02-25 15:00
1900-02-25 16:00
1900-02-25 17:00
1900-02-25 18:00
1900-02-25 19:00
1900-02-25 20:00
1900-02-25 21:00
1900-02-25 22:00
1900-02-25 23:00
1900-02-26
1900-02-26 01:00
1900-02-26 02:00
1900-02-26 03:00
1900-02-26 04:00
1900-02-26 05:00
1900-02-26 06:00
1900-02-26 07:00
1900-02-26 08:00
1900-02-26 09:00
1900-02-26 10:00
1900-02-26 11:00
1900-02-26 12:00
1900-02-26 13:00
1900-02-26 14:00
1900-02-26 15:00
1900-02-26 16:00
1900-02-26 17:00
1900-02-26 18:00
1900-02-26 19:00
1900-02-26 20:00
1900-02-26 21:00
1900-02-26 22:00
1900-02-26 23:00
1900-02-27
1900-02-27 01:00
1900-02-27 02:00
1900-02-27 03:00
1900-02-27 04:00
1900-02-27 05:00
1900-02-27 06:00
1900-02-27 07:00
1900-02-27 08:00
1900-02-27 09:00
1900-02-27 10:00
1900-02-27 11:00
1900-02-27 12:00
1900-02-27 13:00
1900-02-27 14:00
1900-02-27 15:00
1900-02-27 16:00
1900-02-27 17:00
1900-02-27 18:00
1900-02-27 19:00
1900-02-27 20:00
1900-02-27 21:00
1900-02-27 22:00
1900-02-27 23:00
1900-02-28
1900-02-28 01:00
1900-02-28 02:00
1900-02-28 03:00
1900-02-28 04:00
1900-02-28 05:00
1900-02-28 06:00
1900-02-28 07:00
1900-02-28 08:00
1900-02-28 09:00
1900-02-28 10:00
1900-02-28 11:00
1900-02-28 12:00
1900-02-28 13:00
1900-02-28 14:00
1900-02-28 15:00
1900-02-28 16:00
1900-02-28 17:00
1900-02-28 18:00
1900-02-28 19:00
1900-02-28 20:00
1900-02-28 21:00
1900-02-28 22:00
1900-02-28 23:00
1900-03-01
1900-03-01 01:00
1900-03-01 02:00
1900-03-01 03:00
1900-03-01 04:00
1900-03-01 05:00
1900-03-01 06:00
1900-03-01 07:00
1900-03-01 08:00
1900-03-01 09:00
1900-03-01 10:00
1900-03-01 11:00
1900-03-01 12:00
1900-03-01 13:00
1900-03-01 14:00
1900-03-01 15:00
1900-03-01 16:00
1900-03-01 17:00
1900-03-01 18:00
1900-03-01 19:00
1900-03-01 20:00
1900-03-01 21:00
1900-03-01 22:00
1900-03-01 23:00
1900-03-02
1900-03-02 01:00
1900-03-02 02:00
1900-03-02 03:00
1900-03-02 04:00
1900-03-02 05:00
1900-03-02 06:00
1900-03-02 07:00
1900-03-02 08:00
1900-03-02 09:00
1900-03-02 10:00
1900-03-02 11:00
1900-03-02 12:00
1900-03-02 13:00
1900-03-02 14:00
1900-03-02 15:00
1900-03-02 16:00
1900-03-02 17:00
1900-03-02 18:00
1900-03-02 19:00
1900-03-02 20:00
1900-03-02 21:00
1900-03-02 22:00
1900-03-02 23:00
1900-03-03
1900-03-03 01:00
1900-03-03 02:00
1900-03-03 03:00
1900-03-03 04:00
1900-03-03 05:00
1900-03-03 06:00
1900-03-03 07:00
1900-03-03 08:00
1900-03-03 09:00
1900-03-03 10:00
1900-03-03 11:00
1900-03-03 12:00
1900-03-03 13:00
1900-03-03 14:00
1900-03-03 15:00
1900-03-03 16:00
1900-03-03 17:00
1900-03-03 18:00
1900-03-03 19:00
1900-03-03 20:00
1900-03-03 21:00
1900-03-03 22:00
1900-03-03 23:00
1900-03-04
1900-03-04 01:00
1900-03-04 02:00
1900-03-04 03:00
1900-03-04 04:00
1900-03-04 05:00
1900-03-04 06:00
1900-03-04 07:00
1900-03-04 08:00
1900-03-04 09:00
1900-03-04 10:00
1900-03-04 11:00
1900-03-04 12:00
1900-03-04 13:00
1900-03-04 14:00
1900-03-04 15:00
1900-03-04 16:00
1900-03-04 17:00
1900-03-04 18:00
1900-03-04 19:00
1900-03-04 20:00
1900-03-04 21:00
1900-03-04 22:00
1900-03-04 23:00
1900-03-05
1900-03-05 01:00
1900-03-05 02:00
1900-03-05 03:00
1900-03-05 04:00
1900-03-05 05:00
1900-03-05 06:00
1900-03-05 07:00
1900-03-05 08:00
1900-03-05 09:00
1900-03-05 10:00
1900-03-05 11:00
1900-03-05 12:00
1900-03-05 13:00
1900-03-05 14:00
1900-03-05 15:00
1900-03-05 16:00
1900-03-05 17:00
1900-03-05 18:00
1900-03-05 19:00
1900-03-05 20:00
1900-03-05 21:00
1900-03-05 22:00
1900-03-05 23:00
1900-03-06
1900-03-06 01:00
1900-03-06 02:00
1900-03-06 03:00
1900-03-06 04:00
1900-03-06 05:00
1900-03-06 06:00
1900-03-06 07:00
1900-03-06 08:00
1900-03-06 09:00
1900-03-06 10:00
1900-03-06 11:00
1900-03-06 12:00
1900-03-06 13:00
1900-03-06 14:00
1900-03-06 15:00
1900-03-06 16:00
1900-03-06 17:00
1900-03-06 18:00
1900-03-06 19:00
1900-03-06 20:00
1900-03-06 21:00
1900-03-06 22:00
1900-03-06 23:00
1900-03-07
1900-03-07 01:00
1900-03-07 02:00
1900-03-07 03:00
1900-03-07 04:00
1900-03-07 05:00
1900-03-07 06:00
1900-03-07 07:00
1900-03-07 08:00
1900-03-07 09:00
1900-03-07 10:00
1900-03-07 11:00
1900-03-07 12:00
1900-03-07 13:00
1900-03-07 14:00
1900-03-07 15:00
1900-03-07 16:00
1900-03-07 17:00
1900-03-07 18:00
1900-03-07 19:00
1900-03-07 20:00
1900-03-07 21:00
1900-03-07 22:00
1900-03-07 23:00
1900-03-08
1900-03-08 01:00
1900-03-08 02:00
1900-03-08 03:00
1900-03-08 04:00
1900-03-08 05:00
1900-03-08 06:00
1900-03-08 07:00
1900-03-08 08:00
1900-03-08 09:00
1900-03-08 10:00
1900-03-08 11:00
1900-03-08 12:00
1900-03-08 13:00
1900-03-08 14:00
1900-03-08 15:00
1900-03-08 16:00
1900-03-08 17:00
1900-03-08 18:00
1900-03-08 19:00
1900-03-08 20:00
1900-03-08 21:00
1900-03-08 22:00
1900-03-08 23:00
1900-03-09
1900-03-09 01:00
1900-03-09 02:00
1900-03-09 03:00
1900-03-09 04:00
1900-03-09 05:00
1900-03-09 06:00
1900-03-09 07:00
1900-03-09 08:00
1900-03-09 09:00
1900-03-09 10:00
1900-03-09 11:00
1900-03-09 12:00
1900-03-09 13:00
1900-03-09 14:00
1900-03-09 15:00
1900-03-09 16:00
1900-03-09 17:00
1900-03-09 18:00
1900-03-09 19:00
1900-03-09 20:00
1900-03-09 21:00
1900-03-09 22:00
1900-03-09 23:00
1900-03-10
1900-03-10 01:00
1900-03-10 02:00
1900-03-10 03:00
1900-03-10 04:00
1900-03-10 05:00
1900-03-10 06:00
1900-03-10 07:00
1900-03-10 08:00
1900-03-10 09:00
1900-03-10 10:00
1900-03-10 11:00
1900-03-10 12:00
1900-03-10 13:00
1900-03-10 14:00
1900-03-10 15:00
1900-03-10 16:00
1900-03-10 17:00
1900-03-10 18:00
1900-03-10 19:00
1900-03-10 20:00
1900-03-10 21:00
1900-03-10 22:00
1900-03-10 23:00
1900-03-11
1900-03-11 01:00
1900-03-11 02:00
1900-03-11 03:00
1900-03-11 04:00
1900-03-11 05:00
1900-03-11 06:00
1900-03-11 07:00
1900-03-11 08:00
1900-03-11 09:00
1900-03-11 10:00
1900-03-11 11:00
1900-03-11 12:00
1900-03-11 13:00
1900-03-11 14:00
1900-03-11 15:00
1900-03-11 16:00
1900-03-11 17:00
1900-03-11 18:00
1900-03-11 19:00
1900-03-11 20:00
1900-03-11 21:00
1900-03-11 22:00
1900-03-11 23:00
1900-03-12
1900-03-12 01:00
1900-03-12 02:00
1900-03-12 03:00
1900-03-12 04:00
1900-03-12 05:00
1900-03-12 06:00
1900-03-12 07:00
1900-03-12 08:00
1900-03-12 09:00
1900-03-12 10:00
1900-03-12 11:00
1900-03-12 12:00
1900-03-12 13:00
1900-03-12 14:00
1900-03-12 15:00
1900-03-12 16:00
1900-03-12 17:00
1900-03-12 18:00
1900-03-12 19:00
1900-03-12 20:00
1900-03-12 21:00
1900-03-12 22:00
1900-03-12 23:00
1900-03-13
1900-03-13 01:00
1900-03-13 02:00
1900-03-13 03:00
1900-03-13 04:00
1900-03-13 05:00
1900-03-13 06:00
1900-03-13 07:00
1900-03-13 08:00
1900-03-13 09:00
1900-03-13 10:00
1900-03-13 11:00
1900-03-13 12:00
1900-03-13 13:00
1900-03-13 14:00
1900-03-13 15:00
1900-03-13 16:00
1900-03-13 17:00
1900-03-13 18:00
1900-03-13 19:00
1900-03-13 20:00
1900-03-13 21:00
1900-03-13 22:00
1900-03-13 23:00
1900-03-14
1900-03-14 01:00
1900-03-14 02:00
1900-03-14 03:00
1900-03-14 04:00
1900-03-14 05:00
1900-03-14 06:00
1900-03-14 07:00
1900-03-14 08:00
1900-03-14 09:00
1900-03-14 10:00
1900-03-14 11:00
1900-03-14 12:00
1900-03-14 13:00
1900-03-14 14:00
1900-03-14 15:00
1900-03-14 16:00
1900-03-14 17:00
1900-03-14 18:00
1900-03-14 19:00
1900-03-14 20:00
1900-03-14 21:00
1900-03-14 22:00
1900-03-14 23:00
1900-03-15
1900-03-15 01:00
1900-03-15 02:00
1900-03-15 03:00
1900-03-15 04:00
1900-03-15 05:00
1900-03-15 06:00
1900-03-15 07:00
1900-03-15 08:00
1900-03-15 09:00
1900-03-15 10:00
1900-03-15 11:00
1900-03-15 12:00
1900-03-15 13:00
1900-03-15 14:00
1900-03-15 15:00
1900-03-15 16:00
1900-03-15 17:00
1900-03-15 18:00
1900-03-15 19:00
1900-03-15 20:00
1900-03-15 21:00
1900-03-15 22:00
1900-03-15 23:00
1900-03-16
1900-03-16 01:00
1900-03-16 02:00
1900-03-16 03:00
1900-03-16 04:00
1900-03-16 05:00
1900-03-16 06:00
1900-03-16 07:00
1900-03-16 08:00
1900-03-16 09:00
1900-03-16 10:00
1900-03-16 11:00
1900-03-16 12:00
1900-03-16 13:00
1900-03-16 14:00
1900-03-16 15:00
1900-03-16 16:00
1900-03-16 17:00
1900-03-16 18:00
1900-03-16 19:00
1900-03-16 20:00
1900-03-16 21:00
1900-03-16 22:00
1900-03-16 23:00
1900-03-17
1900-03-17 01:00
1900-03-17 02:00
1900-03-17 03:00
1900-03-17 04:00
1900-03-17 05:00
1900-03-17 06:00
1900-03-17 07:00
1900-03-17 08:00
1900-03-17 09:00
1900-03-17 10:00
1900-03-17 11:00
1900-03-17 12:00
1900-03-17 13:00
1900-03-17 14:00
1900-03-17 15:00
1900-03-17 16:00
1900-03-17 17:00
1900-03-17 18:00
1900-03-17 19:00
1900-03-17 20:00
1900-03-17 21:00
1900-03-17 22:00
1900-03-17 23:00
1900-03-18
1900-03-18 01:00
1900-03-18 02:00
1900-03-18 03:00
1900-03-18 04:00
1900-03-18 05:00
1900-03-18 06:00
1900-03-18 07:00
1900-03-18 08:00
1900-03-18 09:00
1900-03-18 10:00
1900-03-18 11:00
1900-03-18 12:00
1900-03-18 13:00
1900-03-18 14:00
1900-03-18 15:00
1900-03-18 16:00
1900-03-18 17:00
1900-03-18 18:00
1900-03-18 19:00
1900-03-18 20:00
1900-03-18 21:00
1900-03-18 22:00
1900-03-18 23:00
1900-03-19
1900-03-19 01:00
1900-03-19 02:00
1900-03-19 03:00
1900-03-19 04:00
1900-03-19 05:00
1900-03-19 06:00
1900-03-19 07:00
1900-03-19 08:00
1900-03-19 09:00
1900-03-19 10:00
1900-03-19 11:00
1900-03-19 12:00
1900-03-19 13:00
1900-03-19 14:00
1900-03-19 15:00
1900-03-19 16:00
1900-03-19 17:00
1900-03-19 18:00
1900-03-19 19:00
1900-03-19 20:00
1900-03-19 21:00
1900-03-19 22:00
1900-03-19 23:00
1900-03-20
1900-03-20 01:00
1900-03-20 02:00
1900-03-20 03:00
1900-03-20 04:00
1900-03-20 05:00
1900-03-20 06:00
1900-03-20 07:00
1900-03-20 08:00
1900-03-20 09:00
1900-03-20 10:00
1900-03-20 11:00
1900-03-20 12:00
1900-03-20 13:00
1900-03-20 14:00
1900-03-20 15:00
1900-03-20 16:00
1900-03-20 17:00
1900-03-20 18:00
1900-03-20 19:00
1900-03-20 20:00
1900-03-20 21:00
1900-03-20 22:00
1900-03-20 23:00
1900-03-21
1900-03-21 01:00
1900-03-21 02:00
1900-03-21 03:00
1900-03-21 04:00
1900-03-21 05:00
1900-03-21 06:00
1900-03-21 07:00
1900-03-21 08:00
1900-03-21 09:00
1900-03-21 10:00
1900-03-21 11:00
1900-03-21 12:00
1900-03-21 13:00
1900-03-21 14:00
1900-03-21 15:00
1900-03-21 16:00
1900-03-21 17:00
1900-03-21 18:00
1900-03-21 19:00
1900-03-21 20:00
1900-03-21 21:00
1900-03-21 22:00
1900-03-21 23:00
1900-03-22
1900-03-22 01:00
1900-03-22 02:00
1900-03-22 03:00
1900-03-22 04:00
1900-03-22 05:00
1900-03-22 06:00
1900-03-22 07:00
1900-03-22 08:00
1900-03-22 09:00
1900-03-22 10:00
1900-03-22 11:00
1900-03-22 12:00
1900-03-22 13:00
1900-03-22 14:00
1900-03-22 15:00
1900-03-22 16:00
1900-03-22 17:00
1900-03-22 18:00
1900-03-22 19:00
1900-03-22 20:00
1900-03-22 21:00
1900-03-22 22:00
1900-03-22 23:00
1900-03-23
1900-03-23 01:00
1900-03-23 02:00
1900-03-23 03:00
1900-03-23 04:00
1900-03-23 05:00
1900-03-23 06:00
1900-03-23 07:00
1900-03-23 08:00
1900-03-23 09:00
1900-03-23 10:00
1900-03-23 11:00
1900-03-23 12:00
1900-03-23 13:00
1900-03-23 14:00
1900-03-23 15:00
1900-03-23 16:00
1900-03-23 17:00
1900-03-23 18:00
1900-03-23 19:00
1900-03-23 20:00
1900-03-23 21:00
1900-03-23 22:00
1900-03-23 23:00
1900-03-24
1900-03-24 01:00
1900-03-24 02:00
1900-03-24 03:00
1900-03-24 04:00
1900-03-24 05:00
1900-03-24 06:00
1900-03-24 07:00
1900-03-24 08:00
1900-03-24 09:00
1900-03-24 10:00
1900-03-24 11:00
1900-03-24 12:00
1900-03-24 13:00
1900-03-24 14:00
1900-03-24 15:00
1900-03-24 16:00
1900-03-24 17:00
1900-03-24 18:00
1900-03-24 19:00
1900-03-24 20:00
1900-03-24 21:00
1900-03-24 22:00
1900-03-24 23:00
1900-03-25
1900-03-25 01:00
1900-03-25 02:00
1900-03-25 03:00
1900-03-25 04:00
1900-03-25 05:00
1900-03-25 06:00
1900-03-25 07:00
1900-03-25 08:00
1900-03-25 09:00
1900-03-25 10:00
1900-03-25 11:00
1900-03-25 12:00
1900-03-25 13:00
1900-03-25 14:00
1900-03-25 15:00
1900-03-25 16:00
1900-03-25 17:00
1900-03-25 18:00
1900-03-25 19:00
1900-03-25 20:00
1900-03-25 21:00
1900-03-25 22:00
1900-03-25 23:00
1900-03-26
1900-03-26 01:00
1900-03-26 02:00
1900-03-26 03:00
1900-03-26 04:00
1900-03-26 05:00
1900-03-26 06:00
1900-03-26 07:00
1900-03-26 08:00
1900-03-26 09:00
1900-03-26 10:00
1900-03-26 11:00
1900-03-26 12:00
1900-03-26 13:00
1900-03-26 14:00
1900-03-26 15:00
1900-03-26 16:00
1900-03-26 17:00
1900-03-26 18:00
1900-03-26 19:00
1900-03-26 20:00
1900-03-26 21:00
1900-03-26 22:00
1900-03-26 23:00
1900-03-27
1900-03-27 01:00
1900-03-27 02:00
1900-03-27 03:00
1900-03-27 04:00
1900-03-27 05:00
1900-03-27 06:00
1900-03-27 07:00
1900-03-27 08:00
1900-03-27 09:00
1900-03-27 10:00
1900-03-27 11:00
1900-03-27 12:00
1900-03-27 13:00
1900-03-27 14:00
1900-03-27 15:00
1900-03-27 16:00
1900-03-27 17:00
1900-03-27 18:00
1900-03-27 19:00
1900-03-27 20:00
1900-03-27 21:00
1900-03-27 22:00
1900-03-27 23:00
1900-03-28
1900-03-28 01:00
1900-03-28 02:00
1900-03-28 03:00
1900-03-28 04:00
1900-03-28 05:00
1900-03-28 06:00
1900-03-28 07:00
1900-03-28 08:00
1900-03-28 09:00
1900-03-28 10:00
1900-03-28 11:00
1900-03-28 12:00
1900-03-28 13:00
1900-03-28 14:00
1900-03-28 15:00
1900-03-28 16:00
1900-03-28 17:00
1900-03-28 18:00
1900-03-28 19:00
1900-03-28 20:00
1900-03-28 21:00
1900-03-28 22:00
1900-03-28 23:00
1900-03-29
1900-03-29 01:00
1900-03-29 02:00
1900-03-29 03:00
1900-03-29 04:00
1900-03-29 05:00
1900-03-29 06:00
1900-03-29 07:00
1900-03-29 08:00
1900-03-29 09:00
1900-03-29 10:00
1900-03-29 11:00
1900-03-29 12:00
1900-03-29 13:00
1900-03-29 14:00
1900-03-29 15:00
1900-03-29 16:00
1900-03-29 17:00
1900-03-29 18:00
1900-03-29 19:00
1900-03-29 20:00
1900-03-29 21:00
1900-03-29 22:00
1900-03-29 23:00
1900-03-30
1900-03-30 01:00
1900-03-30 02:00
1900-03-30 03:00
1900-03-30 04:00
1900-03-30 05:00
1900-03-30 06:00
1900-03-30 07:00
1900-03-30 08:00
1900-03-30 09:00
1900-03-30 10:00
1900-03-30 11:00
1900-03-30 12:00
1900-03-30 13:00
1900-03-30 14:00
1900-03-30 15:00
1900-03-30 16:00
1900-03-30 17:00
1900-03-30 18:00
1900-03-30 19:00
1900-03-30 20:00
1900-03-30 21:00
1900-03-30 22:00
1900-03-30 23:00
1900-03-31
1900-03-31 01:00
1900-03-31 02:00
1900-03-31 03:00
1900-03-31 04:00
1900-03-31 05:00
1900-03-31 06:00
1900-03-31 07:00
1900-03-31 08:00
1900-03-31 09:00
1900-03-31 10:00
1900-03-31 11:00
1900-03-31 12:00
1900-03-31 13:00
1900-03-31 14:00
1900-03-31 15:00
1900-03-31 16:00
1900-03-31 17:00
1900-03-31 18:00
1900-03-31 19:00
1900-03-31 20:00
1900-03-31 21:00
1900-03-31 22:00
1900-03-31 23:00
1900-04-01
1900-04-01 01:00
1900-04-01 02:00
1900-04-01 03:00
1900-04-01 04:00
1900-04-01 05:00
1900-04-01 06:00
1900-04-01 07:00
1900-04-01 08:00
1900-04-01 09:00
1900-04-01 10:00
1900-04-01 11:00
1900-04-01 12:00
1900-04-01 13:00
1900-04-01 14:00
1900-04-01 15:00
1900-04-01 16:00
1900-04-01 17:00
1900-04-01 18:00
1900-04-01 19:00
1900-04-01 20:00
1900-04-01 21:00
1900-04-01 22:00
1900-04-01 23:00
1900-04-02
1900-04-02 01:00
1900-04-02 02:00
1900-04-02 03:00
1900-04-02 04:00
1900-04-02 05:00
1900-04-02 06:00
1900-04-02 07:00
1900-04-02 08:00
1900-04-02 09:00
1900-04-02 10:00
1900-04-02 11:00
1900-04-02 12:00
1900-04-02 13:00
1900-04-02 14:00
1900-04-02 15:00
1900-04-02 16:00
1900-04-02 17:00
1900-04-02 18:00
1900-04-02 19:00
1900-04-02 20:00
1900-04-02 21:00
1900-04-02 22:00
1900-04-02 23:00
1900-04-03
1900-04-03 01:00
1900-04-03 02:00
1900-04-03 03:00
1900-04-03 04:00
1900-04-03 05:00
1900-04-03 06:00
1900-04-03 07:00
1900-04-03 08:00
1900-04-03 09:00
1900-04-03 10:00
1900-04-03 11:00
1900-04-03 12:00
1900-04-03 13:00
1900-04-03 14:00
1900-04-03 15:00
1900-04-03 16:00
1900-04-03 17:00
1900-04-03 18:00
1900-04-03 19:00
1900-04-03 20:00
1900-04-03 21:00
1900-04-03 22:00
1900-04-03 23:00
1900-04-04
1900-04-04 01:00
1900-04-04 02:00
1900-04-04 03:00
1900-04-04 04:00
1900-04-04 05:00
1900-04-04 06:00
1900-04-04 07:00
1900-04-04 08:00
1900-04-04 09:00
1900-04-04 10:00
1900-04-04 11:00
1900-04-04 12:00
1900-04-04 13:00
1900-04-04 14:00
1900-04-04 15:00
1900-04-04 16:00
1900-04-04 17:00
1900-04-04 18:00
1900-04-04 19:00
1900-04-04 20:00
1900-04-04 21:00
1900-04-04 22:00
1900-04-04 23:00
1900-04-05
1900-04-05 01:00
1900-04-05 02:00
1900-04-05 03:00
1900-04-05 04:00
1900-04-05 05:00
1900-04-05 06:00
1900-04-05 07:00
1900-04-05 08:00
1900-04-05 09:00
1900-04-05 10:00
1900-04-05 11:00
1900-04-05 12:00
1900-04-05 13:00
1900-04-05 14:00
1900-04-05 15:00
1900-04-05 16:00
1900-04-05 17:00
1900-04-05 18:00
1900-04-05 19:00
1900-04-05 20:00
1900-04-05 21:00
1900-04-05 22:00
1900-04-05 23:00
1900-04-06
1900-04-06 01:00
1900-04-06 02:00
1900-04-06 03:00
1900-04-06 04:00
1900-04-06 05:00
1900-04-06 06:00
1900-04-06 07:00
1900-04-06 08:00
1900-04-06 09:00
1900-04-06 10:00
1900-04-06 11:00
1900-04-06 12:00
1900-04-06 13:00
1900-04-06 14:00
1900-04-06 15:00
1900-04-06 16:00
1900-04-06 17:00
1900-04-06 18:00
1900-04-06 19:00
1900-04-06 20:00
1900-04-06 21:00
1900-04-06 22:00
1900-04-06 23:00
1900-04-07
1900-04-07 01:00
1900-04-07 02:00
1900-04-07 03:00
1900-04-07 04:00
1900-04-07 05:00
1900-04-07 06:00
1900-04-07 07:00
1900-04-07 08:00
1900-04-07 09:00
1900-04-07 10:00
1900-04-07 11:00
1900-04-07 12:00
1900-04-07 13:00
1900-04-07 14:00
1900-04-07 15:00
1900-04-07 16:00
1900-04-07 17:00
1900-04-07 18:00
1900-04-07 19:00
1900-04-07 20:00
1900-04-07 21:00
1900-04-07 22:00
1900-04-07 23:00
1900-04-08
1900-04-08 01:00
1900-04-08 02:00
1900-04-08 03:00
1900-04-08 04:00
1900-04-08 05:00
1900-04-08 06:00
1900-04-08 07:00
1900-04-08 08:00
1900-04-08 09:00
1900-04-08 10:00
1900-04-08 11:00
1900-04-08 12:00
1900-04-08 13:00
1900-04-08 14:00
1900-04-08 15:00
1900-04-08 16:00
1900-04-08 17:00
1900-04-08 18:00
1900-04-08 19:00
1900-04-08 20:00
1900-04-08 21:00
1900-04-08 22:00
1900-04-08 23:00
1900-04-09
1900-04-09 01:00
1900-04-09 02:00
1900-04-09 03:00
1900-04-09 04:00
1900-04-09 05:00
1900-04-09 06:00
1900-04-09 07:00
1900-04-09 08:00
1900-04-09 09:00
1900-04-09 10:00
1900-04-09 11:00
1900-04-09 12:00
1900-04-09 13:00
1900-04-09 14:00
1900-04-09 15:00
1900-04-09 16:00
1900-04-09 17:00
1900-04-09 18:00
1900-04-09 19:00
1900-04-09 20:00
1900-04-09 21:00
1900-04-09 22:00
1900-04-09 23:00
1900-04-10
1900-04-10 01:00
1900-04-10 02:00
1900-04-10 03:00
1900-04-10 04:00
1900-04-10 05:00
1900-04-10 06:00
1900-04-10 07:00
1900-04-10 08:00
1900-04-10 09:00
1900-04-10 10:00
1900-04-10 11:00
1900-04-10 12:00
1900-04-10 13:00
1900-04-10 14:00
1900-04-10 15:00
1900-04-10 16:00
1900-04-10 17:00
1900-04-10 18:00
1900-04-10 19:00
1900-04-10 20:00
1900-04-10 21:00
1900-04-10 22:00
1900-04-10 23:00
1900-04-11
1900-04-11 01:00
1900-04-11 02:00
1900-04-11 03:00
1900-04-11 04:00
1900-04-11 05:00
1900-04-11 06:00
1900-04-11 07:00
1900-04-11 08:00
1900-04-11 09:00
1900-04-11 10:00
1900-04-11 11:00
1900-04-11 12:00
1900-04-11 13:00
1900-04-11 14:00
1900-04-11 15:00
1900-04-11 16:00
1900-04-11 17:00
1900-04-11 18:00
1900-04-11 19:00
1900-04-11 20:00
1900-04-11 21:00
1900-04-11 22:00
1900-04-11 23:00
1900-04-12
1900-04-12 01:00
1900-04-12 02:00
1900-04-12 03:00
1900-04-12 04:00
1900-04-12 05:00
1900-04-12 06:00
1900-04-12 07:00
1900-04-12 08:00
1900-04-12 09:00
1900-04-12 10:00
1900-04-12 11:00
1900-04-12 12:00
1900-04-12 13:00
1900-04-12 14:00
1900-04-12 15:00
1900-04-12 16:00
1900-04-12 17:00
1900-04-12 18:00
1900-04-12 19:00
1900-04-12 20:00
1900-04-12 21:00
1900-04-12 22:00
1900-04-12 23:00
1900-04-13
1900-04-13 01:00
1900-04-13 02:00
1900-04-13 03:00
1900-04-13 04:00
1900-04-13 05:00
1900-04-13 06:00
1900-04-13 07:00
1900-04-13 08:00
1900-04-13 09:00
1900-04-13 10:00
1900-04-13 11:00
1900-04-13 12:00
1900-04-13 13:00
1900-04-13 14:00
1900-04-13 15:00
1900-04-13 16:00
1900-04-13 17:00
1900-04-13 18:00
1900-04-13 19:00
1900-04-13 20:00
1900-04-13 21:00
1900-04-13 22:00
1900-04-13 23:00
1900-04-14
1900-04-14 01:00
1900-04-14 02:00
1900-04-14 03:00
1900-04-14 04:00
1900-04-14 05:00
1900-04-14 06:00
1900-04-14 07:00
1900-04-14 08:00
1900-04-14 09:00
1900-04-14 10:00
1900-04-14 11:00
1900-04-14 12:00
1900-04-14 13:00
1900-04-14 14:00
1900-04-14 15:00
1900-04-14 16:00
1900-04-14 17:00
1900-04-14 18:00
1900-04-14 19:00
1900-04-14 20:00
1900-04-14 21:00
1900-04-14 22:00
1900-04-14 23:00
1900-04-15
1900-04-15 01:00
1900-04-15 02:00
1900-04-15 03:00
1900-04-15 04:00
1900-04-15 05:00
1900-04-15 06:00
1900-04-15 07:00
1900-04-15 08:00
1900-04-15 09:00
1900-04-15 10:00
1900-04-15 11:00
1900-04-15 12:00
1900-04-15 13:00
1900-04-15 14:00
1900-04-15 15:00
1900-04-15 16:00
1900-04-15 17:00
1900-04-15 18:00
1900-04-15 19:00
1900-04-15 20:00
1900-04-15 21:00
1900-04-15 22:00
1900-04-15 23:00
1900-04-16
1900-04-16 01:00
1900-04-16 02:00
1900-04-16 03:00
1900-04-16 04:00
1900-04-16 05:00
1900-04-16 06:00
1900-04-16 07:00
1900-04-16 08:00
1900-04-16 09:00
1900-04-16 10:00
1900-04-16 11:00
1900-04-16 12:00
1900-04-16 13:00
1900-04-16 14:00
1900-04-16 15:00
1900-04-16 16:00
1900-04-16 17:00
1900-04-16 18:00
1900-04-16 19:00
1900-04-16 20:00
1900-04-16 21:00
1900-04-16 22:00
1900-04-16 23:00
1900-04-17
1900-04-17 01:00
1900-04-17 02:00
1900-04-17 03:00
1900-04-17 04:00
1900-04-17 05:00
1900-04-17 06:00
1900-04-17 07:00
1900-04-17 08:00
1900-04-17 09:00
1900-04-17 10:00
1900-04-17 11:00
1900-04-17 12:00
1900-04-17 13:00
1900-04-17 14:00
1900-04-17 15:00
1900-04-17 16:00
1900-04-17 17:00
1900-04-17 18:00
1900-04-17 19:00
1900-04-17 20:00
1900-04-17 21:00
1900-04-17 22:00
1900-04-17 23:00
1900-04-18
1900-04-18 01:00
1900-04-18 02:00
1900-04-18 03:00
1900-04-18 04:00
1900-04-18 05:00
1900-04-18 06:00
1900-04-18 07:00
1900-04-18 08:00
1900-04-18 09:00
1900-04-18 10:00
1900-04-18 11:00
1900-04-18 12:00
1900-04-18 13:00
1900-04-18 14:00
1900-04-18 15:00
1900-04-18 16:00
1900-04-18 17:00
1900-04-18 18:00
1900-04-18 19:00
1900-04-18 20:00
1900-04-18 21:00
1900-04-18 22:00
1900-04-18 23:00
1900-04-19
1900-04-19 01:00
1900-04-19 02:00
1900-04-19 03:00
1900-04-19 04:00
1900-04-19 05:00
1900-04-19 06:00
1900-04-19 07:00
1900-04-19 08:00
1900-04-19 09:00
1900-04-19 10:00
1900-04-19 11:00
1900-04-19 12:00
1900-04-19 13:00
1900-04-19 14:00
1900-04-19 15:00
1900-04-19 16:00
1900-04-19 17:00
1900-04-19 18:00
1900-04-19 19:00
1900-04-19 20:00
1900-04-19 21:00
1900-04-19 22:00
1900-04-19 23:00
1900-04-20
1900-04-20 01:00
1900-04-20 02:00
1900-04-20 03:00
1900-04-20 04:00
1900-04-20 05:00
1900-04-20 06:00
1900-04-20 07:00
1900-04-20 08:00
1900-04-20 09:00
1900-04-20 10:00
1900-04-20 11:00
1900-04-20 12:00
1900-04-20 13:00
1900-04-20 14:00
1900-04-20 15:00
1900-04-20 16:00
1900-04-20 17:00
1900-04-20 18:00
1900-04-20 19:00
1900-04-20 20:00
1900-04-20 21:00
1900-04-20 22:00
1900-04-20 23:00
1900-04-21
1900-04-21 01:00
1900-04-21 02:00
1900-04-21 03:00
1900-04-21 04:00
1900-04-21 05:00
1900-04-21 06:00
1900-04-21 07:00
1900-04-21 08:00
1900-04-21 09:00
1900-04-21 10:00
1900-04-21 11:00
1900-04-21 12:00
1900-04-21 13:00
1900-04-21 14:00
1900-04-21 15:00
1900-04-21 16:00
1900-04-21 17:00
1900-04-21 18:00
1900-04-21 19:00
1900-04-21 20:00
1900-04-21 21:00
1900-04-21 22:00
1900-04-21 23:00
1900-04-22
1900-04-22 01:00
1900-04-22 02:00
1900-04-22 03:00
1900-04-22 04:00
1900-04-22 05:00
1900-04-22 06:00
1900-04-22 07:00
1900-04-22 08:00
1900-04-22 09:00
1900-04-22 10:00
1900-04-22 11:00
1900-04-22 12:00
1900-04-22 13:00
1900-04-22 14:00
1900-04-22 15:00
1900-04-22 16:00
1900-04-22 17:00
1900-04-22 18:00
1900-04-22 19:00
1900-04-22 20:00
1900-04-22 21:00
1900-04-22 22:00
1900-04-22 23:00
1900-04-23
1900-04-23 01:00
1900-04-23 02:00
1900-04-23 03:00
1900-04-23 04:00
1900-04-23 05:00
1900-04-23 06:00
1900-04-23 07:00
1900-04-23 08:00
1900-04-23 09:00
1900-04-23 10:00
1900-04-23 11:00
1900-04-23 12:00
1900-04-23 13:00
1900-04-23 14:00
1900-04-23 15:00
1900-04-23 16:00
1900-04-23 17:00
1900-04-23 18:00
1900-04-23 19:00
1900-04-23 20:00
1900-04-23 21:00
1900-04-23 22:00
1900-04-23 23:00
1900-04-24
1900-04-24 01:00
1900-04-24 02:00
1900-04-24 03:00
1900-04-24 04:00
1900-04-24 05:00
1900-04-24 06:00
1900-04-24 07:00
1900-04-24 08:00
1900-04-24 09:00
1900-04-24 10:00
1900-04-24 11:00
1900-04-24 12:00
1900-04-24 13:00
1900-04-24 14:00
1900-04-24 15:00
1900-04-24 16:00
1900-04-24 17:00
1900-04-24 18:00
1900-04-24 19:00
1900-04-24 20:00
1900-04-24 21:00
1900-04-24 22:00
1900-04-24 23:00
1900-04-25
1900-04-25 01:00
1900-04-25 02:00
1900-04-25 03:00
1900-04-25 04:00
1900-04-25 05:00
1900-04-25 06:00
1900-04-25 07:00
1900-04-25 08:00
1900-04-25 09:00
1900-04-25 10:00
1900-04-25 11:00
1900-04-25 12:00
1900-04-25 13:00
1900-04-25 14:00
1900-04-25 15:00
1900-04-25 16:00
1900-04-25 17:00
1900-04-25 18:00
1900-04-25 19:00
1900-04-25 20:00
1900-04-25 21:00
1900-04-25 22:00
1900-04-25 23:00
1900-04-26
1900-04-26 01:00
1900-04-26 02:00
1900-04-26 03:00
1900-04-26 04:00
1900-04-26 05:00
1900-04-26 06:00
1900-04-26 07:00
1900-04-26 08:00
1900-04-26 09:00
1900-04-26 10:00
1900-04-26 11:00
1900-04-26 12:00
1900-04-26 13:00
1900-04-26 14:00
1900-04-26 15:00
1900-04-26 16:00
1900-04-26 17:00
1900-04-26 18:00
1900-04-26 19:00
1900-04-26 20:00
1900-04-26 21:00
1900-04-26 22:00
1900-04-26 23:00
1900-04-27
1900-04-27 01:00
1900-04-27 02:00
1900-04-27 03:00
1900-04-27 04:00
1900-04-27 05:00
1900-04-27 06:00
1900-04-27 07:00
1900-04-27 08:00
1900-04-27 09:00
1900-04-27 10:00
1900-04-27 11:00
1900-04-27 12:00
1900-04-27 13:00
1900-04-27 14:00
1900-04-27 15:00
1900-04-27 16:00
1900-04-27 17:00
1900-04-27 18:00
1900-04-27 19:00
1900-04-27 20:00
1900-04-27 21:00
1900-04-27 22:00
1900-04-27 23:00
1900-04-28
1900-04-28 01:00
1900-04-28 02:00
1900-04-28 03:00
1900-04-28 04:00
1900-04-28 05:00
1900-04-28 06:00
1900-04-28 07:00
1900-04-28 08:00
1900-04-28 09:00
1900-04-28 10:00
1900-04-28 11:00
1900-04-28 12:00
1900-04-28 13:00
1900-04-28 14:00
1900-04-28 15:00
1900-04-28 16:00
1900-04-28 17:00
1900-04-28 18:00
1900-04-28 19:00
1900-04-28 20:00
1900-04-28 21:00
1900-04-28 22:00
1900-04-28 23:00
1900-04-29
1900-04-29 01:00
1900-04-29 02:00
1900-04-29 03:00
1900-04-29 04:00
1900-04-29 05:00
1900-04-29 06:00
1900-04-29 07:00
1900-04-29 08:00
1900-04-29 09:00
1900-04-29 10:00
1900-04-29 11:00
1900-04-29 12:00
1900-04-29 13:00
1900-04-29 14:00
1900-04-29 15:00
1900-04-29 16:00
1900-04-29 17:00
1900-04-29 18:00
1900-04-29 19:00
1900-04-29 20:00
1900-04-29 21:00
1900-04-29 22:00
1900-04-29 23:00
1900-04-30
1900-04-30 01:00
1900-04-30 02:00
1900-04-30 03:00
1900-04-30 04:00
1900-04-30 05:00
1900-04-30 06:00
1900-04-30 07:00
1900-04-30 08:00
1900-04-30 09:00
1900-04-30 10:00
1900-04-30 11:00
1900-04-30 12:00
1900-04-30 13:00
1900-04-30 14:00
1900-04-30 15:00
1900-04-30 16:00
1900-04-30 17:00
1900-04-30 18:00
1900-04-30 19:00
1900-04-30 20:00
1900-04-30 21:00
1900-04-30 22:00
1900-04-30 23:00
1900-05-01
1900-05-01 01:00
1900-05-01 02:00
1900-05-01 03:00
1900-05-01 04:00
1900-05-01 05:00
1900-05-01 06:00
1900-05-01 07:00
1900-05-01 08:00
1900-05-01 09:00
1900-05-01 10:00
1900-05-01 11:00
1900-05-01 12:00
1900-05-01 13:00
1900-05-01 14:00
1900-05-01 15:00
1900-05-01 16:00
1900-05-01 17:00
1900-05-01 18:00
1900-05-01 19:00
1900-05-01 20:00
1900-05-01 21:00
1900-05-01 22:00
1900-05-01 23:00
1900-05-02
1900-05-02 01:00
1900-05-02 02:00
1900-05-02 03:00
1900-05-02 04:00
1900-05-02 05:00
1900-05-02 06:00
1900-05-02 07:00
1900-05-02 08:00
1900-05-02 09:00
1900-05-02 10:00
1900-05-02 11:00
1900-05-02 12:00
1900-05-02 13:00
1900-05-02 14:00
1900-05-02 15:00
1900-05-02 16:00
1900-05-02 17:00
1900-05-02 18:00
1900-05-02 19:00
1900-05-02 20:00
1900-05-02 21:00
1900-05-02 22:00
1900-05-02 23:00
1900-05-03
1900-05-03 01:00
1900-05-03 02:00
1900-05-03 03:00
1900-05-03 04:00
1900-05-03 05:00
1900-05-03 06:00
1900-05-03 07:00
1900-05-03 08:00
1900-05-03 09:00
1900-05-03 10:00
1900-05-03 11:00
1900-05-03 12:00
1900-05-03 13:00
1900-05-03 14:00
1900-05-03 15:00
1900-05-03 16:00
1900-05-03 17:00
1900-05-03 18:00
1900-05-03 19:00
1900-05-03 20:00
1900-05-03 21:00
1900-05-03 22:00
1900-05-03 23:00
1900-05-04
1900-05-04 01:00
1900-05-04 02:00
1900-05-04 03:00
1900-05-04 04:00
1900-05-04 05:00
1900-05-04 06:00
1900-05-04 07:00
1900-05-04 08:00
1900-05-04 09:00
1900-05-04 10:00
1900-05-04 11:00
1900-05-04 12:00
1900-05-04 13:00
1900-05-04 14:00
1900-05-04 15:00
1900-05-04 16:00
1900-05-04 17:00
1900-05-04 18:00
1900-05-04 19:00
1900-05-04 20:00
1900-05-04 21:00
1900-05-04 22:00
1900-05-04 23:00
1900-05-05
1900-05-05 01:00
1900-05-05 02:00
1900-05-05 03:00
1900-05-05 04:00
1900-05-05 05:00
1900-05-05 06:00
1900-05-05 07:00
1900-05-05 08:00
1900-05-05 09:00
1900-05-05 10:00
1900-05-05 11:00
1900-05-05 12:00
1900-05-05 13:00
1900-05-05 14:00
1900-05-05 15:00
1900-05-05 16:00
1900-05-05 17:00
1900-05-05 18:00
1900-05-05 19:00
1900-05-05 20:00
1900-05-05 21:00
1900-05-05 22:00
1900-05-05 23:00
1900-05-06
1900-05-06 01:00
1900-05-06 02:00
1900-05-06 03:00
1900-05-06 04:00
1900-05-06 05:00
1900-05-06 06:00
1900-05-06 07:00
1900-05-06 08:00
1900-05-06 09:00
1900-05-06 10:00
1900-05-06 11:00
1900-05-06 12:00
1900-05-06 13:00
1900-05-06 14:00
1900-05-06 15:00
1900-05-06 16:00
1900-05-06 17:00
1900-05-06 18:00
1900-05-06 19:00
1900-05-06 20:00
1900-05-06 21:00
1900-05-06 22:00
1900-05-06 23:00
1900-05-07
1900-05-07 01:00
1900-05-07 02:00
1900-05-07 03:00
1900-05-07 04:00
1900-05-07 05:00
1900-05-07 06:00
1900-05-07 07:00
1900-05-07 08:00
1900-05-07 09:00
1900-05-07 10:00
1900-05-07 11:00
1900-05-07 12:00
1900-05-07 13:00
1900-05-07 14:00
1900-05-07 15:00
1900-05-07 16:00
1900-05-07 17:00
1900-05-07 18:00
1900-05-07 19:00
1900-05-07 20:00
1900-05-07 21:00
1900-05-07 22:00
1900-05-07 23:00
1900-05-08
1900-05-08 01:00
1900-05-08 02:00
1900-05-08 03:00
1900-05-08 04:00
1900-05-08 05:00
1900-05-08 06:00
1900-05-08 07:00
1900-05-08 08:00
1900-05-08 09:00
1900-05-08 10:00
1900-05-08 11:00
1900-05-08 12:00
1900-05-08 13:00
1900-05-08 14:00
1900-05-08 15:00
1900-05-08 16:00
1900-05-08 17:00
1900-05-08 18:00
1900-05-08 19:00
1900-05-08 20:00
1900-05-08 21:00
1900-05-08 22:00
1900-05-08 23:00
1900-05-09
1900-05-09 01:00
1900-05-09 02:00
1900-05-09 03:00
1900-05-09 04:00
1900-05-09 05:00
1900-05-09 06:00
1900-05-09 07:00
1900-05-09 08:00
1900-05-09 09:00
1900-05-09 10:00
1900-05-09 11:00
1900-05-09 12:00
1900-05-09 13:00
1900-05-09 14:00
1900-05-09 15:00
1900-05-09 16:00
1900-05-09 17:00
1900-05-09 18:00
1900-05-09 19:00
1900-05-09 20:00
1900-05-09 21:00
1900-05-09 22:00
1900-05-09 23:00
1900-05-10
1900-05-10 01:00
1900-05-10 02:00
1900-05-10 03:00
1900-05-10 04:00
1900-05-10 05:00
1900-05-10 06:00
1900-05-10 07:00
1900-05-10 08:00
1900-05-10 09:00
1900-05-10 10:00
1900-05-10 11:00
1900-05-10 12:00
1900-05-10 13:00
1900-05-10 14:00
1900-05-10 15:00
1900-05-10 16:00
1900-05-10 17:00
1900-05-10 18:00
1900-05-10 19:00
1900-05-10 20:00
1900-05-10 21:00
1900-05-10 22:00
1900-05-10 23:00
1900-05-11
1900-05-11 01:00
1900-05-11 02:00
1900-05-11 03:00
1900-05-11 04:00
1900-05-11 05:00
1900-05-11 06:00
1900-05-11 07:00
1900-05-11 08:00
1900-05-11 09:00
1900-05-11 10:00
1900-05-11 11:00
1900-05-11 12:00
1900-05-11 13:00
1900-05-11 14:00
1900-05-11 15:00
1900-05-11 16:00
1900-05-11 17:00
1900-05-11 18:00
1900-05-11 19:00
1900-05-11 20:00
1900-05-11 21:00
1900-05-11 22:00
1900-05-11 23:00
1900-05-12
1900-05-12 01:00
1900-05-12 02:00
1900-05-12 03:00
1900-05-12 04:00
1900-05-12 05:00
1900-05-12 06:00
1900-05-12 07:00
1900-05-12 08:00
1900-05-12 09:00
1900-05-12 10:00
1900-05-12 11:00
1900-05-12 12:00
1900-05-12 13:00
1900-05-12 14:00
1900-05-12 15:00
1900-05-12 16:00
1900-05-12 17:00
1900-05-12 18:00
1900-05-12 19:00
1900-05-12 20:00
1900-05-12 21:00
1900-05-12 22:00
1900-05-12 23:00
1900-05-13
1900-05-13 01:00
1900-05-13 02:00
1900-05-13 03:00
1900-05-13 04:00
1900-05-13 05:00
1900-05-13 06:00
1900-05-13 07:00
1900-05-13 08:00
1900-05-13 09:00
1900-05-13 10:00
1900-05-13 11:00
1900-05-13 12:00
1900-05-13 13:00
1900-05-13 14:00
1900-05-13 15:00
1900-05-13 16:00
1900-05-13 17:00
1900-05-13 18:00
1900-05-13 19:00
1900-05-13 20:00
1900-05-13 21:00
1900-05-13 22:00
1900-05-13 23:00
1900-05-14
1900-05-14 01:00
1900-05-14 02:00
1900-05-14 03:00
1900-05-14 04:00
1900-05-14 05:00
1900-05-14 06:00
1900-05-14 07:00
1900-05-14 08:00
1900-05-14 09:00
1900-05-14 10:00
1900-05-14 11:00
1900-05-14 12:00
1900-05-14 13:00
1900-05-14 14:00
1900-05-14 15:00
1900-05-14 16:00
1900-05-14 17:00
1900-05-14 18:00
1900-05-14 19:00
1900-05-14 20:00
1900-05-14 21:00
1900-05-14 22:00
1900-05-14 23:00
1900-05-15
1900-05-15 01:00
1900-05-15 02:00
1900-05-15 03:00
1900-05-15 04:00
1900-05-15 05:00
1900-05-15 06:00
1900-05-15 07:00
1900-05-15 08:00
1900-05-15 09:00
1900-05-15 10:00
1900-05-15 11:00
1900-05-15 12:00
1900-05-15 13:00
1900-05-15 14:00
1900-05-15 15:00
1900-05-15 16:00
1900-05-15 17:00
1900-05-15 18:00
1900-05-15 19:00
1900-05-15 20:00
1900-05-15 21:00
1900-05-15 22:00
1900-05-15 23:00
1900-05-16
1900-05-16 01:00
1900-05-16 02:00
1900-05-16 03:00
1900-05-16 04:00
1900-05-16 05:00
1900-05-16 06:00
1900-05-16 07:00
1900-05-16 08:00
1900-05-16 09:00
1900-05-16 10:00
1900-05-16 11:00
1900-05-16 12:00
1900-05-16 13:00
1900-05-16 14:00
1900-05-16 15:00
1900-05-16 16:00
1900-05-16 17:00
1900-05-16 18:00
1900-05-16 19:00
1900-05-16 20:00
1900-05-16 21:00
1900-05-16 22:00
1900-05-16 23:00
1900-05-17
1900-05-17 01:00
1900-05-17 02:00
1900-05-17 03:00
1900-05-17 04:00
1900-05-17 05:00
1900-05-17 06:00
1900-05-17 07:00
1900-05-17 08:00
1900-05-17 09:00
1900-05-17 10:00
1900-05-17 11:00
1900-05-17 12:00
1900-05-17 13:00
1900-05-17 14:00
1900-05-17 15:00
1900-05-17 16:00
1900-05-17 17:00
1900-05-17 18:00
1900-05-17 19:00
1900-05-17 20:00
1900-05-17 21:00
1900-05-17 22:00
1900-05-17 23:00
1900-05-18
1900-05-18 01:00
1900-05-18 02:00
1900-05-18 03:00
1900-05-18 04:00
1900-05-18 05:00
1900-05-18 06:00
1900-05-18 07:00
1900-05-18 08:00
1900-05-18 09:00
1900-05-18 10:00
1900-05-18 11:00
1900-05-18 12:00
1900-05-18 13:00
1900-05-18 14:00
1900-05-18 15:00
1900-05-18 16:00
1900-05-18 17:00
1900-05-18 18:00
1900-05-18 19:00
1900-05-18 20:00
1900-05-18 21:00
1900-05-18 22:00
1900-05-18 23:00
1900-05-19
1900-05-19 01:00
1900-05-19 02:00
1900-05-19 03:00
1900-05-19 04:00
1900-05-19 05:00
1900-05-19 06:00
1900-05-19 07:00
1900-05-19 08:00
1900-05-19 09:00
1900-05-19 10:00
1900-05-19 11:00
1900-05-19 12:00
1900-05-19 13:00
1900-05-19 14:00
1900-05-19 15:00
1900-05-19 16:00
1900-05-19 17:00
1900-05-19 18:00
1900-05-19 19:00
1900-05-19 20:00
1900-05-19 21:00
1900-05-19 22:00
1900-05-19 23:00
1900-05-20
1900-05-20 01:00
1900-05-20 02:00
1900-05-20 03:00
1900-05-20 04:00
1900-05-20 05:00
1900-05-20 06:00
1900-05-20 07:00
1900-05-20 08:00
1900-05-20 09:00
1900-05-20 10:00
1900-05-20 11:00
1900-05-20 12:00
1900-05-20 13:00
1900-05-20 14:00
1900-05-20 15:00
1900-05-20 16:00
1900-05-20 17:00
1900-05-20 18:00
1900-05-20 19:00
1900-05-20 20:00
1900-05-20 21:00
1900-05-20 22:00
1900-05-20 23:00
1900-05-21
1900-05-21 01:00
1900-05-21 02:00
1900-05-21 03:00
1900-05-21 04:00
1900-05-21 05:00
1900-05-21 06:00
1900-05-21 07:00
1900-05-21 08:00
1900-05-21 09:00
1900-05-21 10:00
1900-05-21 11:00
1900-05-21 12:00
1900-05-21 13:00
1900-05-21 14:00
1900-05-21 15:00
1900-05-21 16:00
1900-05-21 17:00
1900-05-21 18:00
1900-05-21 19:00
1900-05-21 20:00
1900-05-21 21:00
1900-05-21 22:00
1900-05-21 23:00
1900-05-22
1900-05-22 01:00
1900-05-22 02:00
1900-05-22 03:00
1900-05-22 04:00
1900-05-22 05:00
1900-05-22 06:00
1900-05-22 07:00
1900-05-22 08:00
1900-05-22 09:00
1900-05-22 10:00
1900-05-22 11:00
1900-05-22 12:00
1900-05-22 13:00
1900-05-22 14:00
1900-05-22 15:00
1900-05-22 16:00
1900-05-22 17:00
1900-05-22 18:00
1900-05-22 19:00
1900-05-22 20:00
1900-05-22 21:00
1900-05-22 22:00
1900-05-22 23:00
1900-05-23
1900-05-23 01:00
1900-05-23 02:00
1900-05-23 03:00
1900-05-23 04:00
1900-05-23 05:00
1900-05-23 06:00
1900-05-23 07:00
1900-05-23 08:00
1900-05-23 09:00
1900-05-23 10:00
1900-05-23 11:00
1900-05-23 12:00
1900-05-23 13:00
1900-05-23 14:00
1900-05-23 15:00
1900-05-23 16:00
1900-05-23 17:00
1900-05-23 18:00
1900-05-23 19:00
1900-05-23 20:00
1900-05-23 21:00
1900-05-23 22:00
1900-05-23 23:00
1900-05-24
1900-05-24 01:00
1900-05-24 02:00
1900-05-24 03:00
1900-05-24 04:00
1900-05-24 05:00
1900-05-24 06:00
1900-05-24 07:00
1900-05-24 08:00
1900-05-24 09:00
1900-05-24 10:00
1900-05-24 11:00
1900-05-24 12:00
1900-05-24 13:00
1900-05-24 14:00
1900-05-24 15:00
1900-05-24 16:00
1900-05-24 17:00
1900-05-24 18:00
1900-05-24 19:00
1900-05-24 20:00
1900-05-24 21:00
1900-05-24 22:00
1900-05-24 23:00
1900-05-25
1900-05-25 01:00
1900-05-25 02:00
1900-05-25 03:00
1900-05-25 04:00
1900-05-25 05:00
1900-05-25 06:00
1900-05-25 07:00
1900-05-25 08:00
1900-05-25 09:00
1900-05-25 10:00
1900-05-25 11:00
1900-05-25 12:00
1900-05-25 13:00
1900-05-25 14:00
1900-05-25 15:00
1900-05-25 16:00
1900-05-25 17:00
1900-05-25 18:00
1900-05-25 19:00
1900-05-25 20:00
1900-05-25 21:00
1900-05-25 22:00
1900-05-25 23:00
1900-05-26
1900-05-26 01:00
1900-05-26 02:00
1900-05-26 03:00
1900-05-26 04:00
1900-05-26 05:00
1900-05-26 06:00
1900-05-26 07:00
1900-05-26 08:00
1900-05-26 09:00
1900-05-26 10:00
1900-05-26 11:00
1900-05-26 12:00
1900-05-26 13:00
1900-05-26 14:00
1900-05-26 15:00
1900-05-26 16:00
1900-05-26 17:00
1900-05-26 18:00
1900-05-26 19:00
1900-05-26 20:00
1900-05-26 21:00
1900-05-26 22:00
1900-05-26 23:00
1900-05-27
1900-05-27 01:00
1900-05-27 02:00
1900-05-27 03:00
1900-05-27 04:00
1900-05-27 05:00
1900-05-27 06:00
1900-05-27 07:00
1900-05-27 08:00
1900-05-27 09:00
1900-05-27 10:00
1900-05-27 11:00
1900-05-27 12:00
1900-05-27 13:00
1900-05-27 14:00
1900-05-27 15:00
1900-05-27 16:00
1900-05-27 17:00
1900-05-27 18:00
1900-05-27 19:00
1900-05-27 20:00
1900-05-27 21:00
1900-05-27 22:00
1900-05-27 23:00
1900-05-28
1900-05-28 01:00
1900-05-28 02:00
1900-05-28 03:00
1900-05-28 04:00
1900-05-28 05:00
1900-05-28 06:00
1900-05-28 07:00
1900-05-28 08:00
1900-05-28 09:00
1900-05-28 10:00
1900-05-28 11:00
1900-05-28 12:00
1900-05-28 13:00
1900-05-28 14:00
1900-05-28 15:00
1900-05-28 16:00
1900-05-28 17:00
1900-05-28 18:00
1900-05-28 19:00
1900-05-28 20:00
1900-05-28 21:00
1900-05-28 22:00
1900-05-28 23:00
1900-05-29
1900-05-29 01:00
1900-05-29 02:00
1900-05-29 03:00
1900-05-29 04:00
1900-05-29 05:00
1900-05-29 06:00
1900-05-29 07:00
1900-05-29 08:00
1900-05-29 09:00
1900-05-29 10:00
1900-05-29 11:00
1900-05-29 12:00
1900-05-29 13:00
1900-05-29 14:00
1900-05-29 15:00
1900-05-29 16:00
1900-05-29 17:00
1900-05-29 18:00
1900-05-29 19:00
1900-05-29 20:00
1900-05-29 21:00
1900-05-29 22:00
1900-05-29 23:00
1900-05-30
1900-05-30 01:00
1900-05-30 02:00
1900-05-30 03:00
1900-05-30 04:00
1900-05-30 05:00
1900-05-30 06:00
1900-05-30 07:00
1900-05-30 08:00
1900-05-30 09:00
1900-05-30 10:00
1900-05-30 11:00
1900-05-30 12:00
1900-05-30 13:00
1900-05-30 14:00
1900-05-30 15:00
1900-05-30 16:00
1900-05-30 17:00
1900-05-30 18:00
1900-05-30 19:00
1900-05-30 20:00
1900-05-30 21:00
1900-05-30 22:00
1900-05-30 23:00
1900-05-31
1900-05-31 01:00
1900-05-31 02:00
1900-05-31 03:00
1900-05-31 04:00
1900-05-31 05:00
1900-05-31 06:00
1900-05-31 07:00
1900-05-31 08:00
1900-05-31 09:00
1900-05-31 10:00
1900-05-31 11:00
1900-05-31 12:00
1900-05-31 13:00
1900-05-31 14:00
1900-05-31 15:00
1900-05-31 16:00
1900-05-31 17:00
1900-05-31 18:00
1900-05-31 19:00
1900-05-31 20:00
1900-05-31 21:00
1900-05-31 22:00
1900-05-31 23:00
1900-06-01
1900-06-01 01:00
1900-06-01 02:00
1900-06-01 03:00
1900-06-01 04:00
1900-06-01 05:00
1900-06-01 06:00
1900-06-01 07:00
1900-06-01 08:00
1900-06-01 09:00
1900-06-01 10:00
1900-06-01 11:00
1900-06-01 12:00
1900-06-01 13:00
1900-06-01 14:00
1900-06-01 15:00
1900-06-01 16:00
1900-06-01 17:00
1900-06-01 18:00
1900-06-01 19:00
1900-06-01 20:00
1900-06-01 21:00
1900-06-01 22:00
1900-06-01 23:00
1900-06-02
1900-06-02 01:00
1900-06-02 02:00
1900-06-02 03:00
1900-06-02 04:00
1900-06-02 05:00
1900-06-02 06:00
1900-06-02 07:00
1900-06-02 08:00
1900-06-02 09:00
1900-06-02 10:00
1900-06-02 11:00
1900-06-02 12:00
1900-06-02 13:00
1900-06-02 14:00
1900-06-02 15:00
1900-06-02 16:00
1900-06-02 17:00
1900-06-02 18:00
1900-06-02 19:00
1900-06-02 20:00
1900-06-02 21:00
1900-06-02 22:00
1900-06-02 23:00
1900-06-03
1900-06-03 01:00
1900-06-03 02:00
1900-06-03 03:00
1900-06-03 04:00
1900-06-03 05:00
1900-06-03 06:00
1900-06-03 07:00
1900-06-03 08:00
1900-06-03 09:00
1900-06-03 10:00
1900-06-03 11:00
1900-06-03 12:00
1900-06-03 13:00
1900-06-03 14:00
1900-06-03 15:00
1900-06-03 16:00
1900-06-03 17:00
1900-06-03 18:00
1900-06-03 19:00
1900-06-03 20:00
1900-06-03 21:00
1900-06-03 22:00
1900-06-03 23:00
1900-06-04
1900-06-04 01:00
1900-06-04 02:00
1900-06-04 03:00
1900-06-04 04:00
1900-06-04 05:00
1900-06-04 06:00
1900-06-04 07:00
1900-06-04 08:00
1900-06-04 09:00
1900-06-04 10:00
1900-06-04 11:00
1900-06-04 12:00
1900-06-04 13:00
1900-06-04 14:00
1900-06-04 15:00
1900-06-04 16:00
1900-06-04 17:00
1900-06-04 18:00
1900-06-04 19:00
1900-06-04 20:00
1900-06-04 21:00
1900-06-04 22:00
1900-06-04 23:00
1900-06-05
1900-06-05 01:00
1900-06-05 02:00
1900-06-05 03:00
1900-06-05 04:00
1900-06-05 05:00
1900-06-05 06:00
1900-06-05 07:00
1900-06-05 08:00
1900-06-05 09:00
1900-06-05 10:00
1900-06-05 11:00
1900-06-05 12:00
1900-06-05 13:00
1900-06-05 14:00
1900-06-05 15:00
1900-06-05 16:00
1900-06-05 17:00
1900-06-05 18:00
1900-06-05 19:00
1900-06-05 20:00
1900-06-05 21:00
1900-06-05 22:00
1900-06-05 23:00
1900-06-06
1900-06-06 01:00
1900-06-06 02:00
1900-06-06 03:00
1900-06-06 04:00
1900-06-06 05:00
1900-06-06 06:00
1900-06-06 07:00
1900-06-06 08:00
1900-06-06 09:00
1900-06-06 10:00
1900-06-06 11:00
1900-06-06 12:00
1900-06-06 13:00
1900-06-06 14:00
1900-06-06 15:00
1900-06-06 16:00
1900-06-06 17:00
1900-06-06 18:00
1900-06-06 19:00
1900-06-06 20:00
1900-06-06 21:00
1900-06-06 22:00
1900-06-06 23:00
1900-06-07
1900-06-07 01:00
1900-06-07 02:00
1900-06-07 03:00
1900-06-07 04:00
1900-06-07 05:00
1900-06-07 06:00
1900-06-07 07:00
1900-06-07 08:00
1900-06-07 09:00
1900-06-07 10:00
1900-06-07 11:00
1900-06-07 12:00
1900-06-07 13:00
1900-06-07 14:00
1900-06-07 15:00
1900-06-07 16:00
1900-06-07 17:00
1900-06-07 18:00
1900-06-07 19:00
1900-06-07 20:00
1900-06-07 21:00
1900-06-07 22:00
1900-06-07 23:00
1900-06-08
1900-06-08 01:00
1900-06-08 02:00
1900-06-08 03:00
1900-06-08 04:00
1900-06-08 05:00
1900-06-08 06:00
1900-06-08 07:00
1900-06-08 08:00
1900-06-08 09:00
1900-06-08 10:00
1900-06-08 11:00
1900-06-08 12:00
1900-06-08 13:00
1900-06-08 14:00
1900-06-08 15:00
1900-06-08 16:00
1900-06-08 17:00
1900-06-08 18:00
1900-06-08 19:00
1900-06-08 20:00
1900-06-08 21:00
1900-06-08 22:00
1900-06-08 23:00
1900-06-09
1900-06-09 01:00
1900-06-09 02:00
1900-06-09 03:00
1900-06-09 04:00
1900-06-09 05:00
1900-06-09 06:00
1900-06-09 07:00
1900-06-09 08:00
1900-06-09 09:00
1900-06-09 10:00
1900-06-09 11:00
1900-06-09 12:00
1900-06-09 13:00
1900-06-09 14:00
1900-06-09 15:00
1900-06-09 16:00
1900-06-09 17:00
1900-06-09 18:00
1900-06-09 19:00
1900-06-09 20:00
1900-06-09 21:00
1900-06-09 22:00
1900-06-09 23:00
1900-06-10
1900-06-10 01:00
1900-06-10 02:00
1900-06-10 03:00
1900-06-10 04:00
1900-06-10 05:00
1900-06-10 06:00
1900-06-10 07:00
1900-06-10 08:00
1900-06-10 09:00
1900-06-10 10:00
1900-06-10 11:00
1900-06-10 12:00
1900-06-10 13:00
1900-06-10 14:00
1900-06-10 15:00
1900-06-10 16:00
1900-06-10 17:00
1900-06-10 18:00
1900-06-10 19:00
1900-06-10 20:00
1900-06-10 21:00
1900-06-10 22:00
1900-06-10 23:00
1900-06-11
1900-06-11 01:00
1900-06-11 02:00
1900-06-11 03:00
1900-06-11 04:00
1900-06-11 05:00
1900-06-11 06:00
1900-06-11 07:00
1900-06-11 08:00
1900-06-11 09:00
1900-06-11 10:00
1900-06-11 11:00
1900-06-11 12:00
1900-06-11 13:00
1900-06-11 14:00
1900-06-11 15:00
1900-06-11 16:00
1900-06-11 17:00
1900-06-11 18:00
1900-06-11 19:00
1900-06-11 20:00
1900-06-11 21:00
1900-06-11 22:00
1900-06-11 23:00
1900-06-12
1900-06-12 01:00
1900-06-12 02:00
1900-06-12 03:00
1900-06-12 04:00
1900-06-12 05:00
1900-06-12 06:00
1900-06-12 07:00
1900-06-12 08:00
1900-06-12 09:00
1900-06-12 10:00
1900-06-12 11:00
1900-06-12 12:00
1900-06-12 13:00
1900-06-12 14:00
1900-06-12 15:00
1900-06-12 16:00
1900-06-12 17:00
1900-06-12 18:00
1900-06-12 19:00
1900-06-12 20:00
1900-06-12 21:00
1900-06-12 22:00
1900-06-12 23:00
1900-06-13
1900-06-13 01:00
1900-06-13 02:00
1900-06-13 03:00
1900-06-13 04:00
1900-06-13 05:00
1900-06-13 06:00
1900-06-13 07:00
1900-06-13 08:00
1900-06-13 09:00
1900-06-13 10:00
1900-06-13 11:00
1900-06-13 12:00
1900-06-13 13:00
1900-06-13 14:00
1900-06-13 15:00
1900-06-13 16:00
1900-06-13 17:00
1900-06-13 18:00
1900-06-13 19:00
1900-06-13 20:00
1900-06-13 21:00
1900-06-13 22:00
1900-06-13 23:00
1900-06-14
1900-06-14 01:00
1900-06-14 02:00
1900-06-14 03:00
1900-06-14 04:00
1900-06-14 05:00
1900-06-14 06:00
1900-06-14 07:00
1900-06-14 08:00
1900-06-14 09:00
1900-06-14 10:00
1900-06-14 11:00
1900-06-14 12:00
1900-06-14 13:00
1900-06-14 14:00
1900-06-14 15:00
1900-06-14 16:00
1900-06-14 17:00
1900-06-14 18:00
1900-06-14 19:00
1900-06-14 20:00
1900-06-14 21:00
1900-06-14 22:00
1900-06-14 23:00
1900-06-15
1900-06-15 01:00
1900-06-15 02:00
1900-06-15 03:00
1900-06-15 04:00
1900-06-15 05:00
1900-06-15 06:00
1900-06-15 07:00
1900-06-15 08:00
1900-06-15 09:00
1900-06-15 10:00
1900-06-15 11:00
1900-06-15 12:00
1900-06-15 13:00
1900-06-15 14:00
1900-06-15 15:00
1900-06-15 16:00
1900-06-15 17:00
1900-06-15 18:00
1900-06-15 19:00
1900-06-15 20:00
1900-06-15 21:00
1900-06-15 22:00
1900-06-15 23:00
1900-06-16
1900-06-16 01:00
1900-06-16 02:00
1900-06-16 03:00
1900-06-16 04:00
1900-06-16 05:00
1900-06-16 06:00
1900-06-16 07:00
1900-06-16 08:00
1900-06-16 09:00
1900-06-16 10:00
1900-06-16 11:00
1900-06-16 12:00
1900-06-16 13:00
1900-06-16 14:00
1900-06-16 15:00
1900-06-16 16:00
1900-06-16 17:00
1900-06-16 18:00
1900-06-16 19:00
1900-06-16 20:00
1900-06-16 21:00
1900-06-16 22:00
1900-06-16 23:00
1900-06-17
1900-06-17 01:00
1900-06-17 02:00
1900-06-17 03:00
1900-06-17 04:00
1900-06-17 05:00
1900-06-17 06:00
1900-06-17 07:00
1900-06-17 08:00
1900-06-17 09:00
1900-06-17 10:00
1900-06-17 11:00
1900-06-17 12:00
1900-06-17 13:00
1900-06-17 14:00
1900-06-17 15:00
1900-06-17 16:00
1900-06-17 17:00
1900-06-17 18:00
1900-06-17 19:00
1900-06-17 20:00
1900-06-17 21:00
1900-06-17 22:00
1900-06-17 23:00
1900-06-18
1900-06-18 01:00
1900-06-18 02:00
1900-06-18 03:00
1900-06-18 04:00
1900-06-18 05:00
1900-06-18 06:00
1900-06-18 07:00
1900-06-18 08:00
1900-06-18 09:00
1900-06-18 10:00
1900-06-18 11:00
1900-06-18 12:00
1900-06-18 13:00
1900-06-18 14:00
1900-06-18 15:00
1900-06-18 16:00
1900-06-18 17:00
1900-06-18 18:00
1900-06-18 19:00
1900-06-18 20:00
1900-06-18 21:00
1900-06-18 22:00
1900-06-18 23:00
1900-06-19
1900-06-19 01:00
1900-06-19 02:00
1900-06-19 03:00
1900-06-19 04:00
1900-06-19 05:00
1900-06-19 06:00
1900-06-19 07:00
1900-06-19 08:00
1900-06-19 09:00
1900-06-19 10:00
1900-06-19 11:00
1900-06-19 12:00
1900-06-19 13:00
1900-06-19 14:00
1900-06-19 15:00
1900-06-19 16:00
1900-06-19 17:00
1900-06-19 18:00
1900-06-19 19:00
1900-06-19 20:00
1900-06-19 21:00
1900-06-19 22:00
1900-06-19 23:00
1900-06-20
1900-06-20 01:00
1900-06-20 02:00
1900-06-20 03:00
1900-06-20 04:00
1900-06-20 05:00
1900-06-20 06:00
1900-06-20 07:00
1900-06-20 08:00
1900-06-20 09:00
1900-06-20 10:00
1900-06-20 11:00
1900-06-20 12:00
1900-06-20 13:00
1900-06-20 14:00
1900-06-20 15:00
1900-06-20 16:00
1900-06-20 17:00
1900-06-20 18:00
1900-06-20 19:00
1900-06-20 20:00
1900-06-20 21:00
1900-06-20 22:00
1900-06-20 23:00
1900-06-21
1900-06-21 01:00
1900-06-21 02:00
1900-06-21 03:00
1900-06-21 04:00
1900-06-21 05:00
1900-06-21 06:00
1900-06-21 07:00
1900-06-21 08:00
1900-06-21 09:00
1900-06-21 10:00
1900-06-21 11:00
1900-06-21 12:00
1900-06-21 13:00
1900-06-21 14:00
1900-06-21 15:00
1900-06-21 16:00
1900-06-21 17:00
1900-06-21 18:00
1900-06-21 19:00
1900-06-21 20:00
1900-06-21 21:00
1900-06-21 22:00
1900-06-21 23:00
1900-06-22
1900-06-22 01:00
1900-06-22 02:00
1900-06-22 03:00
1900-06-22 04:00
1900-06-22 05:00
1900-06-22 06:00
1900-06-22 07:00
1900-06-22 08:00
1900-06-22 09:00
1900-06-22 10:00
1900-06-22 11:00
1900-06-22 12:00
1900-06-22 13:00
1900-06-22 14:00
1900-06-22 15:00
1900-06-22 16:00
1900-06-22 17:00
1900-06-22 18:00
1900-06-22 19:00
1900-06-22 20:00
1900-06-22 21:00
1900-06-22 22:00
1900-06-22 23:00
1900-06-23
1900-06-23 01:00
1900-06-23 02:00
1900-06-23 03:00
1900-06-23 04:00
1900-06-23 05:00
1900-06-23 06:00
1900-06-23 07:00
1900-06-23 08:00
1900-06-23 09:00
1900-06-23 10:00
1900-06-23 11:00
1900-06-23 12:00
1900-06-23 13:00
1900-06-23 14:00
1900-06-23 15:00
1900-06-23 16:00
1900-06-23 17:00
1900-06-23 18:00
1900-06-23 19:00
1900-06-23 20:00
1900-06-23 21:00
1900-06-23 22:00
1900-06-23 23:00
1900-06-24
1900-06-24 01:00
1900-06-24 02:00
1900-06-24 03:00
1900-06-24 04:00
1900-06-24 05:00
1900-06-24 06:00
1900-06-24 07:00
1900-06-24 08:00
1900-06-24 09:00
1900-06-24 10:00
1900-06-24 11:00
1900-06-24 12:00
1900-06-24 13:00
1900-06-24 14:00
1900-06-24 15:00
1900-06-24 16:00
1900-06-24 17:00
1900-06-24 18:00
1900-06-24 19:00
1900-06-24 20:00
1900-06-24 21:00
1900-06-24 22:00
1900-06-24 23:00
1900-06-25
1900-06-25 01:00
1900-06-25 02:00
1900-06-25 03:00
1900-06-25 04:00
1900-06-25 05:00
1900-06-25 06:00
1900-06-25 07:00
1900-06-25 08:00
1900-06-25 09:00
1900-06-25 10:00
1900-06-25 11:00
1900-06-25 12:00
1900-06-25 13:00
1900-06-25 14:00
1900-06-25 15:00
1900-06-25 16:00
1900-06-25 17:00
1900-06-25 18:00
1900-06-25 19:00
1900-06-25 20:00
1900-06-25 21:00
1900-06-25 22:00
1900-06-25 23:00
1900-06-26
1900-06-26 01:00
1900-06-26 02:00
1900-06-26 03:00
1900-06-26 04:00
1900-06-26 05:00
1900-06-26 06:00
1900-06-26 07:00
1900-06-26 08:00
1900-06-26 09:00
1900-06-26 10:00
1900-06-26 11:00
1900-06-26 12:00
1900-06-26 13:00
1900-06-26 14:00
1900-06-26 15:00
1900-06-26 16:00
1900-06-26 17:00
1900-06-26 18:00
1900-06-26 19:00
1900-06-26 20:00
1900-06-26 21:00
1900-06-26 22:00
1900-06-26 23:00
1900-06-27
1900-06-27 01:00
1900-06-27 02:00
1900-06-27 03:00
1900-06-27 04:00
1900-06-27 05:00
1900-06-27 06:00
1900-06-27 07:00
1900-06-27 08:00
1900-06-27 09:00
1900-06-27 10:00
1900-06-27 11:00
1900-06-27 12:00
1900-06-27 13:00
1900-06-27 14:00
1900-06-27 15:00
1900-06-27 16:00
1900-06-27 17:00
1900-06-27 18:00
1900-06-27 19:00
1900-06-27 20:00
1900-06-27 21:00
1900-06-27 22:00
1900-06-27 23:00
1900-06-28
1900-06-28 01:00
1900-06-28 02:00
1900-06-28 03:00
1900-06-28 04:00
1900-06-28 05:00
1900-06-28 06:00
1900-06-28 07:00
1900-06-28 08:00
1900-06-28 09:00
1900-06-28 10:00
1900-06-28 11:00
1900-06-28 12:00
1900-06-28 13:00
1900-06-28 14:00
1900-06-28 15:00
1900-06-28 16:00
1900-06-28 17:00
1900-06-28 18:00
1900-06-28 19:00
1900-06-28 20:00
1900-06-28 21:00
1900-06-28 22:00
1900-06-28 23:00
1900-06-29
1900-06-29 01:00
1900-06-29 02:00
1900-06-29 03:00
1900-06-29 04:00
1900-06-29 05:00
1900-06-29 06:00
1900-06-29 07:00
1900-06-29 08:00
1900-06-29 09:00
1900-06-29 10:00
1900-06-29 11:00
1900-06-29 12:00
1900-06-29 13:00
1900-06-29 14:00
1900-06-29 15:00
1900-06-29 16:00
1900-06-29 17:00
1900-06-29 18:00
1900-06-29 19:00
1900-06-29 20:00
1900-06-29 21:00
1900-06-29 22:00
1900-06-29 23:00
1900-06-30
1900-06-30 01:00
1900-06-30 02:00
1900-06-30 03:00
1900-06-30 04:00
1900-06-30 05:00
1900-06-30 06:00
1900-06-30 07:00
1900-06-30 08:00
1900-06-30 09:00
1900-06-30 10:00
1900-06-30 11:00
1900-06-30 12:00
1900-06-30 13:00
1900-06-30 14:00
1900-06-30 15:00
1900-06-30 16:00
1900-06-30 17:00
1900-06-30 18:00
1900-06-30 19:00
1900-06-30 20:00
1900-06-30 21:00
1900-06-30 22:00
1900-06-30 23:00
1900-07-01
1900-07-01 01:00
1900-07-01 02:00
1900-07-01 03:00
1900-07-01 04:00
1900-07-01 05:00
1900-07-01 06:00
1900-07-01 07:00
1900-07-01 08:00
1900-07-01 09:00
1900-07-01 10:00
1900-07-01 11:00
1900-07-01 12:00
1900-07-01 13:00
1900-07-01 14:00
1900-07-01 15:00
1900-07-01 16:00
1900-07-01 17:00
1900-07-01 18:00
1900-07-01 19:00
1900-07-01 20:00
1900-07-01 21:00
1900-07-01 22:00
1900-07-01 23:00
1900-07-02
1900-07-02 01:00
1900-07-02 02:00
1900-07-02 03:00
1900-07-02 04:00
1900-07-02 05:00
1900-07-02 06:00
1900-07-02 07:00
1900-07-02 08:00
1900-07-02 09:00
1900-07-02 10:00
1900-07-02 11:00
1900-07-02 12:00
1900-07-02 13:00
1900-07-02 14:00
1900-07-02 15:00
1900-07-02 16:00
1900-07-02 17:00
1900-07-02 18:00
1900-07-02 19:00
1900-07-02 20:00
1900-07-02 21:00
1900-07-02 22:00
1900-07-02 23:00
1900-07-03
1900-07-03 01:00
1900-07-03 02:00
1900-07-03 03:00
1900-07-03 04:00
1900-07-03 05:00
1900-07-03 06:00
1900-07-03 07:00
1900-07-03 08:00
1900-07-03 09:00
1900-07-03 10:00
1900-07-03 11:00
1900-07-03 12:00
1900-07-03 13:00
1900-07-03 14:00
1900-07-03 15:00
1900-07-03 16:00
1900-07-03 17:00
1900-07-03 18:00
1900-07-03 19:00
1900-07-03 20:00
1900-07-03 21:00
1900-07-03 22:00
1900-07-03 23:00
1900-07-04
1900-07-04 01:00
1900-07-04 02:00
1900-07-04 03:00
1900-07-04 04:00
1900-07-04 05:00
1900-07-04 06:00
1900-07-04 07:00
1900-07-04 08:00
1900-07-04 09:00
1900-07-04 10:00
1900-07-04 11:00
1900-07-04 12:00
1900-07-04 13:00
1900-07-04 14:00
1900-07-04 15:00
1900-07-04 16:00
1900-07-04 17:00
1900-07-04 18:00
1900-07-04 19:00
1900-07-04 20:00
1900-07-04 21:00
1900-07-04 22:00
1900-07-04 23:00
1900-07-05
1900-07-05 01:00
1900-07-05 02:00
1900-07-05 03:00
1900-07-05 04:00
1900-07-05 05:00
1900-07-05 06:00
1900-07-05 07:00
1900-07-05 08:00
1900-07-05 09:00
1900-07-05 10:00
1900-07-05 11:00
1900-07-05 12:00
1900-07-05 13:00
1900-07-05 14:00
1900-07-05 15:00
1900-07-05 16:00
1900-07-05 17:00
1900-07-05 18:00
1900-07-05 19:00
1900-07-05 20:00
1900-07-05 21:00
1900-07-05 22:00
1900-07-05 23:00
1900-07-06
1900-07-06 01:00
1900-07-06 02:00
1900-07-06 03:00
1900-07-06 04:00
1900-07-06 05:00
1900-07-06 06:00
1900-07-06 07:00
1900-07-06 08:00
1900-07-06 09:00
1900-07-06 10:00
1900-07-06 11:00
1900-07-06 12:00
1900-07-06 13:00
1900-07-06 14:00
1900-07-06 15:00
1900-07-06 16:00
1900-07-06 17:00
1900-07-06 18:00
1900-07-06 19:00
1900-07-06 20:00
1900-07-06 21:00
1900-07-06 22:00
1900-07-06 23:00
1900-07-07
1900-07-07 01:00
1900-07-07 02:00
1900-07-07 03:00
1900-07-07 04:00
1900-07-07 05:00
1900-07-07 06:00
1900-07-07 07:00
1900-07-07 08:00
1900-07-07 09:00
1900-07-07 10:00
1900-07-07 11:00
1900-07-07 12:00
1900-07-07 13:00
1900-07-07 14:00
1900-07-07 15:00
1900-07-07 16:00
1900-07-07 17:00
1900-07-07 18:00
1900-07-07 19:00
1900-07-07 20:00
1900-07-07 21:00
1900-07-07 22:00
1900-07-07 23:00
1900-07-08
1900-07-08 01:00
1900-07-08 02:00
1900-07-08 03:00
1900-07-08 04:00
1900-07-08 05:00
1900-07-08 06:00
1900-07-08 07:00
1900-07-08 08:00
1900-07-08 09:00
1900-07-08 10:00
1900-07-08 11:00
1900-07-08 12:00
1900-07-08 13:00
1900-07-08 14:00
1900-07-08 15:00
1900-07-08 16:00
1900-07-08 17:00
1900-07-08 18:00
1900-07-08 19:00
1900-07-08 20:00
1900-07-08 21:00
1900-07-08 22:00
1900-07-08 23:00
1900-07-09
1900-07-09 01:00
1900-07-09 02:00
1900-07-09 03:00
1900-07-09 04:00
1900-07-09 05:00
1900-07-09 06:00
1900-07-09 07:00
1900-07-09 08:00
1900-07-09 09:00
1900-07-09 10:00
1900-07-09 11:00
1900-07-09 12:00
1900-07-09 13:00
1900-07-09 14:00
1900-07-09 15:00
1900-07-09 16:00
1900-07-09 17:00
1900-07-09 18:00
1900-07-09 19:00
1900-07-09 20:00
1900-07-09 21:00
1900-07-09 22:00
1900-07-09 23:00
1900-07-10
1900-07-10 01:00
1900-07-10 02:00
1900-07-10 03:00
1900-07-10 04:00
1900-07-10 05:00
1900-07-10 06:00
1900-07-10 07:00
1900-07-10 08:00
1900-07-10 09:00
1900-07-10 10:00
1900-07-10 11:00
1900-07-10 12:00
1900-07-10 13:00
1900-07-10 14:00
1900-07-10 15:00
1900-07-10 16:00
1900-07-10 17:00
1900-07-10 18:00
1900-07-10 19:00
1900-07-10 20:00
1900-07-10 21:00
1900-07-10 22:00
1900-07-10 23:00
1900-07-11
1900-07-11 01:00
1900-07-11 02:00
1900-07-11 03:00
1900-07-11 04:00
1900-07-11 05:00
1900-07-11 06:00
1900-07-11 07:00
1900-07-11 08:00
1900-07-11 09:00
1900-07-11 10:00
1900-07-11 11:00
1900-07-11 12:00
1900-07-11 13:00
1900-07-11 14:00
1900-07-11 15:00
1900-07-11 16:00
1900-07-11 17:00
1900-07-11 18:00
1900-07-11 19:00
1900-07-11 20:00
1900-07-11 21:00
1900-07-11 22:00
1900-07-11 23:00
1900-07-12
1900-07-12 01:00
1900-07-12 02:00
1900-07-12 03:00
1900-07-12 04:00
1900-07-12 05:00
1900-07-12 06:00
1900-07-12 07:00
1900-07-12 08:00
1900-07-12 09:00
1900-07-12 10:00
1900-07-12 11:00
1900-07-12 12:00
1900-07-12 13:00
1900-07-12 14:00
1900-07-12 15:00
1900-07-12 16:00
1900-07-12 17:00
1900-07-12 18:00
1900-07-12 19:00
1900-07-12 20:00
1900-07-12 21:00
1900-07-12 22:00
1900-07-12 23:00
1900-07-13
1900-07-13 01:00
1900-07-13 02:00
1900-07-13 03:00
1900-07-13 04:00
1900-07-13 05:00
1900-07-13 06:00
1900-07-13 07:00
1900-07-13 08:00
1900-07-13 09:00
1900-07-13 10:00
1900-07-13 11:00
1900-07-13 12:00
1900-07-13 13:00
1900-07-13 14:00
1900-07-13 15:00
1900-07-13 16:00
1900-07-13 17:00
1900-07-13 18:00
1900-07-13 19:00
1900-07-13 20:00
1900-07-13 21:00
1900-07-13 22:00
1900-07-13 23:00
1900-07-14
1900-07-14 01:00
1900-07-14 02:00
1900-07-14 03:00
1900-07-14 04:00
1900-07-14 05:00
1900-07-14 06:00
1900-07-14 07:00
1900-07-14 08:00
1900-07-14 09:00
1900-07-14 10:00
1900-07-14 11:00
1900-07-14 12:00
1900-07-14 13:00
1900-07-14 14:00
1900-07-14 15:00
1900-07-14 16:00
1900-07-14 17:00
1900-07-14 18:00
1900-07-14 19:00
1900-07-14 20:00
1900-07-14 21:00
1900-07-14 22:00
1900-07-14 23:00
1900-07-15
1900-07-15 01:00
1900-07-15 02:00
1900-07-15 03:00
1900-07-15 04:00
1900-07-15 05:00
1900-07-15 06:00
1900-07-15 07:00
1900-07-15 08:00
1900-07-15 09:00
1900-07-15 10:00
1900-07-15 11:00
1900-07-15 12:00
1900-07-15 13:00
1900-07-15 14:00
1900-07-15 15:00
1900-07-15 16:00
1900-07-15 17:00
1900-07-15 18:00
1900-07-15 19:00
1900-07-15 20:00
1900-07-15 21:00
1900-07-15 22:00
1900-07-15 23:00
1900-07-16
1900-07-16 01:00
1900-07-16 02:00
1900-07-16 03:00
1900-07-16 04:00
1900-07-16 05:00
1900-07-16 06:00
1900-07-16 07:00
1900-07-16 08:00
1900-07-16 09:00
1900-07-16 10:00
1900-07-16 11:00
1900-07-16 12:00
1900-07-16 13:00
1900-07-16 14:00
1900-07-16 15:00
1900-07-16 16:00
1900-07-16 17:00
1900-07-16 18:00
1900-07-16 19:00
1900-07-16 20:00
1900-07-16 21:00
1900-07-16 22:00
1900-07-16 23:00
1900-07-17
1900-07-17 01:00
1900-07-17 02:00
1900-07-17 03:00
1900-07-17 04:00
1900-07-17 05:00
1900-07-17 06:00
1900-07-17 07:00
1900-07-17 08:00
1900-07-17 09:00
1900-07-17 10:00
1900-07-17 11:00
1900-07-17 12:00
1900-07-17 13:00
1900-07-17 14:00
1900-07-17 15:00
1900-07-17 16:00
1900-07-17 17:00
1900-07-17 18:00
1900-07-17 19:00
1900-07-17 20:00
1900-07-17 21:00
1900-07-17 22:00
1900-07-17 23:00
1900-07-18
1900-07-18 01:00
1900-07-18 02:00
1900-07-18 03:00
1900-07-18 04:00
1900-07-18 05:00
1900-07-18 06:00
1900-07-18 07:00
1900-07-18 08:00
1900-07-18 09:00
1900-07-18 10:00
1900-07-18 11:00
1900-07-18 12:00
1900-07-18 13:00
1900-07-18 14:00
1900-07-18 15:00
1900-07-18 16:00
1900-07-18 17:00
1900-07-18 18:00
1900-07-18 19:00
1900-07-18 20:00
1900-07-18 21:00
1900-07-18 22:00
1900-07-18 23:00
1900-07-19
1900-07-19 01:00
1900-07-19 02:00
1900-07-19 03:00
1900-07-19 04:00
1900-07-19 05:00
1900-07-19 06:00
1900-07-19 07:00
1900-07-19 08:00
1900-07-19 09:00
1900-07-19 10:00
1900-07-19 11:00
1900-07-19 12:00
1900-07-19 13:00
1900-07-19 14:00
1900-07-19 15:00
1900-07-19 16:00
1900-07-19 17:00
1900-07-19 18:00
1900-07-19 19:00
1900-07-19 20:00
1900-07-19 21:00
1900-07-19 22:00
1900-07-19 23:00
1900-07-20
1900-07-20 01:00
1900-07-20 02:00
1900-07-20 03:00
1900-07-20 04:00
1900-07-20 05:00
1900-07-20 06:00
1900-07-20 07:00
1900-07-20 08:00
1900-07-20 09:00
1900-07-20 10:00
1900-07-20 11:00
1900-07-20 12:00
1900-07-20 13:00
1900-07-20 14:00
1900-07-20 15:00
1900-07-20 16:00
1900-07-20 17:00
1900-07-20 18:00
1900-07-20 19:00
1900-07-20 20:00
1900-07-20 21:00
1900-07-20 22:00
1900-07-20 23:00
1900-07-21
1900-07-21 01:00
1900-07-21 02:00
1900-07-21 03:00
1900-07-21 04:00
1900-07-21 05:00
1900-07-21 06:00
1900-07-21 07:00
1900-07-21 08:00
1900-07-21 09:00
1900-07-21 10:00
1900-07-21 11:00
1900-07-21 12:00
1900-07-21 13:00
1900-07-21 14:00
1900-07-21 15:00
1900-07-21 16:00
1900-07-21 17:00
1900-07-21 18:00
1900-07-21 19:00
1900-07-21 20:00
1900-07-21 21:00
1900-07-21 22:00
1900-07-21 23:00
1900-07-22
1900-07-22 01:00
1900-07-22 02:00
1900-07-22 03:00
1900-07-22 04:00
1900-07-22 05:00
1900-07-22 06:00
1900-07-22 07:00
1900-07-22 08:00
1900-07-22 09:00
1900-07-22 10:00
1900-07-22 11:00
1900-07-22 12:00
1900-07-22 13:00
1900-07-22 14:00
1900-07-22 15:00
1900-07-22 16:00
1900-07-22 17:00
1900-07-22 18:00
1900-07-22 19:00
1900-07-22 20:00
1900-07-22 21:00
1900-07-22 22:00
1900-07-22 23:00
1900-07-23
1900-07-23 01:00
1900-07-23 02:00
1900-07-23 03:00
1900-07-23 04:00
1900-07-23 05:00
1900-07-23 06:00
1900-07-23 07:00
1900-07-23 08:00
1900-07-23 09:00
1900-07-23 10:00
1900-07-23 11:00
1900-07-23 12:00
1900-07-23 13:00
1900-07-23 14:00
1900-07-23 15:00
1900-07-23 16:00
1900-07-23 17:00
1900-07-23 18:00
1900-07-23 19:00
1900-07-23 20:00
1900-07-23 21:00
1900-07-23 22:00
1900-07-23 23:00
1900-07-24
1900-07-24 01:00
1900-07-24 02:00
1900-07-24 03:00
1900-07-24 04:00
1900-07-24 05:00
1900-07-24 06:00
1900-07-24 07:00
1900-07-24 08:00
1900-07-24 09:00
1900-07-24 10:00
1900-07-24 11:00
1900-07-24 12:00
1900-07-24 13:00
1900-07-24 14:00
1900-07-24 15:00
1900-07-24 16:00
1900-07-24 17:00
1900-07-24 18:00
1900-07-24 19:00
1900-07-24 20:00
1900-07-24 21:00
1900-07-24 22:00
1900-07-24 23:00
1900-07-25
1900-07-25 01:00
1900-07-25 02:00
1900-07-25 03:00
1900-07-25 04:00
1900-07-25 05:00
1900-07-25 06:00
1900-07-25 07:00
1900-07-25 08:00
1900-07-25 09:00
1900-07-25 10:00
1900-07-25 11:00
1900-07-25 12:00
1900-07-25 13:00
1900-07-25 14:00
1900-07-25 15:00
1900-07-25 16:00
1900-07-25 17:00
1900-07-25 18:00
1900-07-25 19:00
1900-07-25 20:00
1900-07-25 21:00
1900-07-25 22:00
1900-07-25 23:00
1900-07-26
1900-07-26 01:00
1900-07-26 02:00
1900-07-26 03:00
1900-07-26 04:00
1900-07-26 05:00
1900-07-26 06:00
1900-07-26 07:00
1900-07-26 08:00
1900-07-26 09:00
1900-07-26 10:00
1900-07-26 11:00
1900-07-26 12:00
1900-07-26 13:00
1900-07-26 14:00
1900-07-26 15:00
1900-07-26 16:00
1900-07-26 17:00
1900-07-26 18:00
1900-07-26 19:00
1900-07-26 20:00
1900-07-26 21:00
1900-07-26 22:00
1900-07-26 23:00
1900-07-27
1900-07-27 01:00
1900-07-27 02:00
1900-07-27 03:00
1900-07-27 04:00
1900-07-27 05:00
1900-07-27 06:00
1900-07-27 07:00
1900-07-27 08:00
1900-07-27 09:00
1900-07-27 10:00
1900-07-27 11:00
1900-07-27 12:00
1900-07-27 13:00
1900-07-27 14:00
1900-07-27 15:00
1900-07-27 16:00
1900-07-27 17:00
1900-07-27 18:00
1900-07-27 19:00
1900-07-27 20:00
1900-07-27 21:00
1900-07-27 22:00
1900-07-27 23:00
1900-07-28
1900-07-28 01:00
1900-07-28 02:00
1900-07-28 03:00
1900-07-28 04:00
1900-07-28 05:00
1900-07-28 06:00
1900-07-28 07:00
1900-07-28 08:00
1900-07-28 09:00
1900-07-28 10:00
1900-07-28 11:00
1900-07-28 12:00
1900-07-28 13:00
1900-07-28 14:00
1900-07-28 15:00
1900-07-28 16:00
1900-07-28 17:00
1900-07-28 18:00
1900-07-28 19:00
1900-07-28 20:00
1900-07-28 21:00
1900-07-28 22:00
1900-07-28 23:00
1900-07-29
1900-07-29 01:00
1900-07-29 02:00
1900-07-29 03:00
1900-07-29 04:00
1900-07-29 05:00
1900-07-29 06:00
1900-07-29 07:00
1900-07-29 08:00
1900-07-29 09:00
1900-07-29 10:00
1900-07-29 11:00
1900-07-29 12:00
1900-07-29 13:00
1900-07-29 14:00
1900-07-29 15:00
1900-07-29 16:00
1900-07-29 17:00
1900-07-29 18:00
1900-07-29 19:00
1900-07-29 20:00
1900-07-29 21:00
1900-07-29 22:00
1900-07-29 23:00
1900-07-30
1900-07-30 01:00
1900-07-30 02:00
1900-07-30 03:00
1900-07-30 04:00
1900-07-30 05:00
1900-07-30 06:00
1900-07-30 07:00
1900-07-30 08:00
1900-07-30 09:00
1900-07-30 10:00
1900-07-30 11:00
1900-07-30 12:00
1900-07-30 13:00
1900-07-30 14:00
1900-07-30 15:00
1900-07-30 16:00
1900-07-30 17:00
1900-07-30 18:00
1900-07-30 19:00
1900-07-30 20:00
1900-07-30 21:00
1900-07-30 22:00
1900-07-30 23:00
1900-07-31
1900-07-31 01:00
1900-07-31 02:00
1900-07-31 03:00
1900-07-31 04:00
1900-07-31 05:00
1900-07-31 06:00
1900-07-31 07:00
1900-07-31 08:00
1900-07-31 09:00
1900-07-31 10:00
1900-07-31 11:00
1900-07-31 12:00
1900-07-31 13:00
1900-07-31 14:00
1900-07-31 15:00
1900-07-31 16:00
1900-07-31 17:00
1900-07-31 18:00
1900-07-31 19:00
1900-07-31 20:00
1900-07-31 21:00
1900-07-31 22:00
1900-07-31 23:00
1900-08-01
1900-08-01 01:00
1900-08-01 02:00
1900-08-01 03:00
1900-08-01 04:00
1900-08-01 05:00
1900-08-01 06:00
1900-08-01 07:00
1900-08-01 08:00
1900-08-01 09:00
1900-08-01 10:00
1900-08-01 11:00
1900-08-01 12:00
1900-08-01 13:00
1900-08-01 14:00
1900-08-01 15:00
1900-08-01 16:00
1900-08-01 17:00
1900-08-01 18:00
1900-08-01 19:00
1900-08-01 20:00
1900-08-01 21:00
1900-08-01 22:00
1900-08-01 23:00
1900-08-02
1900-08-02 01:00
1900-08-02 02:00
1900-08-02 03:00
1900-08-02 04:00
1900-08-02 05:00
1900-08-02 06:00
1900-08-02 07:00
1900-08-02 08:00
1900-08-02 09:00
1900-08-02 10:00
1900-08-02 11:00
1900-08-02 12:00
1900-08-02 13:00
1900-08-02 14:00
1900-08-02 15:00
1900-08-02 16:00
1900-08-02 17:00
1900-08-02 18:00
1900-08-02 19:00
1900-08-02 20:00
1900-08-02 21:00
1900-08-02 22:00
1900-08-02 23:00
1900-08-03
1900-08-03 01:00
1900-08-03 02:00
1900-08-03 03:00
1900-08-03 04:00
1900-08-03 05:00
1900-08-03 06:00
1900-08-03 07:00
1900-08-03 08:00
1900-08-03 09:00
1900-08-03 10:00
1900-08-03 11:00
1900-08-03 12:00
1900-08-03 13:00
1900-08-03 14:00
1900-08-03 15:00
1900-08-03 16:00
1900-08-03 17:00
1900-08-03 18:00
1900-08-03 19:00
1900-08-03 20:00
1900-08-03 21:00
1900-08-03 22:00
1900-08-03 23:00
1900-08-04
1900-08-04 01:00
1900-08-04 02:00
1900-08-04 03:00
1900-08-04 04:00
1900-08-04 05:00
1900-08-04 06:00
1900-08-04 07:00
1900-08-04 08:00
1900-08-04 09:00
1900-08-04 10:00
1900-08-04 11:00
1900-08-04 12:00
1900-08-04 13:00
1900-08-04 14:00
1900-08-04 15:00
1900-08-04 16:00
1900-08-04 17:00
1900-08-04 18:00
1900-08-04 19:00
1900-08-04 20:00
1900-08-04 21:00
1900-08-04 22:00
1900-08-04 23:00
1900-08-05
1900-08-05 01:00
1900-08-05 02:00
1900-08-05 03:00
1900-08-05 04:00
1900-08-05 05:00
1900-08-05 06:00
1900-08-05 07:00
1900-08-05 08:00
1900-08-05 09:00
1900-08-05 10:00
1900-08-05 11:00
1900-08-05 12:00
1900-08-05 13:00
1900-08-05 14:00
1900-08-05 15:00
1900-08-05 16:00
1900-08-05 17:00
1900-08-05 18:00
1900-08-05 19:00
1900-08-05 20:00
1900-08-05 21:00
1900-08-05 22:00
1900-08-05 23:00
1900-08-06
1900-08-06 01:00
1900-08-06 02:00
1900-08-06 03:00
1900-08-06 04:00
1900-08-06 05:00
1900-08-06 06:00
1900-08-06 07:00
1900-08-06 08:00
1900-08-06 09:00
1900-08-06 10:00
1900-08-06 11:00
1900-08-06 12:00
1900-08-06 13:00
1900-08-06 14:00
1900-08-06 15:00
1900-08-06 16:00
1900-08-06 17:00
1900-08-06 18:00
1900-08-06 19:00
1900-08-06 20:00
1900-08-06 21:00
1900-08-06 22:00
1900-08-06 23:00
1900-08-07
1900-08-07 01:00
1900-08-07 02:00
1900-08-07 03:00
1900-08-07 04:00
1900-08-07 05:00
1900-08-07 06:00
1900-08-07 07:00
1900-08-07 08:00
1900-08-07 09:00
1900-08-07 10:00
1900-08-07 11:00
1900-08-07 12:00
1900-08-07 13:00
1900-08-07 14:00
1900-08-07 15:00
1900-08-07 16:00
1900-08-07 17:00
1900-08-07 18:00
1900-08-07 19:00
1900-08-07 20:00
1900-08-07 21:00
1900-08-07 22:00
1900-08-07 23:00
1900-08-08
1900-08-08 01:00
1900-08-08 02:00
1900-08-08 03:00
1900-08-08 04:00
1900-08-08 05:00
1900-08-08 06:00
1900-08-08 07:00
1900-08-08 08:00
1900-08-08 09:00
1900-08-08 10:00
1900-08-08 11:00
1900-08-08 12:00
1900-08-08 13:00
1900-08-08 14:00
1900-08-08 15:00
1900-08-08 16:00
1900-08-08 17:00
1900-08-08 18:00
1900-08-08 19:00
1900-08-08 20:00
1900-08-08 21:00
1900-08-08 22:00
1900-08-08 23:00
1900-08-09
1900-08-09 01:00
1900-08-09 02:00
1900-08-09 03:00
1900-08-09 04:00
1900-08-09 05:00
1900-08-09 06:00
1900-08-09 07:00
1900-08-09 08:00
1900-08-09 09:00
1900-08-09 10:00
1900-08-09 11:00
1900-08-09 12:00
1900-08-09 13:00
1900-08-09 14:00
1900-08-09 15:00
1900-08-09 16:00
1900-08-09 17:00
1900-08-09 18:00
1900-08-09 19:00
1900-08-09 20:00
1900-08-09 21:00
1900-08-09 22:00
1900-08-09 23:00
1900-08-10
1900-08-10 01:00
1900-08-10 02:00
1900-08-10 03:00
1900-08-10 04:00
1900-08-10 05:00
1900-08-10 06:00
1900-08-10 07:00
1900-08-10 08:00
1900-08-10 09:00
1900-08-10 10:00
1900-08-10 11:00
1900-08-10 12:00
1900-08-10 13:00
1900-08-10 14:00
1900-08-10 15:00
1900-08-10 16:00
1900-08-10 17:00
1900-08-10 18:00
1900-08-10 19:00
1900-08-10 20:00
1900-08-10 21:00
1900-08-10 22:00
1900-08-10 23:00
1900-08-11
1900-08-11 01:00
1900-08-11 02:00
1900-08-11 03:00
1900-08-11 04:00
1900-08-11 05:00
1900-08-11 06:00
1900-08-11 07:00
1900-08-11 08:00
1900-08-11 09:00
1900-08-11 10:00
1900-08-11 11:00
1900-08-11 12:00
1900-08-11 13:00
1900-08-11 14:00
1900-08-11 15:00
1900-08-11 16:00
1900-08-11 17:00
1900-08-11 18:00
1900-08-11 19:00
1900-08-11 20:00
1900-08-11 21:00
1900-08-11 22:00
1900-08-11 23:00
1900-08-12
1900-08-12 01:00
1900-08-12 02:00
1900-08-12 03:00
1900-08-12 04:00
1900-08-12 05:00
1900-08-12 06:00
1900-08-12 07:00
1900-08-12 08:00
1900-08-12 09:00
1900-08-12 10:00
1900-08-12 11:00
1900-08-12 12:00
1900-08-12 13:00
1900-08-12 14:00
1900-08-12 15:00
1900-08-12 16:00
1900-08-12 17:00
1900-08-12 18:00
1900-08-12 19:00
1900-08-12 20:00
1900-08-12 21:00
1900-08-12 22:00
1900-08-12 23:00
1900-08-13
1900-08-13 01:00
1900-08-13 02:00
1900-08-13 03:00
1900-08-13 04:00
1900-08-13 05:00
1900-08-13 06:00
1900-08-13 07:00
1900-08-13 08:00
1900-08-13 09:00
1900-08-13 10:00
1900-08-13 11:00
1900-08-13 12:00
1900-08-13 13:00
1900-08-13 14:00
1900-08-13 15:00
1900-08-13 16:00
1900-08-13 17:00
1900-08-13 18:00
1900-08-13 19:00
1900-08-13 20:00
1900-08-13 21:00
1900-08-13 22:00
1900-08-13 23:00
1900-08-14
1900-08-14 01:00
1900-08-14 02:00
1900-08-14 03:00
1900-08-14 04:00
1900-08-14 05:00
1900-08-14 06:00
1900-08-14 07:00
1900-08-14 08:00
1900-08-14 09:00
1900-08-14 10:00
1900-08-14 11:00
1900-08-14 12:00
1900-08-14 13:00
1900-08-14 14:00
1900-08-14 15:00
1900-08-14 16:00
1900-08-14 17:00
1900-08-14 18:00
1900-08-14 19:00
1900-08-14 20:00
1900-08-14 21:00
1900-08-14 22:00
1900-08-14 23:00
1900-08-15
1900-08-15 01:00
1900-08-15 02:00
1900-08-15 03:00
1900-08-15 04:00
1900-08-15 05:00
1900-08-15 06:00
1900-08-15 07:00
1900-08-15 08:00
1900-08-15 09:00
1900-08-15 10:00
1900-08-15 11:00
1900-08-15 12:00
1900-08-15 13:00
1900-08-15 14:00
1900-08-15 15:00
1900-08-15 16:00
1900-08-15 17:00
1900-08-15 18:00
1900-08-15 19:00
1900-08-15 20:00
1900-08-15 21:00
1900-08-15 22:00
1900-08-15 23:00
1900-08-16
1900-08-16 01:00
1900-08-16 02:00
1900-08-16 03:00
1900-08-16 04:00
1900-08-16 05:00
1900-08-16 06:00
1900-08-16 07:00
1900-08-16 08:00
1900-08-16 09:00
1900-08-16 10:00
1900-08-16 11:00
1900-08-16 12:00
1900-08-16 13:00
1900-08-16 14:00
1900-08-16 15:00
1900-08-16 16:00
1900-08-16 17:00
1900-08-16 18:00
1900-08-16 19:00
1900-08-16 20:00
1900-08-16 21:00
1900-08-16 22:00
1900-08-16 23:00
1900-08-17
1900-08-17 01:00
1900-08-17 02:00
1900-08-17 03:00
1900-08-17 04:00
1900-08-17 05:00
1900-08-17 06:00
1900-08-17 07:00
1900-08-17 08:00
1900-08-17 09:00
1900-08-17 10:00
1900-08-17 11:00
1900-08-17 12:00
1900-08-17 13:00
1900-08-17 14:00
1900-08-17 15:00
1900-08-17 16:00
1900-08-17 17:00
1900-08-17 18:00
1900-08-17 19:00
1900-08-17 20:00
1900-08-17 21:00
1900-08-17 22:00
1900-08-17 23:00
1900-08-18
1900-08-18 01:00
1900-08-18 02:00
1900-08-18 03:00
1900-08-18 04:00
1900-08-18 05:00
1900-08-18 06:00
1900-08-18 07:00
1900-08-18 08:00
1900-08-18 09:00
1900-08-18 10:00
1900-08-18 11:00
1900-08-18 12:00
1900-08-18 13:00
1900-08-18 14:00
1900-08-18 15:00
1900-08-18 16:00
1900-08-18 17:00
1900-08-18 18:00
1900-08-18 19:00
1900-08-18 20:00
1900-08-18 21:00
1900-08-18 22:00
1900-08-18 23:00
1900-08-19
1900-08-19 01:00
1900-08-19 02:00
1900-08-19 03:00
1900-08-19 04:00
1900-08-19 05:00
1900-08-19 06:00
1900-08-19 07:00
1900-08-19 08:00
1900-08-19 09:00
1900-08-19 10:00
1900-08-19 11:00
1900-08-19 12:00
1900-08-19 13:00
1900-08-19 14:00
1900-08-19 15:00
1900-08-19 16:00
1900-08-19 17:00
1900-08-19 18:00
1900-08-19 19:00
1900-08-19 20:00
1900-08-19 21:00
1900-08-19 22:00
1900-08-19 23:00
1900-08-20
1900-08-20 01:00
1900-08-20 02:00
1900-08-20 03:00
1900-08-20 04:00
1900-08-20 05:00
1900-08-20 06:00
1900-08-20 07:00
1900-08-20 08:00
1900-08-20 09:00
1900-08-20 10:00
1900-08-20 11:00
1900-08-20 12:00
1900-08-20 13:00
1900-08-20 14:00
1900-08-20 15:00
1900-08-20 16:00
1900-08-20 17:00
1900-08-20 18:00
1900-08-20 19:00
1900-08-20 20:00
1900-08-20 21:00
1900-08-20 22:00
1900-08-20 23:00
1900-08-21
1900-08-21 01:00
1900-08-21 02:00
1900-08-21 03:00
1900-08-21 04:00
1900-08-21 05:00
1900-08-21 06:00
1900-08-21 07:00
1900-08-21 08:00
1900-08-21 09:00
1900-08-21 10:00
1900-08-21 11:00
1900-08-21 12:00
1900-08-21 13:00
1900-08-21 14:00
1900-08-21 15:00
1900-08-21 16:00
1900-08-21 17:00
1900-08-21 18:00
1900-08-21 19:00
1900-08-21 20:00
1900-08-21 21:00
1900-08-21 22:00
1900-08-21 23:00
1900-08-22
1900-08-22 01:00
1900-08-22 02:00
1900-08-22 03:00
1900-08-22 04:00
1900-08-22 05:00
1900-08-22 06:00
1900-08-22 07:00
1900-08-22 08:00
1900-08-22 09:00
1900-08-22 10:00
1900-08-22 11:00
1900-08-22 12:00
1900-08-22 13:00
1900-08-22 14:00
1900-08-22 15:00
1900-08-22 16:00
1900-08-22 17:00
1900-08-22 18:00
1900-08-22 19:00
1900-08-22 20:00
1900-08-22 21:00
1900-08-22 22:00
1900-08-22 23:00
1900-08-23
1900-08-23 01:00
1900-08-23 02:00
1900-08-23 03:00
1900-08-23 04:00
1900-08-23 05:00
1900-08-23 06:00
1900-08-23 07:00
1900-08-23 08:00
1900-08-23 09:00
1900-08-23 10:00
1900-08-23 11:00
1900-08-23 12:00
1900-08-23 13:00
1900-08-23 14:00
1900-08-23 15:00
1900-08-23 16:00
1900-08-23 17:00
1900-08-23 18:00
1900-08-23 19:00
1900-08-23 20:00
1900-08-23 21:00
1900-08-23 22:00
1900-08-23 23:00
1900-08-24
1900-08-24 01:00
1900-08-24 02:00
1900-08-24 03:00
1900-08-24 04:00
1900-08-24 05:00
1900-08-24 06:00
1900-08-24 07:00
1900-08-24 08:00
1900-08-24 09:00
1900-08-24 10:00
1900-08-24 11:00
1900-08-24 12:00
1900-08-24 13:00
1900-08-24 14:00
1900-08-24 15:00
1900-08-24 16:00
1900-08-24 17:00
1900-08-24 18:00
1900-08-24 19:00
1900-08-24 20:00
1900-08-24 21:00
1900-08-24 22:00
1900-08-24 23:00
1900-08-25
1900-08-25 01:00
1900-08-25 02:00
1900-08-25 03:00
1900-08-25 04:00
1900-08-25 05:00
1900-08-25 06:00
1900-08-25 07:00
1900-08-25 08:00
1900-08-25 09:00
1900-08-25 10:00
1900-08-25 11:00
1900-08-25 12:00
1900-08-25 13:00
1900-08-25 14:00
1900-08-25 15:00
1900-08-25 16:00
1900-08-25 17:00
1900-08-25 18:00
1900-08-25 19:00
1900-08-25 20:00
1900-08-25 21:00
1900-08-25 22:00
1900-08-25 23:00
1900-08-26
1900-08-26 01:00
1900-08-26 02:00
1900-08-26 03:00
1900-08-26 04:00
1900-08-26 05:00
1900-08-26 06:00
1900-08-26 07:00
1900-08-26 08:00
1900-08-26 09:00
1900-08-26 10:00
1900-08-26 11:00
1900-08-26 12:00
1900-08-26 13:00
1900-08-26 14:00
1900-08-26 15:00
1900-08-26 16:00
1900-08-26 17:00
1900-08-26 18:00
1900-08-26 19:00
1900-08-26 20:00
1900-08-26 21:00
1900-08-26 22:00
1900-08-26 23:00
1900-08-27
1900-08-27 01:00
1900-08-27 02:00
1900-08-27 03:00
1900-08-27 04:00
1900-08-27 05:00
1900-08-27 06:00
1900-08-27 07:00
1900-08-27 08:00
1900-08-27 09:00
1900-08-27 10:00
1900-08-27 11:00
1900-08-27 12:00
1900-08-27 13:00
1900-08-27 14:00
1900-08-27 15:00
1900-08-27 16:00
1900-08-27 17:00
1900-08-27 18:00
1900-08-27 19:00
1900-08-27 20:00
1900-08-27 21:00
1900-08-27 22:00
1900-08-27 23:00
1900-08-28
1900-08-28 01:00
1900-08-28 02:00
1900-08-28 03:00
1900-08-28 04:00
1900-08-28 05:00
1900-08-28 06:00
1900-08-28 07:00
1900-08-28 08:00
1900-08-28 09:00
1900-08-28 10:00
1900-08-28 11:00
1900-08-28 12:00
1900-08-28 13:00
1900-08-28 14:00
1900-08-28 15:00
1900-08-28 16:00
1900-08-28 17:00
1900-08-28 18:00
1900-08-28 19:00
1900-08-28 20:00
1900-08-28 21:00
1900-08-28 22:00
1900-08-28 23:00
1900-08-29
1900-08-29 01:00
1900-08-29 02:00
1900-08-29 03:00
1900-08-29 04:00
1900-08-29 05:00
1900-08-29 06:00
1900-08-29 07:00
1900-08-29 08:00
1900-08-29 09:00
1900-08-29 10:00
1900-08-29 11:00
1900-08-29 12:00
1900-08-29 13:00
1900-08-29 14:00
1900-08-29 15:00
1900-08-29 16:00
1900-08-29 17:00
1900-08-29 18:00
1900-08-29 19:00
1900-08-29 20:00
1900-08-29 21:00
1900-08-29 22:00
1900-08-29 23:00
1900-08-30
1900-08-30 01:00
1900-08-30 02:00
1900-08-30 03:00
1900-08-30 04:00
1900-08-30 05:00
1900-08-30 06:00
1900-08-30 07:00
1900-08-30 08:00
1900-08-30 09:00
1900-08-30 10:00
1900-08-30 11:00
1900-08-30 12:00
1900-08-30 13:00
1900-08-30 14:00
1900-08-30 15:00
1900-08-30 16:00
1900-08-30 17:00
1900-08-30 18:00
1900-08-30 19:00
1900-08-30 20:00
1900-08-30 21:00
1900-08-30 22:00
1900-08-30 23:00
1900-08-31
1900-08-31 01:00
1900-08-31 02:00
1900-08-31 03:00
1900-08-31 04:00
1900-08-31 05:00
1900-08-31 06:00
1900-08-31 07:00
1900-08-31 08:00
1900-08-31 09:00
1900-08-31 10:00
1900-08-31 11:00
1900-08-31 12:00
1900-08-31 13:00
1900-08-31 14:00
1900-08-31 15:00
1900-08-31 16:00
1900-08-31 17:00
1900-08-31 18:00
1900-08-31 19:00
1900-08-31 20:00
1900-08-31 21:00
1900-08-31 22:00
1900-08-31 23:00
1900-09-01
1900-09-01 01:00
1900-09-01 02:00
1900-09-01 03:00
1900-09-01 04:00
1900-09-01 05:00
1900-09-01 06:00
1900-09-01 07:00
1900-09-01 08:00
1900-09-01 09:00
1900-09-01 10:00
1900-09-01 11:00
1900-09-01 12:00
1900-09-01 13:00
1900-09-01 14:00
1900-09-01 15:00
1900-09-01 16:00
1900-09-01 17:00
1900-09-01 18:00
1900-09-01 19:00
1900-09-01 20:00
1900-09-01 21:00
1900-09-01 22:00
1900-09-01 23:00
1900-09-02
1900-09-02 01:00
1900-09-02 02:00
1900-09-02 03:00
1900-09-02 04:00
1900-09-02 05:00
1900-09-02 06:00
1900-09-02 07:00
1900-09-02 08:00
1900-09-02 09:00
1900-09-02 10:00
1900-09-02 11:00
1900-09-02 12:00
1900-09-02 13:00
1900-09-02 14:00
1900-09-02 15:00
1900-09-02 16:00
1900-09-02 17:00
1900-09-02 18:00
1900-09-02 19:00
1900-09-02 20:00
1900-09-02 21:00
1900-09-02 22:00
1900-09-02 23:00
1900-09-03
1900-09-03 01:00
1900-09-03 02:00
1900-09-03 03:00
1900-09-03 04:00
1900-09-03 05:00
1900-09-03 06:00
1900-09-03 07:00
1900-09-03 08:00
1900-09-03 09:00
1900-09-03 10:00
1900-09-03 11:00
1900-09-03 12:00
1900-09-03 13:00
1900-09-03 14:00
1900-09-03 15:00
1900-09-03 16:00
1900-09-03 17:00
1900-09-03 18:00
1900-09-03 19:00
1900-09-03 20:00
1900-09-03 21:00
1900-09-03 22:00
1900-09-03 23:00
1900-09-04
1900-09-04 01:00
1900-09-04 02:00
1900-09-04 03:00
1900-09-04 04:00
1900-09-04 05:00
1900-09-04 06:00
1900-09-04 07:00
1900-09-04 08:00
1900-09-04 09:00
1900-09-04 10:00
1900-09-04 11:00
1900-09-04 12:00
1900-09-04 13:00
1900-09-04 14:00
1900-09-04 15:00
1900-09-04 16:00
1900-09-04 17:00
1900-09-04 18:00
1900-09-04 19:00
1900-09-04 20:00
1900-09-04 21:00
1900-09-04 22:00
1900-09-04 23:00
1900-09-05
1900-09-05 01:00
1900-09-05 02:00
1900-09-05 03:00
1900-09-05 04:00
1900-09-05 05:00
1900-09-05 06:00
1900-09-05 07:00
1900-09-05 08:00
1900-09-05 09:00
1900-09-05 10:00
1900-09-05 11:00
1900-09-05 12:00
1900-09-05 13:00
1900-09-05 14:00
1900-09-05 15:00
1900-09-05 16:00
1900-09-05 17:00
1900-09-05 18:00
1900-09-05 19:00
1900-09-05 20:00
1900-09-05 21:00
1900-09-05 22:00
1900-09-05 23:00
1900-09-06
1900-09-06 01:00
1900-09-06 02:00
1900-09-06 03:00
1900-09-06 04:00
1900-09-06 05:00
1900-09-06 06:00
1900-09-06 07:00
1900-09-06 08:00
1900-09-06 09:00
1900-09-06 10:00
1900-09-06 11:00
1900-09-06 12:00
1900-09-06 13:00
1900-09-06 14:00
1900-09-06 15:00
1900-09-06 16:00
1900-09-06 17:00
1900-09-06 18:00
1900-09-06 19:00
1900-09-06 20:00
1900-09-06 21:00
1900-09-06 22:00
1900-09-06 23:00
1900-09-07
1900-09-07 01:00
1900-09-07 02:00
1900-09-07 03:00
1900-09-07 04:00
1900-09-07 05:00
1900-09-07 06:00
1900-09-07 07:00
1900-09-07 08:00
1900-09-07 09:00
1900-09-07 10:00
1900-09-07 11:00
1900-09-07 12:00
1900-09-07 13:00
1900-09-07 14:00
1900-09-07 15:00
1900-09-07 16:00
1900-09-07 17:00
1900-09-07 18:00
1900-09-07 19:00
1900-09-07 20:00
1900-09-07 21:00
1900-09-07 22:00
1900-09-07 23:00
1900-09-08
1900-09-08 01:00
1900-09-08 02:00
1900-09-08 03:00
1900-09-08 04:00
1900-09-08 05:00
1900-09-08 06:00
1900-09-08 07:00
1900-09-08 08:00
1900-09-08 09:00
1900-09-08 10:00
1900-09-08 11:00
1900-09-08 12:00
1900-09-08 13:00
1900-09-08 14:00
1900-09-08 15:00
1900-09-08 16:00
1900-09-08 17:00
1900-09-08 18:00
1900-09-08 19:00
1900-09-08 20:00
1900-09-08 21:00
1900-09-08 22:00
1900-09-08 23:00
1900-09-09
1900-09-09 01:00
1900-09-09 02:00
1900-09-09 03:00
1900-09-09 04:00
1900-09-09 05:00
1900-09-09 06:00
1900-09-09 07:00
1900-09-09 08:00
1900-09-09 09:00
1900-09-09 10:00
1900-09-09 11:00
1900-09-09 12:00
1900-09-09 13:00
1900-09-09 14:00
1900-09-09 15:00
1900-09-09 16:00
1900-09-09 17:00
1900-09-09 18:00
1900-09-09 19:00
1900-09-09 20:00
1900-09-09 21:00
1900-09-09 22:00
1900-09-09 23:00
1900-09-10
1900-09-10 01:00
1900-09-10 02:00
1900-09-10 03:00
1900-09-10 04:00
1900-09-10 05:00
1900-09-10 06:00
1900-09-10 07:00
1900-09-10 08:00
1900-09-10 09:00
1900-09-10 10:00
1900-09-10 11:00
1900-09-10 12:00
1900-09-10 13:00
1900-09-10 14:00
1900-09-10 15:00
1900-09-10 16:00
1900-09-10 17:00
1900-09-10 18:00
1900-09-10 19:00
1900-09-10 20:00
1900-09-10 21:00
1900-09-10 22:00
1900-09-10 23:00
1900-09-11
1900-09-11 01:00
1900-09-11 02:00
1900-09-11 03:00
1900-09-11 04:00
1900-09-11 05:00
1900-09-11 06:00
1900-09-11 07:00
1900-09-11 08:00
1900-09-11 09:00
1900-09-11 10:00
1900-09-11 11:00
1900-09-11 12:00
1900-09-11 13:00
1900-09-11 14:00
1900-09-11 15:00
1900-09-11 16:00
1900-09-11 17:00
1900-09-11 18:00
1900-09-11 19:00
1900-09-11 20:00
1900-09-11 21:00
1900-09-11 22:00
1900-09-11 23:00
1900-09-12
1900-09-12 01:00
1900-09-12 02:00
1900-09-12 03:00
1900-09-12 04:00
1900-09-12 05:00
1900-09-12 06:00
1900-09-12 07:00
1900-09-12 08:00
1900-09-12 09:00
1900-09-12 10:00
1900-09-12 11:00
1900-09-12 12:00
1900-09-12 13:00
1900-09-12 14:00
1900-09-12 15:00
1900-09-12 16:00
1900-09-12 17:00
1900-09-12 18:00
1900-09-12 19:00
1900-09-12 20:00
1900-09-12 21:00
1900-09-12 22:00
1900-09-12 23:00
1900-09-13
1900-09-13 01:00
1900-09-13 02:00
1900-09-13 03:00
1900-09-13 04:00
1900-09-13 05:00
1900-09-13 06:00
1900-09-13 07:00
1900-09-13 08:00
1900-09-13 09:00
1900-09-13 10:00
1900-09-13 11:00
1900-09-13 12:00
1900-09-13 13:00
1900-09-13 14:00
1900-09-13 15:00
1900-09-13 16:00
1900-09-13 17:00
1900-09-13 18:00
1900-09-13 19:00
1900-09-13 20:00
1900-09-13 21:00
1900-09-13 22:00
1900-09-13 23:00
1900-09-14
1900-09-14 01:00
1900-09-14 02:00
1900-09-14 03:00
1900-09-14 04:00
1900-09-14 05:00
1900-09-14 06:00
1900-09-14 07:00
1900-09-14 08:00
1900-09-14 09:00
1900-09-14 10:00
1900-09-14 11:00
1900-09-14 12:00
1900-09-14 13:00
1900-09-14 14:00
1900-09-14 15:00
1900-09-14 16:00
1900-09-14 17:00
1900-09-14 18:00
1900-09-14 19:00
1900-09-14 20:00
1900-09-14 21:00
1900-09-14 22:00
1900-09-14 23:00
1900-09-15
1900-09-15 01:00
1900-09-15 02:00
1900-09-15 03:00
1900-09-15 04:00
1900-09-15 05:00
1900-09-15 06:00
1900-09-15 07:00
1900-09-15 08:00
1900-09-15 09:00
1900-09-15 10:00
1900-09-15 11:00
1900-09-15 12:00
1900-09-15 13:00
1900-09-15 14:00
1900-09-15 15:00
1900-09-15 16:00
1900-09-15 17:00
1900-09-15 18:00
1900-09-15 19:00
1900-09-15 20:00
1900-09-15 21:00
1900-09-15 22:00
1900-09-15 23:00
1900-09-16
1900-09-16 01:00
1900-09-16 02:00
1900-09-16 03:00
1900-09-16 04:00
1900-09-16 05:00
1900-09-16 06:00
1900-09-16 07:00
1900-09-16 08:00
1900-09-16 09:00
1900-09-16 10:00
1900-09-16 11:00
1900-09-16 12:00
1900-09-16 13:00
1900-09-16 14:00
1900-09-16 15:00
1900-09-16 16:00
1900-09-16 17:00
1900-09-16 18:00
1900-09-16 19:00
1900-09-16 20:00
1900-09-16 21:00
1900-09-16 22:00
1900-09-16 23:00
1900-09-17
1900-09-17 01:00
1900-09-17 02:00
1900-09-17 03:00
1900-09-17 04:00
1900-09-17 05:00
1900-09-17 06:00
1900-09-17 07:00
1900-09-17 08:00
1900-09-17 09:00
1900-09-17 10:00
1900-09-17 11:00
1900-09-17 12:00
1900-09-17 13:00
1900-09-17 14:00
1900-09-17 15:00
1900-09-17 16:00
1900-09-17 17:00
1900-09-17 18:00
1900-09-17 19:00
1900-09-17 20:00
1900-09-17 21:00
1900-09-17 22:00
1900-09-17 23:00
1900-09-18
1900-09-18 01:00
1900-09-18 02:00
1900-09-18 03:00
1900-09-18 04:00
1900-09-18 05:00
1900-09-18 06:00
1900-09-18 07:00
1900-09-18 08:00
1900-09-18 09:00
1900-09-18 10:00
1900-09-18 11:00
1900-09-18 12:00
1900-09-18 13:00
1900-09-18 14:00
1900-09-18 15:00
1900-09-18 16:00
1900-09-18 17:00
1900-09-18 18:00
1900-09-18 19:00
1900-09-18 20:00
1900-09-18 21:00
1900-09-18 22:00
1900-09-18 23:00
1900-09-19
1900-09-19 01:00
1900-09-19 02:00
1900-09-19 03:00
1900-09-19 04:00
1900-09-19 05:00
1900-09-19 06:00
1900-09-19 07:00
1900-09-19 08:00
1900-09-19 09:00
1900-09-19 10:00
1900-09-19 11:00
1900-09-19 12:00
1900-09-19 13:00
1900-09-19 14:00
1900-09-19 15:00
1900-09-19 16:00
1900-09-19 17:00
1900-09-19 18:00
1900-09-19 19:00
1900-09-19 20:00
1900-09-19 21:00
1900-09-19 22:00
1900-09-19 23:00
1900-09-20
1900-09-20 01:00
1900-09-20 02:00
1900-09-20 03:00
1900-09-20 04:00
1900-09-20 05:00
1900-09-20 06:00
1900-09-20 07:00
1900-09-20 08:00
1900-09-20 09:00
1900-09-20 10:00
1900-09-20 11:00
1900-09-20 12:00
1900-09-20 13:00
1900-09-20 14:00
1900-09-20 15:00
1900-09-20 16:00
1900-09-20 17:00
1900-09-20 18:00
1900-09-20 19:00
1900-09-20 20:00
1900-09-20 21:00
1900-09-20 22:00
1900-09-20 23:00
1900-09-21
1900-09-21 01:00
1900-09-21 02:00
1900-09-21 03:00
1900-09-21 04:00
1900-09-21 05:00
1900-09-21 06:00
1900-09-21 07:00
1900-09-21 08:00
1900-09-21 09:00
1900-09-21 10:00
1900-09-21 11:00
1900-09-21 12:00
1900-09-21 13:00
1900-09-21 14:00
1900-09-21 15:00
1900-09-21 16:00
1900-09-21 17:00
1900-09-21 18:00
1900-09-21 19:00
1900-09-21 20:00
1900-09-21 21:00
1900-09-21 22:00
1900-09-21 23:00
1900-09-22
1900-09-22 01:00
1900-09-22 02:00
1900-09-22 03:00
1900-09-22 04:00
1900-09-22 05:00
1900-09-22 06:00
1900-09-22 07:00
1900-09-22 08:00
1900-09-22 09:00
1900-09-22 10:00
1900-09-22 11:00
1900-09-22 12:00
1900-09-22 13:00
1900-09-22 14:00
1900-09-22 15:00
1900-09-22 16:00
1900-09-22 17:00
1900-09-22 18:00
1900-09-22 19:00
1900-09-22 20:00
1900-09-22 21:00
1900-09-22 22:00
1900-09-22 23:00
1900-09-23
1900-09-23 01:00
1900-09-23 02:00
1900-09-23 03:00
1900-09-23 04:00
1900-09-23 05:00
1900-09-23 06:00
1900-09-23 07:00
1900-09-23 08:00
1900-09-23 09:00
1900-09-23 10:00
1900-09-23 11:00
1900-09-23 12:00
1900-09-23 13:00
1900-09-23 14:00
1900-09-23 15:00
1900-09-23 16:00
1900-09-23 17:00
1900-09-23 18:00
1900-09-23 19:00
1900-09-23 20:00
1900-09-23 21:00
1900-09-23 22:00
1900-09-23 23:00
1900-09-24
1900-09-24 01:00
1900-09-24 02:00
1900-09-24 03:00
1900-09-24 04:00
1900-09-24 05:00
1900-09-24 06:00
1900-09-24 07:00
1900-09-24 08:00
1900-09-24 09:00
1900-09-24 10:00
1900-09-24 11:00
1900-09-24 12:00
1900-09-24 13:00
1900-09-24 14:00
1900-09-24 15:00
1900-09-24 16:00
1900-09-24 17:00
1900-09-24 18:00
1900-09-24 19:00
1900-09-24 20:00
1900-09-24 21:00
1900-09-24 22:00
1900-09-24 23:00
1900-09-25
1900-09-25 01:00
1900-09-25 02:00
1900-09-25 03:00
1900-09-25 04:00
1900-09-25 05:00
1900-09-25 06:00
1900-09-25 07:00
1900-09-25 08:00
1900-09-25 09:00
1900-09-25 10:00
1900-09-25 11:00
1900-09-25 12:00
1900-09-25 13:00
1900-09-25 14:00
1900-09-25 15:00
1900-09-25 16:00
1900-09-25 17:00
1900-09-25 18:00
1900-09-25 19:00
1900-09-25 20:00
1900-09-25 21:00
1900-09-25 22:00
1900-09-25 23:00
1900-09-26
1900-09-26 01:00
1900-09-26 02:00
1900-09-26 03:00
1900-09-26 04:00
1900-09-26 05:00
1900-09-26 06:00
1900-09-26 07:00
1900-09-26 08:00
1900-09-26 09:00
1900-09-26 10:00
1900-09-26 11:00
1900-09-26 12:00
1900-09-26 13:00
1900-09-26 14:00
1900-09-26 15:00
1900-09-26 16:00
1900-09-26 17:00
1900-09-26 18:00
1900-09-26 19:00
1900-09-26 20:00
1900-09-26 21:00
1900-09-26 22:00
1900-09-26 23:00
1900-09-27
1900-09-27 01:00
1900-09-27 02:00
1900-09-27 03:00
1900-09-27 04:00
1900-09-27 05:00
1900-09-27 06:00
1900-09-27 07:00
1900-09-27 08:00
1900-09-27 09:00
1900-09-27 10:00
1900-09-27 11:00
1900-09-27 12:00
1900-09-27 13:00
1900-09-27 14:00
1900-09-27 15:00
1900-09-27 16:00
1900-09-27 17:00
1900-09-27 18:00
1900-09-27 19:00
1900-09-27 20:00
1900-09-27 21:00
1900-09-27 22:00
1900-09-27 23:00
1900-09-28
1900-09-28 01:00
1900-09-28 02:00
1900-09-28 03:00
1900-09-28 04:00
1900-09-28 05:00
1900-09-28 06:00
1900-09-28 07:00
1900-09-28 08:00
1900-09-28 09:00
1900-09-28 10:00
1900-09-28 11:00
1900-09-28 12:00
1900-09-28 13:00
1900-09-28 14:00
1900-09-28 15:00
1900-09-28 16:00
1900-09-28 17:00
1900-09-28 18:00
1900-09-28 19:00
1900-09-28 20:00
1900-09-28 21:00
1900-09-28 22:00
1900-09-28 23:00
1900-09-29
1900-09-29 01:00
1900-09-29 02:00
1900-09-29 03:00
1900-09-29 04:00
1900-09-29 05:00
1900-09-29 06:00
1900-09-29 07:00
1900-09-29 08:00
1900-09-29 09:00
1900-09-29 10:00
1900-09-29 11:00
1900-09-29 12:00
1900-09-29 13:00
1900-09-29 14:00
1900-09-29 15:00
1900-09-29 16:00
1900-09-29 17:00
1900-09-29 18:00
1900-09-29 19:00
1900-09-29 20:00
1900-09-29 21:00
1900-09-29 22:00
1900-09-29 23:00
1900-09-30
1900-09-30 01:00
1900-09-30 02:00
1900-09-30 03:00
1900-09-30 04:00
1900-09-30 05:00
1900-09-30 06:00
1900-09-30 07:00
1900-09-30 08:00
1900-09-30 09:00
1900-09-30 10:00
1900-09-30 11:00
1900-09-30 12:00
1900-09-30 13:00
1900-09-30 14:00
1900-09-30 15:00
1900-09-30 16:00
1900-09-30 17:00
1900-09-30 18:00
1900-09-30 19:00
1900-09-30 20:00
1900-09-30 21:00
1900-09-30 22:00
1900-09-30 23:00
1900-10-01
1900-10-01 01:00
1900-10-01 02:00
1900-10-01 03:00
1900-10-01 04:00
1900-10-01 05:00
1900-10-01 06:00
1900-10-01 07:00
1900-10-01 08:00
1900-10-01 09:00
1900-10-01 10:00
1900-10-01 11:00
1900-10-01 12:00
1900-10-01 13:00
1900-10-01 14:00
1900-10-01 15:00
1900-10-01 16:00
1900-10-01 17:00
1900-10-01 18:00
1900-10-01 19:00
1900-10-01 20:00
1900-10-01 21:00
1900-10-01 22:00
1900-10-01 23:00
1900-10-02
1900-10-02 01:00
1900-10-02 02:00
1900-10-02 03:00
1900-10-02 04:00
1900-10-02 05:00
1900-10-02 06:00
1900-10-02 07:00
1900-10-02 08:00
1900-10-02 09:00
1900-10-02 10:00
1900-10-02 11:00
1900-10-02 12:00
1900-10-02 13:00
1900-10-02 14:00
1900-10-02 15:00
1900-10-02 16:00
1900-10-02 17:00
1900-10-02 18:00
1900-10-02 19:00
1900-10-02 20:00
1900-10-02 21:00
1900-10-02 22:00
1900-10-02 23:00
1900-10-03
1900-10-03 01:00
1900-10-03 02:00
1900-10-03 03:00
1900-10-03 04:00
1900-10-03 05:00
1900-10-03 06:00
1900-10-03 07:00
1900-10-03 08:00
1900-10-03 09:00
1900-10-03 10:00
1900-10-03 11:00
1900-10-03 12:00
1900-10-03 13:00
1900-10-03 14:00
1900-10-03 15:00
1900-10-03 16:00
1900-10-03 17:00
1900-10-03 18:00
1900-10-03 19:00
1900-10-03 20:00
1900-10-03 21:00
1900-10-03 22:00
1900-10-03 23:00
1900-10-04
1900-10-04 01:00
1900-10-04 02:00
1900-10-04 03:00
1900-10-04 04:00
1900-10-04 05:00
1900-10-04 06:00
1900-10-04 07:00
1900-10-04 08:00
1900-10-04 09:00
1900-10-04 10:00
1900-10-04 11:00
1900-10-04 12:00
1900-10-04 13:00
1900-10-04 14:00
1900-10-04 15:00
1900-10-04 16:00
1900-10-04 17:00
1900-10-04 18:00
1900-10-04 19:00
1900-10-04 20:00
1900-10-04 21:00
1900-10-04 22:00
1900-10-04 23:00
1900-10-05
1900-10-05 01:00
1900-10-05 02:00
1900-10-05 03:00
1900-10-05 04:00
1900-10-05 05:00
1900-10-05 06:00
1900-10-05 07:00
1900-10-05 08:00
1900-10-05 09:00
1900-10-05 10:00
1900-10-05 11:00
1900-10-05 12:00
1900-10-05 13:00
1900-10-05 14:00
1900-10-05 15:00
1900-10-05 16:00
1900-10-05 17:00
1900-10-05 18:00
1900-10-05 19:00
1900-10-05 20:00
1900-10-05 21:00
1900-10-05 22:00
1900-10-05 23:00
1900-10-06
1900-10-06 01:00
1900-10-06 02:00
1900-10-06 03:00
1900-10-06 04:00
1900-10-06 05:00
1900-10-06 06:00
1900-10-06 07:00
1900-10-06 08:00
1900-10-06 09:00
1900-10-06 10:00
1900-10-06 11:00
1900-10-06 12:00
1900-10-06 13:00
1900-10-06 14:00
1900-10-06 15:00
1900-10-06 16:00
1900-10-06 17:00
1900-10-06 18:00
1900-10-06 19:00
1900-10-06 20:00
1900-10-06 21:00
1900-10-06 22:00
1900-10-06 23:00
1900-10-07
1900-10-07 01:00
1900-10-07 02:00
1900-10-07 03:00
1900-10-07 04:00
1900-10-07 05:00
1900-10-07 06:00
1900-10-07 07:00
1900-10-07 08:00
1900-10-07 09:00
1900-10-07 10:00
1900-10-07 11:00
1900-10-07 12:00
1900-10-07 13:00
1900-10-07 14:00
1900-10-07 15:00
1900-10-07 16:00
1900-10-07 17:00
1900-10-07 18:00
1900-10-07 19:00
1900-10-07 20:00
1900-10-07 21:00
1900-10-07 22:00
1900-10-07 23:00
1900-10-08
1900-10-08 01:00
1900-10-08 02:00
1900-10-08 03:00
1900-10-08 04:00
1900-10-08 05:00
1900-10-08 06:00
1900-10-08 07:00
1900-10-08 08:00
1900-10-08 09:00
1900-10-08 10:00
1900-10-08 11:00
1900-10-08 12:00
1900-10-08 13:00
1900-10-08 14:00
1900-10-08 15:00
1900-10-08 16:00
1900-10-08 17:00
1900-10-08 18:00
1900-10-08 19:00
1900-10-08 20:00
1900-10-08 21:00
1900-10-08 22:00
1900-10-08 23:00
1900-10-09
1900-10-09 01:00
1900-10-09 02:00
1900-10-09 03:00
1900-10-09 04:00
1900-10-09 05:00
1900-10-09 06:00
1900-10-09 07:00
1900-10-09 08:00
1900-10-09 09:00
1900-10-09 10:00
1900-10-09 11:00
1900-10-09 12:00
1900-10-09 13:00
1900-10-09 14:00
1900-10-09 15:00
1900-10-09 16:00
1900-10-09 17:00
1900-10-09 18:00
1900-10-09 19:00
1900-10-09 20:00
1900-10-09 21:00
1900-10-09 22:00
1900-10-09 23:00
1900-10-10
1900-10-10 01:00
1900-10-10 02:00
1900-10-10 03:00
1900-10-10 04:00
1900-10-10 05:00
1900-10-10 06:00
1900-10-10 07:00
1900-10-10 08:00
1900-10-10 09:00
1900-10-10 10:00
1900-10-10 11:00
1900-10-10 12:00
1900-10-10 13:00
1900-10-10 14:00
1900-10-10 15:00
1900-10-10 16:00
1900-10-10 17:00
1900-10-10 18:00
1900-10-10 19:00
1900-10-10 20:00
1900-10-10 21:00
1900-10-10 22:00
1900-10-10 23:00
1900-10-11
1900-10-11 01:00
1900-10-11 02:00
1900-10-11 03:00
1900-10-11 04:00
1900-10-11 05:00
1900-10-11 06:00
1900-10-11 07:00
1900-10-11 08:00
1900-10-11 09:00
1900-10-11 10:00
1900-10-11 11:00
1900-10-11 12:00
1900-10-11 13:00
1900-10-11 14:00
1900-10-11 15:00
1900-10-11 16:00
1900-10-11 17:00
1900-10-11 18:00
1900-10-11 19:00
1900-10-11 20:00
1900-10-11 21:00
1900-10-11 22:00
1900-10-11 23:00
1900-10-12
1900-10-12 01:00
1900-10-12 02:00
1900-10-12 03:00
1900-10-12 04:00
1900-10-12 05:00
1900-10-12 06:00
1900-10-12 07:00
1900-10-12 08:00
1900-10-12 09:00
1900-10-12 10:00
1900-10-12 11:00
1900-10-12 12:00
1900-10-12 13:00
1900-10-12 14:00
1900-10-12 15:00
1900-10-12 16:00
1900-10-12 17:00
1900-10-12 18:00
1900-10-12 19:00
1900-10-12 20:00
1900-10-12 21:00
1900-10-12 22:00
1900-10-12 23:00
1900-10-13
1900-10-13 01:00
1900-10-13 02:00
1900-10-13 03:00
1900-10-13 04:00
1900-10-13 05:00
1900-10-13 06:00
1900-10-13 07:00
1900-10-13 08:00
1900-10-13 09:00
1900-10-13 10:00
1900-10-13 11:00
1900-10-13 12:00
1900-10-13 13:00
1900-10-13 14:00
1900-10-13 15:00
1900-10-13 16:00
1900-10-13 17:00
1900-10-13 18:00
1900-10-13 19:00
1900-10-13 20:00
1900-10-13 21:00
1900-10-13 22:00
1900-10-13 23:00
1900-10-14
1900-10-14 01:00
1900-10-14 02:00
1900-10-14 03:00
1900-10-14 04:00
1900-10-14 05:00
1900-10-14 06:00
1900-10-14 07:00
1900-10-14 08:00
1900-10-14 09:00
1900-10-14 10:00
1900-10-14 11:00
1900-10-14 12:00
1900-10-14 13:00
1900-10-14 14:00
1900-10-14 15:00
1900-10-14 16:00
1900-10-14 17:00
1900-10-14 18:00
1900-10-14 19:00
1900-10-14 20:00
1900-10-14 21:00
1900-10-14 22:00
1900-10-14 23:00
1900-10-15
1900-10-15 01:00
1900-10-15 02:00
1900-10-15 03:00
1900-10-15 04:00
1900-10-15 05:00
1900-10-15 06:00
1900-10-15 07:00
1900-10-15 08:00
1900-10-15 09:00
1900-10-15 10:00
1900-10-15 11:00
1900-10-15 12:00
1900-10-15 13:00
1900-10-15 14:00
1900-10-15 15:00
1900-10-15 16:00
1900-10-15 17:00
1900-10-15 18:00
1900-10-15 19:00
1900-10-15 20:00
1900-10-15 21:00
1900-10-15 22:00
1900-10-15 23:00
1900-10-16
1900-10-16 01:00
1900-10-16 02:00
1900-10-16 03:00
1900-10-16 04:00
1900-10-16 05:00
1900-10-16 06:00
1900-10-16 07:00
1900-10-16 08:00
1900-10-16 09:00
1900-10-16 10:00
1900-10-16 11:00
1900-10-16 12:00
1900-10-16 13:00
1900-10-16 14:00
1900-10-16 15:00
1900-10-16 16:00
1900-10-16 17:00
1900-10-16 18:00
1900-10-16 19:00
1900-10-16 20:00
1900-10-16 21:00
1900-10-16 22:00
1900-10-16 23:00
1900-10-17
1900-10-17 01:00
1900-10-17 02:00
1900-10-17 03:00
1900-10-17 04:00
1900-10-17 05:00
1900-10-17 06:00
1900-10-17 07:00
1900-10-17 08:00
1900-10-17 09:00
1900-10-17 10:00
1900-10-17 11:00
1900-10-17 12:00
1900-10-17 13:00
1900-10-17 14:00
1900-10-17 15:00
1900-10-17 16:00
1900-10-17 17:00
1900-10-17 18:00
1900-10-17 19:00
1900-10-17 20:00
1900-10-17 21:00
1900-10-17 22:00
1900-10-17 23:00
1900-10-18
1900-10-18 01:00
1900-10-18 02:00
1900-10-18 03:00
1900-10-18 04:00
1900-10-18 05:00
1900-10-18 06:00
1900-10-18 07:00
1900-10-18 08:00
1900-10-18 09:00
1900-10-18 10:00
1900-10-18 11:00
1900-10-18 12:00
1900-10-18 13:00
1900-10-18 14:00
1900-10-18 15:00
1900-10-18 16:00
1900-10-18 17:00
1900-10-18 18:00
1900-10-18 19:00
1900-10-18 20:00
1900-10-18 21:00
1900-10-18 22:00
1900-10-18 23:00
1900-10-19
1900-10-19 01:00
1900-10-19 02:00
1900-10-19 03:00
1900-10-19 04:00
1900-10-19 05:00
1900-10-19 06:00
1900-10-19 07:00
1900-10-19 08:00
1900-10-19 09:00
1900-10-19 10:00
1900-10-19 11:00
1900-10-19 12:00
1900-10-19 13:00
1900-10-19 14:00
1900-10-19 15:00
1900-10-19 16:00
1900-10-19 17:00
1900-10-19 18:00
1900-10-19 19:00
1900-10-19 20:00
1900-10-19 21:00
1900-10-19 22:00
1900-10-19 23:00
1900-10-20
1900-10-20 01:00
1900-10-20 02:00
1900-10-20 03:00
1900-10-20 04:00
1900-10-20 05:00
1900-10-20 06:00
1900-10-20 07:00
1900-10-20 08:00
1900-10-20 09:00
1900-10-20 10:00
1900-10-20 11:00
1900-10-20 12:00
1900-10-20 13:00
1900-10-20 14:00
1900-10-20 15:00
1900-10-20 16:00
1900-10-20 17:00
1900-10-20 18:00
1900-10-20 19:00
1900-10-20 20:00
1900-10-20 21:00
1900-10-20 22:00
1900-10-20 23:00
1900-10-21
1900-10-21 01:00
1900-10-21 02:00
1900-10-21 03:00
1900-10-21 04:00
1900-10-21 05:00
1900-10-21 06:00
1900-10-21 07:00
1900-10-21 08:00
1900-10-21 09:00
1900-10-21 10:00
1900-10-21 11:00
1900-10-21 12:00
1900-10-21 13:00
1900-10-21 14:00
1900-10-21 15:00
1900-10-21 16:00
1900-10-21 17:00
1900-10-21 18:00
1900-10-21 19:00
1900-10-21 20:00
1900-10-21 21:00
1900-10-21 22:00
1900-10-21 23:00
1900-10-22
1900-10-22 01:00
1900-10-22 02:00
1900-10-22 03:00
1900-10-22 04:00
1900-10-22 05:00
1900-10-22 06:00
1900-10-22 07:00
1900-10-22 08:00
1900-10-22 09:00
1900-10-22 10:00
1900-10-22 11:00
1900-10-22 12:00
1900-10-22 13:00
1900-10-22 14:00
1900-10-22 15:00
1900-10-22 16:00
1900-10-22 17:00
1900-10-22 18:00
1900-10-22 19:00
1900-10-22 20:00
1900-10-22 21:00
1900-10-22 22:00
1900-10-22 23:00
1900-10-23
1900-10-23 01:00
1900-10-23 02:00
1900-10-23 03:00
1900-10-23 04:00
1900-10-23 05:00
1900-10-23 06:00
1900-10-23 07:00
1900-10-23 08:00
1900-10-23 09:00
1900-10-23 10:00
1900-10-23 11:00
1900-10-23 12:00
1900-10-23 13:00
1900-10-23 14:00
1900-10-23 15:00
1900-10-23 16:00
1900-10-23 17:00
1900-10-23 18:00
1900-10-23 19:00
1900-10-23 20:00
1900-10-23 21:00
1900-10-23 22:00
1900-10-23 23:00
1900-10-24
1900-10-24 01:00
1900-10-24 02:00
1900-10-24 03:00
1900-10-24 04:00
1900-10-24 05:00
1900-10-24 06:00
1900-10-24 07:00
1900-10-24 08:00
1900-10-24 09:00
1900-10-24 10:00
1900-10-24 11:00
1900-10-24 12:00
1900-10-24 13:00
1900-10-24 14:00
1900-10-24 15:00
1900-10-24 16:00
1900-10-24 17:00
1900-10-24 18:00
1900-10-24 19:00
1900-10-24 20:00
1900-10-24 21:00
1900-10-24 22:00
1900-10-24 23:00
1900-10-25
1900-10-25 01:00
1900-10-25 02:00
1900-10-25 03:00
1900-10-25 04:00
1900-10-25 05:00
1900-10-25 06:00
1900-10-25 07:00
1900-10-25 08:00
1900-10-25 09:00
1900-10-25 10:00
1900-10-25 11:00
1900-10-25 12:00
1900-10-25 13:00
1900-10-25 14:00
1900-10-25 15:00
1900-10-25 16:00
1900-10-25 17:00
1900-10-25 18:00
1900-10-25 19:00
1900-10-25 20:00
1900-10-25 21:00
1900-10-25 22:00
1900-10-25 23:00
1900-10-26
1900-10-26 01:00
1900-10-26 02:00
1900-10-26 03:00
1900-10-26 04:00
1900-10-26 05:00
1900-10-26 06:00
1900-10-26 07:00
1900-10-26 08:00
1900-10-26 09:00
1900-10-26 10:00
1900-10-26 11:00
1900-10-26 12:00
1900-10-26 13:00
1900-10-26 14:00
1900-10-26 15:00
1900-10-26 16:00
1900-10-26 17:00
1900-10-26 18:00
1900-10-26 19:00
1900-10-26 20:00
1900-10-26 21:00
1900-10-26 22:00
1900-10-26 23:00
1900-10-27
1900-10-27 01:00
1900-10-27 02:00
1900-10-27 03:00
1900-10-27 04:00
1900-10-27 05:00
1900-10-27 06:00
1900-10-27 07:00
1900-10-27 08:00
1900-10-27 09:00
1900-10-27 10:00
1900-10-27 11:00
1900-10-27 12:00
1900-10-27 13:00
1900-10-27 14:00
1900-10-27 15:00
1900-10-27 16:00
1900-10-27 17:00
1900-10-27 18:00
1900-10-27 19:00
1900-10-27 20:00
1900-10-27 21:00
1900-10-27 22:00
1900-10-27 23:00
1900-10-28
1900-10-28 01:00
1900-10-28 02:00
1900-10-28 03:00
1900-10-28 04:00
1900-10-28 05:00
1900-10-28 06:00
1900-10-28 07:00
1900-10-28 08:00
1900-10-28 09:00
1900-10-28 10:00
1900-10-28 11:00
1900-10-28 12:00
1900-10-28 13:00
1900-10-28 14:00
1900-10-28 15:00
1900-10-28 16:00
1900-10-28 17:00
1900-10-28 18:00
1900-10-28 19:00
1900-10-28 20:00
1900-10-28 21:00
1900-10-28 22:00
1900-10-28 23:00
1900-10-29
1900-10-29 01:00
1900-10-29 02:00
1900-10-29 03:00
1900-10-29 04:00
1900-10-29 05:00
1900-10-29 06:00
1900-10-29 07:00
1900-10-29 08:00
1900-10-29 09:00
1900-10-29 10:00
1900-10-29 11:00
1900-10-29 12:00
1900-10-29 13:00
1900-10-29 14:00
1900-10-29 15:00
1900-10-29 16:00
1900-10-29 17:00
1900-10-29 18:00
1900-10-29 19:00
1900-10-29 20:00
1900-10-29 21:00
1900-10-29 22:00
1900-10-29 23:00
1900-10-30
1900-10-30 01:00
1900-10-30 02:00
1900-10-30 03:00
1900-10-30 04:00
1900-10-30 05:00
1900-10-30 06:00
1900-10-30 07:00
1900-10-30 08:00
1900-10-30 09:00
1900-10-30 10:00
1900-10-30 11:00
1900-10-30 12:00
1900-10-30 13:00
1900-10-30 14:00
1900-10-30 15:00
1900-10-30 16:00
1900-10-30 17:00
1900-10-30 18:00
1900-10-30 19:00
1900-10-30 20:00
1900-10-30 21:00
1900-10-30 22:00
1900-10-30 23:00
1900-10-31
1900-10-31 01:00
1900-10-31 02:00
1900-10-31 03:00
1900-10-31 04:00
1900-10-31 05:00
1900-10-31 06:00
1900-10-31 07:00
1900-10-31 08:00
1900-10-31 09:00
1900-10-31 10:00
1900-10-31 11:00
1900-10-31 12:00
1900-10-31 13:00
1900-10-31 14:00
1900-10-31 15:00
1900-10-31 16:00
1900-10-31 17:00
1900-10-31 18:00
1900-10-31 19:00
1900-10-31 20:00
1900-10-31 21:00
1900-10-31 22:00
1900-10-31 23:00
1900-11-01
1900-11-01 01:00
1900-11-01 02:00
1900-11-01 03:00
1900-11-01 04:00
1900-11-01 05:00
1900-11-01 06:00
1900-11-01 07:00
1900-11-01 08:00
1900-11-01 09:00
1900-11-01 10:00
1900-11-01 11:00
1900-11-01 12:00
1900-11-01 13:00
1900-11-01 14:00
1900-11-01 15:00
1900-11-01 16:00
1900-11-01 17:00
1900-11-01 18:00
1900-11-01 19:00
1900-11-01 20:00
1900-11-01 21:00
1900-11-01 22:00
1900-11-01 23:00
1900-11-02
1900-11-02 01:00
1900-11-02 02:00
1900-11-02 03:00
1900-11-02 04:00
1900-11-02 05:00
1900-11-02 06:00
1900-11-02 07:00
1900-11-02 08:00
1900-11-02 09:00
1900-11-02 10:00
1900-11-02 11:00
1900-11-02 12:00
1900-11-02 13:00
1900-11-02 14:00
1900-11-02 15:00
1900-11-02 16:00
1900-11-02 17:00
1900-11-02 18:00
1900-11-02 19:00
1900-11-02 20:00
1900-11-02 21:00
1900-11-02 22:00
1900-11-02 23:00
1900-11-03
1900-11-03 01:00
1900-11-03 02:00
1900-11-03 03:00
1900-11-03 04:00
1900-11-03 05:00
1900-11-03 06:00
1900-11-03 07:00
1900-11-03 08:00
1900-11-03 09:00
1900-11-03 10:00
1900-11-03 11:00
1900-11-03 12:00
1900-11-03 13:00
1900-11-03 14:00
1900-11-03 15:00
1900-11-03 16:00
1900-11-03 17:00
1900-11-03 18:00
1900-11-03 19:00
1900-11-03 20:00
1900-11-03 21:00
1900-11-03 22:00
1900-11-03 23:00
1900-11-04
1900-11-04 01:00
1900-11-04 02:00
1900-11-04 03:00
1900-11-04 04:00
1900-11-04 05:00
1900-11-04 06:00
1900-11-04 07:00
1900-11-04 08:00
1900-11-04 09:00
1900-11-04 10:00
1900-11-04 11:00
1900-11-04 12:00
1900-11-04 13:00
1900-11-04 14:00
1900-11-04 15:00
1900-11-04 16:00
1900-11-04 17:00
1900-11-04 18:00
1900-11-04 19:00
1900-11-04 20:00
1900-11-04 21:00
1900-11-04 22:00
1900-11-04 23:00
1900-11-05
1900-11-05 01:00
1900-11-05 02:00
1900-11-05 03:00
1900-11-05 04:00
1900-11-05 05:00
1900-11-05 06:00
1900-11-05 07:00
1900-11-05 08:00
1900-11-05 09:00
1900-11-05 10:00
1900-11-05 11:00
1900-11-05 12:00
1900-11-05 13:00
1900-11-05 14:00
1900-11-05 15:00
1900-11-05 16:00
1900-11-05 17:00
1900-11-05 18:00
1900-11-05 19:00
1900-11-05 20:00
1900-11-05 21:00
1900-11-05 22:00
1900-11-05 23:00
1900-11-06
1900-11-06 01:00
1900-11-06 02:00
1900-11-06 03:00
1900-11-06 04:00
1900-11-06 05:00
1900-11-06 06:00
1900-11-06 07:00
1900-11-06 08:00
1900-11-06 09:00
1900-11-06 10:00
1900-11-06 11:00
1900-11-06 12:00
1900-11-06 13:00
1900-11-06 14:00
1900-11-06 15:00
1900-11-06 16:00
1900-11-06 17:00
1900-11-06 18:00
1900-11-06 19:00
1900-11-06 20:00
1900-11-06 21:00
1900-11-06 22:00
1900-11-06 23:00
1900-11-07
1900-11-07 01:00
1900-11-07 02:00
1900-11-07 03:00
1900-11-07 04:00
1900-11-07 05:00
1900-11-07 06:00
1900-11-07 07:00
1900-11-07 08:00
1900-11-07 09:00
1900-11-07 10:00
1900-11-07 11:00
1900-11-07 12:00
1900-11-07 13:00
1900-11-07 14:00
1900-11-07 15:00
1900-11-07 16:00
1900-11-07 17:00
1900-11-07 18:00
1900-11-07 19:00
1900-11-07 20:00
1900-11-07 21:00
1900-11-07 22:00
1900-11-07 23:00
1900-11-08
1900-11-08 01:00
1900-11-08 02:00
1900-11-08 03:00
1900-11-08 04:00
1900-11-08 05:00
1900-11-08 06:00
1900-11-08 07:00
1900-11-08 08:00
1900-11-08 09:00
1900-11-08 10:00
1900-11-08 11:00
1900-11-08 12:00
1900-11-08 13:00
1900-11-08 14:00
1900-11-08 15:00
1900-11-08 16:00
1900-11-08 17:00
1900-11-08 18:00
1900-11-08 19:00
1900-11-08 20:00
1900-11-08 21:00
1900-11-08 22:00
1900-11-08 23:00
1900-11-09
1900-11-09 01:00
1900-11-09 02:00
1900-11-09 03:00
1900-11-09 04:00
1900-11-09 05:00
1900-11-09 06:00
1900-11-09 07:00
1900-11-09 08:00
1900-11-09 09:00
1900-11-09 10:00
1900-11-09 11:00
1900-11-09 12:00
1900-11-09 13:00
1900-11-09 14:00
1900-11-09 15:00
1900-11-09 16:00
1900-11-09 17:00
1900-11-09 18:00
1900-11-09 19:00
1900-11-09 20:00
1900-11-09 21:00
1900-11-09 22:00
1900-11-09 23:00
1900-11-10
1900-11-10 01:00
1900-11-10 02:00
1900-11-10 03:00
1900-11-10 04:00
1900-11-10 05:00
1900-11-10 06:00
1900-11-10 07:00
1900-11-10 08:00
1900-11-10 09:00
1900-11-10 10:00
1900-11-10 11:00
1900-11-10 12:00
1900-11-10 13:00
1900-11-10 14:00
1900-11-10 15:00
1900-11-10 16:00
1900-11-10 17:00
1900-11-10 18:00
1900-11-10 19:00
1900-11-10 20:00
1900-11-10 21:00
1900-11-10 22:00
1900-11-10 23:00
1900-11-11
1900-11-11 01:00
1900-11-11 02:00
1900-11-11 03:00
1900-11-11 04:00
1900-11-11 05:00
1900-11-11 06:00
1900-11-11 07:00
1900-11-11 08:00
1900-11-11 09:00
1900-11-11 10:00
1900-11-11 11:00
1900-11-11 12:00
1900-11-11 13:00
1900-11-11 14:00
1900-11-11 15:00
1900-11-11 16:00
1900-11-11 17:00
1900-11-11 18:00
1900-11-11 19:00
1900-11-11 20:00
1900-11-11 21:00
1900-11-11 22:00
1900-11-11 23:00
1900-11-12
1900-11-12 01:00
1900-11-12 02:00
1900-11-12 03:00
1900-11-12 04:00
1900-11-12 05:00
1900-11-12 06:00
1900-11-12 07:00
1900-11-12 08:00
1900-11-12 09:00
1900-11-12 10:00
1900-11-12 11:00
1900-11-12 12:00
1900-11-12 13:00
1900-11-12 14:00
1900-11-12 15:00
1900-11-12 16:00
1900-11-12 17:00
1900-11-12 18:00
1900-11-12 19:00
1900-11-12 20:00
1900-11-12 21:00
1900-11-12 22:00
1900-11-12 23:00
1900-11-13
1900-11-13 01:00
1900-11-13 02:00
1900-11-13 03:00
1900-11-13 04:00
1900-11-13 05:00
1900-11-13 06:00
1900-11-13 07:00
1900-11-13 08:00
1900-11-13 09:00
1900-11-13 10:00
1900-11-13 11:00
1900-11-13 12:00
1900-11-13 13:00
1900-11-13 14:00
1900-11-13 15:00
1900-11-13 16:00
1900-11-13 17:00
1900-11-13 18:00
1900-11-13 19:00
1900-11-13 20:00
1900-11-13 21:00
1900-11-13 22:00
1900-11-13 23:00
1900-11-14
1900-11-14 01:00
1900-11-14 02:00
1900-11-14 03:00
1900-11-14 04:00
1900-11-14 05:00
1900-11-14 06:00
1900-11-14 07:00
1900-11-14 08:00
1900-11-14 09:00
1900-11-14 10:00
1900-11-14 11:00
1900-11-14 12:00
1900-11-14 13:00
1900-11-14 14:00
1900-11-14 15:00
1900-11-14 16:00
1900-11-14 17:00
1900-11-14 18:00
1900-11-14 19:00
1900-11-14 20:00
1900-11-14 21:00
1900-11-14 22:00
1900-11-14 23:00
1900-11-15
1900-11-15 01:00
1900-11-15 02:00
1900-11-15 03:00
1900-11-15 04:00
1900-11-15 05:00
1900-11-15 06:00
1900-11-15 07:00
1900-11-15 08:00
1900-11-15 09:00
1900-11-15 10:00
1900-11-15 11:00
1900-11-15 12:00
1900-11-15 13:00
1900-11-15 14:00
1900-11-15 15:00
1900-11-15 16:00
1900-11-15 17:00
1900-11-15 18:00
1900-11-15 19:00
1900-11-15 20:00
1900-11-15 21:00
1900-11-15 22:00
1900-11-15 23:00
1900-11-16
1900-11-16 01:00
1900-11-16 02:00
1900-11-16 03:00
1900-11-16 04:00
1900-11-16 05:00
1900-11-16 06:00
1900-11-16 07:00
1900-11-16 08:00
1900-11-16 09:00
1900-11-16 10:00
1900-11-16 11:00
1900-11-16 12:00
1900-11-16 13:00
1900-11-16 14:00
1900-11-16 15:00
1900-11-16 16:00
1900-11-16 17:00
1900-11-16 18:00
1900-11-16 19:00
1900-11-16 20:00
1900-11-16 21:00
1900-11-16 22:00
1900-11-16 23:00
1900-11-17
1900-11-17 01:00
1900-11-17 02:00
1900-11-17 03:00
1900-11-17 04:00
1900-11-17 05:00
1900-11-17 06:00
1900-11-17 07:00
1900-11-17 08:00
1900-11-17 09:00
1900-11-17 10:00
1900-11-17 11:00
1900-11-17 12:00
1900-11-17 13:00
1900-11-17 14:00
1900-11-17 15:00
1900-11-17 16:00
1900-11-17 17:00
1900-11-17 18:00
1900-11-17 19:00
1900-11-17 20:00
1900-11-17 21:00
1900-11-17 22:00
1900-11-17 23:00
1900-11-18
1900-11-18 01:00
1900-11-18 02:00
1900-11-18 03:00
1900-11-18 04:00
1900-11-18 05:00
1900-11-18 06:00
1900-11-18 07:00
1900-11-18 08:00
1900-11-18 09:00
1900-11-18 10:00
1900-11-18 11:00
1900-11-18 12:00
1900-11-18 13:00
1900-11-18 14:00
1900-11-18 15:00
1900-11-18 16:00
1900-11-18 17:00
1900-11-18 18:00
1900-11-18 19:00
1900-11-18 20:00
1900-11-18 21:00
1900-11-18 22:00
1900-11-18 23:00
1900-11-19
1900-11-19 01:00
1900-11-19 02:00
1900-11-19 03:00
1900-11-19 04:00
1900-11-19 05:00
1900-11-19 06:00
1900-11-19 07:00
1900-11-19 08:00
1900-11-19 09:00
1900-11-19 10:00
1900-11-19 11:00
1900-11-19 12:00
1900-11-19 13:00
1900-11-19 14:00
1900-11-19 15:00
1900-11-19 16:00
1900-11-19 17:00
1900-11-19 18:00
1900-11-19 19:00
1900-11-19 20:00
1900-11-19 21:00
1900-11-19 22:00
1900-11-19 23:00
1900-11-20
1900-11-20 01:00
1900-11-20 02:00
1900-11-20 03:00
1900-11-20 04:00
1900-11-20 05:00
1900-11-20 06:00
1900-11-20 07:00
1900-11-20 08:00
1900-11-20 09:00
1900-11-20 10:00
1900-11-20 11:00
1900-11-20 12:00
1900-11-20 13:00
1900-11-20 14:00
1900-11-20 15:00
1900-11-20 16:00
1900-11-20 17:00
1900-11-20 18:00
1900-11-20 19:00
1900-11-20 20:00
1900-11-20 21:00
1900-11-20 22:00
1900-11-20 23:00
1900-11-21
1900-11-21 01:00
1900-11-21 02:00
1900-11-21 03:00
1900-11-21 04:00
1900-11-21 05:00
1900-11-21 06:00
1900-11-21 07:00
1900-11-21 08:00
1900-11-21 09:00
1900-11-21 10:00
1900-11-21 11:00
1900-11-21 12:00
1900-11-21 13:00
1900-11-21 14:00
1900-11-21 15:00
1900-11-21 16:00
1900-11-21 17:00
1900-11-21 18:00
1900-11-21 19:00
1900-11-21 20:00
1900-11-21 21:00
1900-11-21 22:00
1900-11-21 23:00
1900-11-22
1900-11-22 01:00
1900-11-22 02:00
1900-11-22 03:00
1900-11-22 04:00
1900-11-22 05:00
1900-11-22 06:00
1900-11-22 07:00
1900-11-22 08:00
1900-11-22 09:00
1900-11-22 10:00
1900-11-22 11:00
1900-11-22 12:00
1900-11-22 13:00
1900-11-22 14:00
1900-11-22 15:00
1900-11-22 16:00
1900-11-22 17:00
1900-11-22 18:00
1900-11-22 19:00
1900-11-22 20:00
1900-11-22 21:00
1900-11-22 22:00
1900-11-22 23:00
1900-11-23
1900-11-23 01:00
1900-11-23 02:00
1900-11-23 03:00
1900-11-23 04:00
1900-11-23 05:00
1900-11-23 06:00
1900-11-23 07:00
1900-11-23 08:00
1900-11-23 09:00
1900-11-23 10:00
1900-11-23 11:00
1900-11-23 12:00
1900-11-23 13:00
1900-11-23 14:00
1900-11-23 15:00
1900-11-23 16:00
1900-11-23 17:00
1900-11-23 18:00
1900-11-23 19:00
1900-11-23 20:00
1900-11-23 21:00
1900-11-23 22:00
1900-11-23 23:00
1900-11-24
1900-11-24 01:00
1900-11-24 02:00
1900-11-24 03:00
1900-11-24 04:00
1900-11-24 05:00
1900-11-24 06:00
1900-11-24 07:00
1900-11-24 08:00
1900-11-24 09:00
1900-11-24 10:00
1900-11-24 11:00
1900-11-24 12:00
1900-11-24 13:00
1900-11-24 14:00
1900-11-24 15:00
1900-11-24 16:00
1900-11-24 17:00
1900-11-24 18:00
1900-11-24 19:00
1900-11-24 20:00
1900-11-24 21:00
1900-11-24 22:00
1900-11-24 23:00
1900-11-25
1900-11-25 01:00
1900-11-25 02:00
1900-11-25 03:00
1900-11-25 04:00
1900-11-25 05:00
1900-11-25 06:00
1900-11-25 07:00
1900-11-25 08:00
1900-11-25 09:00
1900-11-25 10:00
1900-11-25 11:00
1900-11-25 12:00
1900-11-25 13:00
1900-11-25 14:00
1900-11-25 15:00
1900-11-25 16:00
1900-11-25 17:00
1900-11-25 18:00
1900-11-25 19:00
1900-11-25 20:00
1900-11-25 21:00
1900-11-25 22:00
1900-11-25 23:00
1900-11-26
1900-11-26 01:00
1900-11-26 02:00
1900-11-26 03:00
1900-11-26 04:00
1900-11-26 05:00
1900-11-26 06:00
1900-11-26 07:00
1900-11-26 08:00
1900-11-26 09:00
1900-11-26 10:00
1900-11-26 11:00
1900-11-26 12:00
1900-11-26 13:00
1900-11-26 14:00
1900-11-26 15:00
1900-11-26 16:00
1900-11-26 17:00
1900-11-26 18:00
1900-11-26 19:00
1900-11-26 20:00
1900-11-26 21:00
1900-11-26 22:00
1900-11-26 23:00
1900-11-27
1900-11-27 01:00
1900-11-27 02:00
1900-11-27 03:00
1900-11-27 04:00
1900-11-27 05:00
1900-11-27 06:00
1900-11-27 07:00
1900-11-27 08:00
1900-11-27 09:00
1900-11-27 10:00
1900-11-27 11:00
1900-11-27 12:00
1900-11-27 13:00
1900-11-27 14:00
1900-11-27 15:00
1900-11-27 16:00
1900-11-27 17:00
1900-11-27 18:00
1900-11-27 19:00
1900-11-27 20:00
1900-11-27 21:00
1900-11-27 22:00
1900-11-27 23:00
1900-11-28
1900-11-28 01:00
1900-11-28 02:00
1900-11-28 03:00
1900-11-28 04:00
1900-11-28 05:00
1900-11-28 06:00
1900-11-28 07:00
1900-11-28 08:00
1900-11-28 09:00
1900-11-28 10:00
1900-11-28 11:00
1900-11-28 12:00
1900-11-28 13:00
1900-11-28 14:00
1900-11-28 15:00
1900-11-28 16:00
1900-11-28 17:00
1900-11-28 18:00
1900-11-28 19:00
1900-11-28 20:00
1900-11-28 21:00
1900-11-28 22:00
1900-11-28 23:00
1900-11-29
1900-11-29 01:00
1900-11-29 02:00
1900-11-29 03:00
1900-11-29 04:00
1900-11-29 05:00
1900-11-29 06:00
1900-11-29 07:00
1900-11-29 08:00
1900-11-29 09:00
1900-11-29 10:00
1900-11-29 11:00
1900-11-29 12:00
1900-11-29 13:00
1900-11-29 14:00
1900-11-29 15:00
1900-11-29 16:00
1900-11-29 17:00
1900-11-29 18:00
1900-11-29 19:00
1900-11-29 20:00
1900-11-29 21:00
1900-11-29 22:00
1900-11-29 23:00
1900-11-30
1900-11-30 01:00
1900-11-30 02:00
1900-11-30 03:00
1900-11-30 04:00
1900-11-30 05:00
1900-11-30 06:00
1900-11-30 07:00
1900-11-30 08:00
1900-11-30 09:00
1900-11-30 10:00
1900-11-30 11:00
1900-11-30 12:00
1900-11-30 13:00
1900-11-30 14:00
1900-11-30 15:00
1900-11-30 16:00
1900-11-30 17:00
1900-11-30 18:00
1900-11-30 19:00
1900-11-30 20:00
1900-11-30 21:00
1900-11-30 22:00
1900-11-30 23:00
1900-12-01
1900-12-01 01:00
1900-12-01 02:00
1900-12-01 03:00
1900-12-01 04:00
1900-12-01 05:00
1900-12-01 06:00
1900-12-01 07:00
1900-12-01 08:00
1900-12-01 09:00
1900-12-01 10:00
1900-12-01 11:00
1900-12-01 12:00
1900-12-01 13:00
1900-12-01 14:00
1900-12-01 15:00
1900-12-01 16:00
1900-12-01 17:00
1900-12-01 18:00
1900-12-01 19:00
1900-12-01 20:00
1900-12-01 21:00
1900-12-01 22:00
1900-12-01 23:00
1900-12-02
1900-12-02 01:00
1900-12-02 02:00
1900-12-02 03:00
1900-12-02 04:00
1900-12-02 05:00
1900-12-02 06:00
1900-12-02 07:00
1900-12-02 08:00
1900-12-02 09:00
1900-12-02 10:00
1900-12-02 11:00
1900-12-02 12:00
1900-12-02 13:00
1900-12-02 14:00
1900-12-02 15:00
1900-12-02 16:00
1900-12-02 17:00
1900-12-02 18:00
1900-12-02 19:00
1900-12-02 20:00
1900-12-02 21:00
1900-12-02 22:00
1900-12-02 23:00
1900-12-03
1900-12-03 01:00
1900-12-03 02:00
1900-12-03 03:00
1900-12-03 04:00
1900-12-03 05:00
1900-12-03 06:00
1900-12-03 07:00
1900-12-03 08:00
1900-12-03 09:00
1900-12-03 10:00
1900-12-03 11:00
1900-12-03 12:00
1900-12-03 13:00
1900-12-03 14:00
1900-12-03 15:00
1900-12-03 16:00
1900-12-03 17:00
1900-12-03 18:00
1900-12-03 19:00
1900-12-03 20:00
1900-12-03 21:00
1900-12-03 22:00
1900-12-03 23:00
1900-12-04
1900-12-04 01:00
1900-12-04 02:00
1900-12-04 03:00
1900-12-04 04:00
1900-12-04 05:00
1900-12-04 06:00
1900-12-04 07:00
1900-12-04 08:00
1900-12-04 09:00
1900-12-04 10:00
1900-12-04 11:00
1900-12-04 12:00
1900-12-04 13:00
1900-12-04 14:00
1900-12-04 15:00
1900-12-04 16:00
1900-12-04 17:00
1900-12-04 18:00
1900-12-04 19:00
1900-12-04 20:00
1900-12-04 21:00
1900-12-04 22:00
1900-12-04 23:00
1900-12-05
1900-12-05 01:00
1900-12-05 02:00
1900-12-05 03:00
1900-12-05 04:00
1900-12-05 05:00
1900-12-05 06:00
1900-12-05 07:00
1900-12-05 08:00
1900-12-05 09:00
1900-12-05 10:00
1900-12-05 11:00
1900-12-05 12:00
1900-12-05 13:00
1900-12-05 14:00
1900-12-05 15:00
1900-12-05 16:00
1900-12-05 17:00
1900-12-05 18:00
1900-12-05 19:00
1900-12-05 20:00
1900-12-05 21:00
1900-12-05 22:00
1900-12-05 23:00
1900-12-06
1900-12-06 01:00
1900-12-06 02:00
1900-12-06 03:00
1900-12-06 04:00
1900-12-06 05:00
1900-12-06 06:00
1900-12-06 07:00
1900-12-06 08:00
1900-12-06 09:00
1900-12-06 10:00
1900-12-06 11:00
1900-12-06 12:00
1900-12-06 13:00
1900-12-06 14:00
1900-12-06 15:00
1900-12-06 16:00
1900-12-06 17:00
1900-12-06 18:00
1900-12-06 19:00
1900-12-06 20:00
1900-12-06 21:00
1900-12-06 22:00
1900-12-06 23:00
1900-12-07
1900-12-07 01:00
1900-12-07 02:00
1900-12-07 03:00
1900-12-07 04:00
1900-12-07 05:00
1900-12-07 06:00
1900-12-07 07:00
1900-12-07 08:00
1900-12-07 09:00
1900-12-07 10:00
1900-12-07 11:00
1900-12-07 12:00
1900-12-07 13:00
1900-12-07 14:00
1900-12-07 15:00
1900-12-07 16:00
1900-12-07 17:00
1900-12-07 18:00
1900-12-07 19:00
1900-12-07 20:00
1900-12-07 21:00
1900-12-07 22:00
1900-12-07 23:00
1900-12-08
1900-12-08 01:00
1900-12-08 02:00
1900-12-08 03:00
1900-12-08 04:00
1900-12-08 05:00
1900-12-08 06:00
1900-12-08 07:00
1900-12-08 08:00
1900-12-08 09:00
1900-12-08 10:00
1900-12-08 11:00
1900-12-08 12:00
1900-12-08 13:00
1900-12-08 14:00
1900-12-08 15:00
1900-12-08 16:00
1900-12-08 17:00
1900-12-08 18:00
1900-12-08 19:00
1900-12-08 20:00
1900-12-08 21:00
1900-12-08 22:00
1900-12-08 23:00
1900-12-09
1900-12-09 01:00
1900-12-09 02:00
1900-12-09 03:00
1900-12-09 04:00
1900-12-09 05:00
1900-12-09 06:00
1900-12-09 07:00
1900-12-09 08:00
1900-12-09 09:00
1900-12-09 10:00
1900-12-09 11:00
1900-12-09 12:00
1900-12-09 13:00
1900-12-09 14:00
1900-12-09 15:00
1900-12-09 16:00
1900-12-09 17:00
1900-12-09 18:00
1900-12-09 19:00
1900-12-09 20:00
1900-12-09 21:00
1900-12-09 22:00
1900-12-09 23:00
1900-12-10
1900-12-10 01:00
1900-12-10 02:00
1900-12-10 03:00
1900-12-10 04:00
1900-12-10 05:00
1900-12-10 06:00
1900-12-10 07:00
1900-12-10 08:00
1900-12-10 09:00
1900-12-10 10:00
1900-12-10 11:00
1900-12-10 12:00
1900-12-10 13:00
1900-12-10 14:00
1900-12-10 15:00
1900-12-10 16:00
1900-12-10 17:00
1900-12-10 18:00
1900-12-10 19:00
1900-12-10 20:00
1900-12-10 21:00
1900-12-10 22:00
1900-12-10 23:00
1900-12-11
1900-12-11 01:00
1900-12-11 02:00
1900-12-11 03:00
1900-12-11 04:00
1900-12-11 05:00
1900-12-11 06:00
1900-12-11 07:00
1900-12-11 08:00
1900-12-11 09:00
1900-12-11 10:00
1900-12-11 11:00
1900-12-11 12:00
1900-12-11 13:00
1900-12-11 14:00
1900-12-11 15:00
1900-12-11 16:00
1900-12-11 17:00
1900-12-11 18:00
1900-12-11 19:00
1900-12-11 20:00
1900-12-11 21:00
1900-12-11 22:00
1900-12-11 23:00
1900-12-12
1900-12-12 01:00
1900-12-12 02:00
1900-12-12 03:00
1900-12-12 04:00
1900-12-12 05:00
1900-12-12 06:00
1900-12-12 07:00
1900-12-12 08:00
1900-12-12 09:00
1900-12-12 10:00
1900-12-12 11:00
1900-12-12 12:00
1900-12-12 13:00
1900-12-12 14:00
1900-12-12 15:00
1900-12-12 16:00
1900-12-12 17:00
1900-12-12 18:00
1900-12-12 19:00
1900-12-12 20:00
1900-12-12 21:00
1900-12-12 22:00
1900-12-12 23:00
1900-12-13
1900-12-13 01:00
1900-12-13 02:00
1900-12-13 03:00
1900-12-13 04:00
1900-12-13 05:00
1900-12-13 06:00
1900-12-13 07:00
1900-12-13 08:00
1900-12-13 09:00
1900-12-13 10:00
1900-12-13 11:00
1900-12-13 12:00
1900-12-13 13:00
1900-12-13 14:00
1900-12-13 15:00
1900-12-13 16:00
1900-12-13 17:00
1900-12-13 18:00
1900-12-13 19:00
1900-12-13 20:00
1900-12-13 21:00
1900-12-13 22:00
1900-12-13 23:00
1900-12-14
1900-12-14 01:00
1900-12-14 02:00
1900-12-14 03:00
1900-12-14 04:00
1900-12-14 05:00
1900-12-14 06:00
1900-12-14 07:00
1900-12-14 08:00
1900-12-14 09:00
1900-12-14 10:00
1900-12-14 11:00
1900-12-14 12:00
1900-12-14 13:00
1900-12-14 14:00
1900-12-14 15:00
1900-12-14 16:00
1900-12-14 17:00
1900-12-14 18:00
1900-12-14 19:00
1900-12-14 20:00
1900-12-14 21:00
1900-12-14 22:00
1900-12-14 23:00
1900-12-15
1900-12-15 01:00
1900-12-15 02:00
1900-12-15 03:00
1900-12-15 04:00
1900-12-15 05:00
1900-12-15 06:00
1900-12-15 07:00
1900-12-15 08:00
1900-12-15 09:00
1900-12-15 10:00
1900-12-15 11:00
1900-12-15 12:00
1900-12-15 13:00
1900-12-15 14:00
1900-12-15 15:00
1900-12-15 16:00
1900-12-15 17:00
1900-12-15 18:00
1900-12-15 19:00
1900-12-15 20:00
1900-12-15 21:00
1900-12-15 22:00
1900-12-15 23:00
1900-12-16
1900-12-16 01:00
1900-12-16 02:00
1900-12-16 03:00
1900-12-16 04:00
1900-12-16 05:00
1900-12-16 06:00
1900-12-16 07:00
1900-12-16 08:00
1900-12-16 09:00
1900-12-16 10:00
1900-12-16 11:00
1900-12-16 12:00
1900-12-16 13:00
1900-12-16 14:00
1900-12-16 15:00
1900-12-16 16:00
1900-12-16 17:00
1900-12-16 18:00
1900-12-16 19:00
1900-12-16 20:00
1900-12-16 21:00
1900-12-16 22:00
1900-12-16 23:00
1900-12-17
1900-12-17 01:00
1900-12-17 02:00
1900-12-17 03:00
1900-12-17 04:00
1900-12-17 05:00
1900-12-17 06:00
1900-12-17 07:00
1900-12-17 08:00
1900-12-17 09:00
1900-12-17 10:00
1900-12-17 11:00
1900-12-17 12:00
1900-12-17 13:00
1900-12-17 14:00
1900-12-17 15:00
1900-12-17 16:00
1900-12-17 17:00
1900-12-17 18:00
1900-12-17 19:00
1900-12-17 20:00
1900-12-17 21:00
1900-12-17 22:00
1900-12-17 23:00
1900-12-18
1900-12-18 01:00
1900-12-18 02:00
1900-12-18 03:00
1900-12-18 04:00
1900-12-18 05:00
1900-12-18 06:00
1900-12-18 07:00
1900-12-18 08:00
1900-12-18 09:00
1900-12-18 10:00
1900-12-18 11:00
1900-12-18 12:00
1900-12-18 13:00
1900-12-18 14:00
1900-12-18 15:00
1900-12-18 16:00
1900-12-18 17:00
1900-12-18 18:00
1900-12-18 19:00
1900-12-18 20:00
1900-12-18 21:00
1900-12-18 22:00
1900-12-18 23:00
1900-12-19
1900-12-19 01:00
1900-12-19 02:00
1900-12-19 03:00
1900-12-19 04:00
1900-12-19 05:00
1900-12-19 06:00
1900-12-19 07:00
1900-12-19 08:00
1900-12-19 09:00
1900-12-19 10:00
1900-12-19 11:00
1900-12-19 12:00
1900-12-19 13:00
1900-12-19 14:00
1900-12-19 15:00
1900-12-19 16:00
1900-12-19 17:00
1900-12-19 18:00
1900-12-19 19:00
1900-12-19 20:00
1900-12-19 21:00
1900-12-19 22:00
1900-12-19 23:00
1900-12-20
1900-12-20 01:00
1900-12-20 02:00
1900-12-20 03:00
1900-12-20 04:00
1900-12-20 05:00
1900-12-20 06:00
1900-12-20 07:00
1900-12-20 08:00
1900-12-20 09:00
1900-12-20 10:00
1900-12-20 11:00
1900-12-20 12:00
1900-12-20 13:00
1900-12-20 14:00
1900-12-20 15:00
1900-12-20 16:00
1900-12-20 17:00
1900-12-20 18:00
1900-12-20 19:00
1900-12-20 20:00
1900-12-20 21:00
1900-12-20 22:00
1900-12-20 23:00
1900-12-21
1900-12-21 01:00
1900-12-21 02:00
1900-12-21 03:00
1900-12-21 04:00
1900-12-21 05:00
1900-12-21 06:00
1900-12-21 07:00
1900-12-21 08:00
1900-12-21 09:00
1900-12-21 10:00
1900-12-21 11:00
1900-12-21 12:00
1900-12-21 13:00
1900-12-21 14:00
1900-12-21 15:00
1900-12-21 16:00
1900-12-21 17:00
1900-12-21 18:00
1900-12-21 19:00
1900-12-21 20:00
1900-12-21 21:00
1900-12-21 22:00
1900-12-21 23:00
1900-12-22
1900-12-22 01:00
1900-12-22 02:00
1900-12-22 03:00
1900-12-22 04:00
1900-12-22 05:00
1900-12-22 06:00
1900-12-22 07:00
1900-12-22 08:00
1900-12-22 09:00
1900-12-22 10:00
1900-12-22 11:00
1900-12-22 12:00
1900-12-22 13:00
1900-12-22 14:00
1900-12-22 15:00
1900-12-22 16:00
1900-12-22 17:00
1900-12-22 18:00
1900-12-22 19:00
1900-12-22 20:00
1900-12-22 21:00
1900-12-22 22:00
1900-12-22 23:00
1900-12-23
1900-12-23 01:00
1900-12-23 02:00
1900-12-23 03:00
1900-12-23 04:00
1900-12-23 05:00
1900-12-23 06:00
1900-12-23 07:00
1900-12-23 08:00
1900-12-23 09:00
1900-12-23 10:00
1900-12-23 11:00
1900-12-23 12:00
1900-12-23 13:00
1900-12-23 14:00
1900-12-23 15:00
1900-12-23 16:00
1900-12-23 17:00
1900-12-23 18:00
1900-12-23 19:00
1900-12-23 20:00
1900-12-23 21:00
1900-12-23 22:00
1900-12-23 23:00
1900-12-24
1900-12-24 01:00
1900-12-24 02:00
1900-12-24 03:00
1900-12-24 04:00
1900-12-24 05:00
1900-12-24 06:00
1900-12-24 07:00
1900-12-24 08:00
1900-12-24 09:00
1900-12-24 10:00
1900-12-24 11:00
1900-12-24 12:00
1900-12-24 13:00
1900-12-24 14:00
1900-12-24 15:00
1900-12-24 16:00
1900-12-24 17:00
1900-12-24 18:00
1900-12-24 19:00
1900-12-24 20:00
1900-12-24 21:00
1900-12-24 22:00
1900-12-24 23:00
1900-12-25
1900-12-25 01:00
1900-12-25 02:00
1900-12-25 03:00
1900-12-25 04:00
1900-12-25 05:00
1900-12-25 06:00
1900-12-25 07:00
1900-12-25 08:00
1900-12-25 09:00
1900-12-25 10:00
1900-12-25 11:00
1900-12-25 12:00
1900-12-25 13:00
1900-12-25 14:00
1900-12-25 15:00
1900-12-25 16:00
1900-12-25 17:00
1900-12-25 18:00
1900-12-25 19:00
1900-12-25 20:00
1900-12-25 21:00
1900-12-25 22:00
1900-12-25 23:00
1900-12-26
1900-12-26 01:00
1900-12-26 02:00
1900-12-26 03:00
1900-12-26 04:00
1900-12-26 05:00
1900-12-26 06:00
1900-12-26 07:00
1900-12-26 08:00
1900-12-26 09:00
1900-12-26 10:00
1900-12-26 11:00
1900-12-26 12:00
1900-12-26 13:00
1900-12-26 14:00
1900-12-26 15:00
1900-12-26 16:00
1900-12-26 17:00
1900-12-26 18:00
1900-12-26 19:00
1900-12-26 20:00
1900-12-26 21:00
1900-12-26 22:00
1900-12-26 23:00
1900-12-27
1900-12-27 01:00
1900-12-27 02:00
1900-12-27 03:00
1900-12-27 04:00
1900-12-27 05:00
1900-12-27 06:00
1900-12-27 07:00
1900-12-27 08:00
1900-12-27 09:00
1900-12-27 10:00
1900-12-27 11:00
1900-12-27 12:00
1900-12-27 13:00
1900-12-27 14:00
1900-12-27 15:00
1900-12-27 16:00
1900-12-27 17:00
1900-12-27 18:00
1900-12-27 19:00
1900-12-27 20:00
1900-12-27 21:00
1900-12-27 22:00
1900-12-27 23:00
1900-12-28
1900-12-28 01:00
1900-12-28 02:00
1900-12-28 03:00
1900-12-28 04:00
1900-12-28 05:00
1900-12-28 06:00
1900-12-28 07:00
1900-12-28 08:00
1900-12-28 09:00
1900-12-28 10:00
1900-12-28 11:00
1900-12-28 12:00
1900-12-28 13:00
1900-12-28 14:00
1900-12-28 15:00
1900-12-28 16:00
1900-12-28 17:00
1900-12-28 18:00
1900-12-28 19:00
1900-12-28 20:00
1900-12-28 21:00
1900-12-28 22:00
1900-12-28 23:00
1900-12-29
1900-12-29 01:00
1900-12-29 02:00
1900-12-29 03:00
1900-12-29 04:00
1900-12-29 05:00
1900-12-29 06:00
1900-12-29 07:00
1900-12-29 08:00
1900-12-29 09:00
1900-12-29 10:00
1900-12-29 11:00
1900-12-29 12:00
1900-12-29 13:00
1900-12-29 14:00
1900-12-29 15:00
1900-12-29 16:00
1900-12-29 17:00
1900-12-29 18:00
1900-12-29 19:00
1900-12-29 20:00
1900-12-29 21:00
1900-12-29 22:00
1900-12-29 23:00
1900-12-30
1900-12-30 01:00
1900-12-30 02:00
1900-12-30 03:00
1900-12-30 04:00
1900-12-30 05:00
1900-12-30 06:00
1900-12-30 07:00
1900-12-30 08:00
1900-12-30 09:00
1900-12-30 10:00
1900-12-30 11:00
1900-12-30 12:00
1900-12-30 13:00
1900-12-30 14:00
1900-12-30 15:00
1900-12-30 16:00
1900-12-30 17:00
1900-12-30 18:00
1900-12-30 19:00
1900-12-30 20:00
1900-12-30 21:00
1900-12-30 22:00
1900-12-30 23:00
1900-12-31
1900-12-31 01:00
1900-12-31 02:00
1900-12-31 03:00
1900-12-31 04:00
1900-12-31 05:00
1900-12-31 06:00
1900-12-31 07:00
1900-12-31 08:00
1900-12-31 09:00
1900-12-31 10:00
1900-12-31 11:00
1900-12-31 12:00
1900-12-31 13:00
1900-12-31 14:00
1900-12-31 15:00
1900-12-31 16:00
1900-12-31 17:00
1900-12-31 18:00
1900-12-31 19:00
1900-12-31 20:00
1900-12-31 21:00
1900-12-31 22:00
1900-12-31 23:00
1901-01-01
1901-01-01 01:00
1901-01-01 02:00
1901-01-01 03:00
1901-01-01 04:00
1901-01-01 05:00
1901-01-01 06:00
1901-01-01 07:00
1901-01-01 08:00
1901-01-01 09:00
1901-01-01 10:00
1901-01-01 11:00
1901-01-01 12:00
1901-01-01 13:00
1901-01-01 14:00
1901-01-01 15:00
1901-01-01 16:00
1901-01-01 17:00
1901-01-01 18:00
1901-01-01 19:00
1901-01-01 20:00
1901-01-01 21:00
1901-01-01 22:00
1901-01-01 23:00
1901-01-02
1901-01-02 01:00
1901-01-02 02:00
1901-01-02 03:00
1901-01-02 04:00
1901-01-02 05:00
1901-01-02 06:00
1901-01-02 07:00
1901-01-02 08:00
1901-01-02 09:00
1901-01-02 10:00
1901-01-02 11:00
1901-01-02 12:00
1901-01-02 13:00
1901-01-02 14:00
1901-01-02 15:00
1901-01-02 16:00
1901-01-02 17:00
1901-01-02 18:00
1901-01-02 19:00
1901-01-02 20:00
1901-01-02 21:00
1901-01-02 22:00
1901-01-02 23:00
1901-01-03
1901-01-03 01:00
1901-01-03 02:00
1901-01-03 03:00
1901-01-03 04:00
1901-01-03 05:00
1901-01-03 06:00
1901-01-03 07:00
1901-01-03 08:00
1901-01-03 09:00
1901-01-03 10:00
1901-01-03 11:00
1901-01-03 12:00
1901-01-03 13:00
1901-01-03 14:00
1901-01-03 15:00
1901-01-03 16:00
1901-01-03 17:00
1901-01-03 18:00
1901-01-03 19:00
1901-01-03 20:00
1901-01-03 21:00
1901-01-03 22:00
1901-01-03 23:00
1901-01-04
1901-01-04 01:00
1901-01-04 02:00
1901-01-04 03:00
1901-01-04 04:00
1901-01-04 05:00
1901-01-04 06:00
1901-01-04 07:00
1901-01-04 08:00
1901-01-04 09:00
1901-01-04 10:00
1901-01-04 11:00
1901-01-04 12:00
1901-01-04 13:00
1901-01-04 14:00
1901-01-04 15:00
1901-01-04 16:00
1901-01-04 17:00
1901-01-04 18:00
1901-01-04 19:00
1901-01-04 20:00
1901-01-04 21:00
1901-01-04 22:00
1901-01-04 23:00
1901-01-05
1901-01-05 01:00
1901-01-05 02:00
1901-01-05 03:00
1901-01-05 04:00
1901-01-05 05:00
1901-01-05 06:00
1901-01-05 07:00
1901-01-05 08:00
1901-01-05 09:00
1901-01-05 10:00
1901-01-05 11:00
1901-01-05 12:00
1901-01-05 13:00
1901-01-05 14:00
1901-01-05 15:00
1901-01-05 16:00
1901-01-05 17:00
1901-01-05 18:00
1901-01-05 19:00
1901-01-05 20:00
1901-01-05 21:00
1901-01-05 22:00
1901-01-05 23:00
1901-01-06
1901-01-06 01:00
1901-01-06 02:00
1901-01-06 03:00
1901-01-06 04:00
1901-01-06 05:00
1901-01-06 06:00
1901-01-06 07:00
1901-01-06 08:00
1901-01-06 09:00
1901-01-06 10:00
1901-01-06 11:00
1901-01-06 12:00
1901-01-06 13:00
1901-01-06 14:00
1901-01-06 15:00
1901-01-06 16:00
1901-01-06 17:00
1901-01-06 18:00
1901-01-06 19:00
1901-01-06 20:00
1901-01-06 21:00
1901-01-06 22:00
1901-01-06 23:00
1901-01-07
1901-01-07 01:00
1901-01-07 02:00
1901-01-07 03:00
1901-01-07 04:00
1901-01-07 05:00
1901-01-07 06:00
1901-01-07 07:00
1901-01-07 08:00
1901-01-07 09:00
1901-01-07 10:00
1901-01-07 11:00
1901-01-07 12:00
1901-01-07 13:00
1901-01-07 14:00
1901-01-07 15:00
1901-01-07 16:00
1901-01-07 17:00
1901-01-07 18:00
1901-01-07 19:00
1901-01-07 20:00
1901-01-07 21:00
1901-01-07 22:00
1901-01-07 23:00
1901-01-08
1901-01-08 01:00
1901-01-08 02:00
1901-01-08 03:00
1901-01-08 04:00
1901-01-08 05:00
1901-01-08 06:00
1901-01-08 07:00
1901-01-08 08:00
1901-01-08 09:00
1901-01-08 10:00
1901-01-08 11:00
1901-01-08 12:00
1901-01-08 13:00
1901-01-08 14:00
1901-01-08 15:00
1901-01-08 16:00
1901-01-08 17:00
1901-01-08 18:00
1901-01-08 19:00
1901-01-08 20:00
1901-01-08 21:00
1901-01-08 22:00
1901-01-08 23:00
1901-01-09
1901-01-09 01:00
1901-01-09 02:00
1901-01-09 03:00
1901-01-09 04:00
1901-01-09 05:00
1901-01-09 06:00
1901-01-09 07:00
1901-01-09 08:00
1901-01-09 09:00
1901-01-09 10:00
1901-01-09 11:00
1901-01-09 12:00
1901-01-09 13:00
1901-01-09 14:00
1901-01-09 15:00
1901-01-09 16:00
1901-01-09 17:00
1901-01-09 18:00
1901-01-09 19:00
1901-01-09 20:00
1901-01-09 21:00
1901-01-09 22:00
1901-01-09 23:00
1901-01-10
1901-01-10 01:00
1901-01-10 02:00
1901-01-10 03:00
1901-01-10 04:00
1901-01-10 05:00
1901-01-10 06:00
1901-01-10 07:00
1901-01-10 08:00
1901-01-10 09:00
1901-01-10 10:00
1901-01-10 11:00
1901-01-10 12:00
1901-01-10 13:00
1901-01-10 14:00
1901-01-10 15:00
1901-01-10 16:00
1901-01-10 17:00
1901-01-10 18:00
1901-01-10 19:00
1901-01-10 20:00
1901-01-10 21:00
1901-01-10 22:00
1901-01-10 23:00
1901-01-11
1901-01-11 01:00
1901-01-11 02:00
1901-01-11 03:00
1901-01-11 04:00
1901-01-11 05:00
1901-01-11 06:00
1901-01-11 07:00
1901-01-11 08:00
1901-01-11 09:00
1901-01-11 10:00
1901-01-11 11:00
1901-01-11 12:00
1901-01-11 13:00
1901-01-11 14:00
1901-01-11 15:00
1901-01-11 16:00
1901-01-11 17:00
1901-01-11 18:00
1901-01-11 19:00
1901-01-11 20:00
1901-01-11 21:00
1901-01-11 22:00
1901-01-11 23:00
1901-01-12
1901-01-12 01:00
1901-01-12 02:00
1901-01-12 03:00
1901-01-12 04:00
1901-01-12 05:00
1901-01-12 06:00
1901-01-12 07:00
1901-01-12 08:00
1901-01-12 09:00
1901-01-12 10:00
1901-01-12 11:00
1901-01-12 12:00
1901-01-12 13:00
1901-01-12 14:00
1901-01-12 15:00
1901-01-12 16:00
1901-01-12 17:00
1901-01-12 18:00
1901-01-12 19:00
1901-01-12 20:00
1901-01-12 21:00
1901-01-12 22:00
1901-01-12 23:00
1901-01-13
1901-01-13 01:00
1901-01-13 02:00
1901-01-13 03:00
1901-01-13 04:00
1901-01-13 05:00
1901-01-13 06:00
1901-01-13 07:00
1901-01-13 08:00
1901-01-13 09:00
1901-01-13 10:00
1901-01-13 11:00
1901-01-13 12:00
1901-01-13 13:00
1901-01-13 14:00
1901-01-13 15:00
1901-01-13 16:00
1901-01-13 17:00
1901-01-13 18:00
1901-01-13 19:00
1901-01-13 20:00
1901-01-13 21:00
1901-01-13 22:00
1901-01-13 23:00
1901-01-14
1901-01-14 01:00
1901-01-14 02:00
1901-01-14 03:00
1901-01-14 04:00
1901-01-14 05:00
1901-01-14 06:00
1901-01-14 07:00
1901-01-14 08:00
1901-01-14 09:00
1901-01-14 10:00
1901-01-14 11:00
1901-01-14 12:00
1901-01-14 13:00
1901-01-14 14:00
1901-01-14 15:00
1901-01-14 16:00
1901-01-14 17:00
1901-01-14 18:00
1901-01-14 19:00
1901-01-14 20:00
1901-01-14 21:00
1901-01-14 22:00
1901-01-14 23:00
1901-01-15
1901-01-15 01:00
1901-01-15 02:00
1901-01-15 03:00
1901-01-15 04:00
1901-01-15 05:00
1901-01-15 06:00
1901-01-15 07:00
1901-01-15 08:00
1901-01-15 09:00
1901-01-15 10:00
1901-01-15 11:00
1901-01-15 12:00
1901-01-15 13:00
1901-01-15 14:00
1901-01-15 15:00
1901-01-15 16:00
1901-01-15 17:00
1901-01-15 18:00
1901-01-15 19:00
1901-01-15 20:00
1901-01-15 21:00
1901-01-15 22:00
1901-01-15 23:00
1901-01-16
1901-01-16 01:00
1901-01-16 02:00
1901-01-16 03:00
1901-01-16 04:00
1901-01-16 05:00
1901-01-16 06:00
1901-01-16 07:00
1901-01-16 08:00
1901-01-16 09:00
1901-01-16 10:00
1901-01-16 11:00
1901-01-16 12:00
1901-01-16 13:00
1901-01-16 14:00
1901-01-16 15:00
1901-01-16 16:00
1901-01-16 17:00
1901-01-16 18:00
1901-01-16 19:00
1901-01-16 20:00
1901-01-16 21:00
1901-01-16 22:00
1901-01-16 23:00
1901-01-17
1901-01-17 01:00
1901-01-17 02:00
1901-01-17 03:00
1901-01-17 04:00
1901-01-17 05:00
1901-01-17 06:00
1901-01-17 07:00
1901-01-17 08:00
1901-01-17 09:00
1901-01-17 10:00
1901-01-17 11:00
1901-01-17 12:00
1901-01-17 13:00
1901-01-17 14:00
1901-01-17 15:00
1901-01-17 16:00
1901-01-17 17:00
1901-01-17 18:00
1901-01-17 19:00
1901-01-17 20:00
1901-01-17 21:00
1901-01-17 22:00
1901-01-17 23:00
1901-01-18
1901-01-18 01:00
1901-01-18 02:00
1901-01-18 03:00
1901-01-18 04:00
1901-01-18 05:00
1901-01-18 06:00
1901-01-18 07:00
1901-01-18 08:00
1901-01-18 09:00
1901-01-18 10:00
1901-01-18 11:00
1901-01-18 12:00
1901-01-18 13:00
1901-01-18 14:00
1901-01-18 15:00
1901-01-18 16:00
1901-01-18 17:00
1901-01-18 18:00
1901-01-18 19:00
1901-01-18 20:00
1901-01-18 21:00
1901-01-18 22:00
Formulas:
Start Date = IFERROR([Start Date, row above]+1/24,"")

## STEP 3f Local Bias Adjustment 6 (hidden)
[17 empty] | Bias 3 Period | Triplicate Average | Reference Conc+ | Tube 1 µgm-3 | Tube 2 µgm-3 | Tube 3 µgm-3 | Average | Montlhly df | Coefficient of Variation (CV) | STDEV ^2 * df | Period Mean | Ref/Tub_1 | Ref/Tub_2 | Ref/Tub_3 | Average Ref/Tub |  | STDEV ^2 | STDEV ^2 * df | Data Capture | Tub/Ref_1 | Tub/Ref_2 | Tub/Ref_3 | Average Ref/Tub |  | STDEV ^2 * df | Cm | Dm
[17 empty] | 1 | Poor Data | Poor Data | * | * | * | * | * | * | * | * | * | * | * | * | * | * | * | * | * | * | * | * | * | * | * | *
| Local Bias Adjustment 6 | [15 empty] | 2 | Poor Data | Poor Data | * | * | * | * | * | * | * | * | * | * | * | * | * | * | * | * | * | * | * | * | * | * | * | *
[9 empty] | 1 | [7 empty] | 3 | Poor Data | Poor Data | * | * | * | * | * | * | * | * | * | * | * | * | * | * | * | * | * | * | * | * | * | * | * | *
| Enter data into the pink cells | [7 empty] | 2 | [7 empty] | 4 | Poor Data | Poor Data | * | * | * | * | * | * | * | * | * | * | * | * | * | * | * | * | * | * | * | * | * | * | * | *
[9 empty] | 3 | [7 empty] | 5 | Poor Data | Poor Data | * | * | * | * | * | * | * | * | * | * | * | * | * | * | * | * | * | * | * | * | * | * | * | *
[9 empty] | 4 | [7 empty] | 6 | Poor Data | Poor Data | * | * | * | * | * | * | * | * | * | * | * | * | * | * | * | * | * | * | * | * | * | * | * | *
i) Enter co-located diffusion tube period means | [16 empty] | 7 | Poor Data | Poor Data | * | * | * | * | * | * | * | * | * | * | * | * | * | * | * | * | * | * | * | * | * | * | * | *
[17 empty] | 8 | Poor Data | Poor Data | * | * | * | * | * | * | * | * | * | * | * | * | * | * | * | * | * | * | * | * | * | * | * | *
Period | NO2 Period Mean (µg/m3) |  |  | Triplicate Mean | Standard Deviation | Coefficient of Variation (CV) | 95% CI of Mean | Data Quality Check | [8 empty] | 9 | Poor Data | Poor Data | * | * | * | * | * | * | * | * | * | * | * | * | * | * | * | * | * | * | * | * | * | * | * | *
| Tube 1 | Tube 2 | Tube 3 | [13 empty] | 10 | Poor Data | Poor Data | * | * | * | * | * | * | * | * | * | * | * | * | * | * | * | * | * | * | * | * | * | * | * | *
1 | [16 empty] | 11 | Poor Data | Poor Data | * | * | * | * | * | * | * | * | * | * | * | * | * | * | * | * | * | * | * | * | * | * | * | *
2 | [16 empty] | 12 | Poor Data | Poor Data | * | * | * | * | * | * | * | * | * | * | * | * | * | * | * | * | * | * | * | * | * | * | * | *
3 | [17 empty] | #DIV/0! | #DIV/0! |  |  | Average | #DIV/0! |  | #DIV/0! |  | #DIV/0! |  | Average= | #DIV/0! | #DIV/0! | sm | se | se | #DIV/0! |  | Average= | #DIV/0! | #DIV/0! | sm | se | #DIV/0! | #DIV/0!
4 | [20 empty] | Stdev monthly means | Stdev monthly means | #DIV/0! | se |  | #DIV/0! |  |  | Stdev= | #DIV/0! | #DIV/0! | #DIV/0! | #DIV/0! | #DIV/0! |  |  | Stdev= | #DIV/0! | #DIV/0! | #DIV/0! | #DIV/0! | #DIV/0! | #DIV/0!
5 | [19 empty] | #DIV/0! |  | N= | 0 | [5 empty] | N= | 0 | 0 | #DIV/0! |  |  |  |  | N= | 0 | 0 | #DIV/0! |  | #DIV/0! | #DIV/0!
6 | [21 empty] | 95% CI | #NUM! | [5 empty] | 95% CI | #NUM! | #NUM! | [5 empty] | 95% CI | #NUM! | #NUM! | #DIV/0! |  | #DIV/0! | #DIV/0!
7 | [28 empty] | #NUM! | #NUM! | [9 empty] | #DIV/0!
8
9
10
11
12
[9 empty] | #DIV/0! | #DIV/0!
ii) Enter co-located continuous monitor hourly monitoring data | [8 empty] | #DIV/0! | #DIV/0!
Start Date |  |  |  |  | Period | Period Mean | Data Capture (%) | Data Quality Check |  | Tube On | Tube Off | Day Count | Maximum Count | % TDC | CS1 Conc | CS1 % DC
Start Time |  |  |  |  | 1 |  | 0% |  | 1 | 2023-01-02 | 2023-02-02 | 31 | 744 | 0.084469 |  | 0%
[5 empty] | 2 |  | 0% |  | 2 | 2023-02-02 | 2023-03-03 | 29 | 696 | 0.079019 |  | 0%
Date & Time | NO2 Hourly Concentrations (µg/m3) |  |  |  | 3 |  | 0% |  | 3 | 2023-03-03 | 2023-03-30 | 27 | 648 | 0.073569 |  | 0%
[5 empty] | 4 |  | 0% |  | 4 | 2023-03-30 | 2023-05-06 | 37 | 888 | 0.10082 |  | 0%
0 |  |  |  |  | 5 |  | 0% |  | 5 | 2023-05-06 | 2023-06-03 | 28 | 672 | 0.076294 |  | 0%
0.041667 |  |  |  |  | 6 |  | 0% |  | 6 | 2023-06-03 | 2023-07-02 | 29 | 696 | 0.079019 |  | 0%
0.083333 |  |  |  |  | 7 |  | 0% |  | 7 | 2023-07-02 | 2023-07-29 | 27 | 648 | 0.073569 |  | 0%
0.125 |  |  |  |  | 8 |  | 0% |  | 8 | 2023-07-29 | 2023-08-26 | 28 | 672 | 0.076294 |  | 0%
0.16667 |  |  |  |  | 9 |  | 0% |  | 9 | 2023-08-26 | 2023-10-01 | 36 | 864 | 0.098093 |  | 0%
0.20833 |  |  |  |  | 10 |  | 0% |  | 10 | 2023-10-01 | 2023-11-14 | 44 | 1056 | 0.11989 |  | 0%
0.25 |  |  |  |  | 11 |  | 0% |  | 11 | 2023-11-14 | 2023-12-09 | 25 | 600 | 0.06812 |  | 0%
0.29167 |  |  |  |  | 12 |  | 0% |  | 12 | 2023-12-09 | 2024-01-04 | 26 | 624 | 0.070845 |  | 0%
0.33333 | [8 empty] | Data Capture | 0%
0.375
0.41667
0.45833
0.5
0.54167
0.58333
0.625
0.66667
0.70833
0.75
0.79167
0.83333
0.875
0.91667
0.95833
1
1899-12-31 01:00
1899-12-31 02:00
1899-12-31 03:00
1899-12-31 04:00
1899-12-31 05:00
1899-12-31 06:00
1899-12-31 07:00
1899-12-31 08:00
1899-12-31 09:00
1899-12-31 10:00
1899-12-31 11:00
1899-12-31 12:00
1899-12-31 13:00
1899-12-31 14:00
1899-12-31 15:00
1899-12-31 16:00
1899-12-31 17:00
1899-12-31 18:00
1899-12-31 19:00
1899-12-31 20:00
1899-12-31 21:00
1899-12-31 22:00
1899-12-31 23:00
1900-01-01
1900-01-01 01:00
1900-01-01 02:00
1900-01-01 03:00
1900-01-01 04:00
1900-01-01 05:00
1900-01-01 06:00
1900-01-01 07:00
1900-01-01 08:00
1900-01-01 09:00
1900-01-01 10:00
1900-01-01 11:00
1900-01-01 12:00
1900-01-01 13:00
1900-01-01 14:00
1900-01-01 15:00
1900-01-01 16:00
1900-01-01 17:00
1900-01-01 18:00
1900-01-01 19:00
1900-01-01 20:00
1900-01-01 21:00
1900-01-01 22:00
1900-01-01 23:00
1900-01-02
1900-01-02 01:00
1900-01-02 02:00
1900-01-02 03:00
1900-01-02 04:00
1900-01-02 05:00
1900-01-02 06:00
1900-01-02 07:00
1900-01-02 08:00
1900-01-02 09:00
1900-01-02 10:00
1900-01-02 11:00
1900-01-02 12:00
1900-01-02 13:00
1900-01-02 14:00
1900-01-02 15:00
1900-01-02 16:00
1900-01-02 17:00
1900-01-02 18:00
1900-01-02 19:00
1900-01-02 20:00
1900-01-02 21:00
1900-01-02 22:00
1900-01-02 23:00
1900-01-03
1900-01-03 01:00
1900-01-03 02:00
1900-01-03 03:00
1900-01-03 04:00
1900-01-03 05:00
1900-01-03 06:00
1900-01-03 07:00
1900-01-03 08:00
1900-01-03 09:00
1900-01-03 10:00
1900-01-03 11:00
1900-01-03 12:00
1900-01-03 13:00
1900-01-03 14:00
1900-01-03 15:00
1900-01-03 16:00
1900-01-03 17:00
1900-01-03 18:00
1900-01-03 19:00
1900-01-03 20:00
1900-01-03 21:00
1900-01-03 22:00
1900-01-03 23:00
1900-01-04
1900-01-04 01:00
1900-01-04 02:00
1900-01-04 03:00
1900-01-04 04:00
1900-01-04 05:00
1900-01-04 06:00
1900-01-04 07:00
1900-01-04 08:00
1900-01-04 09:00
1900-01-04 10:00
1900-01-04 11:00
1900-01-04 12:00
1900-01-04 13:00
1900-01-04 14:00
1900-01-04 15:00
1900-01-04 16:00
1900-01-04 17:00
1900-01-04 18:00
1900-01-04 19:00
1900-01-04 20:00
1900-01-04 21:00
1900-01-04 22:00
1900-01-04 23:00
1900-01-05
1900-01-05 01:00
1900-01-05 02:00
1900-01-05 03:00
1900-01-05 04:00
1900-01-05 05:00
1900-01-05 06:00
1900-01-05 07:00
1900-01-05 08:00
1900-01-05 09:00
1900-01-05 10:00
1900-01-05 11:00
1900-01-05 12:00
1900-01-05 13:00
1900-01-05 14:00
1900-01-05 15:00
1900-01-05 16:00
1900-01-05 17:00
1900-01-05 18:00
1900-01-05 19:00
1900-01-05 20:00
1900-01-05 21:00
1900-01-05 22:00
1900-01-05 23:00
1900-01-06
1900-01-06 01:00
1900-01-06 02:00
1900-01-06 03:00
1900-01-06 04:00
1900-01-06 05:00
1900-01-06 06:00
1900-01-06 07:00
1900-01-06 08:00
1900-01-06 09:00
1900-01-06 10:00
1900-01-06 11:00
1900-01-06 12:00
1900-01-06 13:00
1900-01-06 14:00
1900-01-06 15:00
1900-01-06 16:00
1900-01-06 17:00
1900-01-06 18:00
1900-01-06 19:00
1900-01-06 20:00
1900-01-06 21:00
1900-01-06 22:00
1900-01-06 23:00
1900-01-07
1900-01-07 01:00
1900-01-07 02:00
1900-01-07 03:00
1900-01-07 04:00
1900-01-07 05:00
1900-01-07 06:00
1900-01-07 07:00
1900-01-07 08:00
1900-01-07 09:00
1900-01-07 10:00
1900-01-07 11:00
1900-01-07 12:00
1900-01-07 13:00
1900-01-07 14:00
1900-01-07 15:00
1900-01-07 16:00
1900-01-07 17:00
1900-01-07 18:00
1900-01-07 19:00
1900-01-07 20:00
1900-01-07 21:00
1900-01-07 22:00
1900-01-07 23:00
1900-01-08
1900-01-08 01:00
1900-01-08 02:00
1900-01-08 03:00
1900-01-08 04:00
1900-01-08 05:00
1900-01-08 06:00
1900-01-08 07:00
1900-01-08 08:00
1900-01-08 09:00
1900-01-08 10:00
1900-01-08 11:00
1900-01-08 12:00
1900-01-08 13:00
1900-01-08 14:00
1900-01-08 15:00
1900-01-08 16:00
1900-01-08 17:00
1900-01-08 18:00
1900-01-08 19:00
1900-01-08 20:00
1900-01-08 21:00
1900-01-08 22:00
1900-01-08 23:00
1900-01-09
1900-01-09 01:00
1900-01-09 02:00
1900-01-09 03:00
1900-01-09 04:00
1900-01-09 05:00
1900-01-09 06:00
1900-01-09 07:00
1900-01-09 08:00
1900-01-09 09:00
1900-01-09 10:00
1900-01-09 11:00
1900-01-09 12:00
1900-01-09 13:00
1900-01-09 14:00
1900-01-09 15:00
1900-01-09 16:00
1900-01-09 17:00
1900-01-09 18:00
1900-01-09 19:00
1900-01-09 20:00
1900-01-09 21:00
1900-01-09 22:00
1900-01-09 23:00
1900-01-10
1900-01-10 01:00
1900-01-10 02:00
1900-01-10 03:00
1900-01-10 04:00
1900-01-10 05:00
1900-01-10 06:00
1900-01-10 07:00
1900-01-10 08:00
1900-01-10 09:00
1900-01-10 10:00
1900-01-10 11:00
1900-01-10 12:00
1900-01-10 13:00
1900-01-10 14:00
1900-01-10 15:00
1900-01-10 16:00
1900-01-10 17:00
1900-01-10 18:00
1900-01-10 19:00
1900-01-10 20:00
1900-01-10 21:00
1900-01-10 22:00
1900-01-10 23:00
1900-01-11
1900-01-11 01:00
1900-01-11 02:00
1900-01-11 03:00
1900-01-11 04:00
1900-01-11 05:00
1900-01-11 06:00
1900-01-11 07:00
1900-01-11 08:00
1900-01-11 09:00
1900-01-11 10:00
1900-01-11 11:00
1900-01-11 12:00
1900-01-11 13:00
1900-01-11 14:00
1900-01-11 15:00
1900-01-11 16:00
1900-01-11 17:00
1900-01-11 18:00
1900-01-11 19:00
1900-01-11 20:00
1900-01-11 21:00
1900-01-11 22:00
1900-01-11 23:00
1900-01-12
1900-01-12 01:00
1900-01-12 02:00
1900-01-12 03:00
1900-01-12 04:00
1900-01-12 05:00
1900-01-12 06:00
1900-01-12 07:00
1900-01-12 08:00
1900-01-12 09:00
1900-01-12 10:00
1900-01-12 11:00
1900-01-12 12:00
1900-01-12 13:00
1900-01-12 14:00
1900-01-12 15:00
1900-01-12 16:00
1900-01-12 17:00
1900-01-12 18:00
1900-01-12 19:00
1900-01-12 20:00
1900-01-12 21:00
1900-01-12 22:00
1900-01-12 23:00
1900-01-13
1900-01-13 01:00
1900-01-13 02:00
1900-01-13 03:00
1900-01-13 04:00
1900-01-13 05:00
1900-01-13 06:00
1900-01-13 07:00
1900-01-13 08:00
1900-01-13 09:00
1900-01-13 10:00
1900-01-13 11:00
1900-01-13 12:00
1900-01-13 13:00
1900-01-13 14:00
1900-01-13 15:00
1900-01-13 16:00
1900-01-13 17:00
1900-01-13 18:00
1900-01-13 19:00
1900-01-13 20:00
1900-01-13 21:00
1900-01-13 22:00
1900-01-13 23:00
1900-01-14
1900-01-14 01:00
1900-01-14 02:00
1900-01-14 03:00
1900-01-14 04:00
1900-01-14 05:00
1900-01-14 06:00
1900-01-14 07:00
1900-01-14 08:00
1900-01-14 09:00
1900-01-14 10:00
1900-01-14 11:00
1900-01-14 12:00
1900-01-14 13:00
1900-01-14 14:00
1900-01-14 15:00
1900-01-14 16:00
1900-01-14 17:00
1900-01-14 18:00
1900-01-14 19:00
1900-01-14 20:00
1900-01-14 21:00
1900-01-14 22:00
1900-01-14 23:00
1900-01-15
1900-01-15 01:00
1900-01-15 02:00
1900-01-15 03:00
1900-01-15 04:00
1900-01-15 05:00
1900-01-15 06:00
1900-01-15 07:00
1900-01-15 08:00
1900-01-15 09:00
1900-01-15 10:00
1900-01-15 11:00
1900-01-15 12:00
1900-01-15 13:00
1900-01-15 14:00
1900-01-15 15:00
1900-01-15 16:00
1900-01-15 17:00
1900-01-15 18:00
1900-01-15 19:00
1900-01-15 20:00
1900-01-15 21:00
1900-01-15 22:00
1900-01-15 23:00
1900-01-16
1900-01-16 01:00
1900-01-16 02:00
1900-01-16 03:00
1900-01-16 04:00
1900-01-16 05:00
1900-01-16 06:00
1900-01-16 07:00
1900-01-16 08:00
1900-01-16 09:00
1900-01-16 10:00
1900-01-16 11:00
1900-01-16 12:00
1900-01-16 13:00
1900-01-16 14:00
1900-01-16 15:00
1900-01-16 16:00
1900-01-16 17:00
1900-01-16 18:00
1900-01-16 19:00
1900-01-16 20:00
1900-01-16 21:00
1900-01-16 22:00
1900-01-16 23:00
1900-01-17
1900-01-17 01:00
1900-01-17 02:00
1900-01-17 03:00
1900-01-17 04:00
1900-01-17 05:00
1900-01-17 06:00
1900-01-17 07:00
1900-01-17 08:00
1900-01-17 09:00
1900-01-17 10:00
1900-01-17 11:00
1900-01-17 12:00
1900-01-17 13:00
1900-01-17 14:00
1900-01-17 15:00
1900-01-17 16:00
1900-01-17 17:00
1900-01-17 18:00
1900-01-17 19:00
1900-01-17 20:00
1900-01-17 21:00
1900-01-17 22:00
1900-01-17 23:00
1900-01-18
1900-01-18 01:00
1900-01-18 02:00
1900-01-18 03:00
1900-01-18 04:00
1900-01-18 05:00
1900-01-18 06:00
1900-01-18 07:00
1900-01-18 08:00
1900-01-18 09:00
1900-01-18 10:00
1900-01-18 11:00
1900-01-18 12:00
1900-01-18 13:00
1900-01-18 14:00
1900-01-18 15:00
1900-01-18 16:00
1900-01-18 17:00
1900-01-18 18:00
1900-01-18 19:00
1900-01-18 20:00
1900-01-18 21:00
1900-01-18 22:00
1900-01-18 23:00
1900-01-19
1900-01-19 01:00
1900-01-19 02:00
1900-01-19 03:00
1900-01-19 04:00
1900-01-19 05:00
1900-01-19 06:00
1900-01-19 07:00
1900-01-19 08:00
1900-01-19 09:00
1900-01-19 10:00
1900-01-19 11:00
1900-01-19 12:00
1900-01-19 13:00
1900-01-19 14:00
1900-01-19 15:00
1900-01-19 16:00
1900-01-19 17:00
1900-01-19 18:00
1900-01-19 19:00
1900-01-19 20:00
1900-01-19 21:00
1900-01-19 22:00
1900-01-19 23:00
1900-01-20
1900-01-20 01:00
1900-01-20 02:00
1900-01-20 03:00
1900-01-20 04:00
1900-01-20 05:00
1900-01-20 06:00
1900-01-20 07:00
1900-01-20 08:00
1900-01-20 09:00
1900-01-20 10:00
1900-01-20 11:00
1900-01-20 12:00
1900-01-20 13:00
1900-01-20 14:00
1900-01-20 15:00
1900-01-20 16:00
1900-01-20 17:00
1900-01-20 18:00
1900-01-20 19:00
1900-01-20 20:00
1900-01-20 21:00
1900-01-20 22:00
1900-01-20 23:00
1900-01-21
1900-01-21 01:00
1900-01-21 02:00
1900-01-21 03:00
1900-01-21 04:00
1900-01-21 05:00
1900-01-21 06:00
1900-01-21 07:00
1900-01-21 08:00
1900-01-21 09:00
1900-01-21 10:00
1900-01-21 11:00
1900-01-21 12:00
1900-01-21 13:00
1900-01-21 14:00
1900-01-21 15:00
1900-01-21 16:00
1900-01-21 17:00
1900-01-21 18:00
1900-01-21 19:00
1900-01-21 20:00
1900-01-21 21:00
1900-01-21 22:00
1900-01-21 23:00
1900-01-22
1900-01-22 01:00
1900-01-22 02:00
1900-01-22 03:00
1900-01-22 04:00
1900-01-22 05:00
1900-01-22 06:00
1900-01-22 07:00
1900-01-22 08:00
1900-01-22 09:00
1900-01-22 10:00
1900-01-22 11:00
1900-01-22 12:00
1900-01-22 13:00
1900-01-22 14:00
1900-01-22 15:00
1900-01-22 16:00
1900-01-22 17:00
1900-01-22 18:00
1900-01-22 19:00
1900-01-22 20:00
1900-01-22 21:00
1900-01-22 22:00
1900-01-22 23:00
1900-01-23
1900-01-23 01:00
1900-01-23 02:00
1900-01-23 03:00
1900-01-23 04:00
1900-01-23 05:00
1900-01-23 06:00
1900-01-23 07:00
1900-01-23 08:00
1900-01-23 09:00
1900-01-23 10:00
1900-01-23 11:00
1900-01-23 12:00
1900-01-23 13:00
1900-01-23 14:00
1900-01-23 15:00
1900-01-23 16:00
1900-01-23 17:00
1900-01-23 18:00
1900-01-23 19:00
1900-01-23 20:00
1900-01-23 21:00
1900-01-23 22:00
1900-01-23 23:00
1900-01-24
1900-01-24 01:00
1900-01-24 02:00
1900-01-24 03:00
1900-01-24 04:00
1900-01-24 05:00
1900-01-24 06:00
1900-01-24 07:00
1900-01-24 08:00
1900-01-24 09:00
1900-01-24 10:00
1900-01-24 11:00
1900-01-24 12:00
1900-01-24 13:00
1900-01-24 14:00
1900-01-24 15:00
1900-01-24 16:00
1900-01-24 17:00
1900-01-24 18:00
1900-01-24 19:00
1900-01-24 20:00
1900-01-24 21:00
1900-01-24 22:00
1900-01-24 23:00
1900-01-25
1900-01-25 01:00
1900-01-25 02:00
1900-01-25 03:00
1900-01-25 04:00
1900-01-25 05:00
1900-01-25 06:00
1900-01-25 07:00
1900-01-25 08:00
1900-01-25 09:00
1900-01-25 10:00
1900-01-25 11:00
1900-01-25 12:00
1900-01-25 13:00
1900-01-25 14:00
1900-01-25 15:00
1900-01-25 16:00
1900-01-25 17:00
1900-01-25 18:00
1900-01-25 19:00
1900-01-25 20:00
1900-01-25 21:00
1900-01-25 22:00
1900-01-25 23:00
1900-01-26
1900-01-26 01:00
1900-01-26 02:00
1900-01-26 03:00
1900-01-26 04:00
1900-01-26 05:00
1900-01-26 06:00
1900-01-26 07:00
1900-01-26 08:00
1900-01-26 09:00
1900-01-26 10:00
1900-01-26 11:00
1900-01-26 12:00
1900-01-26 13:00
1900-01-26 14:00
1900-01-26 15:00
1900-01-26 16:00
1900-01-26 17:00
1900-01-26 18:00
1900-01-26 19:00
1900-01-26 20:00
1900-01-26 21:00
1900-01-26 22:00
1900-01-26 23:00
1900-01-27
1900-01-27 01:00
1900-01-27 02:00
1900-01-27 03:00
1900-01-27 04:00
1900-01-27 05:00
1900-01-27 06:00
1900-01-27 07:00
1900-01-27 08:00
1900-01-27 09:00
1900-01-27 10:00
1900-01-27 11:00
1900-01-27 12:00
1900-01-27 13:00
1900-01-27 14:00
1900-01-27 15:00
1900-01-27 16:00
1900-01-27 17:00
1900-01-27 18:00
1900-01-27 19:00
1900-01-27 20:00
1900-01-27 21:00
1900-01-27 22:00
1900-01-27 23:00
1900-01-28
1900-01-28 01:00
1900-01-28 02:00
1900-01-28 03:00
1900-01-28 04:00
1900-01-28 05:00
1900-01-28 06:00
1900-01-28 07:00
1900-01-28 08:00
1900-01-28 09:00
1900-01-28 10:00
1900-01-28 11:00
1900-01-28 12:00
1900-01-28 13:00
1900-01-28 14:00
1900-01-28 15:00
1900-01-28 16:00
1900-01-28 17:00
1900-01-28 18:00
1900-01-28 19:00
1900-01-28 20:00
1900-01-28 21:00
1900-01-28 22:00
1900-01-28 23:00
1900-01-29
1900-01-29 01:00
1900-01-29 02:00
1900-01-29 03:00
1900-01-29 04:00
1900-01-29 05:00
1900-01-29 06:00
1900-01-29 07:00
1900-01-29 08:00
1900-01-29 09:00
1900-01-29 10:00
1900-01-29 11:00
1900-01-29 12:00
1900-01-29 13:00
1900-01-29 14:00
1900-01-29 15:00
1900-01-29 16:00
1900-01-29 17:00
1900-01-29 18:00
1900-01-29 19:00
1900-01-29 20:00
1900-01-29 21:00
1900-01-29 22:00
1900-01-29 23:00
1900-01-30
1900-01-30 01:00
1900-01-30 02:00
1900-01-30 03:00
1900-01-30 04:00
1900-01-30 05:00
1900-01-30 06:00
1900-01-30 07:00
1900-01-30 08:00
1900-01-30 09:00
1900-01-30 10:00
1900-01-30 11:00
1900-01-30 12:00
1900-01-30 13:00
1900-01-30 14:00
1900-01-30 15:00
1900-01-30 16:00
1900-01-30 17:00
1900-01-30 18:00
1900-01-30 19:00
1900-01-30 20:00
1900-01-30 21:00
1900-01-30 22:00
1900-01-30 23:00
1900-01-31
1900-01-31 01:00
1900-01-31 02:00
1900-01-31 03:00
1900-01-31 04:00
1900-01-31 05:00
1900-01-31 06:00
1900-01-31 07:00
1900-01-31 08:00
1900-01-31 09:00
1900-01-31 10:00
1900-01-31 11:00
1900-01-31 12:00
1900-01-31 13:00
1900-01-31 14:00
1900-01-31 15:00
1900-01-31 16:00
1900-01-31 17:00
1900-01-31 18:00
1900-01-31 19:00
1900-01-31 20:00
1900-01-31 21:00
1900-01-31 22:00
1900-01-31 23:00
1900-02-01
1900-02-01 01:00
1900-02-01 02:00
1900-02-01 03:00
1900-02-01 04:00
1900-02-01 05:00
1900-02-01 06:00
1900-02-01 07:00
1900-02-01 08:00
1900-02-01 09:00
1900-02-01 10:00
1900-02-01 11:00
1900-02-01 12:00
1900-02-01 13:00
1900-02-01 14:00
1900-02-01 15:00
1900-02-01 16:00
1900-02-01 17:00
1900-02-01 18:00
1900-02-01 19:00
1900-02-01 20:00
1900-02-01 21:00
1900-02-01 22:00
1900-02-01 23:00
1900-02-02
1900-02-02 01:00
1900-02-02 02:00
1900-02-02 03:00
1900-02-02 04:00
1900-02-02 05:00
1900-02-02 06:00
1900-02-02 07:00
1900-02-02 08:00
1900-02-02 09:00
1900-02-02 10:00
1900-02-02 11:00
1900-02-02 12:00
1900-02-02 13:00
1900-02-02 14:00
1900-02-02 15:00
1900-02-02 16:00
1900-02-02 17:00
1900-02-02 18:00
1900-02-02 19:00
1900-02-02 20:00
1900-02-02 21:00
1900-02-02 22:00
1900-02-02 23:00
1900-02-03
1900-02-03 01:00
1900-02-03 02:00
1900-02-03 03:00
1900-02-03 04:00
1900-02-03 05:00
1900-02-03 06:00
1900-02-03 07:00
1900-02-03 08:00
1900-02-03 09:00
1900-02-03 10:00
1900-02-03 11:00
1900-02-03 12:00
1900-02-03 13:00
1900-02-03 14:00
1900-02-03 15:00
1900-02-03 16:00
1900-02-03 17:00
1900-02-03 18:00
1900-02-03 19:00
1900-02-03 20:00
1900-02-03 21:00
1900-02-03 22:00
1900-02-03 23:00
1900-02-04
1900-02-04 01:00
1900-02-04 02:00
1900-02-04 03:00
1900-02-04 04:00
1900-02-04 05:00
1900-02-04 06:00
1900-02-04 07:00
1900-02-04 08:00
1900-02-04 09:00
1900-02-04 10:00
1900-02-04 11:00
1900-02-04 12:00
1900-02-04 13:00
1900-02-04 14:00
1900-02-04 15:00
1900-02-04 16:00
1900-02-04 17:00
1900-02-04 18:00
1900-02-04 19:00
1900-02-04 20:00
1900-02-04 21:00
1900-02-04 22:00
1900-02-04 23:00
1900-02-05
1900-02-05 01:00
1900-02-05 02:00
1900-02-05 03:00
1900-02-05 04:00
1900-02-05 05:00
1900-02-05 06:00
1900-02-05 07:00
1900-02-05 08:00
1900-02-05 09:00
1900-02-05 10:00
1900-02-05 11:00
1900-02-05 12:00
1900-02-05 13:00
1900-02-05 14:00
1900-02-05 15:00
1900-02-05 16:00
1900-02-05 17:00
1900-02-05 18:00
1900-02-05 19:00
1900-02-05 20:00
1900-02-05 21:00
1900-02-05 22:00
1900-02-05 23:00
1900-02-06
1900-02-06 01:00
1900-02-06 02:00
1900-02-06 03:00
1900-02-06 04:00
1900-02-06 05:00
1900-02-06 06:00
1900-02-06 07:00
1900-02-06 08:00
1900-02-06 09:00
1900-02-06 10:00
1900-02-06 11:00
1900-02-06 12:00
1900-02-06 13:00
1900-02-06 14:00
1900-02-06 15:00
1900-02-06 16:00
1900-02-06 17:00
1900-02-06 18:00
1900-02-06 19:00
1900-02-06 20:00
1900-02-06 21:00
1900-02-06 22:00
1900-02-06 23:00
1900-02-07
1900-02-07 01:00
1900-02-07 02:00
1900-02-07 03:00
1900-02-07 04:00
1900-02-07 05:00
1900-02-07 06:00
1900-02-07 07:00
1900-02-07 08:00
1900-02-07 09:00
1900-02-07 10:00
1900-02-07 11:00
1900-02-07 12:00
1900-02-07 13:00
1900-02-07 14:00
1900-02-07 15:00
1900-02-07 16:00
1900-02-07 17:00
1900-02-07 18:00
1900-02-07 19:00
1900-02-07 20:00
1900-02-07 21:00
1900-02-07 22:00
1900-02-07 23:00
1900-02-08
1900-02-08 01:00
1900-02-08 02:00
1900-02-08 03:00
1900-02-08 04:00
1900-02-08 05:00
1900-02-08 06:00
1900-02-08 07:00
1900-02-08 08:00
1900-02-08 09:00
1900-02-08 10:00
1900-02-08 11:00
1900-02-08 12:00
1900-02-08 13:00
1900-02-08 14:00
1900-02-08 15:00
1900-02-08 16:00
1900-02-08 17:00
1900-02-08 18:00
1900-02-08 19:00
1900-02-08 20:00
1900-02-08 21:00
1900-02-08 22:00
1900-02-08 23:00
1900-02-09
1900-02-09 01:00
1900-02-09 02:00
1900-02-09 03:00
1900-02-09 04:00
1900-02-09 05:00
1900-02-09 06:00
1900-02-09 07:00
1900-02-09 08:00
1900-02-09 09:00
1900-02-09 10:00
1900-02-09 11:00
1900-02-09 12:00
1900-02-09 13:00
1900-02-09 14:00
1900-02-09 15:00
1900-02-09 16:00
1900-02-09 17:00
1900-02-09 18:00
1900-02-09 19:00
1900-02-09 20:00
1900-02-09 21:00
1900-02-09 22:00
1900-02-09 23:00
1900-02-10
1900-02-10 01:00
1900-02-10 02:00
1900-02-10 03:00
1900-02-10 04:00
1900-02-10 05:00
1900-02-10 06:00
1900-02-10 07:00
1900-02-10 08:00
1900-02-10 09:00
1900-02-10 10:00
1900-02-10 11:00
1900-02-10 12:00
1900-02-10 13:00
1900-02-10 14:00
1900-02-10 15:00
1900-02-10 16:00
1900-02-10 17:00
1900-02-10 18:00
1900-02-10 19:00
1900-02-10 20:00
1900-02-10 21:00
1900-02-10 22:00
1900-02-10 23:00
1900-02-11
1900-02-11 01:00
1900-02-11 02:00
1900-02-11 03:00
1900-02-11 04:00
1900-02-11 05:00
1900-02-11 06:00
1900-02-11 07:00
1900-02-11 08:00
1900-02-11 09:00
1900-02-11 10:00
1900-02-11 11:00
1900-02-11 12:00
1900-02-11 13:00
1900-02-11 14:00
1900-02-11 15:00
1900-02-11 16:00
1900-02-11 17:00
1900-02-11 18:00
1900-02-11 19:00
1900-02-11 20:00
1900-02-11 21:00
1900-02-11 22:00
1900-02-11 23:00
1900-02-12
1900-02-12 01:00
1900-02-12 02:00
1900-02-12 03:00
1900-02-12 04:00
1900-02-12 05:00
1900-02-12 06:00
1900-02-12 07:00
1900-02-12 08:00
1900-02-12 09:00
1900-02-12 10:00
1900-02-12 11:00
1900-02-12 12:00
1900-02-12 13:00
1900-02-12 14:00
1900-02-12 15:00
1900-02-12 16:00
1900-02-12 17:00
1900-02-12 18:00
1900-02-12 19:00
1900-02-12 20:00
1900-02-12 21:00
1900-02-12 22:00
1900-02-12 23:00
1900-02-13
1900-02-13 01:00
1900-02-13 02:00
1900-02-13 03:00
1900-02-13 04:00
1900-02-13 05:00
1900-02-13 06:00
1900-02-13 07:00
1900-02-13 08:00
1900-02-13 09:00
1900-02-13 10:00
1900-02-13 11:00
1900-02-13 12:00
1900-02-13 13:00
1900-02-13 14:00
1900-02-13 15:00
1900-02-13 16:00
1900-02-13 17:00
1900-02-13 18:00
1900-02-13 19:00
1900-02-13 20:00
1900-02-13 21:00
1900-02-13 22:00
1900-02-13 23:00
1900-02-14
1900-02-14 01:00
1900-02-14 02:00
1900-02-14 03:00
1900-02-14 04:00
1900-02-14 05:00
1900-02-14 06:00
1900-02-14 07:00
1900-02-14 08:00
1900-02-14 09:00
1900-02-14 10:00
1900-02-14 11:00
1900-02-14 12:00
1900-02-14 13:00
1900-02-14 14:00
1900-02-14 15:00
1900-02-14 16:00
1900-02-14 17:00
1900-02-14 18:00
1900-02-14 19:00
1900-02-14 20:00
1900-02-14 21:00
1900-02-14 22:00
1900-02-14 23:00
1900-02-15
1900-02-15 01:00
1900-02-15 02:00
1900-02-15 03:00
1900-02-15 04:00
1900-02-15 05:00
1900-02-15 06:00
1900-02-15 07:00
1900-02-15 08:00
1900-02-15 09:00
1900-02-15 10:00
1900-02-15 11:00
1900-02-15 12:00
1900-02-15 13:00
1900-02-15 14:00
1900-02-15 15:00
1900-02-15 16:00
1900-02-15 17:00
1900-02-15 18:00
1900-02-15 19:00
1900-02-15 20:00
1900-02-15 21:00
1900-02-15 22:00
1900-02-15 23:00
1900-02-16
1900-02-16 01:00
1900-02-16 02:00
1900-02-16 03:00
1900-02-16 04:00
1900-02-16 05:00
1900-02-16 06:00
1900-02-16 07:00
1900-02-16 08:00
1900-02-16 09:00
1900-02-16 10:00
1900-02-16 11:00
1900-02-16 12:00
1900-02-16 13:00
1900-02-16 14:00
1900-02-16 15:00
1900-02-16 16:00
1900-02-16 17:00
1900-02-16 18:00
1900-02-16 19:00
1900-02-16 20:00
1900-02-16 21:00
1900-02-16 22:00
1900-02-16 23:00
1900-02-17
1900-02-17 01:00
1900-02-17 02:00
1900-02-17 03:00
1900-02-17 04:00
1900-02-17 05:00
1900-02-17 06:00
1900-02-17 07:00
1900-02-17 08:00
1900-02-17 09:00
1900-02-17 10:00
1900-02-17 11:00
1900-02-17 12:00
1900-02-17 13:00
1900-02-17 14:00
1900-02-17 15:00
1900-02-17 16:00
1900-02-17 17:00
1900-02-17 18:00
1900-02-17 19:00
1900-02-17 20:00
1900-02-17 21:00
1900-02-17 22:00
1900-02-17 23:00
1900-02-18
1900-02-18 01:00
1900-02-18 02:00
1900-02-18 03:00
1900-02-18 04:00
1900-02-18 05:00
1900-02-18 06:00
1900-02-18 07:00
1900-02-18 08:00
1900-02-18 09:00
1900-02-18 10:00
1900-02-18 11:00
1900-02-18 12:00
1900-02-18 13:00
1900-02-18 14:00
1900-02-18 15:00
1900-02-18 16:00
1900-02-18 17:00
1900-02-18 18:00
1900-02-18 19:00
1900-02-18 20:00
1900-02-18 21:00
1900-02-18 22:00
1900-02-18 23:00
1900-02-19
1900-02-19 01:00
1900-02-19 02:00
1900-02-19 03:00
1900-02-19 04:00
1900-02-19 05:00
1900-02-19 06:00
1900-02-19 07:00
1900-02-19 08:00
1900-02-19 09:00
1900-02-19 10:00
1900-02-19 11:00
1900-02-19 12:00
1900-02-19 13:00
1900-02-19 14:00
1900-02-19 15:00
1900-02-19 16:00
1900-02-19 17:00
1900-02-19 18:00
1900-02-19 19:00
1900-02-19 20:00
1900-02-19 21:00
1900-02-19 22:00
1900-02-19 23:00
1900-02-20
1900-02-20 01:00
1900-02-20 02:00
1900-02-20 03:00
1900-02-20 04:00
1900-02-20 05:00
1900-02-20 06:00
1900-02-20 07:00
1900-02-20 08:00
1900-02-20 09:00
1900-02-20 10:00
1900-02-20 11:00
1900-02-20 12:00
1900-02-20 13:00
1900-02-20 14:00
1900-02-20 15:00
1900-02-20 16:00
1900-02-20 17:00
1900-02-20 18:00
1900-02-20 19:00
1900-02-20 20:00
1900-02-20 21:00
1900-02-20 22:00
1900-02-20 23:00
1900-02-21
1900-02-21 01:00
1900-02-21 02:00
1900-02-21 03:00
1900-02-21 04:00
1900-02-21 05:00
1900-02-21 06:00
1900-02-21 07:00
1900-02-21 08:00
1900-02-21 09:00
1900-02-21 10:00
1900-02-21 11:00
1900-02-21 12:00
1900-02-21 13:00
1900-02-21 14:00
1900-02-21 15:00
1900-02-21 16:00
1900-02-21 17:00
1900-02-21 18:00
1900-02-21 19:00
1900-02-21 20:00
1900-02-21 21:00
1900-02-21 22:00
1900-02-21 23:00
1900-02-22
1900-02-22 01:00
1900-02-22 02:00
1900-02-22 03:00
1900-02-22 04:00
1900-02-22 05:00
1900-02-22 06:00
1900-02-22 07:00
1900-02-22 08:00
1900-02-22 09:00
1900-02-22 10:00
1900-02-22 11:00
1900-02-22 12:00
1900-02-22 13:00
1900-02-22 14:00
1900-02-22 15:00
1900-02-22 16:00
1900-02-22 17:00
1900-02-22 18:00
1900-02-22 19:00
1900-02-22 20:00
1900-02-22 21:00
1900-02-22 22:00
1900-02-22 23:00
1900-02-23
1900-02-23 01:00
1900-02-23 02:00
1900-02-23 03:00
1900-02-23 04:00
1900-02-23 05:00
1900-02-23 06:00
1900-02-23 07:00
1900-02-23 08:00
1900-02-23 09:00
1900-02-23 10:00
1900-02-23 11:00
1900-02-23 12:00
1900-02-23 13:00
1900-02-23 14:00
1900-02-23 15:00
1900-02-23 16:00
1900-02-23 17:00
1900-02-23 18:00
1900-02-23 19:00
1900-02-23 20:00
1900-02-23 21:00
1900-02-23 22:00
1900-02-23 23:00
1900-02-24
1900-02-24 01:00
1900-02-24 02:00
1900-02-24 03:00
1900-02-24 04:00
1900-02-24 05:00
1900-02-24 06:00
1900-02-24 07:00
1900-02-24 08:00
1900-02-24 09:00
1900-02-24 10:00
1900-02-24 11:00
1900-02-24 12:00
1900-02-24 13:00
1900-02-24 14:00
1900-02-24 15:00
1900-02-24 16:00
1900-02-24 17:00
1900-02-24 18:00
1900-02-24 19:00
1900-02-24 20:00
1900-02-24 21:00
1900-02-24 22:00
1900-02-24 23:00
1900-02-25
1900-02-25 01:00
1900-02-25 02:00
1900-02-25 03:00
1900-02-25 04:00
1900-02-25 05:00
1900-02-25 06:00
1900-02-25 07:00
1900-02-25 08:00
1900-02-25 09:00
1900-02-25 10:00
1900-02-25 11:00
1900-02-25 12:00
1900-02-25 13:00
1900-02-25 14:00
1900-02-25 15:00
1900-02-25 16:00
1900-02-25 17:00
1900-02-25 18:00
1900-02-25 19:00
1900-02-25 20:00
1900-02-25 21:00
1900-02-25 22:00
1900-02-25 23:00
1900-02-26
1900-02-26 01:00
1900-02-26 02:00
1900-02-26 03:00
1900-02-26 04:00
1900-02-26 05:00
1900-02-26 06:00
1900-02-26 07:00
1900-02-26 08:00
1900-02-26 09:00
1900-02-26 10:00
1900-02-26 11:00
1900-02-26 12:00
1900-02-26 13:00
1900-02-26 14:00
1900-02-26 15:00
1900-02-26 16:00
1900-02-26 17:00
1900-02-26 18:00
1900-02-26 19:00
1900-02-26 20:00
1900-02-26 21:00
1900-02-26 22:00
1900-02-26 23:00
1900-02-27
1900-02-27 01:00
1900-02-27 02:00
1900-02-27 03:00
1900-02-27 04:00
1900-02-27 05:00
1900-02-27 06:00
1900-02-27 07:00
1900-02-27 08:00
1900-02-27 09:00
1900-02-27 10:00
1900-02-27 11:00
1900-02-27 12:00
1900-02-27 13:00
1900-02-27 14:00
1900-02-27 15:00
1900-02-27 16:00
1900-02-27 17:00
1900-02-27 18:00
1900-02-27 19:00
1900-02-27 20:00
1900-02-27 21:00
1900-02-27 22:00
1900-02-27 23:00
1900-02-28
1900-02-28 01:00
1900-02-28 02:00
1900-02-28 03:00
1900-02-28 04:00
1900-02-28 05:00
1900-02-28 06:00
1900-02-28 07:00
1900-02-28 08:00
1900-02-28 09:00
1900-02-28 10:00
1900-02-28 11:00
1900-02-28 12:00
1900-02-28 13:00
1900-02-28 14:00
1900-02-28 15:00
1900-02-28 16:00
1900-02-28 17:00
1900-02-28 18:00
1900-02-28 19:00
1900-02-28 20:00
1900-02-28 21:00
1900-02-28 22:00
1900-02-28 23:00
1900-03-01
1900-03-01 01:00
1900-03-01 02:00
1900-03-01 03:00
1900-03-01 04:00
1900-03-01 05:00
1900-03-01 06:00
1900-03-01 07:00
1900-03-01 08:00
1900-03-01 09:00
1900-03-01 10:00
1900-03-01 11:00
1900-03-01 12:00
1900-03-01 13:00
1900-03-01 14:00
1900-03-01 15:00
1900-03-01 16:00
1900-03-01 17:00
1900-03-01 18:00
1900-03-01 19:00
1900-03-01 20:00
1900-03-01 21:00
1900-03-01 22:00
1900-03-01 23:00
1900-03-02
1900-03-02 01:00
1900-03-02 02:00
1900-03-02 03:00
1900-03-02 04:00
1900-03-02 05:00
1900-03-02 06:00
1900-03-02 07:00
1900-03-02 08:00
1900-03-02 09:00
1900-03-02 10:00
1900-03-02 11:00
1900-03-02 12:00
1900-03-02 13:00
1900-03-02 14:00
1900-03-02 15:00
1900-03-02 16:00
1900-03-02 17:00
1900-03-02 18:00
1900-03-02 19:00
1900-03-02 20:00
1900-03-02 21:00
1900-03-02 22:00
1900-03-02 23:00
1900-03-03
1900-03-03 01:00
1900-03-03 02:00
1900-03-03 03:00
1900-03-03 04:00
1900-03-03 05:00
1900-03-03 06:00
1900-03-03 07:00
1900-03-03 08:00
1900-03-03 09:00
1900-03-03 10:00
1900-03-03 11:00
1900-03-03 12:00
1900-03-03 13:00
1900-03-03 14:00
1900-03-03 15:00
1900-03-03 16:00
1900-03-03 17:00
1900-03-03 18:00
1900-03-03 19:00
1900-03-03 20:00
1900-03-03 21:00
1900-03-03 22:00
1900-03-03 23:00
1900-03-04
1900-03-04 01:00
1900-03-04 02:00
1900-03-04 03:00
1900-03-04 04:00
1900-03-04 05:00
1900-03-04 06:00
1900-03-04 07:00
1900-03-04 08:00
1900-03-04 09:00
1900-03-04 10:00
1900-03-04 11:00
1900-03-04 12:00
1900-03-04 13:00
1900-03-04 14:00
1900-03-04 15:00
1900-03-04 16:00
1900-03-04 17:00
1900-03-04 18:00
1900-03-04 19:00
1900-03-04 20:00
1900-03-04 21:00
1900-03-04 22:00
1900-03-04 23:00
1900-03-05
1900-03-05 01:00
1900-03-05 02:00
1900-03-05 03:00
1900-03-05 04:00
1900-03-05 05:00
1900-03-05 06:00
1900-03-05 07:00
1900-03-05 08:00
1900-03-05 09:00
1900-03-05 10:00
1900-03-05 11:00
1900-03-05 12:00
1900-03-05 13:00
1900-03-05 14:00
1900-03-05 15:00
1900-03-05 16:00
1900-03-05 17:00
1900-03-05 18:00
1900-03-05 19:00
1900-03-05 20:00
1900-03-05 21:00
1900-03-05 22:00
1900-03-05 23:00
1900-03-06
1900-03-06 01:00
1900-03-06 02:00
1900-03-06 03:00
1900-03-06 04:00
1900-03-06 05:00
1900-03-06 06:00
1900-03-06 07:00
1900-03-06 08:00
1900-03-06 09:00
1900-03-06 10:00
1900-03-06 11:00
1900-03-06 12:00
1900-03-06 13:00
1900-03-06 14:00
1900-03-06 15:00
1900-03-06 16:00
1900-03-06 17:00
1900-03-06 18:00
1900-03-06 19:00
1900-03-06 20:00
1900-03-06 21:00
1900-03-06 22:00
1900-03-06 23:00
1900-03-07
1900-03-07 01:00
1900-03-07 02:00
1900-03-07 03:00
1900-03-07 04:00
1900-03-07 05:00
1900-03-07 06:00
1900-03-07 07:00
1900-03-07 08:00
1900-03-07 09:00
1900-03-07 10:00
1900-03-07 11:00
1900-03-07 12:00
1900-03-07 13:00
1900-03-07 14:00
1900-03-07 15:00
1900-03-07 16:00
1900-03-07 17:00
1900-03-07 18:00
1900-03-07 19:00
1900-03-07 20:00
1900-03-07 21:00
1900-03-07 22:00
1900-03-07 23:00
1900-03-08
1900-03-08 01:00
1900-03-08 02:00
1900-03-08 03:00
1900-03-08 04:00
1900-03-08 05:00
1900-03-08 06:00
1900-03-08 07:00
1900-03-08 08:00
1900-03-08 09:00
1900-03-08 10:00
1900-03-08 11:00
1900-03-08 12:00
1900-03-08 13:00
1900-03-08 14:00
1900-03-08 15:00
1900-03-08 16:00
1900-03-08 17:00
1900-03-08 18:00
1900-03-08 19:00
1900-03-08 20:00
1900-03-08 21:00
1900-03-08 22:00
1900-03-08 23:00
1900-03-09
1900-03-09 01:00
1900-03-09 02:00
1900-03-09 03:00
1900-03-09 04:00
1900-03-09 05:00
1900-03-09 06:00
1900-03-09 07:00
1900-03-09 08:00
1900-03-09 09:00
1900-03-09 10:00
1900-03-09 11:00
1900-03-09 12:00
1900-03-09 13:00
1900-03-09 14:00
1900-03-09 15:00
1900-03-09 16:00
1900-03-09 17:00
1900-03-09 18:00
1900-03-09 19:00
1900-03-09 20:00
1900-03-09 21:00
1900-03-09 22:00
1900-03-09 23:00
1900-03-10
1900-03-10 01:00
1900-03-10 02:00
1900-03-10 03:00
1900-03-10 04:00
1900-03-10 05:00
1900-03-10 06:00
1900-03-10 07:00
1900-03-10 08:00
1900-03-10 09:00
1900-03-10 10:00
1900-03-10 11:00
1900-03-10 12:00
1900-03-10 13:00
1900-03-10 14:00
1900-03-10 15:00
1900-03-10 16:00
1900-03-10 17:00
1900-03-10 18:00
1900-03-10 19:00
1900-03-10 20:00
1900-03-10 21:00
1900-03-10 22:00
1900-03-10 23:00
1900-03-11
1900-03-11 01:00
1900-03-11 02:00
1900-03-11 03:00
1900-03-11 04:00
1900-03-11 05:00
1900-03-11 06:00
1900-03-11 07:00
1900-03-11 08:00
1900-03-11 09:00
1900-03-11 10:00
1900-03-11 11:00
1900-03-11 12:00
1900-03-11 13:00
1900-03-11 14:00
1900-03-11 15:00
1900-03-11 16:00
1900-03-11 17:00
1900-03-11 18:00
1900-03-11 19:00
1900-03-11 20:00
1900-03-11 21:00
1900-03-11 22:00
1900-03-11 23:00
1900-03-12
1900-03-12 01:00
1900-03-12 02:00
1900-03-12 03:00
1900-03-12 04:00
1900-03-12 05:00
1900-03-12 06:00
1900-03-12 07:00
1900-03-12 08:00
1900-03-12 09:00
1900-03-12 10:00
1900-03-12 11:00
1900-03-12 12:00
1900-03-12 13:00
1900-03-12 14:00
1900-03-12 15:00
1900-03-12 16:00
1900-03-12 17:00
1900-03-12 18:00
1900-03-12 19:00
1900-03-12 20:00
1900-03-12 21:00
1900-03-12 22:00
1900-03-12 23:00
1900-03-13
1900-03-13 01:00
1900-03-13 02:00
1900-03-13 03:00
1900-03-13 04:00
1900-03-13 05:00
1900-03-13 06:00
1900-03-13 07:00
1900-03-13 08:00
1900-03-13 09:00
1900-03-13 10:00
1900-03-13 11:00
1900-03-13 12:00
1900-03-13 13:00
1900-03-13 14:00
1900-03-13 15:00
1900-03-13 16:00
1900-03-13 17:00
1900-03-13 18:00
1900-03-13 19:00
1900-03-13 20:00
1900-03-13 21:00
1900-03-13 22:00
1900-03-13 23:00
1900-03-14
1900-03-14 01:00
1900-03-14 02:00
1900-03-14 03:00
1900-03-14 04:00
1900-03-14 05:00
1900-03-14 06:00
1900-03-14 07:00
1900-03-14 08:00
1900-03-14 09:00
1900-03-14 10:00
1900-03-14 11:00
1900-03-14 12:00
1900-03-14 13:00
1900-03-14 14:00
1900-03-14 15:00
1900-03-14 16:00
1900-03-14 17:00
1900-03-14 18:00
1900-03-14 19:00
1900-03-14 20:00
1900-03-14 21:00
1900-03-14 22:00
1900-03-14 23:00
1900-03-15
1900-03-15 01:00
1900-03-15 02:00
1900-03-15 03:00
1900-03-15 04:00
1900-03-15 05:00
1900-03-15 06:00
1900-03-15 07:00
1900-03-15 08:00
1900-03-15 09:00
1900-03-15 10:00
1900-03-15 11:00
1900-03-15 12:00
1900-03-15 13:00
1900-03-15 14:00
1900-03-15 15:00
1900-03-15 16:00
1900-03-15 17:00
1900-03-15 18:00
1900-03-15 19:00
1900-03-15 20:00
1900-03-15 21:00
1900-03-15 22:00
1900-03-15 23:00
1900-03-16
1900-03-16 01:00
1900-03-16 02:00
1900-03-16 03:00
1900-03-16 04:00
1900-03-16 05:00
1900-03-16 06:00
1900-03-16 07:00
1900-03-16 08:00
1900-03-16 09:00
1900-03-16 10:00
1900-03-16 11:00
1900-03-16 12:00
1900-03-16 13:00
1900-03-16 14:00
1900-03-16 15:00
1900-03-16 16:00
1900-03-16 17:00
1900-03-16 18:00
1900-03-16 19:00
1900-03-16 20:00
1900-03-16 21:00
1900-03-16 22:00
1900-03-16 23:00
1900-03-17
1900-03-17 01:00
1900-03-17 02:00
1900-03-17 03:00
1900-03-17 04:00
1900-03-17 05:00
1900-03-17 06:00
1900-03-17 07:00
1900-03-17 08:00
1900-03-17 09:00
1900-03-17 10:00
1900-03-17 11:00
1900-03-17 12:00
1900-03-17 13:00
1900-03-17 14:00
1900-03-17 15:00
1900-03-17 16:00
1900-03-17 17:00
1900-03-17 18:00
1900-03-17 19:00
1900-03-17 20:00
1900-03-17 21:00
1900-03-17 22:00
1900-03-17 23:00
1900-03-18
1900-03-18 01:00
1900-03-18 02:00
1900-03-18 03:00
1900-03-18 04:00
1900-03-18 05:00
1900-03-18 06:00
1900-03-18 07:00
1900-03-18 08:00
1900-03-18 09:00
1900-03-18 10:00
1900-03-18 11:00
1900-03-18 12:00
1900-03-18 13:00
1900-03-18 14:00
1900-03-18 15:00
1900-03-18 16:00
1900-03-18 17:00
1900-03-18 18:00
1900-03-18 19:00
1900-03-18 20:00
1900-03-18 21:00
1900-03-18 22:00
1900-03-18 23:00
1900-03-19
1900-03-19 01:00
1900-03-19 02:00
1900-03-19 03:00
1900-03-19 04:00
1900-03-19 05:00
1900-03-19 06:00
1900-03-19 07:00
1900-03-19 08:00
1900-03-19 09:00
1900-03-19 10:00
1900-03-19 11:00
1900-03-19 12:00
1900-03-19 13:00
1900-03-19 14:00
1900-03-19 15:00
1900-03-19 16:00
1900-03-19 17:00
1900-03-19 18:00
1900-03-19 19:00
1900-03-19 20:00
1900-03-19 21:00
1900-03-19 22:00
1900-03-19 23:00
1900-03-20
1900-03-20 01:00
1900-03-20 02:00
1900-03-20 03:00
1900-03-20 04:00
1900-03-20 05:00
1900-03-20 06:00
1900-03-20 07:00
1900-03-20 08:00
1900-03-20 09:00
1900-03-20 10:00
1900-03-20 11:00
1900-03-20 12:00
1900-03-20 13:00
1900-03-20 14:00
1900-03-20 15:00
1900-03-20 16:00
1900-03-20 17:00
1900-03-20 18:00
1900-03-20 19:00
1900-03-20 20:00
1900-03-20 21:00
1900-03-20 22:00
1900-03-20 23:00
1900-03-21
1900-03-21 01:00
1900-03-21 02:00
1900-03-21 03:00
1900-03-21 04:00
1900-03-21 05:00
1900-03-21 06:00
1900-03-21 07:00
1900-03-21 08:00
1900-03-21 09:00
1900-03-21 10:00
1900-03-21 11:00
1900-03-21 12:00
1900-03-21 13:00
1900-03-21 14:00
1900-03-21 15:00
1900-03-21 16:00
1900-03-21 17:00
1900-03-21 18:00
1900-03-21 19:00
1900-03-21 20:00
1900-03-21 21:00
1900-03-21 22:00
1900-03-21 23:00
1900-03-22
1900-03-22 01:00
1900-03-22 02:00
1900-03-22 03:00
1900-03-22 04:00
1900-03-22 05:00
1900-03-22 06:00
1900-03-22 07:00
1900-03-22 08:00
1900-03-22 09:00
1900-03-22 10:00
1900-03-22 11:00
1900-03-22 12:00
1900-03-22 13:00
1900-03-22 14:00
1900-03-22 15:00
1900-03-22 16:00
1900-03-22 17:00
1900-03-22 18:00
1900-03-22 19:00
1900-03-22 20:00
1900-03-22 21:00
1900-03-22 22:00
1900-03-22 23:00
1900-03-23
1900-03-23 01:00
1900-03-23 02:00
1900-03-23 03:00
1900-03-23 04:00
1900-03-23 05:00
1900-03-23 06:00
1900-03-23 07:00
1900-03-23 08:00
1900-03-23 09:00
1900-03-23 10:00
1900-03-23 11:00
1900-03-23 12:00
1900-03-23 13:00
1900-03-23 14:00
1900-03-23 15:00
1900-03-23 16:00
1900-03-23 17:00
1900-03-23 18:00
1900-03-23 19:00
1900-03-23 20:00
1900-03-23 21:00
1900-03-23 22:00
1900-03-23 23:00
1900-03-24
1900-03-24 01:00
1900-03-24 02:00
1900-03-24 03:00
1900-03-24 04:00
1900-03-24 05:00
1900-03-24 06:00
1900-03-24 07:00
1900-03-24 08:00
1900-03-24 09:00
1900-03-24 10:00
1900-03-24 11:00
1900-03-24 12:00
1900-03-24 13:00
1900-03-24 14:00
1900-03-24 15:00
1900-03-24 16:00
1900-03-24 17:00
1900-03-24 18:00
1900-03-24 19:00
1900-03-24 20:00
1900-03-24 21:00
1900-03-24 22:00
1900-03-24 23:00
1900-03-25
1900-03-25 01:00
1900-03-25 02:00
1900-03-25 03:00
1900-03-25 04:00
1900-03-25 05:00
1900-03-25 06:00
1900-03-25 07:00
1900-03-25 08:00
1900-03-25 09:00
1900-03-25 10:00
1900-03-25 11:00
1900-03-25 12:00
1900-03-25 13:00
1900-03-25 14:00
1900-03-25 15:00
1900-03-25 16:00
1900-03-25 17:00
1900-03-25 18:00
1900-03-25 19:00
1900-03-25 20:00
1900-03-25 21:00
1900-03-25 22:00
1900-03-25 23:00
1900-03-26
1900-03-26 01:00
1900-03-26 02:00
1900-03-26 03:00
1900-03-26 04:00
1900-03-26 05:00
1900-03-26 06:00
1900-03-26 07:00
1900-03-26 08:00
1900-03-26 09:00
1900-03-26 10:00
1900-03-26 11:00
1900-03-26 12:00
1900-03-26 13:00
1900-03-26 14:00
1900-03-26 15:00
1900-03-26 16:00
1900-03-26 17:00
1900-03-26 18:00
1900-03-26 19:00
1900-03-26 20:00
1900-03-26 21:00
1900-03-26 22:00
1900-03-26 23:00
1900-03-27
1900-03-27 01:00
1900-03-27 02:00
1900-03-27 03:00
1900-03-27 04:00
1900-03-27 05:00
1900-03-27 06:00
1900-03-27 07:00
1900-03-27 08:00
1900-03-27 09:00
1900-03-27 10:00
1900-03-27 11:00
1900-03-27 12:00
1900-03-27 13:00
1900-03-27 14:00
1900-03-27 15:00
1900-03-27 16:00
1900-03-27 17:00
1900-03-27 18:00
1900-03-27 19:00
1900-03-27 20:00
1900-03-27 21:00
1900-03-27 22:00
1900-03-27 23:00
1900-03-28
1900-03-28 01:00
1900-03-28 02:00
1900-03-28 03:00
1900-03-28 04:00
1900-03-28 05:00
1900-03-28 06:00
1900-03-28 07:00
1900-03-28 08:00
1900-03-28 09:00
1900-03-28 10:00
1900-03-28 11:00
1900-03-28 12:00
1900-03-28 13:00
1900-03-28 14:00
1900-03-28 15:00
1900-03-28 16:00
1900-03-28 17:00
1900-03-28 18:00
1900-03-28 19:00
1900-03-28 20:00
1900-03-28 21:00
1900-03-28 22:00
1900-03-28 23:00
1900-03-29
1900-03-29 01:00
1900-03-29 02:00
1900-03-29 03:00
1900-03-29 04:00
1900-03-29 05:00
1900-03-29 06:00
1900-03-29 07:00
1900-03-29 08:00
1900-03-29 09:00
1900-03-29 10:00
1900-03-29 11:00
1900-03-29 12:00
1900-03-29 13:00
1900-03-29 14:00
1900-03-29 15:00
1900-03-29 16:00
1900-03-29 17:00
1900-03-29 18:00
1900-03-29 19:00
1900-03-29 20:00
1900-03-29 21:00
1900-03-29 22:00
1900-03-29 23:00
1900-03-30
1900-03-30 01:00
1900-03-30 02:00
1900-03-30 03:00
1900-03-30 04:00
1900-03-30 05:00
1900-03-30 06:00
1900-03-30 07:00
1900-03-30 08:00
1900-03-30 09:00
1900-03-30 10:00
1900-03-30 11:00
1900-03-30 12:00
1900-03-30 13:00
1900-03-30 14:00
1900-03-30 15:00
1900-03-30 16:00
1900-03-30 17:00
1900-03-30 18:00
1900-03-30 19:00
1900-03-30 20:00
1900-03-30 21:00
1900-03-30 22:00
1900-03-30 23:00
1900-03-31
1900-03-31 01:00
1900-03-31 02:00
1900-03-31 03:00
1900-03-31 04:00
1900-03-31 05:00
1900-03-31 06:00
1900-03-31 07:00
1900-03-31 08:00
1900-03-31 09:00
1900-03-31 10:00
1900-03-31 11:00
1900-03-31 12:00
1900-03-31 13:00
1900-03-31 14:00
1900-03-31 15:00
1900-03-31 16:00
1900-03-31 17:00
1900-03-31 18:00
1900-03-31 19:00
1900-03-31 20:00
1900-03-31 21:00
1900-03-31 22:00
1900-03-31 23:00
1900-04-01
1900-04-01 01:00
1900-04-01 02:00
1900-04-01 03:00
1900-04-01 04:00
1900-04-01 05:00
1900-04-01 06:00
1900-04-01 07:00
1900-04-01 08:00
1900-04-01 09:00
1900-04-01 10:00
1900-04-01 11:00
1900-04-01 12:00
1900-04-01 13:00
1900-04-01 14:00
1900-04-01 15:00
1900-04-01 16:00
1900-04-01 17:00
1900-04-01 18:00
1900-04-01 19:00
1900-04-01 20:00
1900-04-01 21:00
1900-04-01 22:00
1900-04-01 23:00
1900-04-02
1900-04-02 01:00
1900-04-02 02:00
1900-04-02 03:00
1900-04-02 04:00
1900-04-02 05:00
1900-04-02 06:00
1900-04-02 07:00
1900-04-02 08:00
1900-04-02 09:00
1900-04-02 10:00
1900-04-02 11:00
1900-04-02 12:00
1900-04-02 13:00
1900-04-02 14:00
1900-04-02 15:00
1900-04-02 16:00
1900-04-02 17:00
1900-04-02 18:00
1900-04-02 19:00
1900-04-02 20:00
1900-04-02 21:00
1900-04-02 22:00
1900-04-02 23:00
1900-04-03
1900-04-03 01:00
1900-04-03 02:00
1900-04-03 03:00
1900-04-03 04:00
1900-04-03 05:00
1900-04-03 06:00
1900-04-03 07:00
1900-04-03 08:00
1900-04-03 09:00
1900-04-03 10:00
1900-04-03 11:00
1900-04-03 12:00
1900-04-03 13:00
1900-04-03 14:00
1900-04-03 15:00
1900-04-03 16:00
1900-04-03 17:00
1900-04-03 18:00
1900-04-03 19:00
1900-04-03 20:00
1900-04-03 21:00
1900-04-03 22:00
1900-04-03 23:00
1900-04-04
1900-04-04 01:00
1900-04-04 02:00
1900-04-04 03:00
1900-04-04 04:00
1900-04-04 05:00
1900-04-04 06:00
1900-04-04 07:00
1900-04-04 08:00
1900-04-04 09:00
1900-04-04 10:00
1900-04-04 11:00
1900-04-04 12:00
1900-04-04 13:00
1900-04-04 14:00
1900-04-04 15:00
1900-04-04 16:00
1900-04-04 17:00
1900-04-04 18:00
1900-04-04 19:00
1900-04-04 20:00
1900-04-04 21:00
1900-04-04 22:00
1900-04-04 23:00
1900-04-05
1900-04-05 01:00
1900-04-05 02:00
1900-04-05 03:00
1900-04-05 04:00
1900-04-05 05:00
1900-04-05 06:00
1900-04-05 07:00
1900-04-05 08:00
1900-04-05 09:00
1900-04-05 10:00
1900-04-05 11:00
1900-04-05 12:00
1900-04-05 13:00
1900-04-05 14:00
1900-04-05 15:00
1900-04-05 16:00
1900-04-05 17:00
1900-04-05 18:00
1900-04-05 19:00
1900-04-05 20:00
1900-04-05 21:00
1900-04-05 22:00
1900-04-05 23:00
1900-04-06
1900-04-06 01:00
1900-04-06 02:00
1900-04-06 03:00
1900-04-06 04:00
1900-04-06 05:00
1900-04-06 06:00
1900-04-06 07:00
1900-04-06 08:00
1900-04-06 09:00
1900-04-06 10:00
1900-04-06 11:00
1900-04-06 12:00
1900-04-06 13:00
1900-04-06 14:00
1900-04-06 15:00
1900-04-06 16:00
1900-04-06 17:00
1900-04-06 18:00
1900-04-06 19:00
1900-04-06 20:00
1900-04-06 21:00
1900-04-06 22:00
1900-04-06 23:00
1900-04-07
1900-04-07 01:00
1900-04-07 02:00
1900-04-07 03:00
1900-04-07 04:00
1900-04-07 05:00
1900-04-07 06:00
1900-04-07 07:00
1900-04-07 08:00
1900-04-07 09:00
1900-04-07 10:00
1900-04-07 11:00
1900-04-07 12:00
1900-04-07 13:00
1900-04-07 14:00
1900-04-07 15:00
1900-04-07 16:00
1900-04-07 17:00
1900-04-07 18:00
1900-04-07 19:00
1900-04-07 20:00
1900-04-07 21:00
1900-04-07 22:00
1900-04-07 23:00
1900-04-08
1900-04-08 01:00
1900-04-08 02:00
1900-04-08 03:00
1900-04-08 04:00
1900-04-08 05:00
1900-04-08 06:00
1900-04-08 07:00
1900-04-08 08:00
1900-04-08 09:00
1900-04-08 10:00
1900-04-08 11:00
1900-04-08 12:00
1900-04-08 13:00
1900-04-08 14:00
1900-04-08 15:00
1900-04-08 16:00
1900-04-08 17:00
1900-04-08 18:00
1900-04-08 19:00
1900-04-08 20:00
1900-04-08 21:00
1900-04-08 22:00
1900-04-08 23:00
1900-04-09
1900-04-09 01:00
1900-04-09 02:00
1900-04-09 03:00
1900-04-09 04:00
1900-04-09 05:00
1900-04-09 06:00
1900-04-09 07:00
1900-04-09 08:00
1900-04-09 09:00
1900-04-09 10:00
1900-04-09 11:00
1900-04-09 12:00
1900-04-09 13:00
1900-04-09 14:00
1900-04-09 15:00
1900-04-09 16:00
1900-04-09 17:00
1900-04-09 18:00
1900-04-09 19:00
1900-04-09 20:00
1900-04-09 21:00
1900-04-09 22:00
1900-04-09 23:00
1900-04-10
1900-04-10 01:00
1900-04-10 02:00
1900-04-10 03:00
1900-04-10 04:00
1900-04-10 05:00
1900-04-10 06:00
1900-04-10 07:00
1900-04-10 08:00
1900-04-10 09:00
1900-04-10 10:00
1900-04-10 11:00
1900-04-10 12:00
1900-04-10 13:00
1900-04-10 14:00
1900-04-10 15:00
1900-04-10 16:00
1900-04-10 17:00
1900-04-10 18:00
1900-04-10 19:00
1900-04-10 20:00
1900-04-10 21:00
1900-04-10 22:00
1900-04-10 23:00
1900-04-11
1900-04-11 01:00
1900-04-11 02:00
1900-04-11 03:00
1900-04-11 04:00
1900-04-11 05:00
1900-04-11 06:00
1900-04-11 07:00
1900-04-11 08:00
1900-04-11 09:00
1900-04-11 10:00
1900-04-11 11:00
1900-04-11 12:00
1900-04-11 13:00
1900-04-11 14:00
1900-04-11 15:00
1900-04-11 16:00
1900-04-11 17:00
1900-04-11 18:00
1900-04-11 19:00
1900-04-11 20:00
1900-04-11 21:00
1900-04-11 22:00
1900-04-11 23:00
1900-04-12
1900-04-12 01:00
1900-04-12 02:00
1900-04-12 03:00
1900-04-12 04:00
1900-04-12 05:00
1900-04-12 06:00
1900-04-12 07:00
1900-04-12 08:00
1900-04-12 09:00
1900-04-12 10:00
1900-04-12 11:00
1900-04-12 12:00
1900-04-12 13:00
1900-04-12 14:00
1900-04-12 15:00
1900-04-12 16:00
1900-04-12 17:00
1900-04-12 18:00
1900-04-12 19:00
1900-04-12 20:00
1900-04-12 21:00
1900-04-12 22:00
1900-04-12 23:00
1900-04-13
1900-04-13 01:00
1900-04-13 02:00
1900-04-13 03:00
1900-04-13 04:00
1900-04-13 05:00
1900-04-13 06:00
1900-04-13 07:00
1900-04-13 08:00
1900-04-13 09:00
1900-04-13 10:00
1900-04-13 11:00
1900-04-13 12:00
1900-04-13 13:00
1900-04-13 14:00
1900-04-13 15:00
1900-04-13 16:00
1900-04-13 17:00
1900-04-13 18:00
1900-04-13 19:00
1900-04-13 20:00
1900-04-13 21:00
1900-04-13 22:00
1900-04-13 23:00
1900-04-14
1900-04-14 01:00
1900-04-14 02:00
1900-04-14 03:00
1900-04-14 04:00
1900-04-14 05:00
1900-04-14 06:00
1900-04-14 07:00
1900-04-14 08:00
1900-04-14 09:00
1900-04-14 10:00
1900-04-14 11:00
1900-04-14 12:00
1900-04-14 13:00
1900-04-14 14:00
1900-04-14 15:00
1900-04-14 16:00
1900-04-14 17:00
1900-04-14 18:00
1900-04-14 19:00
1900-04-14 20:00
1900-04-14 21:00
1900-04-14 22:00
1900-04-14 23:00
1900-04-15
1900-04-15 01:00
1900-04-15 02:00
1900-04-15 03:00
1900-04-15 04:00
1900-04-15 05:00
1900-04-15 06:00
1900-04-15 07:00
1900-04-15 08:00
1900-04-15 09:00
1900-04-15 10:00
1900-04-15 11:00
1900-04-15 12:00
1900-04-15 13:00
1900-04-15 14:00
1900-04-15 15:00
1900-04-15 16:00
1900-04-15 17:00
1900-04-15 18:00
1900-04-15 19:00
1900-04-15 20:00
1900-04-15 21:00
1900-04-15 22:00
1900-04-15 23:00
1900-04-16
1900-04-16 01:00
1900-04-16 02:00
1900-04-16 03:00
1900-04-16 04:00
1900-04-16 05:00
1900-04-16 06:00
1900-04-16 07:00
1900-04-16 08:00
1900-04-16 09:00
1900-04-16 10:00
1900-04-16 11:00
1900-04-16 12:00
1900-04-16 13:00
1900-04-16 14:00
1900-04-16 15:00
1900-04-16 16:00
1900-04-16 17:00
1900-04-16 18:00
1900-04-16 19:00
1900-04-16 20:00
1900-04-16 21:00
1900-04-16 22:00
1900-04-16 23:00
1900-04-17
1900-04-17 01:00
1900-04-17 02:00
1900-04-17 03:00
1900-04-17 04:00
1900-04-17 05:00
1900-04-17 06:00
1900-04-17 07:00
1900-04-17 08:00
1900-04-17 09:00
1900-04-17 10:00
1900-04-17 11:00
1900-04-17 12:00
1900-04-17 13:00
1900-04-17 14:00
1900-04-17 15:00
1900-04-17 16:00
1900-04-17 17:00
1900-04-17 18:00
1900-04-17 19:00
1900-04-17 20:00
1900-04-17 21:00
1900-04-17 22:00
1900-04-17 23:00
1900-04-18
1900-04-18 01:00
1900-04-18 02:00
1900-04-18 03:00
1900-04-18 04:00
1900-04-18 05:00
1900-04-18 06:00
1900-04-18 07:00
1900-04-18 08:00
1900-04-18 09:00
1900-04-18 10:00
1900-04-18 11:00
1900-04-18 12:00
1900-04-18 13:00
1900-04-18 14:00
1900-04-18 15:00
1900-04-18 16:00
1900-04-18 17:00
1900-04-18 18:00
1900-04-18 19:00
1900-04-18 20:00
1900-04-18 21:00
1900-04-18 22:00
1900-04-18 23:00
1900-04-19
1900-04-19 01:00
1900-04-19 02:00
1900-04-19 03:00
1900-04-19 04:00
1900-04-19 05:00
1900-04-19 06:00
1900-04-19 07:00
1900-04-19 08:00
1900-04-19 09:00
1900-04-19 10:00
1900-04-19 11:00
1900-04-19 12:00
1900-04-19 13:00
1900-04-19 14:00
1900-04-19 15:00
1900-04-19 16:00
1900-04-19 17:00
1900-04-19 18:00
1900-04-19 19:00
1900-04-19 20:00
1900-04-19 21:00
1900-04-19 22:00
1900-04-19 23:00
1900-04-20
1900-04-20 01:00
1900-04-20 02:00
1900-04-20 03:00
1900-04-20 04:00
1900-04-20 05:00
1900-04-20 06:00
1900-04-20 07:00
1900-04-20 08:00
1900-04-20 09:00
1900-04-20 10:00
1900-04-20 11:00
1900-04-20 12:00
1900-04-20 13:00
1900-04-20 14:00
1900-04-20 15:00
1900-04-20 16:00
1900-04-20 17:00
1900-04-20 18:00
1900-04-20 19:00
1900-04-20 20:00
1900-04-20 21:00
1900-04-20 22:00
1900-04-20 23:00
1900-04-21
1900-04-21 01:00
1900-04-21 02:00
1900-04-21 03:00
1900-04-21 04:00
1900-04-21 05:00
1900-04-21 06:00
1900-04-21 07:00
1900-04-21 08:00
1900-04-21 09:00
1900-04-21 10:00
1900-04-21 11:00
1900-04-21 12:00
1900-04-21 13:00
1900-04-21 14:00
1900-04-21 15:00
1900-04-21 16:00
1900-04-21 17:00
1900-04-21 18:00
1900-04-21 19:00
1900-04-21 20:00
1900-04-21 21:00
1900-04-21 22:00
1900-04-21 23:00
1900-04-22
1900-04-22 01:00
1900-04-22 02:00
1900-04-22 03:00
1900-04-22 04:00
1900-04-22 05:00
1900-04-22 06:00
1900-04-22 07:00
1900-04-22 08:00
1900-04-22 09:00
1900-04-22 10:00
1900-04-22 11:00
1900-04-22 12:00
1900-04-22 13:00
1900-04-22 14:00
1900-04-22 15:00
1900-04-22 16:00
1900-04-22 17:00
1900-04-22 18:00
1900-04-22 19:00
1900-04-22 20:00
1900-04-22 21:00
1900-04-22 22:00
1900-04-22 23:00
1900-04-23
1900-04-23 01:00
1900-04-23 02:00
1900-04-23 03:00
1900-04-23 04:00
1900-04-23 05:00
1900-04-23 06:00
1900-04-23 07:00
1900-04-23 08:00
1900-04-23 09:00
1900-04-23 10:00
1900-04-23 11:00
1900-04-23 12:00
1900-04-23 13:00
1900-04-23 14:00
1900-04-23 15:00
1900-04-23 16:00
1900-04-23 17:00
1900-04-23 18:00
1900-04-23 19:00
1900-04-23 20:00
1900-04-23 21:00
1900-04-23 22:00
1900-04-23 23:00
1900-04-24
1900-04-24 01:00
1900-04-24 02:00
1900-04-24 03:00
1900-04-24 04:00
1900-04-24 05:00
1900-04-24 06:00
1900-04-24 07:00
1900-04-24 08:00
1900-04-24 09:00
1900-04-24 10:00
1900-04-24 11:00
1900-04-24 12:00
1900-04-24 13:00
1900-04-24 14:00
1900-04-24 15:00
1900-04-24 16:00
1900-04-24 17:00
1900-04-24 18:00
1900-04-24 19:00
1900-04-24 20:00
1900-04-24 21:00
1900-04-24 22:00
1900-04-24 23:00
1900-04-25
1900-04-25 01:00
1900-04-25 02:00
1900-04-25 03:00
1900-04-25 04:00
1900-04-25 05:00
1900-04-25 06:00
1900-04-25 07:00
1900-04-25 08:00
1900-04-25 09:00
1900-04-25 10:00
1900-04-25 11:00
1900-04-25 12:00
1900-04-25 13:00
1900-04-25 14:00
1900-04-25 15:00
1900-04-25 16:00
1900-04-25 17:00
1900-04-25 18:00
1900-04-25 19:00
1900-04-25 20:00
1900-04-25 21:00
1900-04-25 22:00
1900-04-25 23:00
1900-04-26
1900-04-26 01:00
1900-04-26 02:00
1900-04-26 03:00
1900-04-26 04:00
1900-04-26 05:00
1900-04-26 06:00
1900-04-26 07:00
1900-04-26 08:00
1900-04-26 09:00
1900-04-26 10:00
1900-04-26 11:00
1900-04-26 12:00
1900-04-26 13:00
1900-04-26 14:00
1900-04-26 15:00
1900-04-26 16:00
1900-04-26 17:00
1900-04-26 18:00
1900-04-26 19:00
1900-04-26 20:00
1900-04-26 21:00
1900-04-26 22:00
1900-04-26 23:00
1900-04-27
1900-04-27 01:00
1900-04-27 02:00
1900-04-27 03:00
1900-04-27 04:00
1900-04-27 05:00
1900-04-27 06:00
1900-04-27 07:00
1900-04-27 08:00
1900-04-27 09:00
1900-04-27 10:00
1900-04-27 11:00
1900-04-27 12:00
1900-04-27 13:00
1900-04-27 14:00
1900-04-27 15:00
1900-04-27 16:00
1900-04-27 17:00
1900-04-27 18:00
1900-04-27 19:00
1900-04-27 20:00
1900-04-27 21:00
1900-04-27 22:00
1900-04-27 23:00
1900-04-28
1900-04-28 01:00
1900-04-28 02:00
1900-04-28 03:00
1900-04-28 04:00
1900-04-28 05:00
1900-04-28 06:00
1900-04-28 07:00
1900-04-28 08:00
1900-04-28 09:00
1900-04-28 10:00
1900-04-28 11:00
1900-04-28 12:00
1900-04-28 13:00
1900-04-28 14:00
1900-04-28 15:00
1900-04-28 16:00
1900-04-28 17:00
1900-04-28 18:00
1900-04-28 19:00
1900-04-28 20:00
1900-04-28 21:00
1900-04-28 22:00
1900-04-28 23:00
1900-04-29
1900-04-29 01:00
1900-04-29 02:00
1900-04-29 03:00
1900-04-29 04:00
1900-04-29 05:00
1900-04-29 06:00
1900-04-29 07:00
1900-04-29 08:00
1900-04-29 09:00
1900-04-29 10:00
1900-04-29 11:00
1900-04-29 12:00
1900-04-29 13:00
1900-04-29 14:00
1900-04-29 15:00
1900-04-29 16:00
1900-04-29 17:00
1900-04-29 18:00
1900-04-29 19:00
1900-04-29 20:00
1900-04-29 21:00
1900-04-29 22:00
1900-04-29 23:00
1900-04-30
1900-04-30 01:00
1900-04-30 02:00
1900-04-30 03:00
1900-04-30 04:00
1900-04-30 05:00
1900-04-30 06:00
1900-04-30 07:00
1900-04-30 08:00
1900-04-30 09:00
1900-04-30 10:00
1900-04-30 11:00
1900-04-30 12:00
1900-04-30 13:00
1900-04-30 14:00
1900-04-30 15:00
1900-04-30 16:00
1900-04-30 17:00
1900-04-30 18:00
1900-04-30 19:00
1900-04-30 20:00
1900-04-30 21:00
1900-04-30 22:00
1900-04-30 23:00
1900-05-01
1900-05-01 01:00
1900-05-01 02:00
1900-05-01 03:00
1900-05-01 04:00
1900-05-01 05:00
1900-05-01 06:00
1900-05-01 07:00
1900-05-01 08:00
1900-05-01 09:00
1900-05-01 10:00
1900-05-01 11:00
1900-05-01 12:00
1900-05-01 13:00
1900-05-01 14:00
1900-05-01 15:00
1900-05-01 16:00
1900-05-01 17:00
1900-05-01 18:00
1900-05-01 19:00
1900-05-01 20:00
1900-05-01 21:00
1900-05-01 22:00
1900-05-01 23:00
1900-05-02
1900-05-02 01:00
1900-05-02 02:00
1900-05-02 03:00
1900-05-02 04:00
1900-05-02 05:00
1900-05-02 06:00
1900-05-02 07:00
1900-05-02 08:00
1900-05-02 09:00
1900-05-02 10:00
1900-05-02 11:00
1900-05-02 12:00
1900-05-02 13:00
1900-05-02 14:00
1900-05-02 15:00
1900-05-02 16:00
1900-05-02 17:00
1900-05-02 18:00
1900-05-02 19:00
1900-05-02 20:00
1900-05-02 21:00
1900-05-02 22:00
1900-05-02 23:00
1900-05-03
1900-05-03 01:00
1900-05-03 02:00
1900-05-03 03:00
1900-05-03 04:00
1900-05-03 05:00
1900-05-03 06:00
1900-05-03 07:00
1900-05-03 08:00
1900-05-03 09:00
1900-05-03 10:00
1900-05-03 11:00
1900-05-03 12:00
1900-05-03 13:00
1900-05-03 14:00
1900-05-03 15:00
1900-05-03 16:00
1900-05-03 17:00
1900-05-03 18:00
1900-05-03 19:00
1900-05-03 20:00
1900-05-03 21:00
1900-05-03 22:00
1900-05-03 23:00
1900-05-04
1900-05-04 01:00
1900-05-04 02:00
1900-05-04 03:00
1900-05-04 04:00
1900-05-04 05:00
1900-05-04 06:00
1900-05-04 07:00
1900-05-04 08:00
1900-05-04 09:00
1900-05-04 10:00
1900-05-04 11:00
1900-05-04 12:00
1900-05-04 13:00
1900-05-04 14:00
1900-05-04 15:00
1900-05-04 16:00
1900-05-04 17:00
1900-05-04 18:00
1900-05-04 19:00
1900-05-04 20:00
1900-05-04 21:00
1900-05-04 22:00
1900-05-04 23:00
1900-05-05
1900-05-05 01:00
1900-05-05 02:00
1900-05-05 03:00
1900-05-05 04:00
1900-05-05 05:00
1900-05-05 06:00
1900-05-05 07:00
1900-05-05 08:00
1900-05-05 09:00
1900-05-05 10:00
1900-05-05 11:00
1900-05-05 12:00
1900-05-05 13:00
1900-05-05 14:00
1900-05-05 15:00
1900-05-05 16:00
1900-05-05 17:00
1900-05-05 18:00
1900-05-05 19:00
1900-05-05 20:00
1900-05-05 21:00
1900-05-05 22:00
1900-05-05 23:00
1900-05-06
1900-05-06 01:00
1900-05-06 02:00
1900-05-06 03:00
1900-05-06 04:00
1900-05-06 05:00
1900-05-06 06:00
1900-05-06 07:00
1900-05-06 08:00
1900-05-06 09:00
1900-05-06 10:00
1900-05-06 11:00
1900-05-06 12:00
1900-05-06 13:00
1900-05-06 14:00
1900-05-06 15:00
1900-05-06 16:00
1900-05-06 17:00
1900-05-06 18:00
1900-05-06 19:00
1900-05-06 20:00
1900-05-06 21:00
1900-05-06 22:00
1900-05-06 23:00
1900-05-07
1900-05-07 01:00
1900-05-07 02:00
1900-05-07 03:00
1900-05-07 04:00
1900-05-07 05:00
1900-05-07 06:00
1900-05-07 07:00
1900-05-07 08:00
1900-05-07 09:00
1900-05-07 10:00
1900-05-07 11:00
1900-05-07 12:00
1900-05-07 13:00
1900-05-07 14:00
1900-05-07 15:00
1900-05-07 16:00
1900-05-07 17:00
1900-05-07 18:00
1900-05-07 19:00
1900-05-07 20:00
1900-05-07 21:00
1900-05-07 22:00
1900-05-07 23:00
1900-05-08
1900-05-08 01:00
1900-05-08 02:00
1900-05-08 03:00
1900-05-08 04:00
1900-05-08 05:00
1900-05-08 06:00
1900-05-08 07:00
1900-05-08 08:00
1900-05-08 09:00
1900-05-08 10:00
1900-05-08 11:00
1900-05-08 12:00
1900-05-08 13:00
1900-05-08 14:00
1900-05-08 15:00
1900-05-08 16:00
1900-05-08 17:00
1900-05-08 18:00
1900-05-08 19:00
1900-05-08 20:00
1900-05-08 21:00
1900-05-08 22:00
1900-05-08 23:00
1900-05-09
1900-05-09 01:00
1900-05-09 02:00
1900-05-09 03:00
1900-05-09 04:00
1900-05-09 05:00
1900-05-09 06:00
1900-05-09 07:00
1900-05-09 08:00
1900-05-09 09:00
1900-05-09 10:00
1900-05-09 11:00
1900-05-09 12:00
1900-05-09 13:00
1900-05-09 14:00
1900-05-09 15:00
1900-05-09 16:00
1900-05-09 17:00
1900-05-09 18:00
1900-05-09 19:00
1900-05-09 20:00
1900-05-09 21:00
1900-05-09 22:00
1900-05-09 23:00
1900-05-10
1900-05-10 01:00
1900-05-10 02:00
1900-05-10 03:00
1900-05-10 04:00
1900-05-10 05:00
1900-05-10 06:00
1900-05-10 07:00
1900-05-10 08:00
1900-05-10 09:00
1900-05-10 10:00
1900-05-10 11:00
1900-05-10 12:00
1900-05-10 13:00
1900-05-10 14:00
1900-05-10 15:00
1900-05-10 16:00
1900-05-10 17:00
1900-05-10 18:00
1900-05-10 19:00
1900-05-10 20:00
1900-05-10 21:00
1900-05-10 22:00
1900-05-10 23:00
1900-05-11
1900-05-11 01:00
1900-05-11 02:00
1900-05-11 03:00
1900-05-11 04:00
1900-05-11 05:00
1900-05-11 06:00
1900-05-11 07:00
1900-05-11 08:00
1900-05-11 09:00
1900-05-11 10:00
1900-05-11 11:00
1900-05-11 12:00
1900-05-11 13:00
1900-05-11 14:00
1900-05-11 15:00
1900-05-11 16:00
1900-05-11 17:00
1900-05-11 18:00
1900-05-11 19:00
1900-05-11 20:00
1900-05-11 21:00
1900-05-11 22:00
1900-05-11 23:00
1900-05-12
1900-05-12 01:00
1900-05-12 02:00
1900-05-12 03:00
1900-05-12 04:00
1900-05-12 05:00
1900-05-12 06:00
1900-05-12 07:00
1900-05-12 08:00
1900-05-12 09:00
1900-05-12 10:00
1900-05-12 11:00
1900-05-12 12:00
1900-05-12 13:00
1900-05-12 14:00
1900-05-12 15:00
1900-05-12 16:00
1900-05-12 17:00
1900-05-12 18:00
1900-05-12 19:00
1900-05-12 20:00
1900-05-12 21:00
1900-05-12 22:00
1900-05-12 23:00
1900-05-13
1900-05-13 01:00
1900-05-13 02:00
1900-05-13 03:00
1900-05-13 04:00
1900-05-13 05:00
1900-05-13 06:00
1900-05-13 07:00
1900-05-13 08:00
1900-05-13 09:00
1900-05-13 10:00
1900-05-13 11:00
1900-05-13 12:00
1900-05-13 13:00
1900-05-13 14:00
1900-05-13 15:00
1900-05-13 16:00
1900-05-13 17:00
1900-05-13 18:00
1900-05-13 19:00
1900-05-13 20:00
1900-05-13 21:00
1900-05-13 22:00
1900-05-13 23:00
1900-05-14
1900-05-14 01:00
1900-05-14 02:00
1900-05-14 03:00
1900-05-14 04:00
1900-05-14 05:00
1900-05-14 06:00
1900-05-14 07:00
1900-05-14 08:00
1900-05-14 09:00
1900-05-14 10:00
1900-05-14 11:00
1900-05-14 12:00
1900-05-14 13:00
1900-05-14 14:00
1900-05-14 15:00
1900-05-14 16:00
1900-05-14 17:00
1900-05-14 18:00
1900-05-14 19:00
1900-05-14 20:00
1900-05-14 21:00
1900-05-14 22:00
1900-05-14 23:00
1900-05-15
1900-05-15 01:00
1900-05-15 02:00
1900-05-15 03:00
1900-05-15 04:00
1900-05-15 05:00
1900-05-15 06:00
1900-05-15 07:00
1900-05-15 08:00
1900-05-15 09:00
1900-05-15 10:00
1900-05-15 11:00
1900-05-15 12:00
1900-05-15 13:00
1900-05-15 14:00
1900-05-15 15:00
1900-05-15 16:00
1900-05-15 17:00
1900-05-15 18:00
1900-05-15 19:00
1900-05-15 20:00
1900-05-15 21:00
1900-05-15 22:00
1900-05-15 23:00
1900-05-16
1900-05-16 01:00
1900-05-16 02:00
1900-05-16 03:00
1900-05-16 04:00
1900-05-16 05:00
1900-05-16 06:00
1900-05-16 07:00
1900-05-16 08:00
1900-05-16 09:00
1900-05-16 10:00
1900-05-16 11:00
1900-05-16 12:00
1900-05-16 13:00
1900-05-16 14:00
1900-05-16 15:00
1900-05-16 16:00
1900-05-16 17:00
1900-05-16 18:00
1900-05-16 19:00
1900-05-16 20:00
1900-05-16 21:00
1900-05-16 22:00
1900-05-16 23:00
1900-05-17
1900-05-17 01:00
1900-05-17 02:00
1900-05-17 03:00
1900-05-17 04:00
1900-05-17 05:00
1900-05-17 06:00
1900-05-17 07:00
1900-05-17 08:00
1900-05-17 09:00
1900-05-17 10:00
1900-05-17 11:00
1900-05-17 12:00
1900-05-17 13:00
1900-05-17 14:00
1900-05-17 15:00
1900-05-17 16:00
1900-05-17 17:00
1900-05-17 18:00
1900-05-17 19:00
1900-05-17 20:00
1900-05-17 21:00
1900-05-17 22:00
1900-05-17 23:00
1900-05-18
1900-05-18 01:00
1900-05-18 02:00
1900-05-18 03:00
1900-05-18 04:00
1900-05-18 05:00
1900-05-18 06:00
1900-05-18 07:00
1900-05-18 08:00
1900-05-18 09:00
1900-05-18 10:00
1900-05-18 11:00
1900-05-18 12:00
1900-05-18 13:00
1900-05-18 14:00
1900-05-18 15:00
1900-05-18 16:00
1900-05-18 17:00
1900-05-18 18:00
1900-05-18 19:00
1900-05-18 20:00
1900-05-18 21:00
1900-05-18 22:00
1900-05-18 23:00
1900-05-19
1900-05-19 01:00
1900-05-19 02:00
1900-05-19 03:00
1900-05-19 04:00
1900-05-19 05:00
1900-05-19 06:00
1900-05-19 07:00
1900-05-19 08:00
1900-05-19 09:00
1900-05-19 10:00
1900-05-19 11:00
1900-05-19 12:00
1900-05-19 13:00
1900-05-19 14:00
1900-05-19 15:00
1900-05-19 16:00
1900-05-19 17:00
1900-05-19 18:00
1900-05-19 19:00
1900-05-19 20:00
1900-05-19 21:00
1900-05-19 22:00
1900-05-19 23:00
1900-05-20
1900-05-20 01:00
1900-05-20 02:00
1900-05-20 03:00
1900-05-20 04:00
1900-05-20 05:00
1900-05-20 06:00
1900-05-20 07:00
1900-05-20 08:00
1900-05-20 09:00
1900-05-20 10:00
1900-05-20 11:00
1900-05-20 12:00
1900-05-20 13:00
1900-05-20 14:00
1900-05-20 15:00
1900-05-20 16:00
1900-05-20 17:00
1900-05-20 18:00
1900-05-20 19:00
1900-05-20 20:00
1900-05-20 21:00
1900-05-20 22:00
1900-05-20 23:00
1900-05-21
1900-05-21 01:00
1900-05-21 02:00
1900-05-21 03:00
1900-05-21 04:00
1900-05-21 05:00
1900-05-21 06:00
1900-05-21 07:00
1900-05-21 08:00
1900-05-21 09:00
1900-05-21 10:00
1900-05-21 11:00
1900-05-21 12:00
1900-05-21 13:00
1900-05-21 14:00
1900-05-21 15:00
1900-05-21 16:00
1900-05-21 17:00
1900-05-21 18:00
1900-05-21 19:00
1900-05-21 20:00
1900-05-21 21:00
1900-05-21 22:00
1900-05-21 23:00
1900-05-22
1900-05-22 01:00
1900-05-22 02:00
1900-05-22 03:00
1900-05-22 04:00
1900-05-22 05:00
1900-05-22 06:00
1900-05-22 07:00
1900-05-22 08:00
1900-05-22 09:00
1900-05-22 10:00
1900-05-22 11:00
1900-05-22 12:00
1900-05-22 13:00
1900-05-22 14:00
1900-05-22 15:00
1900-05-22 16:00
1900-05-22 17:00
1900-05-22 18:00
1900-05-22 19:00
1900-05-22 20:00
1900-05-22 21:00
1900-05-22 22:00
1900-05-22 23:00
1900-05-23
1900-05-23 01:00
1900-05-23 02:00
1900-05-23 03:00
1900-05-23 04:00
1900-05-23 05:00
1900-05-23 06:00
1900-05-23 07:00
1900-05-23 08:00
1900-05-23 09:00
1900-05-23 10:00
1900-05-23 11:00
1900-05-23 12:00
1900-05-23 13:00
1900-05-23 14:00
1900-05-23 15:00
1900-05-23 16:00
1900-05-23 17:00
1900-05-23 18:00
1900-05-23 19:00
1900-05-23 20:00
1900-05-23 21:00
1900-05-23 22:00
1900-05-23 23:00
1900-05-24
1900-05-24 01:00
1900-05-24 02:00
1900-05-24 03:00
1900-05-24 04:00
1900-05-24 05:00
1900-05-24 06:00
1900-05-24 07:00
1900-05-24 08:00
1900-05-24 09:00
1900-05-24 10:00
1900-05-24 11:00
1900-05-24 12:00
1900-05-24 13:00
1900-05-24 14:00
1900-05-24 15:00
1900-05-24 16:00
1900-05-24 17:00
1900-05-24 18:00
1900-05-24 19:00
1900-05-24 20:00
1900-05-24 21:00
1900-05-24 22:00
1900-05-24 23:00
1900-05-25
1900-05-25 01:00
1900-05-25 02:00
1900-05-25 03:00
1900-05-25 04:00
1900-05-25 05:00
1900-05-25 06:00
1900-05-25 07:00
1900-05-25 08:00
1900-05-25 09:00
1900-05-25 10:00
1900-05-25 11:00
1900-05-25 12:00
1900-05-25 13:00
1900-05-25 14:00
1900-05-25 15:00
1900-05-25 16:00
1900-05-25 17:00
1900-05-25 18:00
1900-05-25 19:00
1900-05-25 20:00
1900-05-25 21:00
1900-05-25 22:00
1900-05-25 23:00
1900-05-26
1900-05-26 01:00
1900-05-26 02:00
1900-05-26 03:00
1900-05-26 04:00
1900-05-26 05:00
1900-05-26 06:00
1900-05-26 07:00
1900-05-26 08:00
1900-05-26 09:00
1900-05-26 10:00
1900-05-26 11:00
1900-05-26 12:00
1900-05-26 13:00
1900-05-26 14:00
1900-05-26 15:00
1900-05-26 16:00
1900-05-26 17:00
1900-05-26 18:00
1900-05-26 19:00
1900-05-26 20:00
1900-05-26 21:00
1900-05-26 22:00
1900-05-26 23:00
1900-05-27
1900-05-27 01:00
1900-05-27 02:00
1900-05-27 03:00
1900-05-27 04:00
1900-05-27 05:00
1900-05-27 06:00
1900-05-27 07:00
1900-05-27 08:00
1900-05-27 09:00
1900-05-27 10:00
1900-05-27 11:00
1900-05-27 12:00
1900-05-27 13:00
1900-05-27 14:00
1900-05-27 15:00
1900-05-27 16:00
1900-05-27 17:00
1900-05-27 18:00
1900-05-27 19:00
1900-05-27 20:00
1900-05-27 21:00
1900-05-27 22:00
1900-05-27 23:00
1900-05-28
1900-05-28 01:00
1900-05-28 02:00
1900-05-28 03:00
1900-05-28 04:00
1900-05-28 05:00
1900-05-28 06:00
1900-05-28 07:00
1900-05-28 08:00
1900-05-28 09:00
1900-05-28 10:00
1900-05-28 11:00
1900-05-28 12:00
1900-05-28 13:00
1900-05-28 14:00
1900-05-28 15:00
1900-05-28 16:00
1900-05-28 17:00
1900-05-28 18:00
1900-05-28 19:00
1900-05-28 20:00
1900-05-28 21:00
1900-05-28 22:00
1900-05-28 23:00
1900-05-29
1900-05-29 01:00
1900-05-29 02:00
1900-05-29 03:00
1900-05-29 04:00
1900-05-29 05:00
1900-05-29 06:00
1900-05-29 07:00
1900-05-29 08:00
1900-05-29 09:00
1900-05-29 10:00
1900-05-29 11:00
1900-05-29 12:00
1900-05-29 13:00
1900-05-29 14:00
1900-05-29 15:00
1900-05-29 16:00
1900-05-29 17:00
1900-05-29 18:00
1900-05-29 19:00
1900-05-29 20:00
1900-05-29 21:00
1900-05-29 22:00
1900-05-29 23:00
1900-05-30
1900-05-30 01:00
1900-05-30 02:00
1900-05-30 03:00
1900-05-30 04:00
1900-05-30 05:00
1900-05-30 06:00
1900-05-30 07:00
1900-05-30 08:00
1900-05-30 09:00
1900-05-30 10:00
1900-05-30 11:00
1900-05-30 12:00
1900-05-30 13:00
1900-05-30 14:00
1900-05-30 15:00
1900-05-30 16:00
1900-05-30 17:00
1900-05-30 18:00
1900-05-30 19:00
1900-05-30 20:00
1900-05-30 21:00
1900-05-30 22:00
1900-05-30 23:00
1900-05-31
1900-05-31 01:00
1900-05-31 02:00
1900-05-31 03:00
1900-05-31 04:00
1900-05-31 05:00
1900-05-31 06:00
1900-05-31 07:00
1900-05-31 08:00
1900-05-31 09:00
1900-05-31 10:00
1900-05-31 11:00
1900-05-31 12:00
1900-05-31 13:00
1900-05-31 14:00
1900-05-31 15:00
1900-05-31 16:00
1900-05-31 17:00
1900-05-31 18:00
1900-05-31 19:00
1900-05-31 20:00
1900-05-31 21:00
1900-05-31 22:00
1900-05-31 23:00
1900-06-01
1900-06-01 01:00
1900-06-01 02:00
1900-06-01 03:00
1900-06-01 04:00
1900-06-01 05:00
1900-06-01 06:00
1900-06-01 07:00
1900-06-01 08:00
1900-06-01 09:00
1900-06-01 10:00
1900-06-01 11:00
1900-06-01 12:00
1900-06-01 13:00
1900-06-01 14:00
1900-06-01 15:00
1900-06-01 16:00
1900-06-01 17:00
1900-06-01 18:00
1900-06-01 19:00
1900-06-01 20:00
1900-06-01 21:00
1900-06-01 22:00
1900-06-01 23:00
1900-06-02
1900-06-02 01:00
1900-06-02 02:00
1900-06-02 03:00
1900-06-02 04:00
1900-06-02 05:00
1900-06-02 06:00
1900-06-02 07:00
1900-06-02 08:00
1900-06-02 09:00
1900-06-02 10:00
1900-06-02 11:00
1900-06-02 12:00
1900-06-02 13:00
1900-06-02 14:00
1900-06-02 15:00
1900-06-02 16:00
1900-06-02 17:00
1900-06-02 18:00
1900-06-02 19:00
1900-06-02 20:00
1900-06-02 21:00
1900-06-02 22:00
1900-06-02 23:00
1900-06-03
1900-06-03 01:00
1900-06-03 02:00
1900-06-03 03:00
1900-06-03 04:00
1900-06-03 05:00
1900-06-03 06:00
1900-06-03 07:00
1900-06-03 08:00
1900-06-03 09:00
1900-06-03 10:00
1900-06-03 11:00
1900-06-03 12:00
1900-06-03 13:00
1900-06-03 14:00
1900-06-03 15:00
1900-06-03 16:00
1900-06-03 17:00
1900-06-03 18:00
1900-06-03 19:00
1900-06-03 20:00
1900-06-03 21:00
1900-06-03 22:00
1900-06-03 23:00
1900-06-04
1900-06-04 01:00
1900-06-04 02:00
1900-06-04 03:00
1900-06-04 04:00
1900-06-04 05:00
1900-06-04 06:00
1900-06-04 07:00
1900-06-04 08:00
1900-06-04 09:00
1900-06-04 10:00
1900-06-04 11:00
1900-06-04 12:00
1900-06-04 13:00
1900-06-04 14:00
1900-06-04 15:00
1900-06-04 16:00
1900-06-04 17:00
1900-06-04 18:00
1900-06-04 19:00
1900-06-04 20:00
1900-06-04 21:00
1900-06-04 22:00
1900-06-04 23:00
1900-06-05
1900-06-05 01:00
1900-06-05 02:00
1900-06-05 03:00
1900-06-05 04:00
1900-06-05 05:00
1900-06-05 06:00
1900-06-05 07:00
1900-06-05 08:00
1900-06-05 09:00
1900-06-05 10:00
1900-06-05 11:00
1900-06-05 12:00
1900-06-05 13:00
1900-06-05 14:00
1900-06-05 15:00
1900-06-05 16:00
1900-06-05 17:00
1900-06-05 18:00
1900-06-05 19:00
1900-06-05 20:00
1900-06-05 21:00
1900-06-05 22:00
1900-06-05 23:00
1900-06-06
1900-06-06 01:00
1900-06-06 02:00
1900-06-06 03:00
1900-06-06 04:00
1900-06-06 05:00
1900-06-06 06:00
1900-06-06 07:00
1900-06-06 08:00
1900-06-06 09:00
1900-06-06 10:00
1900-06-06 11:00
1900-06-06 12:00
1900-06-06 13:00
1900-06-06 14:00
1900-06-06 15:00
1900-06-06 16:00
1900-06-06 17:00
1900-06-06 18:00
1900-06-06 19:00
1900-06-06 20:00
1900-06-06 21:00
1900-06-06 22:00
1900-06-06 23:00
1900-06-07
1900-06-07 01:00
1900-06-07 02:00
1900-06-07 03:00
1900-06-07 04:00
1900-06-07 05:00
1900-06-07 06:00
1900-06-07 07:00
1900-06-07 08:00
1900-06-07 09:00
1900-06-07 10:00
1900-06-07 11:00
1900-06-07 12:00
1900-06-07 13:00
1900-06-07 14:00
1900-06-07 15:00
1900-06-07 16:00
1900-06-07 17:00
1900-06-07 18:00
1900-06-07 19:00
1900-06-07 20:00
1900-06-07 21:00
1900-06-07 22:00
1900-06-07 23:00
1900-06-08
1900-06-08 01:00
1900-06-08 02:00
1900-06-08 03:00
1900-06-08 04:00
1900-06-08 05:00
1900-06-08 06:00
1900-06-08 07:00
1900-06-08 08:00
1900-06-08 09:00
1900-06-08 10:00
1900-06-08 11:00
1900-06-08 12:00
1900-06-08 13:00
1900-06-08 14:00
1900-06-08 15:00
1900-06-08 16:00
1900-06-08 17:00
1900-06-08 18:00
1900-06-08 19:00
1900-06-08 20:00
1900-06-08 21:00
1900-06-08 22:00
1900-06-08 23:00
1900-06-09
1900-06-09 01:00
1900-06-09 02:00
1900-06-09 03:00
1900-06-09 04:00
1900-06-09 05:00
1900-06-09 06:00
1900-06-09 07:00
1900-06-09 08:00
1900-06-09 09:00
1900-06-09 10:00
1900-06-09 11:00
1900-06-09 12:00
1900-06-09 13:00
1900-06-09 14:00
1900-06-09 15:00
1900-06-09 16:00
1900-06-09 17:00
1900-06-09 18:00
1900-06-09 19:00
1900-06-09 20:00
1900-06-09 21:00
1900-06-09 22:00
1900-06-09 23:00
1900-06-10
1900-06-10 01:00
1900-06-10 02:00
1900-06-10 03:00
1900-06-10 04:00
1900-06-10 05:00
1900-06-10 06:00
1900-06-10 07:00
1900-06-10 08:00
1900-06-10 09:00
1900-06-10 10:00
1900-06-10 11:00
1900-06-10 12:00
1900-06-10 13:00
1900-06-10 14:00
1900-06-10 15:00
1900-06-10 16:00
1900-06-10 17:00
1900-06-10 18:00
1900-06-10 19:00
1900-06-10 20:00
1900-06-10 21:00
1900-06-10 22:00
1900-06-10 23:00
1900-06-11
1900-06-11 01:00
1900-06-11 02:00
1900-06-11 03:00
1900-06-11 04:00
1900-06-11 05:00
1900-06-11 06:00
1900-06-11 07:00
1900-06-11 08:00
1900-06-11 09:00
1900-06-11 10:00
1900-06-11 11:00
1900-06-11 12:00
1900-06-11 13:00
1900-06-11 14:00
1900-06-11 15:00
1900-06-11 16:00
1900-06-11 17:00
1900-06-11 18:00
1900-06-11 19:00
1900-06-11 20:00
1900-06-11 21:00
1900-06-11 22:00
1900-06-11 23:00
1900-06-12
1900-06-12 01:00
1900-06-12 02:00
1900-06-12 03:00
1900-06-12 04:00
1900-06-12 05:00
1900-06-12 06:00
1900-06-12 07:00
1900-06-12 08:00
1900-06-12 09:00
1900-06-12 10:00
1900-06-12 11:00
1900-06-12 12:00
1900-06-12 13:00
1900-06-12 14:00
1900-06-12 15:00
1900-06-12 16:00
1900-06-12 17:00
1900-06-12 18:00
1900-06-12 19:00
1900-06-12 20:00
1900-06-12 21:00
1900-06-12 22:00
1900-06-12 23:00
1900-06-13
1900-06-13 01:00
1900-06-13 02:00
1900-06-13 03:00
1900-06-13 04:00
1900-06-13 05:00
1900-06-13 06:00
1900-06-13 07:00
1900-06-13 08:00
1900-06-13 09:00
1900-06-13 10:00
1900-06-13 11:00
1900-06-13 12:00
1900-06-13 13:00
1900-06-13 14:00
1900-06-13 15:00
1900-06-13 16:00
1900-06-13 17:00
1900-06-13 18:00
1900-06-13 19:00
1900-06-13 20:00
1900-06-13 21:00
1900-06-13 22:00
1900-06-13 23:00
1900-06-14
1900-06-14 01:00
1900-06-14 02:00
1900-06-14 03:00
1900-06-14 04:00
1900-06-14 05:00
1900-06-14 06:00
1900-06-14 07:00
1900-06-14 08:00
1900-06-14 09:00
1900-06-14 10:00
1900-06-14 11:00
1900-06-14 12:00
1900-06-14 13:00
1900-06-14 14:00
1900-06-14 15:00
1900-06-14 16:00
1900-06-14 17:00
1900-06-14 18:00
1900-06-14 19:00
1900-06-14 20:00
1900-06-14 21:00
1900-06-14 22:00
1900-06-14 23:00
1900-06-15
1900-06-15 01:00
1900-06-15 02:00
1900-06-15 03:00
1900-06-15 04:00
1900-06-15 05:00
1900-06-15 06:00
1900-06-15 07:00
1900-06-15 08:00
1900-06-15 09:00
1900-06-15 10:00
1900-06-15 11:00
1900-06-15 12:00
1900-06-15 13:00
1900-06-15 14:00
1900-06-15 15:00
1900-06-15 16:00
1900-06-15 17:00
1900-06-15 18:00
1900-06-15 19:00
1900-06-15 20:00
1900-06-15 21:00
1900-06-15 22:00
1900-06-15 23:00
1900-06-16
1900-06-16 01:00
1900-06-16 02:00
1900-06-16 03:00
1900-06-16 04:00
1900-06-16 05:00
1900-06-16 06:00
1900-06-16 07:00
1900-06-16 08:00
1900-06-16 09:00
1900-06-16 10:00
1900-06-16 11:00
1900-06-16 12:00
1900-06-16 13:00
1900-06-16 14:00
1900-06-16 15:00
1900-06-16 16:00
1900-06-16 17:00
1900-06-16 18:00
1900-06-16 19:00
1900-06-16 20:00
1900-06-16 21:00
1900-06-16 22:00
1900-06-16 23:00
1900-06-17
1900-06-17 01:00
1900-06-17 02:00
1900-06-17 03:00
1900-06-17 04:00
1900-06-17 05:00
1900-06-17 06:00
1900-06-17 07:00
1900-06-17 08:00
1900-06-17 09:00
1900-06-17 10:00
1900-06-17 11:00
1900-06-17 12:00
1900-06-17 13:00
1900-06-17 14:00
1900-06-17 15:00
1900-06-17 16:00
1900-06-17 17:00
1900-06-17 18:00
1900-06-17 19:00
1900-06-17 20:00
1900-06-17 21:00
1900-06-17 22:00
1900-06-17 23:00
1900-06-18
1900-06-18 01:00
1900-06-18 02:00
1900-06-18 03:00
1900-06-18 04:00
1900-06-18 05:00
1900-06-18 06:00
1900-06-18 07:00
1900-06-18 08:00
1900-06-18 09:00
1900-06-18 10:00
1900-06-18 11:00
1900-06-18 12:00
1900-06-18 13:00
1900-06-18 14:00
1900-06-18 15:00
1900-06-18 16:00
1900-06-18 17:00
1900-06-18 18:00
1900-06-18 19:00
1900-06-18 20:00
1900-06-18 21:00
1900-06-18 22:00
1900-06-18 23:00
1900-06-19
1900-06-19 01:00
1900-06-19 02:00
1900-06-19 03:00
1900-06-19 04:00
1900-06-19 05:00
1900-06-19 06:00
1900-06-19 07:00
1900-06-19 08:00
1900-06-19 09:00
1900-06-19 10:00
1900-06-19 11:00
1900-06-19 12:00
1900-06-19 13:00
1900-06-19 14:00
1900-06-19 15:00
1900-06-19 16:00
1900-06-19 17:00
1900-06-19 18:00
1900-06-19 19:00
1900-06-19 20:00
1900-06-19 21:00
1900-06-19 22:00
1900-06-19 23:00
1900-06-20
1900-06-20 01:00
1900-06-20 02:00
1900-06-20 03:00
1900-06-20 04:00
1900-06-20 05:00
1900-06-20 06:00
1900-06-20 07:00
1900-06-20 08:00
1900-06-20 09:00
1900-06-20 10:00
1900-06-20 11:00
1900-06-20 12:00
1900-06-20 13:00
1900-06-20 14:00
1900-06-20 15:00
1900-06-20 16:00
1900-06-20 17:00
1900-06-20 18:00
1900-06-20 19:00
1900-06-20 20:00
1900-06-20 21:00
1900-06-20 22:00
1900-06-20 23:00
1900-06-21
1900-06-21 01:00
1900-06-21 02:00
1900-06-21 03:00
1900-06-21 04:00
1900-06-21 05:00
1900-06-21 06:00
1900-06-21 07:00
1900-06-21 08:00
1900-06-21 09:00
1900-06-21 10:00
1900-06-21 11:00
1900-06-21 12:00
1900-06-21 13:00
1900-06-21 14:00
1900-06-21 15:00
1900-06-21 16:00
1900-06-21 17:00
1900-06-21 18:00
1900-06-21 19:00
1900-06-21 20:00
1900-06-21 21:00
1900-06-21 22:00
1900-06-21 23:00
1900-06-22
1900-06-22 01:00
1900-06-22 02:00
1900-06-22 03:00
1900-06-22 04:00
1900-06-22 05:00
1900-06-22 06:00
1900-06-22 07:00
1900-06-22 08:00
1900-06-22 09:00
1900-06-22 10:00
1900-06-22 11:00
1900-06-22 12:00
1900-06-22 13:00
1900-06-22 14:00
1900-06-22 15:00
1900-06-22 16:00
1900-06-22 17:00
1900-06-22 18:00
1900-06-22 19:00
1900-06-22 20:00
1900-06-22 21:00
1900-06-22 22:00
1900-06-22 23:00
1900-06-23
1900-06-23 01:00
1900-06-23 02:00
1900-06-23 03:00
1900-06-23 04:00
1900-06-23 05:00
1900-06-23 06:00
1900-06-23 07:00
1900-06-23 08:00
1900-06-23 09:00
1900-06-23 10:00
1900-06-23 11:00
1900-06-23 12:00
1900-06-23 13:00
1900-06-23 14:00
1900-06-23 15:00
1900-06-23 16:00
1900-06-23 17:00
1900-06-23 18:00
1900-06-23 19:00
1900-06-23 20:00
1900-06-23 21:00
1900-06-23 22:00
1900-06-23 23:00
1900-06-24
1900-06-24 01:00
1900-06-24 02:00
1900-06-24 03:00
1900-06-24 04:00
1900-06-24 05:00
1900-06-24 06:00
1900-06-24 07:00
1900-06-24 08:00
1900-06-24 09:00
1900-06-24 10:00
1900-06-24 11:00
1900-06-24 12:00
1900-06-24 13:00
1900-06-24 14:00
1900-06-24 15:00
1900-06-24 16:00
1900-06-24 17:00
1900-06-24 18:00
1900-06-24 19:00
1900-06-24 20:00
1900-06-24 21:00
1900-06-24 22:00
1900-06-24 23:00
1900-06-25
1900-06-25 01:00
1900-06-25 02:00
1900-06-25 03:00
1900-06-25 04:00
1900-06-25 05:00
1900-06-25 06:00
1900-06-25 07:00
1900-06-25 08:00
1900-06-25 09:00
1900-06-25 10:00
1900-06-25 11:00
1900-06-25 12:00
1900-06-25 13:00
1900-06-25 14:00
1900-06-25 15:00
1900-06-25 16:00
1900-06-25 17:00
1900-06-25 18:00
1900-06-25 19:00
1900-06-25 20:00
1900-06-25 21:00
1900-06-25 22:00
1900-06-25 23:00
1900-06-26
1900-06-26 01:00
1900-06-26 02:00
1900-06-26 03:00
1900-06-26 04:00
1900-06-26 05:00
1900-06-26 06:00
1900-06-26 07:00
1900-06-26 08:00
1900-06-26 09:00
1900-06-26 10:00
1900-06-26 11:00
1900-06-26 12:00
1900-06-26 13:00
1900-06-26 14:00
1900-06-26 15:00
1900-06-26 16:00
1900-06-26 17:00
1900-06-26 18:00
1900-06-26 19:00
1900-06-26 20:00
1900-06-26 21:00
1900-06-26 22:00
1900-06-26 23:00
1900-06-27
1900-06-27 01:00
1900-06-27 02:00
1900-06-27 03:00
1900-06-27 04:00
1900-06-27 05:00
1900-06-27 06:00
1900-06-27 07:00
1900-06-27 08:00
1900-06-27 09:00
1900-06-27 10:00
1900-06-27 11:00
1900-06-27 12:00
1900-06-27 13:00
1900-06-27 14:00
1900-06-27 15:00
1900-06-27 16:00
1900-06-27 17:00
1900-06-27 18:00
1900-06-27 19:00
1900-06-27 20:00
1900-06-27 21:00
1900-06-27 22:00
1900-06-27 23:00
1900-06-28
1900-06-28 01:00
1900-06-28 02:00
1900-06-28 03:00
1900-06-28 04:00
1900-06-28 05:00
1900-06-28 06:00
1900-06-28 07:00
1900-06-28 08:00
1900-06-28 09:00
1900-06-28 10:00
1900-06-28 11:00
1900-06-28 12:00
1900-06-28 13:00
1900-06-28 14:00
1900-06-28 15:00
1900-06-28 16:00
1900-06-28 17:00
1900-06-28 18:00
1900-06-28 19:00
1900-06-28 20:00
1900-06-28 21:00
1900-06-28 22:00
1900-06-28 23:00
1900-06-29
1900-06-29 01:00
1900-06-29 02:00
1900-06-29 03:00
1900-06-29 04:00
1900-06-29 05:00
1900-06-29 06:00
1900-06-29 07:00
1900-06-29 08:00
1900-06-29 09:00
1900-06-29 10:00
1900-06-29 11:00
1900-06-29 12:00
1900-06-29 13:00
1900-06-29 14:00
1900-06-29 15:00
1900-06-29 16:00
1900-06-29 17:00
1900-06-29 18:00
1900-06-29 19:00
1900-06-29 20:00
1900-06-29 21:00
1900-06-29 22:00
1900-06-29 23:00
1900-06-30
1900-06-30 01:00
1900-06-30 02:00
1900-06-30 03:00
1900-06-30 04:00
1900-06-30 05:00
1900-06-30 06:00
1900-06-30 07:00
1900-06-30 08:00
1900-06-30 09:00
1900-06-30 10:00
1900-06-30 11:00
1900-06-30 12:00
1900-06-30 13:00
1900-06-30 14:00
1900-06-30 15:00
1900-06-30 16:00
1900-06-30 17:00
1900-06-30 18:00
1900-06-30 19:00
1900-06-30 20:00
1900-06-30 21:00
1900-06-30 22:00
1900-06-30 23:00
1900-07-01
1900-07-01 01:00
1900-07-01 02:00
1900-07-01 03:00
1900-07-01 04:00
1900-07-01 05:00
1900-07-01 06:00
1900-07-01 07:00
1900-07-01 08:00
1900-07-01 09:00
1900-07-01 10:00
1900-07-01 11:00
1900-07-01 12:00
1900-07-01 13:00
1900-07-01 14:00
1900-07-01 15:00
1900-07-01 16:00
1900-07-01 17:00
1900-07-01 18:00
1900-07-01 19:00
1900-07-01 20:00
1900-07-01 21:00
1900-07-01 22:00
1900-07-01 23:00
1900-07-02
1900-07-02 01:00
1900-07-02 02:00
1900-07-02 03:00
1900-07-02 04:00
1900-07-02 05:00
1900-07-02 06:00
1900-07-02 07:00
1900-07-02 08:00
1900-07-02 09:00
1900-07-02 10:00
1900-07-02 11:00
1900-07-02 12:00
1900-07-02 13:00
1900-07-02 14:00
1900-07-02 15:00
1900-07-02 16:00
1900-07-02 17:00
1900-07-02 18:00
1900-07-02 19:00
1900-07-02 20:00
1900-07-02 21:00
1900-07-02 22:00
1900-07-02 23:00
1900-07-03
1900-07-03 01:00
1900-07-03 02:00
1900-07-03 03:00
1900-07-03 04:00
1900-07-03 05:00
1900-07-03 06:00
1900-07-03 07:00
1900-07-03 08:00
1900-07-03 09:00
1900-07-03 10:00
1900-07-03 11:00
1900-07-03 12:00
1900-07-03 13:00
1900-07-03 14:00
1900-07-03 15:00
1900-07-03 16:00
1900-07-03 17:00
1900-07-03 18:00
1900-07-03 19:00
1900-07-03 20:00
1900-07-03 21:00
1900-07-03 22:00
1900-07-03 23:00
1900-07-04
1900-07-04 01:00
1900-07-04 02:00
1900-07-04 03:00
1900-07-04 04:00
1900-07-04 05:00
1900-07-04 06:00
1900-07-04 07:00
1900-07-04 08:00
1900-07-04 09:00
1900-07-04 10:00
1900-07-04 11:00
1900-07-04 12:00
1900-07-04 13:00
1900-07-04 14:00
1900-07-04 15:00
1900-07-04 16:00
1900-07-04 17:00
1900-07-04 18:00
1900-07-04 19:00
1900-07-04 20:00
1900-07-04 21:00
1900-07-04 22:00
1900-07-04 23:00
1900-07-05
1900-07-05 01:00
1900-07-05 02:00
1900-07-05 03:00
1900-07-05 04:00
1900-07-05 05:00
1900-07-05 06:00
1900-07-05 07:00
1900-07-05 08:00
1900-07-05 09:00
1900-07-05 10:00
1900-07-05 11:00
1900-07-05 12:00
1900-07-05 13:00
1900-07-05 14:00
1900-07-05 15:00
1900-07-05 16:00
1900-07-05 17:00
1900-07-05 18:00
1900-07-05 19:00
1900-07-05 20:00
1900-07-05 21:00
1900-07-05 22:00
1900-07-05 23:00
1900-07-06
1900-07-06 01:00
1900-07-06 02:00
1900-07-06 03:00
1900-07-06 04:00
1900-07-06 05:00
1900-07-06 06:00
1900-07-06 07:00
1900-07-06 08:00
1900-07-06 09:00
1900-07-06 10:00
1900-07-06 11:00
1900-07-06 12:00
1900-07-06 13:00
1900-07-06 14:00
1900-07-06 15:00
1900-07-06 16:00
1900-07-06 17:00
1900-07-06 18:00
1900-07-06 19:00
1900-07-06 20:00
1900-07-06 21:00
1900-07-06 22:00
1900-07-06 23:00
1900-07-07
1900-07-07 01:00
1900-07-07 02:00
1900-07-07 03:00
1900-07-07 04:00
1900-07-07 05:00
1900-07-07 06:00
1900-07-07 07:00
1900-07-07 08:00
1900-07-07 09:00
1900-07-07 10:00
1900-07-07 11:00
1900-07-07 12:00
1900-07-07 13:00
1900-07-07 14:00
1900-07-07 15:00
1900-07-07 16:00
1900-07-07 17:00
1900-07-07 18:00
1900-07-07 19:00
1900-07-07 20:00
1900-07-07 21:00
1900-07-07 22:00
1900-07-07 23:00
1900-07-08
1900-07-08 01:00
1900-07-08 02:00
1900-07-08 03:00
1900-07-08 04:00
1900-07-08 05:00
1900-07-08 06:00
1900-07-08 07:00
1900-07-08 08:00
1900-07-08 09:00
1900-07-08 10:00
1900-07-08 11:00
1900-07-08 12:00
1900-07-08 13:00
1900-07-08 14:00
1900-07-08 15:00
1900-07-08 16:00
1900-07-08 17:00
1900-07-08 18:00
1900-07-08 19:00
1900-07-08 20:00
1900-07-08 21:00
1900-07-08 22:00
1900-07-08 23:00
1900-07-09
1900-07-09 01:00
1900-07-09 02:00
1900-07-09 03:00
1900-07-09 04:00
1900-07-09 05:00
1900-07-09 06:00
1900-07-09 07:00
1900-07-09 08:00
1900-07-09 09:00
1900-07-09 10:00
1900-07-09 11:00
1900-07-09 12:00
1900-07-09 13:00
1900-07-09 14:00
1900-07-09 15:00
1900-07-09 16:00
1900-07-09 17:00
1900-07-09 18:00
1900-07-09 19:00
1900-07-09 20:00
1900-07-09 21:00
1900-07-09 22:00
1900-07-09 23:00
1900-07-10
1900-07-10 01:00
1900-07-10 02:00
1900-07-10 03:00
1900-07-10 04:00
1900-07-10 05:00
1900-07-10 06:00
1900-07-10 07:00
1900-07-10 08:00
1900-07-10 09:00
1900-07-10 10:00
1900-07-10 11:00
1900-07-10 12:00
1900-07-10 13:00
1900-07-10 14:00
1900-07-10 15:00
1900-07-10 16:00
1900-07-10 17:00
1900-07-10 18:00
1900-07-10 19:00
1900-07-10 20:00
1900-07-10 21:00
1900-07-10 22:00
1900-07-10 23:00
1900-07-11
1900-07-11 01:00
1900-07-11 02:00
1900-07-11 03:00
1900-07-11 04:00
1900-07-11 05:00
1900-07-11 06:00
1900-07-11 07:00
1900-07-11 08:00
1900-07-11 09:00
1900-07-11 10:00
1900-07-11 11:00
1900-07-11 12:00
1900-07-11 13:00
1900-07-11 14:00
1900-07-11 15:00
1900-07-11 16:00
1900-07-11 17:00
1900-07-11 18:00
1900-07-11 19:00
1900-07-11 20:00
1900-07-11 21:00
1900-07-11 22:00
1900-07-11 23:00
1900-07-12
1900-07-12 01:00
1900-07-12 02:00
1900-07-12 03:00
1900-07-12 04:00
1900-07-12 05:00
1900-07-12 06:00
1900-07-12 07:00
1900-07-12 08:00
1900-07-12 09:00
1900-07-12 10:00
1900-07-12 11:00
1900-07-12 12:00
1900-07-12 13:00
1900-07-12 14:00
1900-07-12 15:00
1900-07-12 16:00
1900-07-12 17:00
1900-07-12 18:00
1900-07-12 19:00
1900-07-12 20:00
1900-07-12 21:00
1900-07-12 22:00
1900-07-12 23:00
1900-07-13
1900-07-13 01:00
1900-07-13 02:00
1900-07-13 03:00
1900-07-13 04:00
1900-07-13 05:00
1900-07-13 06:00
1900-07-13 07:00
1900-07-13 08:00
1900-07-13 09:00
1900-07-13 10:00
1900-07-13 11:00
1900-07-13 12:00
1900-07-13 13:00
1900-07-13 14:00
1900-07-13 15:00
1900-07-13 16:00
1900-07-13 17:00
1900-07-13 18:00
1900-07-13 19:00
1900-07-13 20:00
1900-07-13 21:00
1900-07-13 22:00
1900-07-13 23:00
1900-07-14
1900-07-14 01:00
1900-07-14 02:00
1900-07-14 03:00
1900-07-14 04:00
1900-07-14 05:00
1900-07-14 06:00
1900-07-14 07:00
1900-07-14 08:00
1900-07-14 09:00
1900-07-14 10:00
1900-07-14 11:00
1900-07-14 12:00
1900-07-14 13:00
1900-07-14 14:00
1900-07-14 15:00
1900-07-14 16:00
1900-07-14 17:00
1900-07-14 18:00
1900-07-14 19:00
1900-07-14 20:00
1900-07-14 21:00
1900-07-14 22:00
1900-07-14 23:00
1900-07-15
1900-07-15 01:00
1900-07-15 02:00
1900-07-15 03:00
1900-07-15 04:00
1900-07-15 05:00
1900-07-15 06:00
1900-07-15 07:00
1900-07-15 08:00
1900-07-15 09:00
1900-07-15 10:00
1900-07-15 11:00
1900-07-15 12:00
1900-07-15 13:00
1900-07-15 14:00
1900-07-15 15:00
1900-07-15 16:00
1900-07-15 17:00
1900-07-15 18:00
1900-07-15 19:00
1900-07-15 20:00
1900-07-15 21:00
1900-07-15 22:00
1900-07-15 23:00
1900-07-16
1900-07-16 01:00
1900-07-16 02:00
1900-07-16 03:00
1900-07-16 04:00
1900-07-16 05:00
1900-07-16 06:00
1900-07-16 07:00
1900-07-16 08:00
1900-07-16 09:00
1900-07-16 10:00
1900-07-16 11:00
1900-07-16 12:00
1900-07-16 13:00
1900-07-16 14:00
1900-07-16 15:00
1900-07-16 16:00
1900-07-16 17:00
1900-07-16 18:00
1900-07-16 19:00
1900-07-16 20:00
1900-07-16 21:00
1900-07-16 22:00
1900-07-16 23:00
1900-07-17
1900-07-17 01:00
1900-07-17 02:00
1900-07-17 03:00
1900-07-17 04:00
1900-07-17 05:00
1900-07-17 06:00
1900-07-17 07:00
1900-07-17 08:00
1900-07-17 09:00
1900-07-17 10:00
1900-07-17 11:00
1900-07-17 12:00
1900-07-17 13:00
1900-07-17 14:00
1900-07-17 15:00
1900-07-17 16:00
1900-07-17 17:00
1900-07-17 18:00
1900-07-17 19:00
1900-07-17 20:00
1900-07-17 21:00
1900-07-17 22:00
1900-07-17 23:00
1900-07-18
1900-07-18 01:00
1900-07-18 02:00
1900-07-18 03:00
1900-07-18 04:00
1900-07-18 05:00
1900-07-18 06:00
1900-07-18 07:00
1900-07-18 08:00
1900-07-18 09:00
1900-07-18 10:00
1900-07-18 11:00
1900-07-18 12:00
1900-07-18 13:00
1900-07-18 14:00
1900-07-18 15:00
1900-07-18 16:00
1900-07-18 17:00
1900-07-18 18:00
1900-07-18 19:00
1900-07-18 20:00
1900-07-18 21:00
1900-07-18 22:00
1900-07-18 23:00
1900-07-19
1900-07-19 01:00
1900-07-19 02:00
1900-07-19 03:00
1900-07-19 04:00
1900-07-19 05:00
1900-07-19 06:00
1900-07-19 07:00
1900-07-19 08:00
1900-07-19 09:00
1900-07-19 10:00
1900-07-19 11:00
1900-07-19 12:00
1900-07-19 13:00
1900-07-19 14:00
1900-07-19 15:00
1900-07-19 16:00
1900-07-19 17:00
1900-07-19 18:00
1900-07-19 19:00
1900-07-19 20:00
1900-07-19 21:00
1900-07-19 22:00
1900-07-19 23:00
1900-07-20
1900-07-20 01:00
1900-07-20 02:00
1900-07-20 03:00
1900-07-20 04:00
1900-07-20 05:00
1900-07-20 06:00
1900-07-20 07:00
1900-07-20 08:00
1900-07-20 09:00
1900-07-20 10:00
1900-07-20 11:00
1900-07-20 12:00
1900-07-20 13:00
1900-07-20 14:00
1900-07-20 15:00
1900-07-20 16:00
1900-07-20 17:00
1900-07-20 18:00
1900-07-20 19:00
1900-07-20 20:00
1900-07-20 21:00
1900-07-20 22:00
1900-07-20 23:00
1900-07-21
1900-07-21 01:00
1900-07-21 02:00
1900-07-21 03:00
1900-07-21 04:00
1900-07-21 05:00
1900-07-21 06:00
1900-07-21 07:00
1900-07-21 08:00
1900-07-21 09:00
1900-07-21 10:00
1900-07-21 11:00
1900-07-21 12:00
1900-07-21 13:00
1900-07-21 14:00
1900-07-21 15:00
1900-07-21 16:00
1900-07-21 17:00
1900-07-21 18:00
1900-07-21 19:00
1900-07-21 20:00
1900-07-21 21:00
1900-07-21 22:00
1900-07-21 23:00
1900-07-22
1900-07-22 01:00
1900-07-22 02:00
1900-07-22 03:00
1900-07-22 04:00
1900-07-22 05:00
1900-07-22 06:00
1900-07-22 07:00
1900-07-22 08:00
1900-07-22 09:00
1900-07-22 10:00
1900-07-22 11:00
1900-07-22 12:00
1900-07-22 13:00
1900-07-22 14:00
1900-07-22 15:00
1900-07-22 16:00
1900-07-22 17:00
1900-07-22 18:00
1900-07-22 19:00
1900-07-22 20:00
1900-07-22 21:00
1900-07-22 22:00
1900-07-22 23:00
1900-07-23
1900-07-23 01:00
1900-07-23 02:00
1900-07-23 03:00
1900-07-23 04:00
1900-07-23 05:00
1900-07-23 06:00
1900-07-23 07:00
1900-07-23 08:00
1900-07-23 09:00
1900-07-23 10:00
1900-07-23 11:00
1900-07-23 12:00
1900-07-23 13:00
1900-07-23 14:00
1900-07-23 15:00
1900-07-23 16:00
1900-07-23 17:00
1900-07-23 18:00
1900-07-23 19:00
1900-07-23 20:00
1900-07-23 21:00
1900-07-23 22:00
1900-07-23 23:00
1900-07-24
1900-07-24 01:00
1900-07-24 02:00
1900-07-24 03:00
1900-07-24 04:00
1900-07-24 05:00
1900-07-24 06:00
1900-07-24 07:00
1900-07-24 08:00
1900-07-24 09:00
1900-07-24 10:00
1900-07-24 11:00
1900-07-24 12:00
1900-07-24 13:00
1900-07-24 14:00
1900-07-24 15:00
1900-07-24 16:00
1900-07-24 17:00
1900-07-24 18:00
1900-07-24 19:00
1900-07-24 20:00
1900-07-24 21:00
1900-07-24 22:00
1900-07-24 23:00
1900-07-25
1900-07-25 01:00
1900-07-25 02:00
1900-07-25 03:00
1900-07-25 04:00
1900-07-25 05:00
1900-07-25 06:00
1900-07-25 07:00
1900-07-25 08:00
1900-07-25 09:00
1900-07-25 10:00
1900-07-25 11:00
1900-07-25 12:00
1900-07-25 13:00
1900-07-25 14:00
1900-07-25 15:00
1900-07-25 16:00
1900-07-25 17:00
1900-07-25 18:00
1900-07-25 19:00
1900-07-25 20:00
1900-07-25 21:00
1900-07-25 22:00
1900-07-25 23:00
1900-07-26
1900-07-26 01:00
1900-07-26 02:00
1900-07-26 03:00
1900-07-26 04:00
1900-07-26 05:00
1900-07-26 06:00
1900-07-26 07:00
1900-07-26 08:00
1900-07-26 09:00
1900-07-26 10:00
1900-07-26 11:00
1900-07-26 12:00
1900-07-26 13:00
1900-07-26 14:00
1900-07-26 15:00
1900-07-26 16:00
1900-07-26 17:00
1900-07-26 18:00
1900-07-26 19:00
1900-07-26 20:00
1900-07-26 21:00
1900-07-26 22:00
1900-07-26 23:00
1900-07-27
1900-07-27 01:00
1900-07-27 02:00
1900-07-27 03:00
1900-07-27 04:00
1900-07-27 05:00
1900-07-27 06:00
1900-07-27 07:00
1900-07-27 08:00
1900-07-27 09:00
1900-07-27 10:00
1900-07-27 11:00
1900-07-27 12:00
1900-07-27 13:00
1900-07-27 14:00
1900-07-27 15:00
1900-07-27 16:00
1900-07-27 17:00
1900-07-27 18:00
1900-07-27 19:00
1900-07-27 20:00
1900-07-27 21:00
1900-07-27 22:00
1900-07-27 23:00
1900-07-28
1900-07-28 01:00
1900-07-28 02:00
1900-07-28 03:00
1900-07-28 04:00
1900-07-28 05:00
1900-07-28 06:00
1900-07-28 07:00
1900-07-28 08:00
1900-07-28 09:00
1900-07-28 10:00
1900-07-28 11:00
1900-07-28 12:00
1900-07-28 13:00
1900-07-28 14:00
1900-07-28 15:00
1900-07-28 16:00
1900-07-28 17:00
1900-07-28 18:00
1900-07-28 19:00
1900-07-28 20:00
1900-07-28 21:00
1900-07-28 22:00
1900-07-28 23:00
1900-07-29
1900-07-29 01:00
1900-07-29 02:00
1900-07-29 03:00
1900-07-29 04:00
1900-07-29 05:00
1900-07-29 06:00
1900-07-29 07:00
1900-07-29 08:00
1900-07-29 09:00
1900-07-29 10:00
1900-07-29 11:00
1900-07-29 12:00
1900-07-29 13:00
1900-07-29 14:00
1900-07-29 15:00
1900-07-29 16:00
1900-07-29 17:00
1900-07-29 18:00
1900-07-29 19:00
1900-07-29 20:00
1900-07-29 21:00
1900-07-29 22:00
1900-07-29 23:00
1900-07-30
1900-07-30 01:00
1900-07-30 02:00
1900-07-30 03:00
1900-07-30 04:00
1900-07-30 05:00
1900-07-30 06:00
1900-07-30 07:00
1900-07-30 08:00
1900-07-30 09:00
1900-07-30 10:00
1900-07-30 11:00
1900-07-30 12:00
1900-07-30 13:00
1900-07-30 14:00
1900-07-30 15:00
1900-07-30 16:00
1900-07-30 17:00
1900-07-30 18:00
1900-07-30 19:00
1900-07-30 20:00
1900-07-30 21:00
1900-07-30 22:00
1900-07-30 23:00
1900-07-31
1900-07-31 01:00
1900-07-31 02:00
1900-07-31 03:00
1900-07-31 04:00
1900-07-31 05:00
1900-07-31 06:00
1900-07-31 07:00
1900-07-31 08:00
1900-07-31 09:00
1900-07-31 10:00
1900-07-31 11:00
1900-07-31 12:00
1900-07-31 13:00
1900-07-31 14:00
1900-07-31 15:00
1900-07-31 16:00
1900-07-31 17:00
1900-07-31 18:00
1900-07-31 19:00
1900-07-31 20:00
1900-07-31 21:00
1900-07-31 22:00
1900-07-31 23:00
1900-08-01
1900-08-01 01:00
1900-08-01 02:00
1900-08-01 03:00
1900-08-01 04:00
1900-08-01 05:00
1900-08-01 06:00
1900-08-01 07:00
1900-08-01 08:00
1900-08-01 09:00
1900-08-01 10:00
1900-08-01 11:00
1900-08-01 12:00
1900-08-01 13:00
1900-08-01 14:00
1900-08-01 15:00
1900-08-01 16:00
1900-08-01 17:00
1900-08-01 18:00
1900-08-01 19:00
1900-08-01 20:00
1900-08-01 21:00
1900-08-01 22:00
1900-08-01 23:00
1900-08-02
1900-08-02 01:00
1900-08-02 02:00
1900-08-02 03:00
1900-08-02 04:00
1900-08-02 05:00
1900-08-02 06:00
1900-08-02 07:00
1900-08-02 08:00
1900-08-02 09:00
1900-08-02 10:00
1900-08-02 11:00
1900-08-02 12:00
1900-08-02 13:00
1900-08-02 14:00
1900-08-02 15:00
1900-08-02 16:00
1900-08-02 17:00
1900-08-02 18:00
1900-08-02 19:00
1900-08-02 20:00
1900-08-02 21:00
1900-08-02 22:00
1900-08-02 23:00
1900-08-03
1900-08-03 01:00
1900-08-03 02:00
1900-08-03 03:00
1900-08-03 04:00
1900-08-03 05:00
1900-08-03 06:00
1900-08-03 07:00
1900-08-03 08:00
1900-08-03 09:00
1900-08-03 10:00
1900-08-03 11:00
1900-08-03 12:00
1900-08-03 13:00
1900-08-03 14:00
1900-08-03 15:00
1900-08-03 16:00
1900-08-03 17:00
1900-08-03 18:00
1900-08-03 19:00
1900-08-03 20:00
1900-08-03 21:00
1900-08-03 22:00
1900-08-03 23:00
1900-08-04
1900-08-04 01:00
1900-08-04 02:00
1900-08-04 03:00
1900-08-04 04:00
1900-08-04 05:00
1900-08-04 06:00
1900-08-04 07:00
1900-08-04 08:00
1900-08-04 09:00
1900-08-04 10:00
1900-08-04 11:00
1900-08-04 12:00
1900-08-04 13:00
1900-08-04 14:00
1900-08-04 15:00
1900-08-04 16:00
1900-08-04 17:00
1900-08-04 18:00
1900-08-04 19:00
1900-08-04 20:00
1900-08-04 21:00
1900-08-04 22:00
1900-08-04 23:00
1900-08-05
1900-08-05 01:00
1900-08-05 02:00
1900-08-05 03:00
1900-08-05 04:00
1900-08-05 05:00
1900-08-05 06:00
1900-08-05 07:00
1900-08-05 08:00
1900-08-05 09:00
1900-08-05 10:00
1900-08-05 11:00
1900-08-05 12:00
1900-08-05 13:00
1900-08-05 14:00
1900-08-05 15:00
1900-08-05 16:00
1900-08-05 17:00
1900-08-05 18:00
1900-08-05 19:00
1900-08-05 20:00
1900-08-05 21:00
1900-08-05 22:00
1900-08-05 23:00
1900-08-06
1900-08-06 01:00
1900-08-06 02:00
1900-08-06 03:00
1900-08-06 04:00
1900-08-06 05:00
1900-08-06 06:00
1900-08-06 07:00
1900-08-06 08:00
1900-08-06 09:00
1900-08-06 10:00
1900-08-06 11:00
1900-08-06 12:00
1900-08-06 13:00
1900-08-06 14:00
1900-08-06 15:00
1900-08-06 16:00
1900-08-06 17:00
1900-08-06 18:00
1900-08-06 19:00
1900-08-06 20:00
1900-08-06 21:00
1900-08-06 22:00
1900-08-06 23:00
1900-08-07
1900-08-07 01:00
1900-08-07 02:00
1900-08-07 03:00
1900-08-07 04:00
1900-08-07 05:00
1900-08-07 06:00
1900-08-07 07:00
1900-08-07 08:00
1900-08-07 09:00
1900-08-07 10:00
1900-08-07 11:00
1900-08-07 12:00
1900-08-07 13:00
1900-08-07 14:00
1900-08-07 15:00
1900-08-07 16:00
1900-08-07 17:00
1900-08-07 18:00
1900-08-07 19:00
1900-08-07 20:00
1900-08-07 21:00
1900-08-07 22:00
1900-08-07 23:00
1900-08-08
1900-08-08 01:00
1900-08-08 02:00
1900-08-08 03:00
1900-08-08 04:00
1900-08-08 05:00
1900-08-08 06:00
1900-08-08 07:00
1900-08-08 08:00
1900-08-08 09:00
1900-08-08 10:00
1900-08-08 11:00
1900-08-08 12:00
1900-08-08 13:00
1900-08-08 14:00
1900-08-08 15:00
1900-08-08 16:00
1900-08-08 17:00
1900-08-08 18:00
1900-08-08 19:00
1900-08-08 20:00
1900-08-08 21:00
1900-08-08 22:00
1900-08-08 23:00
1900-08-09
1900-08-09 01:00
1900-08-09 02:00
1900-08-09 03:00
1900-08-09 04:00
1900-08-09 05:00
1900-08-09 06:00
1900-08-09 07:00
1900-08-09 08:00
1900-08-09 09:00
1900-08-09 10:00
1900-08-09 11:00
1900-08-09 12:00
1900-08-09 13:00
1900-08-09 14:00
1900-08-09 15:00
1900-08-09 16:00
1900-08-09 17:00
1900-08-09 18:00
1900-08-09 19:00
1900-08-09 20:00
1900-08-09 21:00
1900-08-09 22:00
1900-08-09 23:00
1900-08-10
1900-08-10 01:00
1900-08-10 02:00
1900-08-10 03:00
1900-08-10 04:00
1900-08-10 05:00
1900-08-10 06:00
1900-08-10 07:00
1900-08-10 08:00
1900-08-10 09:00
1900-08-10 10:00
1900-08-10 11:00
1900-08-10 12:00
1900-08-10 13:00
1900-08-10 14:00
1900-08-10 15:00
1900-08-10 16:00
1900-08-10 17:00
1900-08-10 18:00
1900-08-10 19:00
1900-08-10 20:00
1900-08-10 21:00
1900-08-10 22:00
1900-08-10 23:00
1900-08-11
1900-08-11 01:00
1900-08-11 02:00
1900-08-11 03:00
1900-08-11 04:00
1900-08-11 05:00
1900-08-11 06:00
1900-08-11 07:00
1900-08-11 08:00
1900-08-11 09:00
1900-08-11 10:00
1900-08-11 11:00
1900-08-11 12:00
1900-08-11 13:00
1900-08-11 14:00
1900-08-11 15:00
1900-08-11 16:00
1900-08-11 17:00
1900-08-11 18:00
1900-08-11 19:00
1900-08-11 20:00
1900-08-11 21:00
1900-08-11 22:00
1900-08-11 23:00
1900-08-12
1900-08-12 01:00
1900-08-12 02:00
1900-08-12 03:00
1900-08-12 04:00
1900-08-12 05:00
1900-08-12 06:00
1900-08-12 07:00
1900-08-12 08:00
1900-08-12 09:00
1900-08-12 10:00
1900-08-12 11:00
1900-08-12 12:00
1900-08-12 13:00
1900-08-12 14:00
1900-08-12 15:00
1900-08-12 16:00
1900-08-12 17:00
1900-08-12 18:00
1900-08-12 19:00
1900-08-12 20:00
1900-08-12 21:00
1900-08-12 22:00
1900-08-12 23:00
1900-08-13
1900-08-13 01:00
1900-08-13 02:00
1900-08-13 03:00
1900-08-13 04:00
1900-08-13 05:00
1900-08-13 06:00
1900-08-13 07:00
1900-08-13 08:00
1900-08-13 09:00
1900-08-13 10:00
1900-08-13 11:00
1900-08-13 12:00
1900-08-13 13:00
1900-08-13 14:00
1900-08-13 15:00
1900-08-13 16:00
1900-08-13 17:00
1900-08-13 18:00
1900-08-13 19:00
1900-08-13 20:00
1900-08-13 21:00
1900-08-13 22:00
1900-08-13 23:00
1900-08-14
1900-08-14 01:00
1900-08-14 02:00
1900-08-14 03:00
1900-08-14 04:00
1900-08-14 05:00
1900-08-14 06:00
1900-08-14 07:00
1900-08-14 08:00
1900-08-14 09:00
1900-08-14 10:00
1900-08-14 11:00
1900-08-14 12:00
1900-08-14 13:00
1900-08-14 14:00
1900-08-14 15:00
1900-08-14 16:00
1900-08-14 17:00
1900-08-14 18:00
1900-08-14 19:00
1900-08-14 20:00
1900-08-14 21:00
1900-08-14 22:00
1900-08-14 23:00
1900-08-15
1900-08-15 01:00
1900-08-15 02:00
1900-08-15 03:00
1900-08-15 04:00
1900-08-15 05:00
1900-08-15 06:00
1900-08-15 07:00
1900-08-15 08:00
1900-08-15 09:00
1900-08-15 10:00
1900-08-15 11:00
1900-08-15 12:00
1900-08-15 13:00
1900-08-15 14:00
1900-08-15 15:00
1900-08-15 16:00
1900-08-15 17:00
1900-08-15 18:00
1900-08-15 19:00
1900-08-15 20:00
1900-08-15 21:00
1900-08-15 22:00
1900-08-15 23:00
1900-08-16
1900-08-16 01:00
1900-08-16 02:00
1900-08-16 03:00
1900-08-16 04:00
1900-08-16 05:00
1900-08-16 06:00
1900-08-16 07:00
1900-08-16 08:00
1900-08-16 09:00
1900-08-16 10:00
1900-08-16 11:00
1900-08-16 12:00
1900-08-16 13:00
1900-08-16 14:00
1900-08-16 15:00
1900-08-16 16:00
1900-08-16 17:00
1900-08-16 18:00
1900-08-16 19:00
1900-08-16 20:00
1900-08-16 21:00
1900-08-16 22:00
1900-08-16 23:00
1900-08-17
1900-08-17 01:00
1900-08-17 02:00
1900-08-17 03:00
1900-08-17 04:00
1900-08-17 05:00
1900-08-17 06:00
1900-08-17 07:00
1900-08-17 08:00
1900-08-17 09:00
1900-08-17 10:00
1900-08-17 11:00
1900-08-17 12:00
1900-08-17 13:00
1900-08-17 14:00
1900-08-17 15:00
1900-08-17 16:00
1900-08-17 17:00
1900-08-17 18:00
1900-08-17 19:00
1900-08-17 20:00
1900-08-17 21:00
1900-08-17 22:00
1900-08-17 23:00
1900-08-18
1900-08-18 01:00
1900-08-18 02:00
1900-08-18 03:00
1900-08-18 04:00
1900-08-18 05:00
1900-08-18 06:00
1900-08-18 07:00
1900-08-18 08:00
1900-08-18 09:00
1900-08-18 10:00
1900-08-18 11:00
1900-08-18 12:00
1900-08-18 13:00
1900-08-18 14:00
1900-08-18 15:00
1900-08-18 16:00
1900-08-18 17:00
1900-08-18 18:00
1900-08-18 19:00
1900-08-18 20:00
1900-08-18 21:00
1900-08-18 22:00
1900-08-18 23:00
1900-08-19
1900-08-19 01:00
1900-08-19 02:00
1900-08-19 03:00
1900-08-19 04:00
1900-08-19 05:00
1900-08-19 06:00
1900-08-19 07:00
1900-08-19 08:00
1900-08-19 09:00
1900-08-19 10:00
1900-08-19 11:00
1900-08-19 12:00
1900-08-19 13:00
1900-08-19 14:00
1900-08-19 15:00
1900-08-19 16:00
1900-08-19 17:00
1900-08-19 18:00
1900-08-19 19:00
1900-08-19 20:00
1900-08-19 21:00
1900-08-19 22:00
1900-08-19 23:00
1900-08-20
1900-08-20 01:00
1900-08-20 02:00
1900-08-20 03:00
1900-08-20 04:00
1900-08-20 05:00
1900-08-20 06:00
1900-08-20 07:00
1900-08-20 08:00
1900-08-20 09:00
1900-08-20 10:00
1900-08-20 11:00
1900-08-20 12:00
1900-08-20 13:00
1900-08-20 14:00
1900-08-20 15:00
1900-08-20 16:00
1900-08-20 17:00
1900-08-20 18:00
1900-08-20 19:00
1900-08-20 20:00
1900-08-20 21:00
1900-08-20 22:00
1900-08-20 23:00
1900-08-21
1900-08-21 01:00
1900-08-21 02:00
1900-08-21 03:00
1900-08-21 04:00
1900-08-21 05:00
1900-08-21 06:00
1900-08-21 07:00
1900-08-21 08:00
1900-08-21 09:00
1900-08-21 10:00
1900-08-21 11:00
1900-08-21 12:00
1900-08-21 13:00
1900-08-21 14:00
1900-08-21 15:00
1900-08-21 16:00
1900-08-21 17:00
1900-08-21 18:00
1900-08-21 19:00
1900-08-21 20:00
1900-08-21 21:00
1900-08-21 22:00
1900-08-21 23:00
1900-08-22
1900-08-22 01:00
1900-08-22 02:00
1900-08-22 03:00
1900-08-22 04:00
1900-08-22 05:00
1900-08-22 06:00
1900-08-22 07:00
1900-08-22 08:00
1900-08-22 09:00
1900-08-22 10:00
1900-08-22 11:00
1900-08-22 12:00
1900-08-22 13:00
1900-08-22 14:00
1900-08-22 15:00
1900-08-22 16:00
1900-08-22 17:00
1900-08-22 18:00
1900-08-22 19:00
1900-08-22 20:00
1900-08-22 21:00
1900-08-22 22:00
1900-08-22 23:00
1900-08-23
1900-08-23 01:00
1900-08-23 02:00
1900-08-23 03:00
1900-08-23 04:00
1900-08-23 05:00
1900-08-23 06:00
1900-08-23 07:00
1900-08-23 08:00
1900-08-23 09:00
1900-08-23 10:00
1900-08-23 11:00
1900-08-23 12:00
1900-08-23 13:00
1900-08-23 14:00
1900-08-23 15:00
1900-08-23 16:00
1900-08-23 17:00
1900-08-23 18:00
1900-08-23 19:00
1900-08-23 20:00
1900-08-23 21:00
1900-08-23 22:00
1900-08-23 23:00
1900-08-24
1900-08-24 01:00
1900-08-24 02:00
1900-08-24 03:00
1900-08-24 04:00
1900-08-24 05:00
1900-08-24 06:00
1900-08-24 07:00
1900-08-24 08:00
1900-08-24 09:00
1900-08-24 10:00
1900-08-24 11:00
1900-08-24 12:00
1900-08-24 13:00
1900-08-24 14:00
1900-08-24 15:00
1900-08-24 16:00
1900-08-24 17:00
1900-08-24 18:00
1900-08-24 19:00
1900-08-24 20:00
1900-08-24 21:00
1900-08-24 22:00
1900-08-24 23:00
1900-08-25
1900-08-25 01:00
1900-08-25 02:00
1900-08-25 03:00
1900-08-25 04:00
1900-08-25 05:00
1900-08-25 06:00
1900-08-25 07:00
1900-08-25 08:00
1900-08-25 09:00
1900-08-25 10:00
1900-08-25 11:00
1900-08-25 12:00
1900-08-25 13:00
1900-08-25 14:00
1900-08-25 15:00
1900-08-25 16:00
1900-08-25 17:00
1900-08-25 18:00
1900-08-25 19:00
1900-08-25 20:00
1900-08-25 21:00
1900-08-25 22:00
1900-08-25 23:00
1900-08-26
1900-08-26 01:00
1900-08-26 02:00
1900-08-26 03:00
1900-08-26 04:00
1900-08-26 05:00
1900-08-26 06:00
1900-08-26 07:00
1900-08-26 08:00
1900-08-26 09:00
1900-08-26 10:00
1900-08-26 11:00
1900-08-26 12:00
1900-08-26 13:00
1900-08-26 14:00
1900-08-26 15:00
1900-08-26 16:00
1900-08-26 17:00
1900-08-26 18:00
1900-08-26 19:00
1900-08-26 20:00
1900-08-26 21:00
1900-08-26 22:00
1900-08-26 23:00
1900-08-27
1900-08-27 01:00
1900-08-27 02:00
1900-08-27 03:00
1900-08-27 04:00
1900-08-27 05:00
1900-08-27 06:00
1900-08-27 07:00
1900-08-27 08:00
1900-08-27 09:00
1900-08-27 10:00
1900-08-27 11:00
1900-08-27 12:00
1900-08-27 13:00
1900-08-27 14:00
1900-08-27 15:00
1900-08-27 16:00
1900-08-27 17:00
1900-08-27 18:00
1900-08-27 19:00
1900-08-27 20:00
1900-08-27 21:00
1900-08-27 22:00
1900-08-27 23:00
1900-08-28
1900-08-28 01:00
1900-08-28 02:00
1900-08-28 03:00
1900-08-28 04:00
1900-08-28 05:00
1900-08-28 06:00
1900-08-28 07:00
1900-08-28 08:00
1900-08-28 09:00
1900-08-28 10:00
1900-08-28 11:00
1900-08-28 12:00
1900-08-28 13:00
1900-08-28 14:00
1900-08-28 15:00
1900-08-28 16:00
1900-08-28 17:00
1900-08-28 18:00
1900-08-28 19:00
1900-08-28 20:00
1900-08-28 21:00
1900-08-28 22:00
1900-08-28 23:00
1900-08-29
1900-08-29 01:00
1900-08-29 02:00
1900-08-29 03:00
1900-08-29 04:00
1900-08-29 05:00
1900-08-29 06:00
1900-08-29 07:00
1900-08-29 08:00
1900-08-29 09:00
1900-08-29 10:00
1900-08-29 11:00
1900-08-29 12:00
1900-08-29 13:00
1900-08-29 14:00
1900-08-29 15:00
1900-08-29 16:00
1900-08-29 17:00
1900-08-29 18:00
1900-08-29 19:00
1900-08-29 20:00
1900-08-29 21:00
1900-08-29 22:00
1900-08-29 23:00
1900-08-30
1900-08-30 01:00
1900-08-30 02:00
1900-08-30 03:00
1900-08-30 04:00
1900-08-30 05:00
1900-08-30 06:00
1900-08-30 07:00
1900-08-30 08:00
1900-08-30 09:00
1900-08-30 10:00
1900-08-30 11:00
1900-08-30 12:00
1900-08-30 13:00
1900-08-30 14:00
1900-08-30 15:00
1900-08-30 16:00
1900-08-30 17:00
1900-08-30 18:00
1900-08-30 19:00
1900-08-30 20:00
1900-08-30 21:00
1900-08-30 22:00
1900-08-30 23:00
1900-08-31
1900-08-31 01:00
1900-08-31 02:00
1900-08-31 03:00
1900-08-31 04:00
1900-08-31 05:00
1900-08-31 06:00
1900-08-31 07:00
1900-08-31 08:00
1900-08-31 09:00
1900-08-31 10:00
1900-08-31 11:00
1900-08-31 12:00
1900-08-31 13:00
1900-08-31 14:00
1900-08-31 15:00
1900-08-31 16:00
1900-08-31 17:00
1900-08-31 18:00
1900-08-31 19:00
1900-08-31 20:00
1900-08-31 21:00
1900-08-31 22:00
1900-08-31 23:00
1900-09-01
1900-09-01 01:00
1900-09-01 02:00
1900-09-01 03:00
1900-09-01 04:00
1900-09-01 05:00
1900-09-01 06:00
1900-09-01 07:00
1900-09-01 08:00
1900-09-01 09:00
1900-09-01 10:00
1900-09-01 11:00
1900-09-01 12:00
1900-09-01 13:00
1900-09-01 14:00
1900-09-01 15:00
1900-09-01 16:00
1900-09-01 17:00
1900-09-01 18:00
1900-09-01 19:00
1900-09-01 20:00
1900-09-01 21:00
1900-09-01 22:00
1900-09-01 23:00
1900-09-02
1900-09-02 01:00
1900-09-02 02:00
1900-09-02 03:00
1900-09-02 04:00
1900-09-02 05:00
1900-09-02 06:00
1900-09-02 07:00
1900-09-02 08:00
1900-09-02 09:00
1900-09-02 10:00
1900-09-02 11:00
1900-09-02 12:00
1900-09-02 13:00
1900-09-02 14:00
1900-09-02 15:00
1900-09-02 16:00
1900-09-02 17:00
1900-09-02 18:00
1900-09-02 19:00
1900-09-02 20:00
1900-09-02 21:00
1900-09-02 22:00
1900-09-02 23:00
1900-09-03
1900-09-03 01:00
1900-09-03 02:00
1900-09-03 03:00
1900-09-03 04:00
1900-09-03 05:00
1900-09-03 06:00
1900-09-03 07:00
1900-09-03 08:00
1900-09-03 09:00
1900-09-03 10:00
1900-09-03 11:00
1900-09-03 12:00
1900-09-03 13:00
1900-09-03 14:00
1900-09-03 15:00
1900-09-03 16:00
1900-09-03 17:00
1900-09-03 18:00
1900-09-03 19:00
1900-09-03 20:00
1900-09-03 21:00
1900-09-03 22:00
1900-09-03 23:00
1900-09-04
1900-09-04 01:00
1900-09-04 02:00
1900-09-04 03:00
1900-09-04 04:00
1900-09-04 05:00
1900-09-04 06:00
1900-09-04 07:00
1900-09-04 08:00
1900-09-04 09:00
1900-09-04 10:00
1900-09-04 11:00
1900-09-04 12:00
1900-09-04 13:00
1900-09-04 14:00
1900-09-04 15:00
1900-09-04 16:00
1900-09-04 17:00
1900-09-04 18:00
1900-09-04 19:00
1900-09-04 20:00
1900-09-04 21:00
1900-09-04 22:00
1900-09-04 23:00
1900-09-05
1900-09-05 01:00
1900-09-05 02:00
1900-09-05 03:00
1900-09-05 04:00
1900-09-05 05:00
1900-09-05 06:00
1900-09-05 07:00
1900-09-05 08:00
1900-09-05 09:00
1900-09-05 10:00
1900-09-05 11:00
1900-09-05 12:00
1900-09-05 13:00
1900-09-05 14:00
1900-09-05 15:00
1900-09-05 16:00
1900-09-05 17:00
1900-09-05 18:00
1900-09-05 19:00
1900-09-05 20:00
1900-09-05 21:00
1900-09-05 22:00
1900-09-05 23:00
1900-09-06
1900-09-06 01:00
1900-09-06 02:00
1900-09-06 03:00
1900-09-06 04:00
1900-09-06 05:00
1900-09-06 06:00
1900-09-06 07:00
1900-09-06 08:00
1900-09-06 09:00
1900-09-06 10:00
1900-09-06 11:00
1900-09-06 12:00
1900-09-06 13:00
1900-09-06 14:00
1900-09-06 15:00
1900-09-06 16:00
1900-09-06 17:00
1900-09-06 18:00
1900-09-06 19:00
1900-09-06 20:00
1900-09-06 21:00
1900-09-06 22:00
1900-09-06 23:00
1900-09-07
1900-09-07 01:00
1900-09-07 02:00
1900-09-07 03:00
1900-09-07 04:00
1900-09-07 05:00
1900-09-07 06:00
1900-09-07 07:00
1900-09-07 08:00
1900-09-07 09:00
1900-09-07 10:00
1900-09-07 11:00
1900-09-07 12:00
1900-09-07 13:00
1900-09-07 14:00
1900-09-07 15:00
1900-09-07 16:00
1900-09-07 17:00
1900-09-07 18:00
1900-09-07 19:00
1900-09-07 20:00
1900-09-07 21:00
1900-09-07 22:00
1900-09-07 23:00
1900-09-08
1900-09-08 01:00
1900-09-08 02:00
1900-09-08 03:00
1900-09-08 04:00
1900-09-08 05:00
1900-09-08 06:00
1900-09-08 07:00
1900-09-08 08:00
1900-09-08 09:00
1900-09-08 10:00
1900-09-08 11:00
1900-09-08 12:00
1900-09-08 13:00
1900-09-08 14:00
1900-09-08 15:00
1900-09-08 16:00
1900-09-08 17:00
1900-09-08 18:00
1900-09-08 19:00
1900-09-08 20:00
1900-09-08 21:00
1900-09-08 22:00
1900-09-08 23:00
1900-09-09
1900-09-09 01:00
1900-09-09 02:00
1900-09-09 03:00
1900-09-09 04:00
1900-09-09 05:00
1900-09-09 06:00
1900-09-09 07:00
1900-09-09 08:00
1900-09-09 09:00
1900-09-09 10:00
1900-09-09 11:00
1900-09-09 12:00
1900-09-09 13:00
1900-09-09 14:00
1900-09-09 15:00
1900-09-09 16:00
1900-09-09 17:00
1900-09-09 18:00
1900-09-09 19:00
1900-09-09 20:00
1900-09-09 21:00
1900-09-09 22:00
1900-09-09 23:00
1900-09-10
1900-09-10 01:00
1900-09-10 02:00
1900-09-10 03:00
1900-09-10 04:00
1900-09-10 05:00
1900-09-10 06:00
1900-09-10 07:00
1900-09-10 08:00
1900-09-10 09:00
1900-09-10 10:00
1900-09-10 11:00
1900-09-10 12:00
1900-09-10 13:00
1900-09-10 14:00
1900-09-10 15:00
1900-09-10 16:00
1900-09-10 17:00
1900-09-10 18:00
1900-09-10 19:00
1900-09-10 20:00
1900-09-10 21:00
1900-09-10 22:00
1900-09-10 23:00
1900-09-11
1900-09-11 01:00
1900-09-11 02:00
1900-09-11 03:00
1900-09-11 04:00
1900-09-11 05:00
1900-09-11 06:00
1900-09-11 07:00
1900-09-11 08:00
1900-09-11 09:00
1900-09-11 10:00
1900-09-11 11:00
1900-09-11 12:00
1900-09-11 13:00
1900-09-11 14:00
1900-09-11 15:00
1900-09-11 16:00
1900-09-11 17:00
1900-09-11 18:00
1900-09-11 19:00
1900-09-11 20:00
1900-09-11 21:00
1900-09-11 22:00
1900-09-11 23:00
1900-09-12
1900-09-12 01:00
1900-09-12 02:00
1900-09-12 03:00
1900-09-12 04:00
1900-09-12 05:00
1900-09-12 06:00
1900-09-12 07:00
1900-09-12 08:00
1900-09-12 09:00
1900-09-12 10:00
1900-09-12 11:00
1900-09-12 12:00
1900-09-12 13:00
1900-09-12 14:00
1900-09-12 15:00
1900-09-12 16:00
1900-09-12 17:00
1900-09-12 18:00
1900-09-12 19:00
1900-09-12 20:00
1900-09-12 21:00
1900-09-12 22:00
1900-09-12 23:00
1900-09-13
1900-09-13 01:00
1900-09-13 02:00
1900-09-13 03:00
1900-09-13 04:00
1900-09-13 05:00
1900-09-13 06:00
1900-09-13 07:00
1900-09-13 08:00
1900-09-13 09:00
1900-09-13 10:00
1900-09-13 11:00
1900-09-13 12:00
1900-09-13 13:00
1900-09-13 14:00
1900-09-13 15:00
1900-09-13 16:00
1900-09-13 17:00
1900-09-13 18:00
1900-09-13 19:00
1900-09-13 20:00
1900-09-13 21:00
1900-09-13 22:00
1900-09-13 23:00
1900-09-14
1900-09-14 01:00
1900-09-14 02:00
1900-09-14 03:00
1900-09-14 04:00
1900-09-14 05:00
1900-09-14 06:00
1900-09-14 07:00
1900-09-14 08:00
1900-09-14 09:00
1900-09-14 10:00
1900-09-14 11:00
1900-09-14 12:00
1900-09-14 13:00
1900-09-14 14:00
1900-09-14 15:00
1900-09-14 16:00
1900-09-14 17:00
1900-09-14 18:00
1900-09-14 19:00
1900-09-14 20:00
1900-09-14 21:00
1900-09-14 22:00
1900-09-14 23:00
1900-09-15
1900-09-15 01:00
1900-09-15 02:00
1900-09-15 03:00
1900-09-15 04:00
1900-09-15 05:00
1900-09-15 06:00
1900-09-15 07:00
1900-09-15 08:00
1900-09-15 09:00
1900-09-15 10:00
1900-09-15 11:00
1900-09-15 12:00
1900-09-15 13:00
1900-09-15 14:00
1900-09-15 15:00
1900-09-15 16:00
1900-09-15 17:00
1900-09-15 18:00
1900-09-15 19:00
1900-09-15 20:00
1900-09-15 21:00
1900-09-15 22:00
1900-09-15 23:00
1900-09-16
1900-09-16 01:00
1900-09-16 02:00
1900-09-16 03:00
1900-09-16 04:00
1900-09-16 05:00
1900-09-16 06:00
1900-09-16 07:00
1900-09-16 08:00
1900-09-16 09:00
1900-09-16 10:00
1900-09-16 11:00
1900-09-16 12:00
1900-09-16 13:00
1900-09-16 14:00
1900-09-16 15:00
1900-09-16 16:00
1900-09-16 17:00
1900-09-16 18:00
1900-09-16 19:00
1900-09-16 20:00
1900-09-16 21:00
1900-09-16 22:00
1900-09-16 23:00
1900-09-17
1900-09-17 01:00
1900-09-17 02:00
1900-09-17 03:00
1900-09-17 04:00
1900-09-17 05:00
1900-09-17 06:00
1900-09-17 07:00
1900-09-17 08:00
1900-09-17 09:00
1900-09-17 10:00
1900-09-17 11:00
1900-09-17 12:00
1900-09-17 13:00
1900-09-17 14:00
1900-09-17 15:00
1900-09-17 16:00
1900-09-17 17:00
1900-09-17 18:00
1900-09-17 19:00
1900-09-17 20:00
1900-09-17 21:00
1900-09-17 22:00
1900-09-17 23:00
1900-09-18
1900-09-18 01:00
1900-09-18 02:00
1900-09-18 03:00
1900-09-18 04:00
1900-09-18 05:00
1900-09-18 06:00
1900-09-18 07:00
1900-09-18 08:00
1900-09-18 09:00
1900-09-18 10:00
1900-09-18 11:00
1900-09-18 12:00
1900-09-18 13:00
1900-09-18 14:00
1900-09-18 15:00
1900-09-18 16:00
1900-09-18 17:00
1900-09-18 18:00
1900-09-18 19:00
1900-09-18 20:00
1900-09-18 21:00
1900-09-18 22:00
1900-09-18 23:00
1900-09-19
1900-09-19 01:00
1900-09-19 02:00
1900-09-19 03:00
1900-09-19 04:00
1900-09-19 05:00
1900-09-19 06:00
1900-09-19 07:00
1900-09-19 08:00
1900-09-19 09:00
1900-09-19 10:00
1900-09-19 11:00
1900-09-19 12:00
1900-09-19 13:00
1900-09-19 14:00
1900-09-19 15:00
1900-09-19 16:00
1900-09-19 17:00
1900-09-19 18:00
1900-09-19 19:00
1900-09-19 20:00
1900-09-19 21:00
1900-09-19 22:00
1900-09-19 23:00
1900-09-20
1900-09-20 01:00
1900-09-20 02:00
1900-09-20 03:00
1900-09-20 04:00
1900-09-20 05:00
1900-09-20 06:00
1900-09-20 07:00
1900-09-20 08:00
1900-09-20 09:00
1900-09-20 10:00
1900-09-20 11:00
1900-09-20 12:00
1900-09-20 13:00
1900-09-20 14:00
1900-09-20 15:00
1900-09-20 16:00
1900-09-20 17:00
1900-09-20 18:00
1900-09-20 19:00
1900-09-20 20:00
1900-09-20 21:00
1900-09-20 22:00
1900-09-20 23:00
1900-09-21
1900-09-21 01:00
1900-09-21 02:00
1900-09-21 03:00
1900-09-21 04:00
1900-09-21 05:00
1900-09-21 06:00
1900-09-21 07:00
1900-09-21 08:00
1900-09-21 09:00
1900-09-21 10:00
1900-09-21 11:00
1900-09-21 12:00
1900-09-21 13:00
1900-09-21 14:00
1900-09-21 15:00
1900-09-21 16:00
1900-09-21 17:00
1900-09-21 18:00
1900-09-21 19:00
1900-09-21 20:00
1900-09-21 21:00
1900-09-21 22:00
1900-09-21 23:00
1900-09-22
1900-09-22 01:00
1900-09-22 02:00
1900-09-22 03:00
1900-09-22 04:00
1900-09-22 05:00
1900-09-22 06:00
1900-09-22 07:00
1900-09-22 08:00
1900-09-22 09:00
1900-09-22 10:00
1900-09-22 11:00
1900-09-22 12:00
1900-09-22 13:00
1900-09-22 14:00
1900-09-22 15:00
1900-09-22 16:00
1900-09-22 17:00
1900-09-22 18:00
1900-09-22 19:00
1900-09-22 20:00
1900-09-22 21:00
1900-09-22 22:00
1900-09-22 23:00
1900-09-23
1900-09-23 01:00
1900-09-23 02:00
1900-09-23 03:00
1900-09-23 04:00
1900-09-23 05:00
1900-09-23 06:00
1900-09-23 07:00
1900-09-23 08:00
1900-09-23 09:00
1900-09-23 10:00
1900-09-23 11:00
1900-09-23 12:00
1900-09-23 13:00
1900-09-23 14:00
1900-09-23 15:00
1900-09-23 16:00
1900-09-23 17:00
1900-09-23 18:00
1900-09-23 19:00
1900-09-23 20:00
1900-09-23 21:00
1900-09-23 22:00
1900-09-23 23:00
1900-09-24
1900-09-24 01:00
1900-09-24 02:00
1900-09-24 03:00
1900-09-24 04:00
1900-09-24 05:00
1900-09-24 06:00
1900-09-24 07:00
1900-09-24 08:00
1900-09-24 09:00
1900-09-24 10:00
1900-09-24 11:00
1900-09-24 12:00
1900-09-24 13:00
1900-09-24 14:00
1900-09-24 15:00
1900-09-24 16:00
1900-09-24 17:00
1900-09-24 18:00
1900-09-24 19:00
1900-09-24 20:00
1900-09-24 21:00
1900-09-24 22:00
1900-09-24 23:00
1900-09-25
1900-09-25 01:00
1900-09-25 02:00
1900-09-25 03:00
1900-09-25 04:00
1900-09-25 05:00
1900-09-25 06:00
1900-09-25 07:00
1900-09-25 08:00
1900-09-25 09:00
1900-09-25 10:00
1900-09-25 11:00
1900-09-25 12:00
1900-09-25 13:00
1900-09-25 14:00
1900-09-25 15:00
1900-09-25 16:00
1900-09-25 17:00
1900-09-25 18:00
1900-09-25 19:00
1900-09-25 20:00
1900-09-25 21:00
1900-09-25 22:00
1900-09-25 23:00
1900-09-26
1900-09-26 01:00
1900-09-26 02:00
1900-09-26 03:00
1900-09-26 04:00
1900-09-26 05:00
1900-09-26 06:00
1900-09-26 07:00
1900-09-26 08:00
1900-09-26 09:00
1900-09-26 10:00
1900-09-26 11:00
1900-09-26 12:00
1900-09-26 13:00
1900-09-26 14:00
1900-09-26 15:00
1900-09-26 16:00
1900-09-26 17:00
1900-09-26 18:00
1900-09-26 19:00
1900-09-26 20:00
1900-09-26 21:00
1900-09-26 22:00
1900-09-26 23:00
1900-09-27
1900-09-27 01:00
1900-09-27 02:00
1900-09-27 03:00
1900-09-27 04:00
1900-09-27 05:00
1900-09-27 06:00
1900-09-27 07:00
1900-09-27 08:00
1900-09-27 09:00
1900-09-27 10:00
1900-09-27 11:00
1900-09-27 12:00
1900-09-27 13:00
1900-09-27 14:00
1900-09-27 15:00
1900-09-27 16:00
1900-09-27 17:00
1900-09-27 18:00
1900-09-27 19:00
1900-09-27 20:00
1900-09-27 21:00
1900-09-27 22:00
1900-09-27 23:00
1900-09-28
1900-09-28 01:00
1900-09-28 02:00
1900-09-28 03:00
1900-09-28 04:00
1900-09-28 05:00
1900-09-28 06:00
1900-09-28 07:00
1900-09-28 08:00
1900-09-28 09:00
1900-09-28 10:00
1900-09-28 11:00
1900-09-28 12:00
1900-09-28 13:00
1900-09-28 14:00
1900-09-28 15:00
1900-09-28 16:00
1900-09-28 17:00
1900-09-28 18:00
1900-09-28 19:00
1900-09-28 20:00
1900-09-28 21:00
1900-09-28 22:00
1900-09-28 23:00
1900-09-29
1900-09-29 01:00
1900-09-29 02:00
1900-09-29 03:00
1900-09-29 04:00
1900-09-29 05:00
1900-09-29 06:00
1900-09-29 07:00
1900-09-29 08:00
1900-09-29 09:00
1900-09-29 10:00
1900-09-29 11:00
1900-09-29 12:00
1900-09-29 13:00
1900-09-29 14:00
1900-09-29 15:00
1900-09-29 16:00
1900-09-29 17:00
1900-09-29 18:00
1900-09-29 19:00
1900-09-29 20:00
1900-09-29 21:00
1900-09-29 22:00
1900-09-29 23:00
1900-09-30
1900-09-30 01:00
1900-09-30 02:00
1900-09-30 03:00
1900-09-30 04:00
1900-09-30 05:00
1900-09-30 06:00
1900-09-30 07:00
1900-09-30 08:00
1900-09-30 09:00
1900-09-30 10:00
1900-09-30 11:00
1900-09-30 12:00
1900-09-30 13:00
1900-09-30 14:00
1900-09-30 15:00
1900-09-30 16:00
1900-09-30 17:00
1900-09-30 18:00
1900-09-30 19:00
1900-09-30 20:00
1900-09-30 21:00
1900-09-30 22:00
1900-09-30 23:00
1900-10-01
1900-10-01 01:00
1900-10-01 02:00
1900-10-01 03:00
1900-10-01 04:00
1900-10-01 05:00
1900-10-01 06:00
1900-10-01 07:00
1900-10-01 08:00
1900-10-01 09:00
1900-10-01 10:00
1900-10-01 11:00
1900-10-01 12:00
1900-10-01 13:00
1900-10-01 14:00
1900-10-01 15:00
1900-10-01 16:00
1900-10-01 17:00
1900-10-01 18:00
1900-10-01 19:00
1900-10-01 20:00
1900-10-01 21:00
1900-10-01 22:00
1900-10-01 23:00
1900-10-02
1900-10-02 01:00
1900-10-02 02:00
1900-10-02 03:00
1900-10-02 04:00
1900-10-02 05:00
1900-10-02 06:00
1900-10-02 07:00
1900-10-02 08:00
1900-10-02 09:00
1900-10-02 10:00
1900-10-02 11:00
1900-10-02 12:00
1900-10-02 13:00
1900-10-02 14:00
1900-10-02 15:00
1900-10-02 16:00
1900-10-02 17:00
1900-10-02 18:00
1900-10-02 19:00
1900-10-02 20:00
1900-10-02 21:00
1900-10-02 22:00
1900-10-02 23:00
1900-10-03
1900-10-03 01:00
1900-10-03 02:00
1900-10-03 03:00
1900-10-03 04:00
1900-10-03 05:00
1900-10-03 06:00
1900-10-03 07:00
1900-10-03 08:00
1900-10-03 09:00
1900-10-03 10:00
1900-10-03 11:00
1900-10-03 12:00
1900-10-03 13:00
1900-10-03 14:00
1900-10-03 15:00
1900-10-03 16:00
1900-10-03 17:00
1900-10-03 18:00
1900-10-03 19:00
1900-10-03 20:00
1900-10-03 21:00
1900-10-03 22:00
1900-10-03 23:00
1900-10-04
1900-10-04 01:00
1900-10-04 02:00
1900-10-04 03:00
1900-10-04 04:00
1900-10-04 05:00
1900-10-04 06:00
1900-10-04 07:00
1900-10-04 08:00
1900-10-04 09:00
1900-10-04 10:00
1900-10-04 11:00
1900-10-04 12:00
1900-10-04 13:00
1900-10-04 14:00
1900-10-04 15:00
1900-10-04 16:00
1900-10-04 17:00
1900-10-04 18:00
1900-10-04 19:00
1900-10-04 20:00
1900-10-04 21:00
1900-10-04 22:00
1900-10-04 23:00
1900-10-05
1900-10-05 01:00
1900-10-05 02:00
1900-10-05 03:00
1900-10-05 04:00
1900-10-05 05:00
1900-10-05 06:00
1900-10-05 07:00
1900-10-05 08:00
1900-10-05 09:00
1900-10-05 10:00
1900-10-05 11:00
1900-10-05 12:00
1900-10-05 13:00
1900-10-05 14:00
1900-10-05 15:00
1900-10-05 16:00
1900-10-05 17:00
1900-10-05 18:00
1900-10-05 19:00
1900-10-05 20:00
1900-10-05 21:00
1900-10-05 22:00
1900-10-05 23:00
1900-10-06
1900-10-06 01:00
1900-10-06 02:00
1900-10-06 03:00
1900-10-06 04:00
1900-10-06 05:00
1900-10-06 06:00
1900-10-06 07:00
1900-10-06 08:00
1900-10-06 09:00
1900-10-06 10:00
1900-10-06 11:00
1900-10-06 12:00
1900-10-06 13:00
1900-10-06 14:00
1900-10-06 15:00
1900-10-06 16:00
1900-10-06 17:00
1900-10-06 18:00
1900-10-06 19:00
1900-10-06 20:00
1900-10-06 21:00
1900-10-06 22:00
1900-10-06 23:00
1900-10-07
1900-10-07 01:00
1900-10-07 02:00
1900-10-07 03:00
1900-10-07 04:00
1900-10-07 05:00
1900-10-07 06:00
1900-10-07 07:00
1900-10-07 08:00
1900-10-07 09:00
1900-10-07 10:00
1900-10-07 11:00
1900-10-07 12:00
1900-10-07 13:00
1900-10-07 14:00
1900-10-07 15:00
1900-10-07 16:00
1900-10-07 17:00
1900-10-07 18:00
1900-10-07 19:00
1900-10-07 20:00
1900-10-07 21:00
1900-10-07 22:00
1900-10-07 23:00
1900-10-08
1900-10-08 01:00
1900-10-08 02:00
1900-10-08 03:00
1900-10-08 04:00
1900-10-08 05:00
1900-10-08 06:00
1900-10-08 07:00
1900-10-08 08:00
1900-10-08 09:00
1900-10-08 10:00
1900-10-08 11:00
1900-10-08 12:00
1900-10-08 13:00
1900-10-08 14:00
1900-10-08 15:00
1900-10-08 16:00
1900-10-08 17:00
1900-10-08 18:00
1900-10-08 19:00
1900-10-08 20:00
1900-10-08 21:00
1900-10-08 22:00
1900-10-08 23:00
1900-10-09
1900-10-09 01:00
1900-10-09 02:00
1900-10-09 03:00
1900-10-09 04:00
1900-10-09 05:00
1900-10-09 06:00
1900-10-09 07:00
1900-10-09 08:00
1900-10-09 09:00
1900-10-09 10:00
1900-10-09 11:00
1900-10-09 12:00
1900-10-09 13:00
1900-10-09 14:00
1900-10-09 15:00
1900-10-09 16:00
1900-10-09 17:00
1900-10-09 18:00
1900-10-09 19:00
1900-10-09 20:00
1900-10-09 21:00
1900-10-09 22:00
1900-10-09 23:00
1900-10-10
1900-10-10 01:00
1900-10-10 02:00
1900-10-10 03:00
1900-10-10 04:00
1900-10-10 05:00
1900-10-10 06:00
1900-10-10 07:00
1900-10-10 08:00
1900-10-10 09:00
1900-10-10 10:00
1900-10-10 11:00
1900-10-10 12:00
1900-10-10 13:00
1900-10-10 14:00
1900-10-10 15:00
1900-10-10 16:00
1900-10-10 17:00
1900-10-10 18:00
1900-10-10 19:00
1900-10-10 20:00
1900-10-10 21:00
1900-10-10 22:00
1900-10-10 23:00
1900-10-11
1900-10-11 01:00
1900-10-11 02:00
1900-10-11 03:00
1900-10-11 04:00
1900-10-11 05:00
1900-10-11 06:00
1900-10-11 07:00
1900-10-11 08:00
1900-10-11 09:00
1900-10-11 10:00
1900-10-11 11:00
1900-10-11 12:00
1900-10-11 13:00
1900-10-11 14:00
1900-10-11 15:00
1900-10-11 16:00
1900-10-11 17:00
1900-10-11 18:00
1900-10-11 19:00
1900-10-11 20:00
1900-10-11 21:00
1900-10-11 22:00
1900-10-11 23:00
1900-10-12
1900-10-12 01:00
1900-10-12 02:00
1900-10-12 03:00
1900-10-12 04:00
1900-10-12 05:00
1900-10-12 06:00
1900-10-12 07:00
1900-10-12 08:00
1900-10-12 09:00
1900-10-12 10:00
1900-10-12 11:00
1900-10-12 12:00
1900-10-12 13:00
1900-10-12 14:00
1900-10-12 15:00
1900-10-12 16:00
1900-10-12 17:00
1900-10-12 18:00
1900-10-12 19:00
1900-10-12 20:00
1900-10-12 21:00
1900-10-12 22:00
1900-10-12 23:00
1900-10-13
1900-10-13 01:00
1900-10-13 02:00
1900-10-13 03:00
1900-10-13 04:00
1900-10-13 05:00
1900-10-13 06:00
1900-10-13 07:00
1900-10-13 08:00
1900-10-13 09:00
1900-10-13 10:00
1900-10-13 11:00
1900-10-13 12:00
1900-10-13 13:00
1900-10-13 14:00
1900-10-13 15:00
1900-10-13 16:00
1900-10-13 17:00
1900-10-13 18:00
1900-10-13 19:00
1900-10-13 20:00
1900-10-13 21:00
1900-10-13 22:00
1900-10-13 23:00
1900-10-14
1900-10-14 01:00
1900-10-14 02:00
1900-10-14 03:00
1900-10-14 04:00
1900-10-14 05:00
1900-10-14 06:00
1900-10-14 07:00
1900-10-14 08:00
1900-10-14 09:00
1900-10-14 10:00
1900-10-14 11:00
1900-10-14 12:00
1900-10-14 13:00
1900-10-14 14:00
1900-10-14 15:00
1900-10-14 16:00
1900-10-14 17:00
1900-10-14 18:00
1900-10-14 19:00
1900-10-14 20:00
1900-10-14 21:00
1900-10-14 22:00
1900-10-14 23:00
1900-10-15
1900-10-15 01:00
1900-10-15 02:00
1900-10-15 03:00
1900-10-15 04:00
1900-10-15 05:00
1900-10-15 06:00
1900-10-15 07:00
1900-10-15 08:00
1900-10-15 09:00
1900-10-15 10:00
1900-10-15 11:00
1900-10-15 12:00
1900-10-15 13:00
1900-10-15 14:00
1900-10-15 15:00
1900-10-15 16:00
1900-10-15 17:00
1900-10-15 18:00
1900-10-15 19:00
1900-10-15 20:00
1900-10-15 21:00
1900-10-15 22:00
1900-10-15 23:00
1900-10-16
1900-10-16 01:00
1900-10-16 02:00
1900-10-16 03:00
1900-10-16 04:00
1900-10-16 05:00
1900-10-16 06:00
1900-10-16 07:00
1900-10-16 08:00
1900-10-16 09:00
1900-10-16 10:00
1900-10-16 11:00
1900-10-16 12:00
1900-10-16 13:00
1900-10-16 14:00
1900-10-16 15:00
1900-10-16 16:00
1900-10-16 17:00
1900-10-16 18:00
1900-10-16 19:00
1900-10-16 20:00
1900-10-16 21:00
1900-10-16 22:00
1900-10-16 23:00
1900-10-17
1900-10-17 01:00
1900-10-17 02:00
1900-10-17 03:00
1900-10-17 04:00
1900-10-17 05:00
1900-10-17 06:00
1900-10-17 07:00
1900-10-17 08:00
1900-10-17 09:00
1900-10-17 10:00
1900-10-17 11:00
1900-10-17 12:00
1900-10-17 13:00
1900-10-17 14:00
1900-10-17 15:00
1900-10-17 16:00
1900-10-17 17:00
1900-10-17 18:00
1900-10-17 19:00
1900-10-17 20:00
1900-10-17 21:00
1900-10-17 22:00
1900-10-17 23:00
1900-10-18
1900-10-18 01:00
1900-10-18 02:00
1900-10-18 03:00
1900-10-18 04:00
1900-10-18 05:00
1900-10-18 06:00
1900-10-18 07:00
1900-10-18 08:00
1900-10-18 09:00
1900-10-18 10:00
1900-10-18 11:00
1900-10-18 12:00
1900-10-18 13:00
1900-10-18 14:00
1900-10-18 15:00
1900-10-18 16:00
1900-10-18 17:00
1900-10-18 18:00
1900-10-18 19:00
1900-10-18 20:00
1900-10-18 21:00
1900-10-18 22:00
1900-10-18 23:00
1900-10-19
1900-10-19 01:00
1900-10-19 02:00
1900-10-19 03:00
1900-10-19 04:00
1900-10-19 05:00
1900-10-19 06:00
1900-10-19 07:00
1900-10-19 08:00
1900-10-19 09:00
1900-10-19 10:00
1900-10-19 11:00
1900-10-19 12:00
1900-10-19 13:00
1900-10-19 14:00
1900-10-19 15:00
1900-10-19 16:00
1900-10-19 17:00
1900-10-19 18:00
1900-10-19 19:00
1900-10-19 20:00
1900-10-19 21:00
1900-10-19 22:00
1900-10-19 23:00
1900-10-20
1900-10-20 01:00
1900-10-20 02:00
1900-10-20 03:00
1900-10-20 04:00
1900-10-20 05:00
1900-10-20 06:00
1900-10-20 07:00
1900-10-20 08:00
1900-10-20 09:00
1900-10-20 10:00
1900-10-20 11:00
1900-10-20 12:00
1900-10-20 13:00
1900-10-20 14:00
1900-10-20 15:00
1900-10-20 16:00
1900-10-20 17:00
1900-10-20 18:00
1900-10-20 19:00
1900-10-20 20:00
1900-10-20 21:00
1900-10-20 22:00
1900-10-20 23:00
1900-10-21
1900-10-21 01:00
1900-10-21 02:00
1900-10-21 03:00
1900-10-21 04:00
1900-10-21 05:00
1900-10-21 06:00
1900-10-21 07:00
1900-10-21 08:00
1900-10-21 09:00
1900-10-21 10:00
1900-10-21 11:00
1900-10-21 12:00
1900-10-21 13:00
1900-10-21 14:00
1900-10-21 15:00
1900-10-21 16:00
1900-10-21 17:00
1900-10-21 18:00
1900-10-21 19:00
1900-10-21 20:00
1900-10-21 21:00
1900-10-21 22:00
1900-10-21 23:00
1900-10-22
1900-10-22 01:00
1900-10-22 02:00
1900-10-22 03:00
1900-10-22 04:00
1900-10-22 05:00
1900-10-22 06:00
1900-10-22 07:00
1900-10-22 08:00
1900-10-22 09:00
1900-10-22 10:00
1900-10-22 11:00
1900-10-22 12:00
1900-10-22 13:00
1900-10-22 14:00
1900-10-22 15:00
1900-10-22 16:00
1900-10-22 17:00
1900-10-22 18:00
1900-10-22 19:00
1900-10-22 20:00
1900-10-22 21:00
1900-10-22 22:00
1900-10-22 23:00
1900-10-23
1900-10-23 01:00
1900-10-23 02:00
1900-10-23 03:00
1900-10-23 04:00
1900-10-23 05:00
1900-10-23 06:00
1900-10-23 07:00
1900-10-23 08:00
1900-10-23 09:00
1900-10-23 10:00
1900-10-23 11:00
1900-10-23 12:00
1900-10-23 13:00
1900-10-23 14:00
1900-10-23 15:00
1900-10-23 16:00
1900-10-23 17:00
1900-10-23 18:00
1900-10-23 19:00
1900-10-23 20:00
1900-10-23 21:00
1900-10-23 22:00
1900-10-23 23:00
1900-10-24
1900-10-24 01:00
1900-10-24 02:00
1900-10-24 03:00
1900-10-24 04:00
1900-10-24 05:00
1900-10-24 06:00
1900-10-24 07:00
1900-10-24 08:00
1900-10-24 09:00
1900-10-24 10:00
1900-10-24 11:00
1900-10-24 12:00
1900-10-24 13:00
1900-10-24 14:00
1900-10-24 15:00
1900-10-24 16:00
1900-10-24 17:00
1900-10-24 18:00
1900-10-24 19:00
1900-10-24 20:00
1900-10-24 21:00
1900-10-24 22:00
1900-10-24 23:00
1900-10-25
1900-10-25 01:00
1900-10-25 02:00
1900-10-25 03:00
1900-10-25 04:00
1900-10-25 05:00
1900-10-25 06:00
1900-10-25 07:00
1900-10-25 08:00
1900-10-25 09:00
1900-10-25 10:00
1900-10-25 11:00
1900-10-25 12:00
1900-10-25 13:00
1900-10-25 14:00
1900-10-25 15:00
1900-10-25 16:00
1900-10-25 17:00
1900-10-25 18:00
1900-10-25 19:00
1900-10-25 20:00
1900-10-25 21:00
1900-10-25 22:00
1900-10-25 23:00
1900-10-26
1900-10-26 01:00
1900-10-26 02:00
1900-10-26 03:00
1900-10-26 04:00
1900-10-26 05:00
1900-10-26 06:00
1900-10-26 07:00
1900-10-26 08:00
1900-10-26 09:00
1900-10-26 10:00
1900-10-26 11:00
1900-10-26 12:00
1900-10-26 13:00
1900-10-26 14:00
1900-10-26 15:00
1900-10-26 16:00
1900-10-26 17:00
1900-10-26 18:00
1900-10-26 19:00
1900-10-26 20:00
1900-10-26 21:00
1900-10-26 22:00
1900-10-26 23:00
1900-10-27
1900-10-27 01:00
1900-10-27 02:00
1900-10-27 03:00
1900-10-27 04:00
1900-10-27 05:00
1900-10-27 06:00
1900-10-27 07:00
1900-10-27 08:00
1900-10-27 09:00
1900-10-27 10:00
1900-10-27 11:00
1900-10-27 12:00
1900-10-27 13:00
1900-10-27 14:00
1900-10-27 15:00
1900-10-27 16:00
1900-10-27 17:00
1900-10-27 18:00
1900-10-27 19:00
1900-10-27 20:00
1900-10-27 21:00
1900-10-27 22:00
1900-10-27 23:00
1900-10-28
1900-10-28 01:00
1900-10-28 02:00
1900-10-28 03:00
1900-10-28 04:00
1900-10-28 05:00
1900-10-28 06:00
1900-10-28 07:00
1900-10-28 08:00
1900-10-28 09:00
1900-10-28 10:00
1900-10-28 11:00
1900-10-28 12:00
1900-10-28 13:00
1900-10-28 14:00
1900-10-28 15:00
1900-10-28 16:00
1900-10-28 17:00
1900-10-28 18:00
1900-10-28 19:00
1900-10-28 20:00
1900-10-28 21:00
1900-10-28 22:00
1900-10-28 23:00
1900-10-29
1900-10-29 01:00
1900-10-29 02:00
1900-10-29 03:00
1900-10-29 04:00
1900-10-29 05:00
1900-10-29 06:00
1900-10-29 07:00
1900-10-29 08:00
1900-10-29 09:00
1900-10-29 10:00
1900-10-29 11:00
1900-10-29 12:00
1900-10-29 13:00
1900-10-29 14:00
1900-10-29 15:00
1900-10-29 16:00
1900-10-29 17:00
1900-10-29 18:00
1900-10-29 19:00
1900-10-29 20:00
1900-10-29 21:00
1900-10-29 22:00
1900-10-29 23:00
1900-10-30
1900-10-30 01:00
1900-10-30 02:00
1900-10-30 03:00
1900-10-30 04:00
1900-10-30 05:00
1900-10-30 06:00
1900-10-30 07:00
1900-10-30 08:00
1900-10-30 09:00
1900-10-30 10:00
1900-10-30 11:00
1900-10-30 12:00
1900-10-30 13:00
1900-10-30 14:00
1900-10-30 15:00
1900-10-30 16:00
1900-10-30 17:00
1900-10-30 18:00
1900-10-30 19:00
1900-10-30 20:00
1900-10-30 21:00
1900-10-30 22:00
1900-10-30 23:00
1900-10-31
1900-10-31 01:00
1900-10-31 02:00
1900-10-31 03:00
1900-10-31 04:00
1900-10-31 05:00
1900-10-31 06:00
1900-10-31 07:00
1900-10-31 08:00
1900-10-31 09:00
1900-10-31 10:00
1900-10-31 11:00
1900-10-31 12:00
1900-10-31 13:00
1900-10-31 14:00
1900-10-31 15:00
1900-10-31 16:00
1900-10-31 17:00
1900-10-31 18:00
1900-10-31 19:00
1900-10-31 20:00
1900-10-31 21:00
1900-10-31 22:00
1900-10-31 23:00
1900-11-01
1900-11-01 01:00
1900-11-01 02:00
1900-11-01 03:00
1900-11-01 04:00
1900-11-01 05:00
1900-11-01 06:00
1900-11-01 07:00
1900-11-01 08:00
1900-11-01 09:00
1900-11-01 10:00
1900-11-01 11:00
1900-11-01 12:00
1900-11-01 13:00
1900-11-01 14:00
1900-11-01 15:00
1900-11-01 16:00
1900-11-01 17:00
1900-11-01 18:00
1900-11-01 19:00
1900-11-01 20:00
1900-11-01 21:00
1900-11-01 22:00
1900-11-01 23:00
1900-11-02
1900-11-02 01:00
1900-11-02 02:00
1900-11-02 03:00
1900-11-02 04:00
1900-11-02 05:00
1900-11-02 06:00
1900-11-02 07:00
1900-11-02 08:00
1900-11-02 09:00
1900-11-02 10:00
1900-11-02 11:00
1900-11-02 12:00
1900-11-02 13:00
1900-11-02 14:00
1900-11-02 15:00
1900-11-02 16:00
1900-11-02 17:00
1900-11-02 18:00
1900-11-02 19:00
1900-11-02 20:00
1900-11-02 21:00
1900-11-02 22:00
1900-11-02 23:00
1900-11-03
1900-11-03 01:00
1900-11-03 02:00
1900-11-03 03:00
1900-11-03 04:00
1900-11-03 05:00
1900-11-03 06:00
1900-11-03 07:00
1900-11-03 08:00
1900-11-03 09:00
1900-11-03 10:00
1900-11-03 11:00
1900-11-03 12:00
1900-11-03 13:00
1900-11-03 14:00
1900-11-03 15:00
1900-11-03 16:00
1900-11-03 17:00
1900-11-03 18:00
1900-11-03 19:00
1900-11-03 20:00
1900-11-03 21:00
1900-11-03 22:00
1900-11-03 23:00
1900-11-04
1900-11-04 01:00
1900-11-04 02:00
1900-11-04 03:00
1900-11-04 04:00
1900-11-04 05:00
1900-11-04 06:00
1900-11-04 07:00
1900-11-04 08:00
1900-11-04 09:00
1900-11-04 10:00
1900-11-04 11:00
1900-11-04 12:00
1900-11-04 13:00
1900-11-04 14:00
1900-11-04 15:00
1900-11-04 16:00
1900-11-04 17:00
1900-11-04 18:00
1900-11-04 19:00
1900-11-04 20:00
1900-11-04 21:00
1900-11-04 22:00
1900-11-04 23:00
1900-11-05
1900-11-05 01:00
1900-11-05 02:00
1900-11-05 03:00
1900-11-05 04:00
1900-11-05 05:00
1900-11-05 06:00
1900-11-05 07:00
1900-11-05 08:00
1900-11-05 09:00
1900-11-05 10:00
1900-11-05 11:00
1900-11-05 12:00
1900-11-05 13:00
1900-11-05 14:00
1900-11-05 15:00
1900-11-05 16:00
1900-11-05 17:00
1900-11-05 18:00
1900-11-05 19:00
1900-11-05 20:00
1900-11-05 21:00
1900-11-05 22:00
1900-11-05 23:00
1900-11-06
1900-11-06 01:00
1900-11-06 02:00
1900-11-06 03:00
1900-11-06 04:00
1900-11-06 05:00
1900-11-06 06:00
1900-11-06 07:00
1900-11-06 08:00
1900-11-06 09:00
1900-11-06 10:00
1900-11-06 11:00
1900-11-06 12:00
1900-11-06 13:00
1900-11-06 14:00
1900-11-06 15:00
1900-11-06 16:00
1900-11-06 17:00
1900-11-06 18:00
1900-11-06 19:00
1900-11-06 20:00
1900-11-06 21:00
1900-11-06 22:00
1900-11-06 23:00
1900-11-07
1900-11-07 01:00
1900-11-07 02:00
1900-11-07 03:00
1900-11-07 04:00
1900-11-07 05:00
1900-11-07 06:00
1900-11-07 07:00
1900-11-07 08:00
1900-11-07 09:00
1900-11-07 10:00
1900-11-07 11:00
1900-11-07 12:00
1900-11-07 13:00
1900-11-07 14:00
1900-11-07 15:00
1900-11-07 16:00
1900-11-07 17:00
1900-11-07 18:00
1900-11-07 19:00
1900-11-07 20:00
1900-11-07 21:00
1900-11-07 22:00
1900-11-07 23:00
1900-11-08
1900-11-08 01:00
1900-11-08 02:00
1900-11-08 03:00
1900-11-08 04:00
1900-11-08 05:00
1900-11-08 06:00
1900-11-08 07:00
1900-11-08 08:00
1900-11-08 09:00
1900-11-08 10:00
1900-11-08 11:00
1900-11-08 12:00
1900-11-08 13:00
1900-11-08 14:00
1900-11-08 15:00
1900-11-08 16:00
1900-11-08 17:00
1900-11-08 18:00
1900-11-08 19:00
1900-11-08 20:00
1900-11-08 21:00
1900-11-08 22:00
1900-11-08 23:00
1900-11-09
1900-11-09 01:00
1900-11-09 02:00
1900-11-09 03:00
1900-11-09 04:00
1900-11-09 05:00
1900-11-09 06:00
1900-11-09 07:00
1900-11-09 08:00
1900-11-09 09:00
1900-11-09 10:00
1900-11-09 11:00
1900-11-09 12:00
1900-11-09 13:00
1900-11-09 14:00
1900-11-09 15:00
1900-11-09 16:00
1900-11-09 17:00
1900-11-09 18:00
1900-11-09 19:00
1900-11-09 20:00
1900-11-09 21:00
1900-11-09 22:00
1900-11-09 23:00
1900-11-10
1900-11-10 01:00
1900-11-10 02:00
1900-11-10 03:00
1900-11-10 04:00
1900-11-10 05:00
1900-11-10 06:00
1900-11-10 07:00
1900-11-10 08:00
1900-11-10 09:00
1900-11-10 10:00
1900-11-10 11:00
1900-11-10 12:00
1900-11-10 13:00
1900-11-10 14:00
1900-11-10 15:00
1900-11-10 16:00
1900-11-10 17:00
1900-11-10 18:00
1900-11-10 19:00
1900-11-10 20:00
1900-11-10 21:00
1900-11-10 22:00
1900-11-10 23:00
1900-11-11
1900-11-11 01:00
1900-11-11 02:00
1900-11-11 03:00
1900-11-11 04:00
1900-11-11 05:00
1900-11-11 06:00
1900-11-11 07:00
1900-11-11 08:00
1900-11-11 09:00
1900-11-11 10:00
1900-11-11 11:00
1900-11-11 12:00
1900-11-11 13:00
1900-11-11 14:00
1900-11-11 15:00
1900-11-11 16:00
1900-11-11 17:00
1900-11-11 18:00
1900-11-11 19:00
1900-11-11 20:00
1900-11-11 21:00
1900-11-11 22:00
1900-11-11 23:00
1900-11-12
1900-11-12 01:00
1900-11-12 02:00
1900-11-12 03:00
1900-11-12 04:00
1900-11-12 05:00
1900-11-12 06:00
1900-11-12 07:00
1900-11-12 08:00
1900-11-12 09:00
1900-11-12 10:00
1900-11-12 11:00
1900-11-12 12:00
1900-11-12 13:00
1900-11-12 14:00
1900-11-12 15:00
1900-11-12 16:00
1900-11-12 17:00
1900-11-12 18:00
1900-11-12 19:00
1900-11-12 20:00
1900-11-12 21:00
1900-11-12 22:00
1900-11-12 23:00
1900-11-13
1900-11-13 01:00
1900-11-13 02:00
1900-11-13 03:00
1900-11-13 04:00
1900-11-13 05:00
1900-11-13 06:00
1900-11-13 07:00
1900-11-13 08:00
1900-11-13 09:00
1900-11-13 10:00
1900-11-13 11:00
1900-11-13 12:00
1900-11-13 13:00
1900-11-13 14:00
1900-11-13 15:00
1900-11-13 16:00
1900-11-13 17:00
1900-11-13 18:00
1900-11-13 19:00
1900-11-13 20:00
1900-11-13 21:00
1900-11-13 22:00
1900-11-13 23:00
1900-11-14
1900-11-14 01:00
1900-11-14 02:00
1900-11-14 03:00
1900-11-14 04:00
1900-11-14 05:00
1900-11-14 06:00
1900-11-14 07:00
1900-11-14 08:00
1900-11-14 09:00
1900-11-14 10:00
1900-11-14 11:00
1900-11-14 12:00
1900-11-14 13:00
1900-11-14 14:00
1900-11-14 15:00
1900-11-14 16:00
1900-11-14 17:00
1900-11-14 18:00
1900-11-14 19:00
1900-11-14 20:00
1900-11-14 21:00
1900-11-14 22:00
1900-11-14 23:00
1900-11-15
1900-11-15 01:00
1900-11-15 02:00
1900-11-15 03:00
1900-11-15 04:00
1900-11-15 05:00
1900-11-15 06:00
1900-11-15 07:00
1900-11-15 08:00
1900-11-15 09:00
1900-11-15 10:00
1900-11-15 11:00
1900-11-15 12:00
1900-11-15 13:00
1900-11-15 14:00
1900-11-15 15:00
1900-11-15 16:00
1900-11-15 17:00
1900-11-15 18:00
1900-11-15 19:00
1900-11-15 20:00
1900-11-15 21:00
1900-11-15 22:00
1900-11-15 23:00
1900-11-16
1900-11-16 01:00
1900-11-16 02:00
1900-11-16 03:00
1900-11-16 04:00
1900-11-16 05:00
1900-11-16 06:00
1900-11-16 07:00
1900-11-16 08:00
1900-11-16 09:00
1900-11-16 10:00
1900-11-16 11:00
1900-11-16 12:00
1900-11-16 13:00
1900-11-16 14:00
1900-11-16 15:00
1900-11-16 16:00
1900-11-16 17:00
1900-11-16 18:00
1900-11-16 19:00
1900-11-16 20:00
1900-11-16 21:00
1900-11-16 22:00
1900-11-16 23:00
1900-11-17
1900-11-17 01:00
1900-11-17 02:00
1900-11-17 03:00
1900-11-17 04:00
1900-11-17 05:00
1900-11-17 06:00
1900-11-17 07:00
1900-11-17 08:00
1900-11-17 09:00
1900-11-17 10:00
1900-11-17 11:00
1900-11-17 12:00
1900-11-17 13:00
1900-11-17 14:00
1900-11-17 15:00
1900-11-17 16:00
1900-11-17 17:00
1900-11-17 18:00
1900-11-17 19:00
1900-11-17 20:00
1900-11-17 21:00
1900-11-17 22:00
1900-11-17 23:00
1900-11-18
1900-11-18 01:00
1900-11-18 02:00
1900-11-18 03:00
1900-11-18 04:00
1900-11-18 05:00
1900-11-18 06:00
1900-11-18 07:00
1900-11-18 08:00
1900-11-18 09:00
1900-11-18 10:00
1900-11-18 11:00
1900-11-18 12:00
1900-11-18 13:00
1900-11-18 14:00
1900-11-18 15:00
1900-11-18 16:00
1900-11-18 17:00
1900-11-18 18:00
1900-11-18 19:00
1900-11-18 20:00
1900-11-18 21:00
1900-11-18 22:00
1900-11-18 23:00
1900-11-19
1900-11-19 01:00
1900-11-19 02:00
1900-11-19 03:00
1900-11-19 04:00
1900-11-19 05:00
1900-11-19 06:00
1900-11-19 07:00
1900-11-19 08:00
1900-11-19 09:00
1900-11-19 10:00
1900-11-19 11:00
1900-11-19 12:00
1900-11-19 13:00
1900-11-19 14:00
1900-11-19 15:00
1900-11-19 16:00
1900-11-19 17:00
1900-11-19 18:00
1900-11-19 19:00
1900-11-19 20:00
1900-11-19 21:00
1900-11-19 22:00
1900-11-19 23:00
1900-11-20
1900-11-20 01:00
1900-11-20 02:00
1900-11-20 03:00
1900-11-20 04:00
1900-11-20 05:00
1900-11-20 06:00
1900-11-20 07:00
1900-11-20 08:00
1900-11-20 09:00
1900-11-20 10:00
1900-11-20 11:00
1900-11-20 12:00
1900-11-20 13:00
1900-11-20 14:00
1900-11-20 15:00
1900-11-20 16:00
1900-11-20 17:00
1900-11-20 18:00
1900-11-20 19:00
1900-11-20 20:00
1900-11-20 21:00
1900-11-20 22:00
1900-11-20 23:00
1900-11-21
1900-11-21 01:00
1900-11-21 02:00
1900-11-21 03:00
1900-11-21 04:00
1900-11-21 05:00
1900-11-21 06:00
1900-11-21 07:00
1900-11-21 08:00
1900-11-21 09:00
1900-11-21 10:00
1900-11-21 11:00
1900-11-21 12:00
1900-11-21 13:00
1900-11-21 14:00
1900-11-21 15:00
1900-11-21 16:00
1900-11-21 17:00
1900-11-21 18:00
1900-11-21 19:00
1900-11-21 20:00
1900-11-21 21:00
1900-11-21 22:00
1900-11-21 23:00
1900-11-22
1900-11-22 01:00
1900-11-22 02:00
1900-11-22 03:00
1900-11-22 04:00
1900-11-22 05:00
1900-11-22 06:00
1900-11-22 07:00
1900-11-22 08:00
1900-11-22 09:00
1900-11-22 10:00
1900-11-22 11:00
1900-11-22 12:00
1900-11-22 13:00
1900-11-22 14:00
1900-11-22 15:00
1900-11-22 16:00
1900-11-22 17:00
1900-11-22 18:00
1900-11-22 19:00
1900-11-22 20:00
1900-11-22 21:00
1900-11-22 22:00
1900-11-22 23:00
1900-11-23
1900-11-23 01:00
1900-11-23 02:00
1900-11-23 03:00
1900-11-23 04:00
1900-11-23 05:00
1900-11-23 06:00
1900-11-23 07:00
1900-11-23 08:00
1900-11-23 09:00
1900-11-23 10:00
1900-11-23 11:00
1900-11-23 12:00
1900-11-23 13:00
1900-11-23 14:00
1900-11-23 15:00
1900-11-23 16:00
1900-11-23 17:00
1900-11-23 18:00
1900-11-23 19:00
1900-11-23 20:00
1900-11-23 21:00
1900-11-23 22:00
1900-11-23 23:00
1900-11-24
1900-11-24 01:00
1900-11-24 02:00
1900-11-24 03:00
1900-11-24 04:00
1900-11-24 05:00
1900-11-24 06:00
1900-11-24 07:00
1900-11-24 08:00
1900-11-24 09:00
1900-11-24 10:00
1900-11-24 11:00
1900-11-24 12:00
1900-11-24 13:00
1900-11-24 14:00
1900-11-24 15:00
1900-11-24 16:00
1900-11-24 17:00
1900-11-24 18:00
1900-11-24 19:00
1900-11-24 20:00
1900-11-24 21:00
1900-11-24 22:00
1900-11-24 23:00
1900-11-25
1900-11-25 01:00
1900-11-25 02:00
1900-11-25 03:00
1900-11-25 04:00
1900-11-25 05:00
1900-11-25 06:00
1900-11-25 07:00
1900-11-25 08:00
1900-11-25 09:00
1900-11-25 10:00
1900-11-25 11:00
1900-11-25 12:00
1900-11-25 13:00
1900-11-25 14:00
1900-11-25 15:00
1900-11-25 16:00
1900-11-25 17:00
1900-11-25 18:00
1900-11-25 19:00
1900-11-25 20:00
1900-11-25 21:00
1900-11-25 22:00
1900-11-25 23:00
1900-11-26
1900-11-26 01:00
1900-11-26 02:00
1900-11-26 03:00
1900-11-26 04:00
1900-11-26 05:00
1900-11-26 06:00
1900-11-26 07:00
1900-11-26 08:00
1900-11-26 09:00
1900-11-26 10:00
1900-11-26 11:00
1900-11-26 12:00
1900-11-26 13:00
1900-11-26 14:00
1900-11-26 15:00
1900-11-26 16:00
1900-11-26 17:00
1900-11-26 18:00
1900-11-26 19:00
1900-11-26 20:00
1900-11-26 21:00
1900-11-26 22:00
1900-11-26 23:00
1900-11-27
1900-11-27 01:00
1900-11-27 02:00
1900-11-27 03:00
1900-11-27 04:00
1900-11-27 05:00
1900-11-27 06:00
1900-11-27 07:00
1900-11-27 08:00
1900-11-27 09:00
1900-11-27 10:00
1900-11-27 11:00
1900-11-27 12:00
1900-11-27 13:00
1900-11-27 14:00
1900-11-27 15:00
1900-11-27 16:00
1900-11-27 17:00
1900-11-27 18:00
1900-11-27 19:00
1900-11-27 20:00
1900-11-27 21:00
1900-11-27 22:00
1900-11-27 23:00
1900-11-28
1900-11-28 01:00
1900-11-28 02:00
1900-11-28 03:00
1900-11-28 04:00
1900-11-28 05:00
1900-11-28 06:00
1900-11-28 07:00
1900-11-28 08:00
1900-11-28 09:00
1900-11-28 10:00
1900-11-28 11:00
1900-11-28 12:00
1900-11-28 13:00
1900-11-28 14:00
1900-11-28 15:00
1900-11-28 16:00
1900-11-28 17:00
1900-11-28 18:00
1900-11-28 19:00
1900-11-28 20:00
1900-11-28 21:00
1900-11-28 22:00
1900-11-28 23:00
1900-11-29
1900-11-29 01:00
1900-11-29 02:00
1900-11-29 03:00
1900-11-29 04:00
1900-11-29 05:00
1900-11-29 06:00
1900-11-29 07:00
1900-11-29 08:00
1900-11-29 09:00
1900-11-29 10:00
1900-11-29 11:00
1900-11-29 12:00
1900-11-29 13:00
1900-11-29 14:00
1900-11-29 15:00
1900-11-29 16:00
1900-11-29 17:00
1900-11-29 18:00
1900-11-29 19:00
1900-11-29 20:00
1900-11-29 21:00
1900-11-29 22:00
1900-11-29 23:00
1900-11-30
1900-11-30 01:00
1900-11-30 02:00
1900-11-30 03:00
1900-11-30 04:00
1900-11-30 05:00
1900-11-30 06:00
1900-11-30 07:00
1900-11-30 08:00
1900-11-30 09:00
1900-11-30 10:00
1900-11-30 11:00
1900-11-30 12:00
1900-11-30 13:00
1900-11-30 14:00
1900-11-30 15:00
1900-11-30 16:00
1900-11-30 17:00
1900-11-30 18:00
1900-11-30 19:00
1900-11-30 20:00
1900-11-30 21:00
1900-11-30 22:00
1900-11-30 23:00
1900-12-01
1900-12-01 01:00
1900-12-01 02:00
1900-12-01 03:00
1900-12-01 04:00
1900-12-01 05:00
1900-12-01 06:00
1900-12-01 07:00
1900-12-01 08:00
1900-12-01 09:00
1900-12-01 10:00
1900-12-01 11:00
1900-12-01 12:00
1900-12-01 13:00
1900-12-01 14:00
1900-12-01 15:00
1900-12-01 16:00
1900-12-01 17:00
1900-12-01 18:00
1900-12-01 19:00
1900-12-01 20:00
1900-12-01 21:00
1900-12-01 22:00
1900-12-01 23:00
1900-12-02
1900-12-02 01:00
1900-12-02 02:00
1900-12-02 03:00
1900-12-02 04:00
1900-12-02 05:00
1900-12-02 06:00
1900-12-02 07:00
1900-12-02 08:00
1900-12-02 09:00
1900-12-02 10:00
1900-12-02 11:00
1900-12-02 12:00
1900-12-02 13:00
1900-12-02 14:00
1900-12-02 15:00
1900-12-02 16:00
1900-12-02 17:00
1900-12-02 18:00
1900-12-02 19:00
1900-12-02 20:00
1900-12-02 21:00
1900-12-02 22:00
1900-12-02 23:00
1900-12-03
1900-12-03 01:00
1900-12-03 02:00
1900-12-03 03:00
1900-12-03 04:00
1900-12-03 05:00
1900-12-03 06:00
1900-12-03 07:00
1900-12-03 08:00
1900-12-03 09:00
1900-12-03 10:00
1900-12-03 11:00
1900-12-03 12:00
1900-12-03 13:00
1900-12-03 14:00
1900-12-03 15:00
1900-12-03 16:00
1900-12-03 17:00
1900-12-03 18:00
1900-12-03 19:00
1900-12-03 20:00
1900-12-03 21:00
1900-12-03 22:00
1900-12-03 23:00
1900-12-04
1900-12-04 01:00
1900-12-04 02:00
1900-12-04 03:00
1900-12-04 04:00
1900-12-04 05:00
1900-12-04 06:00
1900-12-04 07:00
1900-12-04 08:00
1900-12-04 09:00
1900-12-04 10:00
1900-12-04 11:00
1900-12-04 12:00
1900-12-04 13:00
1900-12-04 14:00
1900-12-04 15:00
1900-12-04 16:00
1900-12-04 17:00
1900-12-04 18:00
1900-12-04 19:00
1900-12-04 20:00
1900-12-04 21:00
1900-12-04 22:00
1900-12-04 23:00
1900-12-05
1900-12-05 01:00
1900-12-05 02:00
1900-12-05 03:00
1900-12-05 04:00
1900-12-05 05:00
1900-12-05 06:00
1900-12-05 07:00
1900-12-05 08:00
1900-12-05 09:00
1900-12-05 10:00
1900-12-05 11:00
1900-12-05 12:00
1900-12-05 13:00
1900-12-05 14:00
1900-12-05 15:00
1900-12-05 16:00
1900-12-05 17:00
1900-12-05 18:00
1900-12-05 19:00
1900-12-05 20:00
1900-12-05 21:00
1900-12-05 22:00
1900-12-05 23:00
1900-12-06
1900-12-06 01:00
1900-12-06 02:00
1900-12-06 03:00
1900-12-06 04:00
1900-12-06 05:00
1900-12-06 06:00
1900-12-06 07:00
1900-12-06 08:00
1900-12-06 09:00
1900-12-06 10:00
1900-12-06 11:00
1900-12-06 12:00
1900-12-06 13:00
1900-12-06 14:00
1900-12-06 15:00
1900-12-06 16:00
1900-12-06 17:00
1900-12-06 18:00
1900-12-06 19:00
1900-12-06 20:00
1900-12-06 21:00
1900-12-06 22:00
1900-12-06 23:00
1900-12-07
1900-12-07 01:00
1900-12-07 02:00
1900-12-07 03:00
1900-12-07 04:00
1900-12-07 05:00
1900-12-07 06:00
1900-12-07 07:00
1900-12-07 08:00
1900-12-07 09:00
1900-12-07 10:00
1900-12-07 11:00
1900-12-07 12:00
1900-12-07 13:00
1900-12-07 14:00
1900-12-07 15:00
1900-12-07 16:00
1900-12-07 17:00
1900-12-07 18:00
1900-12-07 19:00
1900-12-07 20:00
1900-12-07 21:00
1900-12-07 22:00
1900-12-07 23:00
1900-12-08
1900-12-08 01:00
1900-12-08 02:00
1900-12-08 03:00
1900-12-08 04:00
1900-12-08 05:00
1900-12-08 06:00
1900-12-08 07:00
1900-12-08 08:00
1900-12-08 09:00
1900-12-08 10:00
1900-12-08 11:00
1900-12-08 12:00
1900-12-08 13:00
1900-12-08 14:00
1900-12-08 15:00
1900-12-08 16:00
1900-12-08 17:00
1900-12-08 18:00
1900-12-08 19:00
1900-12-08 20:00
1900-12-08 21:00
1900-12-08 22:00
1900-12-08 23:00
1900-12-09
1900-12-09 01:00
1900-12-09 02:00
1900-12-09 03:00
1900-12-09 04:00
1900-12-09 05:00
1900-12-09 06:00
1900-12-09 07:00
1900-12-09 08:00
1900-12-09 09:00
1900-12-09 10:00
1900-12-09 11:00
1900-12-09 12:00
1900-12-09 13:00
1900-12-09 14:00
1900-12-09 15:00
1900-12-09 16:00
1900-12-09 17:00
1900-12-09 18:00
1900-12-09 19:00
1900-12-09 20:00
1900-12-09 21:00
1900-12-09 22:00
1900-12-09 23:00
1900-12-10
1900-12-10 01:00
1900-12-10 02:00
1900-12-10 03:00
1900-12-10 04:00
1900-12-10 05:00
1900-12-10 06:00
1900-12-10 07:00
1900-12-10 08:00
1900-12-10 09:00
1900-12-10 10:00
1900-12-10 11:00
1900-12-10 12:00
1900-12-10 13:00
1900-12-10 14:00
1900-12-10 15:00
1900-12-10 16:00
1900-12-10 17:00
1900-12-10 18:00
1900-12-10 19:00
1900-12-10 20:00
1900-12-10 21:00
1900-12-10 22:00
1900-12-10 23:00
1900-12-11
1900-12-11 01:00
1900-12-11 02:00
1900-12-11 03:00
1900-12-11 04:00
1900-12-11 05:00
1900-12-11 06:00
1900-12-11 07:00
1900-12-11 08:00
1900-12-11 09:00
1900-12-11 10:00
1900-12-11 11:00
1900-12-11 12:00
1900-12-11 13:00
1900-12-11 14:00
1900-12-11 15:00
1900-12-11 16:00
1900-12-11 17:00
1900-12-11 18:00
1900-12-11 19:00
1900-12-11 20:00
1900-12-11 21:00
1900-12-11 22:00
1900-12-11 23:00
1900-12-12
1900-12-12 01:00
1900-12-12 02:00
1900-12-12 03:00
1900-12-12 04:00
1900-12-12 05:00
1900-12-12 06:00
1900-12-12 07:00
1900-12-12 08:00
1900-12-12 09:00
1900-12-12 10:00
1900-12-12 11:00
1900-12-12 12:00
1900-12-12 13:00
1900-12-12 14:00
1900-12-12 15:00
1900-12-12 16:00
1900-12-12 17:00
1900-12-12 18:00
1900-12-12 19:00
1900-12-12 20:00
1900-12-12 21:00
1900-12-12 22:00
1900-12-12 23:00
1900-12-13
1900-12-13 01:00
1900-12-13 02:00
1900-12-13 03:00
1900-12-13 04:00
1900-12-13 05:00
1900-12-13 06:00
1900-12-13 07:00
1900-12-13 08:00
1900-12-13 09:00
1900-12-13 10:00
1900-12-13 11:00
1900-12-13 12:00
1900-12-13 13:00
1900-12-13 14:00
1900-12-13 15:00
1900-12-13 16:00
1900-12-13 17:00
1900-12-13 18:00
1900-12-13 19:00
1900-12-13 20:00
1900-12-13 21:00
1900-12-13 22:00
1900-12-13 23:00
1900-12-14
1900-12-14 01:00
1900-12-14 02:00
1900-12-14 03:00
1900-12-14 04:00
1900-12-14 05:00
1900-12-14 06:00
1900-12-14 07:00
1900-12-14 08:00
1900-12-14 09:00
1900-12-14 10:00
1900-12-14 11:00
1900-12-14 12:00
1900-12-14 13:00
1900-12-14 14:00
1900-12-14 15:00
1900-12-14 16:00
1900-12-14 17:00
1900-12-14 18:00
1900-12-14 19:00
1900-12-14 20:00
1900-12-14 21:00
1900-12-14 22:00
1900-12-14 23:00
1900-12-15
1900-12-15 01:00
1900-12-15 02:00
1900-12-15 03:00
1900-12-15 04:00
1900-12-15 05:00
1900-12-15 06:00
1900-12-15 07:00
1900-12-15 08:00
1900-12-15 09:00
1900-12-15 10:00
1900-12-15 11:00
1900-12-15 12:00
1900-12-15 13:00
1900-12-15 14:00
1900-12-15 15:00
1900-12-15 16:00
1900-12-15 17:00
1900-12-15 18:00
1900-12-15 19:00
1900-12-15 20:00
1900-12-15 21:00
1900-12-15 22:00
1900-12-15 23:00
1900-12-16
1900-12-16 01:00
1900-12-16 02:00
1900-12-16 03:00
1900-12-16 04:00
1900-12-16 05:00
1900-12-16 06:00
1900-12-16 07:00
1900-12-16 08:00
1900-12-16 09:00
1900-12-16 10:00
1900-12-16 11:00
1900-12-16 12:00
1900-12-16 13:00
1900-12-16 14:00
1900-12-16 15:00
1900-12-16 16:00
1900-12-16 17:00
1900-12-16 18:00
1900-12-16 19:00
1900-12-16 20:00
1900-12-16 21:00
1900-12-16 22:00
1900-12-16 23:00
1900-12-17
1900-12-17 01:00
1900-12-17 02:00
1900-12-17 03:00
1900-12-17 04:00
1900-12-17 05:00
1900-12-17 06:00
1900-12-17 07:00
1900-12-17 08:00
1900-12-17 09:00
1900-12-17 10:00
1900-12-17 11:00
1900-12-17 12:00
1900-12-17 13:00
1900-12-17 14:00
1900-12-17 15:00
1900-12-17 16:00
1900-12-17 17:00
1900-12-17 18:00
1900-12-17 19:00
1900-12-17 20:00
1900-12-17 21:00
1900-12-17 22:00
1900-12-17 23:00
1900-12-18
1900-12-18 01:00
1900-12-18 02:00
1900-12-18 03:00
1900-12-18 04:00
1900-12-18 05:00
1900-12-18 06:00
1900-12-18 07:00
1900-12-18 08:00
1900-12-18 09:00
1900-12-18 10:00
1900-12-18 11:00
1900-12-18 12:00
1900-12-18 13:00
1900-12-18 14:00
1900-12-18 15:00
1900-12-18 16:00
1900-12-18 17:00
1900-12-18 18:00
1900-12-18 19:00
1900-12-18 20:00
1900-12-18 21:00
1900-12-18 22:00
1900-12-18 23:00
1900-12-19
1900-12-19 01:00
1900-12-19 02:00
1900-12-19 03:00
1900-12-19 04:00
1900-12-19 05:00
1900-12-19 06:00
1900-12-19 07:00
1900-12-19 08:00
1900-12-19 09:00
1900-12-19 10:00
1900-12-19 11:00
1900-12-19 12:00
1900-12-19 13:00
1900-12-19 14:00
1900-12-19 15:00
1900-12-19 16:00
1900-12-19 17:00
1900-12-19 18:00
1900-12-19 19:00
1900-12-19 20:00
1900-12-19 21:00
1900-12-19 22:00
1900-12-19 23:00
1900-12-20
1900-12-20 01:00
1900-12-20 02:00
1900-12-20 03:00
1900-12-20 04:00
1900-12-20 05:00
1900-12-20 06:00
1900-12-20 07:00
1900-12-20 08:00
1900-12-20 09:00
1900-12-20 10:00
1900-12-20 11:00
1900-12-20 12:00
1900-12-20 13:00
1900-12-20 14:00
1900-12-20 15:00
1900-12-20 16:00
1900-12-20 17:00
1900-12-20 18:00
1900-12-20 19:00
1900-12-20 20:00
1900-12-20 21:00
1900-12-20 22:00
1900-12-20 23:00
1900-12-21
1900-12-21 01:00
1900-12-21 02:00
1900-12-21 03:00
1900-12-21 04:00
1900-12-21 05:00
1900-12-21 06:00
1900-12-21 07:00
1900-12-21 08:00
1900-12-21 09:00
1900-12-21 10:00
1900-12-21 11:00
1900-12-21 12:00
1900-12-21 13:00
1900-12-21 14:00
1900-12-21 15:00
1900-12-21 16:00
1900-12-21 17:00
1900-12-21 18:00
1900-12-21 19:00
1900-12-21 20:00
1900-12-21 21:00
1900-12-21 22:00
1900-12-21 23:00
1900-12-22
1900-12-22 01:00
1900-12-22 02:00
1900-12-22 03:00
1900-12-22 04:00
1900-12-22 05:00
1900-12-22 06:00
1900-12-22 07:00
1900-12-22 08:00
1900-12-22 09:00
1900-12-22 10:00
1900-12-22 11:00
1900-12-22 12:00
1900-12-22 13:00
1900-12-22 14:00
1900-12-22 15:00
1900-12-22 16:00
1900-12-22 17:00
1900-12-22 18:00
1900-12-22 19:00
1900-12-22 20:00
1900-12-22 21:00
1900-12-22 22:00
1900-12-22 23:00
1900-12-23
1900-12-23 01:00
1900-12-23 02:00
1900-12-23 03:00
1900-12-23 04:00
1900-12-23 05:00
1900-12-23 06:00
1900-12-23 07:00
1900-12-23 08:00
1900-12-23 09:00
1900-12-23 10:00
1900-12-23 11:00
1900-12-23 12:00
1900-12-23 13:00
1900-12-23 14:00
1900-12-23 15:00
1900-12-23 16:00
1900-12-23 17:00
1900-12-23 18:00
1900-12-23 19:00
1900-12-23 20:00
1900-12-23 21:00
1900-12-23 22:00
1900-12-23 23:00
1900-12-24
1900-12-24 01:00
1900-12-24 02:00
1900-12-24 03:00
1900-12-24 04:00
1900-12-24 05:00
1900-12-24 06:00
1900-12-24 07:00
1900-12-24 08:00
1900-12-24 09:00
1900-12-24 10:00
1900-12-24 11:00
1900-12-24 12:00
1900-12-24 13:00
1900-12-24 14:00
1900-12-24 15:00
1900-12-24 16:00
1900-12-24 17:00
1900-12-24 18:00
1900-12-24 19:00
1900-12-24 20:00
1900-12-24 21:00
1900-12-24 22:00
1900-12-24 23:00
1900-12-25
1900-12-25 01:00
1900-12-25 02:00
1900-12-25 03:00
1900-12-25 04:00
1900-12-25 05:00
1900-12-25 06:00
1900-12-25 07:00
1900-12-25 08:00
1900-12-25 09:00
1900-12-25 10:00
1900-12-25 11:00
1900-12-25 12:00
1900-12-25 13:00
1900-12-25 14:00
1900-12-25 15:00
1900-12-25 16:00
1900-12-25 17:00
1900-12-25 18:00
1900-12-25 19:00
1900-12-25 20:00
1900-12-25 21:00
1900-12-25 22:00
1900-12-25 23:00
1900-12-26
1900-12-26 01:00
1900-12-26 02:00
1900-12-26 03:00
1900-12-26 04:00
1900-12-26 05:00
1900-12-26 06:00
1900-12-26 07:00
1900-12-26 08:00
1900-12-26 09:00
1900-12-26 10:00
1900-12-26 11:00
1900-12-26 12:00
1900-12-26 13:00
1900-12-26 14:00
1900-12-26 15:00
1900-12-26 16:00
1900-12-26 17:00
1900-12-26 18:00
1900-12-26 19:00
1900-12-26 20:00
1900-12-26 21:00
1900-12-26 22:00
1900-12-26 23:00
1900-12-27
1900-12-27 01:00
1900-12-27 02:00
1900-12-27 03:00
1900-12-27 04:00
1900-12-27 05:00
1900-12-27 06:00
1900-12-27 07:00
1900-12-27 08:00
1900-12-27 09:00
1900-12-27 10:00
1900-12-27 11:00
1900-12-27 12:00
1900-12-27 13:00
1900-12-27 14:00
1900-12-27 15:00
1900-12-27 16:00
1900-12-27 17:00
1900-12-27 18:00
1900-12-27 19:00
1900-12-27 20:00
1900-12-27 21:00
1900-12-27 22:00
1900-12-27 23:00
1900-12-28
1900-12-28 01:00
1900-12-28 02:00
1900-12-28 03:00
1900-12-28 04:00
1900-12-28 05:00
1900-12-28 06:00
1900-12-28 07:00
1900-12-28 08:00
1900-12-28 09:00
1900-12-28 10:00
1900-12-28 11:00
1900-12-28 12:00
1900-12-28 13:00
1900-12-28 14:00
1900-12-28 15:00
1900-12-28 16:00
1900-12-28 17:00
1900-12-28 18:00
1900-12-28 19:00
1900-12-28 20:00
1900-12-28 21:00
1900-12-28 22:00
1900-12-28 23:00
1900-12-29
1900-12-29 01:00
1900-12-29 02:00
1900-12-29 03:00
1900-12-29 04:00
1900-12-29 05:00
1900-12-29 06:00
1900-12-29 07:00
1900-12-29 08:00
1900-12-29 09:00
1900-12-29 10:00
1900-12-29 11:00
1900-12-29 12:00
1900-12-29 13:00
1900-12-29 14:00
1900-12-29 15:00
1900-12-29 16:00
1900-12-29 17:00
1900-12-29 18:00
1900-12-29 19:00
1900-12-29 20:00
1900-12-29 21:00
1900-12-29 22:00
1900-12-29 23:00
1900-12-30
1900-12-30 01:00
1900-12-30 02:00
1900-12-30 03:00
1900-12-30 04:00
1900-12-30 05:00
1900-12-30 06:00
1900-12-30 07:00
1900-12-30 08:00
1900-12-30 09:00
1900-12-30 10:00
1900-12-30 11:00
1900-12-30 12:00
1900-12-30 13:00
1900-12-30 14:00
1900-12-30 15:00
1900-12-30 16:00
1900-12-30 17:00
1900-12-30 18:00
1900-12-30 19:00
1900-12-30 20:00
1900-12-30 21:00
1900-12-30 22:00
1900-12-30 23:00
1900-12-31
1900-12-31 01:00
1900-12-31 02:00
1900-12-31 03:00
1900-12-31 04:00
1900-12-31 05:00
1900-12-31 06:00
1900-12-31 07:00
1900-12-31 08:00
1900-12-31 09:00
1900-12-31 10:00
1900-12-31 11:00
1900-12-31 12:00
1900-12-31 13:00
1900-12-31 14:00
1900-12-31 15:00
1900-12-31 16:00
1900-12-31 17:00
1900-12-31 18:00
1900-12-31 19:00
1900-12-31 20:00
1900-12-31 21:00
1900-12-31 22:00
1900-12-31 23:00
1901-01-01
1901-01-01 01:00
1901-01-01 02:00
1901-01-01 03:00
1901-01-01 04:00
1901-01-01 05:00
1901-01-01 06:00
1901-01-01 07:00
1901-01-01 08:00
1901-01-01 09:00
1901-01-01 10:00
1901-01-01 11:00
1901-01-01 12:00
1901-01-01 13:00
1901-01-01 14:00
1901-01-01 15:00
1901-01-01 16:00
1901-01-01 17:00
1901-01-01 18:00
1901-01-01 19:00
1901-01-01 20:00
1901-01-01 21:00
1901-01-01 22:00
1901-01-01 23:00
1901-01-02
1901-01-02 01:00
1901-01-02 02:00
1901-01-02 03:00
1901-01-02 04:00
1901-01-02 05:00
1901-01-02 06:00
1901-01-02 07:00
1901-01-02 08:00
1901-01-02 09:00
1901-01-02 10:00
1901-01-02 11:00
1901-01-02 12:00
1901-01-02 13:00
1901-01-02 14:00
1901-01-02 15:00
1901-01-02 16:00
1901-01-02 17:00
1901-01-02 18:00
1901-01-02 19:00
1901-01-02 20:00
1901-01-02 21:00
1901-01-02 22:00
1901-01-02 23:00
1901-01-03
1901-01-03 01:00
1901-01-03 02:00
1901-01-03 03:00
1901-01-03 04:00
1901-01-03 05:00
1901-01-03 06:00
1901-01-03 07:00
1901-01-03 08:00
1901-01-03 09:00
1901-01-03 10:00
1901-01-03 11:00
1901-01-03 12:00
1901-01-03 13:00
1901-01-03 14:00
1901-01-03 15:00
1901-01-03 16:00
1901-01-03 17:00
1901-01-03 18:00
1901-01-03 19:00
1901-01-03 20:00
1901-01-03 21:00
1901-01-03 22:00
1901-01-03 23:00
1901-01-04
1901-01-04 01:00
1901-01-04 02:00
1901-01-04 03:00
1901-01-04 04:00
1901-01-04 05:00
1901-01-04 06:00
1901-01-04 07:00
1901-01-04 08:00
1901-01-04 09:00
1901-01-04 10:00
1901-01-04 11:00
1901-01-04 12:00
1901-01-04 13:00
1901-01-04 14:00
1901-01-04 15:00
1901-01-04 16:00
1901-01-04 17:00
1901-01-04 18:00
1901-01-04 19:00
1901-01-04 20:00
1901-01-04 21:00
1901-01-04 22:00
1901-01-04 23:00
1901-01-05
1901-01-05 01:00
1901-01-05 02:00
1901-01-05 03:00
1901-01-05 04:00
1901-01-05 05:00
1901-01-05 06:00
1901-01-05 07:00
1901-01-05 08:00
1901-01-05 09:00
1901-01-05 10:00
1901-01-05 11:00
1901-01-05 12:00
1901-01-05 13:00
1901-01-05 14:00
1901-01-05 15:00
1901-01-05 16:00
1901-01-05 17:00
1901-01-05 18:00
1901-01-05 19:00
1901-01-05 20:00
1901-01-05 21:00
1901-01-05 22:00
1901-01-05 23:00
1901-01-06
1901-01-06 01:00
1901-01-06 02:00
1901-01-06 03:00
1901-01-06 04:00
1901-01-06 05:00
1901-01-06 06:00
1901-01-06 07:00
1901-01-06 08:00
1901-01-06 09:00
1901-01-06 10:00
1901-01-06 11:00
1901-01-06 12:00
1901-01-06 13:00
1901-01-06 14:00
1901-01-06 15:00
1901-01-06 16:00
1901-01-06 17:00
1901-01-06 18:00
1901-01-06 19:00
1901-01-06 20:00
1901-01-06 21:00
1901-01-06 22:00
1901-01-06 23:00
1901-01-07
1901-01-07 01:00
1901-01-07 02:00
1901-01-07 03:00
1901-01-07 04:00
1901-01-07 05:00
1901-01-07 06:00
1901-01-07 07:00
1901-01-07 08:00
1901-01-07 09:00
1901-01-07 10:00
1901-01-07 11:00
1901-01-07 12:00
1901-01-07 13:00
1901-01-07 14:00
1901-01-07 15:00
1901-01-07 16:00
1901-01-07 17:00
1901-01-07 18:00
1901-01-07 19:00
1901-01-07 20:00
1901-01-07 21:00
1901-01-07 22:00
1901-01-07 23:00
1901-01-08
1901-01-08 01:00
1901-01-08 02:00
1901-01-08 03:00
1901-01-08 04:00
1901-01-08 05:00
1901-01-08 06:00
1901-01-08 07:00
1901-01-08 08:00
1901-01-08 09:00
1901-01-08 10:00
1901-01-08 11:00
1901-01-08 12:00
1901-01-08 13:00
1901-01-08 14:00
1901-01-08 15:00
1901-01-08 16:00
1901-01-08 17:00
1901-01-08 18:00
1901-01-08 19:00
1901-01-08 20:00
1901-01-08 21:00
1901-01-08 22:00
1901-01-08 23:00
1901-01-09
1901-01-09 01:00
1901-01-09 02:00
1901-01-09 03:00
1901-01-09 04:00
1901-01-09 05:00
1901-01-09 06:00
1901-01-09 07:00
1901-01-09 08:00
1901-01-09 09:00
1901-01-09 10:00
1901-01-09 11:00
1901-01-09 12:00
1901-01-09 13:00
1901-01-09 14:00
1901-01-09 15:00
1901-01-09 16:00
1901-01-09 17:00
1901-01-09 18:00
1901-01-09 19:00
1901-01-09 20:00
1901-01-09 21:00
1901-01-09 22:00
1901-01-09 23:00
1901-01-10
1901-01-10 01:00
1901-01-10 02:00
1901-01-10 03:00
1901-01-10 04:00
1901-01-10 05:00
1901-01-10 06:00
1901-01-10 07:00
1901-01-10 08:00
1901-01-10 09:00
1901-01-10 10:00
1901-01-10 11:00
1901-01-10 12:00
1901-01-10 13:00
1901-01-10 14:00
1901-01-10 15:00
1901-01-10 16:00
1901-01-10 17:00
1901-01-10 18:00
1901-01-10 19:00
1901-01-10 20:00
1901-01-10 21:00
1901-01-10 22:00
1901-01-10 23:00
1901-01-11
1901-01-11 01:00
1901-01-11 02:00
1901-01-11 03:00
1901-01-11 04:00
1901-01-11 05:00
1901-01-11 06:00
1901-01-11 07:00
1901-01-11 08:00
1901-01-11 09:00
1901-01-11 10:00
1901-01-11 11:00
1901-01-11 12:00
1901-01-11 13:00
1901-01-11 14:00
1901-01-11 15:00
1901-01-11 16:00
1901-01-11 17:00
1901-01-11 18:00
1901-01-11 19:00
1901-01-11 20:00
1901-01-11 21:00
1901-01-11 22:00
1901-01-11 23:00
1901-01-12
1901-01-12 01:00
1901-01-12 02:00
1901-01-12 03:00
1901-01-12 04:00
1901-01-12 05:00
1901-01-12 06:00
1901-01-12 07:00
1901-01-12 08:00
1901-01-12 09:00
1901-01-12 10:00
1901-01-12 11:00
1901-01-12 12:00
1901-01-12 13:00
1901-01-12 14:00
1901-01-12 15:00
1901-01-12 16:00
1901-01-12 17:00
1901-01-12 18:00
1901-01-12 19:00
1901-01-12 20:00
1901-01-12 21:00
1901-01-12 22:00
1901-01-12 23:00
1901-01-13
1901-01-13 01:00
1901-01-13 02:00
1901-01-13 03:00
1901-01-13 04:00
1901-01-13 05:00
1901-01-13 06:00
1901-01-13 07:00
1901-01-13 08:00
1901-01-13 09:00
1901-01-13 10:00
1901-01-13 11:00
1901-01-13 12:00
1901-01-13 13:00
1901-01-13 14:00
1901-01-13 15:00
1901-01-13 16:00
1901-01-13 17:00
1901-01-13 18:00
1901-01-13 19:00
1901-01-13 20:00
1901-01-13 21:00
1901-01-13 22:00
1901-01-13 23:00
1901-01-14
1901-01-14 01:00
1901-01-14 02:00
1901-01-14 03:00
1901-01-14 04:00
1901-01-14 05:00
1901-01-14 06:00
1901-01-14 07:00
1901-01-14 08:00
1901-01-14 09:00
1901-01-14 10:00
1901-01-14 11:00
1901-01-14 12:00
1901-01-14 13:00
1901-01-14 14:00
1901-01-14 15:00
1901-01-14 16:00
1901-01-14 17:00
1901-01-14 18:00
1901-01-14 19:00
1901-01-14 20:00
1901-01-14 21:00
1901-01-14 22:00
1901-01-14 23:00
1901-01-15
1901-01-15 01:00
1901-01-15 02:00
1901-01-15 03:00
1901-01-15 04:00
1901-01-15 05:00
1901-01-15 06:00
1901-01-15 07:00
1901-01-15 08:00
1901-01-15 09:00
1901-01-15 10:00
1901-01-15 11:00
1901-01-15 12:00
1901-01-15 13:00
1901-01-15 14:00
1901-01-15 15:00
1901-01-15 16:00
1901-01-15 17:00
1901-01-15 18:00
1901-01-15 19:00
1901-01-15 20:00
1901-01-15 21:00
1901-01-15 22:00
1901-01-15 23:00
1901-01-16
1901-01-16 01:00
1901-01-16 02:00
1901-01-16 03:00
1901-01-16 04:00
1901-01-16 05:00
1901-01-16 06:00
1901-01-16 07:00
1901-01-16 08:00
1901-01-16 09:00
1901-01-16 10:00
1901-01-16 11:00
1901-01-16 12:00
1901-01-16 13:00
1901-01-16 14:00
1901-01-16 15:00
1901-01-16 16:00
1901-01-16 17:00
1901-01-16 18:00
1901-01-16 19:00
1901-01-16 20:00
1901-01-16 21:00
1901-01-16 22:00
1901-01-16 23:00
1901-01-17
1901-01-17 01:00
1901-01-17 02:00
1901-01-17 03:00
1901-01-17 04:00
1901-01-17 05:00
1901-01-17 06:00
1901-01-17 07:00
1901-01-17 08:00
1901-01-17 09:00
1901-01-17 10:00
1901-01-17 11:00
1901-01-17 12:00
1901-01-17 13:00
1901-01-17 14:00
1901-01-17 15:00
1901-01-17 16:00
1901-01-17 17:00
1901-01-17 18:00
1901-01-17 19:00
1901-01-17 20:00
1901-01-17 21:00
1901-01-17 22:00
1901-01-17 23:00
1901-01-18
1901-01-18 01:00
1901-01-18 02:00
1901-01-18 03:00
1901-01-18 04:00
1901-01-18 05:00
1901-01-18 06:00
1901-01-18 07:00
1901-01-18 08:00
1901-01-18 09:00
1901-01-18 10:00
1901-01-18 11:00
1901-01-18 12:00
1901-01-18 13:00
1901-01-18 14:00
1901-01-18 15:00
1901-01-18 16:00
1901-01-18 17:00
1901-01-18 18:00
1901-01-18 19:00
1901-01-18 20:00
1901-01-18 21:00
1901-01-18 22:00
Formulas:
Start Date = IFERROR([Start Date, row above]+1/24,"")

## STEP 3g Local Bias Adjustment 7 (hidden)
[17 empty] | Bias 3 Period | Triplicate Average | Reference Conc+ | Tube 1 µgm-3 | Tube 2 µgm-3 | Tube 3 µgm-3 | Average | Montlhly df | Coefficient of Variation (CV) | STDEV ^2 * df | Period Mean | Ref/Tub_1 | Ref/Tub_2 | Ref/Tub_3 | Average Ref/Tub |  | STDEV ^2 | STDEV ^2 * df | Data Capture | Tub/Ref_1 | Tub/Ref_2 | Tub/Ref_3 | Average Ref/Tub |  | STDEV ^2 * df | Cm | Dm
[17 empty] | 1 | Poor Data | Poor Data | * | * | * | * | * | * | * | * | * | * | * | * | * | * | * | * | * | * | * | * | * | * | * | *
| Local Bias Adjustment 7 | [15 empty] | 2 | Poor Data | Poor Data | * | * | * | * | * | * | * | * | * | * | * | * | * | * | * | * | * | * | * | * | * | * | * | *
[9 empty] | 1 | [7 empty] | 3 | Poor Data | Poor Data | * | * | * | * | * | * | * | * | * | * | * | * | * | * | * | * | * | * | * | * | * | * | * | *
| Enter data into the pink cells | [7 empty] | 2 | [7 empty] | 4 | Poor Data | Poor Data | * | * | * | * | * | * | * | * | * | * | * | * | * | * | * | * | * | * | * | * | * | * | * | *
[9 empty] | 3 | [7 empty] | 5 | Poor Data | Poor Data | * | * | * | * | * | * | * | * | * | * | * | * | * | * | * | * | * | * | * | * | * | * | * | *
[9 empty] | 4 | [7 empty] | 6 | Poor Data | Poor Data | * | * | * | * | * | * | * | * | * | * | * | * | * | * | * | * | * | * | * | * | * | * | * | *
i) Enter co-located diffusion tube period means | [16 empty] | 7 | Poor Data | Poor Data | * | * | * | * | * | * | * | * | * | * | * | * | * | * | * | * | * | * | * | * | * | * | * | *
[17 empty] | 8 | Poor Data | Poor Data | * | * | * | * | * | * | * | * | * | * | * | * | * | * | * | * | * | * | * | * | * | * | * | *
Period | NO2 Period Mean (µg/m3) |  |  | Triplicate Mean | Standard Deviation | Coefficient of Variation (CV) | 95% CI of Mean | Data Quality Check | [8 empty] | 9 | Poor Data | Poor Data | * | * | * | * | * | * | * | * | * | * | * | * | * | * | * | * | * | * | * | * | * | * | * | *
| Tube 1 | Tube 2 | Tube 3 | [13 empty] | 10 | Poor Data | Poor Data | * | * | * | * | * | * | * | * | * | * | * | * | * | * | * | * | * | * | * | * | * | * | * | *
1 | [16 empty] | 11 | Poor Data | Poor Data | * | * | * | * | * | * | * | * | * | * | * | * | * | * | * | * | * | * | * | * | * | * | * | *
2 | [16 empty] | 12 | Poor Data | Poor Data | * | * | * | * | * | * | * | * | * | * | * | * | * | * | * | * | * | * | * | * | * | * | * | *
3 | [17 empty] | #DIV/0! | #DIV/0! |  |  | Average | #DIV/0! |  | #DIV/0! |  | #DIV/0! |  | Average= | #DIV/0! | #DIV/0! | sm | se | se | #DIV/0! |  | Average= | #DIV/0! | #DIV/0! | sm | se | #DIV/0! | #DIV/0!
4 | [20 empty] | Stdev monthly means | Stdev monthly means | #DIV/0! | se |  | #DIV/0! |  |  | Stdev= | #DIV/0! | #DIV/0! | #DIV/0! | #DIV/0! | #DIV/0! |  |  | Stdev= | #DIV/0! | #DIV/0! | #DIV/0! | #DIV/0! | #DIV/0! | #DIV/0!
5 | [19 empty] | #DIV/0! |  | N= | 0 | [5 empty] | N= | 0 | 0 | #DIV/0! |  |  |  |  | N= | 0 | 0 | #DIV/0! |  | #DIV/0! | #DIV/0!
6 | [21 empty] | 95% CI | #NUM! | [5 empty] | 95% CI | #NUM! | #NUM! | [5 empty] | 95% CI | #NUM! | #NUM! | #DIV/0! |  | #DIV/0! | #DIV/0!
7 | [28 empty] | #NUM! | #NUM! | [9 empty] | #DIV/0!
8
9
10
11
12
[9 empty] | #DIV/0! | #DIV/0!
ii) Enter co-located continuous monitor hourly monitoring data | [8 empty] | #DIV/0! | #DIV/0!
Start Date |  |  |  |  | Period | Period Mean | Data Capture (%) | Data Quality Check |  | Tube On | Tube Off | Day Count | Maximum Count | % TDC | CS1 Conc | CS1 % DC
Start Time |  |  |  |  | 1 |  | 0% |  | 1 | 2023-01-02 | 2023-02-02 | 31 | 744 | 0.084469 |  | 0%
[5 empty] | 2 |  | 0% |  | 2 | 2023-02-02 | 2023-03-03 | 29 | 696 | 0.079019 |  | 0%
Date & Time | NO2 Hourly Concentrations (µg/m3) |  |  |  | 3 |  | 0% |  | 3 | 2023-03-03 | 2023-03-30 | 27 | 648 | 0.073569 |  | 0%
[5 empty] | 4 |  | 0% |  | 4 | 2023-03-30 | 2023-05-06 | 37 | 888 | 0.10082 |  | 0%
0 |  |  |  |  | 5 |  | 0% |  | 5 | 2023-05-06 | 2023-06-03 | 28 | 672 | 0.076294 |  | 0%
0.041667 |  |  |  |  | 6 |  | 0% |  | 6 | 2023-06-03 | 2023-07-02 | 29 | 696 | 0.079019 |  | 0%
0.083333 |  |  |  |  | 7 |  | 0% |  | 7 | 2023-07-02 | 2023-07-29 | 27 | 648 | 0.073569 |  | 0%
0.125 |  |  |  |  | 8 |  | 0% |  | 8 | 2023-07-29 | 2023-08-26 | 28 | 672 | 0.076294 |  | 0%
0.16667 |  |  |  |  | 9 |  | 0% |  | 9 | 2023-08-26 | 2023-10-01 | 36 | 864 | 0.098093 |  | 0%
0.20833 |  |  |  |  | 10 |  | 0% |  | 10 | 2023-10-01 | 2023-11-14 | 44 | 1056 | 0.11989 |  | 0%
0.25 |  |  |  |  | 11 |  | 0% |  | 11 | 2023-11-14 | 2023-12-09 | 25 | 600 | 0.06812 |  | 0%
0.29167 |  |  |  |  | 12 |  | 0% |  | 12 | 2023-12-09 | 2024-01-04 | 26 | 624 | 0.070845 |  | 0%
0.33333 | [8 empty] | Data Capture | 0%
0.375
0.41667
0.45833
0.5
0.54167
0.58333
0.625
0.66667
0.70833
0.75
0.79167
0.83333
0.875
0.91667
0.95833
1
1899-12-31 01:00
1899-12-31 02:00
1899-12-31 03:00
1899-12-31 04:00
1899-12-31 05:00
1899-12-31 06:00
1899-12-31 07:00
1899-12-31 08:00
1899-12-31 09:00
1899-12-31 10:00
1899-12-31 11:00
1899-12-31 12:00
1899-12-31 13:00
1899-12-31 14:00
1899-12-31 15:00
1899-12-31 16:00
1899-12-31 17:00
1899-12-31 18:00
1899-12-31 19:00
1899-12-31 20:00
1899-12-31 21:00
1899-12-31 22:00
1899-12-31 23:00
1900-01-01
1900-01-01 01:00
1900-01-01 02:00
1900-01-01 03:00
1900-01-01 04:00
1900-01-01 05:00
1900-01-01 06:00
1900-01-01 07:00
1900-01-01 08:00
1900-01-01 09:00
1900-01-01 10:00
1900-01-01 11:00
1900-01-01 12:00
1900-01-01 13:00
1900-01-01 14:00
1900-01-01 15:00
1900-01-01 16:00
1900-01-01 17:00
1900-01-01 18:00
1900-01-01 19:00
1900-01-01 20:00
1900-01-01 21:00
1900-01-01 22:00
1900-01-01 23:00
1900-01-02
1900-01-02 01:00
1900-01-02 02:00
1900-01-02 03:00
1900-01-02 04:00
1900-01-02 05:00
1900-01-02 06:00
1900-01-02 07:00
1900-01-02 08:00
1900-01-02 09:00
1900-01-02 10:00
1900-01-02 11:00
1900-01-02 12:00
1900-01-02 13:00
1900-01-02 14:00
1900-01-02 15:00
1900-01-02 16:00
1900-01-02 17:00
1900-01-02 18:00
1900-01-02 19:00
1900-01-02 20:00
1900-01-02 21:00
1900-01-02 22:00
1900-01-02 23:00
1900-01-03
1900-01-03 01:00
1900-01-03 02:00
1900-01-03 03:00
1900-01-03 04:00
1900-01-03 05:00
1900-01-03 06:00
1900-01-03 07:00
1900-01-03 08:00
1900-01-03 09:00
1900-01-03 10:00
1900-01-03 11:00
1900-01-03 12:00
1900-01-03 13:00
1900-01-03 14:00
1900-01-03 15:00
1900-01-03 16:00
1900-01-03 17:00
1900-01-03 18:00
1900-01-03 19:00
1900-01-03 20:00
1900-01-03 21:00
1900-01-03 22:00
1900-01-03 23:00
1900-01-04
1900-01-04 01:00
1900-01-04 02:00
1900-01-04 03:00
1900-01-04 04:00
1900-01-04 05:00
1900-01-04 06:00
1900-01-04 07:00
1900-01-04 08:00
1900-01-04 09:00
1900-01-04 10:00
1900-01-04 11:00
1900-01-04 12:00
1900-01-04 13:00
1900-01-04 14:00
1900-01-04 15:00
1900-01-04 16:00
1900-01-04 17:00
1900-01-04 18:00
1900-01-04 19:00
1900-01-04 20:00
1900-01-04 21:00
1900-01-04 22:00
1900-01-04 23:00
1900-01-05
1900-01-05 01:00
1900-01-05 02:00
1900-01-05 03:00
1900-01-05 04:00
1900-01-05 05:00
1900-01-05 06:00
1900-01-05 07:00
1900-01-05 08:00
1900-01-05 09:00
1900-01-05 10:00
1900-01-05 11:00
1900-01-05 12:00
1900-01-05 13:00
1900-01-05 14:00
1900-01-05 15:00
1900-01-05 16:00
1900-01-05 17:00
1900-01-05 18:00
1900-01-05 19:00
1900-01-05 20:00
1900-01-05 21:00
1900-01-05 22:00
1900-01-05 23:00
1900-01-06
1900-01-06 01:00
1900-01-06 02:00
1900-01-06 03:00
1900-01-06 04:00
1900-01-06 05:00
1900-01-06 06:00
1900-01-06 07:00
1900-01-06 08:00
1900-01-06 09:00
1900-01-06 10:00
1900-01-06 11:00
1900-01-06 12:00
1900-01-06 13:00
1900-01-06 14:00
1900-01-06 15:00
1900-01-06 16:00
1900-01-06 17:00
1900-01-06 18:00
1900-01-06 19:00
1900-01-06 20:00
1900-01-06 21:00
1900-01-06 22:00
1900-01-06 23:00
1900-01-07
1900-01-07 01:00
1900-01-07 02:00
1900-01-07 03:00
1900-01-07 04:00
1900-01-07 05:00
1900-01-07 06:00
1900-01-07 07:00
1900-01-07 08:00
1900-01-07 09:00
1900-01-07 10:00
1900-01-07 11:00
1900-01-07 12:00
1900-01-07 13:00
1900-01-07 14:00
1900-01-07 15:00
1900-01-07 16:00
1900-01-07 17:00
1900-01-07 18:00
1900-01-07 19:00
1900-01-07 20:00
1900-01-07 21:00
1900-01-07 22:00
1900-01-07 23:00
1900-01-08
1900-01-08 01:00
1900-01-08 02:00
1900-01-08 03:00
1900-01-08 04:00
1900-01-08 05:00
1900-01-08 06:00
1900-01-08 07:00
1900-01-08 08:00
1900-01-08 09:00
1900-01-08 10:00
1900-01-08 11:00
1900-01-08 12:00
1900-01-08 13:00
1900-01-08 14:00
1900-01-08 15:00
1900-01-08 16:00
1900-01-08 17:00
1900-01-08 18:00
1900-01-08 19:00
1900-01-08 20:00
1900-01-08 21:00
1900-01-08 22:00
1900-01-08 23:00
1900-01-09
1900-01-09 01:00
1900-01-09 02:00
1900-01-09 03:00
1900-01-09 04:00
1900-01-09 05:00
1900-01-09 06:00
1900-01-09 07:00
1900-01-09 08:00
1900-01-09 09:00
1900-01-09 10:00
1900-01-09 11:00
1900-01-09 12:00
1900-01-09 13:00
1900-01-09 14:00
1900-01-09 15:00
1900-01-09 16:00
1900-01-09 17:00
1900-01-09 18:00
1900-01-09 19:00
1900-01-09 20:00
1900-01-09 21:00
1900-01-09 22:00
1900-01-09 23:00
1900-01-10
1900-01-10 01:00
1900-01-10 02:00
1900-01-10 03:00
1900-01-10 04:00
1900-01-10 05:00
1900-01-10 06:00
1900-01-10 07:00
1900-01-10 08:00
1900-01-10 09:00
1900-01-10 10:00
1900-01-10 11:00
1900-01-10 12:00
1900-01-10 13:00
1900-01-10 14:00
1900-01-10 15:00
1900-01-10 16:00
1900-01-10 17:00
1900-01-10 18:00
1900-01-10 19:00
1900-01-10 20:00
1900-01-10 21:00
1900-01-10 22:00
1900-01-10 23:00
1900-01-11
1900-01-11 01:00
1900-01-11 02:00
1900-01-11 03:00
1900-01-11 04:00
1900-01-11 05:00
1900-01-11 06:00
1900-01-11 07:00
1900-01-11 08:00
1900-01-11 09:00
1900-01-11 10:00
1900-01-11 11:00
1900-01-11 12:00
1900-01-11 13:00
1900-01-11 14:00
1900-01-11 15:00
1900-01-11 16:00
1900-01-11 17:00
1900-01-11 18:00
1900-01-11 19:00
1900-01-11 20:00
1900-01-11 21:00
1900-01-11 22:00
1900-01-11 23:00
1900-01-12
1900-01-12 01:00
1900-01-12 02:00
1900-01-12 03:00
1900-01-12 04:00
1900-01-12 05:00
1900-01-12 06:00
1900-01-12 07:00
1900-01-12 08:00
1900-01-12 09:00
1900-01-12 10:00
1900-01-12 11:00
1900-01-12 12:00
1900-01-12 13:00
1900-01-12 14:00
1900-01-12 15:00
1900-01-12 16:00
1900-01-12 17:00
1900-01-12 18:00
1900-01-12 19:00
1900-01-12 20:00
1900-01-12 21:00
1900-01-12 22:00
1900-01-12 23:00
1900-01-13
1900-01-13 01:00
1900-01-13 02:00
1900-01-13 03:00
1900-01-13 04:00
1900-01-13 05:00
1900-01-13 06:00
1900-01-13 07:00
1900-01-13 08:00
1900-01-13 09:00
1900-01-13 10:00
1900-01-13 11:00
1900-01-13 12:00
1900-01-13 13:00
1900-01-13 14:00
1900-01-13 15:00
1900-01-13 16:00
1900-01-13 17:00
1900-01-13 18:00
1900-01-13 19:00
1900-01-13 20:00
1900-01-13 21:00
1900-01-13 22:00
1900-01-13 23:00
1900-01-14
1900-01-14 01:00
1900-01-14 02:00
1900-01-14 03:00
1900-01-14 04:00
1900-01-14 05:00
1900-01-14 06:00
1900-01-14 07:00
1900-01-14 08:00
1900-01-14 09:00
1900-01-14 10:00
1900-01-14 11:00
1900-01-14 12:00
1900-01-14 13:00
1900-01-14 14:00
1900-01-14 15:00
1900-01-14 16:00
1900-01-14 17:00
1900-01-14 18:00
1900-01-14 19:00
1900-01-14 20:00
1900-01-14 21:00
1900-01-14 22:00
1900-01-14 23:00
1900-01-15
1900-01-15 01:00
1900-01-15 02:00
1900-01-15 03:00
1900-01-15 04:00
1900-01-15 05:00
1900-01-15 06:00
1900-01-15 07:00
1900-01-15 08:00
1900-01-15 09:00
1900-01-15 10:00
1900-01-15 11:00
1900-01-15 12:00
1900-01-15 13:00
1900-01-15 14:00
1900-01-15 15:00
1900-01-15 16:00
1900-01-15 17:00
1900-01-15 18:00
1900-01-15 19:00
1900-01-15 20:00
1900-01-15 21:00
1900-01-15 22:00
1900-01-15 23:00
1900-01-16
1900-01-16 01:00
1900-01-16 02:00
1900-01-16 03:00
1900-01-16 04:00
1900-01-16 05:00
1900-01-16 06:00
1900-01-16 07:00
1900-01-16 08:00
1900-01-16 09:00
1900-01-16 10:00
1900-01-16 11:00
1900-01-16 12:00
1900-01-16 13:00
1900-01-16 14:00
1900-01-16 15:00
1900-01-16 16:00
1900-01-16 17:00
1900-01-16 18:00
1900-01-16 19:00
1900-01-16 20:00
1900-01-16 21:00
1900-01-16 22:00
1900-01-16 23:00
1900-01-17
1900-01-17 01:00
1900-01-17 02:00
1900-01-17 03:00
1900-01-17 04:00
1900-01-17 05:00
1900-01-17 06:00
1900-01-17 07:00
1900-01-17 08:00
1900-01-17 09:00
1900-01-17 10:00
1900-01-17 11:00
1900-01-17 12:00
1900-01-17 13:00
1900-01-17 14:00
1900-01-17 15:00
1900-01-17 16:00
1900-01-17 17:00
1900-01-17 18:00
1900-01-17 19:00
1900-01-17 20:00
1900-01-17 21:00
1900-01-17 22:00
1900-01-17 23:00
1900-01-18
1900-01-18 01:00
1900-01-18 02:00
1900-01-18 03:00
1900-01-18 04:00
1900-01-18 05:00
1900-01-18 06:00
1900-01-18 07:00
1900-01-18 08:00
1900-01-18 09:00
1900-01-18 10:00
1900-01-18 11:00
1900-01-18 12:00
1900-01-18 13:00
1900-01-18 14:00
1900-01-18 15:00
1900-01-18 16:00
1900-01-18 17:00
1900-01-18 18:00
1900-01-18 19:00
1900-01-18 20:00
1900-01-18 21:00
1900-01-18 22:00
1900-01-18 23:00
1900-01-19
1900-01-19 01:00
1900-01-19 02:00
1900-01-19 03:00
1900-01-19 04:00
1900-01-19 05:00
1900-01-19 06:00
1900-01-19 07:00
1900-01-19 08:00
1900-01-19 09:00
1900-01-19 10:00
1900-01-19 11:00
1900-01-19 12:00
1900-01-19 13:00
1900-01-19 14:00
1900-01-19 15:00
1900-01-19 16:00
1900-01-19 17:00
1900-01-19 18:00
1900-01-19 19:00
1900-01-19 20:00
1900-01-19 21:00
1900-01-19 22:00
1900-01-19 23:00
1900-01-20
1900-01-20 01:00
1900-01-20 02:00
1900-01-20 03:00
1900-01-20 04:00
1900-01-20 05:00
1900-01-20 06:00
1900-01-20 07:00
1900-01-20 08:00
1900-01-20 09:00
1900-01-20 10:00
1900-01-20 11:00
1900-01-20 12:00
1900-01-20 13:00
1900-01-20 14:00
1900-01-20 15:00
1900-01-20 16:00
1900-01-20 17:00
1900-01-20 18:00
1900-01-20 19:00
1900-01-20 20:00
1900-01-20 21:00
1900-01-20 22:00
1900-01-20 23:00
1900-01-21
1900-01-21 01:00
1900-01-21 02:00
1900-01-21 03:00
1900-01-21 04:00
1900-01-21 05:00
1900-01-21 06:00
1900-01-21 07:00
1900-01-21 08:00
1900-01-21 09:00
1900-01-21 10:00
1900-01-21 11:00
1900-01-21 12:00
1900-01-21 13:00
1900-01-21 14:00
1900-01-21 15:00
1900-01-21 16:00
1900-01-21 17:00
1900-01-21 18:00
1900-01-21 19:00
1900-01-21 20:00
1900-01-21 21:00
1900-01-21 22:00
1900-01-21 23:00
1900-01-22
1900-01-22 01:00
1900-01-22 02:00
1900-01-22 03:00
1900-01-22 04:00
1900-01-22 05:00
1900-01-22 06:00
1900-01-22 07:00
1900-01-22 08:00
1900-01-22 09:00
1900-01-22 10:00
1900-01-22 11:00
1900-01-22 12:00
1900-01-22 13:00
1900-01-22 14:00
1900-01-22 15:00
1900-01-22 16:00
1900-01-22 17:00
1900-01-22 18:00
1900-01-22 19:00
1900-01-22 20:00
1900-01-22 21:00
1900-01-22 22:00
1900-01-22 23:00
1900-01-23
1900-01-23 01:00
1900-01-23 02:00
1900-01-23 03:00
1900-01-23 04:00
1900-01-23 05:00
1900-01-23 06:00
1900-01-23 07:00
1900-01-23 08:00
1900-01-23 09:00
1900-01-23 10:00
1900-01-23 11:00
1900-01-23 12:00
1900-01-23 13:00
1900-01-23 14:00
1900-01-23 15:00
1900-01-23 16:00
1900-01-23 17:00
1900-01-23 18:00
1900-01-23 19:00
1900-01-23 20:00
1900-01-23 21:00
1900-01-23 22:00
1900-01-23 23:00
1900-01-24
1900-01-24 01:00
1900-01-24 02:00
1900-01-24 03:00
1900-01-24 04:00
1900-01-24 05:00
1900-01-24 06:00
1900-01-24 07:00
1900-01-24 08:00
1900-01-24 09:00
1900-01-24 10:00
1900-01-24 11:00
1900-01-24 12:00
1900-01-24 13:00
1900-01-24 14:00
1900-01-24 15:00
1900-01-24 16:00
1900-01-24 17:00
1900-01-24 18:00
1900-01-24 19:00
1900-01-24 20:00
1900-01-24 21:00
1900-01-24 22:00
1900-01-24 23:00
1900-01-25
1900-01-25 01:00
1900-01-25 02:00
1900-01-25 03:00
1900-01-25 04:00
1900-01-25 05:00
1900-01-25 06:00
1900-01-25 07:00
1900-01-25 08:00
1900-01-25 09:00
1900-01-25 10:00
1900-01-25 11:00
1900-01-25 12:00
1900-01-25 13:00
1900-01-25 14:00
1900-01-25 15:00
1900-01-25 16:00
1900-01-25 17:00
1900-01-25 18:00
1900-01-25 19:00
1900-01-25 20:00
1900-01-25 21:00
1900-01-25 22:00
1900-01-25 23:00
1900-01-26
1900-01-26 01:00
1900-01-26 02:00
1900-01-26 03:00
1900-01-26 04:00
1900-01-26 05:00
1900-01-26 06:00
1900-01-26 07:00
1900-01-26 08:00
1900-01-26 09:00
1900-01-26 10:00
1900-01-26 11:00
1900-01-26 12:00
1900-01-26 13:00
1900-01-26 14:00
1900-01-26 15:00
1900-01-26 16:00
1900-01-26 17:00
1900-01-26 18:00
1900-01-26 19:00
1900-01-26 20:00
1900-01-26 21:00
1900-01-26 22:00
1900-01-26 23:00
1900-01-27
1900-01-27 01:00
1900-01-27 02:00
1900-01-27 03:00
1900-01-27 04:00
1900-01-27 05:00
1900-01-27 06:00
1900-01-27 07:00
1900-01-27 08:00
1900-01-27 09:00
1900-01-27 10:00
1900-01-27 11:00
1900-01-27 12:00
1900-01-27 13:00
1900-01-27 14:00
1900-01-27 15:00
1900-01-27 16:00
1900-01-27 17:00
1900-01-27 18:00
1900-01-27 19:00
1900-01-27 20:00
1900-01-27 21:00
1900-01-27 22:00
1900-01-27 23:00
1900-01-28
1900-01-28 01:00
1900-01-28 02:00
1900-01-28 03:00
1900-01-28 04:00
1900-01-28 05:00
1900-01-28 06:00
1900-01-28 07:00
1900-01-28 08:00
1900-01-28 09:00
1900-01-28 10:00
1900-01-28 11:00
1900-01-28 12:00
1900-01-28 13:00
1900-01-28 14:00
1900-01-28 15:00
1900-01-28 16:00
1900-01-28 17:00
1900-01-28 18:00
1900-01-28 19:00
1900-01-28 20:00
1900-01-28 21:00
1900-01-28 22:00
1900-01-28 23:00
1900-01-29
1900-01-29 01:00
1900-01-29 02:00
1900-01-29 03:00
1900-01-29 04:00
1900-01-29 05:00
1900-01-29 06:00
1900-01-29 07:00
1900-01-29 08:00
1900-01-29 09:00
1900-01-29 10:00
1900-01-29 11:00
1900-01-29 12:00
1900-01-29 13:00
1900-01-29 14:00
1900-01-29 15:00
1900-01-29 16:00
1900-01-29 17:00
1900-01-29 18:00
1900-01-29 19:00
1900-01-29 20:00
1900-01-29 21:00
1900-01-29 22:00
1900-01-29 23:00
1900-01-30
1900-01-30 01:00
1900-01-30 02:00
1900-01-30 03:00
1900-01-30 04:00
1900-01-30 05:00
1900-01-30 06:00
1900-01-30 07:00
1900-01-30 08:00
1900-01-30 09:00
1900-01-30 10:00
1900-01-30 11:00
1900-01-30 12:00
1900-01-30 13:00
1900-01-30 14:00
1900-01-30 15:00
1900-01-30 16:00
1900-01-30 17:00
1900-01-30 18:00
1900-01-30 19:00
1900-01-30 20:00
1900-01-30 21:00
1900-01-30 22:00
1900-01-30 23:00
1900-01-31
1900-01-31 01:00
1900-01-31 02:00
1900-01-31 03:00
1900-01-31 04:00
1900-01-31 05:00
1900-01-31 06:00
1900-01-31 07:00
1900-01-31 08:00
1900-01-31 09:00
1900-01-31 10:00
1900-01-31 11:00
1900-01-31 12:00
1900-01-31 13:00
1900-01-31 14:00
1900-01-31 15:00
1900-01-31 16:00
1900-01-31 17:00
1900-01-31 18:00
1900-01-31 19:00
1900-01-31 20:00
1900-01-31 21:00
1900-01-31 22:00
1900-01-31 23:00
1900-02-01
1900-02-01 01:00
1900-02-01 02:00
1900-02-01 03:00
1900-02-01 04:00
1900-02-01 05:00
1900-02-01 06:00
1900-02-01 07:00
1900-02-01 08:00
1900-02-01 09:00
1900-02-01 10:00
1900-02-01 11:00
1900-02-01 12:00
1900-02-01 13:00
1900-02-01 14:00
1900-02-01 15:00
1900-02-01 16:00
1900-02-01 17:00
1900-02-01 18:00
1900-02-01 19:00
1900-02-01 20:00
1900-02-01 21:00
1900-02-01 22:00
1900-02-01 23:00
1900-02-02
1900-02-02 01:00
1900-02-02 02:00
1900-02-02 03:00
1900-02-02 04:00
1900-02-02 05:00
1900-02-02 06:00
1900-02-02 07:00
1900-02-02 08:00
1900-02-02 09:00
1900-02-02 10:00
1900-02-02 11:00
1900-02-02 12:00
1900-02-02 13:00
1900-02-02 14:00
1900-02-02 15:00
1900-02-02 16:00
1900-02-02 17:00
1900-02-02 18:00
1900-02-02 19:00
1900-02-02 20:00
1900-02-02 21:00
1900-02-02 22:00
1900-02-02 23:00
1900-02-03
1900-02-03 01:00
1900-02-03 02:00
1900-02-03 03:00
1900-02-03 04:00
1900-02-03 05:00
1900-02-03 06:00
1900-02-03 07:00
1900-02-03 08:00
1900-02-03 09:00
1900-02-03 10:00
1900-02-03 11:00
1900-02-03 12:00
1900-02-03 13:00
1900-02-03 14:00
1900-02-03 15:00
1900-02-03 16:00
1900-02-03 17:00
1900-02-03 18:00
1900-02-03 19:00
1900-02-03 20:00
1900-02-03 21:00
1900-02-03 22:00
1900-02-03 23:00
1900-02-04
1900-02-04 01:00
1900-02-04 02:00
1900-02-04 03:00
1900-02-04 04:00
1900-02-04 05:00
1900-02-04 06:00
1900-02-04 07:00
1900-02-04 08:00
1900-02-04 09:00
1900-02-04 10:00
1900-02-04 11:00
1900-02-04 12:00
1900-02-04 13:00
1900-02-04 14:00
1900-02-04 15:00
1900-02-04 16:00
1900-02-04 17:00
1900-02-04 18:00
1900-02-04 19:00
1900-02-04 20:00
1900-02-04 21:00
1900-02-04 22:00
1900-02-04 23:00
1900-02-05
1900-02-05 01:00
1900-02-05 02:00
1900-02-05 03:00
1900-02-05 04:00
1900-02-05 05:00
1900-02-05 06:00
1900-02-05 07:00
1900-02-05 08:00
1900-02-05 09:00
1900-02-05 10:00
1900-02-05 11:00
1900-02-05 12:00
1900-02-05 13:00
1900-02-05 14:00
1900-02-05 15:00
1900-02-05 16:00
1900-02-05 17:00
1900-02-05 18:00
1900-02-05 19:00
1900-02-05 20:00
1900-02-05 21:00
1900-02-05 22:00
1900-02-05 23:00
1900-02-06
1900-02-06 01:00
1900-02-06 02:00
1900-02-06 03:00
1900-02-06 04:00
1900-02-06 05:00
1900-02-06 06:00
1900-02-06 07:00
1900-02-06 08:00
1900-02-06 09:00
1900-02-06 10:00
1900-02-06 11:00
1900-02-06 12:00
1900-02-06 13:00
1900-02-06 14:00
1900-02-06 15:00
1900-02-06 16:00
1900-02-06 17:00
1900-02-06 18:00
1900-02-06 19:00
1900-02-06 20:00
1900-02-06 21:00
1900-02-06 22:00
1900-02-06 23:00
1900-02-07
1900-02-07 01:00
1900-02-07 02:00
1900-02-07 03:00
1900-02-07 04:00
1900-02-07 05:00
1900-02-07 06:00
1900-02-07 07:00
1900-02-07 08:00
1900-02-07 09:00
1900-02-07 10:00
1900-02-07 11:00
1900-02-07 12:00
1900-02-07 13:00
1900-02-07 14:00
1900-02-07 15:00
1900-02-07 16:00
1900-02-07 17:00
1900-02-07 18:00
1900-02-07 19:00
1900-02-07 20:00
1900-02-07 21:00
1900-02-07 22:00
1900-02-07 23:00
1900-02-08
1900-02-08 01:00
1900-02-08 02:00
1900-02-08 03:00
1900-02-08 04:00
1900-02-08 05:00
1900-02-08 06:00
1900-02-08 07:00
1900-02-08 08:00
1900-02-08 09:00
1900-02-08 10:00
1900-02-08 11:00
1900-02-08 12:00
1900-02-08 13:00
1900-02-08 14:00
1900-02-08 15:00
1900-02-08 16:00
1900-02-08 17:00
1900-02-08 18:00
1900-02-08 19:00
1900-02-08 20:00
1900-02-08 21:00
1900-02-08 22:00
1900-02-08 23:00
1900-02-09
1900-02-09 01:00
1900-02-09 02:00
1900-02-09 03:00
1900-02-09 04:00
1900-02-09 05:00
1900-02-09 06:00
1900-02-09 07:00
1900-02-09 08:00
1900-02-09 09:00
1900-02-09 10:00
1900-02-09 11:00
1900-02-09 12:00
1900-02-09 13:00
1900-02-09 14:00
1900-02-09 15:00
1900-02-09 16:00
1900-02-09 17:00
1900-02-09 18:00
1900-02-09 19:00
1900-02-09 20:00
1900-02-09 21:00
1900-02-09 22:00
1900-02-09 23:00
1900-02-10
1900-02-10 01:00
1900-02-10 02:00
1900-02-10 03:00
1900-02-10 04:00
1900-02-10 05:00
1900-02-10 06:00
1900-02-10 07:00
1900-02-10 08:00
1900-02-10 09:00
1900-02-10 10:00
1900-02-10 11:00
1900-02-10 12:00
1900-02-10 13:00
1900-02-10 14:00
1900-02-10 15:00
1900-02-10 16:00
1900-02-10 17:00
1900-02-10 18:00
1900-02-10 19:00
1900-02-10 20:00
1900-02-10 21:00
1900-02-10 22:00
1900-02-10 23:00
1900-02-11
1900-02-11 01:00
1900-02-11 02:00
1900-02-11 03:00
1900-02-11 04:00
1900-02-11 05:00
1900-02-11 06:00
1900-02-11 07:00
1900-02-11 08:00
1900-02-11 09:00
1900-02-11 10:00
1900-02-11 11:00
1900-02-11 12:00
1900-02-11 13:00
1900-02-11 14:00
1900-02-11 15:00
1900-02-11 16:00
1900-02-11 17:00
1900-02-11 18:00
1900-02-11 19:00
1900-02-11 20:00
1900-02-11 21:00
1900-02-11 22:00
1900-02-11 23:00
1900-02-12
1900-02-12 01:00
1900-02-12 02:00
1900-02-12 03:00
1900-02-12 04:00
1900-02-12 05:00
1900-02-12 06:00
1900-02-12 07:00
1900-02-12 08:00
1900-02-12 09:00
1900-02-12 10:00
1900-02-12 11:00
1900-02-12 12:00
1900-02-12 13:00
1900-02-12 14:00
1900-02-12 15:00
1900-02-12 16:00
1900-02-12 17:00
1900-02-12 18:00
1900-02-12 19:00
1900-02-12 20:00
1900-02-12 21:00
1900-02-12 22:00
1900-02-12 23:00
1900-02-13
1900-02-13 01:00
1900-02-13 02:00
1900-02-13 03:00
1900-02-13 04:00
1900-02-13 05:00
1900-02-13 06:00
1900-02-13 07:00
1900-02-13 08:00
1900-02-13 09:00
1900-02-13 10:00
1900-02-13 11:00
1900-02-13 12:00
1900-02-13 13:00
1900-02-13 14:00
1900-02-13 15:00
1900-02-13 16:00
1900-02-13 17:00
1900-02-13 18:00
1900-02-13 19:00
1900-02-13 20:00
1900-02-13 21:00
1900-02-13 22:00
1900-02-13 23:00
1900-02-14
1900-02-14 01:00
1900-02-14 02:00
1900-02-14 03:00
1900-02-14 04:00
1900-02-14 05:00
1900-02-14 06:00
1900-02-14 07:00
1900-02-14 08:00
1900-02-14 09:00
1900-02-14 10:00
1900-02-14 11:00
1900-02-14 12:00
1900-02-14 13:00
1900-02-14 14:00
1900-02-14 15:00
1900-02-14 16:00
1900-02-14 17:00
1900-02-14 18:00
1900-02-14 19:00
1900-02-14 20:00
1900-02-14 21:00
1900-02-14 22:00
1900-02-14 23:00
1900-02-15
1900-02-15 01:00
1900-02-15 02:00
1900-02-15 03:00
1900-02-15 04:00
1900-02-15 05:00
1900-02-15 06:00
1900-02-15 07:00
1900-02-15 08:00
1900-02-15 09:00
1900-02-15 10:00
1900-02-15 11:00
1900-02-15 12:00
1900-02-15 13:00
1900-02-15 14:00
1900-02-15 15:00
1900-02-15 16:00
1900-02-15 17:00
1900-02-15 18:00
1900-02-15 19:00
1900-02-15 20:00
1900-02-15 21:00
1900-02-15 22:00
1900-02-15 23:00
1900-02-16
1900-02-16 01:00
1900-02-16 02:00
1900-02-16 03:00
1900-02-16 04:00
1900-02-16 05:00
1900-02-16 06:00
1900-02-16 07:00
1900-02-16 08:00
1900-02-16 09:00
1900-02-16 10:00
1900-02-16 11:00
1900-02-16 12:00
1900-02-16 13:00
1900-02-16 14:00
1900-02-16 15:00
1900-02-16 16:00
1900-02-16 17:00
1900-02-16 18:00
1900-02-16 19:00
1900-02-16 20:00
1900-02-16 21:00
1900-02-16 22:00
1900-02-16 23:00
1900-02-17
1900-02-17 01:00
1900-02-17 02:00
1900-02-17 03:00
1900-02-17 04:00
1900-02-17 05:00
1900-02-17 06:00
1900-02-17 07:00
1900-02-17 08:00
1900-02-17 09:00
1900-02-17 10:00
1900-02-17 11:00
1900-02-17 12:00
1900-02-17 13:00
1900-02-17 14:00
1900-02-17 15:00
1900-02-17 16:00
1900-02-17 17:00
1900-02-17 18:00
1900-02-17 19:00
1900-02-17 20:00
1900-02-17 21:00
1900-02-17 22:00
1900-02-17 23:00
1900-02-18
1900-02-18 01:00
1900-02-18 02:00
1900-02-18 03:00
1900-02-18 04:00
1900-02-18 05:00
1900-02-18 06:00
1900-02-18 07:00
1900-02-18 08:00
1900-02-18 09:00
1900-02-18 10:00
1900-02-18 11:00
1900-02-18 12:00
1900-02-18 13:00
1900-02-18 14:00
1900-02-18 15:00
1900-02-18 16:00
1900-02-18 17:00
1900-02-18 18:00
1900-02-18 19:00
1900-02-18 20:00
1900-02-18 21:00
1900-02-18 22:00
1900-02-18 23:00
1900-02-19
1900-02-19 01:00
1900-02-19 02:00
1900-02-19 03:00
1900-02-19 04:00
1900-02-19 05:00
1900-02-19 06:00
1900-02-19 07:00
1900-02-19 08:00
1900-02-19 09:00
1900-02-19 10:00
1900-02-19 11:00
1900-02-19 12:00
1900-02-19 13:00
1900-02-19 14:00
1900-02-19 15:00
1900-02-19 16:00
1900-02-19 17:00
1900-02-19 18:00
1900-02-19 19:00
1900-02-19 20:00
1900-02-19 21:00
1900-02-19 22:00
1900-02-19 23:00
1900-02-20
1900-02-20 01:00
1900-02-20 02:00
1900-02-20 03:00
1900-02-20 04:00
1900-02-20 05:00
1900-02-20 06:00
1900-02-20 07:00
1900-02-20 08:00
1900-02-20 09:00
1900-02-20 10:00
1900-02-20 11:00
1900-02-20 12:00
1900-02-20 13:00
1900-02-20 14:00
1900-02-20 15:00
1900-02-20 16:00
1900-02-20 17:00
1900-02-20 18:00
1900-02-20 19:00
1900-02-20 20:00
1900-02-20 21:00
1900-02-20 22:00
1900-02-20 23:00
1900-02-21
1900-02-21 01:00
1900-02-21 02:00
1900-02-21 03:00
1900-02-21 04:00
1900-02-21 05:00
1900-02-21 06:00
1900-02-21 07:00
1900-02-21 08:00
1900-02-21 09:00
1900-02-21 10:00
1900-02-21 11:00
1900-02-21 12:00
1900-02-21 13:00
1900-02-21 14:00
1900-02-21 15:00
1900-02-21 16:00
1900-02-21 17:00
1900-02-21 18:00
1900-02-21 19:00
1900-02-21 20:00
1900-02-21 21:00
1900-02-21 22:00
1900-02-21 23:00
1900-02-22
1900-02-22 01:00
1900-02-22 02:00
1900-02-22 03:00
1900-02-22 04:00
1900-02-22 05:00
1900-02-22 06:00
1900-02-22 07:00
1900-02-22 08:00
1900-02-22 09:00
1900-02-22 10:00
1900-02-22 11:00
1900-02-22 12:00
1900-02-22 13:00
1900-02-22 14:00
1900-02-22 15:00
1900-02-22 16:00
1900-02-22 17:00
1900-02-22 18:00
1900-02-22 19:00
1900-02-22 20:00
1900-02-22 21:00
1900-02-22 22:00
1900-02-22 23:00
1900-02-23
1900-02-23 01:00
1900-02-23 02:00
1900-02-23 03:00
1900-02-23 04:00
1900-02-23 05:00
1900-02-23 06:00
1900-02-23 07:00
1900-02-23 08:00
1900-02-23 09:00
1900-02-23 10:00
1900-02-23 11:00
1900-02-23 12:00
1900-02-23 13:00
1900-02-23 14:00
1900-02-23 15:00
1900-02-23 16:00
1900-02-23 17:00
1900-02-23 18:00
1900-02-23 19:00
1900-02-23 20:00
1900-02-23 21:00
1900-02-23 22:00
1900-02-23 23:00
1900-02-24
1900-02-24 01:00
1900-02-24 02:00
1900-02-24 03:00
1900-02-24 04:00
1900-02-24 05:00
1900-02-24 06:00
1900-02-24 07:00
1900-02-24 08:00
1900-02-24 09:00
1900-02-24 10:00
1900-02-24 11:00
1900-02-24 12:00
1900-02-24 13:00
1900-02-24 14:00
1900-02-24 15:00
1900-02-24 16:00
1900-02-24 17:00
1900-02-24 18:00
1900-02-24 19:00
1900-02-24 20:00
1900-02-24 21:00
1900-02-24 22:00
1900-02-24 23:00
1900-02-25
1900-02-25 01:00
1900-02-25 02:00
1900-02-25 03:00
1900-02-25 04:00
1900-02-25 05:00
1900-02-25 06:00
1900-02-25 07:00
1900-02-25 08:00
1900-02-25 09:00
1900-02-25 10:00
1900-02-25 11:00
1900-02-25 12:00
1900-02-25 13:00
1900-02-25 14:00
1900-02-25 15:00
1900-02-25 16:00
1900-02-25 17:00
1900-02-25 18:00
1900-02-25 19:00
1900-02-25 20:00
1900-02-25 21:00
1900-02-25 22:00
1900-02-25 23:00
1900-02-26
1900-02-26 01:00
1900-02-26 02:00
1900-02-26 03:00
1900-02-26 04:00
1900-02-26 05:00
1900-02-26 06:00
1900-02-26 07:00
1900-02-26 08:00
1900-02-26 09:00
1900-02-26 10:00
1900-02-26 11:00
1900-02-26 12:00
1900-02-26 13:00
1900-02-26 14:00
1900-02-26 15:00
1900-02-26 16:00
1900-02-26 17:00
1900-02-26 18:00
1900-02-26 19:00
1900-02-26 20:00
1900-02-26 21:00
1900-02-26 22:00
1900-02-26 23:00
1900-02-27
1900-02-27 01:00
1900-02-27 02:00
1900-02-27 03:00
1900-02-27 04:00
1900-02-27 05:00
1900-02-27 06:00
1900-02-27 07:00
1900-02-27 08:00
1900-02-27 09:00
1900-02-27 10:00
1900-02-27 11:00
1900-02-27 12:00
1900-02-27 13:00
1900-02-27 14:00
1900-02-27 15:00
1900-02-27 16:00
1900-02-27 17:00
1900-02-27 18:00
1900-02-27 19:00
1900-02-27 20:00
1900-02-27 21:00
1900-02-27 22:00
1900-02-27 23:00
1900-02-28
1900-02-28 01:00
1900-02-28 02:00
1900-02-28 03:00
1900-02-28 04:00
1900-02-28 05:00
1900-02-28 06:00
1900-02-28 07:00
1900-02-28 08:00
1900-02-28 09:00
1900-02-28 10:00
1900-02-28 11:00
1900-02-28 12:00
1900-02-28 13:00
1900-02-28 14:00
1900-02-28 15:00
1900-02-28 16:00
1900-02-28 17:00
1900-02-28 18:00
1900-02-28 19:00
1900-02-28 20:00
1900-02-28 21:00
1900-02-28 22:00
1900-02-28 23:00
1900-03-01
1900-03-01 01:00
1900-03-01 02:00
1900-03-01 03:00
1900-03-01 04:00
1900-03-01 05:00
1900-03-01 06:00
1900-03-01 07:00
1900-03-01 08:00
1900-03-01 09:00
1900-03-01 10:00
1900-03-01 11:00
1900-03-01 12:00
1900-03-01 13:00
1900-03-01 14:00
1900-03-01 15:00
1900-03-01 16:00
1900-03-01 17:00
1900-03-01 18:00
1900-03-01 19:00
1900-03-01 20:00
1900-03-01 21:00
1900-03-01 22:00
1900-03-01 23:00
1900-03-02
1900-03-02 01:00
1900-03-02 02:00
1900-03-02 03:00
1900-03-02 04:00
1900-03-02 05:00
1900-03-02 06:00
1900-03-02 07:00
1900-03-02 08:00
1900-03-02 09:00
1900-03-02 10:00
1900-03-02 11:00
1900-03-02 12:00
1900-03-02 13:00
1900-03-02 14:00
1900-03-02 15:00
1900-03-02 16:00
1900-03-02 17:00
1900-03-02 18:00
1900-03-02 19:00
1900-03-02 20:00
1900-03-02 21:00
1900-03-02 22:00
1900-03-02 23:00
1900-03-03
1900-03-03 01:00
1900-03-03 02:00
1900-03-03 03:00
1900-03-03 04:00
1900-03-03 05:00
1900-03-03 06:00
1900-03-03 07:00
1900-03-03 08:00
1900-03-03 09:00
1900-03-03 10:00
1900-03-03 11:00
1900-03-03 12:00
1900-03-03 13:00
1900-03-03 14:00
1900-03-03 15:00
1900-03-03 16:00
1900-03-03 17:00
1900-03-03 18:00
1900-03-03 19:00
1900-03-03 20:00
1900-03-03 21:00
1900-03-03 22:00
1900-03-03 23:00
1900-03-04
1900-03-04 01:00
1900-03-04 02:00
1900-03-04 03:00
1900-03-04 04:00
1900-03-04 05:00
1900-03-04 06:00
1900-03-04 07:00
1900-03-04 08:00
1900-03-04 09:00
1900-03-04 10:00
1900-03-04 11:00
1900-03-04 12:00
1900-03-04 13:00
1900-03-04 14:00
1900-03-04 15:00
1900-03-04 16:00
1900-03-04 17:00
1900-03-04 18:00
1900-03-04 19:00
1900-03-04 20:00
1900-03-04 21:00
1900-03-04 22:00
1900-03-04 23:00
1900-03-05
1900-03-05 01:00
1900-03-05 02:00
1900-03-05 03:00
1900-03-05 04:00
1900-03-05 05:00
1900-03-05 06:00
1900-03-05 07:00
1900-03-05 08:00
1900-03-05 09:00
1900-03-05 10:00
1900-03-05 11:00
1900-03-05 12:00
1900-03-05 13:00
1900-03-05 14:00
1900-03-05 15:00
1900-03-05 16:00
1900-03-05 17:00
1900-03-05 18:00
1900-03-05 19:00
1900-03-05 20:00
1900-03-05 21:00
1900-03-05 22:00
1900-03-05 23:00
1900-03-06
1900-03-06 01:00
1900-03-06 02:00
1900-03-06 03:00
1900-03-06 04:00
1900-03-06 05:00
1900-03-06 06:00
1900-03-06 07:00
1900-03-06 08:00
1900-03-06 09:00
1900-03-06 10:00
1900-03-06 11:00
1900-03-06 12:00
1900-03-06 13:00
1900-03-06 14:00
1900-03-06 15:00
1900-03-06 16:00
1900-03-06 17:00
1900-03-06 18:00
1900-03-06 19:00
1900-03-06 20:00
1900-03-06 21:00
1900-03-06 22:00
1900-03-06 23:00
1900-03-07
1900-03-07 01:00
1900-03-07 02:00
1900-03-07 03:00
1900-03-07 04:00
1900-03-07 05:00
1900-03-07 06:00
1900-03-07 07:00
1900-03-07 08:00
1900-03-07 09:00
1900-03-07 10:00
1900-03-07 11:00
1900-03-07 12:00
1900-03-07 13:00
1900-03-07 14:00
1900-03-07 15:00
1900-03-07 16:00
1900-03-07 17:00
1900-03-07 18:00
1900-03-07 19:00
1900-03-07 20:00
1900-03-07 21:00
1900-03-07 22:00
1900-03-07 23:00
1900-03-08
1900-03-08 01:00
1900-03-08 02:00
1900-03-08 03:00
1900-03-08 04:00
1900-03-08 05:00
1900-03-08 06:00
1900-03-08 07:00
1900-03-08 08:00
1900-03-08 09:00
1900-03-08 10:00
1900-03-08 11:00
1900-03-08 12:00
1900-03-08 13:00
1900-03-08 14:00
1900-03-08 15:00
1900-03-08 16:00
1900-03-08 17:00
1900-03-08 18:00
1900-03-08 19:00
1900-03-08 20:00
1900-03-08 21:00
1900-03-08 22:00
1900-03-08 23:00
1900-03-09
1900-03-09 01:00
1900-03-09 02:00
1900-03-09 03:00
1900-03-09 04:00
1900-03-09 05:00
1900-03-09 06:00
1900-03-09 07:00
1900-03-09 08:00
1900-03-09 09:00
1900-03-09 10:00
1900-03-09 11:00
1900-03-09 12:00
1900-03-09 13:00
1900-03-09 14:00
1900-03-09 15:00
1900-03-09 16:00
1900-03-09 17:00
1900-03-09 18:00
1900-03-09 19:00
1900-03-09 20:00
1900-03-09 21:00
1900-03-09 22:00
1900-03-09 23:00
1900-03-10
1900-03-10 01:00
1900-03-10 02:00
1900-03-10 03:00
1900-03-10 04:00
1900-03-10 05:00
1900-03-10 06:00
1900-03-10 07:00
1900-03-10 08:00
1900-03-10 09:00
1900-03-10 10:00
1900-03-10 11:00
1900-03-10 12:00
1900-03-10 13:00
1900-03-10 14:00
1900-03-10 15:00
1900-03-10 16:00
1900-03-10 17:00
1900-03-10 18:00
1900-03-10 19:00
1900-03-10 20:00
1900-03-10 21:00
1900-03-10 22:00
1900-03-10 23:00
1900-03-11
1900-03-11 01:00
1900-03-11 02:00
1900-03-11 03:00
1900-03-11 04:00
1900-03-11 05:00
1900-03-11 06:00
1900-03-11 07:00
1900-03-11 08:00
1900-03-11 09:00
1900-03-11 10:00
1900-03-11 11:00
1900-03-11 12:00
1900-03-11 13:00
1900-03-11 14:00
1900-03-11 15:00
1900-03-11 16:00
1900-03-11 17:00
1900-03-11 18:00
1900-03-11 19:00
1900-03-11 20:00
1900-03-11 21:00
1900-03-11 22:00
1900-03-11 23:00
1900-03-12
1900-03-12 01:00
1900-03-12 02:00
1900-03-12 03:00
1900-03-12 04:00
1900-03-12 05:00
1900-03-12 06:00
1900-03-12 07:00
1900-03-12 08:00
1900-03-12 09:00
1900-03-12 10:00
1900-03-12 11:00
1900-03-12 12:00
1900-03-12 13:00
1900-03-12 14:00
1900-03-12 15:00
1900-03-12 16:00
1900-03-12 17:00
1900-03-12 18:00
1900-03-12 19:00
1900-03-12 20:00
1900-03-12 21:00
1900-03-12 22:00
1900-03-12 23:00
1900-03-13
1900-03-13 01:00
1900-03-13 02:00
1900-03-13 03:00
1900-03-13 04:00
1900-03-13 05:00
1900-03-13 06:00
1900-03-13 07:00
1900-03-13 08:00
1900-03-13 09:00
1900-03-13 10:00
1900-03-13 11:00
1900-03-13 12:00
1900-03-13 13:00
1900-03-13 14:00
1900-03-13 15:00
1900-03-13 16:00
1900-03-13 17:00
1900-03-13 18:00
1900-03-13 19:00
1900-03-13 20:00
1900-03-13 21:00
1900-03-13 22:00
1900-03-13 23:00
1900-03-14
1900-03-14 01:00
1900-03-14 02:00
1900-03-14 03:00
1900-03-14 04:00
1900-03-14 05:00
1900-03-14 06:00
1900-03-14 07:00
1900-03-14 08:00
1900-03-14 09:00
1900-03-14 10:00
1900-03-14 11:00
1900-03-14 12:00
1900-03-14 13:00
1900-03-14 14:00
1900-03-14 15:00
1900-03-14 16:00
1900-03-14 17:00
1900-03-14 18:00
1900-03-14 19:00
1900-03-14 20:00
1900-03-14 21:00
1900-03-14 22:00
1900-03-14 23:00
1900-03-15
1900-03-15 01:00
1900-03-15 02:00
1900-03-15 03:00
1900-03-15 04:00
1900-03-15 05:00
1900-03-15 06:00
1900-03-15 07:00
1900-03-15 08:00
1900-03-15 09:00
1900-03-15 10:00
1900-03-15 11:00
1900-03-15 12:00
1900-03-15 13:00
1900-03-15 14:00
1900-03-15 15:00
1900-03-15 16:00
1900-03-15 17:00
1900-03-15 18:00
1900-03-15 19:00
1900-03-15 20:00
1900-03-15 21:00
1900-03-15 22:00
1900-03-15 23:00
1900-03-16
1900-03-16 01:00
1900-03-16 02:00
1900-03-16 03:00
1900-03-16 04:00
1900-03-16 05:00
1900-03-16 06:00
1900-03-16 07:00
1900-03-16 08:00
1900-03-16 09:00
1900-03-16 10:00
1900-03-16 11:00
1900-03-16 12:00
1900-03-16 13:00
1900-03-16 14:00
1900-03-16 15:00
1900-03-16 16:00
1900-03-16 17:00
1900-03-16 18:00
1900-03-16 19:00
1900-03-16 20:00
1900-03-16 21:00
1900-03-16 22:00
1900-03-16 23:00
1900-03-17
1900-03-17 01:00
1900-03-17 02:00
1900-03-17 03:00
1900-03-17 04:00
1900-03-17 05:00
1900-03-17 06:00
1900-03-17 07:00
1900-03-17 08:00
1900-03-17 09:00
1900-03-17 10:00
1900-03-17 11:00
1900-03-17 12:00
1900-03-17 13:00
1900-03-17 14:00
1900-03-17 15:00
1900-03-17 16:00
1900-03-17 17:00
1900-03-17 18:00
1900-03-17 19:00
1900-03-17 20:00
1900-03-17 21:00
1900-03-17 22:00
1900-03-17 23:00
1900-03-18
1900-03-18 01:00
1900-03-18 02:00
1900-03-18 03:00
1900-03-18 04:00
1900-03-18 05:00
1900-03-18 06:00
1900-03-18 07:00
1900-03-18 08:00
1900-03-18 09:00
1900-03-18 10:00
1900-03-18 11:00
1900-03-18 12:00
1900-03-18 13:00
1900-03-18 14:00
1900-03-18 15:00
1900-03-18 16:00
1900-03-18 17:00
1900-03-18 18:00
1900-03-18 19:00
1900-03-18 20:00
1900-03-18 21:00
1900-03-18 22:00
1900-03-18 23:00
1900-03-19
1900-03-19 01:00
1900-03-19 02:00
1900-03-19 03:00
1900-03-19 04:00
1900-03-19 05:00
1900-03-19 06:00
1900-03-19 07:00
1900-03-19 08:00
1900-03-19 09:00
1900-03-19 10:00
1900-03-19 11:00
1900-03-19 12:00
1900-03-19 13:00
1900-03-19 14:00
1900-03-19 15:00
1900-03-19 16:00
1900-03-19 17:00
1900-03-19 18:00
1900-03-19 19:00
1900-03-19 20:00
1900-03-19 21:00
1900-03-19 22:00
1900-03-19 23:00
1900-03-20
1900-03-20 01:00
1900-03-20 02:00
1900-03-20 03:00
1900-03-20 04:00
1900-03-20 05:00
1900-03-20 06:00
1900-03-20 07:00
1900-03-20 08:00
1900-03-20 09:00
1900-03-20 10:00
1900-03-20 11:00
1900-03-20 12:00
1900-03-20 13:00
1900-03-20 14:00
1900-03-20 15:00
1900-03-20 16:00
1900-03-20 17:00
1900-03-20 18:00
1900-03-20 19:00
1900-03-20 20:00
1900-03-20 21:00
1900-03-20 22:00
1900-03-20 23:00
1900-03-21
1900-03-21 01:00
1900-03-21 02:00
1900-03-21 03:00
1900-03-21 04:00
1900-03-21 05:00
1900-03-21 06:00
1900-03-21 07:00
1900-03-21 08:00
1900-03-21 09:00
1900-03-21 10:00
1900-03-21 11:00
1900-03-21 12:00
1900-03-21 13:00
1900-03-21 14:00
1900-03-21 15:00
1900-03-21 16:00
1900-03-21 17:00
1900-03-21 18:00
1900-03-21 19:00
1900-03-21 20:00
1900-03-21 21:00
1900-03-21 22:00
1900-03-21 23:00
1900-03-22
1900-03-22 01:00
1900-03-22 02:00
1900-03-22 03:00
1900-03-22 04:00
1900-03-22 05:00
1900-03-22 06:00
1900-03-22 07:00
1900-03-22 08:00
1900-03-22 09:00
1900-03-22 10:00
1900-03-22 11:00
1900-03-22 12:00
1900-03-22 13:00
1900-03-22 14:00
1900-03-22 15:00
1900-03-22 16:00
1900-03-22 17:00
1900-03-22 18:00
1900-03-22 19:00
1900-03-22 20:00
1900-03-22 21:00
1900-03-22 22:00
1900-03-22 23:00
1900-03-23
1900-03-23 01:00
1900-03-23 02:00
1900-03-23 03:00
1900-03-23 04:00
1900-03-23 05:00
1900-03-23 06:00
1900-03-23 07:00
1900-03-23 08:00
1900-03-23 09:00
1900-03-23 10:00
1900-03-23 11:00
1900-03-23 12:00
1900-03-23 13:00
1900-03-23 14:00
1900-03-23 15:00
1900-03-23 16:00
1900-03-23 17:00
1900-03-23 18:00
1900-03-23 19:00
1900-03-23 20:00
1900-03-23 21:00
1900-03-23 22:00
1900-03-23 23:00
1900-03-24
1900-03-24 01:00
1900-03-24 02:00
1900-03-24 03:00
1900-03-24 04:00
1900-03-24 05:00
1900-03-24 06:00
1900-03-24 07:00
1900-03-24 08:00
1900-03-24 09:00
1900-03-24 10:00
1900-03-24 11:00
1900-03-24 12:00
1900-03-24 13:00
1900-03-24 14:00
1900-03-24 15:00
1900-03-24 16:00
1900-03-24 17:00
1900-03-24 18:00
1900-03-24 19:00
1900-03-24 20:00
1900-03-24 21:00
1900-03-24 22:00
1900-03-24 23:00
1900-03-25
1900-03-25 01:00
1900-03-25 02:00
1900-03-25 03:00
1900-03-25 04:00
1900-03-25 05:00
1900-03-25 06:00
1900-03-25 07:00
1900-03-25 08:00
1900-03-25 09:00
1900-03-25 10:00
1900-03-25 11:00
1900-03-25 12:00
1900-03-25 13:00
1900-03-25 14:00
1900-03-25 15:00
1900-03-25 16:00
1900-03-25 17:00
1900-03-25 18:00
1900-03-25 19:00
1900-03-25 20:00
1900-03-25 21:00
1900-03-25 22:00
1900-03-25 23:00
1900-03-26
1900-03-26 01:00
1900-03-26 02:00
1900-03-26 03:00
1900-03-26 04:00
1900-03-26 05:00
1900-03-26 06:00
1900-03-26 07:00
1900-03-26 08:00
1900-03-26 09:00
1900-03-26 10:00
1900-03-26 11:00
1900-03-26 12:00
1900-03-26 13:00
1900-03-26 14:00
1900-03-26 15:00
1900-03-26 16:00
1900-03-26 17:00
1900-03-26 18:00
1900-03-26 19:00
1900-03-26 20:00
1900-03-26 21:00
1900-03-26 22:00
1900-03-26 23:00
1900-03-27
1900-03-27 01:00
1900-03-27 02:00
1900-03-27 03:00
1900-03-27 04:00
1900-03-27 05:00
1900-03-27 06:00
1900-03-27 07:00
1900-03-27 08:00
1900-03-27 09:00
1900-03-27 10:00
1900-03-27 11:00
1900-03-27 12:00
1900-03-27 13:00
1900-03-27 14:00
1900-03-27 15:00
1900-03-27 16:00
1900-03-27 17:00
1900-03-27 18:00
1900-03-27 19:00
1900-03-27 20:00
1900-03-27 21:00
1900-03-27 22:00
1900-03-27 23:00
1900-03-28
1900-03-28 01:00
1900-03-28 02:00
1900-03-28 03:00
1900-03-28 04:00
1900-03-28 05:00
1900-03-28 06:00
1900-03-28 07:00
1900-03-28 08:00
1900-03-28 09:00
1900-03-28 10:00
1900-03-28 11:00
1900-03-28 12:00
1900-03-28 13:00
1900-03-28 14:00
1900-03-28 15:00
1900-03-28 16:00
1900-03-28 17:00
1900-03-28 18:00
1900-03-28 19:00
1900-03-28 20:00
1900-03-28 21:00
1900-03-28 22:00
1900-03-28 23:00
1900-03-29
1900-03-29 01:00
1900-03-29 02:00
1900-03-29 03:00
1900-03-29 04:00
1900-03-29 05:00
1900-03-29 06:00
1900-03-29 07:00
1900-03-29 08:00
1900-03-29 09:00
1900-03-29 10:00
1900-03-29 11:00
1900-03-29 12:00
1900-03-29 13:00
1900-03-29 14:00
1900-03-29 15:00
1900-03-29 16:00
1900-03-29 17:00
1900-03-29 18:00
1900-03-29 19:00
1900-03-29 20:00
1900-03-29 21:00
1900-03-29 22:00
1900-03-29 23:00
1900-03-30
1900-03-30 01:00
1900-03-30 02:00
1900-03-30 03:00
1900-03-30 04:00
1900-03-30 05:00
1900-03-30 06:00
1900-03-30 07:00
1900-03-30 08:00
1900-03-30 09:00
1900-03-30 10:00
1900-03-30 11:00
1900-03-30 12:00
1900-03-30 13:00
1900-03-30 14:00
1900-03-30 15:00
1900-03-30 16:00
1900-03-30 17:00
1900-03-30 18:00
1900-03-30 19:00
1900-03-30 20:00
1900-03-30 21:00
1900-03-30 22:00
1900-03-30 23:00
1900-03-31
1900-03-31 01:00
1900-03-31 02:00
1900-03-31 03:00
1900-03-31 04:00
1900-03-31 05:00
1900-03-31 06:00
1900-03-31 07:00
1900-03-31 08:00
1900-03-31 09:00
1900-03-31 10:00
1900-03-31 11:00
1900-03-31 12:00
1900-03-31 13:00
1900-03-31 14:00
1900-03-31 15:00
1900-03-31 16:00
1900-03-31 17:00
1900-03-31 18:00
1900-03-31 19:00
1900-03-31 20:00
1900-03-31 21:00
1900-03-31 22:00
1900-03-31 23:00
1900-04-01
1900-04-01 01:00
1900-04-01 02:00
1900-04-01 03:00
1900-04-01 04:00
1900-04-01 05:00
1900-04-01 06:00
1900-04-01 07:00
1900-04-01 08:00
1900-04-01 09:00
1900-04-01 10:00
1900-04-01 11:00
1900-04-01 12:00
1900-04-01 13:00
1900-04-01 14:00
1900-04-01 15:00
1900-04-01 16:00
1900-04-01 17:00
1900-04-01 18:00
1900-04-01 19:00
1900-04-01 20:00
1900-04-01 21:00
1900-04-01 22:00
1900-04-01 23:00
1900-04-02
1900-04-02 01:00
1900-04-02 02:00
1900-04-02 03:00
1900-04-02 04:00
1900-04-02 05:00
1900-04-02 06:00
1900-04-02 07:00
1900-04-02 08:00
1900-04-02 09:00
1900-04-02 10:00
1900-04-02 11:00
1900-04-02 12:00
1900-04-02 13:00
1900-04-02 14:00
1900-04-02 15:00
1900-04-02 16:00
1900-04-02 17:00
1900-04-02 18:00
1900-04-02 19:00
1900-04-02 20:00
1900-04-02 21:00
1900-04-02 22:00
1900-04-02 23:00
1900-04-03
1900-04-03 01:00
1900-04-03 02:00
1900-04-03 03:00
1900-04-03 04:00
1900-04-03 05:00
1900-04-03 06:00
1900-04-03 07:00
1900-04-03 08:00
1900-04-03 09:00
1900-04-03 10:00
1900-04-03 11:00
1900-04-03 12:00
1900-04-03 13:00
1900-04-03 14:00
1900-04-03 15:00
1900-04-03 16:00
1900-04-03 17:00
1900-04-03 18:00
1900-04-03 19:00
1900-04-03 20:00
1900-04-03 21:00
1900-04-03 22:00
1900-04-03 23:00
1900-04-04
1900-04-04 01:00
1900-04-04 02:00
1900-04-04 03:00
1900-04-04 04:00
1900-04-04 05:00
1900-04-04 06:00
1900-04-04 07:00
1900-04-04 08:00
1900-04-04 09:00
1900-04-04 10:00
1900-04-04 11:00
1900-04-04 12:00
1900-04-04 13:00
1900-04-04 14:00
1900-04-04 15:00
1900-04-04 16:00
1900-04-04 17:00
1900-04-04 18:00
1900-04-04 19:00
1900-04-04 20:00
1900-04-04 21:00
1900-04-04 22:00
1900-04-04 23:00
1900-04-05
1900-04-05 01:00
1900-04-05 02:00
1900-04-05 03:00
1900-04-05 04:00
1900-04-05 05:00
1900-04-05 06:00
1900-04-05 07:00
1900-04-05 08:00
1900-04-05 09:00
1900-04-05 10:00
1900-04-05 11:00
1900-04-05 12:00
1900-04-05 13:00
1900-04-05 14:00
1900-04-05 15:00
1900-04-05 16:00
1900-04-05 17:00
1900-04-05 18:00
1900-04-05 19:00
1900-04-05 20:00
1900-04-05 21:00
1900-04-05 22:00
1900-04-05 23:00
1900-04-06
1900-04-06 01:00
1900-04-06 02:00
1900-04-06 03:00
1900-04-06 04:00
1900-04-06 05:00
1900-04-06 06:00
1900-04-06 07:00
1900-04-06 08:00
1900-04-06 09:00
1900-04-06 10:00
1900-04-06 11:00
1900-04-06 12:00
1900-04-06 13:00
1900-04-06 14:00
1900-04-06 15:00
1900-04-06 16:00
1900-04-06 17:00
1900-04-06 18:00
1900-04-06 19:00
1900-04-06 20:00
1900-04-06 21:00
1900-04-06 22:00
1900-04-06 23:00
1900-04-07
1900-04-07 01:00
1900-04-07 02:00
1900-04-07 03:00
1900-04-07 04:00
1900-04-07 05:00
1900-04-07 06:00
1900-04-07 07:00
1900-04-07 08:00
1900-04-07 09:00
1900-04-07 10:00
1900-04-07 11:00
1900-04-07 12:00
1900-04-07 13:00
1900-04-07 14:00
1900-04-07 15:00
1900-04-07 16:00
1900-04-07 17:00
1900-04-07 18:00
1900-04-07 19:00
1900-04-07 20:00
1900-04-07 21:00
1900-04-07 22:00
1900-04-07 23:00
1900-04-08
1900-04-08 01:00
1900-04-08 02:00
1900-04-08 03:00
1900-04-08 04:00
1900-04-08 05:00
1900-04-08 06:00
1900-04-08 07:00
1900-04-08 08:00
1900-04-08 09:00
1900-04-08 10:00
1900-04-08 11:00
1900-04-08 12:00
1900-04-08 13:00
1900-04-08 14:00
1900-04-08 15:00
1900-04-08 16:00
1900-04-08 17:00
1900-04-08 18:00
1900-04-08 19:00
1900-04-08 20:00
1900-04-08 21:00
1900-04-08 22:00
1900-04-08 23:00
1900-04-09
1900-04-09 01:00
1900-04-09 02:00
1900-04-09 03:00
1900-04-09 04:00
1900-04-09 05:00
1900-04-09 06:00
1900-04-09 07:00
1900-04-09 08:00
1900-04-09 09:00
1900-04-09 10:00
1900-04-09 11:00
1900-04-09 12:00
1900-04-09 13:00
1900-04-09 14:00
1900-04-09 15:00
1900-04-09 16:00
1900-04-09 17:00
1900-04-09 18:00
1900-04-09 19:00
1900-04-09 20:00
1900-04-09 21:00
1900-04-09 22:00
1900-04-09 23:00
1900-04-10
1900-04-10 01:00
1900-04-10 02:00
1900-04-10 03:00
1900-04-10 04:00
1900-04-10 05:00
1900-04-10 06:00
1900-04-10 07:00
1900-04-10 08:00
1900-04-10 09:00
1900-04-10 10:00
1900-04-10 11:00
1900-04-10 12:00
1900-04-10 13:00
1900-04-10 14:00
1900-04-10 15:00
1900-04-10 16:00
1900-04-10 17:00
1900-04-10 18:00
1900-04-10 19:00
1900-04-10 20:00
1900-04-10 21:00
1900-04-10 22:00
1900-04-10 23:00
1900-04-11
1900-04-11 01:00
1900-04-11 02:00
1900-04-11 03:00
1900-04-11 04:00
1900-04-11 05:00
1900-04-11 06:00
1900-04-11 07:00
1900-04-11 08:00
1900-04-11 09:00
1900-04-11 10:00
1900-04-11 11:00
1900-04-11 12:00
1900-04-11 13:00
1900-04-11 14:00
1900-04-11 15:00
1900-04-11 16:00
1900-04-11 17:00
1900-04-11 18:00
1900-04-11 19:00
1900-04-11 20:00
1900-04-11 21:00
1900-04-11 22:00
1900-04-11 23:00
1900-04-12
1900-04-12 01:00
1900-04-12 02:00
1900-04-12 03:00
1900-04-12 04:00
1900-04-12 05:00
1900-04-12 06:00
1900-04-12 07:00
1900-04-12 08:00
1900-04-12 09:00
1900-04-12 10:00
1900-04-12 11:00
1900-04-12 12:00
1900-04-12 13:00
1900-04-12 14:00
1900-04-12 15:00
1900-04-12 16:00
1900-04-12 17:00
1900-04-12 18:00
1900-04-12 19:00
1900-04-12 20:00
1900-04-12 21:00
1900-04-12 22:00
1900-04-12 23:00
1900-04-13
1900-04-13 01:00
1900-04-13 02:00
1900-04-13 03:00
1900-04-13 04:00
1900-04-13 05:00
1900-04-13 06:00
1900-04-13 07:00
1900-04-13 08:00
1900-04-13 09:00
1900-04-13 10:00
1900-04-13 11:00
1900-04-13 12:00
1900-04-13 13:00
1900-04-13 14:00
1900-04-13 15:00
1900-04-13 16:00
1900-04-13 17:00
1900-04-13 18:00
1900-04-13 19:00
1900-04-13 20:00
1900-04-13 21:00
1900-04-13 22:00
1900-04-13 23:00
1900-04-14
1900-04-14 01:00
1900-04-14 02:00
1900-04-14 03:00
1900-04-14 04:00
1900-04-14 05:00
1900-04-14 06:00
1900-04-14 07:00
1900-04-14 08:00
1900-04-14 09:00
1900-04-14 10:00
1900-04-14 11:00
1900-04-14 12:00
1900-04-14 13:00
1900-04-14 14:00
1900-04-14 15:00
1900-04-14 16:00
1900-04-14 17:00
1900-04-14 18:00
1900-04-14 19:00
1900-04-14 20:00
1900-04-14 21:00
1900-04-14 22:00
1900-04-14 23:00
1900-04-15
1900-04-15 01:00
1900-04-15 02:00
1900-04-15 03:00
1900-04-15 04:00
1900-04-15 05:00
1900-04-15 06:00
1900-04-15 07:00
1900-04-15 08:00
1900-04-15 09:00
1900-04-15 10:00
1900-04-15 11:00
1900-04-15 12:00
1900-04-15 13:00
1900-04-15 14:00
1900-04-15 15:00
1900-04-15 16:00
1900-04-15 17:00
1900-04-15 18:00
1900-04-15 19:00
1900-04-15 20:00
1900-04-15 21:00
1900-04-15 22:00
1900-04-15 23:00
1900-04-16
1900-04-16 01:00
1900-04-16 02:00
1900-04-16 03:00
1900-04-16 04:00
1900-04-16 05:00
1900-04-16 06:00
1900-04-16 07:00
1900-04-16 08:00
1900-04-16 09:00
1900-04-16 10:00
1900-04-16 11:00
1900-04-16 12:00
1900-04-16 13:00
1900-04-16 14:00
1900-04-16 15:00
1900-04-16 16:00
1900-04-16 17:00
1900-04-16 18:00
1900-04-16 19:00
1900-04-16 20:00
1900-04-16 21:00
1900-04-16 22:00
1900-04-16 23:00
1900-04-17
1900-04-17 01:00
1900-04-17 02:00
1900-04-17 03:00
1900-04-17 04:00
1900-04-17 05:00
1900-04-17 06:00
1900-04-17 07:00
1900-04-17 08:00
1900-04-17 09:00
1900-04-17 10:00
1900-04-17 11:00
1900-04-17 12:00
1900-04-17 13:00
1900-04-17 14:00
1900-04-17 15:00
1900-04-17 16:00
1900-04-17 17:00
1900-04-17 18:00
1900-04-17 19:00
1900-04-17 20:00
1900-04-17 21:00
1900-04-17 22:00
1900-04-17 23:00
1900-04-18
1900-04-18 01:00
1900-04-18 02:00
1900-04-18 03:00
1900-04-18 04:00
1900-04-18 05:00
1900-04-18 06:00
1900-04-18 07:00
1900-04-18 08:00
1900-04-18 09:00
1900-04-18 10:00
1900-04-18 11:00
1900-04-18 12:00
1900-04-18 13:00
1900-04-18 14:00
1900-04-18 15:00
1900-04-18 16:00
1900-04-18 17:00
1900-04-18 18:00
1900-04-18 19:00
1900-04-18 20:00
1900-04-18 21:00
1900-04-18 22:00
1900-04-18 23:00
1900-04-19
1900-04-19 01:00
1900-04-19 02:00
1900-04-19 03:00
1900-04-19 04:00
1900-04-19 05:00
1900-04-19 06:00
1900-04-19 07:00
1900-04-19 08:00
1900-04-19 09:00
1900-04-19 10:00
1900-04-19 11:00
1900-04-19 12:00
1900-04-19 13:00
1900-04-19 14:00
1900-04-19 15:00
1900-04-19 16:00
1900-04-19 17:00
1900-04-19 18:00
1900-04-19 19:00
1900-04-19 20:00
1900-04-19 21:00
1900-04-19 22:00
1900-04-19 23:00
1900-04-20
1900-04-20 01:00
1900-04-20 02:00
1900-04-20 03:00
1900-04-20 04:00
1900-04-20 05:00
1900-04-20 06:00
1900-04-20 07:00
1900-04-20 08:00
1900-04-20 09:00
1900-04-20 10:00
1900-04-20 11:00
1900-04-20 12:00
1900-04-20 13:00
1900-04-20 14:00
1900-04-20 15:00
1900-04-20 16:00
1900-04-20 17:00
1900-04-20 18:00
1900-04-20 19:00
1900-04-20 20:00
1900-04-20 21:00
1900-04-20 22:00
1900-04-20 23:00
1900-04-21
1900-04-21 01:00
1900-04-21 02:00
1900-04-21 03:00
1900-04-21 04:00
1900-04-21 05:00
1900-04-21 06:00
1900-04-21 07:00
1900-04-21 08:00
1900-04-21 09:00
1900-04-21 10:00
1900-04-21 11:00
1900-04-21 12:00
1900-04-21 13:00
1900-04-21 14:00
1900-04-21 15:00
1900-04-21 16:00
1900-04-21 17:00
1900-04-21 18:00
1900-04-21 19:00
1900-04-21 20:00
1900-04-21 21:00
1900-04-21 22:00
1900-04-21 23:00
1900-04-22
1900-04-22 01:00
1900-04-22 02:00
1900-04-22 03:00
1900-04-22 04:00
1900-04-22 05:00
1900-04-22 06:00
1900-04-22 07:00
1900-04-22 08:00
1900-04-22 09:00
1900-04-22 10:00
1900-04-22 11:00
1900-04-22 12:00
1900-04-22 13:00
1900-04-22 14:00
1900-04-22 15:00
1900-04-22 16:00
1900-04-22 17:00
1900-04-22 18:00
1900-04-22 19:00
1900-04-22 20:00
1900-04-22 21:00
1900-04-22 22:00
1900-04-22 23:00
1900-04-23
1900-04-23 01:00
1900-04-23 02:00
1900-04-23 03:00
1900-04-23 04:00
1900-04-23 05:00
1900-04-23 06:00
1900-04-23 07:00
1900-04-23 08:00
1900-04-23 09:00
1900-04-23 10:00
1900-04-23 11:00
1900-04-23 12:00
1900-04-23 13:00
1900-04-23 14:00
1900-04-23 15:00
1900-04-23 16:00
1900-04-23 17:00
1900-04-23 18:00
1900-04-23 19:00
1900-04-23 20:00
1900-04-23 21:00
1900-04-23 22:00
1900-04-23 23:00
1900-04-24
1900-04-24 01:00
1900-04-24 02:00
1900-04-24 03:00
1900-04-24 04:00
1900-04-24 05:00
1900-04-24 06:00
1900-04-24 07:00
1900-04-24 08:00
1900-04-24 09:00
1900-04-24 10:00
1900-04-24 11:00
1900-04-24 12:00
1900-04-24 13:00
1900-04-24 14:00
1900-04-24 15:00
1900-04-24 16:00
1900-04-24 17:00
1900-04-24 18:00
1900-04-24 19:00
1900-04-24 20:00
1900-04-24 21:00
1900-04-24 22:00
1900-04-24 23:00
1900-04-25
1900-04-25 01:00
1900-04-25 02:00
1900-04-25 03:00
1900-04-25 04:00
1900-04-25 05:00
1900-04-25 06:00
1900-04-25 07:00
1900-04-25 08:00
1900-04-25 09:00
1900-04-25 10:00
1900-04-25 11:00
1900-04-25 12:00
1900-04-25 13:00
1900-04-25 14:00
1900-04-25 15:00
1900-04-25 16:00
1900-04-25 17:00
1900-04-25 18:00
1900-04-25 19:00
1900-04-25 20:00
1900-04-25 21:00
1900-04-25 22:00
1900-04-25 23:00
1900-04-26
1900-04-26 01:00
1900-04-26 02:00
1900-04-26 03:00
1900-04-26 04:00
1900-04-26 05:00
1900-04-26 06:00
1900-04-26 07:00
1900-04-26 08:00
1900-04-26 09:00
1900-04-26 10:00
1900-04-26 11:00
1900-04-26 12:00
1900-04-26 13:00
1900-04-26 14:00
1900-04-26 15:00
1900-04-26 16:00
1900-04-26 17:00
1900-04-26 18:00
1900-04-26 19:00
1900-04-26 20:00
1900-04-26 21:00
1900-04-26 22:00
1900-04-26 23:00
1900-04-27
1900-04-27 01:00
1900-04-27 02:00
1900-04-27 03:00
1900-04-27 04:00
1900-04-27 05:00
1900-04-27 06:00
1900-04-27 07:00
1900-04-27 08:00
1900-04-27 09:00
1900-04-27 10:00
1900-04-27 11:00
1900-04-27 12:00
1900-04-27 13:00
1900-04-27 14:00
1900-04-27 15:00
1900-04-27 16:00
1900-04-27 17:00
1900-04-27 18:00
1900-04-27 19:00
1900-04-27 20:00
1900-04-27 21:00
1900-04-27 22:00
1900-04-27 23:00
1900-04-28
1900-04-28 01:00
1900-04-28 02:00
1900-04-28 03:00
1900-04-28 04:00
1900-04-28 05:00
1900-04-28 06:00
1900-04-28 07:00
1900-04-28 08:00
1900-04-28 09:00
1900-04-28 10:00
1900-04-28 11:00
1900-04-28 12:00
1900-04-28 13:00
1900-04-28 14:00
1900-04-28 15:00
1900-04-28 16:00
1900-04-28 17:00
1900-04-28 18:00
1900-04-28 19:00
1900-04-28 20:00
1900-04-28 21:00
1900-04-28 22:00
1900-04-28 23:00
1900-04-29
1900-04-29 01:00
1900-04-29 02:00
1900-04-29 03:00
1900-04-29 04:00
1900-04-29 05:00
1900-04-29 06:00
1900-04-29 07:00
1900-04-29 08:00
1900-04-29 09:00
1900-04-29 10:00
1900-04-29 11:00
1900-04-29 12:00
1900-04-29 13:00
1900-04-29 14:00
1900-04-29 15:00
1900-04-29 16:00
1900-04-29 17:00
1900-04-29 18:00
1900-04-29 19:00
1900-04-29 20:00
1900-04-29 21:00
1900-04-29 22:00
1900-04-29 23:00
1900-04-30
1900-04-30 01:00
1900-04-30 02:00
1900-04-30 03:00
1900-04-30 04:00
1900-04-30 05:00
1900-04-30 06:00
1900-04-30 07:00
1900-04-30 08:00
1900-04-30 09:00
1900-04-30 10:00
1900-04-30 11:00
1900-04-30 12:00
1900-04-30 13:00
1900-04-30 14:00
1900-04-30 15:00
1900-04-30 16:00
1900-04-30 17:00
1900-04-30 18:00
1900-04-30 19:00
1900-04-30 20:00
1900-04-30 21:00
1900-04-30 22:00
1900-04-30 23:00
1900-05-01
1900-05-01 01:00
1900-05-01 02:00
1900-05-01 03:00
1900-05-01 04:00
1900-05-01 05:00
1900-05-01 06:00
1900-05-01 07:00
1900-05-01 08:00
1900-05-01 09:00
1900-05-01 10:00
1900-05-01 11:00
1900-05-01 12:00
1900-05-01 13:00
1900-05-01 14:00
1900-05-01 15:00
1900-05-01 16:00
1900-05-01 17:00
1900-05-01 18:00
1900-05-01 19:00
1900-05-01 20:00
1900-05-01 21:00
1900-05-01 22:00
1900-05-01 23:00
1900-05-02
1900-05-02 01:00
1900-05-02 02:00
1900-05-02 03:00
1900-05-02 04:00
1900-05-02 05:00
1900-05-02 06:00
1900-05-02 07:00
1900-05-02 08:00
1900-05-02 09:00
1900-05-02 10:00
1900-05-02 11:00
1900-05-02 12:00
1900-05-02 13:00
1900-05-02 14:00
1900-05-02 15:00
1900-05-02 16:00
1900-05-02 17:00
1900-05-02 18:00
1900-05-02 19:00
1900-05-02 20:00
1900-05-02 21:00
1900-05-02 22:00
1900-05-02 23:00
1900-05-03
1900-05-03 01:00
1900-05-03 02:00
1900-05-03 03:00
1900-05-03 04:00
1900-05-03 05:00
1900-05-03 06:00
1900-05-03 07:00
1900-05-03 08:00
1900-05-03 09:00
1900-05-03 10:00
1900-05-03 11:00
1900-05-03 12:00
1900-05-03 13:00
1900-05-03 14:00
1900-05-03 15:00
1900-05-03 16:00
1900-05-03 17:00
1900-05-03 18:00
1900-05-03 19:00
1900-05-03 20:00
1900-05-03 21:00
1900-05-03 22:00
1900-05-03 23:00
1900-05-04
1900-05-04 01:00
1900-05-04 02:00
1900-05-04 03:00
1900-05-04 04:00
1900-05-04 05:00
1900-05-04 06:00
1900-05-04 07:00
1900-05-04 08:00
1900-05-04 09:00
1900-05-04 10:00
1900-05-04 11:00
1900-05-04 12:00
1900-05-04 13:00
1900-05-04 14:00
1900-05-04 15:00
1900-05-04 16:00
1900-05-04 17:00
1900-05-04 18:00
1900-05-04 19:00
1900-05-04 20:00
1900-05-04 21:00
1900-05-04 22:00
1900-05-04 23:00
1900-05-05
1900-05-05 01:00
1900-05-05 02:00
1900-05-05 03:00
1900-05-05 04:00
1900-05-05 05:00
1900-05-05 06:00
1900-05-05 07:00
1900-05-05 08:00
1900-05-05 09:00
1900-05-05 10:00
1900-05-05 11:00
1900-05-05 12:00
1900-05-05 13:00
1900-05-05 14:00
1900-05-05 15:00
1900-05-05 16:00
1900-05-05 17:00
1900-05-05 18:00
1900-05-05 19:00
1900-05-05 20:00
1900-05-05 21:00
1900-05-05 22:00
1900-05-05 23:00
1900-05-06
1900-05-06 01:00
1900-05-06 02:00
1900-05-06 03:00
1900-05-06 04:00
1900-05-06 05:00
1900-05-06 06:00
1900-05-06 07:00
1900-05-06 08:00
1900-05-06 09:00
1900-05-06 10:00
1900-05-06 11:00
1900-05-06 12:00
1900-05-06 13:00
1900-05-06 14:00
1900-05-06 15:00
1900-05-06 16:00
1900-05-06 17:00
1900-05-06 18:00
1900-05-06 19:00
1900-05-06 20:00
1900-05-06 21:00
1900-05-06 22:00
1900-05-06 23:00
1900-05-07
1900-05-07 01:00
1900-05-07 02:00
1900-05-07 03:00
1900-05-07 04:00
1900-05-07 05:00
1900-05-07 06:00
1900-05-07 07:00
1900-05-07 08:00
1900-05-07 09:00
1900-05-07 10:00
1900-05-07 11:00
1900-05-07 12:00
1900-05-07 13:00
1900-05-07 14:00
1900-05-07 15:00
1900-05-07 16:00
1900-05-07 17:00
1900-05-07 18:00
1900-05-07 19:00
1900-05-07 20:00
1900-05-07 21:00
1900-05-07 22:00
1900-05-07 23:00
1900-05-08
1900-05-08 01:00
1900-05-08 02:00
1900-05-08 03:00
1900-05-08 04:00
1900-05-08 05:00
1900-05-08 06:00
1900-05-08 07:00
1900-05-08 08:00
1900-05-08 09:00
1900-05-08 10:00
1900-05-08 11:00
1900-05-08 12:00
1900-05-08 13:00
1900-05-08 14:00
1900-05-08 15:00
1900-05-08 16:00
1900-05-08 17:00
1900-05-08 18:00
1900-05-08 19:00
1900-05-08 20:00
1900-05-08 21:00
1900-05-08 22:00
1900-05-08 23:00
1900-05-09
1900-05-09 01:00
1900-05-09 02:00
1900-05-09 03:00
1900-05-09 04:00
1900-05-09 05:00
1900-05-09 06:00
1900-05-09 07:00
1900-05-09 08:00
1900-05-09 09:00
1900-05-09 10:00
1900-05-09 11:00
1900-05-09 12:00
1900-05-09 13:00
1900-05-09 14:00
1900-05-09 15:00
1900-05-09 16:00
1900-05-09 17:00
1900-05-09 18:00
1900-05-09 19:00
1900-05-09 20:00
1900-05-09 21:00
1900-05-09 22:00
1900-05-09 23:00
1900-05-10
1900-05-10 01:00
1900-05-10 02:00
1900-05-10 03:00
1900-05-10 04:00
1900-05-10 05:00
1900-05-10 06:00
1900-05-10 07:00
1900-05-10 08:00
1900-05-10 09:00
1900-05-10 10:00
1900-05-10 11:00
1900-05-10 12:00
1900-05-10 13:00
1900-05-10 14:00
1900-05-10 15:00
1900-05-10 16:00
1900-05-10 17:00
1900-05-10 18:00
1900-05-10 19:00
1900-05-10 20:00
1900-05-10 21:00
1900-05-10 22:00
1900-05-10 23:00
1900-05-11
1900-05-11 01:00
1900-05-11 02:00
1900-05-11 03:00
1900-05-11 04:00
1900-05-11 05:00
1900-05-11 06:00
1900-05-11 07:00
1900-05-11 08:00
1900-05-11 09:00
1900-05-11 10:00
1900-05-11 11:00
1900-05-11 12:00
1900-05-11 13:00
1900-05-11 14:00
1900-05-11 15:00
1900-05-11 16:00
1900-05-11 17:00
1900-05-11 18:00
1900-05-11 19:00
1900-05-11 20:00
1900-05-11 21:00
1900-05-11 22:00
1900-05-11 23:00
1900-05-12
1900-05-12 01:00
1900-05-12 02:00
1900-05-12 03:00
1900-05-12 04:00
1900-05-12 05:00
1900-05-12 06:00
1900-05-12 07:00
1900-05-12 08:00
1900-05-12 09:00
1900-05-12 10:00
1900-05-12 11:00
1900-05-12 12:00
1900-05-12 13:00
1900-05-12 14:00
1900-05-12 15:00
1900-05-12 16:00
1900-05-12 17:00
1900-05-12 18:00
1900-05-12 19:00
1900-05-12 20:00
1900-05-12 21:00
1900-05-12 22:00
1900-05-12 23:00
1900-05-13
1900-05-13 01:00
1900-05-13 02:00
1900-05-13 03:00
1900-05-13 04:00
1900-05-13 05:00
1900-05-13 06:00
1900-05-13 07:00
1900-05-13 08:00
1900-05-13 09:00
1900-05-13 10:00
1900-05-13 11:00
1900-05-13 12:00
1900-05-13 13:00
1900-05-13 14:00
1900-05-13 15:00
1900-05-13 16:00
1900-05-13 17:00
1900-05-13 18:00
1900-05-13 19:00
1900-05-13 20:00
1900-05-13 21:00
1900-05-13 22:00
1900-05-13 23:00
1900-05-14
1900-05-14 01:00
1900-05-14 02:00
1900-05-14 03:00
1900-05-14 04:00
1900-05-14 05:00
1900-05-14 06:00
1900-05-14 07:00
1900-05-14 08:00
1900-05-14 09:00
1900-05-14 10:00
1900-05-14 11:00
1900-05-14 12:00
1900-05-14 13:00
1900-05-14 14:00
1900-05-14 15:00
1900-05-14 16:00
1900-05-14 17:00
1900-05-14 18:00
1900-05-14 19:00
1900-05-14 20:00
1900-05-14 21:00
1900-05-14 22:00
1900-05-14 23:00
1900-05-15
1900-05-15 01:00
1900-05-15 02:00
1900-05-15 03:00
1900-05-15 04:00
1900-05-15 05:00
1900-05-15 06:00
1900-05-15 07:00
1900-05-15 08:00
1900-05-15 09:00
1900-05-15 10:00
1900-05-15 11:00
1900-05-15 12:00
1900-05-15 13:00
1900-05-15 14:00
1900-05-15 15:00
1900-05-15 16:00
1900-05-15 17:00
1900-05-15 18:00
1900-05-15 19:00
1900-05-15 20:00
1900-05-15 21:00
1900-05-15 22:00
1900-05-15 23:00
1900-05-16
1900-05-16 01:00
1900-05-16 02:00
1900-05-16 03:00
1900-05-16 04:00
1900-05-16 05:00
1900-05-16 06:00
1900-05-16 07:00
1900-05-16 08:00
1900-05-16 09:00
1900-05-16 10:00
1900-05-16 11:00
1900-05-16 12:00
1900-05-16 13:00
1900-05-16 14:00
1900-05-16 15:00
1900-05-16 16:00
1900-05-16 17:00
1900-05-16 18:00
1900-05-16 19:00
1900-05-16 20:00
1900-05-16 21:00
1900-05-16 22:00
1900-05-16 23:00
1900-05-17
1900-05-17 01:00
1900-05-17 02:00
1900-05-17 03:00
1900-05-17 04:00
1900-05-17 05:00
1900-05-17 06:00
1900-05-17 07:00
1900-05-17 08:00
1900-05-17 09:00
1900-05-17 10:00
1900-05-17 11:00
1900-05-17 12:00
1900-05-17 13:00
1900-05-17 14:00
1900-05-17 15:00
1900-05-17 16:00
1900-05-17 17:00
1900-05-17 18:00
1900-05-17 19:00
1900-05-17 20:00
1900-05-17 21:00
1900-05-17 22:00
1900-05-17 23:00
1900-05-18
1900-05-18 01:00
1900-05-18 02:00
1900-05-18 03:00
1900-05-18 04:00
1900-05-18 05:00
1900-05-18 06:00
1900-05-18 07:00
1900-05-18 08:00
1900-05-18 09:00
1900-05-18 10:00
1900-05-18 11:00
1900-05-18 12:00
1900-05-18 13:00
1900-05-18 14:00
1900-05-18 15:00
1900-05-18 16:00
1900-05-18 17:00
1900-05-18 18:00
1900-05-18 19:00
1900-05-18 20:00
1900-05-18 21:00
1900-05-18 22:00
1900-05-18 23:00
1900-05-19
1900-05-19 01:00
1900-05-19 02:00
1900-05-19 03:00
1900-05-19 04:00
1900-05-19 05:00
1900-05-19 06:00
1900-05-19 07:00
1900-05-19 08:00
1900-05-19 09:00
1900-05-19 10:00
1900-05-19 11:00
1900-05-19 12:00
1900-05-19 13:00
1900-05-19 14:00
1900-05-19 15:00
1900-05-19 16:00
1900-05-19 17:00
1900-05-19 18:00
1900-05-19 19:00
1900-05-19 20:00
1900-05-19 21:00
1900-05-19 22:00
1900-05-19 23:00
1900-05-20
1900-05-20 01:00
1900-05-20 02:00
1900-05-20 03:00
1900-05-20 04:00
1900-05-20 05:00
1900-05-20 06:00
1900-05-20 07:00
1900-05-20 08:00
1900-05-20 09:00
1900-05-20 10:00
1900-05-20 11:00
1900-05-20 12:00
1900-05-20 13:00
1900-05-20 14:00
1900-05-20 15:00
1900-05-20 16:00
1900-05-20 17:00
1900-05-20 18:00
1900-05-20 19:00
1900-05-20 20:00
1900-05-20 21:00
1900-05-20 22:00
1900-05-20 23:00
1900-05-21
1900-05-21 01:00
1900-05-21 02:00
1900-05-21 03:00
1900-05-21 04:00
1900-05-21 05:00
1900-05-21 06:00
1900-05-21 07:00
1900-05-21 08:00
1900-05-21 09:00
1900-05-21 10:00
1900-05-21 11:00
1900-05-21 12:00
1900-05-21 13:00
1900-05-21 14:00
1900-05-21 15:00
1900-05-21 16:00
1900-05-21 17:00
1900-05-21 18:00
1900-05-21 19:00
1900-05-21 20:00
1900-05-21 21:00
1900-05-21 22:00
1900-05-21 23:00
1900-05-22
1900-05-22 01:00
1900-05-22 02:00
1900-05-22 03:00
1900-05-22 04:00
1900-05-22 05:00
1900-05-22 06:00
1900-05-22 07:00
1900-05-22 08:00
1900-05-22 09:00
1900-05-22 10:00
1900-05-22 11:00
1900-05-22 12:00
1900-05-22 13:00
1900-05-22 14:00
1900-05-22 15:00
1900-05-22 16:00
1900-05-22 17:00
1900-05-22 18:00
1900-05-22 19:00
1900-05-22 20:00
1900-05-22 21:00
1900-05-22 22:00
1900-05-22 23:00
1900-05-23
1900-05-23 01:00
1900-05-23 02:00
1900-05-23 03:00
1900-05-23 04:00
1900-05-23 05:00
1900-05-23 06:00
1900-05-23 07:00
1900-05-23 08:00
1900-05-23 09:00
1900-05-23 10:00
1900-05-23 11:00
1900-05-23 12:00
1900-05-23 13:00
1900-05-23 14:00
1900-05-23 15:00
1900-05-23 16:00
1900-05-23 17:00
1900-05-23 18:00
1900-05-23 19:00
1900-05-23 20:00
1900-05-23 21:00
1900-05-23 22:00
1900-05-23 23:00
1900-05-24
1900-05-24 01:00
1900-05-24 02:00
1900-05-24 03:00
1900-05-24 04:00
1900-05-24 05:00
1900-05-24 06:00
1900-05-24 07:00
1900-05-24 08:00
1900-05-24 09:00
1900-05-24 10:00
1900-05-24 11:00
1900-05-24 12:00
1900-05-24 13:00
1900-05-24 14:00
1900-05-24 15:00
1900-05-24 16:00
1900-05-24 17:00
1900-05-24 18:00
1900-05-24 19:00
1900-05-24 20:00
1900-05-24 21:00
1900-05-24 22:00
1900-05-24 23:00
1900-05-25
1900-05-25 01:00
1900-05-25 02:00
1900-05-25 03:00
1900-05-25 04:00
1900-05-25 05:00
1900-05-25 06:00
1900-05-25 07:00
1900-05-25 08:00
1900-05-25 09:00
1900-05-25 10:00
1900-05-25 11:00
1900-05-25 12:00
1900-05-25 13:00
1900-05-25 14:00
1900-05-25 15:00
1900-05-25 16:00
1900-05-25 17:00
1900-05-25 18:00
1900-05-25 19:00
1900-05-25 20:00
1900-05-25 21:00
1900-05-25 22:00
1900-05-25 23:00
1900-05-26
1900-05-26 01:00
1900-05-26 02:00
1900-05-26 03:00
1900-05-26 04:00
1900-05-26 05:00
1900-05-26 06:00
1900-05-26 07:00
1900-05-26 08:00
1900-05-26 09:00
1900-05-26 10:00
1900-05-26 11:00
1900-05-26 12:00
1900-05-26 13:00
1900-05-26 14:00
1900-05-26 15:00
1900-05-26 16:00
1900-05-26 17:00
1900-05-26 18:00
1900-05-26 19:00
1900-05-26 20:00
1900-05-26 21:00
1900-05-26 22:00
1900-05-26 23:00
1900-05-27
1900-05-27 01:00
1900-05-27 02:00
1900-05-27 03:00
1900-05-27 04:00
1900-05-27 05:00
1900-05-27 06:00
1900-05-27 07:00
1900-05-27 08:00
1900-05-27 09:00
1900-05-27 10:00
1900-05-27 11:00
1900-05-27 12:00
1900-05-27 13:00
1900-05-27 14:00
1900-05-27 15:00
1900-05-27 16:00
1900-05-27 17:00
1900-05-27 18:00
1900-05-27 19:00
1900-05-27 20:00
1900-05-27 21:00
1900-05-27 22:00
1900-05-27 23:00
1900-05-28
1900-05-28 01:00
1900-05-28 02:00
1900-05-28 03:00
1900-05-28 04:00
1900-05-28 05:00
1900-05-28 06:00
1900-05-28 07:00
1900-05-28 08:00
1900-05-28 09:00
1900-05-28 10:00
1900-05-28 11:00
1900-05-28 12:00
1900-05-28 13:00
1900-05-28 14:00
1900-05-28 15:00
1900-05-28 16:00
1900-05-28 17:00
1900-05-28 18:00
1900-05-28 19:00
1900-05-28 20:00
1900-05-28 21:00
1900-05-28 22:00
1900-05-28 23:00
1900-05-29
1900-05-29 01:00
1900-05-29 02:00
1900-05-29 03:00
1900-05-29 04:00
1900-05-29 05:00
1900-05-29 06:00
1900-05-29 07:00
1900-05-29 08:00
1900-05-29 09:00
1900-05-29 10:00
1900-05-29 11:00
1900-05-29 12:00
1900-05-29 13:00
1900-05-29 14:00
1900-05-29 15:00
1900-05-29 16:00
1900-05-29 17:00
1900-05-29 18:00
1900-05-29 19:00
1900-05-29 20:00
1900-05-29 21:00
1900-05-29 22:00
1900-05-29 23:00
1900-05-30
1900-05-30 01:00
1900-05-30 02:00
1900-05-30 03:00
1900-05-30 04:00
1900-05-30 05:00
1900-05-30 06:00
1900-05-30 07:00
1900-05-30 08:00
1900-05-30 09:00
1900-05-30 10:00
1900-05-30 11:00
1900-05-30 12:00
1900-05-30 13:00
1900-05-30 14:00
1900-05-30 15:00
1900-05-30 16:00
1900-05-30 17:00
1900-05-30 18:00
1900-05-30 19:00
1900-05-30 20:00
1900-05-30 21:00
1900-05-30 22:00
1900-05-30 23:00
1900-05-31
1900-05-31 01:00
1900-05-31 02:00
1900-05-31 03:00
1900-05-31 04:00
1900-05-31 05:00
1900-05-31 06:00
1900-05-31 07:00
1900-05-31 08:00
1900-05-31 09:00
1900-05-31 10:00
1900-05-31 11:00
1900-05-31 12:00
1900-05-31 13:00
1900-05-31 14:00
1900-05-31 15:00
1900-05-31 16:00
1900-05-31 17:00
1900-05-31 18:00
1900-05-31 19:00
1900-05-31 20:00
1900-05-31 21:00
1900-05-31 22:00
1900-05-31 23:00
1900-06-01
1900-06-01 01:00
1900-06-01 02:00
1900-06-01 03:00
1900-06-01 04:00
1900-06-01 05:00
1900-06-01 06:00
1900-06-01 07:00
1900-06-01 08:00
1900-06-01 09:00
1900-06-01 10:00
1900-06-01 11:00
1900-06-01 12:00
1900-06-01 13:00
1900-06-01 14:00
1900-06-01 15:00
1900-06-01 16:00
1900-06-01 17:00
1900-06-01 18:00
1900-06-01 19:00
1900-06-01 20:00
1900-06-01 21:00
1900-06-01 22:00
1900-06-01 23:00
1900-06-02
1900-06-02 01:00
1900-06-02 02:00
1900-06-02 03:00
1900-06-02 04:00
1900-06-02 05:00
1900-06-02 06:00
1900-06-02 07:00
1900-06-02 08:00
1900-06-02 09:00
1900-06-02 10:00
1900-06-02 11:00
1900-06-02 12:00
1900-06-02 13:00
1900-06-02 14:00
1900-06-02 15:00
1900-06-02 16:00
1900-06-02 17:00
1900-06-02 18:00
1900-06-02 19:00
1900-06-02 20:00
1900-06-02 21:00
1900-06-02 22:00
1900-06-02 23:00
1900-06-03
1900-06-03 01:00
1900-06-03 02:00
1900-06-03 03:00
1900-06-03 04:00
1900-06-03 05:00
1900-06-03 06:00
1900-06-03 07:00
1900-06-03 08:00
1900-06-03 09:00
1900-06-03 10:00
1900-06-03 11:00
1900-06-03 12:00
1900-06-03 13:00
1900-06-03 14:00
1900-06-03 15:00
1900-06-03 16:00
1900-06-03 17:00
1900-06-03 18:00
1900-06-03 19:00
1900-06-03 20:00
1900-06-03 21:00
1900-06-03 22:00
1900-06-03 23:00
1900-06-04
1900-06-04 01:00
1900-06-04 02:00
1900-06-04 03:00
1900-06-04 04:00
1900-06-04 05:00
1900-06-04 06:00
1900-06-04 07:00
1900-06-04 08:00
1900-06-04 09:00
1900-06-04 10:00
1900-06-04 11:00
1900-06-04 12:00
1900-06-04 13:00
1900-06-04 14:00
1900-06-04 15:00
1900-06-04 16:00
1900-06-04 17:00
1900-06-04 18:00
1900-06-04 19:00
1900-06-04 20:00
1900-06-04 21:00
1900-06-04 22:00
1900-06-04 23:00
1900-06-05
1900-06-05 01:00
1900-06-05 02:00
1900-06-05 03:00
1900-06-05 04:00
1900-06-05 05:00
1900-06-05 06:00
1900-06-05 07:00
1900-06-05 08:00
1900-06-05 09:00
1900-06-05 10:00
1900-06-05 11:00
1900-06-05 12:00
1900-06-05 13:00
1900-06-05 14:00
1900-06-05 15:00
1900-06-05 16:00
1900-06-05 17:00
1900-06-05 18:00
1900-06-05 19:00
1900-06-05 20:00
1900-06-05 21:00
1900-06-05 22:00
1900-06-05 23:00
1900-06-06
1900-06-06 01:00
1900-06-06 02:00
1900-06-06 03:00
1900-06-06 04:00
1900-06-06 05:00
1900-06-06 06:00
1900-06-06 07:00
1900-06-06 08:00
1900-06-06 09:00
1900-06-06 10:00
1900-06-06 11:00
1900-06-06 12:00
1900-06-06 13:00
1900-06-06 14:00
1900-06-06 15:00
1900-06-06 16:00
1900-06-06 17:00
1900-06-06 18:00
1900-06-06 19:00
1900-06-06 20:00
1900-06-06 21:00
1900-06-06 22:00
1900-06-06 23:00
1900-06-07
1900-06-07 01:00
1900-06-07 02:00
1900-06-07 03:00
1900-06-07 04:00
1900-06-07 05:00
1900-06-07 06:00
1900-06-07 07:00
1900-06-07 08:00
1900-06-07 09:00
1900-06-07 10:00
1900-06-07 11:00
1900-06-07 12:00
1900-06-07 13:00
1900-06-07 14:00
1900-06-07 15:00
1900-06-07 16:00
1900-06-07 17:00
1900-06-07 18:00
1900-06-07 19:00
1900-06-07 20:00
1900-06-07 21:00
1900-06-07 22:00
1900-06-07 23:00
1900-06-08
1900-06-08 01:00
1900-06-08 02:00
1900-06-08 03:00
1900-06-08 04:00
1900-06-08 05:00
1900-06-08 06:00
1900-06-08 07:00
1900-06-08 08:00
1900-06-08 09:00
1900-06-08 10:00
1900-06-08 11:00
1900-06-08 12:00
1900-06-08 13:00
1900-06-08 14:00
1900-06-08 15:00
1900-06-08 16:00
1900-06-08 17:00
1900-06-08 18:00
1900-06-08 19:00
1900-06-08 20:00
1900-06-08 21:00
1900-06-08 22:00
1900-06-08 23:00
1900-06-09
1900-06-09 01:00
1900-06-09 02:00
1900-06-09 03:00
1900-06-09 04:00
1900-06-09 05:00
1900-06-09 06:00
1900-06-09 07:00
1900-06-09 08:00
1900-06-09 09:00
1900-06-09 10:00
1900-06-09 11:00
1900-06-09 12:00
1900-06-09 13:00
1900-06-09 14:00
1900-06-09 15:00
1900-06-09 16:00
1900-06-09 17:00
1900-06-09 18:00
1900-06-09 19:00
1900-06-09 20:00
1900-06-09 21:00
1900-06-09 22:00
1900-06-09 23:00
1900-06-10
1900-06-10 01:00
1900-06-10 02:00
1900-06-10 03:00
1900-06-10 04:00
1900-06-10 05:00
1900-06-10 06:00
1900-06-10 07:00
1900-06-10 08:00
1900-06-10 09:00
1900-06-10 10:00
1900-06-10 11:00
1900-06-10 12:00
1900-06-10 13:00
1900-06-10 14:00
1900-06-10 15:00
1900-06-10 16:00
1900-06-10 17:00
1900-06-10 18:00
1900-06-10 19:00
1900-06-10 20:00
1900-06-10 21:00
1900-06-10 22:00
1900-06-10 23:00
1900-06-11
1900-06-11 01:00
1900-06-11 02:00
1900-06-11 03:00
1900-06-11 04:00
1900-06-11 05:00
1900-06-11 06:00
1900-06-11 07:00
1900-06-11 08:00
1900-06-11 09:00
1900-06-11 10:00
1900-06-11 11:00
1900-06-11 12:00
1900-06-11 13:00
1900-06-11 14:00
1900-06-11 15:00
1900-06-11 16:00
1900-06-11 17:00
1900-06-11 18:00
1900-06-11 19:00
1900-06-11 20:00
1900-06-11 21:00
1900-06-11 22:00
1900-06-11 23:00
1900-06-12
1900-06-12 01:00
1900-06-12 02:00
1900-06-12 03:00
1900-06-12 04:00
1900-06-12 05:00
1900-06-12 06:00
1900-06-12 07:00
1900-06-12 08:00
1900-06-12 09:00
1900-06-12 10:00
1900-06-12 11:00
1900-06-12 12:00
1900-06-12 13:00
1900-06-12 14:00
1900-06-12 15:00
1900-06-12 16:00
1900-06-12 17:00
1900-06-12 18:00
1900-06-12 19:00
1900-06-12 20:00
1900-06-12 21:00
1900-06-12 22:00
1900-06-12 23:00
1900-06-13
1900-06-13 01:00
1900-06-13 02:00
1900-06-13 03:00
1900-06-13 04:00
1900-06-13 05:00
1900-06-13 06:00
1900-06-13 07:00
1900-06-13 08:00
1900-06-13 09:00
1900-06-13 10:00
1900-06-13 11:00
1900-06-13 12:00
1900-06-13 13:00
1900-06-13 14:00
1900-06-13 15:00
1900-06-13 16:00
1900-06-13 17:00
1900-06-13 18:00
1900-06-13 19:00
1900-06-13 20:00
1900-06-13 21:00
1900-06-13 22:00
1900-06-13 23:00
1900-06-14
1900-06-14 01:00
1900-06-14 02:00
1900-06-14 03:00
1900-06-14 04:00
1900-06-14 05:00
1900-06-14 06:00
1900-06-14 07:00
1900-06-14 08:00
1900-06-14 09:00
1900-06-14 10:00
1900-06-14 11:00
1900-06-14 12:00
1900-06-14 13:00
1900-06-14 14:00
1900-06-14 15:00
1900-06-14 16:00
1900-06-14 17:00
1900-06-14 18:00
1900-06-14 19:00
1900-06-14 20:00
1900-06-14 21:00
1900-06-14 22:00
1900-06-14 23:00
1900-06-15
1900-06-15 01:00
1900-06-15 02:00
1900-06-15 03:00
1900-06-15 04:00
1900-06-15 05:00
1900-06-15 06:00
1900-06-15 07:00
1900-06-15 08:00
1900-06-15 09:00
1900-06-15 10:00
1900-06-15 11:00
1900-06-15 12:00
1900-06-15 13:00
1900-06-15 14:00
1900-06-15 15:00
1900-06-15 16:00
1900-06-15 17:00
1900-06-15 18:00
1900-06-15 19:00
1900-06-15 20:00
1900-06-15 21:00
1900-06-15 22:00
1900-06-15 23:00
1900-06-16
1900-06-16 01:00
1900-06-16 02:00
1900-06-16 03:00
1900-06-16 04:00
1900-06-16 05:00
1900-06-16 06:00
1900-06-16 07:00
1900-06-16 08:00
1900-06-16 09:00
1900-06-16 10:00
1900-06-16 11:00
1900-06-16 12:00
1900-06-16 13:00
1900-06-16 14:00
1900-06-16 15:00
1900-06-16 16:00
1900-06-16 17:00
1900-06-16 18:00
1900-06-16 19:00
1900-06-16 20:00
1900-06-16 21:00
1900-06-16 22:00
1900-06-16 23:00
1900-06-17
1900-06-17 01:00
1900-06-17 02:00
1900-06-17 03:00
1900-06-17 04:00
1900-06-17 05:00
1900-06-17 06:00
1900-06-17 07:00
1900-06-17 08:00
1900-06-17 09:00
1900-06-17 10:00
1900-06-17 11:00
1900-06-17 12:00
1900-06-17 13:00
1900-06-17 14:00
1900-06-17 15:00
1900-06-17 16:00
1900-06-17 17:00
1900-06-17 18:00
1900-06-17 19:00
1900-06-17 20:00
1900-06-17 21:00
1900-06-17 22:00
1900-06-17 23:00
1900-06-18
1900-06-18 01:00
1900-06-18 02:00
1900-06-18 03:00
1900-06-18 04:00
1900-06-18 05:00
1900-06-18 06:00
1900-06-18 07:00
1900-06-18 08:00
1900-06-18 09:00
1900-06-18 10:00
1900-06-18 11:00
1900-06-18 12:00
1900-06-18 13:00
1900-06-18 14:00
1900-06-18 15:00
1900-06-18 16:00
1900-06-18 17:00
1900-06-18 18:00
1900-06-18 19:00
1900-06-18 20:00
1900-06-18 21:00
1900-06-18 22:00
1900-06-18 23:00
1900-06-19
1900-06-19 01:00
1900-06-19 02:00
1900-06-19 03:00
1900-06-19 04:00
1900-06-19 05:00
1900-06-19 06:00
1900-06-19 07:00
1900-06-19 08:00
1900-06-19 09:00
1900-06-19 10:00
1900-06-19 11:00
1900-06-19 12:00
1900-06-19 13:00
1900-06-19 14:00
1900-06-19 15:00
1900-06-19 16:00
1900-06-19 17:00
1900-06-19 18:00
1900-06-19 19:00
1900-06-19 20:00
1900-06-19 21:00
1900-06-19 22:00
1900-06-19 23:00
1900-06-20
1900-06-20 01:00
1900-06-20 02:00
1900-06-20 03:00
1900-06-20 04:00
1900-06-20 05:00
1900-06-20 06:00
1900-06-20 07:00
1900-06-20 08:00
1900-06-20 09:00
1900-06-20 10:00
1900-06-20 11:00
1900-06-20 12:00
1900-06-20 13:00
1900-06-20 14:00
1900-06-20 15:00
1900-06-20 16:00
1900-06-20 17:00
1900-06-20 18:00
1900-06-20 19:00
1900-06-20 20:00
1900-06-20 21:00
1900-06-20 22:00
1900-06-20 23:00
1900-06-21
1900-06-21 01:00
1900-06-21 02:00
1900-06-21 03:00
1900-06-21 04:00
1900-06-21 05:00
1900-06-21 06:00
1900-06-21 07:00
1900-06-21 08:00
1900-06-21 09:00
1900-06-21 10:00
1900-06-21 11:00
1900-06-21 12:00
1900-06-21 13:00
1900-06-21 14:00
1900-06-21 15:00
1900-06-21 16:00
1900-06-21 17:00
1900-06-21 18:00
1900-06-21 19:00
1900-06-21 20:00
1900-06-21 21:00
1900-06-21 22:00
1900-06-21 23:00
1900-06-22
1900-06-22 01:00
1900-06-22 02:00
1900-06-22 03:00
1900-06-22 04:00
1900-06-22 05:00
1900-06-22 06:00
1900-06-22 07:00
1900-06-22 08:00
1900-06-22 09:00
1900-06-22 10:00
1900-06-22 11:00
1900-06-22 12:00
1900-06-22 13:00
1900-06-22 14:00
1900-06-22 15:00
1900-06-22 16:00
1900-06-22 17:00
1900-06-22 18:00
1900-06-22 19:00
1900-06-22 20:00
1900-06-22 21:00
1900-06-22 22:00
1900-06-22 23:00
1900-06-23
1900-06-23 01:00
1900-06-23 02:00
1900-06-23 03:00
1900-06-23 04:00
1900-06-23 05:00
1900-06-23 06:00
1900-06-23 07:00
1900-06-23 08:00
1900-06-23 09:00
1900-06-23 10:00
1900-06-23 11:00
1900-06-23 12:00
1900-06-23 13:00
1900-06-23 14:00
1900-06-23 15:00
1900-06-23 16:00
1900-06-23 17:00
1900-06-23 18:00
1900-06-23 19:00
1900-06-23 20:00
1900-06-23 21:00
1900-06-23 22:00
1900-06-23 23:00
1900-06-24
1900-06-24 01:00
1900-06-24 02:00
1900-06-24 03:00
1900-06-24 04:00
1900-06-24 05:00
1900-06-24 06:00
1900-06-24 07:00
1900-06-24 08:00
1900-06-24 09:00
1900-06-24 10:00
1900-06-24 11:00
1900-06-24 12:00
1900-06-24 13:00
1900-06-24 14:00
1900-06-24 15:00
1900-06-24 16:00
1900-06-24 17:00
1900-06-24 18:00
1900-06-24 19:00
1900-06-24 20:00
1900-06-24 21:00
1900-06-24 22:00
1900-06-24 23:00
1900-06-25
1900-06-25 01:00
1900-06-25 02:00
1900-06-25 03:00
1900-06-25 04:00
1900-06-25 05:00
1900-06-25 06:00
1900-06-25 07:00
1900-06-25 08:00
1900-06-25 09:00
1900-06-25 10:00
1900-06-25 11:00
1900-06-25 12:00
1900-06-25 13:00
1900-06-25 14:00
1900-06-25 15:00
1900-06-25 16:00
1900-06-25 17:00
1900-06-25 18:00
1900-06-25 19:00
1900-06-25 20:00
1900-06-25 21:00
1900-06-25 22:00
1900-06-25 23:00
1900-06-26
1900-06-26 01:00
1900-06-26 02:00
1900-06-26 03:00
1900-06-26 04:00
1900-06-26 05:00
1900-06-26 06:00
1900-06-26 07:00
1900-06-26 08:00
1900-06-26 09:00
1900-06-26 10:00
1900-06-26 11:00
1900-06-26 12:00
1900-06-26 13:00
1900-06-26 14:00
1900-06-26 15:00
1900-06-26 16:00
1900-06-26 17:00
1900-06-26 18:00
1900-06-26 19:00
1900-06-26 20:00
1900-06-26 21:00
1900-06-26 22:00
1900-06-26 23:00
1900-06-27
1900-06-27 01:00
1900-06-27 02:00
1900-06-27 03:00
1900-06-27 04:00
1900-06-27 05:00
1900-06-27 06:00
1900-06-27 07:00
1900-06-27 08:00
1900-06-27 09:00
1900-06-27 10:00
1900-06-27 11:00
1900-06-27 12:00
1900-06-27 13:00
1900-06-27 14:00
1900-06-27 15:00
1900-06-27 16:00
1900-06-27 17:00
1900-06-27 18:00
1900-06-27 19:00
1900-06-27 20:00
1900-06-27 21:00
1900-06-27 22:00
1900-06-27 23:00
1900-06-28
1900-06-28 01:00
1900-06-28 02:00
1900-06-28 03:00
1900-06-28 04:00
1900-06-28 05:00
1900-06-28 06:00
1900-06-28 07:00
1900-06-28 08:00
1900-06-28 09:00
1900-06-28 10:00
1900-06-28 11:00
1900-06-28 12:00
1900-06-28 13:00
1900-06-28 14:00
1900-06-28 15:00
1900-06-28 16:00
1900-06-28 17:00
1900-06-28 18:00
1900-06-28 19:00
1900-06-28 20:00
1900-06-28 21:00
1900-06-28 22:00
1900-06-28 23:00
1900-06-29
1900-06-29 01:00
1900-06-29 02:00
1900-06-29 03:00
1900-06-29 04:00
1900-06-29 05:00
1900-06-29 06:00
1900-06-29 07:00
1900-06-29 08:00
1900-06-29 09:00
1900-06-29 10:00
1900-06-29 11:00
1900-06-29 12:00
1900-06-29 13:00
1900-06-29 14:00
1900-06-29 15:00
1900-06-29 16:00
1900-06-29 17:00
1900-06-29 18:00
1900-06-29 19:00
1900-06-29 20:00
1900-06-29 21:00
1900-06-29 22:00
1900-06-29 23:00
1900-06-30
1900-06-30 01:00
1900-06-30 02:00
1900-06-30 03:00
1900-06-30 04:00
1900-06-30 05:00
1900-06-30 06:00
1900-06-30 07:00
1900-06-30 08:00
1900-06-30 09:00
1900-06-30 10:00
1900-06-30 11:00
1900-06-30 12:00
1900-06-30 13:00
1900-06-30 14:00
1900-06-30 15:00
1900-06-30 16:00
1900-06-30 17:00
1900-06-30 18:00
1900-06-30 19:00
1900-06-30 20:00
1900-06-30 21:00
1900-06-30 22:00
1900-06-30 23:00
1900-07-01
1900-07-01 01:00
1900-07-01 02:00
1900-07-01 03:00
1900-07-01 04:00
1900-07-01 05:00
1900-07-01 06:00
1900-07-01 07:00
1900-07-01 08:00
1900-07-01 09:00
1900-07-01 10:00
1900-07-01 11:00
1900-07-01 12:00
1900-07-01 13:00
1900-07-01 14:00
1900-07-01 15:00
1900-07-01 16:00
1900-07-01 17:00
1900-07-01 18:00
1900-07-01 19:00
1900-07-01 20:00
1900-07-01 21:00
1900-07-01 22:00
1900-07-01 23:00
1900-07-02
1900-07-02 01:00
1900-07-02 02:00
1900-07-02 03:00
1900-07-02 04:00
1900-07-02 05:00
1900-07-02 06:00
1900-07-02 07:00
1900-07-02 08:00
1900-07-02 09:00
1900-07-02 10:00
1900-07-02 11:00
1900-07-02 12:00
1900-07-02 13:00
1900-07-02 14:00
1900-07-02 15:00
1900-07-02 16:00
1900-07-02 17:00
1900-07-02 18:00
1900-07-02 19:00
1900-07-02 20:00
1900-07-02 21:00
1900-07-02 22:00
1900-07-02 23:00
1900-07-03
1900-07-03 01:00
1900-07-03 02:00
1900-07-03 03:00
1900-07-03 04:00
1900-07-03 05:00
1900-07-03 06:00
1900-07-03 07:00
1900-07-03 08:00
1900-07-03 09:00
1900-07-03 10:00
1900-07-03 11:00
1900-07-03 12:00
1900-07-03 13:00
1900-07-03 14:00
1900-07-03 15:00
1900-07-03 16:00
1900-07-03 17:00
1900-07-03 18:00
1900-07-03 19:00
1900-07-03 20:00
1900-07-03 21:00
1900-07-03 22:00
1900-07-03 23:00
1900-07-04
1900-07-04 01:00
1900-07-04 02:00
1900-07-04 03:00
1900-07-04 04:00
1900-07-04 05:00
1900-07-04 06:00
1900-07-04 07:00
1900-07-04 08:00
1900-07-04 09:00
1900-07-04 10:00
1900-07-04 11:00
1900-07-04 12:00
1900-07-04 13:00
1900-07-04 14:00
1900-07-04 15:00
1900-07-04 16:00
1900-07-04 17:00
1900-07-04 18:00
1900-07-04 19:00
1900-07-04 20:00
1900-07-04 21:00
1900-07-04 22:00
1900-07-04 23:00
1900-07-05
1900-07-05 01:00
1900-07-05 02:00
1900-07-05 03:00
1900-07-05 04:00
1900-07-05 05:00
1900-07-05 06:00
1900-07-05 07:00
1900-07-05 08:00
1900-07-05 09:00
1900-07-05 10:00
1900-07-05 11:00
1900-07-05 12:00
1900-07-05 13:00
1900-07-05 14:00
1900-07-05 15:00
1900-07-05 16:00
1900-07-05 17:00
1900-07-05 18:00
1900-07-05 19:00
1900-07-05 20:00
1900-07-05 21:00
1900-07-05 22:00
1900-07-05 23:00
1900-07-06
1900-07-06 01:00
1900-07-06 02:00
1900-07-06 03:00
1900-07-06 04:00
1900-07-06 05:00
1900-07-06 06:00
1900-07-06 07:00
1900-07-06 08:00
1900-07-06 09:00
1900-07-06 10:00
1900-07-06 11:00
1900-07-06 12:00
1900-07-06 13:00
1900-07-06 14:00
1900-07-06 15:00
1900-07-06 16:00
1900-07-06 17:00
1900-07-06 18:00
1900-07-06 19:00
1900-07-06 20:00
1900-07-06 21:00
1900-07-06 22:00
1900-07-06 23:00
1900-07-07
1900-07-07 01:00
1900-07-07 02:00
1900-07-07 03:00
1900-07-07 04:00
1900-07-07 05:00
1900-07-07 06:00
1900-07-07 07:00
1900-07-07 08:00
1900-07-07 09:00
1900-07-07 10:00
1900-07-07 11:00
1900-07-07 12:00
1900-07-07 13:00
1900-07-07 14:00
1900-07-07 15:00
1900-07-07 16:00
1900-07-07 17:00
1900-07-07 18:00
1900-07-07 19:00
1900-07-07 20:00
1900-07-07 21:00
1900-07-07 22:00
1900-07-07 23:00
1900-07-08
1900-07-08 01:00
1900-07-08 02:00
1900-07-08 03:00
1900-07-08 04:00
1900-07-08 05:00
1900-07-08 06:00
1900-07-08 07:00
1900-07-08 08:00
1900-07-08 09:00
1900-07-08 10:00
1900-07-08 11:00
1900-07-08 12:00
1900-07-08 13:00
1900-07-08 14:00
1900-07-08 15:00
1900-07-08 16:00
1900-07-08 17:00
1900-07-08 18:00
1900-07-08 19:00
1900-07-08 20:00
1900-07-08 21:00
1900-07-08 22:00
1900-07-08 23:00
1900-07-09
1900-07-09 01:00
1900-07-09 02:00
1900-07-09 03:00
1900-07-09 04:00
1900-07-09 05:00
1900-07-09 06:00
1900-07-09 07:00
1900-07-09 08:00
1900-07-09 09:00
1900-07-09 10:00
1900-07-09 11:00
1900-07-09 12:00
1900-07-09 13:00
1900-07-09 14:00
1900-07-09 15:00
1900-07-09 16:00
1900-07-09 17:00
1900-07-09 18:00
1900-07-09 19:00
1900-07-09 20:00
1900-07-09 21:00
1900-07-09 22:00
1900-07-09 23:00
1900-07-10
1900-07-10 01:00
1900-07-10 02:00
1900-07-10 03:00
1900-07-10 04:00
1900-07-10 05:00
1900-07-10 06:00
1900-07-10 07:00
1900-07-10 08:00
1900-07-10 09:00
1900-07-10 10:00
1900-07-10 11:00
1900-07-10 12:00
1900-07-10 13:00
1900-07-10 14:00
1900-07-10 15:00
1900-07-10 16:00
1900-07-10 17:00
1900-07-10 18:00
1900-07-10 19:00
1900-07-10 20:00
1900-07-10 21:00
1900-07-10 22:00
1900-07-10 23:00
1900-07-11
1900-07-11 01:00
1900-07-11 02:00
1900-07-11 03:00
1900-07-11 04:00
1900-07-11 05:00
1900-07-11 06:00
1900-07-11 07:00
1900-07-11 08:00
1900-07-11 09:00
1900-07-11 10:00
1900-07-11 11:00
1900-07-11 12:00
1900-07-11 13:00
1900-07-11 14:00
1900-07-11 15:00
1900-07-11 16:00
1900-07-11 17:00
1900-07-11 18:00
1900-07-11 19:00
1900-07-11 20:00
1900-07-11 21:00
1900-07-11 22:00
1900-07-11 23:00
1900-07-12
1900-07-12 01:00
1900-07-12 02:00
1900-07-12 03:00
1900-07-12 04:00
1900-07-12 05:00
1900-07-12 06:00
1900-07-12 07:00
1900-07-12 08:00
1900-07-12 09:00
1900-07-12 10:00
1900-07-12 11:00
1900-07-12 12:00
1900-07-12 13:00
1900-07-12 14:00
1900-07-12 15:00
1900-07-12 16:00
1900-07-12 17:00
1900-07-12 18:00
1900-07-12 19:00
1900-07-12 20:00
1900-07-12 21:00
1900-07-12 22:00
1900-07-12 23:00
1900-07-13
1900-07-13 01:00
1900-07-13 02:00
1900-07-13 03:00
1900-07-13 04:00
1900-07-13 05:00
1900-07-13 06:00
1900-07-13 07:00
1900-07-13 08:00
1900-07-13 09:00
1900-07-13 10:00
1900-07-13 11:00
1900-07-13 12:00
1900-07-13 13:00
1900-07-13 14:00
1900-07-13 15:00
1900-07-13 16:00
1900-07-13 17:00
1900-07-13 18:00
1900-07-13 19:00
1900-07-13 20:00
1900-07-13 21:00
1900-07-13 22:00
1900-07-13 23:00
1900-07-14
1900-07-14 01:00
1900-07-14 02:00
1900-07-14 03:00
1900-07-14 04:00
1900-07-14 05:00
1900-07-14 06:00
1900-07-14 07:00
1900-07-14 08:00
1900-07-14 09:00
1900-07-14 10:00
1900-07-14 11:00
1900-07-14 12:00
1900-07-14 13:00
1900-07-14 14:00
1900-07-14 15:00
1900-07-14 16:00
1900-07-14 17:00
1900-07-14 18:00
1900-07-14 19:00
1900-07-14 20:00
1900-07-14 21:00
1900-07-14 22:00
1900-07-14 23:00
1900-07-15
1900-07-15 01:00
1900-07-15 02:00
1900-07-15 03:00
1900-07-15 04:00
1900-07-15 05:00
1900-07-15 06:00
1900-07-15 07:00
1900-07-15 08:00
1900-07-15 09:00
1900-07-15 10:00
1900-07-15 11:00
1900-07-15 12:00
1900-07-15 13:00
1900-07-15 14:00
1900-07-15 15:00
1900-07-15 16:00
1900-07-15 17:00
1900-07-15 18:00
1900-07-15 19:00
1900-07-15 20:00
1900-07-15 21:00
1900-07-15 22:00
1900-07-15 23:00
1900-07-16
1900-07-16 01:00
1900-07-16 02:00
1900-07-16 03:00
1900-07-16 04:00
1900-07-16 05:00
1900-07-16 06:00
1900-07-16 07:00
1900-07-16 08:00
1900-07-16 09:00
1900-07-16 10:00
1900-07-16 11:00
1900-07-16 12:00
1900-07-16 13:00
1900-07-16 14:00
1900-07-16 15:00
1900-07-16 16:00
1900-07-16 17:00
1900-07-16 18:00
1900-07-16 19:00
1900-07-16 20:00
1900-07-16 21:00
1900-07-16 22:00
1900-07-16 23:00
1900-07-17
1900-07-17 01:00
1900-07-17 02:00
1900-07-17 03:00
1900-07-17 04:00
1900-07-17 05:00
1900-07-17 06:00
1900-07-17 07:00
1900-07-17 08:00
1900-07-17 09:00
1900-07-17 10:00
1900-07-17 11:00
1900-07-17 12:00
1900-07-17 13:00
1900-07-17 14:00
1900-07-17 15:00
1900-07-17 16:00
1900-07-17 17:00
1900-07-17 18:00
1900-07-17 19:00
1900-07-17 20:00
1900-07-17 21:00
1900-07-17 22:00
1900-07-17 23:00
1900-07-18
1900-07-18 01:00
1900-07-18 02:00
1900-07-18 03:00
1900-07-18 04:00
1900-07-18 05:00
1900-07-18 06:00
1900-07-18 07:00
1900-07-18 08:00
1900-07-18 09:00
1900-07-18 10:00
1900-07-18 11:00
1900-07-18 12:00
1900-07-18 13:00
1900-07-18 14:00
1900-07-18 15:00
1900-07-18 16:00
1900-07-18 17:00
1900-07-18 18:00
1900-07-18 19:00
1900-07-18 20:00
1900-07-18 21:00
1900-07-18 22:00
1900-07-18 23:00
1900-07-19
1900-07-19 01:00
1900-07-19 02:00
1900-07-19 03:00
1900-07-19 04:00
1900-07-19 05:00
1900-07-19 06:00
1900-07-19 07:00
1900-07-19 08:00
1900-07-19 09:00
1900-07-19 10:00
1900-07-19 11:00
1900-07-19 12:00
1900-07-19 13:00
1900-07-19 14:00
1900-07-19 15:00
1900-07-19 16:00
1900-07-19 17:00
1900-07-19 18:00
1900-07-19 19:00
1900-07-19 20:00
1900-07-19 21:00
1900-07-19 22:00
1900-07-19 23:00
1900-07-20
1900-07-20 01:00
1900-07-20 02:00
1900-07-20 03:00
1900-07-20 04:00
1900-07-20 05:00
1900-07-20 06:00
1900-07-20 07:00
1900-07-20 08:00
1900-07-20 09:00
1900-07-20 10:00
1900-07-20 11:00
1900-07-20 12:00
1900-07-20 13:00
1900-07-20 14:00
1900-07-20 15:00
1900-07-20 16:00
1900-07-20 17:00
1900-07-20 18:00
1900-07-20 19:00
1900-07-20 20:00
1900-07-20 21:00
1900-07-20 22:00
1900-07-20 23:00
1900-07-21
1900-07-21 01:00
1900-07-21 02:00
1900-07-21 03:00
1900-07-21 04:00
1900-07-21 05:00
1900-07-21 06:00
1900-07-21 07:00
1900-07-21 08:00
1900-07-21 09:00
1900-07-21 10:00
1900-07-21 11:00
1900-07-21 12:00
1900-07-21 13:00
1900-07-21 14:00
1900-07-21 15:00
1900-07-21 16:00
1900-07-21 17:00
1900-07-21 18:00
1900-07-21 19:00
1900-07-21 20:00
1900-07-21 21:00
1900-07-21 22:00
1900-07-21 23:00
1900-07-22
1900-07-22 01:00
1900-07-22 02:00
1900-07-22 03:00
1900-07-22 04:00
1900-07-22 05:00
1900-07-22 06:00
1900-07-22 07:00
1900-07-22 08:00
1900-07-22 09:00
1900-07-22 10:00
1900-07-22 11:00
1900-07-22 12:00
1900-07-22 13:00
1900-07-22 14:00
1900-07-22 15:00
1900-07-22 16:00
1900-07-22 17:00
1900-07-22 18:00
1900-07-22 19:00
1900-07-22 20:00
1900-07-22 21:00
1900-07-22 22:00
1900-07-22 23:00
1900-07-23
1900-07-23 01:00
1900-07-23 02:00
1900-07-23 03:00
1900-07-23 04:00
1900-07-23 05:00
1900-07-23 06:00
1900-07-23 07:00
1900-07-23 08:00
1900-07-23 09:00
1900-07-23 10:00
1900-07-23 11:00
1900-07-23 12:00
1900-07-23 13:00
1900-07-23 14:00
1900-07-23 15:00
1900-07-23 16:00
1900-07-23 17:00
1900-07-23 18:00
1900-07-23 19:00
1900-07-23 20:00
1900-07-23 21:00
1900-07-23 22:00
1900-07-23 23:00
1900-07-24
1900-07-24 01:00
1900-07-24 02:00
1900-07-24 03:00
1900-07-24 04:00
1900-07-24 05:00
1900-07-24 06:00
1900-07-24 07:00
1900-07-24 08:00
1900-07-24 09:00
1900-07-24 10:00
1900-07-24 11:00
1900-07-24 12:00
1900-07-24 13:00
1900-07-24 14:00
1900-07-24 15:00
1900-07-24 16:00
1900-07-24 17:00
1900-07-24 18:00
1900-07-24 19:00
1900-07-24 20:00
1900-07-24 21:00
1900-07-24 22:00
1900-07-24 23:00
1900-07-25
1900-07-25 01:00
1900-07-25 02:00
1900-07-25 03:00
1900-07-25 04:00
1900-07-25 05:00
1900-07-25 06:00
1900-07-25 07:00
1900-07-25 08:00
1900-07-25 09:00
1900-07-25 10:00
1900-07-25 11:00
1900-07-25 12:00
1900-07-25 13:00
1900-07-25 14:00
1900-07-25 15:00
1900-07-25 16:00
1900-07-25 17:00
1900-07-25 18:00
1900-07-25 19:00
1900-07-25 20:00
1900-07-25 21:00
1900-07-25 22:00
1900-07-25 23:00
1900-07-26
1900-07-26 01:00
1900-07-26 02:00
1900-07-26 03:00
1900-07-26 04:00
1900-07-26 05:00
1900-07-26 06:00
1900-07-26 07:00
1900-07-26 08:00
1900-07-26 09:00
1900-07-26 10:00
1900-07-26 11:00
1900-07-26 12:00
1900-07-26 13:00
1900-07-26 14:00
1900-07-26 15:00
1900-07-26 16:00
1900-07-26 17:00
1900-07-26 18:00
1900-07-26 19:00
1900-07-26 20:00
1900-07-26 21:00
1900-07-26 22:00
1900-07-26 23:00
1900-07-27
1900-07-27 01:00
1900-07-27 02:00
1900-07-27 03:00
1900-07-27 04:00
1900-07-27 05:00
1900-07-27 06:00
1900-07-27 07:00
1900-07-27 08:00
1900-07-27 09:00
1900-07-27 10:00
1900-07-27 11:00
1900-07-27 12:00
1900-07-27 13:00
1900-07-27 14:00
1900-07-27 15:00
1900-07-27 16:00
1900-07-27 17:00
1900-07-27 18:00
1900-07-27 19:00
1900-07-27 20:00
1900-07-27 21:00
1900-07-27 22:00
1900-07-27 23:00
1900-07-28
1900-07-28 01:00
1900-07-28 02:00
1900-07-28 03:00
1900-07-28 04:00
1900-07-28 05:00
1900-07-28 06:00
1900-07-28 07:00
1900-07-28 08:00
1900-07-28 09:00
1900-07-28 10:00
1900-07-28 11:00
1900-07-28 12:00
1900-07-28 13:00
1900-07-28 14:00
1900-07-28 15:00
1900-07-28 16:00
1900-07-28 17:00
1900-07-28 18:00
1900-07-28 19:00
1900-07-28 20:00
1900-07-28 21:00
1900-07-28 22:00
1900-07-28 23:00
1900-07-29
1900-07-29 01:00
1900-07-29 02:00
1900-07-29 03:00
1900-07-29 04:00
1900-07-29 05:00
1900-07-29 06:00
1900-07-29 07:00
1900-07-29 08:00
1900-07-29 09:00
1900-07-29 10:00
1900-07-29 11:00
1900-07-29 12:00
1900-07-29 13:00
1900-07-29 14:00
1900-07-29 15:00
1900-07-29 16:00
1900-07-29 17:00
1900-07-29 18:00
1900-07-29 19:00
1900-07-29 20:00
1900-07-29 21:00
1900-07-29 22:00
1900-07-29 23:00
1900-07-30
1900-07-30 01:00
1900-07-30 02:00
1900-07-30 03:00
1900-07-30 04:00
1900-07-30 05:00
1900-07-30 06:00
1900-07-30 07:00
1900-07-30 08:00
1900-07-30 09:00
1900-07-30 10:00
1900-07-30 11:00
1900-07-30 12:00
1900-07-30 13:00
1900-07-30 14:00
1900-07-30 15:00
1900-07-30 16:00
1900-07-30 17:00
1900-07-30 18:00
1900-07-30 19:00
1900-07-30 20:00
1900-07-30 21:00
1900-07-30 22:00
1900-07-30 23:00
1900-07-31
1900-07-31 01:00
1900-07-31 02:00
1900-07-31 03:00
1900-07-31 04:00
1900-07-31 05:00
1900-07-31 06:00
1900-07-31 07:00
1900-07-31 08:00
1900-07-31 09:00
1900-07-31 10:00
1900-07-31 11:00
1900-07-31 12:00
1900-07-31 13:00
1900-07-31 14:00
1900-07-31 15:00
1900-07-31 16:00
1900-07-31 17:00
1900-07-31 18:00
1900-07-31 19:00
1900-07-31 20:00
1900-07-31 21:00
1900-07-31 22:00
1900-07-31 23:00
1900-08-01
1900-08-01 01:00
1900-08-01 02:00
1900-08-01 03:00
1900-08-01 04:00
1900-08-01 05:00
1900-08-01 06:00
1900-08-01 07:00
1900-08-01 08:00
1900-08-01 09:00
1900-08-01 10:00
1900-08-01 11:00
1900-08-01 12:00
1900-08-01 13:00
1900-08-01 14:00
1900-08-01 15:00
1900-08-01 16:00
1900-08-01 17:00
1900-08-01 18:00
1900-08-01 19:00
1900-08-01 20:00
1900-08-01 21:00
1900-08-01 22:00
1900-08-01 23:00
1900-08-02
1900-08-02 01:00
1900-08-02 02:00
1900-08-02 03:00
1900-08-02 04:00
1900-08-02 05:00
1900-08-02 06:00
1900-08-02 07:00
1900-08-02 08:00
1900-08-02 09:00
1900-08-02 10:00
1900-08-02 11:00
1900-08-02 12:00
1900-08-02 13:00
1900-08-02 14:00
1900-08-02 15:00
1900-08-02 16:00
1900-08-02 17:00
1900-08-02 18:00
1900-08-02 19:00
1900-08-02 20:00
1900-08-02 21:00
1900-08-02 22:00
1900-08-02 23:00
1900-08-03
1900-08-03 01:00
1900-08-03 02:00
1900-08-03 03:00
1900-08-03 04:00
1900-08-03 05:00
1900-08-03 06:00
1900-08-03 07:00
1900-08-03 08:00
1900-08-03 09:00
1900-08-03 10:00
1900-08-03 11:00
1900-08-03 12:00
1900-08-03 13:00
1900-08-03 14:00
1900-08-03 15:00
1900-08-03 16:00
1900-08-03 17:00
1900-08-03 18:00
1900-08-03 19:00
1900-08-03 20:00
1900-08-03 21:00
1900-08-03 22:00
1900-08-03 23:00
1900-08-04
1900-08-04 01:00
1900-08-04 02:00
1900-08-04 03:00
1900-08-04 04:00
1900-08-04 05:00
1900-08-04 06:00
1900-08-04 07:00
1900-08-04 08:00
1900-08-04 09:00
1900-08-04 10:00
1900-08-04 11:00
1900-08-04 12:00
1900-08-04 13:00
1900-08-04 14:00
1900-08-04 15:00
1900-08-04 16:00
1900-08-04 17:00
1900-08-04 18:00
1900-08-04 19:00
1900-08-04 20:00
1900-08-04 21:00
1900-08-04 22:00
1900-08-04 23:00
1900-08-05
1900-08-05 01:00
1900-08-05 02:00
1900-08-05 03:00
1900-08-05 04:00
1900-08-05 05:00
1900-08-05 06:00
1900-08-05 07:00
1900-08-05 08:00
1900-08-05 09:00
1900-08-05 10:00
1900-08-05 11:00
1900-08-05 12:00
1900-08-05 13:00
1900-08-05 14:00
1900-08-05 15:00
1900-08-05 16:00
1900-08-05 17:00
1900-08-05 18:00
1900-08-05 19:00
1900-08-05 20:00
1900-08-05 21:00
1900-08-05 22:00
1900-08-05 23:00
1900-08-06
1900-08-06 01:00
1900-08-06 02:00
1900-08-06 03:00
1900-08-06 04:00
1900-08-06 05:00
1900-08-06 06:00
1900-08-06 07:00
1900-08-06 08:00
1900-08-06 09:00
1900-08-06 10:00
1900-08-06 11:00
1900-08-06 12:00
1900-08-06 13:00
1900-08-06 14:00
1900-08-06 15:00
1900-08-06 16:00
1900-08-06 17:00
1900-08-06 18:00
1900-08-06 19:00
1900-08-06 20:00
1900-08-06 21:00
1900-08-06 22:00
1900-08-06 23:00
1900-08-07
1900-08-07 01:00
1900-08-07 02:00
1900-08-07 03:00
1900-08-07 04:00
1900-08-07 05:00
1900-08-07 06:00
1900-08-07 07:00
1900-08-07 08:00
1900-08-07 09:00
1900-08-07 10:00
1900-08-07 11:00
1900-08-07 12:00
1900-08-07 13:00
1900-08-07 14:00
1900-08-07 15:00
1900-08-07 16:00
1900-08-07 17:00
1900-08-07 18:00
1900-08-07 19:00
1900-08-07 20:00
1900-08-07 21:00
1900-08-07 22:00
1900-08-07 23:00
1900-08-08
1900-08-08 01:00
1900-08-08 02:00
1900-08-08 03:00
1900-08-08 04:00
1900-08-08 05:00
1900-08-08 06:00
1900-08-08 07:00
1900-08-08 08:00
1900-08-08 09:00
1900-08-08 10:00
1900-08-08 11:00
1900-08-08 12:00
1900-08-08 13:00
1900-08-08 14:00
1900-08-08 15:00
1900-08-08 16:00
1900-08-08 17:00
1900-08-08 18:00
1900-08-08 19:00
1900-08-08 20:00
1900-08-08 21:00
1900-08-08 22:00
1900-08-08 23:00
1900-08-09
1900-08-09 01:00
1900-08-09 02:00
1900-08-09 03:00
1900-08-09 04:00
1900-08-09 05:00
1900-08-09 06:00
1900-08-09 07:00
1900-08-09 08:00
1900-08-09 09:00
1900-08-09 10:00
1900-08-09 11:00
1900-08-09 12:00
1900-08-09 13:00
1900-08-09 14:00
1900-08-09 15:00
1900-08-09 16:00
1900-08-09 17:00
1900-08-09 18:00
1900-08-09 19:00
1900-08-09 20:00
1900-08-09 21:00
1900-08-09 22:00
1900-08-09 23:00
1900-08-10
1900-08-10 01:00
1900-08-10 02:00
1900-08-10 03:00
1900-08-10 04:00
1900-08-10 05:00
1900-08-10 06:00
1900-08-10 07:00
1900-08-10 08:00
1900-08-10 09:00
1900-08-10 10:00
1900-08-10 11:00
1900-08-10 12:00
1900-08-10 13:00
1900-08-10 14:00
1900-08-10 15:00
1900-08-10 16:00
1900-08-10 17:00
1900-08-10 18:00
1900-08-10 19:00
1900-08-10 20:00
1900-08-10 21:00
1900-08-10 22:00
1900-08-10 23:00
1900-08-11
1900-08-11 01:00
1900-08-11 02:00
1900-08-11 03:00
1900-08-11 04:00
1900-08-11 05:00
1900-08-11 06:00
1900-08-11 07:00
1900-08-11 08:00
1900-08-11 09:00
1900-08-11 10:00
1900-08-11 11:00
1900-08-11 12:00
1900-08-11 13:00
1900-08-11 14:00
1900-08-11 15:00
1900-08-11 16:00
1900-08-11 17:00
1900-08-11 18:00
1900-08-11 19:00
1900-08-11 20:00
1900-08-11 21:00
1900-08-11 22:00
1900-08-11 23:00
1900-08-12
1900-08-12 01:00
1900-08-12 02:00
1900-08-12 03:00
1900-08-12 04:00
1900-08-12 05:00
1900-08-12 06:00
1900-08-12 07:00
1900-08-12 08:00
1900-08-12 09:00
1900-08-12 10:00
1900-08-12 11:00
1900-08-12 12:00
1900-08-12 13:00
1900-08-12 14:00
1900-08-12 15:00
1900-08-12 16:00
1900-08-12 17:00
1900-08-12 18:00
1900-08-12 19:00
1900-08-12 20:00
1900-08-12 21:00
1900-08-12 22:00
1900-08-12 23:00
1900-08-13
1900-08-13 01:00
1900-08-13 02:00
1900-08-13 03:00
1900-08-13 04:00
1900-08-13 05:00
1900-08-13 06:00
1900-08-13 07:00
1900-08-13 08:00
1900-08-13 09:00
1900-08-13 10:00
1900-08-13 11:00
1900-08-13 12:00
1900-08-13 13:00
1900-08-13 14:00
1900-08-13 15:00
1900-08-13 16:00
1900-08-13 17:00
1900-08-13 18:00
1900-08-13 19:00
1900-08-13 20:00
1900-08-13 21:00
1900-08-13 22:00
1900-08-13 23:00
1900-08-14
1900-08-14 01:00
1900-08-14 02:00
1900-08-14 03:00
1900-08-14 04:00
1900-08-14 05:00
1900-08-14 06:00
1900-08-14 07:00
1900-08-14 08:00
1900-08-14 09:00
1900-08-14 10:00
1900-08-14 11:00
1900-08-14 12:00
1900-08-14 13:00
1900-08-14 14:00
1900-08-14 15:00
1900-08-14 16:00
1900-08-14 17:00
1900-08-14 18:00
1900-08-14 19:00
1900-08-14 20:00
1900-08-14 21:00
1900-08-14 22:00
1900-08-14 23:00
1900-08-15
1900-08-15 01:00
1900-08-15 02:00
1900-08-15 03:00
1900-08-15 04:00
1900-08-15 05:00
1900-08-15 06:00
1900-08-15 07:00
1900-08-15 08:00
1900-08-15 09:00
1900-08-15 10:00
1900-08-15 11:00
1900-08-15 12:00
1900-08-15 13:00
1900-08-15 14:00
1900-08-15 15:00
1900-08-15 16:00
1900-08-15 17:00
1900-08-15 18:00
1900-08-15 19:00
1900-08-15 20:00
1900-08-15 21:00
1900-08-15 22:00
1900-08-15 23:00
1900-08-16
1900-08-16 01:00
1900-08-16 02:00
1900-08-16 03:00
1900-08-16 04:00
1900-08-16 05:00
1900-08-16 06:00
1900-08-16 07:00
1900-08-16 08:00
1900-08-16 09:00
1900-08-16 10:00
1900-08-16 11:00
1900-08-16 12:00
1900-08-16 13:00
1900-08-16 14:00
1900-08-16 15:00
1900-08-16 16:00
1900-08-16 17:00
1900-08-16 18:00
1900-08-16 19:00
1900-08-16 20:00
1900-08-16 21:00
1900-08-16 22:00
1900-08-16 23:00
1900-08-17
1900-08-17 01:00
1900-08-17 02:00
1900-08-17 03:00
1900-08-17 04:00
1900-08-17 05:00
1900-08-17 06:00
1900-08-17 07:00
1900-08-17 08:00
1900-08-17 09:00
1900-08-17 10:00
1900-08-17 11:00
1900-08-17 12:00
1900-08-17 13:00
1900-08-17 14:00
1900-08-17 15:00
1900-08-17 16:00
1900-08-17 17:00
1900-08-17 18:00
1900-08-17 19:00
1900-08-17 20:00
1900-08-17 21:00
1900-08-17 22:00
1900-08-17 23:00
1900-08-18
1900-08-18 01:00
1900-08-18 02:00
1900-08-18 03:00
1900-08-18 04:00
1900-08-18 05:00
1900-08-18 06:00
1900-08-18 07:00
1900-08-18 08:00
1900-08-18 09:00
1900-08-18 10:00
1900-08-18 11:00
1900-08-18 12:00
1900-08-18 13:00
1900-08-18 14:00
1900-08-18 15:00
1900-08-18 16:00
1900-08-18 17:00
1900-08-18 18:00
1900-08-18 19:00
1900-08-18 20:00
1900-08-18 21:00
1900-08-18 22:00
1900-08-18 23:00
1900-08-19
1900-08-19 01:00
1900-08-19 02:00
1900-08-19 03:00
1900-08-19 04:00
1900-08-19 05:00
1900-08-19 06:00
1900-08-19 07:00
1900-08-19 08:00
1900-08-19 09:00
1900-08-19 10:00
1900-08-19 11:00
1900-08-19 12:00
1900-08-19 13:00
1900-08-19 14:00
1900-08-19 15:00
1900-08-19 16:00
1900-08-19 17:00
1900-08-19 18:00
1900-08-19 19:00
1900-08-19 20:00
1900-08-19 21:00
1900-08-19 22:00
1900-08-19 23:00
1900-08-20
1900-08-20 01:00
1900-08-20 02:00
1900-08-20 03:00
1900-08-20 04:00
1900-08-20 05:00
1900-08-20 06:00
1900-08-20 07:00
1900-08-20 08:00
1900-08-20 09:00
1900-08-20 10:00
1900-08-20 11:00
1900-08-20 12:00
1900-08-20 13:00
1900-08-20 14:00
1900-08-20 15:00
1900-08-20 16:00
1900-08-20 17:00
1900-08-20 18:00
1900-08-20 19:00
1900-08-20 20:00
1900-08-20 21:00
1900-08-20 22:00
1900-08-20 23:00
1900-08-21
1900-08-21 01:00
1900-08-21 02:00
1900-08-21 03:00
1900-08-21 04:00
1900-08-21 05:00
1900-08-21 06:00
1900-08-21 07:00
1900-08-21 08:00
1900-08-21 09:00
1900-08-21 10:00
1900-08-21 11:00
1900-08-21 12:00
1900-08-21 13:00
1900-08-21 14:00
1900-08-21 15:00
1900-08-21 16:00
1900-08-21 17:00
1900-08-21 18:00
1900-08-21 19:00
1900-08-21 20:00
1900-08-21 21:00
1900-08-21 22:00
1900-08-21 23:00
1900-08-22
1900-08-22 01:00
1900-08-22 02:00
1900-08-22 03:00
1900-08-22 04:00
1900-08-22 05:00
1900-08-22 06:00
1900-08-22 07:00
1900-08-22 08:00
1900-08-22 09:00
1900-08-22 10:00
1900-08-22 11:00
1900-08-22 12:00
1900-08-22 13:00
1900-08-22 14:00
1900-08-22 15:00
1900-08-22 16:00
1900-08-22 17:00
1900-08-22 18:00
1900-08-22 19:00
1900-08-22 20:00
1900-08-22 21:00
1900-08-22 22:00
1900-08-22 23:00
1900-08-23
1900-08-23 01:00
1900-08-23 02:00
1900-08-23 03:00
1900-08-23 04:00
1900-08-23 05:00
1900-08-23 06:00
1900-08-23 07:00
1900-08-23 08:00
1900-08-23 09:00
1900-08-23 10:00
1900-08-23 11:00
1900-08-23 12:00
1900-08-23 13:00
1900-08-23 14:00
1900-08-23 15:00
1900-08-23 16:00
1900-08-23 17:00
1900-08-23 18:00
1900-08-23 19:00
1900-08-23 20:00
1900-08-23 21:00
1900-08-23 22:00
1900-08-23 23:00
1900-08-24
1900-08-24 01:00
1900-08-24 02:00
1900-08-24 03:00
1900-08-24 04:00
1900-08-24 05:00
1900-08-24 06:00
1900-08-24 07:00
1900-08-24 08:00
1900-08-24 09:00
1900-08-24 10:00
1900-08-24 11:00
1900-08-24 12:00
1900-08-24 13:00
1900-08-24 14:00
1900-08-24 15:00
1900-08-24 16:00
1900-08-24 17:00
1900-08-24 18:00
1900-08-24 19:00
1900-08-24 20:00
1900-08-24 21:00
1900-08-24 22:00
1900-08-24 23:00
1900-08-25
1900-08-25 01:00
1900-08-25 02:00
1900-08-25 03:00
1900-08-25 04:00
1900-08-25 05:00
1900-08-25 06:00
1900-08-25 07:00
1900-08-25 08:00
1900-08-25 09:00
1900-08-25 10:00
1900-08-25 11:00
1900-08-25 12:00
1900-08-25 13:00
1900-08-25 14:00
1900-08-25 15:00
1900-08-25 16:00
1900-08-25 17:00
1900-08-25 18:00
1900-08-25 19:00
1900-08-25 20:00
1900-08-25 21:00
1900-08-25 22:00
1900-08-25 23:00
1900-08-26
1900-08-26 01:00
1900-08-26 02:00
1900-08-26 03:00
1900-08-26 04:00
1900-08-26 05:00
1900-08-26 06:00
1900-08-26 07:00
1900-08-26 08:00
1900-08-26 09:00
1900-08-26 10:00
1900-08-26 11:00
1900-08-26 12:00
1900-08-26 13:00
1900-08-26 14:00
1900-08-26 15:00
1900-08-26 16:00
1900-08-26 17:00
1900-08-26 18:00
1900-08-26 19:00
1900-08-26 20:00
1900-08-26 21:00
1900-08-26 22:00
1900-08-26 23:00
1900-08-27
1900-08-27 01:00
1900-08-27 02:00
1900-08-27 03:00
1900-08-27 04:00
1900-08-27 05:00
1900-08-27 06:00
1900-08-27 07:00
1900-08-27 08:00
1900-08-27 09:00
1900-08-27 10:00
1900-08-27 11:00
1900-08-27 12:00
1900-08-27 13:00
1900-08-27 14:00
1900-08-27 15:00
1900-08-27 16:00
1900-08-27 17:00
1900-08-27 18:00
1900-08-27 19:00
1900-08-27 20:00
1900-08-27 21:00
1900-08-27 22:00
1900-08-27 23:00
1900-08-28
1900-08-28 01:00
1900-08-28 02:00
1900-08-28 03:00
1900-08-28 04:00
1900-08-28 05:00
1900-08-28 06:00
1900-08-28 07:00
1900-08-28 08:00
1900-08-28 09:00
1900-08-28 10:00
1900-08-28 11:00
1900-08-28 12:00
1900-08-28 13:00
1900-08-28 14:00
1900-08-28 15:00
1900-08-28 16:00
1900-08-28 17:00
1900-08-28 18:00
1900-08-28 19:00
1900-08-28 20:00
1900-08-28 21:00
1900-08-28 22:00
1900-08-28 23:00
1900-08-29
1900-08-29 01:00
1900-08-29 02:00
1900-08-29 03:00
1900-08-29 04:00
1900-08-29 05:00
1900-08-29 06:00
1900-08-29 07:00
1900-08-29 08:00
1900-08-29 09:00
1900-08-29 10:00
1900-08-29 11:00
1900-08-29 12:00
1900-08-29 13:00
1900-08-29 14:00
1900-08-29 15:00
1900-08-29 16:00
1900-08-29 17:00
1900-08-29 18:00
1900-08-29 19:00
1900-08-29 20:00
1900-08-29 21:00
1900-08-29 22:00
1900-08-29 23:00
1900-08-30
1900-08-30 01:00
1900-08-30 02:00
1900-08-30 03:00
1900-08-30 04:00
1900-08-30 05:00
1900-08-30 06:00
1900-08-30 07:00
1900-08-30 08:00
1900-08-30 09:00
1900-08-30 10:00
1900-08-30 11:00
1900-08-30 12:00
1900-08-30 13:00
1900-08-30 14:00
1900-08-30 15:00
1900-08-30 16:00
1900-08-30 17:00
1900-08-30 18:00
1900-08-30 19:00
1900-08-30 20:00
1900-08-30 21:00
1900-08-30 22:00
1900-08-30 23:00
1900-08-31
1900-08-31 01:00
1900-08-31 02:00
1900-08-31 03:00
1900-08-31 04:00
1900-08-31 05:00
1900-08-31 06:00
1900-08-31 07:00
1900-08-31 08:00
1900-08-31 09:00
1900-08-31 10:00
1900-08-31 11:00
1900-08-31 12:00
1900-08-31 13:00
1900-08-31 14:00
1900-08-31 15:00
1900-08-31 16:00
1900-08-31 17:00
1900-08-31 18:00
1900-08-31 19:00
1900-08-31 20:00
1900-08-31 21:00
1900-08-31 22:00
1900-08-31 23:00
1900-09-01
1900-09-01 01:00
1900-09-01 02:00
1900-09-01 03:00
1900-09-01 04:00
1900-09-01 05:00
1900-09-01 06:00
1900-09-01 07:00
1900-09-01 08:00
1900-09-01 09:00
1900-09-01 10:00
1900-09-01 11:00
1900-09-01 12:00
1900-09-01 13:00
1900-09-01 14:00
1900-09-01 15:00
1900-09-01 16:00
1900-09-01 17:00
1900-09-01 18:00
1900-09-01 19:00
1900-09-01 20:00
1900-09-01 21:00
1900-09-01 22:00
1900-09-01 23:00
1900-09-02
1900-09-02 01:00
1900-09-02 02:00
1900-09-02 03:00
1900-09-02 04:00
1900-09-02 05:00
1900-09-02 06:00
1900-09-02 07:00
1900-09-02 08:00
1900-09-02 09:00
1900-09-02 10:00
1900-09-02 11:00
1900-09-02 12:00
1900-09-02 13:00
1900-09-02 14:00
1900-09-02 15:00
1900-09-02 16:00
1900-09-02 17:00
1900-09-02 18:00
1900-09-02 19:00
1900-09-02 20:00
1900-09-02 21:00
1900-09-02 22:00
1900-09-02 23:00
1900-09-03
1900-09-03 01:00
1900-09-03 02:00
1900-09-03 03:00
1900-09-03 04:00
1900-09-03 05:00
1900-09-03 06:00
1900-09-03 07:00
1900-09-03 08:00
1900-09-03 09:00
1900-09-03 10:00
1900-09-03 11:00
1900-09-03 12:00
1900-09-03 13:00
1900-09-03 14:00
1900-09-03 15:00
1900-09-03 16:00
1900-09-03 17:00
1900-09-03 18:00
1900-09-03 19:00
1900-09-03 20:00
1900-09-03 21:00
1900-09-03 22:00
1900-09-03 23:00
1900-09-04
1900-09-04 01:00
1900-09-04 02:00
1900-09-04 03:00
1900-09-04 04:00
1900-09-04 05:00
1900-09-04 06:00
1900-09-04 07:00
1900-09-04 08:00
1900-09-04 09:00
1900-09-04 10:00
1900-09-04 11:00
1900-09-04 12:00
1900-09-04 13:00
1900-09-04 14:00
1900-09-04 15:00
1900-09-04 16:00
1900-09-04 17:00
1900-09-04 18:00
1900-09-04 19:00
1900-09-04 20:00
1900-09-04 21:00
1900-09-04 22:00
1900-09-04 23:00
1900-09-05
1900-09-05 01:00
1900-09-05 02:00
1900-09-05 03:00
1900-09-05 04:00
1900-09-05 05:00
1900-09-05 06:00
1900-09-05 07:00
1900-09-05 08:00
1900-09-05 09:00
1900-09-05 10:00
1900-09-05 11:00
1900-09-05 12:00
1900-09-05 13:00
1900-09-05 14:00
1900-09-05 15:00
1900-09-05 16:00
1900-09-05 17:00
1900-09-05 18:00
1900-09-05 19:00
1900-09-05 20:00
1900-09-05 21:00
1900-09-05 22:00
1900-09-05 23:00
1900-09-06
1900-09-06 01:00
1900-09-06 02:00
1900-09-06 03:00
1900-09-06 04:00
1900-09-06 05:00
1900-09-06 06:00
1900-09-06 07:00
1900-09-06 08:00
1900-09-06 09:00
1900-09-06 10:00
1900-09-06 11:00
1900-09-06 12:00
1900-09-06 13:00
1900-09-06 14:00
1900-09-06 15:00
1900-09-06 16:00
1900-09-06 17:00
1900-09-06 18:00
1900-09-06 19:00
1900-09-06 20:00
1900-09-06 21:00
1900-09-06 22:00
1900-09-06 23:00
1900-09-07
1900-09-07 01:00
1900-09-07 02:00
1900-09-07 03:00
1900-09-07 04:00
1900-09-07 05:00
1900-09-07 06:00
1900-09-07 07:00
1900-09-07 08:00
1900-09-07 09:00
1900-09-07 10:00
1900-09-07 11:00
1900-09-07 12:00
1900-09-07 13:00
1900-09-07 14:00
1900-09-07 15:00
1900-09-07 16:00
1900-09-07 17:00
1900-09-07 18:00
1900-09-07 19:00
1900-09-07 20:00
1900-09-07 21:00
1900-09-07 22:00
1900-09-07 23:00
1900-09-08
1900-09-08 01:00
1900-09-08 02:00
1900-09-08 03:00
1900-09-08 04:00
1900-09-08 05:00
1900-09-08 06:00
1900-09-08 07:00
1900-09-08 08:00
1900-09-08 09:00
1900-09-08 10:00
1900-09-08 11:00
1900-09-08 12:00
1900-09-08 13:00
1900-09-08 14:00
1900-09-08 15:00
1900-09-08 16:00
1900-09-08 17:00
1900-09-08 18:00
1900-09-08 19:00
1900-09-08 20:00
1900-09-08 21:00
1900-09-08 22:00
1900-09-08 23:00
1900-09-09
1900-09-09 01:00
1900-09-09 02:00
1900-09-09 03:00
1900-09-09 04:00
1900-09-09 05:00
1900-09-09 06:00
1900-09-09 07:00
1900-09-09 08:00
1900-09-09 09:00
1900-09-09 10:00
1900-09-09 11:00
1900-09-09 12:00
1900-09-09 13:00
1900-09-09 14:00
1900-09-09 15:00
1900-09-09 16:00
1900-09-09 17:00
1900-09-09 18:00
1900-09-09 19:00
1900-09-09 20:00
1900-09-09 21:00
1900-09-09 22:00
1900-09-09 23:00
1900-09-10
1900-09-10 01:00
1900-09-10 02:00
1900-09-10 03:00
1900-09-10 04:00
1900-09-10 05:00
1900-09-10 06:00
1900-09-10 07:00
1900-09-10 08:00
1900-09-10 09:00
1900-09-10 10:00
1900-09-10 11:00
1900-09-10 12:00
1900-09-10 13:00
1900-09-10 14:00
1900-09-10 15:00
1900-09-10 16:00
1900-09-10 17:00
1900-09-10 18:00
1900-09-10 19:00
1900-09-10 20:00
1900-09-10 21:00
1900-09-10 22:00
1900-09-10 23:00
1900-09-11
1900-09-11 01:00
1900-09-11 02:00
1900-09-11 03:00
1900-09-11 04:00
1900-09-11 05:00
1900-09-11 06:00
1900-09-11 07:00
1900-09-11 08:00
1900-09-11 09:00
1900-09-11 10:00
1900-09-11 11:00
1900-09-11 12:00
1900-09-11 13:00
1900-09-11 14:00
1900-09-11 15:00
1900-09-11 16:00
1900-09-11 17:00
1900-09-11 18:00
1900-09-11 19:00
1900-09-11 20:00
1900-09-11 21:00
1900-09-11 22:00
1900-09-11 23:00
1900-09-12
1900-09-12 01:00
1900-09-12 02:00
1900-09-12 03:00
1900-09-12 04:00
1900-09-12 05:00
1900-09-12 06:00
1900-09-12 07:00
1900-09-12 08:00
1900-09-12 09:00
1900-09-12 10:00
1900-09-12 11:00
1900-09-12 12:00
1900-09-12 13:00
1900-09-12 14:00
1900-09-12 15:00
1900-09-12 16:00
1900-09-12 17:00
1900-09-12 18:00
1900-09-12 19:00
1900-09-12 20:00
1900-09-12 21:00
1900-09-12 22:00
1900-09-12 23:00
1900-09-13
1900-09-13 01:00
1900-09-13 02:00
1900-09-13 03:00
1900-09-13 04:00
1900-09-13 05:00
1900-09-13 06:00
1900-09-13 07:00
1900-09-13 08:00
1900-09-13 09:00
1900-09-13 10:00
1900-09-13 11:00
1900-09-13 12:00
1900-09-13 13:00
1900-09-13 14:00
1900-09-13 15:00
1900-09-13 16:00
1900-09-13 17:00
1900-09-13 18:00
1900-09-13 19:00
1900-09-13 20:00
1900-09-13 21:00
1900-09-13 22:00
1900-09-13 23:00
1900-09-14
1900-09-14 01:00
1900-09-14 02:00
1900-09-14 03:00
1900-09-14 04:00
1900-09-14 05:00
1900-09-14 06:00
1900-09-14 07:00
1900-09-14 08:00
1900-09-14 09:00
1900-09-14 10:00
1900-09-14 11:00
1900-09-14 12:00
1900-09-14 13:00
1900-09-14 14:00
1900-09-14 15:00
1900-09-14 16:00
1900-09-14 17:00
1900-09-14 18:00
1900-09-14 19:00
1900-09-14 20:00
1900-09-14 21:00
1900-09-14 22:00
1900-09-14 23:00
1900-09-15
1900-09-15 01:00
1900-09-15 02:00
1900-09-15 03:00
1900-09-15 04:00
1900-09-15 05:00
1900-09-15 06:00
1900-09-15 07:00
1900-09-15 08:00
1900-09-15 09:00
1900-09-15 10:00
1900-09-15 11:00
1900-09-15 12:00
1900-09-15 13:00
1900-09-15 14:00
1900-09-15 15:00
1900-09-15 16:00
1900-09-15 17:00
1900-09-15 18:00
1900-09-15 19:00
1900-09-15 20:00
1900-09-15 21:00
1900-09-15 22:00
1900-09-15 23:00
1900-09-16
1900-09-16 01:00
1900-09-16 02:00
1900-09-16 03:00
1900-09-16 04:00
1900-09-16 05:00
1900-09-16 06:00
1900-09-16 07:00
1900-09-16 08:00
1900-09-16 09:00
1900-09-16 10:00
1900-09-16 11:00
1900-09-16 12:00
1900-09-16 13:00
1900-09-16 14:00
1900-09-16 15:00
1900-09-16 16:00
1900-09-16 17:00
1900-09-16 18:00
1900-09-16 19:00
1900-09-16 20:00
1900-09-16 21:00
1900-09-16 22:00
1900-09-16 23:00
1900-09-17
1900-09-17 01:00
1900-09-17 02:00
1900-09-17 03:00
1900-09-17 04:00
1900-09-17 05:00
1900-09-17 06:00
1900-09-17 07:00
1900-09-17 08:00
1900-09-17 09:00
1900-09-17 10:00
1900-09-17 11:00
1900-09-17 12:00
1900-09-17 13:00
1900-09-17 14:00
1900-09-17 15:00
1900-09-17 16:00
1900-09-17 17:00
1900-09-17 18:00
1900-09-17 19:00
1900-09-17 20:00
1900-09-17 21:00
1900-09-17 22:00
1900-09-17 23:00
1900-09-18
1900-09-18 01:00
1900-09-18 02:00
1900-09-18 03:00
1900-09-18 04:00
1900-09-18 05:00
1900-09-18 06:00
1900-09-18 07:00
1900-09-18 08:00
1900-09-18 09:00
1900-09-18 10:00
1900-09-18 11:00
1900-09-18 12:00
1900-09-18 13:00
1900-09-18 14:00
1900-09-18 15:00
1900-09-18 16:00
1900-09-18 17:00
1900-09-18 18:00
1900-09-18 19:00
1900-09-18 20:00
1900-09-18 21:00
1900-09-18 22:00
1900-09-18 23:00
1900-09-19
1900-09-19 01:00
1900-09-19 02:00
1900-09-19 03:00
1900-09-19 04:00
1900-09-19 05:00
1900-09-19 06:00
1900-09-19 07:00
1900-09-19 08:00
1900-09-19 09:00
1900-09-19 10:00
1900-09-19 11:00
1900-09-19 12:00
1900-09-19 13:00
1900-09-19 14:00
1900-09-19 15:00
1900-09-19 16:00
1900-09-19 17:00
1900-09-19 18:00
1900-09-19 19:00
1900-09-19 20:00
1900-09-19 21:00
1900-09-19 22:00
1900-09-19 23:00
1900-09-20
1900-09-20 01:00
1900-09-20 02:00
1900-09-20 03:00
1900-09-20 04:00
1900-09-20 05:00
1900-09-20 06:00
1900-09-20 07:00
1900-09-20 08:00
1900-09-20 09:00
1900-09-20 10:00
1900-09-20 11:00
1900-09-20 12:00
1900-09-20 13:00
1900-09-20 14:00
1900-09-20 15:00
1900-09-20 16:00
1900-09-20 17:00
1900-09-20 18:00
1900-09-20 19:00
1900-09-20 20:00
1900-09-20 21:00
1900-09-20 22:00
1900-09-20 23:00
1900-09-21
1900-09-21 01:00
1900-09-21 02:00
1900-09-21 03:00
1900-09-21 04:00
1900-09-21 05:00
1900-09-21 06:00
1900-09-21 07:00
1900-09-21 08:00
1900-09-21 09:00
1900-09-21 10:00
1900-09-21 11:00
1900-09-21 12:00
1900-09-21 13:00
1900-09-21 14:00
1900-09-21 15:00
1900-09-21 16:00
1900-09-21 17:00
1900-09-21 18:00
1900-09-21 19:00
1900-09-21 20:00
1900-09-21 21:00
1900-09-21 22:00
1900-09-21 23:00
1900-09-22
1900-09-22 01:00
1900-09-22 02:00
1900-09-22 03:00
1900-09-22 04:00
1900-09-22 05:00
1900-09-22 06:00
1900-09-22 07:00
1900-09-22 08:00
1900-09-22 09:00
1900-09-22 10:00
1900-09-22 11:00
1900-09-22 12:00
1900-09-22 13:00
1900-09-22 14:00
1900-09-22 15:00
1900-09-22 16:00
1900-09-22 17:00
1900-09-22 18:00
1900-09-22 19:00
1900-09-22 20:00
1900-09-22 21:00
1900-09-22 22:00
1900-09-22 23:00
1900-09-23
1900-09-23 01:00
1900-09-23 02:00
1900-09-23 03:00
1900-09-23 04:00
1900-09-23 05:00
1900-09-23 06:00
1900-09-23 07:00
1900-09-23 08:00
1900-09-23 09:00
1900-09-23 10:00
1900-09-23 11:00
1900-09-23 12:00
1900-09-23 13:00
1900-09-23 14:00
1900-09-23 15:00
1900-09-23 16:00
1900-09-23 17:00
1900-09-23 18:00
1900-09-23 19:00
1900-09-23 20:00
1900-09-23 21:00
1900-09-23 22:00
1900-09-23 23:00
1900-09-24
1900-09-24 01:00
1900-09-24 02:00
1900-09-24 03:00
1900-09-24 04:00
1900-09-24 05:00
1900-09-24 06:00
1900-09-24 07:00
1900-09-24 08:00
1900-09-24 09:00
1900-09-24 10:00
1900-09-24 11:00
1900-09-24 12:00
1900-09-24 13:00
1900-09-24 14:00
1900-09-24 15:00
1900-09-24 16:00
1900-09-24 17:00
1900-09-24 18:00
1900-09-24 19:00
1900-09-24 20:00
1900-09-24 21:00
1900-09-24 22:00
1900-09-24 23:00
1900-09-25
1900-09-25 01:00
1900-09-25 02:00
1900-09-25 03:00
1900-09-25 04:00
1900-09-25 05:00
1900-09-25 06:00
1900-09-25 07:00
1900-09-25 08:00
1900-09-25 09:00
1900-09-25 10:00
1900-09-25 11:00
1900-09-25 12:00
1900-09-25 13:00
1900-09-25 14:00
1900-09-25 15:00
1900-09-25 16:00
1900-09-25 17:00
1900-09-25 18:00
1900-09-25 19:00
1900-09-25 20:00
1900-09-25 21:00
1900-09-25 22:00
1900-09-25 23:00
1900-09-26
1900-09-26 01:00
1900-09-26 02:00
1900-09-26 03:00
1900-09-26 04:00
1900-09-26 05:00
1900-09-26 06:00
1900-09-26 07:00
1900-09-26 08:00
1900-09-26 09:00
1900-09-26 10:00
1900-09-26 11:00
1900-09-26 12:00
1900-09-26 13:00
1900-09-26 14:00
1900-09-26 15:00
1900-09-26 16:00
1900-09-26 17:00
1900-09-26 18:00
1900-09-26 19:00
1900-09-26 20:00
1900-09-26 21:00
1900-09-26 22:00
1900-09-26 23:00
1900-09-27
1900-09-27 01:00
1900-09-27 02:00
1900-09-27 03:00
1900-09-27 04:00
1900-09-27 05:00
1900-09-27 06:00
1900-09-27 07:00
1900-09-27 08:00
1900-09-27 09:00
1900-09-27 10:00
1900-09-27 11:00
1900-09-27 12:00
1900-09-27 13:00
1900-09-27 14:00
1900-09-27 15:00
1900-09-27 16:00
1900-09-27 17:00
1900-09-27 18:00
1900-09-27 19:00
1900-09-27 20:00
1900-09-27 21:00
1900-09-27 22:00
1900-09-27 23:00
1900-09-28
1900-09-28 01:00
1900-09-28 02:00
1900-09-28 03:00
1900-09-28 04:00
1900-09-28 05:00
1900-09-28 06:00
1900-09-28 07:00
1900-09-28 08:00
1900-09-28 09:00
1900-09-28 10:00
1900-09-28 11:00
1900-09-28 12:00
1900-09-28 13:00
1900-09-28 14:00
1900-09-28 15:00
1900-09-28 16:00
1900-09-28 17:00
1900-09-28 18:00
1900-09-28 19:00
1900-09-28 20:00
1900-09-28 21:00
1900-09-28 22:00
1900-09-28 23:00
1900-09-29
1900-09-29 01:00
1900-09-29 02:00
1900-09-29 03:00
1900-09-29 04:00
1900-09-29 05:00
1900-09-29 06:00
1900-09-29 07:00
1900-09-29 08:00
1900-09-29 09:00
1900-09-29 10:00
1900-09-29 11:00
1900-09-29 12:00
1900-09-29 13:00
1900-09-29 14:00
1900-09-29 15:00
1900-09-29 16:00
1900-09-29 17:00
1900-09-29 18:00
1900-09-29 19:00
1900-09-29 20:00
1900-09-29 21:00
1900-09-29 22:00
1900-09-29 23:00
1900-09-30
1900-09-30 01:00
1900-09-30 02:00
1900-09-30 03:00
1900-09-30 04:00
1900-09-30 05:00
1900-09-30 06:00
1900-09-30 07:00
1900-09-30 08:00
1900-09-30 09:00
1900-09-30 10:00
1900-09-30 11:00
1900-09-30 12:00
1900-09-30 13:00
1900-09-30 14:00
1900-09-30 15:00
1900-09-30 16:00
1900-09-30 17:00
1900-09-30 18:00
1900-09-30 19:00
1900-09-30 20:00
1900-09-30 21:00
1900-09-30 22:00
1900-09-30 23:00
1900-10-01
1900-10-01 01:00
1900-10-01 02:00
1900-10-01 03:00
1900-10-01 04:00
1900-10-01 05:00
1900-10-01 06:00
1900-10-01 07:00
1900-10-01 08:00
1900-10-01 09:00
1900-10-01 10:00
1900-10-01 11:00
1900-10-01 12:00
1900-10-01 13:00
1900-10-01 14:00
1900-10-01 15:00
1900-10-01 16:00
1900-10-01 17:00
1900-10-01 18:00
1900-10-01 19:00
1900-10-01 20:00
1900-10-01 21:00
1900-10-01 22:00
1900-10-01 23:00
1900-10-02
1900-10-02 01:00
1900-10-02 02:00
1900-10-02 03:00
1900-10-02 04:00
1900-10-02 05:00
1900-10-02 06:00
1900-10-02 07:00
1900-10-02 08:00
1900-10-02 09:00
1900-10-02 10:00
1900-10-02 11:00
1900-10-02 12:00
1900-10-02 13:00
1900-10-02 14:00
1900-10-02 15:00
1900-10-02 16:00
1900-10-02 17:00
1900-10-02 18:00
1900-10-02 19:00
1900-10-02 20:00
1900-10-02 21:00
1900-10-02 22:00
1900-10-02 23:00
1900-10-03
1900-10-03 01:00
1900-10-03 02:00
1900-10-03 03:00
1900-10-03 04:00
1900-10-03 05:00
1900-10-03 06:00
1900-10-03 07:00
1900-10-03 08:00
1900-10-03 09:00
1900-10-03 10:00
1900-10-03 11:00
1900-10-03 12:00
1900-10-03 13:00
1900-10-03 14:00
1900-10-03 15:00
1900-10-03 16:00
1900-10-03 17:00
1900-10-03 18:00
1900-10-03 19:00
1900-10-03 20:00
1900-10-03 21:00
1900-10-03 22:00
1900-10-03 23:00
1900-10-04
1900-10-04 01:00
1900-10-04 02:00
1900-10-04 03:00
1900-10-04 04:00
1900-10-04 05:00
1900-10-04 06:00
1900-10-04 07:00
1900-10-04 08:00
1900-10-04 09:00
1900-10-04 10:00
1900-10-04 11:00
1900-10-04 12:00
1900-10-04 13:00
1900-10-04 14:00
1900-10-04 15:00
1900-10-04 16:00
1900-10-04 17:00
1900-10-04 18:00
1900-10-04 19:00
1900-10-04 20:00
1900-10-04 21:00
1900-10-04 22:00
1900-10-04 23:00
1900-10-05
1900-10-05 01:00
1900-10-05 02:00
1900-10-05 03:00
1900-10-05 04:00
1900-10-05 05:00
1900-10-05 06:00
1900-10-05 07:00
1900-10-05 08:00
1900-10-05 09:00
1900-10-05 10:00
1900-10-05 11:00
1900-10-05 12:00
1900-10-05 13:00
1900-10-05 14:00
1900-10-05 15:00
1900-10-05 16:00
1900-10-05 17:00
1900-10-05 18:00
1900-10-05 19:00
1900-10-05 20:00
1900-10-05 21:00
1900-10-05 22:00
1900-10-05 23:00
1900-10-06
1900-10-06 01:00
1900-10-06 02:00
1900-10-06 03:00
1900-10-06 04:00
1900-10-06 05:00
1900-10-06 06:00
1900-10-06 07:00
1900-10-06 08:00
1900-10-06 09:00
1900-10-06 10:00
1900-10-06 11:00
1900-10-06 12:00
1900-10-06 13:00
1900-10-06 14:00
1900-10-06 15:00
1900-10-06 16:00
1900-10-06 17:00
1900-10-06 18:00
1900-10-06 19:00
1900-10-06 20:00
1900-10-06 21:00
1900-10-06 22:00
1900-10-06 23:00
1900-10-07
1900-10-07 01:00
1900-10-07 02:00
1900-10-07 03:00
1900-10-07 04:00
1900-10-07 05:00
1900-10-07 06:00
1900-10-07 07:00
1900-10-07 08:00
1900-10-07 09:00
1900-10-07 10:00
1900-10-07 11:00
1900-10-07 12:00
1900-10-07 13:00
1900-10-07 14:00
1900-10-07 15:00
1900-10-07 16:00
1900-10-07 17:00
1900-10-07 18:00
1900-10-07 19:00
1900-10-07 20:00
1900-10-07 21:00
1900-10-07 22:00
1900-10-07 23:00
1900-10-08
1900-10-08 01:00
1900-10-08 02:00
1900-10-08 03:00
1900-10-08 04:00
1900-10-08 05:00
1900-10-08 06:00
1900-10-08 07:00
1900-10-08 08:00
1900-10-08 09:00
1900-10-08 10:00
1900-10-08 11:00
1900-10-08 12:00
1900-10-08 13:00
1900-10-08 14:00
1900-10-08 15:00
1900-10-08 16:00
1900-10-08 17:00
1900-10-08 18:00
1900-10-08 19:00
1900-10-08 20:00
1900-10-08 21:00
1900-10-08 22:00
1900-10-08 23:00
1900-10-09
1900-10-09 01:00
1900-10-09 02:00
1900-10-09 03:00
1900-10-09 04:00
1900-10-09 05:00
1900-10-09 06:00
1900-10-09 07:00
1900-10-09 08:00
1900-10-09 09:00
1900-10-09 10:00
1900-10-09 11:00
1900-10-09 12:00
1900-10-09 13:00
1900-10-09 14:00
1900-10-09 15:00
1900-10-09 16:00
1900-10-09 17:00
1900-10-09 18:00
1900-10-09 19:00
1900-10-09 20:00
1900-10-09 21:00
1900-10-09 22:00
1900-10-09 23:00
1900-10-10
1900-10-10 01:00
1900-10-10 02:00
1900-10-10 03:00
1900-10-10 04:00
1900-10-10 05:00
1900-10-10 06:00
1900-10-10 07:00
1900-10-10 08:00
1900-10-10 09:00
1900-10-10 10:00
1900-10-10 11:00
1900-10-10 12:00
1900-10-10 13:00
1900-10-10 14:00
1900-10-10 15:00
1900-10-10 16:00
1900-10-10 17:00
1900-10-10 18:00
1900-10-10 19:00
1900-10-10 20:00
1900-10-10 21:00
1900-10-10 22:00
1900-10-10 23:00
1900-10-11
1900-10-11 01:00
1900-10-11 02:00
1900-10-11 03:00
1900-10-11 04:00
1900-10-11 05:00
1900-10-11 06:00
1900-10-11 07:00
1900-10-11 08:00
1900-10-11 09:00
1900-10-11 10:00
1900-10-11 11:00
1900-10-11 12:00
1900-10-11 13:00
1900-10-11 14:00
1900-10-11 15:00
1900-10-11 16:00
1900-10-11 17:00
1900-10-11 18:00
1900-10-11 19:00
1900-10-11 20:00
1900-10-11 21:00
1900-10-11 22:00
1900-10-11 23:00
1900-10-12
1900-10-12 01:00
1900-10-12 02:00
1900-10-12 03:00
1900-10-12 04:00
1900-10-12 05:00
1900-10-12 06:00
1900-10-12 07:00
1900-10-12 08:00
1900-10-12 09:00
1900-10-12 10:00
1900-10-12 11:00
1900-10-12 12:00
1900-10-12 13:00
1900-10-12 14:00
1900-10-12 15:00
1900-10-12 16:00
1900-10-12 17:00
1900-10-12 18:00
1900-10-12 19:00
1900-10-12 20:00
1900-10-12 21:00
1900-10-12 22:00
1900-10-12 23:00
1900-10-13
1900-10-13 01:00
1900-10-13 02:00
1900-10-13 03:00
1900-10-13 04:00
1900-10-13 05:00
1900-10-13 06:00
1900-10-13 07:00
1900-10-13 08:00
1900-10-13 09:00
1900-10-13 10:00
1900-10-13 11:00
1900-10-13 12:00
1900-10-13 13:00
1900-10-13 14:00
1900-10-13 15:00
1900-10-13 16:00
1900-10-13 17:00
1900-10-13 18:00
1900-10-13 19:00
1900-10-13 20:00
1900-10-13 21:00
1900-10-13 22:00
1900-10-13 23:00
1900-10-14
1900-10-14 01:00
1900-10-14 02:00
1900-10-14 03:00
1900-10-14 04:00
1900-10-14 05:00
1900-10-14 06:00
1900-10-14 07:00
1900-10-14 08:00
1900-10-14 09:00
1900-10-14 10:00
1900-10-14 11:00
1900-10-14 12:00
1900-10-14 13:00
1900-10-14 14:00
1900-10-14 15:00
1900-10-14 16:00
1900-10-14 17:00
1900-10-14 18:00
1900-10-14 19:00
1900-10-14 20:00
1900-10-14 21:00
1900-10-14 22:00
1900-10-14 23:00
1900-10-15
1900-10-15 01:00
1900-10-15 02:00
1900-10-15 03:00
1900-10-15 04:00
1900-10-15 05:00
1900-10-15 06:00
1900-10-15 07:00
1900-10-15 08:00
1900-10-15 09:00
1900-10-15 10:00
1900-10-15 11:00
1900-10-15 12:00
1900-10-15 13:00
1900-10-15 14:00
1900-10-15 15:00
1900-10-15 16:00
1900-10-15 17:00
1900-10-15 18:00
1900-10-15 19:00
1900-10-15 20:00
1900-10-15 21:00
1900-10-15 22:00
1900-10-15 23:00
1900-10-16
1900-10-16 01:00
1900-10-16 02:00
1900-10-16 03:00
1900-10-16 04:00
1900-10-16 05:00
1900-10-16 06:00
1900-10-16 07:00
1900-10-16 08:00
1900-10-16 09:00
1900-10-16 10:00
1900-10-16 11:00
1900-10-16 12:00
1900-10-16 13:00
1900-10-16 14:00
1900-10-16 15:00
1900-10-16 16:00
1900-10-16 17:00
1900-10-16 18:00
1900-10-16 19:00
1900-10-16 20:00
1900-10-16 21:00
1900-10-16 22:00
1900-10-16 23:00
1900-10-17
1900-10-17 01:00
1900-10-17 02:00
1900-10-17 03:00
1900-10-17 04:00
1900-10-17 05:00
1900-10-17 06:00
1900-10-17 07:00
1900-10-17 08:00
1900-10-17 09:00
1900-10-17 10:00
1900-10-17 11:00
1900-10-17 12:00
1900-10-17 13:00
1900-10-17 14:00
1900-10-17 15:00
1900-10-17 16:00
1900-10-17 17:00
1900-10-17 18:00
1900-10-17 19:00
1900-10-17 20:00
1900-10-17 21:00
1900-10-17 22:00
1900-10-17 23:00
1900-10-18
1900-10-18 01:00
1900-10-18 02:00
1900-10-18 03:00
1900-10-18 04:00
1900-10-18 05:00
1900-10-18 06:00
1900-10-18 07:00
1900-10-18 08:00
1900-10-18 09:00
1900-10-18 10:00
1900-10-18 11:00
1900-10-18 12:00
1900-10-18 13:00
1900-10-18 14:00
1900-10-18 15:00
1900-10-18 16:00
1900-10-18 17:00
1900-10-18 18:00
1900-10-18 19:00
1900-10-18 20:00
1900-10-18 21:00
1900-10-18 22:00
1900-10-18 23:00
1900-10-19
1900-10-19 01:00
1900-10-19 02:00
1900-10-19 03:00
1900-10-19 04:00
1900-10-19 05:00
1900-10-19 06:00
1900-10-19 07:00
1900-10-19 08:00
1900-10-19 09:00
1900-10-19 10:00
1900-10-19 11:00
1900-10-19 12:00
1900-10-19 13:00
1900-10-19 14:00
1900-10-19 15:00
1900-10-19 16:00
1900-10-19 17:00
1900-10-19 18:00
1900-10-19 19:00
1900-10-19 20:00
1900-10-19 21:00
1900-10-19 22:00
1900-10-19 23:00
1900-10-20
1900-10-20 01:00
1900-10-20 02:00
1900-10-20 03:00
1900-10-20 04:00
1900-10-20 05:00
1900-10-20 06:00
1900-10-20 07:00
1900-10-20 08:00
1900-10-20 09:00
1900-10-20 10:00
1900-10-20 11:00
1900-10-20 12:00
1900-10-20 13:00
1900-10-20 14:00
1900-10-20 15:00
1900-10-20 16:00
1900-10-20 17:00
1900-10-20 18:00
1900-10-20 19:00
1900-10-20 20:00
1900-10-20 21:00
1900-10-20 22:00
1900-10-20 23:00
1900-10-21
1900-10-21 01:00
1900-10-21 02:00
1900-10-21 03:00
1900-10-21 04:00
1900-10-21 05:00
1900-10-21 06:00
1900-10-21 07:00
1900-10-21 08:00
1900-10-21 09:00
1900-10-21 10:00
1900-10-21 11:00
1900-10-21 12:00
1900-10-21 13:00
1900-10-21 14:00
1900-10-21 15:00
1900-10-21 16:00
1900-10-21 17:00
1900-10-21 18:00
1900-10-21 19:00
1900-10-21 20:00
1900-10-21 21:00
1900-10-21 22:00
1900-10-21 23:00
1900-10-22
1900-10-22 01:00
1900-10-22 02:00
1900-10-22 03:00
1900-10-22 04:00
1900-10-22 05:00
1900-10-22 06:00
1900-10-22 07:00
1900-10-22 08:00
1900-10-22 09:00
1900-10-22 10:00
1900-10-22 11:00
1900-10-22 12:00
1900-10-22 13:00
1900-10-22 14:00
1900-10-22 15:00
1900-10-22 16:00
1900-10-22 17:00
1900-10-22 18:00
1900-10-22 19:00
1900-10-22 20:00
1900-10-22 21:00
1900-10-22 22:00
1900-10-22 23:00
1900-10-23
1900-10-23 01:00
1900-10-23 02:00
1900-10-23 03:00
1900-10-23 04:00
1900-10-23 05:00
1900-10-23 06:00
1900-10-23 07:00
1900-10-23 08:00
1900-10-23 09:00
1900-10-23 10:00
1900-10-23 11:00
1900-10-23 12:00
1900-10-23 13:00
1900-10-23 14:00
1900-10-23 15:00
1900-10-23 16:00
1900-10-23 17:00
1900-10-23 18:00
1900-10-23 19:00
1900-10-23 20:00
1900-10-23 21:00
1900-10-23 22:00
1900-10-23 23:00
1900-10-24
1900-10-24 01:00
1900-10-24 02:00
1900-10-24 03:00
1900-10-24 04:00
1900-10-24 05:00
1900-10-24 06:00
1900-10-24 07:00
1900-10-24 08:00
1900-10-24 09:00
1900-10-24 10:00
1900-10-24 11:00
1900-10-24 12:00
1900-10-24 13:00
1900-10-24 14:00
1900-10-24 15:00
1900-10-24 16:00
1900-10-24 17:00
1900-10-24 18:00
1900-10-24 19:00
1900-10-24 20:00
1900-10-24 21:00
1900-10-24 22:00
1900-10-24 23:00
1900-10-25
1900-10-25 01:00
1900-10-25 02:00
1900-10-25 03:00
1900-10-25 04:00
1900-10-25 05:00
1900-10-25 06:00
1900-10-25 07:00
1900-10-25 08:00
1900-10-25 09:00
1900-10-25 10:00
1900-10-25 11:00
1900-10-25 12:00
1900-10-25 13:00
1900-10-25 14:00
1900-10-25 15:00
1900-10-25 16:00
1900-10-25 17:00
1900-10-25 18:00
1900-10-25 19:00
1900-10-25 20:00
1900-10-25 21:00
1900-10-25 22:00
1900-10-25 23:00
1900-10-26
1900-10-26 01:00
1900-10-26 02:00
1900-10-26 03:00
1900-10-26 04:00
1900-10-26 05:00
1900-10-26 06:00
1900-10-26 07:00
1900-10-26 08:00
1900-10-26 09:00
1900-10-26 10:00
1900-10-26 11:00
1900-10-26 12:00
1900-10-26 13:00
1900-10-26 14:00
1900-10-26 15:00
1900-10-26 16:00
1900-10-26 17:00
1900-10-26 18:00
1900-10-26 19:00
1900-10-26 20:00
1900-10-26 21:00
1900-10-26 22:00
1900-10-26 23:00
1900-10-27
1900-10-27 01:00
1900-10-27 02:00
1900-10-27 03:00
1900-10-27 04:00
1900-10-27 05:00
1900-10-27 06:00
1900-10-27 07:00
1900-10-27 08:00
1900-10-27 09:00
1900-10-27 10:00
1900-10-27 11:00
1900-10-27 12:00
1900-10-27 13:00
1900-10-27 14:00
1900-10-27 15:00
1900-10-27 16:00
1900-10-27 17:00
1900-10-27 18:00
1900-10-27 19:00
1900-10-27 20:00
1900-10-27 21:00
1900-10-27 22:00
1900-10-27 23:00
1900-10-28
1900-10-28 01:00
1900-10-28 02:00
1900-10-28 03:00
1900-10-28 04:00
1900-10-28 05:00
1900-10-28 06:00
1900-10-28 07:00
1900-10-28 08:00
1900-10-28 09:00
1900-10-28 10:00
1900-10-28 11:00
1900-10-28 12:00
1900-10-28 13:00
1900-10-28 14:00
1900-10-28 15:00
1900-10-28 16:00
1900-10-28 17:00
1900-10-28 18:00
1900-10-28 19:00
1900-10-28 20:00
1900-10-28 21:00
1900-10-28 22:00
1900-10-28 23:00
1900-10-29
1900-10-29 01:00
1900-10-29 02:00
1900-10-29 03:00
1900-10-29 04:00
1900-10-29 05:00
1900-10-29 06:00
1900-10-29 07:00
1900-10-29 08:00
1900-10-29 09:00
1900-10-29 10:00
1900-10-29 11:00
1900-10-29 12:00
1900-10-29 13:00
1900-10-29 14:00
1900-10-29 15:00
1900-10-29 16:00
1900-10-29 17:00
1900-10-29 18:00
1900-10-29 19:00
1900-10-29 20:00
1900-10-29 21:00
1900-10-29 22:00
1900-10-29 23:00
1900-10-30
1900-10-30 01:00
1900-10-30 02:00
1900-10-30 03:00
1900-10-30 04:00
1900-10-30 05:00
1900-10-30 06:00
1900-10-30 07:00
1900-10-30 08:00
1900-10-30 09:00
1900-10-30 10:00
1900-10-30 11:00
1900-10-30 12:00
1900-10-30 13:00
1900-10-30 14:00
1900-10-30 15:00
1900-10-30 16:00
1900-10-30 17:00
1900-10-30 18:00
1900-10-30 19:00
1900-10-30 20:00
1900-10-30 21:00
1900-10-30 22:00
1900-10-30 23:00
1900-10-31
1900-10-31 01:00
1900-10-31 02:00
1900-10-31 03:00
1900-10-31 04:00
1900-10-31 05:00
1900-10-31 06:00
1900-10-31 07:00
1900-10-31 08:00
1900-10-31 09:00
1900-10-31 10:00
1900-10-31 11:00
1900-10-31 12:00
1900-10-31 13:00
1900-10-31 14:00
1900-10-31 15:00
1900-10-31 16:00
1900-10-31 17:00
1900-10-31 18:00
1900-10-31 19:00
1900-10-31 20:00
1900-10-31 21:00
1900-10-31 22:00
1900-10-31 23:00
1900-11-01
1900-11-01 01:00
1900-11-01 02:00
1900-11-01 03:00
1900-11-01 04:00
1900-11-01 05:00
1900-11-01 06:00
1900-11-01 07:00
1900-11-01 08:00
1900-11-01 09:00
1900-11-01 10:00
1900-11-01 11:00
1900-11-01 12:00
1900-11-01 13:00
1900-11-01 14:00
1900-11-01 15:00
1900-11-01 16:00
1900-11-01 17:00
1900-11-01 18:00
1900-11-01 19:00
1900-11-01 20:00
1900-11-01 21:00
1900-11-01 22:00
1900-11-01 23:00
1900-11-02
1900-11-02 01:00
1900-11-02 02:00
1900-11-02 03:00
1900-11-02 04:00
1900-11-02 05:00
1900-11-02 06:00
1900-11-02 07:00
1900-11-02 08:00
1900-11-02 09:00
1900-11-02 10:00
1900-11-02 11:00
1900-11-02 12:00
1900-11-02 13:00
1900-11-02 14:00
1900-11-02 15:00
1900-11-02 16:00
1900-11-02 17:00
1900-11-02 18:00
1900-11-02 19:00
1900-11-02 20:00
1900-11-02 21:00
1900-11-02 22:00
1900-11-02 23:00
1900-11-03
1900-11-03 01:00
1900-11-03 02:00
1900-11-03 03:00
1900-11-03 04:00
1900-11-03 05:00
1900-11-03 06:00
1900-11-03 07:00
1900-11-03 08:00
1900-11-03 09:00
1900-11-03 10:00
1900-11-03 11:00
1900-11-03 12:00
1900-11-03 13:00
1900-11-03 14:00
1900-11-03 15:00
1900-11-03 16:00
1900-11-03 17:00
1900-11-03 18:00
1900-11-03 19:00
1900-11-03 20:00
1900-11-03 21:00
1900-11-03 22:00
1900-11-03 23:00
1900-11-04
1900-11-04 01:00
1900-11-04 02:00
1900-11-04 03:00
1900-11-04 04:00
1900-11-04 05:00
1900-11-04 06:00
1900-11-04 07:00
1900-11-04 08:00
1900-11-04 09:00
1900-11-04 10:00
1900-11-04 11:00
1900-11-04 12:00
1900-11-04 13:00
1900-11-04 14:00
1900-11-04 15:00
1900-11-04 16:00
1900-11-04 17:00
1900-11-04 18:00
1900-11-04 19:00
1900-11-04 20:00
1900-11-04 21:00
1900-11-04 22:00
1900-11-04 23:00
1900-11-05
1900-11-05 01:00
1900-11-05 02:00
1900-11-05 03:00
1900-11-05 04:00
1900-11-05 05:00
1900-11-05 06:00
1900-11-05 07:00
1900-11-05 08:00
1900-11-05 09:00
1900-11-05 10:00
1900-11-05 11:00
1900-11-05 12:00
1900-11-05 13:00
1900-11-05 14:00
1900-11-05 15:00
1900-11-05 16:00
1900-11-05 17:00
1900-11-05 18:00
1900-11-05 19:00
1900-11-05 20:00
1900-11-05 21:00
1900-11-05 22:00
1900-11-05 23:00
1900-11-06
1900-11-06 01:00
1900-11-06 02:00
1900-11-06 03:00
1900-11-06 04:00
1900-11-06 05:00
1900-11-06 06:00
1900-11-06 07:00
1900-11-06 08:00
1900-11-06 09:00
1900-11-06 10:00
1900-11-06 11:00
1900-11-06 12:00
1900-11-06 13:00
1900-11-06 14:00
1900-11-06 15:00
1900-11-06 16:00
1900-11-06 17:00
1900-11-06 18:00
1900-11-06 19:00
1900-11-06 20:00
1900-11-06 21:00
1900-11-06 22:00
1900-11-06 23:00
1900-11-07
1900-11-07 01:00
1900-11-07 02:00
1900-11-07 03:00
1900-11-07 04:00
1900-11-07 05:00
1900-11-07 06:00
1900-11-07 07:00
1900-11-07 08:00
1900-11-07 09:00
1900-11-07 10:00
1900-11-07 11:00
1900-11-07 12:00
1900-11-07 13:00
1900-11-07 14:00
1900-11-07 15:00
1900-11-07 16:00
1900-11-07 17:00
1900-11-07 18:00
1900-11-07 19:00
1900-11-07 20:00
1900-11-07 21:00
1900-11-07 22:00
1900-11-07 23:00
1900-11-08
1900-11-08 01:00
1900-11-08 02:00
1900-11-08 03:00
1900-11-08 04:00
1900-11-08 05:00
1900-11-08 06:00
1900-11-08 07:00
1900-11-08 08:00
1900-11-08 09:00
1900-11-08 10:00
1900-11-08 11:00
1900-11-08 12:00
1900-11-08 13:00
1900-11-08 14:00
1900-11-08 15:00
1900-11-08 16:00
1900-11-08 17:00
1900-11-08 18:00
1900-11-08 19:00
1900-11-08 20:00
1900-11-08 21:00
1900-11-08 22:00
1900-11-08 23:00
1900-11-09
1900-11-09 01:00
1900-11-09 02:00
1900-11-09 03:00
1900-11-09 04:00
1900-11-09 05:00
1900-11-09 06:00
1900-11-09 07:00
1900-11-09 08:00
1900-11-09 09:00
1900-11-09 10:00
1900-11-09 11:00
1900-11-09 12:00
1900-11-09 13:00
1900-11-09 14:00
1900-11-09 15:00
1900-11-09 16:00
1900-11-09 17:00
1900-11-09 18:00
1900-11-09 19:00
1900-11-09 20:00
1900-11-09 21:00
1900-11-09 22:00
1900-11-09 23:00
1900-11-10
1900-11-10 01:00
1900-11-10 02:00
1900-11-10 03:00
1900-11-10 04:00
1900-11-10 05:00
1900-11-10 06:00
1900-11-10 07:00
1900-11-10 08:00
1900-11-10 09:00
1900-11-10 10:00
1900-11-10 11:00
1900-11-10 12:00
1900-11-10 13:00
1900-11-10 14:00
1900-11-10 15:00
1900-11-10 16:00
1900-11-10 17:00
1900-11-10 18:00
1900-11-10 19:00
1900-11-10 20:00
1900-11-10 21:00
1900-11-10 22:00
1900-11-10 23:00
1900-11-11
1900-11-11 01:00
1900-11-11 02:00
1900-11-11 03:00
1900-11-11 04:00
1900-11-11 05:00
1900-11-11 06:00
1900-11-11 07:00
1900-11-11 08:00
1900-11-11 09:00
1900-11-11 10:00
1900-11-11 11:00
1900-11-11 12:00
1900-11-11 13:00
1900-11-11 14:00
1900-11-11 15:00
1900-11-11 16:00
1900-11-11 17:00
1900-11-11 18:00
1900-11-11 19:00
1900-11-11 20:00
1900-11-11 21:00
1900-11-11 22:00
1900-11-11 23:00
1900-11-12
1900-11-12 01:00
1900-11-12 02:00
1900-11-12 03:00
1900-11-12 04:00
1900-11-12 05:00
1900-11-12 06:00
1900-11-12 07:00
1900-11-12 08:00
1900-11-12 09:00
1900-11-12 10:00
1900-11-12 11:00
1900-11-12 12:00
1900-11-12 13:00
1900-11-12 14:00
1900-11-12 15:00
1900-11-12 16:00
1900-11-12 17:00
1900-11-12 18:00
1900-11-12 19:00
1900-11-12 20:00
1900-11-12 21:00
1900-11-12 22:00
1900-11-12 23:00
1900-11-13
1900-11-13 01:00
1900-11-13 02:00
1900-11-13 03:00
1900-11-13 04:00
1900-11-13 05:00
1900-11-13 06:00
1900-11-13 07:00
1900-11-13 08:00
1900-11-13 09:00
1900-11-13 10:00
1900-11-13 11:00
1900-11-13 12:00
1900-11-13 13:00
1900-11-13 14:00
1900-11-13 15:00
1900-11-13 16:00
1900-11-13 17:00
1900-11-13 18:00
1900-11-13 19:00
1900-11-13 20:00
1900-11-13 21:00
1900-11-13 22:00
1900-11-13 23:00
1900-11-14
1900-11-14 01:00
1900-11-14 02:00
1900-11-14 03:00
1900-11-14 04:00
1900-11-14 05:00
1900-11-14 06:00
1900-11-14 07:00
1900-11-14 08:00
1900-11-14 09:00
1900-11-14 10:00
1900-11-14 11:00
1900-11-14 12:00
1900-11-14 13:00
1900-11-14 14:00
1900-11-14 15:00
1900-11-14 16:00
1900-11-14 17:00
1900-11-14 18:00
1900-11-14 19:00
1900-11-14 20:00
1900-11-14 21:00
1900-11-14 22:00
1900-11-14 23:00
1900-11-15
1900-11-15 01:00
1900-11-15 02:00
1900-11-15 03:00
1900-11-15 04:00
1900-11-15 05:00
1900-11-15 06:00
1900-11-15 07:00
1900-11-15 08:00
1900-11-15 09:00
1900-11-15 10:00
1900-11-15 11:00
1900-11-15 12:00
1900-11-15 13:00
1900-11-15 14:00
1900-11-15 15:00
1900-11-15 16:00
1900-11-15 17:00
1900-11-15 18:00
1900-11-15 19:00
1900-11-15 20:00
1900-11-15 21:00
1900-11-15 22:00
1900-11-15 23:00
1900-11-16
1900-11-16 01:00
1900-11-16 02:00
1900-11-16 03:00
1900-11-16 04:00
1900-11-16 05:00
1900-11-16 06:00
1900-11-16 07:00
1900-11-16 08:00
1900-11-16 09:00
1900-11-16 10:00
1900-11-16 11:00
1900-11-16 12:00
1900-11-16 13:00
1900-11-16 14:00
1900-11-16 15:00
1900-11-16 16:00
1900-11-16 17:00
1900-11-16 18:00
1900-11-16 19:00
1900-11-16 20:00
1900-11-16 21:00
1900-11-16 22:00
1900-11-16 23:00
1900-11-17
1900-11-17 01:00
1900-11-17 02:00
1900-11-17 03:00
1900-11-17 04:00
1900-11-17 05:00
1900-11-17 06:00
1900-11-17 07:00
1900-11-17 08:00
1900-11-17 09:00
1900-11-17 10:00
1900-11-17 11:00
1900-11-17 12:00
1900-11-17 13:00
1900-11-17 14:00
1900-11-17 15:00
1900-11-17 16:00
1900-11-17 17:00
1900-11-17 18:00
1900-11-17 19:00
1900-11-17 20:00
1900-11-17 21:00
1900-11-17 22:00
1900-11-17 23:00
1900-11-18
1900-11-18 01:00
1900-11-18 02:00
1900-11-18 03:00
1900-11-18 04:00
1900-11-18 05:00
1900-11-18 06:00
1900-11-18 07:00
1900-11-18 08:00
1900-11-18 09:00
1900-11-18 10:00
1900-11-18 11:00
1900-11-18 12:00
1900-11-18 13:00
1900-11-18 14:00
1900-11-18 15:00
1900-11-18 16:00
1900-11-18 17:00
1900-11-18 18:00
1900-11-18 19:00
1900-11-18 20:00
1900-11-18 21:00
1900-11-18 22:00
1900-11-18 23:00
1900-11-19
1900-11-19 01:00
1900-11-19 02:00
1900-11-19 03:00
1900-11-19 04:00
1900-11-19 05:00
1900-11-19 06:00
1900-11-19 07:00
1900-11-19 08:00
1900-11-19 09:00
1900-11-19 10:00
1900-11-19 11:00
1900-11-19 12:00
1900-11-19 13:00
1900-11-19 14:00
1900-11-19 15:00
1900-11-19 16:00
1900-11-19 17:00
1900-11-19 18:00
1900-11-19 19:00
1900-11-19 20:00
1900-11-19 21:00
1900-11-19 22:00
1900-11-19 23:00
1900-11-20
1900-11-20 01:00
1900-11-20 02:00
1900-11-20 03:00
1900-11-20 04:00
1900-11-20 05:00
1900-11-20 06:00
1900-11-20 07:00
1900-11-20 08:00
1900-11-20 09:00
1900-11-20 10:00
1900-11-20 11:00
1900-11-20 12:00
1900-11-20 13:00
1900-11-20 14:00
1900-11-20 15:00
1900-11-20 16:00
1900-11-20 17:00
1900-11-20 18:00
1900-11-20 19:00
1900-11-20 20:00
1900-11-20 21:00
1900-11-20 22:00
1900-11-20 23:00
1900-11-21
1900-11-21 01:00
1900-11-21 02:00
1900-11-21 03:00
1900-11-21 04:00
1900-11-21 05:00
1900-11-21 06:00
1900-11-21 07:00
1900-11-21 08:00
1900-11-21 09:00
1900-11-21 10:00
1900-11-21 11:00
1900-11-21 12:00
1900-11-21 13:00
1900-11-21 14:00
1900-11-21 15:00
1900-11-21 16:00
1900-11-21 17:00
1900-11-21 18:00
1900-11-21 19:00
1900-11-21 20:00
1900-11-21 21:00
1900-11-21 22:00
1900-11-21 23:00
1900-11-22
1900-11-22 01:00
1900-11-22 02:00
1900-11-22 03:00
1900-11-22 04:00
1900-11-22 05:00
1900-11-22 06:00
1900-11-22 07:00
1900-11-22 08:00
1900-11-22 09:00
1900-11-22 10:00
1900-11-22 11:00
1900-11-22 12:00
1900-11-22 13:00
1900-11-22 14:00
1900-11-22 15:00
1900-11-22 16:00
1900-11-22 17:00
1900-11-22 18:00
1900-11-22 19:00
1900-11-22 20:00
1900-11-22 21:00
1900-11-22 22:00
1900-11-22 23:00
1900-11-23
1900-11-23 01:00
1900-11-23 02:00
1900-11-23 03:00
1900-11-23 04:00
1900-11-23 05:00
1900-11-23 06:00
1900-11-23 07:00
1900-11-23 08:00
1900-11-23 09:00
1900-11-23 10:00
1900-11-23 11:00
1900-11-23 12:00
1900-11-23 13:00
1900-11-23 14:00
1900-11-23 15:00
1900-11-23 16:00
1900-11-23 17:00
1900-11-23 18:00
1900-11-23 19:00
1900-11-23 20:00
1900-11-23 21:00
1900-11-23 22:00
1900-11-23 23:00
1900-11-24
1900-11-24 01:00
1900-11-24 02:00
1900-11-24 03:00
1900-11-24 04:00
1900-11-24 05:00
1900-11-24 06:00
1900-11-24 07:00
1900-11-24 08:00
1900-11-24 09:00
1900-11-24 10:00
1900-11-24 11:00
1900-11-24 12:00
1900-11-24 13:00
1900-11-24 14:00
1900-11-24 15:00
1900-11-24 16:00
1900-11-24 17:00
1900-11-24 18:00
1900-11-24 19:00
1900-11-24 20:00
1900-11-24 21:00
1900-11-24 22:00
1900-11-24 23:00
1900-11-25
1900-11-25 01:00
1900-11-25 02:00
1900-11-25 03:00
1900-11-25 04:00
1900-11-25 05:00
1900-11-25 06:00
1900-11-25 07:00
1900-11-25 08:00
1900-11-25 09:00
1900-11-25 10:00
1900-11-25 11:00
1900-11-25 12:00
1900-11-25 13:00
1900-11-25 14:00
1900-11-25 15:00
1900-11-25 16:00
1900-11-25 17:00
1900-11-25 18:00
1900-11-25 19:00
1900-11-25 20:00
1900-11-25 21:00
1900-11-25 22:00
1900-11-25 23:00
1900-11-26
1900-11-26 01:00
1900-11-26 02:00
1900-11-26 03:00
1900-11-26 04:00
1900-11-26 05:00
1900-11-26 06:00
1900-11-26 07:00
1900-11-26 08:00
1900-11-26 09:00
1900-11-26 10:00
1900-11-26 11:00
1900-11-26 12:00
1900-11-26 13:00
1900-11-26 14:00
1900-11-26 15:00
1900-11-26 16:00
1900-11-26 17:00
1900-11-26 18:00
1900-11-26 19:00
1900-11-26 20:00
1900-11-26 21:00
1900-11-26 22:00
1900-11-26 23:00
1900-11-27
1900-11-27 01:00
1900-11-27 02:00
1900-11-27 03:00
1900-11-27 04:00
1900-11-27 05:00
1900-11-27 06:00
1900-11-27 07:00
1900-11-27 08:00
1900-11-27 09:00
1900-11-27 10:00
1900-11-27 11:00
1900-11-27 12:00
1900-11-27 13:00
1900-11-27 14:00
1900-11-27 15:00
1900-11-27 16:00
1900-11-27 17:00
1900-11-27 18:00
1900-11-27 19:00
1900-11-27 20:00
1900-11-27 21:00
1900-11-27 22:00
1900-11-27 23:00
1900-11-28
1900-11-28 01:00
1900-11-28 02:00
1900-11-28 03:00
1900-11-28 04:00
1900-11-28 05:00
1900-11-28 06:00
1900-11-28 07:00
1900-11-28 08:00
1900-11-28 09:00
1900-11-28 10:00
1900-11-28 11:00
1900-11-28 12:00
1900-11-28 13:00
1900-11-28 14:00
1900-11-28 15:00
1900-11-28 16:00
1900-11-28 17:00
1900-11-28 18:00
1900-11-28 19:00
1900-11-28 20:00
1900-11-28 21:00
1900-11-28 22:00
1900-11-28 23:00
1900-11-29
1900-11-29 01:00
1900-11-29 02:00
1900-11-29 03:00
1900-11-29 04:00
1900-11-29 05:00
1900-11-29 06:00
1900-11-29 07:00
1900-11-29 08:00
1900-11-29 09:00
1900-11-29 10:00
1900-11-29 11:00
1900-11-29 12:00
1900-11-29 13:00
1900-11-29 14:00
1900-11-29 15:00
1900-11-29 16:00
1900-11-29 17:00
1900-11-29 18:00
1900-11-29 19:00
1900-11-29 20:00
1900-11-29 21:00
1900-11-29 22:00
1900-11-29 23:00
1900-11-30
1900-11-30 01:00
1900-11-30 02:00
1900-11-30 03:00
1900-11-30 04:00
1900-11-30 05:00
1900-11-30 06:00
1900-11-30 07:00
1900-11-30 08:00
1900-11-30 09:00
1900-11-30 10:00
1900-11-30 11:00
1900-11-30 12:00
1900-11-30 13:00
1900-11-30 14:00
1900-11-30 15:00
1900-11-30 16:00
1900-11-30 17:00
1900-11-30 18:00
1900-11-30 19:00
1900-11-30 20:00
1900-11-30 21:00
1900-11-30 22:00
1900-11-30 23:00
1900-12-01
1900-12-01 01:00
1900-12-01 02:00
1900-12-01 03:00
1900-12-01 04:00
1900-12-01 05:00
1900-12-01 06:00
1900-12-01 07:00
1900-12-01 08:00
1900-12-01 09:00
1900-12-01 10:00
1900-12-01 11:00
1900-12-01 12:00
1900-12-01 13:00
1900-12-01 14:00
1900-12-01 15:00
1900-12-01 16:00
1900-12-01 17:00
1900-12-01 18:00
1900-12-01 19:00
1900-12-01 20:00
1900-12-01 21:00
1900-12-01 22:00
1900-12-01 23:00
1900-12-02
1900-12-02 01:00
1900-12-02 02:00
1900-12-02 03:00
1900-12-02 04:00
1900-12-02 05:00
1900-12-02 06:00
1900-12-02 07:00
1900-12-02 08:00
1900-12-02 09:00
1900-12-02 10:00
1900-12-02 11:00
1900-12-02 12:00
1900-12-02 13:00
1900-12-02 14:00
1900-12-02 15:00
1900-12-02 16:00
1900-12-02 17:00
1900-12-02 18:00
1900-12-02 19:00
1900-12-02 20:00
1900-12-02 21:00
1900-12-02 22:00
1900-12-02 23:00
1900-12-03
1900-12-03 01:00
1900-12-03 02:00
1900-12-03 03:00
1900-12-03 04:00
1900-12-03 05:00
1900-12-03 06:00
1900-12-03 07:00
1900-12-03 08:00
1900-12-03 09:00
1900-12-03 10:00
1900-12-03 11:00
1900-12-03 12:00
1900-12-03 13:00
1900-12-03 14:00
1900-12-03 15:00
1900-12-03 16:00
1900-12-03 17:00
1900-12-03 18:00
1900-12-03 19:00
1900-12-03 20:00
1900-12-03 21:00
1900-12-03 22:00
1900-12-03 23:00
1900-12-04
1900-12-04 01:00
1900-12-04 02:00
1900-12-04 03:00
1900-12-04 04:00
1900-12-04 05:00
1900-12-04 06:00
1900-12-04 07:00
1900-12-04 08:00
1900-12-04 09:00
1900-12-04 10:00
1900-12-04 11:00
1900-12-04 12:00
1900-12-04 13:00
1900-12-04 14:00
1900-12-04 15:00
1900-12-04 16:00
1900-12-04 17:00
1900-12-04 18:00
1900-12-04 19:00
1900-12-04 20:00
1900-12-04 21:00
1900-12-04 22:00
1900-12-04 23:00
1900-12-05
1900-12-05 01:00
1900-12-05 02:00
1900-12-05 03:00
1900-12-05 04:00
1900-12-05 05:00
1900-12-05 06:00
1900-12-05 07:00
1900-12-05 08:00
1900-12-05 09:00
1900-12-05 10:00
1900-12-05 11:00
1900-12-05 12:00
1900-12-05 13:00
1900-12-05 14:00
1900-12-05 15:00
1900-12-05 16:00
1900-12-05 17:00
1900-12-05 18:00
1900-12-05 19:00
1900-12-05 20:00
1900-12-05 21:00
1900-12-05 22:00
1900-12-05 23:00
1900-12-06
1900-12-06 01:00
1900-12-06 02:00
1900-12-06 03:00
1900-12-06 04:00
1900-12-06 05:00
1900-12-06 06:00
1900-12-06 07:00
1900-12-06 08:00
1900-12-06 09:00
1900-12-06 10:00
1900-12-06 11:00
1900-12-06 12:00
1900-12-06 13:00
1900-12-06 14:00
1900-12-06 15:00
1900-12-06 16:00
1900-12-06 17:00
1900-12-06 18:00
1900-12-06 19:00
1900-12-06 20:00
1900-12-06 21:00
1900-12-06 22:00
1900-12-06 23:00
1900-12-07
1900-12-07 01:00
1900-12-07 02:00
1900-12-07 03:00
1900-12-07 04:00
1900-12-07 05:00
1900-12-07 06:00
1900-12-07 07:00
1900-12-07 08:00
1900-12-07 09:00
1900-12-07 10:00
1900-12-07 11:00
1900-12-07 12:00
1900-12-07 13:00
1900-12-07 14:00
1900-12-07 15:00
1900-12-07 16:00
1900-12-07 17:00
1900-12-07 18:00
1900-12-07 19:00
1900-12-07 20:00
1900-12-07 21:00
1900-12-07 22:00
1900-12-07 23:00
1900-12-08
1900-12-08 01:00
1900-12-08 02:00
1900-12-08 03:00
1900-12-08 04:00
1900-12-08 05:00
1900-12-08 06:00
1900-12-08 07:00
1900-12-08 08:00
1900-12-08 09:00
1900-12-08 10:00
1900-12-08 11:00
1900-12-08 12:00
1900-12-08 13:00
1900-12-08 14:00
1900-12-08 15:00
1900-12-08 16:00
1900-12-08 17:00
1900-12-08 18:00
1900-12-08 19:00
1900-12-08 20:00
1900-12-08 21:00
1900-12-08 22:00
1900-12-08 23:00
1900-12-09
1900-12-09 01:00
1900-12-09 02:00
1900-12-09 03:00
1900-12-09 04:00
1900-12-09 05:00
1900-12-09 06:00
1900-12-09 07:00
1900-12-09 08:00
1900-12-09 09:00
1900-12-09 10:00
1900-12-09 11:00
1900-12-09 12:00
1900-12-09 13:00
1900-12-09 14:00
1900-12-09 15:00
1900-12-09 16:00
1900-12-09 17:00
1900-12-09 18:00
1900-12-09 19:00
1900-12-09 20:00
1900-12-09 21:00
1900-12-09 22:00
1900-12-09 23:00
1900-12-10
1900-12-10 01:00
1900-12-10 02:00
1900-12-10 03:00
1900-12-10 04:00
1900-12-10 05:00
1900-12-10 06:00
1900-12-10 07:00
1900-12-10 08:00
1900-12-10 09:00
1900-12-10 10:00
1900-12-10 11:00
1900-12-10 12:00
1900-12-10 13:00
1900-12-10 14:00
1900-12-10 15:00
1900-12-10 16:00
1900-12-10 17:00
1900-12-10 18:00
1900-12-10 19:00
1900-12-10 20:00
1900-12-10 21:00
1900-12-10 22:00
1900-12-10 23:00
1900-12-11
1900-12-11 01:00
1900-12-11 02:00
1900-12-11 03:00
1900-12-11 04:00
1900-12-11 05:00
1900-12-11 06:00
1900-12-11 07:00
1900-12-11 08:00
1900-12-11 09:00
1900-12-11 10:00
1900-12-11 11:00
1900-12-11 12:00
1900-12-11 13:00
1900-12-11 14:00
1900-12-11 15:00
1900-12-11 16:00
1900-12-11 17:00
1900-12-11 18:00
1900-12-11 19:00
1900-12-11 20:00
1900-12-11 21:00
1900-12-11 22:00
1900-12-11 23:00
1900-12-12
1900-12-12 01:00
1900-12-12 02:00
1900-12-12 03:00
1900-12-12 04:00
1900-12-12 05:00
1900-12-12 06:00
1900-12-12 07:00
1900-12-12 08:00
1900-12-12 09:00
1900-12-12 10:00
1900-12-12 11:00
1900-12-12 12:00
1900-12-12 13:00
1900-12-12 14:00
1900-12-12 15:00
1900-12-12 16:00
1900-12-12 17:00
1900-12-12 18:00
1900-12-12 19:00
1900-12-12 20:00
1900-12-12 21:00
1900-12-12 22:00
1900-12-12 23:00
1900-12-13
1900-12-13 01:00
1900-12-13 02:00
1900-12-13 03:00
1900-12-13 04:00
1900-12-13 05:00
1900-12-13 06:00
1900-12-13 07:00
1900-12-13 08:00
1900-12-13 09:00
1900-12-13 10:00
1900-12-13 11:00
1900-12-13 12:00
1900-12-13 13:00
1900-12-13 14:00
1900-12-13 15:00
1900-12-13 16:00
1900-12-13 17:00
1900-12-13 18:00
1900-12-13 19:00
1900-12-13 20:00
1900-12-13 21:00
1900-12-13 22:00
1900-12-13 23:00
1900-12-14
1900-12-14 01:00
1900-12-14 02:00
1900-12-14 03:00
1900-12-14 04:00
1900-12-14 05:00
1900-12-14 06:00
1900-12-14 07:00
1900-12-14 08:00
1900-12-14 09:00
1900-12-14 10:00
1900-12-14 11:00
1900-12-14 12:00
1900-12-14 13:00
1900-12-14 14:00
1900-12-14 15:00
1900-12-14 16:00
1900-12-14 17:00
1900-12-14 18:00
1900-12-14 19:00
1900-12-14 20:00
1900-12-14 21:00
1900-12-14 22:00
1900-12-14 23:00
1900-12-15
1900-12-15 01:00
1900-12-15 02:00
1900-12-15 03:00
1900-12-15 04:00
1900-12-15 05:00
1900-12-15 06:00
1900-12-15 07:00
1900-12-15 08:00
1900-12-15 09:00
1900-12-15 10:00
1900-12-15 11:00
1900-12-15 12:00
1900-12-15 13:00
1900-12-15 14:00
1900-12-15 15:00
1900-12-15 16:00
1900-12-15 17:00
1900-12-15 18:00
1900-12-15 19:00
1900-12-15 20:00
1900-12-15 21:00
1900-12-15 22:00
1900-12-15 23:00
1900-12-16
1900-12-16 01:00
1900-12-16 02:00
1900-12-16 03:00
1900-12-16 04:00
1900-12-16 05:00
1900-12-16 06:00
1900-12-16 07:00
1900-12-16 08:00
1900-12-16 09:00
1900-12-16 10:00
1900-12-16 11:00
1900-12-16 12:00
1900-12-16 13:00
1900-12-16 14:00
1900-12-16 15:00
1900-12-16 16:00
1900-12-16 17:00
1900-12-16 18:00
1900-12-16 19:00
1900-12-16 20:00
1900-12-16 21:00
1900-12-16 22:00
1900-12-16 23:00
1900-12-17
1900-12-17 01:00
1900-12-17 02:00
1900-12-17 03:00
1900-12-17 04:00
1900-12-17 05:00
1900-12-17 06:00
1900-12-17 07:00
1900-12-17 08:00
1900-12-17 09:00
1900-12-17 10:00
1900-12-17 11:00
1900-12-17 12:00
1900-12-17 13:00
1900-12-17 14:00
1900-12-17 15:00
1900-12-17 16:00
1900-12-17 17:00
1900-12-17 18:00
1900-12-17 19:00
1900-12-17 20:00
1900-12-17 21:00
1900-12-17 22:00
1900-12-17 23:00
1900-12-18
1900-12-18 01:00
1900-12-18 02:00
1900-12-18 03:00
1900-12-18 04:00
1900-12-18 05:00
1900-12-18 06:00
1900-12-18 07:00
1900-12-18 08:00
1900-12-18 09:00
1900-12-18 10:00
1900-12-18 11:00
1900-12-18 12:00
1900-12-18 13:00
1900-12-18 14:00
1900-12-18 15:00
1900-12-18 16:00
1900-12-18 17:00
1900-12-18 18:00
1900-12-18 19:00
1900-12-18 20:00
1900-12-18 21:00
1900-12-18 22:00
1900-12-18 23:00
1900-12-19
1900-12-19 01:00
1900-12-19 02:00
1900-12-19 03:00
1900-12-19 04:00
1900-12-19 05:00
1900-12-19 06:00
1900-12-19 07:00
1900-12-19 08:00
1900-12-19 09:00
1900-12-19 10:00
1900-12-19 11:00
1900-12-19 12:00
1900-12-19 13:00
1900-12-19 14:00
1900-12-19 15:00
1900-12-19 16:00
1900-12-19 17:00
1900-12-19 18:00
1900-12-19 19:00
1900-12-19 20:00
1900-12-19 21:00
1900-12-19 22:00
1900-12-19 23:00
1900-12-20
1900-12-20 01:00
1900-12-20 02:00
1900-12-20 03:00
1900-12-20 04:00
1900-12-20 05:00
1900-12-20 06:00
1900-12-20 07:00
1900-12-20 08:00
1900-12-20 09:00
1900-12-20 10:00
1900-12-20 11:00
1900-12-20 12:00
1900-12-20 13:00
1900-12-20 14:00
1900-12-20 15:00
1900-12-20 16:00
1900-12-20 17:00
1900-12-20 18:00
1900-12-20 19:00
1900-12-20 20:00
1900-12-20 21:00
1900-12-20 22:00
1900-12-20 23:00
1900-12-21
1900-12-21 01:00
1900-12-21 02:00
1900-12-21 03:00
1900-12-21 04:00
1900-12-21 05:00
1900-12-21 06:00
1900-12-21 07:00
1900-12-21 08:00
1900-12-21 09:00
1900-12-21 10:00
1900-12-21 11:00
1900-12-21 12:00
1900-12-21 13:00
1900-12-21 14:00
1900-12-21 15:00
1900-12-21 16:00
1900-12-21 17:00
1900-12-21 18:00
1900-12-21 19:00
1900-12-21 20:00
1900-12-21 21:00
1900-12-21 22:00
1900-12-21 23:00
1900-12-22
1900-12-22 01:00
1900-12-22 02:00
1900-12-22 03:00
1900-12-22 04:00
1900-12-22 05:00
1900-12-22 06:00
1900-12-22 07:00
1900-12-22 08:00
1900-12-22 09:00
1900-12-22 10:00
1900-12-22 11:00
1900-12-22 12:00
1900-12-22 13:00
1900-12-22 14:00
1900-12-22 15:00
1900-12-22 16:00
1900-12-22 17:00
1900-12-22 18:00
1900-12-22 19:00
1900-12-22 20:00
1900-12-22 21:00
1900-12-22 22:00
1900-12-22 23:00
1900-12-23
1900-12-23 01:00
1900-12-23 02:00
1900-12-23 03:00
1900-12-23 04:00
1900-12-23 05:00
1900-12-23 06:00
1900-12-23 07:00
1900-12-23 08:00
1900-12-23 09:00
1900-12-23 10:00
1900-12-23 11:00
1900-12-23 12:00
1900-12-23 13:00
1900-12-23 14:00
1900-12-23 15:00
1900-12-23 16:00
1900-12-23 17:00
1900-12-23 18:00
1900-12-23 19:00
1900-12-23 20:00
1900-12-23 21:00
1900-12-23 22:00
1900-12-23 23:00
1900-12-24
1900-12-24 01:00
1900-12-24 02:00
1900-12-24 03:00
1900-12-24 04:00
1900-12-24 05:00
1900-12-24 06:00
1900-12-24 07:00
1900-12-24 08:00
1900-12-24 09:00
1900-12-24 10:00
1900-12-24 11:00
1900-12-24 12:00
1900-12-24 13:00
1900-12-24 14:00
1900-12-24 15:00
1900-12-24 16:00
1900-12-24 17:00
1900-12-24 18:00
1900-12-24 19:00
1900-12-24 20:00
1900-12-24 21:00
1900-12-24 22:00
1900-12-24 23:00
1900-12-25
1900-12-25 01:00
1900-12-25 02:00
1900-12-25 03:00
1900-12-25 04:00
1900-12-25 05:00
1900-12-25 06:00
1900-12-25 07:00
1900-12-25 08:00
1900-12-25 09:00
1900-12-25 10:00
1900-12-25 11:00
1900-12-25 12:00
1900-12-25 13:00
1900-12-25 14:00
1900-12-25 15:00
1900-12-25 16:00
1900-12-25 17:00
1900-12-25 18:00
1900-12-25 19:00
1900-12-25 20:00
1900-12-25 21:00
1900-12-25 22:00
1900-12-25 23:00
1900-12-26
1900-12-26 01:00
1900-12-26 02:00
1900-12-26 03:00
1900-12-26 04:00
1900-12-26 05:00
1900-12-26 06:00
1900-12-26 07:00
1900-12-26 08:00
1900-12-26 09:00
1900-12-26 10:00
1900-12-26 11:00
1900-12-26 12:00
1900-12-26 13:00
1900-12-26 14:00
1900-12-26 15:00
1900-12-26 16:00
1900-12-26 17:00
1900-12-26 18:00
1900-12-26 19:00
1900-12-26 20:00
1900-12-26 21:00
1900-12-26 22:00
1900-12-26 23:00
1900-12-27
1900-12-27 01:00
1900-12-27 02:00
1900-12-27 03:00
1900-12-27 04:00
1900-12-27 05:00
1900-12-27 06:00
1900-12-27 07:00
1900-12-27 08:00
1900-12-27 09:00
1900-12-27 10:00
1900-12-27 11:00
1900-12-27 12:00
1900-12-27 13:00
1900-12-27 14:00
1900-12-27 15:00
1900-12-27 16:00
1900-12-27 17:00
1900-12-27 18:00
1900-12-27 19:00
1900-12-27 20:00
1900-12-27 21:00
1900-12-27 22:00
1900-12-27 23:00
1900-12-28
1900-12-28 01:00
1900-12-28 02:00
1900-12-28 03:00
1900-12-28 04:00
1900-12-28 05:00
1900-12-28 06:00
1900-12-28 07:00
1900-12-28 08:00
1900-12-28 09:00
1900-12-28 10:00
1900-12-28 11:00
1900-12-28 12:00
1900-12-28 13:00
1900-12-28 14:00
1900-12-28 15:00
1900-12-28 16:00
1900-12-28 17:00
1900-12-28 18:00
1900-12-28 19:00
1900-12-28 20:00
1900-12-28 21:00
1900-12-28 22:00
1900-12-28 23:00
1900-12-29
1900-12-29 01:00
1900-12-29 02:00
1900-12-29 03:00
1900-12-29 04:00
1900-12-29 05:00
1900-12-29 06:00
1900-12-29 07:00
1900-12-29 08:00
1900-12-29 09:00
1900-12-29 10:00
1900-12-29 11:00
1900-12-29 12:00
1900-12-29 13:00
1900-12-29 14:00
1900-12-29 15:00
1900-12-29 16:00
1900-12-29 17:00
1900-12-29 18:00
1900-12-29 19:00
1900-12-29 20:00
1900-12-29 21:00
1900-12-29 22:00
1900-12-29 23:00
1900-12-30
1900-12-30 01:00
1900-12-30 02:00
1900-12-30 03:00
1900-12-30 04:00
1900-12-30 05:00
1900-12-30 06:00
1900-12-30 07:00
1900-12-30 08:00
1900-12-30 09:00
1900-12-30 10:00
1900-12-30 11:00
1900-12-30 12:00
1900-12-30 13:00
1900-12-30 14:00
1900-12-30 15:00
1900-12-30 16:00
1900-12-30 17:00
1900-12-30 18:00
1900-12-30 19:00
1900-12-30 20:00
1900-12-30 21:00
1900-12-30 22:00
1900-12-30 23:00
1900-12-31
1900-12-31 01:00
1900-12-31 02:00
1900-12-31 03:00
1900-12-31 04:00
1900-12-31 05:00
1900-12-31 06:00
1900-12-31 07:00
1900-12-31 08:00
1900-12-31 09:00
1900-12-31 10:00
1900-12-31 11:00
1900-12-31 12:00
1900-12-31 13:00
1900-12-31 14:00
1900-12-31 15:00
1900-12-31 16:00
1900-12-31 17:00
1900-12-31 18:00
1900-12-31 19:00
1900-12-31 20:00
1900-12-31 21:00
1900-12-31 22:00
1900-12-31 23:00
1901-01-01
1901-01-01 01:00
1901-01-01 02:00
1901-01-01 03:00
1901-01-01 04:00
1901-01-01 05:00
1901-01-01 06:00
1901-01-01 07:00
1901-01-01 08:00
1901-01-01 09:00
1901-01-01 10:00
1901-01-01 11:00
1901-01-01 12:00
1901-01-01 13:00
1901-01-01 14:00
1901-01-01 15:00
1901-01-01 16:00
1901-01-01 17:00
1901-01-01 18:00
1901-01-01 19:00
1901-01-01 20:00
1901-01-01 21:00
1901-01-01 22:00
1901-01-01 23:00
1901-01-02
1901-01-02 01:00
1901-01-02 02:00
1901-01-02 03:00
1901-01-02 04:00
1901-01-02 05:00
1901-01-02 06:00
1901-01-02 07:00
1901-01-02 08:00
1901-01-02 09:00
1901-01-02 10:00
1901-01-02 11:00
1901-01-02 12:00
1901-01-02 13:00
1901-01-02 14:00
1901-01-02 15:00
1901-01-02 16:00
1901-01-02 17:00
1901-01-02 18:00
1901-01-02 19:00
1901-01-02 20:00
1901-01-02 21:00
1901-01-02 22:00
1901-01-02 23:00
1901-01-03
1901-01-03 01:00
1901-01-03 02:00
1901-01-03 03:00
1901-01-03 04:00
1901-01-03 05:00
1901-01-03 06:00
1901-01-03 07:00
1901-01-03 08:00
1901-01-03 09:00
1901-01-03 10:00
1901-01-03 11:00
1901-01-03 12:00
1901-01-03 13:00
1901-01-03 14:00
1901-01-03 15:00
1901-01-03 16:00
1901-01-03 17:00
1901-01-03 18:00
1901-01-03 19:00
1901-01-03 20:00
1901-01-03 21:00
1901-01-03 22:00
1901-01-03 23:00
1901-01-04
1901-01-04 01:00
1901-01-04 02:00
1901-01-04 03:00
1901-01-04 04:00
1901-01-04 05:00
1901-01-04 06:00
1901-01-04 07:00
1901-01-04 08:00
1901-01-04 09:00
1901-01-04 10:00
1901-01-04 11:00
1901-01-04 12:00
1901-01-04 13:00
1901-01-04 14:00
1901-01-04 15:00
1901-01-04 16:00
1901-01-04 17:00
1901-01-04 18:00
1901-01-04 19:00
1901-01-04 20:00
1901-01-04 21:00
1901-01-04 22:00
1901-01-04 23:00
1901-01-05
1901-01-05 01:00
1901-01-05 02:00
1901-01-05 03:00
1901-01-05 04:00
1901-01-05 05:00
1901-01-05 06:00
1901-01-05 07:00
1901-01-05 08:00
1901-01-05 09:00
1901-01-05 10:00
1901-01-05 11:00
1901-01-05 12:00
1901-01-05 13:00
1901-01-05 14:00
1901-01-05 15:00
1901-01-05 16:00
1901-01-05 17:00
1901-01-05 18:00
1901-01-05 19:00
1901-01-05 20:00
1901-01-05 21:00
1901-01-05 22:00
1901-01-05 23:00
1901-01-06
1901-01-06 01:00
1901-01-06 02:00
1901-01-06 03:00
1901-01-06 04:00
1901-01-06 05:00
1901-01-06 06:00
1901-01-06 07:00
1901-01-06 08:00
1901-01-06 09:00
1901-01-06 10:00
1901-01-06 11:00
1901-01-06 12:00
1901-01-06 13:00
1901-01-06 14:00
1901-01-06 15:00
1901-01-06 16:00
1901-01-06 17:00
1901-01-06 18:00
1901-01-06 19:00
1901-01-06 20:00
1901-01-06 21:00
1901-01-06 22:00
1901-01-06 23:00
1901-01-07
1901-01-07 01:00
1901-01-07 02:00
1901-01-07 03:00
1901-01-07 04:00
1901-01-07 05:00
1901-01-07 06:00
1901-01-07 07:00
1901-01-07 08:00
1901-01-07 09:00
1901-01-07 10:00
1901-01-07 11:00
1901-01-07 12:00
1901-01-07 13:00
1901-01-07 14:00
1901-01-07 15:00
1901-01-07 16:00
1901-01-07 17:00
1901-01-07 18:00
1901-01-07 19:00
1901-01-07 20:00
1901-01-07 21:00
1901-01-07 22:00
1901-01-07 23:00
1901-01-08
1901-01-08 01:00
1901-01-08 02:00
1901-01-08 03:00
1901-01-08 04:00
1901-01-08 05:00
1901-01-08 06:00
1901-01-08 07:00
1901-01-08 08:00
1901-01-08 09:00
1901-01-08 10:00
1901-01-08 11:00
1901-01-08 12:00
1901-01-08 13:00
1901-01-08 14:00
1901-01-08 15:00
1901-01-08 16:00
1901-01-08 17:00
1901-01-08 18:00
1901-01-08 19:00
1901-01-08 20:00
1901-01-08 21:00
1901-01-08 22:00
1901-01-08 23:00
1901-01-09
1901-01-09 01:00
1901-01-09 02:00
1901-01-09 03:00
1901-01-09 04:00
1901-01-09 05:00
1901-01-09 06:00
1901-01-09 07:00
1901-01-09 08:00
1901-01-09 09:00
1901-01-09 10:00
1901-01-09 11:00
1901-01-09 12:00
1901-01-09 13:00
1901-01-09 14:00
1901-01-09 15:00
1901-01-09 16:00
1901-01-09 17:00
1901-01-09 18:00
1901-01-09 19:00
1901-01-09 20:00
1901-01-09 21:00
1901-01-09 22:00
1901-01-09 23:00
1901-01-10
1901-01-10 01:00
1901-01-10 02:00
1901-01-10 03:00
1901-01-10 04:00
1901-01-10 05:00
1901-01-10 06:00
1901-01-10 07:00
1901-01-10 08:00
1901-01-10 09:00
1901-01-10 10:00
1901-01-10 11:00
1901-01-10 12:00
1901-01-10 13:00
1901-01-10 14:00
1901-01-10 15:00
1901-01-10 16:00
1901-01-10 17:00
1901-01-10 18:00
1901-01-10 19:00
1901-01-10 20:00
1901-01-10 21:00
1901-01-10 22:00
1901-01-10 23:00
1901-01-11
1901-01-11 01:00
1901-01-11 02:00
1901-01-11 03:00
1901-01-11 04:00
1901-01-11 05:00
1901-01-11 06:00
1901-01-11 07:00
1901-01-11 08:00
1901-01-11 09:00
1901-01-11 10:00
1901-01-11 11:00
1901-01-11 12:00
1901-01-11 13:00
1901-01-11 14:00
1901-01-11 15:00
1901-01-11 16:00
1901-01-11 17:00
1901-01-11 18:00
1901-01-11 19:00
1901-01-11 20:00
1901-01-11 21:00
1901-01-11 22:00
1901-01-11 23:00
1901-01-12
1901-01-12 01:00
1901-01-12 02:00
1901-01-12 03:00
1901-01-12 04:00
1901-01-12 05:00
1901-01-12 06:00
1901-01-12 07:00
1901-01-12 08:00
1901-01-12 09:00
1901-01-12 10:00
1901-01-12 11:00
1901-01-12 12:00
1901-01-12 13:00
1901-01-12 14:00
1901-01-12 15:00
1901-01-12 16:00
1901-01-12 17:00
1901-01-12 18:00
1901-01-12 19:00
1901-01-12 20:00
1901-01-12 21:00
1901-01-12 22:00
1901-01-12 23:00
1901-01-13
1901-01-13 01:00
1901-01-13 02:00
1901-01-13 03:00
1901-01-13 04:00
1901-01-13 05:00
1901-01-13 06:00
1901-01-13 07:00
1901-01-13 08:00
1901-01-13 09:00
1901-01-13 10:00
1901-01-13 11:00
1901-01-13 12:00
1901-01-13 13:00
1901-01-13 14:00
1901-01-13 15:00
1901-01-13 16:00
1901-01-13 17:00
1901-01-13 18:00
1901-01-13 19:00
1901-01-13 20:00
1901-01-13 21:00
1901-01-13 22:00
1901-01-13 23:00
1901-01-14
1901-01-14 01:00
1901-01-14 02:00
1901-01-14 03:00
1901-01-14 04:00
1901-01-14 05:00
1901-01-14 06:00
1901-01-14 07:00
1901-01-14 08:00
1901-01-14 09:00
1901-01-14 10:00
1901-01-14 11:00
1901-01-14 12:00
1901-01-14 13:00
1901-01-14 14:00
1901-01-14 15:00
1901-01-14 16:00
1901-01-14 17:00
1901-01-14 18:00
1901-01-14 19:00
1901-01-14 20:00
1901-01-14 21:00
1901-01-14 22:00
1901-01-14 23:00
1901-01-15
1901-01-15 01:00
1901-01-15 02:00
1901-01-15 03:00
1901-01-15 04:00
1901-01-15 05:00
1901-01-15 06:00
1901-01-15 07:00
1901-01-15 08:00
1901-01-15 09:00
1901-01-15 10:00
1901-01-15 11:00
1901-01-15 12:00
1901-01-15 13:00
1901-01-15 14:00
1901-01-15 15:00
1901-01-15 16:00
1901-01-15 17:00
1901-01-15 18:00
1901-01-15 19:00
1901-01-15 20:00
1901-01-15 21:00
1901-01-15 22:00
1901-01-15 23:00
1901-01-16
1901-01-16 01:00
1901-01-16 02:00
1901-01-16 03:00
1901-01-16 04:00
1901-01-16 05:00
1901-01-16 06:00
1901-01-16 07:00
1901-01-16 08:00
1901-01-16 09:00
1901-01-16 10:00
1901-01-16 11:00
1901-01-16 12:00
1901-01-16 13:00
1901-01-16 14:00
1901-01-16 15:00
1901-01-16 16:00
1901-01-16 17:00
1901-01-16 18:00
1901-01-16 19:00
1901-01-16 20:00
1901-01-16 21:00
1901-01-16 22:00
1901-01-16 23:00
1901-01-17
1901-01-17 01:00
1901-01-17 02:00
1901-01-17 03:00
1901-01-17 04:00
1901-01-17 05:00
1901-01-17 06:00
1901-01-17 07:00
1901-01-17 08:00
1901-01-17 09:00
1901-01-17 10:00
1901-01-17 11:00
1901-01-17 12:00
1901-01-17 13:00
1901-01-17 14:00
1901-01-17 15:00
1901-01-17 16:00
1901-01-17 17:00
1901-01-17 18:00
1901-01-17 19:00
1901-01-17 20:00
1901-01-17 21:00
1901-01-17 22:00
1901-01-17 23:00
1901-01-18
1901-01-18 01:00
1901-01-18 02:00
1901-01-18 03:00
1901-01-18 04:00
1901-01-18 05:00
1901-01-18 06:00
1901-01-18 07:00
1901-01-18 08:00
1901-01-18 09:00
1901-01-18 10:00
1901-01-18 11:00
1901-01-18 12:00
1901-01-18 13:00
1901-01-18 14:00
1901-01-18 15:00
1901-01-18 16:00
1901-01-18 17:00
1901-01-18 18:00
1901-01-18 19:00
1901-01-18 20:00
1901-01-18 21:00
1901-01-18 22:00
Formulas:
Start Date = IFERROR([Start Date, row above]+1/24,"")

## Table A.4
Annual Mean NO2 Monitoring Results - Table A.4
Enter data into the pink cells
Diffusion Tube ID | X OS Grid Ref (Easting) | Y OS Grid Ref (Northing) | Site Type | Valid Data Capture for Monitoring Period (%) | Valid Data Capture 2023 (%) | NO2 Annual Mean Concentration (µg/m3)
[6 empty] | 2019 | 2020 | 2021 | 2022 | 2023 | Yes
A23 C01-2020 | 531361 | 104040 | Roadside | 100 | 100 |  | 25.1 | 26 | 25.5921 | 22.1148 | No
A23 C02-2022 | 531255 | 104062 | Roadside | 100 | 100 |  |  |  | 28.9212 | 24.1881
B2066 C04-2010 | 531228 | 104088 | Roadside | 100 | 100 | 43.5 | 33.6 | 30.6 | 31.8673 | 28.3125
C05-2012 | 531230 | 104260 | Urban Background | 92 | 92.0981 | 21 | 16.9 | 16.3 | 16.9717 | 14.5304
B2066 C10-2012 | 530995 | 104271 | Roadside | 82 | 100 | 41.3 | 32.3 | 29.9 | 31.1596 | 28.6906
B2066 C11-2007 | 530947 | 104284 | Roadside | 100 | 82.2888 | 48.5 | 35 | 35.8 | 37.9177 | 34.7992
B2066 C11-2012 | 530890 | 104302 | Kerbside | 56 | 100 | 77.4 | 51.2 | 47.6 | 49.4287 | 41.6823
A2010 C12-2010 | 530900 | 104451 | Roadside | 92 | 56.4033 |  | 30.4 | 29.1 | 31.7758 | 27.3183
A2010 W01-2005 | 530969 | 104785 | Roadside | 100 | 92.0981 | 34 | 25.8 | 28.3 | 31.773 | 23.6752
C-Link C13-2014 | 530770 | 104363 | Roadside | 100 | 100 | 36.6 | 31.2 | 29.1 | 29.3675 | 27.723
A23 C09-2005 | 531302 | 104392 | Roadside | 80 | 100 | 41.1 | 27.5 | 28.1 | 26.7821 | 25.4347
A23 C16-2013 | 531400 | 104844 | Roadside | 100 | 80.3815 | 37.7 | 26.6 | 28.5 | 29.7655 | 27.7871
A23 C17-2012 | 531364 | 104982 | Roadside | 100 | 100 | 49 | 37.5 | 35 | 34.4405 | 33.5715
A23 C18-2019 | 531369 | 105042 | Roadside | 62 | 100 | 61.8 | 44.8 | 39.1 | 37.4992 | 36.1662
A23 C18-2010 | 531373 | 105136 | Roadside | 84 | 62.3978 | 52.6 | 39.7 | 36.6 | 39.1077 | 35.0697
A23 C19-2021 | 531472 | 105161 | Roadside | 92 | 83.9237 | 36.5 | 29 | 31.2 | 29.9115 | 25.2862
A23 C20-2005 | 531496 | 105315 | Roadside | 100 | 91.5531 | 36.8 | 31 | 29.9 | 30.4512 | 24.8373
A23 C21-2005 | 531451 | 105356 | Roadside | 81 | 100 | 44.6 | 36.5 | 36.3 | 34.2975 | 31.0475
A23 C23-2005 | 531189 | 105375 | Roadside | 100 | 81.1989 | 39.5 | 30.6 | 28.3 | 28.5175 | 24.5101
A270 C24-2015 | 531101 | 105443 | Roadside | 84 | 100 | 44 | 38.3 | 37.5 | 36.9042 | 33.4223
A270 C25-2010 | 530985 | 105419 | Roadside | 100 | 84.4687 | 42.7 | 38.6 | 37.5 | 37.9383 | 33.7846
A270 C26-2022 | 530870 | 105354 | Kerbside | 93 | 100 |  |  |  | 43.8136 | 43.0203
B2199 C28-2010 | 531032 | 104843 | Suburban | 90 | 92.6431 | 37.7 | 33.5 | 33.1 | 30.4229 | 26.2235
A23 E01-2016 | 531101 | 105498 | Roadside | 100 | 89.9183 | 34.3 | 30.2 | 28.9 | 27.8163 | 24.4161
A23 E02-2009 | 530233 | 106515 | Roadside | 100 | 100 | 34.7 | 31.4 | 28.3 | 28.6167 | 26.0509
C-Link E02-2012 | 530063 | 106368 | Roadside | 100 | 100 | 39.2 | 35.7 | 34.4 | 32.7845 | 28.3789
A23 E06-2020 | 531107 | 105595 | Roadside | 100 | 100 |  | 27.5 | 27 | 28.3971 | 25.5715
A270 E07-2019 | 531838 | 105349 | Roadside | 100 | 100 | 51 | 46.5 | 45.8 | 42.2946 | 38.3302
A270 E40-2022 | 532095 | 105679 | Suburban | 100 | 100 |  |  |  | 26.3429 | 24.2821
A270 E08-1996 | 532090 | 105752 | Roadside | 100 | 100 | 48.7 | 42.5 | 41.1 | 39.9217 | 36.1523
A270 E10-2015 | 532126 | 105838 | Roadside | 100 | 100 | 38 | 33.5 | 31.3 | 30.0333 | 27.9404
C-Link E12-2022 | 532064 | 105939 | Roadside | 100 | 100 |  |  |  | 32.6258 | 32.0692
A270 E14-2019 | 532377 | 106314 | Roadside | 100 | 100 | 35 | 31.7 | 28.6 | 30.2883 | 27.7934
A270 E15-2012 | 532300 | 106159 | Roadside | 100 | 100 | 37.4 | 34 | 29.2 | 27.3236 | 28.0234
A23 E16-1996 | 531465 | 104629 | Roadside | 81 | 100 | 42.3 | 37.4 | 35.3 | 34.5873 | 29.7864
A23 E16-2015 | 531426 | 104514 | Roadside | 66 | 81.1989 | 42.3 | 41.4 | 38.3 | 37.1733 | 32.6215
A23 E17-2003 | 531394 | 104338 | Roadside | 100 | 66.485 | 43.8 | 34 | 33.2 | 33.5892 | 30.4149
C-Link E17-2018 | 531408 | 104233 | Roadside | 100 | 100 |  | 36.2 | 33.8 | 31.7333 | 31.451
C-Link E17-2022 | 531430 | 104247 | Roadside | 100 | 100 |  |  |  | 28.1427 | 24.3353
C-Link E18-2021 | 532759 | 103810 | Roadside | 100 | 100 |  |  | 23.6 | 23.0195 | 19.1681
B2123 E22-2009 | 536970 | 102280 | Roadside | 92 | 100 | 32.7 | 28.4 | 26.6 | 26.945 | 23.8996
B2123 E23-2010 | 536966 | 102273 | Roadside | 100 | 91.5531 | 35.2 | 31.7 | 27.8 | 27.5683 | 23.5602
A259 E25-2018 | 537014 | 102238 | Roadside | 93 | 100 | 31.7 | 27.2 | 27.5 | 27.1025 | 24.6809
B2123 E30-2020 | 536947 | 102341 | Roadside | 100 | 92.9155 |  | 26 | 25.8 | 26.265 | 23.052
E32-2020 | 537011 | 102099 | Urban Background | 100 | 100 |  | 13.5 | 12.2 | 13.2954 | 11.5695
A2010 W03-2006 | 530963 | 104994 | Roadside | 100 | 100 | 37.5 | 31.4 | 31.7 | 31.1667 | 27.3297
A2010 W04-2006 | 530808 | 105340 | Roadside | 100 | 100 | 39 | 31.8 | 28.6 | 31.5492 | 28.6972
A270 W05-2006 | 530778 | 105362 | Roadside | 78 | 100 | 38.1 | 34 | 34 | 34.6871 | 30.9566
B2066 W10-2006 | 530302 | 104415 | Roadside | 93 | 48.5014 | 38 | 28 | 24.5 | 24.9475 | 19.2597
B2066 W11-2020 | 530154 | 104444 | Roadside | 74 | 92.9155 |  | 26.7 | 26.6 | 27.0229 | 24.3796
A259 W16-2020 | 526233 | 104860 | Roadside | 56 | 74.1144 |  | 35.9 | 30.6 | 32.4932 | 27.7115
A259 W17-2009 | 525931 | 104961 | Roadside | 100 | 55.8583 | 39.2 | 35.4 | 34.2 | 36.38 | 32.076
A259 W18-2010 | 525970 | 105230 | Urban Background | 100 | 100 | 18.4 | 17 | 15 | 14.9458 | 12.2597
A259 W19-2009 | 525658 | 105695 | Roadside | 100 | 100 | 39.9 | 34.4 | 31.7 | 30.4961 | 26.2597
A270 OSR13 W20-2021 | 525698 | 105872 | Roadside | 100 | 100 |  |  | 31.8 | 33.3342 | 27.8452
A2023 W21-2010 | 528388 | 105936 | Roadside | 100 | 100 | 34.6 |  | 28.3 | 29.9837 | 25.1285
LN1-2022 | 532039 | 105541 | Suburban | 82 | 100 |  |  |  | 24.2696 | 20.2357
LN2-2022 | 531823 | 105287 | Roadside | 100 | 82.2888 |  |  |  | 38.4116 | 27.5277
LN4-2022 | 532278 | 105233 | Roadside | 100 | 100 |  |  |  | 23.5025 | 19.3541
LN5-2022 | 532124 | 104850 | Suburban | 100 | 100 |  |  |  | 17.9644 | 14.8192
LN7-2022 | 531987 | 104575 | Roadside | 100 | 100 |  |  |  | 19.1303 | 14.8548
LN8-2022 | 531910 | 104322 | Roadside | 100 | 100 |  |  |  | 25.6656 | 19.9988
LN9-2022 | 531880 | 104243 | Roadside | 100 | 100 |  |  |  | 28.9179 | 26.3733
LN10-2022 | 531642 | 104366 | Suburban | 100 | 100 |  |  |  | 19.5122 | 18.5682
LN11-2022 | 531457 | 104546 | Suburban | 100 | 100 |  |  |  | 18.7161 | 14.4385
LN12-2022 | 531505 | 104698 | Roadside | 100 | 100 |  |  |  | 31.3418 | 23.8091
LN13-2022 | 531654 | 105072 | Roadside | 100 | 100 |  |  |  | 28.7059 | 23.7297
LN14-2022 | 531725 | 105005 | Roadside | 100 | 100 |  |  |  | 21.5871 | 17.4594
A259 Kingsway2 | 528602 | 104416 | Roadside | 92 | 100 |  |  | 19.5 | 19.7342 | 16.2667
A259 Kingsway4 | 528601 | 104420 | Roadside | 100 | 92.3706 |  |  | 19.9 | 20.9029 | 18.6618
WRP1 | 530201 | 104468 | Roadside | 100 | 100 |  |  |  |  | 26.7044
WRP2 | 530597 | 104480 | Roadside | 100 | 100 |  |  |  |  | 18.2292
WRP3 | 530648 | 104466 | Roadside | 100 | 100 |  |  |  |  | 19.9878
Note on G9: This should be the data capture for the period within the calendar year for which monitoring was undertaken. In certain cases, monitoring may only have been undertaken for part of the year, e.g. monitoring that began in January and ran until June (six months) before finishing - if results were returned for all six months this would equate to 100% data capture.

## Local Bias Adjustment Outputs
Local Bias Adjustment Outputs - Information Only
Go back to STEP 3 - Bias Adjustment to define factor
| STEP 3a Local Bias Adjustment Input 1 | STEP 3b Local Bias Adjustment Input 2 | STEP 3c Local Bias Adjustment Input 3 | STEP 3d Local Bias Adjustment Input 4 | STEP 3e Local Bias Adjustment Input 5 | STEP 3f Local Bias Adjustment Input 6 | STEP 3g Local Bias Adjustment Input 7
Periods used to calculate bias | 11
Bias Adjustment Factor A | 0.71 (0.67 - 0.75)
Diffusion Tube Bias B | 41% (33% - 50%)
41
Diffusion Tube Mean (µg/m3) | 35.5773
Mean CV (Precision) | 1.564%
Automatic Mean (µg/m3) | 25.1619
Data Capture | 95%
Adjusted Tube Mean (µg/m3) | 25 (24 - 27)
Overall Diffusion Tube Precision | Good Overall Precision | [6 empty] | 0 | 0 | 0 | 0 | 0 | 0 | 0 | 0 | Warning - One or more Co-location studies has Poor Overall Diffusion Tube Precision (i.e. CV >10%). Local Bias Adjustment Factor should be treated with caution.
Overall Continuous Monitor Data Capture | Good Overall Data Capture | [6 empty] | 0 | 0 | 0 | 0 | 0 | 0 | 0 | 0 | Warning - One or more Co-location studies has Poor Overall Continuous Monitor Data Capture (i.e. <90%). Local Bias Adjustment Factor should be treated with caution.
Local Bias Adjustment Factor | 0.71 | [6 empty] | 1 | 2 | 3 | 4 | 5 | 6 | 7
[8 empty] | 0.70922 | 0.70922 | 0.70922 | 0.70922 | 0.70922 | 0.70922 | 0.70922

## STEP 4 - Fall off with Distance
[7 empty] | Error | 0
| Fall off with Distance Inputs |  |  |  |  | i) Enter background concentration for each diffusion tube listed. Once completed see Results tables
|  | Enter data into the pink cells | [15 empty] | Time Weighted Annual Mean (µg/m3)
[18 empty] | Raw Data | Bias Adjusted (0.81) and Annualised
Diffusion Tube ID | Distance (m) |  | NO2 Annual Mean Concentration (µg/m3) |  |  | Comment
| Monitoring Site to Kerb | Receptor to Kerb | Bias Adjusted and Annualised | Background | Predicted at Receptor |  |  |  | check measured vs BG | warning BG | warning receptor | warning monitor | above AQS | within 10% | warning monitored | A23 C01-2020 | A23 C01-2020 | 27.3022 | 22.1148
B2066 C11-2012 | 1.5 | 4.5 | 41.6823 | 14.6 | 35.2 | [10 empty] | A23 C02-2022 | A23 C02-2022 | 29.8619 | 24.1881 |  |  |  | # | Messages in Col i (to be hidden and locked)
A23 C18-2019 | 2 | 4 | 36.1662 | 14.6 | 32.7 | [10 empty] | B2066 C04-2010 | B2066 C04-2010 | 34.9537 | 28.3125 |  |  |  | 1 | Warning: Background NO2 concentrations <5µg/m3 or >50µg/m3 are rare in the UK - this calculation will still work, but please check your data.
A270 C26-2022 | 2.5 | 5 | 43.0203 | 10.9 | 37.5 | Predicted concentration at Receptor within 10% the AQS objective. | [7 empty] | Predicted concentration at Receptor within 10% the AQS objective. |  | C05-2012 | C05-2012 | 17.9388 | 14.5304 |  |  |  | 2 | Warning: your receptor is more than 20m further from the kerb than your monitor - treat result with caution.
[9 empty] | Error: Measured concentration must be above background concentration. | Warning: Background NO2 concentrations <5µg/m3 or >50µg/m3 are rare in the UK - this calculation will still work, but please check your data. | Warning: your receptor is more than 20m further from the kerb than your monitor - treat result with caution. | Warning: your monitor is more than 10m further from the kerb than your receptor - treat result with caution. | Predicted concentration at Receptor above AQS objective. |  | Warning: Monitored NO2 concentrations <5µg/m3 or >110µg/m3 are rare in the UK - this calculation will still work, but please check your data. | B2066 C10-2012 | B2066 C10-2012 | 35.4204 | 28.6906 |  |  |  | 3 | Warning: your monitor is more than 10m further from the kerb than your receptor - treat result with caution.
[9 empty] | Error: Measured concentration must be above background concentration. | Warning: Background NO2 concentrations <5µg/m3 or >50µg/m3 are rare in the UK - this calculation will still work, but please check your data. | Warning: your receptor is more than 20m further from the kerb than your monitor - treat result with caution. | Warning: your monitor is more than 10m further from the kerb than your receptor - treat result with caution. | Predicted concentration at Receptor above AQS objective. |  | Warning: Monitored NO2 concentrations <5µg/m3 or >110µg/m3 are rare in the UK - this calculation will still work, but please check your data. | B2066 C11-2007 | B2066 C11-2007 | 42.9619 | 34.7992 |  |  |  | 4 | Predicted concentration at Receptor above AQS objective.
[9 empty] | Error: Measured concentration must be above background concentration. | Warning: Background NO2 concentrations <5µg/m3 or >50µg/m3 are rare in the UK - this calculation will still work, but please check your data. | Warning: your receptor is more than 20m further from the kerb than your monitor - treat result with caution. | Warning: your monitor is more than 10m further from the kerb than your receptor - treat result with caution. | Predicted concentration at Receptor above AQS objective. |  | Warning: Monitored NO2 concentrations <5µg/m3 or >110µg/m3 are rare in the UK - this calculation will still work, but please check your data. | B2066 C11-2012 | B2066 C11-2012 | 51.4597 | 41.6823 | Yes | 1 | B2066 C11-2012 | 5 | Predicted concentration at Receptor within 10% the AQS objective.
[9 empty] | Error: Measured concentration must be above background concentration. | Warning: Background NO2 concentrations <5µg/m3 or >50µg/m3 are rare in the UK - this calculation will still work, but please check your data. | Warning: your receptor is more than 20m further from the kerb than your monitor - treat result with caution. | Warning: your monitor is more than 10m further from the kerb than your receptor - treat result with caution. | Predicted concentration at Receptor above AQS objective. |  | Warning: Monitored NO2 concentrations <5µg/m3 or >110µg/m3 are rare in the UK - this calculation will still work, but please check your data. | A2010 C12-2010 | A2010 C12-2010 | 36.6348 | 27.3183 |  |  |  | 6 | Error: Measured concentration must be above background concentration.
[9 empty] | Error: Measured concentration must be above background concentration. | Warning: Background NO2 concentrations <5µg/m3 or >50µg/m3 are rare in the UK - this calculation will still work, but please check your data. | Warning: your receptor is more than 20m further from the kerb than your monitor - treat result with caution. | Warning: your monitor is more than 10m further from the kerb than your receptor - treat result with caution. | Predicted concentration at Receptor above AQS objective. |  | Warning: Monitored NO2 concentrations <5µg/m3 or >110µg/m3 are rare in the UK - this calculation will still work, but please check your data. | A2010 W01-2005 | A2010 W01-2005 | 29.2287 | 23.6752 |  |  |  | 7 | Warning: Monitored NO2 concentrations <5µg/m3 or >110µg/m3 are rare in the UK - this calculation will still work, but please check your data.
[9 empty] | Error: Measured concentration must be above background concentration. | Warning: Background NO2 concentrations <5µg/m3 or >50µg/m3 are rare in the UK - this calculation will still work, but please check your data. | Warning: your receptor is more than 20m further from the kerb than your monitor - treat result with caution. | Warning: your monitor is more than 10m further from the kerb than your receptor - treat result with caution. | Predicted concentration at Receptor above AQS objective. |  | Warning: Monitored NO2 concentrations <5µg/m3 or >110µg/m3 are rare in the UK - this calculation will still work, but please check your data. | C-Link C13-2014 | C-Link C13-2014 | 34.2259 | 27.723
[9 empty] | Error: Measured concentration must be above background concentration. | Warning: Background NO2 concentrations <5µg/m3 or >50µg/m3 are rare in the UK - this calculation will still work, but please check your data. | Warning: your receptor is more than 20m further from the kerb than your monitor - treat result with caution. | Warning: your monitor is more than 10m further from the kerb than your receptor - treat result with caution. | Predicted concentration at Receptor above AQS objective. |  | Warning: Monitored NO2 concentrations <5µg/m3 or >110µg/m3 are rare in the UK - this calculation will still work, but please check your data. | A23 C09-2005 | A23 C09-2005 | 31.4008 | 25.4347
[9 empty] | Error: Measured concentration must be above background concentration. | Warning: Background NO2 concentrations <5µg/m3 or >50µg/m3 are rare in the UK - this calculation will still work, but please check your data. | Warning: your receptor is more than 20m further from the kerb than your monitor - treat result with caution. | Warning: your monitor is more than 10m further from the kerb than your receptor - treat result with caution. | Predicted concentration at Receptor above AQS objective. |  | Warning: Monitored NO2 concentrations <5µg/m3 or >110µg/m3 are rare in the UK - this calculation will still work, but please check your data. | A23 C16-2013 | A23 C16-2013 | 34.3051 | 27.7871
[9 empty] | Error: Measured concentration must be above background concentration. | Warning: Background NO2 concentrations <5µg/m3 or >50µg/m3 are rare in the UK - this calculation will still work, but please check your data. | Warning: your receptor is more than 20m further from the kerb than your monitor - treat result with caution. | Warning: your monitor is more than 10m further from the kerb than your receptor - treat result with caution. | Predicted concentration at Receptor above AQS objective. |  | Warning: Monitored NO2 concentrations <5µg/m3 or >110µg/m3 are rare in the UK - this calculation will still work, but please check your data. | A23 C17-2012 | A23 C17-2012 | 41.4463 | 33.5715
[9 empty] | Error: Measured concentration must be above background concentration. | Warning: Background NO2 concentrations <5µg/m3 or >50µg/m3 are rare in the UK - this calculation will still work, but please check your data. | Warning: your receptor is more than 20m further from the kerb than your monitor - treat result with caution. | Warning: your monitor is more than 10m further from the kerb than your receptor - treat result with caution. | Predicted concentration at Receptor above AQS objective. |  | Warning: Monitored NO2 concentrations <5µg/m3 or >110µg/m3 are rare in the UK - this calculation will still work, but please check your data. | A23 C18-2019 | A23 C18-2019 | 44.6496 | 36.1662 | Yes | 2 | A23 C18-2019
[9 empty] | Error: Measured concentration must be above background concentration. | Warning: Background NO2 concentrations <5µg/m3 or >50µg/m3 are rare in the UK - this calculation will still work, but please check your data. | Warning: your receptor is more than 20m further from the kerb than your monitor - treat result with caution. | Warning: your monitor is more than 10m further from the kerb than your receptor - treat result with caution. | Predicted concentration at Receptor above AQS objective. |  | Warning: Monitored NO2 concentrations <5µg/m3 or >110µg/m3 are rare in the UK - this calculation will still work, but please check your data. | A23 C18-2010 | A23 C18-2010 | 42.4664 | 35.0697
[9 empty] | Error: Measured concentration must be above background concentration. | Warning: Background NO2 concentrations <5µg/m3 or >50µg/m3 are rare in the UK - this calculation will still work, but please check your data. | Warning: your receptor is more than 20m further from the kerb than your monitor - treat result with caution. | Warning: your monitor is more than 10m further from the kerb than your receptor - treat result with caution. | Predicted concentration at Receptor above AQS objective. |  | Warning: Monitored NO2 concentrations <5µg/m3 or >110µg/m3 are rare in the UK - this calculation will still work, but please check your data. | A23 C19-2021 | A23 C19-2021 | 31.2175 | 25.2862
[9 empty] | Error: Measured concentration must be above background concentration. | Warning: Background NO2 concentrations <5µg/m3 or >50µg/m3 are rare in the UK - this calculation will still work, but please check your data. | Warning: your receptor is more than 20m further from the kerb than your monitor - treat result with caution. | Warning: your monitor is more than 10m further from the kerb than your receptor - treat result with caution. | Predicted concentration at Receptor above AQS objective. |  | Warning: Monitored NO2 concentrations <5µg/m3 or >110µg/m3 are rare in the UK - this calculation will still work, but please check your data. | A23 C20-2005 | A23 C20-2005 | 30.6634 | 24.8373
[9 empty] | Error: Measured concentration must be above background concentration. | Warning: Background NO2 concentrations <5µg/m3 or >50µg/m3 are rare in the UK - this calculation will still work, but please check your data. | Warning: your receptor is more than 20m further from the kerb than your monitor - treat result with caution. | Warning: your monitor is more than 10m further from the kerb than your receptor - treat result with caution. | Predicted concentration at Receptor above AQS objective. |  | Warning: Monitored NO2 concentrations <5µg/m3 or >110µg/m3 are rare in the UK - this calculation will still work, but please check your data. | A23 C21-2005 | A23 C21-2005 | 38.3302 | 31.0475
[9 empty] | Error: Measured concentration must be above background concentration. | Warning: Background NO2 concentrations <5µg/m3 or >50µg/m3 are rare in the UK - this calculation will still work, but please check your data. | Warning: your receptor is more than 20m further from the kerb than your monitor - treat result with caution. | Warning: your monitor is more than 10m further from the kerb than your receptor - treat result with caution. | Predicted concentration at Receptor above AQS objective. |  | Warning: Monitored NO2 concentrations <5µg/m3 or >110µg/m3 are rare in the UK - this calculation will still work, but please check your data. | A23 C23-2005 | A23 C23-2005 | 30.2594 | 24.5101
[9 empty] | Error: Measured concentration must be above background concentration. | Warning: Background NO2 concentrations <5µg/m3 or >50µg/m3 are rare in the UK - this calculation will still work, but please check your data. | Warning: your receptor is more than 20m further from the kerb than your monitor - treat result with caution. | Warning: your monitor is more than 10m further from the kerb than your receptor - treat result with caution. | Predicted concentration at Receptor above AQS objective. |  | Warning: Monitored NO2 concentrations <5µg/m3 or >110µg/m3 are rare in the UK - this calculation will still work, but please check your data. | A270 C24-2015 | A270 C24-2015 | 41.2621 | 33.4223
[9 empty] | Error: Measured concentration must be above background concentration. | Warning: Background NO2 concentrations <5µg/m3 or >50µg/m3 are rare in the UK - this calculation will still work, but please check your data. | Warning: your receptor is more than 20m further from the kerb than your monitor - treat result with caution. | Warning: your monitor is more than 10m further from the kerb than your receptor - treat result with caution. | Predicted concentration at Receptor above AQS objective. |  | Warning: Monitored NO2 concentrations <5µg/m3 or >110µg/m3 are rare in the UK - this calculation will still work, but please check your data. | A270 C25-2010 | A270 C25-2010 | 41.7094 | 33.7846
[9 empty] | Error: Measured concentration must be above background concentration. | Warning: Background NO2 concentrations <5µg/m3 or >50µg/m3 are rare in the UK - this calculation will still work, but please check your data. | Warning: your receptor is more than 20m further from the kerb than your monitor - treat result with caution. | Warning: your monitor is more than 10m further from the kerb than your receptor - treat result with caution. | Predicted concentration at Receptor above AQS objective. |  | Warning: Monitored NO2 concentrations <5µg/m3 or >110µg/m3 are rare in the UK - this calculation will still work, but please check your data. | A270 C26-2022 | A270 C26-2022 | 53.1114 | 43.0203 | Yes | 3 | A270 C26-2022
[9 empty] | Error: Measured concentration must be above background concentration. | Warning: Background NO2 concentrations <5µg/m3 or >50µg/m3 are rare in the UK - this calculation will still work, but please check your data. | Warning: your receptor is more than 20m further from the kerb than your monitor - treat result with caution. | Warning: your monitor is more than 10m further from the kerb than your receptor - treat result with caution. | Predicted concentration at Receptor above AQS objective. |  | Warning: Monitored NO2 concentrations <5µg/m3 or >110µg/m3 are rare in the UK - this calculation will still work, but please check your data. | B2199 C28-2010 | B2199 C28-2010 | 32.3747 | 26.2235
[9 empty] | Error: Measured concentration must be above background concentration. | Warning: Background NO2 concentrations <5µg/m3 or >50µg/m3 are rare in the UK - this calculation will still work, but please check your data. | Warning: your receptor is more than 20m further from the kerb than your monitor - treat result with caution. | Warning: your monitor is more than 10m further from the kerb than your receptor - treat result with caution. | Predicted concentration at Receptor above AQS objective. |  | Warning: Monitored NO2 concentrations <5µg/m3 or >110µg/m3 are rare in the UK - this calculation will still work, but please check your data. | A23 E01-2016 | A23 E01-2016 | 30.1433 | 24.4161
[9 empty] | Error: Measured concentration must be above background concentration. | Warning: Background NO2 concentrations <5µg/m3 or >50µg/m3 are rare in the UK - this calculation will still work, but please check your data. | Warning: your receptor is more than 20m further from the kerb than your monitor - treat result with caution. | Warning: your monitor is more than 10m further from the kerb than your receptor - treat result with caution. | Predicted concentration at Receptor above AQS objective. |  | Warning: Monitored NO2 concentrations <5µg/m3 or >110µg/m3 are rare in the UK - this calculation will still work, but please check your data. | A23 E02-2009 | A23 E02-2009 | 32.1616 | 26.0509
[9 empty] | Error: Measured concentration must be above background concentration. | Warning: Background NO2 concentrations <5µg/m3 or >50µg/m3 are rare in the UK - this calculation will still work, but please check your data. | Warning: your receptor is more than 20m further from the kerb than your monitor - treat result with caution. | Warning: your monitor is more than 10m further from the kerb than your receptor - treat result with caution. | Predicted concentration at Receptor above AQS objective. |  | Warning: Monitored NO2 concentrations <5µg/m3 or >110µg/m3 are rare in the UK - this calculation will still work, but please check your data. | C-Link E02-2012 | C-Link E02-2012 | 35.0357 | 28.3789
[9 empty] | Error: Measured concentration must be above background concentration. | Warning: Background NO2 concentrations <5µg/m3 or >50µg/m3 are rare in the UK - this calculation will still work, but please check your data. | Warning: your receptor is more than 20m further from the kerb than your monitor - treat result with caution. | Warning: your monitor is more than 10m further from the kerb than your receptor - treat result with caution. | Predicted concentration at Receptor above AQS objective. |  | Warning: Monitored NO2 concentrations <5µg/m3 or >110µg/m3 are rare in the UK - this calculation will still work, but please check your data. | A23 E06-2020 | A23 E06-2020 | 31.5698 | 25.5715
[9 empty] | Error: Measured concentration must be above background concentration. | Warning: Background NO2 concentrations <5µg/m3 or >50µg/m3 are rare in the UK - this calculation will still work, but please check your data. | Warning: your receptor is more than 20m further from the kerb than your monitor - treat result with caution. | Warning: your monitor is more than 10m further from the kerb than your receptor - treat result with caution. | Predicted concentration at Receptor above AQS objective. |  | Warning: Monitored NO2 concentrations <5µg/m3 or >110µg/m3 are rare in the UK - this calculation will still work, but please check your data. | A270 E07-2019 | A270 E07-2019 | 47.3213 | 38.3302
[9 empty] | Error: Measured concentration must be above background concentration. | Warning: Background NO2 concentrations <5µg/m3 or >50µg/m3 are rare in the UK - this calculation will still work, but please check your data. | Warning: your receptor is more than 20m further from the kerb than your monitor - treat result with caution. | Warning: your monitor is more than 10m further from the kerb than your receptor - treat result with caution. | Predicted concentration at Receptor above AQS objective. |  | Warning: Monitored NO2 concentrations <5µg/m3 or >110µg/m3 are rare in the UK - this calculation will still work, but please check your data. | A270 E40-2022 | A270 E40-2022 | 29.9779 | 24.2821
[9 empty] | Error: Measured concentration must be above background concentration. | Warning: Background NO2 concentrations <5µg/m3 or >50µg/m3 are rare in the UK - this calculation will still work, but please check your data. | Warning: your receptor is more than 20m further from the kerb than your monitor - treat result with caution. | Warning: your monitor is more than 10m further from the kerb than your receptor - treat result with caution. | Predicted concentration at Receptor above AQS objective. |  | Warning: Monitored NO2 concentrations <5µg/m3 or >110µg/m3 are rare in the UK - this calculation will still work, but please check your data. | A270 E08-1996 | A270 E08-1996 | 44.6324 | 36.1523
[9 empty] | Error: Measured concentration must be above background concentration. | Warning: Background NO2 concentrations <5µg/m3 or >50µg/m3 are rare in the UK - this calculation will still work, but please check your data. | Warning: your receptor is more than 20m further from the kerb than your monitor - treat result with caution. | Warning: your monitor is more than 10m further from the kerb than your receptor - treat result with caution. | Predicted concentration at Receptor above AQS objective. |  | Warning: Monitored NO2 concentrations <5µg/m3 or >110µg/m3 are rare in the UK - this calculation will still work, but please check your data. | A270 E10-2015 | A270 E10-2015 | 34.4943 | 27.9404
[9 empty] | Error: Measured concentration must be above background concentration. | Warning: Background NO2 concentrations <5µg/m3 or >50µg/m3 are rare in the UK - this calculation will still work, but please check your data. | Warning: your receptor is more than 20m further from the kerb than your monitor - treat result with caution. | Warning: your monitor is more than 10m further from the kerb than your receptor - treat result with caution. | Predicted concentration at Receptor above AQS objective. |  | Warning: Monitored NO2 concentrations <5µg/m3 or >110µg/m3 are rare in the UK - this calculation will still work, but please check your data. | C-Link E12-2022 | C-Link E12-2022 | 39.5916 | 32.0692
[9 empty] | Error: Measured concentration must be above background concentration. | Warning: Background NO2 concentrations <5µg/m3 or >50µg/m3 are rare in the UK - this calculation will still work, but please check your data. | Warning: your receptor is more than 20m further from the kerb than your monitor - treat result with caution. | Warning: your monitor is more than 10m further from the kerb than your receptor - treat result with caution. | Predicted concentration at Receptor above AQS objective. |  | Warning: Monitored NO2 concentrations <5µg/m3 or >110µg/m3 are rare in the UK - this calculation will still work, but please check your data. | A270 E14-2019 | A270 E14-2019 | 34.3128 | 27.7934
[9 empty] | Error: Measured concentration must be above background concentration. | Warning: Background NO2 concentrations <5µg/m3 or >50µg/m3 are rare in the UK - this calculation will still work, but please check your data. | Warning: your receptor is more than 20m further from the kerb than your monitor - treat result with caution. | Warning: your monitor is more than 10m further from the kerb than your receptor - treat result with caution. | Predicted concentration at Receptor above AQS objective. |  | Warning: Monitored NO2 concentrations <5µg/m3 or >110µg/m3 are rare in the UK - this calculation will still work, but please check your data. | A270 E15-2012 | A270 E15-2012 | 34.5967 | 28.0234
[9 empty] | Error: Measured concentration must be above background concentration. | Warning: Background NO2 concentrations <5µg/m3 or >50µg/m3 are rare in the UK - this calculation will still work, but please check your data. | Warning: your receptor is more than 20m further from the kerb than your monitor - treat result with caution. | Warning: your monitor is more than 10m further from the kerb than your receptor - treat result with caution. | Predicted concentration at Receptor above AQS objective. |  | Warning: Monitored NO2 concentrations <5µg/m3 or >110µg/m3 are rare in the UK - this calculation will still work, but please check your data. | A23 E16-1996 | A23 E16-1996 | 36.7733 | 29.7864
[9 empty] | Error: Measured concentration must be above background concentration. | Warning: Background NO2 concentrations <5µg/m3 or >50µg/m3 are rare in the UK - this calculation will still work, but please check your data. | Warning: your receptor is more than 20m further from the kerb than your monitor - treat result with caution. | Warning: your monitor is more than 10m further from the kerb than your receptor - treat result with caution. | Predicted concentration at Receptor above AQS objective. |  | Warning: Monitored NO2 concentrations <5µg/m3 or >110µg/m3 are rare in the UK - this calculation will still work, but please check your data. | A23 E16-2015 | A23 E16-2015 | 40.2735 | 32.6215
[9 empty] | Error: Measured concentration must be above background concentration. | Warning: Background NO2 concentrations <5µg/m3 or >50µg/m3 are rare in the UK - this calculation will still work, but please check your data. | Warning: your receptor is more than 20m further from the kerb than your monitor - treat result with caution. | Warning: your monitor is more than 10m further from the kerb than your receptor - treat result with caution. | Predicted concentration at Receptor above AQS objective. |  | Warning: Monitored NO2 concentrations <5µg/m3 or >110µg/m3 are rare in the UK - this calculation will still work, but please check your data. | A23 E17-2003 | A23 E17-2003 | 35.7865 | 30.4149
[9 empty] | Error: Measured concentration must be above background concentration. | Warning: Background NO2 concentrations <5µg/m3 or >50µg/m3 are rare in the UK - this calculation will still work, but please check your data. | Warning: your receptor is more than 20m further from the kerb than your monitor - treat result with caution. | Warning: your monitor is more than 10m further from the kerb than your receptor - treat result with caution. | Predicted concentration at Receptor above AQS objective. |  | Warning: Monitored NO2 concentrations <5µg/m3 or >110µg/m3 are rare in the UK - this calculation will still work, but please check your data. | C-Link E17-2018 | C-Link E17-2018 | 38.8283 | 31.451
[9 empty] | Error: Measured concentration must be above background concentration. | Warning: Background NO2 concentrations <5µg/m3 or >50µg/m3 are rare in the UK - this calculation will still work, but please check your data. | Warning: your receptor is more than 20m further from the kerb than your monitor - treat result with caution. | Warning: your monitor is more than 10m further from the kerb than your receptor - treat result with caution. | Predicted concentration at Receptor above AQS objective. |  | Warning: Monitored NO2 concentrations <5µg/m3 or >110µg/m3 are rare in the UK - this calculation will still work, but please check your data. | C-Link E17-2022 | C-Link E17-2022 | 30.0436 | 24.3353
[9 empty] | Error: Measured concentration must be above background concentration. | Warning: Background NO2 concentrations <5µg/m3 or >50µg/m3 are rare in the UK - this calculation will still work, but please check your data. | Warning: your receptor is more than 20m further from the kerb than your monitor - treat result with caution. | Warning: your monitor is more than 10m further from the kerb than your receptor - treat result with caution. | Predicted concentration at Receptor above AQS objective. |  | Warning: Monitored NO2 concentrations <5µg/m3 or >110µg/m3 are rare in the UK - this calculation will still work, but please check your data. | C-Link E18-2021 | C-Link E18-2021 | 23.6643 | 19.1681
[9 empty] | Error: Measured concentration must be above background concentration. | Warning: Background NO2 concentrations <5µg/m3 or >50µg/m3 are rare in the UK - this calculation will still work, but please check your data. | Warning: your receptor is more than 20m further from the kerb than your monitor - treat result with caution. | Warning: your monitor is more than 10m further from the kerb than your receptor - treat result with caution. | Predicted concentration at Receptor above AQS objective. |  | Warning: Monitored NO2 concentrations <5µg/m3 or >110µg/m3 are rare in the UK - this calculation will still work, but please check your data. | B2123 E22-2009 | B2123 E22-2009 | 29.5057 | 23.8996
[9 empty] | Error: Measured concentration must be above background concentration. | Warning: Background NO2 concentrations <5µg/m3 or >50µg/m3 are rare in the UK - this calculation will still work, but please check your data. | Warning: your receptor is more than 20m further from the kerb than your monitor - treat result with caution. | Warning: your monitor is more than 10m further from the kerb than your receptor - treat result with caution. | Predicted concentration at Receptor above AQS objective. |  | Warning: Monitored NO2 concentrations <5µg/m3 or >110µg/m3 are rare in the UK - this calculation will still work, but please check your data. | B2123 E23-2010 | B2123 E23-2010 | 29.0866 | 23.5602
[9 empty] | Error: Measured concentration must be above background concentration. | Warning: Background NO2 concentrations <5µg/m3 or >50µg/m3 are rare in the UK - this calculation will still work, but please check your data. | Warning: your receptor is more than 20m further from the kerb than your monitor - treat result with caution. | Warning: your monitor is more than 10m further from the kerb than your receptor - treat result with caution. | Predicted concentration at Receptor above AQS objective. |  | Warning: Monitored NO2 concentrations <5µg/m3 or >110µg/m3 are rare in the UK - this calculation will still work, but please check your data. | A259 E25-2018 | A259 E25-2018 | 30.4703 | 24.6809
[9 empty] | Error: Measured concentration must be above background concentration. | Warning: Background NO2 concentrations <5µg/m3 or >50µg/m3 are rare in the UK - this calculation will still work, but please check your data. | Warning: your receptor is more than 20m further from the kerb than your monitor - treat result with caution. | Warning: your monitor is more than 10m further from the kerb than your receptor - treat result with caution. | Predicted concentration at Receptor above AQS objective. |  | Warning: Monitored NO2 concentrations <5µg/m3 or >110µg/m3 are rare in the UK - this calculation will still work, but please check your data. | B2123 E30-2020 | B2123 E30-2020 | 28.4592 | 23.052
[9 empty] | Error: Measured concentration must be above background concentration. | Warning: Background NO2 concentrations <5µg/m3 or >50µg/m3 are rare in the UK - this calculation will still work, but please check your data. | Warning: your receptor is more than 20m further from the kerb than your monitor - treat result with caution. | Warning: your monitor is more than 10m further from the kerb than your receptor - treat result with caution. | Predicted concentration at Receptor above AQS objective. |  | Warning: Monitored NO2 concentrations <5µg/m3 or >110µg/m3 are rare in the UK - this calculation will still work, but please check your data. | E32-2020 | E32-2020 | 14.2834 | 11.5695
[9 empty] | Error: Measured concentration must be above background concentration. | Warning: Background NO2 concentrations <5µg/m3 or >50µg/m3 are rare in the UK - this calculation will still work, but please check your data. | Warning: your receptor is more than 20m further from the kerb than your monitor - treat result with caution. | Warning: your monitor is more than 10m further from the kerb than your receptor - treat result with caution. | Predicted concentration at Receptor above AQS objective. |  | Warning: Monitored NO2 concentrations <5µg/m3 or >110µg/m3 are rare in the UK - this calculation will still work, but please check your data. | A2010 W03-2006 | A2010 W03-2006 | 33.7403 | 27.3297
[9 empty] | Error: Measured concentration must be above background concentration. | Warning: Background NO2 concentrations <5µg/m3 or >50µg/m3 are rare in the UK - this calculation will still work, but please check your data. | Warning: your receptor is more than 20m further from the kerb than your monitor - treat result with caution. | Warning: your monitor is more than 10m further from the kerb than your receptor - treat result with caution. | Predicted concentration at Receptor above AQS objective. |  | Warning: Monitored NO2 concentrations <5µg/m3 or >110µg/m3 are rare in the UK - this calculation will still work, but please check your data. | A2010 W04-2006 | A2010 W04-2006 | 35.4286 | 28.6972
[9 empty] | Error: Measured concentration must be above background concentration. | Warning: Background NO2 concentrations <5µg/m3 or >50µg/m3 are rare in the UK - this calculation will still work, but please check your data. | Warning: your receptor is more than 20m further from the kerb than your monitor - treat result with caution. | Warning: your monitor is more than 10m further from the kerb than your receptor - treat result with caution. | Predicted concentration at Receptor above AQS objective. |  | Warning: Monitored NO2 concentrations <5µg/m3 or >110µg/m3 are rare in the UK - this calculation will still work, but please check your data. | A270 W05-2006 | A270 W05-2006 | 38.218 | 30.9566
[9 empty] | Error: Measured concentration must be above background concentration. | Warning: Background NO2 concentrations <5µg/m3 or >50µg/m3 are rare in the UK - this calculation will still work, but please check your data. | Warning: your receptor is more than 20m further from the kerb than your monitor - treat result with caution. | Warning: your monitor is more than 10m further from the kerb than your receptor - treat result with caution. | Predicted concentration at Receptor above AQS objective. |  | Warning: Monitored NO2 concentrations <5µg/m3 or >110µg/m3 are rare in the UK - this calculation will still work, but please check your data. | B2066 W10-2006 | B2066 W10-2006 | 26.5955 | 19.2597
[9 empty] | Error: Measured concentration must be above background concentration. | Warning: Background NO2 concentrations <5µg/m3 or >50µg/m3 are rare in the UK - this calculation will still work, but please check your data. | Warning: your receptor is more than 20m further from the kerb than your monitor - treat result with caution. | Warning: your monitor is more than 10m further from the kerb than your receptor - treat result with caution. | Predicted concentration at Receptor above AQS objective. |  | Warning: Monitored NO2 concentrations <5µg/m3 or >110µg/m3 are rare in the UK - this calculation will still work, but please check your data. | B2066 W11-2020 | B2066 W11-2020 | 30.0982 | 24.3796
[9 empty] | Error: Measured concentration must be above background concentration. | Warning: Background NO2 concentrations <5µg/m3 or >50µg/m3 are rare in the UK - this calculation will still work, but please check your data. | Warning: your receptor is more than 20m further from the kerb than your monitor - treat result with caution. | Warning: your monitor is more than 10m further from the kerb than your receptor - treat result with caution. | Predicted concentration at Receptor above AQS objective. |  | Warning: Monitored NO2 concentrations <5µg/m3 or >110µg/m3 are rare in the UK - this calculation will still work, but please check your data. | A259 W16-2020 | A259 W16-2020 | 34.2118 | 27.7115
[9 empty] | Error: Measured concentration must be above background concentration. | Warning: Background NO2 concentrations <5µg/m3 or >50µg/m3 are rare in the UK - this calculation will still work, but please check your data. | Warning: your receptor is more than 20m further from the kerb than your monitor - treat result with caution. | Warning: your monitor is more than 10m further from the kerb than your receptor - treat result with caution. | Predicted concentration at Receptor above AQS objective. |  | Warning: Monitored NO2 concentrations <5µg/m3 or >110µg/m3 are rare in the UK - this calculation will still work, but please check your data. | A259 W17-2009 | A259 W17-2009 | 39.2766 | 32.076
[9 empty] | Error: Measured concentration must be above background concentration. | Warning: Background NO2 concentrations <5µg/m3 or >50µg/m3 are rare in the UK - this calculation will still work, but please check your data. | Warning: your receptor is more than 20m further from the kerb than your monitor - treat result with caution. | Warning: your monitor is more than 10m further from the kerb than your receptor - treat result with caution. | Predicted concentration at Receptor above AQS objective. |  | Warning: Monitored NO2 concentrations <5µg/m3 or >110µg/m3 are rare in the UK - this calculation will still work, but please check your data. | A259 W18-2010 | A259 W18-2010 | 15.1354 | 12.2597
[9 empty] | Error: Measured concentration must be above background concentration. | Warning: Background NO2 concentrations <5µg/m3 or >50µg/m3 are rare in the UK - this calculation will still work, but please check your data. | Warning: your receptor is more than 20m further from the kerb than your monitor - treat result with caution. | Warning: your monitor is more than 10m further from the kerb than your receptor - treat result with caution. | Predicted concentration at Receptor above AQS objective. |  | Warning: Monitored NO2 concentrations <5µg/m3 or >110µg/m3 are rare in the UK - this calculation will still work, but please check your data. | A259 W19-2009 | A259 W19-2009 | 32.4193 | 26.2597
[9 empty] | Error: Measured concentration must be above background concentration. | Warning: Background NO2 concentrations <5µg/m3 or >50µg/m3 are rare in the UK - this calculation will still work, but please check your data. | Warning: your receptor is more than 20m further from the kerb than your monitor - treat result with caution. | Warning: your monitor is more than 10m further from the kerb than your receptor - treat result with caution. | Predicted concentration at Receptor above AQS objective. |  | Warning: Monitored NO2 concentrations <5µg/m3 or >110µg/m3 are rare in the UK - this calculation will still work, but please check your data. | A270 OSR13 W20-2021 | A270 OSR13 W20-2021 | 34.3768 | 27.8452
[9 empty] | Error: Measured concentration must be above background concentration. | Warning: Background NO2 concentrations <5µg/m3 or >50µg/m3 are rare in the UK - this calculation will still work, but please check your data. | Warning: your receptor is more than 20m further from the kerb than your monitor - treat result with caution. | Warning: your monitor is more than 10m further from the kerb than your receptor - treat result with caution. | Predicted concentration at Receptor above AQS objective. |  | Warning: Monitored NO2 concentrations <5µg/m3 or >110µg/m3 are rare in the UK - this calculation will still work, but please check your data. | A2023 W21-2010 | A2023 W21-2010 | 31.0229 | 25.1285
[9 empty] | Error: Measured concentration must be above background concentration. | Warning: Background NO2 concentrations <5µg/m3 or >50µg/m3 are rare in the UK - this calculation will still work, but please check your data. | Warning: your receptor is more than 20m further from the kerb than your monitor - treat result with caution. | Warning: your monitor is more than 10m further from the kerb than your receptor - treat result with caution. | Predicted concentration at Receptor above AQS objective. |  | Warning: Monitored NO2 concentrations <5µg/m3 or >110µg/m3 are rare in the UK - this calculation will still work, but please check your data. | LN1-2022 | LN1-2022 | 24.9823 | 20.2357
[9 empty] | Error: Measured concentration must be above background concentration. | Warning: Background NO2 concentrations <5µg/m3 or >50µg/m3 are rare in the UK - this calculation will still work, but please check your data. | Warning: your receptor is more than 20m further from the kerb than your monitor - treat result with caution. | Warning: your monitor is more than 10m further from the kerb than your receptor - treat result with caution. | Predicted concentration at Receptor above AQS objective. |  | Warning: Monitored NO2 concentrations <5µg/m3 or >110µg/m3 are rare in the UK - this calculation will still work, but please check your data. | LN2-2022 | LN2-2022 | 33.9848 | 27.5277
[9 empty] | Error: Measured concentration must be above background concentration. | Warning: Background NO2 concentrations <5µg/m3 or >50µg/m3 are rare in the UK - this calculation will still work, but please check your data. | Warning: your receptor is more than 20m further from the kerb than your monitor - treat result with caution. | Warning: your monitor is more than 10m further from the kerb than your receptor - treat result with caution. | Predicted concentration at Receptor above AQS objective. |  | Warning: Monitored NO2 concentrations <5µg/m3 or >110µg/m3 are rare in the UK - this calculation will still work, but please check your data. | LN4-2022 | LN4-2022 | 23.894 | 19.3541
[9 empty] | Error: Measured concentration must be above background concentration. | Warning: Background NO2 concentrations <5µg/m3 or >50µg/m3 are rare in the UK - this calculation will still work, but please check your data. | Warning: your receptor is more than 20m further from the kerb than your monitor - treat result with caution. | Warning: your monitor is more than 10m further from the kerb than your receptor - treat result with caution. | Predicted concentration at Receptor above AQS objective. |  | Warning: Monitored NO2 concentrations <5µg/m3 or >110µg/m3 are rare in the UK - this calculation will still work, but please check your data. | LN5-2022 | LN5-2022 | 18.2954 | 14.8192
[9 empty] | Error: Measured concentration must be above background concentration. | Warning: Background NO2 concentrations <5µg/m3 or >50µg/m3 are rare in the UK - this calculation will still work, but please check your data. | Warning: your receptor is more than 20m further from the kerb than your monitor - treat result with caution. | Warning: your monitor is more than 10m further from the kerb than your receptor - treat result with caution. | Predicted concentration at Receptor above AQS objective. |  | Warning: Monitored NO2 concentrations <5µg/m3 or >110µg/m3 are rare in the UK - this calculation will still work, but please check your data. | LN7-2022 | LN7-2022 | 18.3392 | 14.8548
[9 empty] | Error: Measured concentration must be above background concentration. | Warning: Background NO2 concentrations <5µg/m3 or >50µg/m3 are rare in the UK - this calculation will still work, but please check your data. | Warning: your receptor is more than 20m further from the kerb than your monitor - treat result with caution. | Warning: your monitor is more than 10m further from the kerb than your receptor - treat result with caution. | Predicted concentration at Receptor above AQS objective. |  | Warning: Monitored NO2 concentrations <5µg/m3 or >110µg/m3 are rare in the UK - this calculation will still work, but please check your data. | LN8-2022 | LN8-2022 | 24.6899 | 19.9988
[9 empty] | Error: Measured concentration must be above background concentration. | Warning: Background NO2 concentrations <5µg/m3 or >50µg/m3 are rare in the UK - this calculation will still work, but please check your data. | Warning: your receptor is more than 20m further from the kerb than your monitor - treat result with caution. | Warning: your monitor is more than 10m further from the kerb than your receptor - treat result with caution. | Predicted concentration at Receptor above AQS objective. |  | Warning: Monitored NO2 concentrations <5µg/m3 or >110µg/m3 are rare in the UK - this calculation will still work, but please check your data. | LN9-2022 | LN9-2022 | 32.5597 | 26.3733
[9 empty] | Error: Measured concentration must be above background concentration. | Warning: Background NO2 concentrations <5µg/m3 or >50µg/m3 are rare in the UK - this calculation will still work, but please check your data. | Warning: your receptor is more than 20m further from the kerb than your monitor - treat result with caution. | Warning: your monitor is more than 10m further from the kerb than your receptor - treat result with caution. | Predicted concentration at Receptor above AQS objective. |  | Warning: Monitored NO2 concentrations <5µg/m3 or >110µg/m3 are rare in the UK - this calculation will still work, but please check your data. | LN10-2022 | LN10-2022 | 22.9237 | 18.5682
[9 empty] | Error: Measured concentration must be above background concentration. | Warning: Background NO2 concentrations <5µg/m3 or >50µg/m3 are rare in the UK - this calculation will still work, but please check your data. | Warning: your receptor is more than 20m further from the kerb than your monitor - treat result with caution. | Warning: your monitor is more than 10m further from the kerb than your receptor - treat result with caution. | Predicted concentration at Receptor above AQS objective. |  | Warning: Monitored NO2 concentrations <5µg/m3 or >110µg/m3 are rare in the UK - this calculation will still work, but please check your data. | LN11-2022 | LN11-2022 | 17.8253 | 14.4385
[9 empty] | Error: Measured concentration must be above background concentration. | Warning: Background NO2 concentrations <5µg/m3 or >50µg/m3 are rare in the UK - this calculation will still work, but please check your data. | Warning: your receptor is more than 20m further from the kerb than your monitor - treat result with caution. | Warning: your monitor is more than 10m further from the kerb than your receptor - treat result with caution. | Predicted concentration at Receptor above AQS objective. |  | Warning: Monitored NO2 concentrations <5µg/m3 or >110µg/m3 are rare in the UK - this calculation will still work, but please check your data. | LN12-2022 | LN12-2022 | 29.394 | 23.8091
[9 empty] | Error: Measured concentration must be above background concentration. | Warning: Background NO2 concentrations <5µg/m3 or >50µg/m3 are rare in the UK - this calculation will still work, but please check your data. | Warning: your receptor is more than 20m further from the kerb than your monitor - treat result with caution. | Warning: your monitor is more than 10m further from the kerb than your receptor - treat result with caution. | Predicted concentration at Receptor above AQS objective. |  | Warning: Monitored NO2 concentrations <5µg/m3 or >110µg/m3 are rare in the UK - this calculation will still work, but please check your data. | LN13-2022 | LN13-2022 | 29.2959 | 23.7297
[9 empty] | Error: Measured concentration must be above background concentration. | Warning: Background NO2 concentrations <5µg/m3 or >50µg/m3 are rare in the UK - this calculation will still work, but please check your data. | Warning: your receptor is more than 20m further from the kerb than your monitor - treat result with caution. | Warning: your monitor is more than 10m further from the kerb than your receptor - treat result with caution. | Predicted concentration at Receptor above AQS objective. |  | Warning: Monitored NO2 concentrations <5µg/m3 or >110µg/m3 are rare in the UK - this calculation will still work, but please check your data. | LN14-2022 | LN14-2022 | 21.5548 | 17.4594
[9 empty] | Error: Measured concentration must be above background concentration. | Warning: Background NO2 concentrations <5µg/m3 or >50µg/m3 are rare in the UK - this calculation will still work, but please check your data. | Warning: your receptor is more than 20m further from the kerb than your monitor - treat result with caution. | Warning: your monitor is more than 10m further from the kerb than your receptor - treat result with caution. | Predicted concentration at Receptor above AQS objective. |  | Warning: Monitored NO2 concentrations <5µg/m3 or >110µg/m3 are rare in the UK - this calculation will still work, but please check your data. | A259 Kingsway2 | A259 Kingsway2 | 20.0823 | 16.2667
[9 empty] | Error: Measured concentration must be above background concentration. | Warning: Background NO2 concentrations <5µg/m3 or >50µg/m3 are rare in the UK - this calculation will still work, but please check your data. | Warning: your receptor is more than 20m further from the kerb than your monitor - treat result with caution. | Warning: your monitor is more than 10m further from the kerb than your receptor - treat result with caution. | Predicted concentration at Receptor above AQS objective. |  | Warning: Monitored NO2 concentrations <5µg/m3 or >110µg/m3 are rare in the UK - this calculation will still work, but please check your data. | A259 Kingsway4 | A259 Kingsway4 | 23.0392 | 18.6618
[9 empty] | Error: Measured concentration must be above background concentration. | Warning: Background NO2 concentrations <5µg/m3 or >50µg/m3 are rare in the UK - this calculation will still work, but please check your data. | Warning: your receptor is more than 20m further from the kerb than your monitor - treat result with caution. | Warning: your monitor is more than 10m further from the kerb than your receptor - treat result with caution. | Predicted concentration at Receptor above AQS objective. |  | Warning: Monitored NO2 concentrations <5µg/m3 or >110µg/m3 are rare in the UK - this calculation will still work, but please check your data. | WRP1 | WRP1 | 32.9684 | 26.7044
[9 empty] | Error: Measured concentration must be above background concentration. | Warning: Background NO2 concentrations <5µg/m3 or >50µg/m3 are rare in the UK - this calculation will still work, but please check your data. | Warning: your receptor is more than 20m further from the kerb than your monitor - treat result with caution. | Warning: your monitor is more than 10m further from the kerb than your receptor - treat result with caution. | Predicted concentration at Receptor above AQS objective. |  | Warning: Monitored NO2 concentrations <5µg/m3 or >110µg/m3 are rare in the UK - this calculation will still work, but please check your data. | WRP2 | WRP2 | 22.5052 | 18.2292
[9 empty] | Error: Measured concentration must be above background concentration. | Warning: Background NO2 concentrations <5µg/m3 or >50µg/m3 are rare in the UK - this calculation will still work, but please check your data. | Warning: your receptor is more than 20m further from the kerb than your monitor - treat result with caution. | Warning: your monitor is more than 10m further from the kerb than your receptor - treat result with caution. | Predicted concentration at Receptor above AQS objective. |  | Warning: Monitored NO2 concentrations <5µg/m3 or >110µg/m3 are rare in the UK - this calculation will still work, but please check your data. | WRP3 | WRP3 | 24.6763 | 19.9878
[9 empty] | Error: Measured concentration must be above background concentration. | Warning: Background NO2 concentrations <5µg/m3 or >50µg/m3 are rare in the UK - this calculation will still work, but please check your data. | Warning: your receptor is more than 20m further from the kerb than your monitor - treat result with caution. | Warning: your monitor is more than 10m further from the kerb than your receptor - treat result with caution. | Predicted concentration at Receptor above AQS objective. |  | Warning: Monitored NO2 concentrations <5µg/m3 or >110µg/m3 are rare in the UK - this calculation will still work, but please check your data. |  |  |  |  | Yes
[9 empty] | Error: Measured concentration must be above background concentration. | Warning: Background NO2 concentrations <5µg/m3 or >50µg/m3 are rare in the UK - this calculation will still work, but please check your data. | Warning: your receptor is more than 20m further from the kerb than your monitor - treat result with caution. | Warning: your monitor is more than 10m further from the kerb than your receptor - treat result with caution. | Predicted concentration at Receptor above AQS objective. |  | Warning: Monitored NO2 concentrations <5µg/m3 or >110µg/m3 are rare in the UK - this calculation will still work, but please check your data. |  |  |  |  | Yes
[9 empty] | Error: Measured concentration must be above background concentration. | Warning: Background NO2 concentrations <5µg/m3 or >50µg/m3 are rare in the UK - this calculation will still work, but please check your data. | Warning: your receptor is more than 20m further from the kerb than your monitor - treat result with caution. | Warning: your monitor is more than 10m further from the kerb than your receptor - treat result with caution. | Predicted concentration at Receptor above AQS objective. |  | Warning: Monitored NO2 concentrations <5µg/m3 or >110µg/m3 are rare in the UK - this calculation will still work, but please check your data. |  |  |  |  | Yes
[9 empty] | Error: Measured concentration must be above background concentration. | Warning: Background NO2 concentrations <5µg/m3 or >50µg/m3 are rare in the UK - this calculation will still work, but please check your data. | Warning: your receptor is more than 20m further from the kerb than your monitor - treat result with caution. | Warning: your monitor is more than 10m further from the kerb than your receptor - treat result with caution. | Predicted concentration at Receptor above AQS objective. |  | Warning: Monitored NO2 concentrations <5µg/m3 or >110µg/m3 are rare in the UK - this calculation will still work, but please check your data. |  |  |  |  | Yes
[9 empty] | Error: Measured concentration must be above background concentration. | Warning: Background NO2 concentrations <5µg/m3 or >50µg/m3 are rare in the UK - this calculation will still work, but please check your data. | Warning: your receptor is more than 20m further from the kerb than your monitor - treat result with caution. | Warning: your monitor is more than 10m further from the kerb than your receptor - treat result with caution. | Predicted concentration at Receptor above AQS objective. |  | Warning: Monitored NO2 concentrations <5µg/m3 or >110µg/m3 are rare in the UK - this calculation will still work, but please check your data. |  |  |  |  | Yes
[9 empty] | Error: Measured concentration must be above background concentration. | Warning: Background NO2 concentrations <5µg/m3 or >50µg/m3 are rare in the UK - this calculation will still work, but please check your data. | Warning: your receptor is more than 20m further from the kerb than your monitor - treat result with caution. | Warning: your monitor is more than 10m further from the kerb than your receptor - treat result with caution. | Predicted concentration at Receptor above AQS objective. |  | Warning: Monitored NO2 concentrations <5µg/m3 or >110µg/m3 are rare in the UK - this calculation will still work, but please check your data. |  |  |  |  | Yes
[9 empty] | Error: Measured concentration must be above background concentration. | Warning: Background NO2 concentrations <5µg/m3 or >50µg/m3 are rare in the UK - this calculation will still work, but please check your data. | Warning: your receptor is more than 20m further from the kerb than your monitor - treat result with caution. | Warning: your monitor is more than 10m further from the kerb than your receptor - treat result with caution. | Predicted concentration at Receptor above AQS objective. |  | Warning: Monitored NO2 concentrations <5µg/m3 or >110µg/m3 are rare in the UK - this calculation will still work, but please check your data. |  |  |  |  | Yes
[9 empty] | Error: Measured concentration must be above background concentration. | Warning: Background NO2 concentrations <5µg/m3 or >50µg/m3 are rare in the UK - this calculation will still work, but please check your data. | Warning: your receptor is more than 20m further from the kerb than your monitor - treat result with caution. | Warning: your monitor is more than 10m further from the kerb than your receptor - treat result with caution. | Predicted concentration at Receptor above AQS objective. |  | Warning: Monitored NO2 concentrations <5µg/m3 or >110µg/m3 are rare in the UK - this calculation will still work, but please check your data. |  |  |  |  | Yes
[9 empty] | Error: Measured concentration must be above background concentration. | Warning: Background NO2 concentrations <5µg/m3 or >50µg/m3 are rare in the UK - this calculation will still work, but please check your data. | Warning: your receptor is more than 20m further from the kerb than your monitor - treat result with caution. | Warning: your monitor is more than 10m further from the kerb than your receptor - treat result with caution. | Predicted concentration at Receptor above AQS objective. |  | Warning: Monitored NO2 concentrations <5µg/m3 or >110µg/m3 are rare in the UK - this calculation will still work, but please check your data. |  |  |  |  | Yes
[9 empty] | Error: Measured concentration must be above background concentration. | Warning: Background NO2 concentrations <5µg/m3 or >50µg/m3 are rare in the UK - this calculation will still work, but please check your data. | Warning: your receptor is more than 20m further from the kerb than your monitor - treat result with caution. | Warning: your monitor is more than 10m further from the kerb than your receptor - treat result with caution. | Predicted concentration at Receptor above AQS objective. |  | Warning: Monitored NO2 concentrations <5µg/m3 or >110µg/m3 are rare in the UK - this calculation will still work, but please check your data. |  |  |  |  | Yes
[9 empty] | Error: Measured concentration must be above background concentration. | Warning: Background NO2 concentrations <5µg/m3 or >50µg/m3 are rare in the UK - this calculation will still work, but please check your data. | Warning: your receptor is more than 20m further from the kerb than your monitor - treat result with caution. | Warning: your monitor is more than 10m further from the kerb than your receptor - treat result with caution. | Predicted concentration at Receptor above AQS objective. |  | Warning: Monitored NO2 concentrations <5µg/m3 or >110µg/m3 are rare in the UK - this calculation will still work, but please check your data. |  |  |  |  | Yes
[9 empty] | Error: Measured concentration must be above background concentration. | Warning: Background NO2 concentrations <5µg/m3 or >50µg/m3 are rare in the UK - this calculation will still work, but please check your data. | Warning: your receptor is more than 20m further from the kerb than your monitor - treat result with caution. | Warning: your monitor is more than 10m further from the kerb than your receptor - treat result with caution. | Predicted concentration at Receptor above AQS objective. |  | Warning: Monitored NO2 concentrations <5µg/m3 or >110µg/m3 are rare in the UK - this calculation will still work, but please check your data. |  |  |  |  | Yes
[9 empty] | Error: Measured concentration must be above background concentration. | Warning: Background NO2 concentrations <5µg/m3 or >50µg/m3 are rare in the UK - this calculation will still work, but please check your data. | Warning: your receptor is more than 20m further from the kerb than your monitor - treat result with caution. | Warning: your monitor is more than 10m further from the kerb than your receptor - treat result with caution. | Predicted concentration at Receptor above AQS objective. |  | Warning: Monitored NO2 concentrations <5µg/m3 or >110µg/m3 are rare in the UK - this calculation will still work, but please check your data. |  |  |  |  | Yes
[9 empty] | Error: Measured concentration must be above background concentration. | Warning: Background NO2 concentrations <5µg/m3 or >50µg/m3 are rare in the UK - this calculation will still work, but please check your data. | Warning: your receptor is more than 20m further from the kerb than your monitor - treat result with caution. | Warning: your monitor is more than 10m further from the kerb than your receptor - treat result with caution. | Predicted concentration at Receptor above AQS objective. |  | Warning: Monitored NO2 concentrations <5µg/m3 or >110µg/m3 are rare in the UK - this calculation will still work, but please check your data. |  |  |  |  | Yes
[9 empty] | Error: Measured concentration must be above background concentration. | Warning: Background NO2 concentrations <5µg/m3 or >50µg/m3 are rare in the UK - this calculation will still work, but please check your data. | Warning: your receptor is more than 20m further from the kerb than your monitor - treat result with caution. | Warning: your monitor is more than 10m further from the kerb than your receptor - treat result with caution. | Predicted concentration at Receptor above AQS objective. |  | Warning: Monitored NO2 concentrations <5µg/m3 or >110µg/m3 are rare in the UK - this calculation will still work, but please check your data. |  |  |  |  | Yes
[9 empty] | Error: Measured concentration must be above background concentration. | Warning: Background NO2 concentrations <5µg/m3 or >50µg/m3 are rare in the UK - this calculation will still work, but please check your data. | Warning: your receptor is more than 20m further from the kerb than your monitor - treat result with caution. | Warning: your monitor is more than 10m further from the kerb than your receptor - treat result with caution. | Predicted concentration at Receptor above AQS objective. |  | Warning: Monitored NO2 concentrations <5µg/m3 or >110µg/m3 are rare in the UK - this calculation will still work, but please check your data. |  |  |  |  | Yes
[9 empty] | Error: Measured concentration must be above background concentration. | Warning: Background NO2 concentrations <5µg/m3 or >50µg/m3 are rare in the UK - this calculation will still work, but please check your data. | Warning: your receptor is more than 20m further from the kerb than your monitor - treat result with caution. | Warning: your monitor is more than 10m further from the kerb than your receptor - treat result with caution. | Predicted concentration at Receptor above AQS objective. |  | Warning: Monitored NO2 concentrations <5µg/m3 or >110µg/m3 are rare in the UK - this calculation will still work, but please check your data. |  |  |  |  | Yes
[9 empty] | Error: Measured concentration must be above background concentration. | Warning: Background NO2 concentrations <5µg/m3 or >50µg/m3 are rare in the UK - this calculation will still work, but please check your data. | Warning: your receptor is more than 20m further from the kerb than your monitor - treat result with caution. | Warning: your monitor is more than 10m further from the kerb than your receptor - treat result with caution. | Predicted concentration at Receptor above AQS objective. |  | Warning: Monitored NO2 concentrations <5µg/m3 or >110µg/m3 are rare in the UK - this calculation will still work, but please check your data. |  |  |  |  | Yes
[9 empty] | Error: Measured concentration must be above background concentration. | Warning: Background NO2 concentrations <5µg/m3 or >50µg/m3 are rare in the UK - this calculation will still work, but please check your data. | Warning: your receptor is more than 20m further from the kerb than your monitor - treat result with caution. | Warning: your monitor is more than 10m further from the kerb than your receptor - treat result with caution. | Predicted concentration at Receptor above AQS objective. |  | Warning: Monitored NO2 concentrations <5µg/m3 or >110µg/m3 are rare in the UK - this calculation will still work, but please check your data. |  |  |  |  | Yes
[9 empty] | Error: Measured concentration must be above background concentration. | Warning: Background NO2 concentrations <5µg/m3 or >50µg/m3 are rare in the UK - this calculation will still work, but please check your data. | Warning: your receptor is more than 20m further from the kerb than your monitor - treat result with caution. | Warning: your monitor is more than 10m further from the kerb than your receptor - treat result with caution. | Predicted concentration at Receptor above AQS objective. |  | Warning: Monitored NO2 concentrations <5µg/m3 or >110µg/m3 are rare in the UK - this calculation will still work, but please check your data. |  |  |  |  | Yes
[9 empty] | Error: Measured concentration must be above background concentration. | Warning: Background NO2 concentrations <5µg/m3 or >50µg/m3 are rare in the UK - this calculation will still work, but please check your data. | Warning: your receptor is more than 20m further from the kerb than your monitor - treat result with caution. | Warning: your monitor is more than 10m further from the kerb than your receptor - treat result with caution. | Predicted concentration at Receptor above AQS objective. |  | Warning: Monitored NO2 concentrations <5µg/m3 or >110µg/m3 are rare in the UK - this calculation will still work, but please check your data. |  |  |  |  | Yes
[9 empty] | Error: Measured concentration must be above background concentration. | Warning: Background NO2 concentrations <5µg/m3 or >50µg/m3 are rare in the UK - this calculation will still work, but please check your data. | Warning: your receptor is more than 20m further from the kerb than your monitor - treat result with caution. | Warning: your monitor is more than 10m further from the kerb than your receptor - treat result with caution. | Predicted concentration at Receptor above AQS objective. |  | Warning: Monitored NO2 concentrations <5µg/m3 or >110µg/m3 are rare in the UK - this calculation will still work, but please check your data. |  |  |  |  | Yes
[9 empty] | Error: Measured concentration must be above background concentration. | Warning: Background NO2 concentrations <5µg/m3 or >50µg/m3 are rare in the UK - this calculation will still work, but please check your data. | Warning: your receptor is more than 20m further from the kerb than your monitor - treat result with caution. | Warning: your monitor is more than 10m further from the kerb than your receptor - treat result with caution. | Predicted concentration at Receptor above AQS objective. |  | Warning: Monitored NO2 concentrations <5µg/m3 or >110µg/m3 are rare in the UK - this calculation will still work, but please check your data. |  |  |  |  | Yes
[9 empty] | Error: Measured concentration must be above background concentration. | Warning: Background NO2 concentrations <5µg/m3 or >50µg/m3 are rare in the UK - this calculation will still work, but please check your data. | Warning: your receptor is more than 20m further from the kerb than your monitor - treat result with caution. | Warning: your monitor is more than 10m further from the kerb than your receptor - treat result with caution. | Predicted concentration at Receptor above AQS objective. |  | Warning: Monitored NO2 concentrations <5µg/m3 or >110µg/m3 are rare in the UK - this calculation will still work, but please check your data. |  |  |  |  | Yes
[9 empty] | Error: Measured concentration must be above background concentration. | Warning: Background NO2 concentrations <5µg/m3 or >50µg/m3 are rare in the UK - this calculation will still work, but please check your data. | Warning: your receptor is more than 20m further from the kerb than your monitor - treat result with caution. | Warning: your monitor is more than 10m further from the kerb than your receptor - treat result with caution. | Predicted concentration at Receptor above AQS objective. |  | Warning: Monitored NO2 concentrations <5µg/m3 or >110µg/m3 are rare in the UK - this calculation will still work, but please check your data. |  |  |  |  | Yes
[9 empty] | Error: Measured concentration must be above background concentration. | Warning: Background NO2 concentrations <5µg/m3 or >50µg/m3 are rare in the UK - this calculation will still work, but please check your data. | Warning: your receptor is more than 20m further from the kerb than your monitor - treat result with caution. | Warning: your monitor is more than 10m further from the kerb than your receptor - treat result with caution. | Predicted concentration at Receptor above AQS objective. |  | Warning: Monitored NO2 concentrations <5µg/m3 or >110µg/m3 are rare in the UK - this calculation will still work, but please check your data. |  |  |  |  | Yes
[9 empty] | Error: Measured concentration must be above background concentration. | Warning: Background NO2 concentrations <5µg/m3 or >50µg/m3 are rare in the UK - this calculation will still work, but please check your data. | Warning: your receptor is more than 20m further from the kerb than your monitor - treat result with caution. | Warning: your monitor is more than 10m further from the kerb than your receptor - treat result with caution. | Predicted concentration at Receptor above AQS objective. |  | Warning: Monitored NO2 concentrations <5µg/m3 or >110µg/m3 are rare in the UK - this calculation will still work, but please check your data. |  |  |  |  | Yes
[9 empty] | Error: Measured concentration must be above background concentration. | Warning: Background NO2 concentrations <5µg/m3 or >50µg/m3 are rare in the UK - this calculation will still work, but please check your data. | Warning: your receptor is more than 20m further from the kerb than your monitor - treat result with caution. | Warning: your monitor is more than 10m further from the kerb than your receptor - treat result with caution. | Predicted concentration at Receptor above AQS objective. |  | Warning: Monitored NO2 concentrations <5µg/m3 or >110µg/m3 are rare in the UK - this calculation will still work, but please check your data. |  |  |  |  | Yes
[9 empty] | Error: Measured concentration must be above background concentration. | Warning: Background NO2 concentrations <5µg/m3 or >50µg/m3 are rare in the UK - this calculation will still work, but please check your data. | Warning: your receptor is more than 20m further from the kerb than your monitor - treat result with caution. | Warning: your monitor is more than 10m further from the kerb than your receptor - treat result with caution. | Predicted concentration at Receptor above AQS objective. |  | Warning: Monitored NO2 concentrations <5µg/m3 or >110µg/m3 are rare in the UK - this calculation will still work, but please check your data. |  |  |  |  | Yes
[9 empty] | Error: Measured concentration must be above background concentration. | Warning: Background NO2 concentrations <5µg/m3 or >50µg/m3 are rare in the UK - this calculation will still work, but please check your data. | Warning: your receptor is more than 20m further from the kerb than your monitor - treat result with caution. | Warning: your monitor is more than 10m further from the kerb than your receptor - treat result with caution. | Predicted concentration at Receptor above AQS objective. |  | Warning: Monitored NO2 concentrations <5µg/m3 or >110µg/m3 are rare in the UK - this calculation will still work, but please check your data. |  |  |  |  | Yes
[9 empty] | Error: Measured concentration must be above background concentration. | Warning: Background NO2 concentrations <5µg/m3 or >50µg/m3 are rare in the UK - this calculation will still work, but please check your data. | Warning: your receptor is more than 20m further from the kerb than your monitor - treat result with caution. | Warning: your monitor is more than 10m further from the kerb than your receptor - treat result with caution. | Predicted concentration at Receptor above AQS objective. |  | Warning: Monitored NO2 concentrations <5µg/m3 or >110µg/m3 are rare in the UK - this calculation will still work, but please check your data. |  |  |  |  | Yes
[9 empty] | Error: Measured concentration must be above background concentration. | Warning: Background NO2 concentrations <5µg/m3 or >50µg/m3 are rare in the UK - this calculation will still work, but please check your data. | Warning: your receptor is more than 20m further from the kerb than your monitor - treat result with caution. | Warning: your monitor is more than 10m further from the kerb than your receptor - treat result with caution. | Predicted concentration at Receptor above AQS objective. |  | Warning: Monitored NO2 concentrations <5µg/m3 or >110µg/m3 are rare in the UK - this calculation will still work, but please check your data. |  |  |  |  | Yes
[9 empty] | Error: Measured concentration must be above background concentration. | Warning: Background NO2 concentrations <5µg/m3 or >50µg/m3 are rare in the UK - this calculation will still work, but please check your data. | Warning: your receptor is more than 20m further from the kerb than your monitor - treat result with caution. | Warning: your monitor is more than 10m further from the kerb than your receptor - treat result with caution. | Predicted concentration at Receptor above AQS objective. |  | Warning: Monitored NO2 concentrations <5µg/m3 or >110µg/m3 are rare in the UK - this calculation will still work, but please check your data. |  |  |  |  | Yes
[9 empty] | Error: Measured concentration must be above background concentration. | Warning: Background NO2 concentrations <5µg/m3 or >50µg/m3 are rare in the UK - this calculation will still work, but please check your data. | Warning: your receptor is more than 20m further from the kerb than your monitor - treat result with caution. | Warning: your monitor is more than 10m further from the kerb than your receptor - treat result with caution. | Predicted concentration at Receptor above AQS objective. |  | Warning: Monitored NO2 concentrations <5µg/m3 or >110µg/m3 are rare in the UK - this calculation will still work, but please check your data. |  |  |  |  | Yes
[9 empty] | Error: Measured concentration must be above background concentration. | Warning: Background NO2 concentrations <5µg/m3 or >50µg/m3 are rare in the UK - this calculation will still work, but please check your data. | Warning: your receptor is more than 20m further from the kerb than your monitor - treat result with caution. | Warning: your monitor is more than 10m further from the kerb than your receptor - treat result with caution. | Predicted concentration at Receptor above AQS objective. |  | Warning: Monitored NO2 concentrations <5µg/m3 or >110µg/m3 are rare in the UK - this calculation will still work, but please check your data. |  |  |  |  | Yes
[9 empty] | Error: Measured concentration must be above background concentration. | Warning: Background NO2 concentrations <5µg/m3 or >50µg/m3 are rare in the UK - this calculation will still work, but please check your data. | Warning: your receptor is more than 20m further from the kerb than your monitor - treat result with caution. | Warning: your monitor is more than 10m further from the kerb than your receptor - treat result with caution. | Predicted concentration at Receptor above AQS objective. |  | Warning: Monitored NO2 concentrations <5µg/m3 or >110µg/m3 are rare in the UK - this calculation will still work, but please check your data. |  |  |  |  | Yes
[9 empty] | Error: Measured concentration must be above background concentration. | Warning: Background NO2 concentrations <5µg/m3 or >50µg/m3 are rare in the UK - this calculation will still work, but please check your data. | Warning: your receptor is more than 20m further from the kerb than your monitor - treat result with caution. | Warning: your monitor is more than 10m further from the kerb than your receptor - treat result with caution. | Predicted concentration at Receptor above AQS objective. |  | Warning: Monitored NO2 concentrations <5µg/m3 or >110µg/m3 are rare in the UK - this calculation will still work, but please check your data. |  |  |  |  | Yes
[9 empty] | Error: Measured concentration must be above background concentration. | Warning: Background NO2 concentrations <5µg/m3 or >50µg/m3 are rare in the UK - this calculation will still work, but please check your data. | Warning: your receptor is more than 20m further from the kerb than your monitor - treat result with caution. | Warning: your monitor is more than 10m further from the kerb than your receptor - treat result with caution. | Predicted concentration at Receptor above AQS objective. |  | Warning: Monitored NO2 concentrations <5µg/m3 or >110µg/m3 are rare in the UK - this calculation will still work, but please check your data. |  |  |  |  | Yes
[9 empty] | Error: Measured concentration must be above background concentration. | Warning: Background NO2 concentrations <5µg/m3 or >50µg/m3 are rare in the UK - this calculation will still work, but please check your data. | Warning: your receptor is more than 20m further from the kerb than your monitor - treat result with caution. | Warning: your monitor is more than 10m further from the kerb than your receptor - treat result with caution. | Predicted concentration at Receptor above AQS objective. |  | Warning: Monitored NO2 concentrations <5µg/m3 or >110µg/m3 are rare in the UK - this calculation will still work, but please check your data. |  |  |  |  | Yes
[9 empty] | Error: Measured concentration must be above background concentration. | Warning: Background NO2 concentrations <5µg/m3 or >50µg/m3 are rare in the UK - this calculation will still work, but please check your data. | Warning: your receptor is more than 20m further from the kerb than your monitor - treat result with caution. | Warning: your monitor is more than 10m further from the kerb than your receptor - treat result with caution. | Predicted concentration at Receptor above AQS objective. |  | Warning: Monitored NO2 concentrations <5µg/m3 or >110µg/m3 are rare in the UK - this calculation will still work, but please check your data. |  |  |  |  | Yes
[9 empty] | Error: Measured concentration must be above background concentration. | Warning: Background NO2 concentrations <5µg/m3 or >50µg/m3 are rare in the UK - this calculation will still work, but please check your data. | Warning: your receptor is more than 20m further from the kerb than your monitor - treat result with caution. | Warning: your monitor is more than 10m further from the kerb than your receptor - treat result with caution. | Predicted concentration at Receptor above AQS objective. |  | Warning: Monitored NO2 concentrations <5µg/m3 or >110µg/m3 are rare in the UK - this calculation will still work, but please check your data. |  |  |  |  | Yes
[9 empty] | Error: Measured concentration must be above background concentration. | Warning: Background NO2 concentrations <5µg/m3 or >50µg/m3 are rare in the UK - this calculation will still work, but please check your data. | Warning: your receptor is more than 20m further from the kerb than your monitor - treat result with caution. | Warning: your monitor is more than 10m further from the kerb than your receptor - treat result with caution. | Predicted concentration at Receptor above AQS objective. |  | Warning: Monitored NO2 concentrations <5µg/m3 or >110µg/m3 are rare in the UK - this calculation will still work, but please check your data. |  |  |  |  | Yes
[9 empty] | Error: Measured concentration must be above background concentration. | Warning: Background NO2 concentrations <5µg/m3 or >50µg/m3 are rare in the UK - this calculation will still work, but please check your data. | Warning: your receptor is more than 20m further from the kerb than your monitor - treat result with caution. | Warning: your monitor is more than 10m further from the kerb than your receptor - treat result with caution. | Predicted concentration at Receptor above AQS objective. |  | Warning: Monitored NO2 concentrations <5µg/m3 or >110µg/m3 are rare in the UK - this calculation will still work, but please check your data. |  |  |  |  | Yes
[9 empty] | Error: Measured concentration must be above background concentration. | Warning: Background NO2 concentrations <5µg/m3 or >50µg/m3 are rare in the UK - this calculation will still work, but please check your data. | Warning: your receptor is more than 20m further from the kerb than your monitor - treat result with caution. | Warning: your monitor is more than 10m further from the kerb than your receptor - treat result with caution. | Predicted concentration at Receptor above AQS objective. |  | Warning: Monitored NO2 concentrations <5µg/m3 or >110µg/m3 are rare in the UK - this calculation will still work, but please check your data. |  |  |  |  | Yes
[9 empty] | Error: Measured concentration must be above background concentration. | Warning: Background NO2 concentrations <5µg/m3 or >50µg/m3 are rare in the UK - this calculation will still work, but please check your data. | Warning: your receptor is more than 20m further from the kerb than your monitor - treat result with caution. | Warning: your monitor is more than 10m further from the kerb than your receptor - treat result with caution. | Predicted concentration at Receptor above AQS objective. |  | Warning: Monitored NO2 concentrations <5µg/m3 or >110µg/m3 are rare in the UK - this calculation will still work, but please check your data. |  |  |  |  | Yes
[9 empty] | Error: Measured concentration must be above background concentration. | Warning: Background NO2 concentrations <5µg/m3 or >50µg/m3 are rare in the UK - this calculation will still work, but please check your data. | Warning: your receptor is more than 20m further from the kerb than your monitor - treat result with caution. | Warning: your monitor is more than 10m further from the kerb than your receptor - treat result with caution. | Predicted concentration at Receptor above AQS objective. |  | Warning: Monitored NO2 concentrations <5µg/m3 or >110µg/m3 are rare in the UK - this calculation will still work, but please check your data. |  |  |  |  | Yes
[9 empty] | Error: Measured concentration must be above background concentration. | Warning: Background NO2 concentrations <5µg/m3 or >50µg/m3 are rare in the UK - this calculation will still work, but please check your data. | Warning: your receptor is more than 20m further from the kerb than your monitor - treat result with caution. | Warning: your monitor is more than 10m further from the kerb than your receptor - treat result with caution. | Predicted concentration at Receptor above AQS objective. |  | Warning: Monitored NO2 concentrations <5µg/m3 or >110µg/m3 are rare in the UK - this calculation will still work, but please check your data. |  |  |  |  | Yes
[9 empty] | Error: Measured concentration must be above background concentration. | Warning: Background NO2 concentrations <5µg/m3 or >50µg/m3 are rare in the UK - this calculation will still work, but please check your data. | Warning: your receptor is more than 20m further from the kerb than your monitor - treat result with caution. | Warning: your monitor is more than 10m further from the kerb than your receptor - treat result with caution. | Predicted concentration at Receptor above AQS objective. |  | Warning: Monitored NO2 concentrations <5µg/m3 or >110µg/m3 are rare in the UK - this calculation will still work, but please check your data. |  |  |  |  | Yes
[9 empty] | Error: Measured concentration must be above background concentration. | Warning: Background NO2 concentrations <5µg/m3 or >50µg/m3 are rare in the UK - this calculation will still work, but please check your data. | Warning: your receptor is more than 20m further from the kerb than your monitor - treat result with caution. | Warning: your monitor is more than 10m further from the kerb than your receptor - treat result with caution. | Predicted concentration at Receptor above AQS objective. |  | Warning: Monitored NO2 concentrations <5µg/m3 or >110µg/m3 are rare in the UK - this calculation will still work, but please check your data. |  |  |  |  | Yes
[9 empty] | Error: Measured concentration must be above background concentration. | Warning: Background NO2 concentrations <5µg/m3 or >50µg/m3 are rare in the UK - this calculation will still work, but please check your data. | Warning: your receptor is more than 20m further from the kerb than your monitor - treat result with caution. | Warning: your monitor is more than 10m further from the kerb than your receptor - treat result with caution. | Predicted concentration at Receptor above AQS objective. |  | Warning: Monitored NO2 concentrations <5µg/m3 or >110µg/m3 are rare in the UK - this calculation will still work, but please check your data. |  |  |  |  | Yes
[9 empty] | Error: Measured concentration must be above background concentration. | Warning: Background NO2 concentrations <5µg/m3 or >50µg/m3 are rare in the UK - this calculation will still work, but please check your data. | Warning: your receptor is more than 20m further from the kerb than your monitor - treat result with caution. | Warning: your monitor is more than 10m further from the kerb than your receptor - treat result with caution. | Predicted concentration at Receptor above AQS objective. |  | Warning: Monitored NO2 concentrations <5µg/m3 or >110µg/m3 are rare in the UK - this calculation will still work, but please check your data. |  |  |  |  | Yes
[9 empty] | Error: Measured concentration must be above background concentration. | Warning: Background NO2 concentrations <5µg/m3 or >50µg/m3 are rare in the UK - this calculation will still work, but please check your data. | Warning: your receptor is more than 20m further from the kerb than your monitor - treat result with caution. | Warning: your monitor is more than 10m further from the kerb than your receptor - treat result with caution. | Predicted concentration at Receptor above AQS objective. |  | Warning: Monitored NO2 concentrations <5µg/m3 or >110µg/m3 are rare in the UK - this calculation will still work, but please check your data. |  |  |  |  | Yes
[9 empty] | Error: Measured concentration must be above background concentration. | Warning: Background NO2 concentrations <5µg/m3 or >50µg/m3 are rare in the UK - this calculation will still work, but please check your data. | Warning: your receptor is more than 20m further from the kerb than your monitor - treat result with caution. | Warning: your monitor is more than 10m further from the kerb than your receptor - treat result with caution. | Predicted concentration at Receptor above AQS objective. |  | Warning: Monitored NO2 concentrations <5µg/m3 or >110µg/m3 are rare in the UK - this calculation will still work, but please check your data. |  |  |  |  | Yes
[9 empty] | Error: Measured concentration must be above background concentration. | Warning: Background NO2 concentrations <5µg/m3 or >50µg/m3 are rare in the UK - this calculation will still work, but please check your data. | Warning: your receptor is more than 20m further from the kerb than your monitor - treat result with caution. | Warning: your monitor is more than 10m further from the kerb than your receptor - treat result with caution. | Predicted concentration at Receptor above AQS objective. |  | Warning: Monitored NO2 concentrations <5µg/m3 or >110µg/m3 are rare in the UK - this calculation will still work, but please check your data. |  |  |  |  | Yes
[9 empty] | Error: Measured concentration must be above background concentration. | Warning: Background NO2 concentrations <5µg/m3 or >50µg/m3 are rare in the UK - this calculation will still work, but please check your data. | Warning: your receptor is more than 20m further from the kerb than your monitor - treat result with caution. | Warning: your monitor is more than 10m further from the kerb than your receptor - treat result with caution. | Predicted concentration at Receptor above AQS objective. |  | Warning: Monitored NO2 concentrations <5µg/m3 or >110µg/m3 are rare in the UK - this calculation will still work, but please check your data. |  |  |  |  | Yes
[9 empty] | Error: Measured concentration must be above background concentration. | Warning: Background NO2 concentrations <5µg/m3 or >50µg/m3 are rare in the UK - this calculation will still work, but please check your data. | Warning: your receptor is more than 20m further from the kerb than your monitor - treat result with caution. | Warning: your monitor is more than 10m further from the kerb than your receptor - treat result with caution. | Predicted concentration at Receptor above AQS objective. |  | Warning: Monitored NO2 concentrations <5µg/m3 or >110µg/m3 are rare in the UK - this calculation will still work, but please check your data. |  |  |  |  | Yes
[9 empty] | Error: Measured concentration must be above background concentration. | Warning: Background NO2 concentrations <5µg/m3 or >50µg/m3 are rare in the UK - this calculation will still work, but please check your data. | Warning: your receptor is more than 20m further from the kerb than your monitor - treat result with caution. | Warning: your monitor is more than 10m further from the kerb than your receptor - treat result with caution. | Predicted concentration at Receptor above AQS objective. |  | Warning: Monitored NO2 concentrations <5µg/m3 or >110µg/m3 are rare in the UK - this calculation will still work, but please check your data. |  |  |  |  | Yes
[9 empty] | Error: Measured concentration must be above background concentration. | Warning: Background NO2 concentrations <5µg/m3 or >50µg/m3 are rare in the UK - this calculation will still work, but please check your data. | Warning: your receptor is more than 20m further from the kerb than your monitor - treat result with caution. | Warning: your monitor is more than 10m further from the kerb than your receptor - treat result with caution. | Predicted concentration at Receptor above AQS objective. |  | Warning: Monitored NO2 concentrations <5µg/m3 or >110µg/m3 are rare in the UK - this calculation will still work, but please check your data. |  |  |  |  | Yes
[9 empty] | Error: Measured concentration must be above background concentration. | Warning: Background NO2 concentrations <5µg/m3 or >50µg/m3 are rare in the UK - this calculation will still work, but please check your data. | Warning: your receptor is more than 20m further from the kerb than your monitor - treat result with caution. | Warning: your monitor is more than 10m further from the kerb than your receptor - treat result with caution. | Predicted concentration at Receptor above AQS objective. |  | Warning: Monitored NO2 concentrations <5µg/m3 or >110µg/m3 are rare in the UK - this calculation will still work, but please check your data. |  |  |  |  | Yes
[9 empty] | Error: Measured concentration must be above background concentration. | Warning: Background NO2 concentrations <5µg/m3 or >50µg/m3 are rare in the UK - this calculation will still work, but please check your data. | Warning: your receptor is more than 20m further from the kerb than your monitor - treat result with caution. | Warning: your monitor is more than 10m further from the kerb than your receptor - treat result with caution. | Predicted concentration at Receptor above AQS objective. |  | Warning: Monitored NO2 concentrations <5µg/m3 or >110µg/m3 are rare in the UK - this calculation will still work, but please check your data. |  |  |  |  | Yes
[9 empty] | Error: Measured concentration must be above background concentration. | Warning: Background NO2 concentrations <5µg/m3 or >50µg/m3 are rare in the UK - this calculation will still work, but please check your data. | Warning: your receptor is more than 20m further from the kerb than your monitor - treat result with caution. | Warning: your monitor is more than 10m further from the kerb than your receptor - treat result with caution. | Predicted concentration at Receptor above AQS objective. |  | Warning: Monitored NO2 concentrations <5µg/m3 or >110µg/m3 are rare in the UK - this calculation will still work, but please check your data. |  |  |  |  | Yes
[9 empty] | Error: Measured concentration must be above background concentration. | Warning: Background NO2 concentrations <5µg/m3 or >50µg/m3 are rare in the UK - this calculation will still work, but please check your data. | Warning: your receptor is more than 20m further from the kerb than your monitor - treat result with caution. | Warning: your monitor is more than 10m further from the kerb than your receptor - treat result with caution. | Predicted concentration at Receptor above AQS objective. |  | Warning: Monitored NO2 concentrations <5µg/m3 or >110µg/m3 are rare in the UK - this calculation will still work, but please check your data. |  |  |  |  | Yes
[9 empty] | Error: Measured concentration must be above background concentration. | Warning: Background NO2 concentrations <5µg/m3 or >50µg/m3 are rare in the UK - this calculation will still work, but please check your data. | Warning: your receptor is more than 20m further from the kerb than your monitor - treat result with caution. | Warning: your monitor is more than 10m further from the kerb than your receptor - treat result with caution. | Predicted concentration at Receptor above AQS objective. |  | Warning: Monitored NO2 concentrations <5µg/m3 or >110µg/m3 are rare in the UK - this calculation will still work, but please check your data. |  |  |  |  | Yes
[9 empty] | Error: Measured concentration must be above background concentration. | Warning: Background NO2 concentrations <5µg/m3 or >50µg/m3 are rare in the UK - this calculation will still work, but please check your data. | Warning: your receptor is more than 20m further from the kerb than your monitor - treat result with caution. | Warning: your monitor is more than 10m further from the kerb than your receptor - treat result with caution. | Predicted concentration at Receptor above AQS objective. |  | Warning: Monitored NO2 concentrations <5µg/m3 or >110µg/m3 are rare in the UK - this calculation will still work, but please check your data. |  |  |  |  | Yes
[9 empty] | Error: Measured concentration must be above background concentration. | Warning: Background NO2 concentrations <5µg/m3 or >50µg/m3 are rare in the UK - this calculation will still work, but please check your data. | Warning: your receptor is more than 20m further from the kerb than your monitor - treat result with caution. | Warning: your monitor is more than 10m further from the kerb than your receptor - treat result with caution. | Predicted concentration at Receptor above AQS objective. |  | Warning: Monitored NO2 concentrations <5µg/m3 or >110µg/m3 are rare in the UK - this calculation will still work, but please check your data. |  |  |  |  | Yes
[9 empty] | Error: Measured concentration must be above background concentration. | Warning: Background NO2 concentrations <5µg/m3 or >50µg/m3 are rare in the UK - this calculation will still work, but please check your data. | Warning: your receptor is more than 20m further from the kerb than your monitor - treat result with caution. | Warning: your monitor is more than 10m further from the kerb than your receptor - treat result with caution. | Predicted concentration at Receptor above AQS objective. |  | Warning: Monitored NO2 concentrations <5µg/m3 or >110µg/m3 are rare in the UK - this calculation will still work, but please check your data. |  |  |  |  | Yes
[9 empty] | Error: Measured concentration must be above background concentration. | Warning: Background NO2 concentrations <5µg/m3 or >50µg/m3 are rare in the UK - this calculation will still work, but please check your data. | Warning: your receptor is more than 20m further from the kerb than your monitor - treat result with caution. | Warning: your monitor is more than 10m further from the kerb than your receptor - treat result with caution. | Predicted concentration at Receptor above AQS objective. |  | Warning: Monitored NO2 concentrations <5µg/m3 or >110µg/m3 are rare in the UK - this calculation will still work, but please check your data. |  |  |  |  | Yes
[9 empty] | Error: Measured concentration must be above background concentration. | Warning: Background NO2 concentrations <5µg/m3 or >50µg/m3 are rare in the UK - this calculation will still work, but please check your data. | Warning: your receptor is more than 20m further from the kerb than your monitor - treat result with caution. | Warning: your monitor is more than 10m further from the kerb than your receptor - treat result with caution. | Predicted concentration at Receptor above AQS objective. |  | Warning: Monitored NO2 concentrations <5µg/m3 or >110µg/m3 are rare in the UK - this calculation will still work, but please check your data. |  |  |  |  | Yes
[9 empty] | Error: Measured concentration must be above background concentration. | Warning: Background NO2 concentrations <5µg/m3 or >50µg/m3 are rare in the UK - this calculation will still work, but please check your data. | Warning: your receptor is more than 20m further from the kerb than your monitor - treat result with caution. | Warning: your monitor is more than 10m further from the kerb than your receptor - treat result with caution. | Predicted concentration at Receptor above AQS objective. |  | Warning: Monitored NO2 concentrations <5µg/m3 or >110µg/m3 are rare in the UK - this calculation will still work, but please check your data. |  |  |  |  | Yes
[9 empty] | Error: Measured concentration must be above background concentration. | Warning: Background NO2 concentrations <5µg/m3 or >50µg/m3 are rare in the UK - this calculation will still work, but please check your data. | Warning: your receptor is more than 20m further from the kerb than your monitor - treat result with caution. | Warning: your monitor is more than 10m further from the kerb than your receptor - treat result with caution. | Predicted concentration at Receptor above AQS objective. |  | Warning: Monitored NO2 concentrations <5µg/m3 or >110µg/m3 are rare in the UK - this calculation will still work, but please check your data. |  |  |  |  | Yes
[9 empty] | Error: Measured concentration must be above background concentration. | Warning: Background NO2 concentrations <5µg/m3 or >50µg/m3 are rare in the UK - this calculation will still work, but please check your data. | Warning: your receptor is more than 20m further from the kerb than your monitor - treat result with caution. | Warning: your monitor is more than 10m further from the kerb than your receptor - treat result with caution. | Predicted concentration at Receptor above AQS objective. |  | Warning: Monitored NO2 concentrations <5µg/m3 or >110µg/m3 are rare in the UK - this calculation will still work, but please check your data. |  |  |  |  | Yes
[9 empty] | Error: Measured concentration must be above background concentration. | Warning: Background NO2 concentrations <5µg/m3 or >50µg/m3 are rare in the UK - this calculation will still work, but please check your data. | Warning: your receptor is more than 20m further from the kerb than your monitor - treat result with caution. | Warning: your monitor is more than 10m further from the kerb than your receptor - treat result with caution. | Predicted concentration at Receptor above AQS objective. |  | Warning: Monitored NO2 concentrations <5µg/m3 or >110µg/m3 are rare in the UK - this calculation will still work, but please check your data. |  |  |  |  | Yes
[9 empty] | Error: Measured concentration must be above background concentration. | Warning: Background NO2 concentrations <5µg/m3 or >50µg/m3 are rare in the UK - this calculation will still work, but please check your data. | Warning: your receptor is more than 20m further from the kerb than your monitor - treat result with caution. | Warning: your monitor is more than 10m further from the kerb than your receptor - treat result with caution. | Predicted concentration at Receptor above AQS objective. |  | Warning: Monitored NO2 concentrations <5µg/m3 or >110µg/m3 are rare in the UK - this calculation will still work, but please check your data. |  |  |  |  | Yes
[9 empty] | Error: Measured concentration must be above background concentration. | Warning: Background NO2 concentrations <5µg/m3 or >50µg/m3 are rare in the UK - this calculation will still work, but please check your data. | Warning: your receptor is more than 20m further from the kerb than your monitor - treat result with caution. | Warning: your monitor is more than 10m further from the kerb than your receptor - treat result with caution. | Predicted concentration at Receptor above AQS objective. |  | Warning: Monitored NO2 concentrations <5µg/m3 or >110µg/m3 are rare in the UK - this calculation will still work, but please check your data. |  |  |  |  | Yes
[9 empty] | Error: Measured concentration must be above background concentration. | Warning: Background NO2 concentrations <5µg/m3 or >50µg/m3 are rare in the UK - this calculation will still work, but please check your data. | Warning: your receptor is more than 20m further from the kerb than your monitor - treat result with caution. | Warning: your monitor is more than 10m further from the kerb than your receptor - treat result with caution. | Predicted concentration at Receptor above AQS objective. |  | Warning: Monitored NO2 concentrations <5µg/m3 or >110µg/m3 are rare in the UK - this calculation will still work, but please check your data. |  |  |  |  | Yes
[9 empty] | Error: Measured concentration must be above background concentration. | Warning: Background NO2 concentrations <5µg/m3 or >50µg/m3 are rare in the UK - this calculation will still work, but please check your data. | Warning: your receptor is more than 20m further from the kerb than your monitor - treat result with caution. | Warning: your monitor is more than 10m further from the kerb than your receptor - treat result with caution. | Predicted concentration at Receptor above AQS objective. |  | Warning: Monitored NO2 concentrations <5µg/m3 or >110µg/m3 are rare in the UK - this calculation will still work, but please check your data. |  |  |  |  | Yes
[9 empty] | Error: Measured concentration must be above background concentration. | Warning: Background NO2 concentrations <5µg/m3 or >50µg/m3 are rare in the UK - this calculation will still work, but please check your data. | Warning: your receptor is more than 20m further from the kerb than your monitor - treat result with caution. | Warning: your monitor is more than 10m further from the kerb than your receptor - treat result with caution. | Predicted concentration at Receptor above AQS objective. |  | Warning: Monitored NO2 concentrations <5µg/m3 or >110µg/m3 are rare in the UK - this calculation will still work, but please check your data. |  |  |  |  | Yes
[9 empty] | Error: Measured concentration must be above background concentration. | Warning: Background NO2 concentrations <5µg/m3 or >50µg/m3 are rare in the UK - this calculation will still work, but please check your data. | Warning: your receptor is more than 20m further from the kerb than your monitor - treat result with caution. | Warning: your monitor is more than 10m further from the kerb than your receptor - treat result with caution. | Predicted concentration at Receptor above AQS objective. |  | Warning: Monitored NO2 concentrations <5µg/m3 or >110µg/m3 are rare in the UK - this calculation will still work, but please check your data. |  |  |  |  | Yes
[9 empty] | Error: Measured concentration must be above background concentration. | Warning: Background NO2 concentrations <5µg/m3 or >50µg/m3 are rare in the UK - this calculation will still work, but please check your data. | Warning: your receptor is more than 20m further from the kerb than your monitor - treat result with caution. | Warning: your monitor is more than 10m further from the kerb than your receptor - treat result with caution. | Predicted concentration at Receptor above AQS objective. |  | Warning: Monitored NO2 concentrations <5µg/m3 or >110µg/m3 are rare in the UK - this calculation will still work, but please check your data. |  |  |  |  | Yes
[9 empty] | Error: Measured concentration must be above background concentration. | Warning: Background NO2 concentrations <5µg/m3 or >50µg/m3 are rare in the UK - this calculation will still work, but please check your data. | Warning: your receptor is more than 20m further from the kerb than your monitor - treat result with caution. | Warning: your monitor is more than 10m further from the kerb than your receptor - treat result with caution. | Predicted concentration at Receptor above AQS objective. |  | Warning: Monitored NO2 concentrations <5µg/m3 or >110µg/m3 are rare in the UK - this calculation will still work, but please check your data. |  |  |  |  | Yes
[9 empty] | Error: Measured concentration must be above background concentration. | Warning: Background NO2 concentrations <5µg/m3 or >50µg/m3 are rare in the UK - this calculation will still work, but please check your data. | Warning: your receptor is more than 20m further from the kerb than your monitor - treat result with caution. | Warning: your monitor is more than 10m further from the kerb than your receptor - treat result with caution. | Predicted concentration at Receptor above AQS objective. |  | Warning: Monitored NO2 concentrations <5µg/m3 or >110µg/m3 are rare in the UK - this calculation will still work, but please check your data. |  |  |  |  | Yes
[9 empty] | Error: Measured concentration must be above background concentration. | Warning: Background NO2 concentrations <5µg/m3 or >50µg/m3 are rare in the UK - this calculation will still work, but please check your data. | Warning: your receptor is more than 20m further from the kerb than your monitor - treat result with caution. | Warning: your monitor is more than 10m further from the kerb than your receptor - treat result with caution. | Predicted concentration at Receptor above AQS objective. |  | Warning: Monitored NO2 concentrations <5µg/m3 or >110µg/m3 are rare in the UK - this calculation will still work, but please check your data. |  |  |  |  | Yes
[9 empty] | Error: Measured concentration must be above background concentration. | Warning: Background NO2 concentrations <5µg/m3 or >50µg/m3 are rare in the UK - this calculation will still work, but please check your data. | Warning: your receptor is more than 20m further from the kerb than your monitor - treat result with caution. | Warning: your monitor is more than 10m further from the kerb than your receptor - treat result with caution. | Predicted concentration at Receptor above AQS objective. |  | Warning: Monitored NO2 concentrations <5µg/m3 or >110µg/m3 are rare in the UK - this calculation will still work, but please check your data. |  |  |  |  | Yes
[9 empty] | Error: Measured concentration must be above background concentration. | Warning: Background NO2 concentrations <5µg/m3 or >50µg/m3 are rare in the UK - this calculation will still work, but please check your data. | Warning: your receptor is more than 20m further from the kerb than your monitor - treat result with caution. | Warning: your monitor is more than 10m further from the kerb than your receptor - treat result with caution. | Predicted concentration at Receptor above AQS objective. |  | Warning: Monitored NO2 concentrations <5µg/m3 or >110µg/m3 are rare in the UK - this calculation will still work, but please check your data. |  |  |  |  | Yes
[9 empty] | Error: Measured concentration must be above background concentration. | Warning: Background NO2 concentrations <5µg/m3 or >50µg/m3 are rare in the UK - this calculation will still work, but please check your data. | Warning: your receptor is more than 20m further from the kerb than your monitor - treat result with caution. | Warning: your monitor is more than 10m further from the kerb than your receptor - treat result with caution. | Predicted concentration at Receptor above AQS objective. |  | Warning: Monitored NO2 concentrations <5µg/m3 or >110µg/m3 are rare in the UK - this calculation will still work, but please check your data. |  |  |  |  | Yes
[9 empty] | Error: Measured concentration must be above background concentration. | Warning: Background NO2 concentrations <5µg/m3 or >50µg/m3 are rare in the UK - this calculation will still work, but please check your data. | Warning: your receptor is more than 20m further from the kerb than your monitor - treat result with caution. | Warning: your monitor is more than 10m further from the kerb than your receptor - treat result with caution. | Predicted concentration at Receptor above AQS objective. |  | Warning: Monitored NO2 concentrations <5µg/m3 or >110µg/m3 are rare in the UK - this calculation will still work, but please check your data. |  |  |  |  | Yes
[9 empty] | Error: Measured concentration must be above background concentration. | Warning: Background NO2 concentrations <5µg/m3 or >50µg/m3 are rare in the UK - this calculation will still work, but please check your data. | Warning: your receptor is more than 20m further from the kerb than your monitor - treat result with caution. | Warning: your monitor is more than 10m further from the kerb than your receptor - treat result with caution. | Predicted concentration at Receptor above AQS objective. |  | Warning: Monitored NO2 concentrations <5µg/m3 or >110µg/m3 are rare in the UK - this calculation will still work, but please check your data. |  |  |  |  | Yes
[9 empty] | Error: Measured concentration must be above background concentration. | Warning: Background NO2 concentrations <5µg/m3 or >50µg/m3 are rare in the UK - this calculation will still work, but please check your data. | Warning: your receptor is more than 20m further from the kerb than your monitor - treat result with caution. | Warning: your monitor is more than 10m further from the kerb than your receptor - treat result with caution. | Predicted concentration at Receptor above AQS objective. |  | Warning: Monitored NO2 concentrations <5µg/m3 or >110µg/m3 are rare in the UK - this calculation will still work, but please check your data. |  |  |  |  | Yes
[9 empty] | Error: Measured concentration must be above background concentration. | Warning: Background NO2 concentrations <5µg/m3 or >50µg/m3 are rare in the UK - this calculation will still work, but please check your data. | Warning: your receptor is more than 20m further from the kerb than your monitor - treat result with caution. | Warning: your monitor is more than 10m further from the kerb than your receptor - treat result with caution. | Predicted concentration at Receptor above AQS objective. |  | Warning: Monitored NO2 concentrations <5µg/m3 or >110µg/m3 are rare in the UK - this calculation will still work, but please check your data. |  |  |  |  | Yes
[9 empty] | Error: Measured concentration must be above background concentration. | Warning: Background NO2 concentrations <5µg/m3 or >50µg/m3 are rare in the UK - this calculation will still work, but please check your data. | Warning: your receptor is more than 20m further from the kerb than your monitor - treat result with caution. | Warning: your monitor is more than 10m further from the kerb than your receptor - treat result with caution. | Predicted concentration at Receptor above AQS objective. |  | Warning: Monitored NO2 concentrations <5µg/m3 or >110µg/m3 are rare in the UK - this calculation will still work, but please check your data. |  |  |  |  | Yes
[9 empty] | Error: Measured concentration must be above background concentration. | Warning: Background NO2 concentrations <5µg/m3 or >50µg/m3 are rare in the UK - this calculation will still work, but please check your data. | Warning: your receptor is more than 20m further from the kerb than your monitor - treat result with caution. | Warning: your monitor is more than 10m further from the kerb than your receptor - treat result with caution. | Predicted concentration at Receptor above AQS objective. |  | Warning: Monitored NO2 concentrations <5µg/m3 or >110µg/m3 are rare in the UK - this calculation will still work, but please check your data. |  |  |  |  | Yes
[9 empty] | Error: Measured concentration must be above background concentration. | Warning: Background NO2 concentrations <5µg/m3 or >50µg/m3 are rare in the UK - this calculation will still work, but please check your data. | Warning: your receptor is more than 20m further from the kerb than your monitor - treat result with caution. | Warning: your monitor is more than 10m further from the kerb than your receptor - treat result with caution. | Predicted concentration at Receptor above AQS objective. |  | Warning: Monitored NO2 concentrations <5µg/m3 or >110µg/m3 are rare in the UK - this calculation will still work, but please check your data. |  |  |  |  | Yes
[9 empty] | Error: Measured concentration must be above background concentration. | Warning: Background NO2 concentrations <5µg/m3 or >50µg/m3 are rare in the UK - this calculation will still work, but please check your data. | Warning: your receptor is more than 20m further from the kerb than your monitor - treat result with caution. | Warning: your monitor is more than 10m further from the kerb than your receptor - treat result with caution. | Predicted concentration at Receptor above AQS objective. |  | Warning: Monitored NO2 concentrations <5µg/m3 or >110µg/m3 are rare in the UK - this calculation will still work, but please check your data. |  |  |  |  | Yes
[9 empty] | Error: Measured concentration must be above background concentration. | Warning: Background NO2 concentrations <5µg/m3 or >50µg/m3 are rare in the UK - this calculation will still work, but please check your data. | Warning: your receptor is more than 20m further from the kerb than your monitor - treat result with caution. | Warning: your monitor is more than 10m further from the kerb than your receptor - treat result with caution. | Predicted concentration at Receptor above AQS objective. |  | Warning: Monitored NO2 concentrations <5µg/m3 or >110µg/m3 are rare in the UK - this calculation will still work, but please check your data. |  |  |  |  | Yes
[9 empty] | Error: Measured concentration must be above background concentration. | Warning: Background NO2 concentrations <5µg/m3 or >50µg/m3 are rare in the UK - this calculation will still work, but please check your data. | Warning: your receptor is more than 20m further from the kerb than your monitor - treat result with caution. | Warning: your monitor is more than 10m further from the kerb than your receptor - treat result with caution. | Predicted concentration at Receptor above AQS objective. |  | Warning: Monitored NO2 concentrations <5µg/m3 or >110µg/m3 are rare in the UK - this calculation will still work, but please check your data. |  |  |  |  | Yes
[9 empty] | Error: Measured concentration must be above background concentration. | Warning: Background NO2 concentrations <5µg/m3 or >50µg/m3 are rare in the UK - this calculation will still work, but please check your data. | Warning: your receptor is more than 20m further from the kerb than your monitor - treat result with caution. | Warning: your monitor is more than 10m further from the kerb than your receptor - treat result with caution. | Predicted concentration at Receptor above AQS objective. |  | Warning: Monitored NO2 concentrations <5µg/m3 or >110µg/m3 are rare in the UK - this calculation will still work, but please check your data. |  |  |  |  | Yes
[9 empty] | Error: Measured concentration must be above background concentration. | Warning: Background NO2 concentrations <5µg/m3 or >50µg/m3 are rare in the UK - this calculation will still work, but please check your data. | Warning: your receptor is more than 20m further from the kerb than your monitor - treat result with caution. | Warning: your monitor is more than 10m further from the kerb than your receptor - treat result with caution. | Predicted concentration at Receptor above AQS objective. |  | Warning: Monitored NO2 concentrations <5µg/m3 or >110µg/m3 are rare in the UK - this calculation will still work, but please check your data. |  |  |  |  | Yes
[9 empty] | Error: Measured concentration must be above background concentration. | Warning: Background NO2 concentrations <5µg/m3 or >50µg/m3 are rare in the UK - this calculation will still work, but please check your data. | Warning: your receptor is more than 20m further from the kerb than your monitor - treat result with caution. | Warning: your monitor is more than 10m further from the kerb than your receptor - treat result with caution. | Predicted concentration at Receptor above AQS objective. |  | Warning: Monitored NO2 concentrations <5µg/m3 or >110µg/m3 are rare in the UK - this calculation will still work, but please check your data. |  |  |  |  | Yes
[9 empty] | Error: Measured concentration must be above background concentration. | Warning: Background NO2 concentrations <5µg/m3 or >50µg/m3 are rare in the UK - this calculation will still work, but please check your data. | Warning: your receptor is more than 20m further from the kerb than your monitor - treat result with caution. | Warning: your monitor is more than 10m further from the kerb than your receptor - treat result with caution. | Predicted concentration at Receptor above AQS objective. |  | Warning: Monitored NO2 concentrations <5µg/m3 or >110µg/m3 are rare in the UK - this calculation will still work, but please check your data. |  |  |  |  | Yes
[9 empty] | Error: Measured concentration must be above background concentration. | Warning: Background NO2 concentrations <5µg/m3 or >50µg/m3 are rare in the UK - this calculation will still work, but please check your data. | Warning: your receptor is more than 20m further from the kerb than your monitor - treat result with caution. | Warning: your monitor is more than 10m further from the kerb than your receptor - treat result with caution. | Predicted concentration at Receptor above AQS objective. |  | Warning: Monitored NO2 concentrations <5µg/m3 or >110µg/m3 are rare in the UK - this calculation will still work, but please check your data. |  |  |  |  | Yes
[9 empty] | Error: Measured concentration must be above background concentration. | Warning: Background NO2 concentrations <5µg/m3 or >50µg/m3 are rare in the UK - this calculation will still work, but please check your data. | Warning: your receptor is more than 20m further from the kerb than your monitor - treat result with caution. | Warning: your monitor is more than 10m further from the kerb than your receptor - treat result with caution. | Predicted concentration at Receptor above AQS objective. |  | Warning: Monitored NO2 concentrations <5µg/m3 or >110µg/m3 are rare in the UK - this calculation will still work, but please check your data. |  |  |  |  | Yes
[9 empty] | Error: Measured concentration must be above background concentration. | Warning: Background NO2 concentrations <5µg/m3 or >50µg/m3 are rare in the UK - this calculation will still work, but please check your data. | Warning: your receptor is more than 20m further from the kerb than your monitor - treat result with caution. | Warning: your monitor is more than 10m further from the kerb than your receptor - treat result with caution. | Predicted concentration at Receptor above AQS objective. |  | Warning: Monitored NO2 concentrations <5µg/m3 or >110µg/m3 are rare in the UK - this calculation will still work, but please check your data. |  |  |  |  | Yes
[9 empty] | Error: Measured concentration must be above background concentration. | Warning: Background NO2 concentrations <5µg/m3 or >50µg/m3 are rare in the UK - this calculation will still work, but please check your data. | Warning: your receptor is more than 20m further from the kerb than your monitor - treat result with caution. | Warning: your monitor is more than 10m further from the kerb than your receptor - treat result with caution. | Predicted concentration at Receptor above AQS objective. |  | Warning: Monitored NO2 concentrations <5µg/m3 or >110µg/m3 are rare in the UK - this calculation will still work, but please check your data. |  |  |  |  | Yes
[9 empty] | Error: Measured concentration must be above background concentration. | Warning: Background NO2 concentrations <5µg/m3 or >50µg/m3 are rare in the UK - this calculation will still work, but please check your data. | Warning: your receptor is more than 20m further from the kerb than your monitor - treat result with caution. | Warning: your monitor is more than 10m further from the kerb than your receptor - treat result with caution. | Predicted concentration at Receptor above AQS objective. |  | Warning: Monitored NO2 concentrations <5µg/m3 or >110µg/m3 are rare in the UK - this calculation will still work, but please check your data. |  |  |  |  | Yes
[9 empty] | Error: Measured concentration must be above background concentration. | Warning: Background NO2 concentrations <5µg/m3 or >50µg/m3 are rare in the UK - this calculation will still work, but please check your data. | Warning: your receptor is more than 20m further from the kerb than your monitor - treat result with caution. | Warning: your monitor is more than 10m further from the kerb than your receptor - treat result with caution. | Predicted concentration at Receptor above AQS objective. |  | Warning: Monitored NO2 concentrations <5µg/m3 or >110µg/m3 are rare in the UK - this calculation will still work, but please check your data. |  |  |  |  | Yes
[9 empty] | Error: Measured concentration must be above background concentration. | Warning: Background NO2 concentrations <5µg/m3 or >50µg/m3 are rare in the UK - this calculation will still work, but please check your data. | Warning: your receptor is more than 20m further from the kerb than your monitor - treat result with caution. | Warning: your monitor is more than 10m further from the kerb than your receptor - treat result with caution. | Predicted concentration at Receptor above AQS objective. |  | Warning: Monitored NO2 concentrations <5µg/m3 or >110µg/m3 are rare in the UK - this calculation will still work, but please check your data. |  |  |  |  | Yes
[9 empty] | Error: Measured concentration must be above background concentration. | Warning: Background NO2 concentrations <5µg/m3 or >50µg/m3 are rare in the UK - this calculation will still work, but please check your data. | Warning: your receptor is more than 20m further from the kerb than your monitor - treat result with caution. | Warning: your monitor is more than 10m further from the kerb than your receptor - treat result with caution. | Predicted concentration at Receptor above AQS objective. |  | Warning: Monitored NO2 concentrations <5µg/m3 or >110µg/m3 are rare in the UK - this calculation will still work, but please check your data. |  |  |  |  | Yes
[9 empty] | Error: Measured concentration must be above background concentration. | Warning: Background NO2 concentrations <5µg/m3 or >50µg/m3 are rare in the UK - this calculation will still work, but please check your data. | Warning: your receptor is more than 20m further from the kerb than your monitor - treat result with caution. | Warning: your monitor is more than 10m further from the kerb than your receptor - treat result with caution. | Predicted concentration at Receptor above AQS objective. |  | Warning: Monitored NO2 concentrations <5µg/m3 or >110µg/m3 are rare in the UK - this calculation will still work, but please check your data. |  |  |  |  | Yes
[9 empty] | Error: Measured concentration must be above background concentration. | Warning: Background NO2 concentrations <5µg/m3 or >50µg/m3 are rare in the UK - this calculation will still work, but please check your data. | Warning: your receptor is more than 20m further from the kerb than your monitor - treat result with caution. | Warning: your monitor is more than 10m further from the kerb than your receptor - treat result with caution. | Predicted concentration at Receptor above AQS objective. |  | Warning: Monitored NO2 concentrations <5µg/m3 or >110µg/m3 are rare in the UK - this calculation will still work, but please check your data. |  |  |  |  | Yes
[9 empty] | Error: Measured concentration must be above background concentration. | Warning: Background NO2 concentrations <5µg/m3 or >50µg/m3 are rare in the UK - this calculation will still work, but please check your data. | Warning: your receptor is more than 20m further from the kerb than your monitor - treat result with caution. | Warning: your monitor is more than 10m further from the kerb than your receptor - treat result with caution. | Predicted concentration at Receptor above AQS objective. |  | Warning: Monitored NO2 concentrations <5µg/m3 or >110µg/m3 are rare in the UK - this calculation will still work, but please check your data. |  |  |  |  | Yes
[9 empty] | Error: Measured concentration must be above background concentration. | Warning: Background NO2 concentrations <5µg/m3 or >50µg/m3 are rare in the UK - this calculation will still work, but please check your data. | Warning: your receptor is more than 20m further from the kerb than your monitor - treat result with caution. | Warning: your monitor is more than 10m further from the kerb than your receptor - treat result with caution. | Predicted concentration at Receptor above AQS objective. |  | Warning: Monitored NO2 concentrations <5µg/m3 or >110µg/m3 are rare in the UK - this calculation will still work, but please check your data. |  |  |  |  | Yes
[9 empty] | Error: Measured concentration must be above background concentration. | Warning: Background NO2 concentrations <5µg/m3 or >50µg/m3 are rare in the UK - this calculation will still work, but please check your data. | Warning: your receptor is more than 20m further from the kerb than your monitor - treat result with caution. | Warning: your monitor is more than 10m further from the kerb than your receptor - treat result with caution. | Predicted concentration at Receptor above AQS objective. |  | Warning: Monitored NO2 concentrations <5µg/m3 or >110µg/m3 are rare in the UK - this calculation will still work, but please check your data. |  |  |  |  | Yes
[9 empty] | Error: Measured concentration must be above background concentration. | Warning: Background NO2 concentrations <5µg/m3 or >50µg/m3 are rare in the UK - this calculation will still work, but please check your data. | Warning: your receptor is more than 20m further from the kerb than your monitor - treat result with caution. | Warning: your monitor is more than 10m further from the kerb than your receptor - treat result with caution. | Predicted concentration at Receptor above AQS objective. |  | Warning: Monitored NO2 concentrations <5µg/m3 or >110µg/m3 are rare in the UK - this calculation will still work, but please check your data. |  |  |  |  | Yes
[9 empty] | Error: Measured concentration must be above background concentration. | Warning: Background NO2 concentrations <5µg/m3 or >50µg/m3 are rare in the UK - this calculation will still work, but please check your data. | Warning: your receptor is more than 20m further from the kerb than your monitor - treat result with caution. | Warning: your monitor is more than 10m further from the kerb than your receptor - treat result with caution. | Predicted concentration at Receptor above AQS objective. |  | Warning: Monitored NO2 concentrations <5µg/m3 or >110µg/m3 are rare in the UK - this calculation will still work, but please check your data. |  |  |  |  | Yes
[9 empty] | Error: Measured concentration must be above background concentration. | Warning: Background NO2 concentrations <5µg/m3 or >50µg/m3 are rare in the UK - this calculation will still work, but please check your data. | Warning: your receptor is more than 20m further from the kerb than your monitor - treat result with caution. | Warning: your monitor is more than 10m further from the kerb than your receptor - treat result with caution. | Predicted concentration at Receptor above AQS objective. |  | Warning: Monitored NO2 concentrations <5µg/m3 or >110µg/m3 are rare in the UK - this calculation will still work, but please check your data. |  |  |  |  | Yes
[9 empty] | Error: Measured concentration must be above background concentration. | Warning: Background NO2 concentrations <5µg/m3 or >50µg/m3 are rare in the UK - this calculation will still work, but please check your data. | Warning: your receptor is more than 20m further from the kerb than your monitor - treat result with caution. | Warning: your monitor is more than 10m further from the kerb than your receptor - treat result with caution. | Predicted concentration at Receptor above AQS objective. |  | Warning: Monitored NO2 concentrations <5µg/m3 or >110µg/m3 are rare in the UK - this calculation will still work, but please check your data. |  |  |  |  | Yes
[9 empty] | Error: Measured concentration must be above background concentration. | Warning: Background NO2 concentrations <5µg/m3 or >50µg/m3 are rare in the UK - this calculation will still work, but please check your data. | Warning: your receptor is more than 20m further from the kerb than your monitor - treat result with caution. | Warning: your monitor is more than 10m further from the kerb than your receptor - treat result with caution. | Predicted concentration at Receptor above AQS objective. |  | Warning: Monitored NO2 concentrations <5µg/m3 or >110µg/m3 are rare in the UK - this calculation will still work, but please check your data. |  |  |  |  | Yes
[9 empty] | Error: Measured concentration must be above background concentration. | Warning: Background NO2 concentrations <5µg/m3 or >50µg/m3 are rare in the UK - this calculation will still work, but please check your data. | Warning: your receptor is more than 20m further from the kerb than your monitor - treat result with caution. | Warning: your monitor is more than 10m further from the kerb than your receptor - treat result with caution. | Predicted concentration at Receptor above AQS objective. |  | Warning: Monitored NO2 concentrations <5µg/m3 or >110µg/m3 are rare in the UK - this calculation will still work, but please check your data. |  |  |  |  | Yes
[9 empty] | Error: Measured concentration must be above background concentration. | Warning: Background NO2 concentrations <5µg/m3 or >50µg/m3 are rare in the UK - this calculation will still work, but please check your data. | Warning: your receptor is more than 20m further from the kerb than your monitor - treat result with caution. | Warning: your monitor is more than 10m further from the kerb than your receptor - treat result with caution. | Predicted concentration at Receptor above AQS objective. |  | Warning: Monitored NO2 concentrations <5µg/m3 or >110µg/m3 are rare in the UK - this calculation will still work, but please check your data. |  |  |  |  | Yes
[9 empty] | Error: Measured concentration must be above background concentration. | Warning: Background NO2 concentrations <5µg/m3 or >50µg/m3 are rare in the UK - this calculation will still work, but please check your data. | Warning: your receptor is more than 20m further from the kerb than your monitor - treat result with caution. | Warning: your monitor is more than 10m further from the kerb than your receptor - treat result with caution. | Predicted concentration at Receptor above AQS objective. |  | Warning: Monitored NO2 concentrations <5µg/m3 or >110µg/m3 are rare in the UK - this calculation will still work, but please check your data. |  |  |  |  | Yes
[9 empty] | Error: Measured concentration must be above background concentration. | Warning: Background NO2 concentrations <5µg/m3 or >50µg/m3 are rare in the UK - this calculation will still work, but please check your data. | Warning: your receptor is more than 20m further from the kerb than your monitor - treat result with caution. | Warning: your monitor is more than 10m further from the kerb than your receptor - treat result with caution. | Predicted concentration at Receptor above AQS objective. |  | Warning: Monitored NO2 concentrations <5µg/m3 or >110µg/m3 are rare in the UK - this calculation will still work, but please check your data. |  |  |  |  | Yes
[9 empty] | Error: Measured concentration must be above background concentration. | Warning: Background NO2 concentrations <5µg/m3 or >50µg/m3 are rare in the UK - this calculation will still work, but please check your data. | Warning: your receptor is more than 20m further from the kerb than your monitor - treat result with caution. | Warning: your monitor is more than 10m further from the kerb than your receptor - treat result with caution. | Predicted concentration at Receptor above AQS objective. |  | Warning: Monitored NO2 concentrations <5µg/m3 or >110µg/m3 are rare in the UK - this calculation will still work, but please check your data. |  |  |  |  | Yes
[9 empty] | Error: Measured concentration must be above background concentration. | Warning: Background NO2 concentrations <5µg/m3 or >50µg/m3 are rare in the UK - this calculation will still work, but please check your data. | Warning: your receptor is more than 20m further from the kerb than your monitor - treat result with caution. | Warning: your monitor is more than 10m further from the kerb than your receptor - treat result with caution. | Predicted concentration at Receptor above AQS objective. |  | Warning: Monitored NO2 concentrations <5µg/m3 or >110µg/m3 are rare in the UK - this calculation will still work, but please check your data. |  |  |  |  | Yes
[9 empty] | Error: Measured concentration must be above background concentration. | Warning: Background NO2 concentrations <5µg/m3 or >50µg/m3 are rare in the UK - this calculation will still work, but please check your data. | Warning: your receptor is more than 20m further from the kerb than your monitor - treat result with caution. | Warning: your monitor is more than 10m further from the kerb than your receptor - treat result with caution. | Predicted concentration at Receptor above AQS objective. |  | Warning: Monitored NO2 concentrations <5µg/m3 or >110µg/m3 are rare in the UK - this calculation will still work, but please check your data. |  |  |  |  | Yes
[9 empty] | Error: Measured concentration must be above background concentration. | Warning: Background NO2 concentrations <5µg/m3 or >50µg/m3 are rare in the UK - this calculation will still work, but please check your data. | Warning: your receptor is more than 20m further from the kerb than your monitor - treat result with caution. | Warning: your monitor is more than 10m further from the kerb than your receptor - treat result with caution. | Predicted concentration at Receptor above AQS objective. |  | Warning: Monitored NO2 concentrations <5µg/m3 or >110µg/m3 are rare in the UK - this calculation will still work, but please check your data. |  |  |  |  | Yes
[9 empty] | Error: Measured concentration must be above background concentration. | Warning: Background NO2 concentrations <5µg/m3 or >50µg/m3 are rare in the UK - this calculation will still work, but please check your data. | Warning: your receptor is more than 20m further from the kerb than your monitor - treat result with caution. | Warning: your monitor is more than 10m further from the kerb than your receptor - treat result with caution. | Predicted concentration at Receptor above AQS objective. |  | Warning: Monitored NO2 concentrations <5µg/m3 or >110µg/m3 are rare in the UK - this calculation will still work, but please check your data. |  |  |  |  | Yes
[9 empty] | Error: Measured concentration must be above background concentration. | Warning: Background NO2 concentrations <5µg/m3 or >50µg/m3 are rare in the UK - this calculation will still work, but please check your data. | Warning: your receptor is more than 20m further from the kerb than your monitor - treat result with caution. | Warning: your monitor is more than 10m further from the kerb than your receptor - treat result with caution. | Predicted concentration at Receptor above AQS objective. |  | Warning: Monitored NO2 concentrations <5µg/m3 or >110µg/m3 are rare in the UK - this calculation will still work, but please check your data. |  |  |  |  | Yes
[9 empty] | Error: Measured concentration must be above background concentration. | Warning: Background NO2 concentrations <5µg/m3 or >50µg/m3 are rare in the UK - this calculation will still work, but please check your data. | Warning: your receptor is more than 20m further from the kerb than your monitor - treat result with caution. | Warning: your monitor is more than 10m further from the kerb than your receptor - treat result with caution. | Predicted concentration at Receptor above AQS objective. |  | Warning: Monitored NO2 concentrations <5µg/m3 or >110µg/m3 are rare in the UK - this calculation will still work, but please check your data. |  |  |  |  | Yes
[9 empty] | Error: Measured concentration must be above background concentration. | Warning: Background NO2 concentrations <5µg/m3 or >50µg/m3 are rare in the UK - this calculation will still work, but please check your data. | Warning: your receptor is more than 20m further from the kerb than your monitor - treat result with caution. | Warning: your monitor is more than 10m further from the kerb than your receptor - treat result with caution. | Predicted concentration at Receptor above AQS objective. |  | Warning: Monitored NO2 concentrations <5µg/m3 or >110µg/m3 are rare in the UK - this calculation will still work, but please check your data. |  |  |  |  | Yes
[9 empty] | Error: Measured concentration must be above background concentration. | Warning: Background NO2 concentrations <5µg/m3 or >50µg/m3 are rare in the UK - this calculation will still work, but please check your data. | Warning: your receptor is more than 20m further from the kerb than your monitor - treat result with caution. | Warning: your monitor is more than 10m further from the kerb than your receptor - treat result with caution. | Predicted concentration at Receptor above AQS objective. |  | Warning: Monitored NO2 concentrations <5µg/m3 or >110µg/m3 are rare in the UK - this calculation will still work, but please check your data. |  |  |  |  | Yes
[9 empty] | Error: Measured concentration must be above background concentration. | Warning: Background NO2 concentrations <5µg/m3 or >50µg/m3 are rare in the UK - this calculation will still work, but please check your data. | Warning: your receptor is more than 20m further from the kerb than your monitor - treat result with caution. | Warning: your monitor is more than 10m further from the kerb than your receptor - treat result with caution. | Predicted concentration at Receptor above AQS objective. |  | Warning: Monitored NO2 concentrations <5µg/m3 or >110µg/m3 are rare in the UK - this calculation will still work, but please check your data. |  |  |  |  | Yes
[9 empty] | Error: Measured concentration must be above background concentration. | Warning: Background NO2 concentrations <5µg/m3 or >50µg/m3 are rare in the UK - this calculation will still work, but please check your data. | Warning: your receptor is more than 20m further from the kerb than your monitor - treat result with caution. | Warning: your monitor is more than 10m further from the kerb than your receptor - treat result with caution. | Predicted concentration at Receptor above AQS objective. |  | Warning: Monitored NO2 concentrations <5µg/m3 or >110µg/m3 are rare in the UK - this calculation will still work, but please check your data. |  |  |  |  | Yes
[9 empty] | Error: Measured concentration must be above background concentration. | Warning: Background NO2 concentrations <5µg/m3 or >50µg/m3 are rare in the UK - this calculation will still work, but please check your data. | Warning: your receptor is more than 20m further from the kerb than your monitor - treat result with caution. | Warning: your monitor is more than 10m further from the kerb than your receptor - treat result with caution. | Predicted concentration at Receptor above AQS objective. |  | Warning: Monitored NO2 concentrations <5µg/m3 or >110µg/m3 are rare in the UK - this calculation will still work, but please check your data. |  |  |  |  | Yes
[9 empty] | Error: Measured concentration must be above background concentration. | Warning: Background NO2 concentrations <5µg/m3 or >50µg/m3 are rare in the UK - this calculation will still work, but please check your data. | Warning: your receptor is more than 20m further from the kerb than your monitor - treat result with caution. | Warning: your monitor is more than 10m further from the kerb than your receptor - treat result with caution. | Predicted concentration at Receptor above AQS objective. |  | Warning: Monitored NO2 concentrations <5µg/m3 or >110µg/m3 are rare in the UK - this calculation will still work, but please check your data. |  |  |  |  | Yes
[9 empty] | Error: Measured concentration must be above background concentration. | Warning: Background NO2 concentrations <5µg/m3 or >50µg/m3 are rare in the UK - this calculation will still work, but please check your data. | Warning: your receptor is more than 20m further from the kerb than your monitor - treat result with caution. | Warning: your monitor is more than 10m further from the kerb than your receptor - treat result with caution. | Predicted concentration at Receptor above AQS objective. |  | Warning: Monitored NO2 concentrations <5µg/m3 or >110µg/m3 are rare in the UK - this calculation will still work, but please check your data. |  |  |  |  | Yes
[9 empty] | Error: Measured concentration must be above background concentration. | Warning: Background NO2 concentrations <5µg/m3 or >50µg/m3 are rare in the UK - this calculation will still work, but please check your data. | Warning: your receptor is more than 20m further from the kerb than your monitor - treat result with caution. | Warning: your monitor is more than 10m further from the kerb than your receptor - treat result with caution. | Predicted concentration at Receptor above AQS objective. |  | Warning: Monitored NO2 concentrations <5µg/m3 or >110µg/m3 are rare in the UK - this calculation will still work, but please check your data. |  |  |  |  | Yes
[9 empty] | Error: Measured concentration must be above background concentration. | Warning: Background NO2 concentrations <5µg/m3 or >50µg/m3 are rare in the UK - this calculation will still work, but please check your data. | Warning: your receptor is more than 20m further from the kerb than your monitor - treat result with caution. | Warning: your monitor is more than 10m further from the kerb than your receptor - treat result with caution. | Predicted concentration at Receptor above AQS objective. |  | Warning: Monitored NO2 concentrations <5µg/m3 or >110µg/m3 are rare in the UK - this calculation will still work, but please check your data. |  |  |  |  | Yes
[9 empty] | Error: Measured concentration must be above background concentration. | Warning: Background NO2 concentrations <5µg/m3 or >50µg/m3 are rare in the UK - this calculation will still work, but please check your data. | Warning: your receptor is more than 20m further from the kerb than your monitor - treat result with caution. | Warning: your monitor is more than 10m further from the kerb than your receptor - treat result with caution. | Predicted concentration at Receptor above AQS objective. |  | Warning: Monitored NO2 concentrations <5µg/m3 or >110µg/m3 are rare in the UK - this calculation will still work, but please check your data. |  |  |  |  | Yes
[9 empty] | Error: Measured concentration must be above background concentration. | Warning: Background NO2 concentrations <5µg/m3 or >50µg/m3 are rare in the UK - this calculation will still work, but please check your data. | Warning: your receptor is more than 20m further from the kerb than your monitor - treat result with caution. | Warning: your monitor is more than 10m further from the kerb than your receptor - treat result with caution. | Predicted concentration at Receptor above AQS objective. |  | Warning: Monitored NO2 concentrations <5µg/m3 or >110µg/m3 are rare in the UK - this calculation will still work, but please check your data. |  |  |  |  | Yes
[9 empty] | Error: Measured concentration must be above background concentration. | Warning: Background NO2 concentrations <5µg/m3 or >50µg/m3 are rare in the UK - this calculation will still work, but please check your data. | Warning: your receptor is more than 20m further from the kerb than your monitor - treat result with caution. | Warning: your monitor is more than 10m further from the kerb than your receptor - treat result with caution. | Predicted concentration at Receptor above AQS objective. |  | Warning: Monitored NO2 concentrations <5µg/m3 or >110µg/m3 are rare in the UK - this calculation will still work, but please check your data. |  |  |  |  | Yes
[9 empty] | Error: Measured concentration must be above background concentration. | Warning: Background NO2 concentrations <5µg/m3 or >50µg/m3 are rare in the UK - this calculation will still work, but please check your data. | Warning: your receptor is more than 20m further from the kerb than your monitor - treat result with caution. | Warning: your monitor is more than 10m further from the kerb than your receptor - treat result with caution. | Predicted concentration at Receptor above AQS objective. |  | Warning: Monitored NO2 concentrations <5µg/m3 or >110µg/m3 are rare in the UK - this calculation will still work, but please check your data. |  |  |  |  | Yes
[9 empty] | Error: Measured concentration must be above background concentration. | Warning: Background NO2 concentrations <5µg/m3 or >50µg/m3 are rare in the UK - this calculation will still work, but please check your data. | Warning: your receptor is more than 20m further from the kerb than your monitor - treat result with caution. | Warning: your monitor is more than 10m further from the kerb than your receptor - treat result with caution. | Predicted concentration at Receptor above AQS objective. |  | Warning: Monitored NO2 concentrations <5µg/m3 or >110µg/m3 are rare in the UK - this calculation will still work, but please check your data. |  |  |  |  | Yes
[9 empty] | Error: Measured concentration must be above background concentration. | Warning: Background NO2 concentrations <5µg/m3 or >50µg/m3 are rare in the UK - this calculation will still work, but please check your data. | Warning: your receptor is more than 20m further from the kerb than your monitor - treat result with caution. | Warning: your monitor is more than 10m further from the kerb than your receptor - treat result with caution. | Predicted concentration at Receptor above AQS objective. |  | Warning: Monitored NO2 concentrations <5µg/m3 or >110µg/m3 are rare in the UK - this calculation will still work, but please check your data. |  |  |  |  | Yes
[9 empty] | Error: Measured concentration must be above background concentration. | Warning: Background NO2 concentrations <5µg/m3 or >50µg/m3 are rare in the UK - this calculation will still work, but please check your data. | Warning: your receptor is more than 20m further from the kerb than your monitor - treat result with caution. | Warning: your monitor is more than 10m further from the kerb than your receptor - treat result with caution. | Predicted concentration at Receptor above AQS objective. |  | Warning: Monitored NO2 concentrations <5µg/m3 or >110µg/m3 are rare in the UK - this calculation will still work, but please check your data. |  |  |  |  | Yes
[9 empty] | Error: Measured concentration must be above background concentration. | Warning: Background NO2 concentrations <5µg/m3 or >50µg/m3 are rare in the UK - this calculation will still work, but please check your data. | Warning: your receptor is more than 20m further from the kerb than your monitor - treat result with caution. | Warning: your monitor is more than 10m further from the kerb than your receptor - treat result with caution. | Predicted concentration at Receptor above AQS objective. |  | Warning: Monitored NO2 concentrations <5µg/m3 or >110µg/m3 are rare in the UK - this calculation will still work, but please check your data. |  |  |  |  | Yes
[9 empty] | Error: Measured concentration must be above background concentration. | Warning: Background NO2 concentrations <5µg/m3 or >50µg/m3 are rare in the UK - this calculation will still work, but please check your data. | Warning: your receptor is more than 20m further from the kerb than your monitor - treat result with caution. | Warning: your monitor is more than 10m further from the kerb than your receptor - treat result with caution. | Predicted concentration at Receptor above AQS objective. |  | Warning: Monitored NO2 concentrations <5µg/m3 or >110µg/m3 are rare in the UK - this calculation will still work, but please check your data. |  |  |  |  | Yes
[9 empty] | Error: Measured concentration must be above background concentration. | Warning: Background NO2 concentrations <5µg/m3 or >50µg/m3 are rare in the UK - this calculation will still work, but please check your data. | Warning: your receptor is more than 20m further from the kerb than your monitor - treat result with caution. | Warning: your monitor is more than 10m further from the kerb than your receptor - treat result with caution. | Predicted concentration at Receptor above AQS objective. |  | Warning: Monitored NO2 concentrations <5µg/m3 or >110µg/m3 are rare in the UK - this calculation will still work, but please check your data. |  |  |  |  | Yes
[9 empty] | Error: Measured concentration must be above background concentration. | Warning: Background NO2 concentrations <5µg/m3 or >50µg/m3 are rare in the UK - this calculation will still work, but please check your data. | Warning: your receptor is more than 20m further from the kerb than your monitor - treat result with caution. | Warning: your monitor is more than 10m further from the kerb than your receptor - treat result with caution. | Predicted concentration at Receptor above AQS objective. |  | Warning: Monitored NO2 concentrations <5µg/m3 or >110µg/m3 are rare in the UK - this calculation will still work, but please check your data. |  |  |  |  | Yes
[9 empty] | Error: Measured concentration must be above background concentration. | Warning: Background NO2 concentrations <5µg/m3 or >50µg/m3 are rare in the UK - this calculation will still work, but please check your data. | Warning: your receptor is more than 20m further from the kerb than your monitor - treat result with caution. | Warning: your monitor is more than 10m further from the kerb than your receptor - treat result with caution. | Predicted concentration at Receptor above AQS objective. |  | Warning: Monitored NO2 concentrations <5µg/m3 or >110µg/m3 are rare in the UK - this calculation will still work, but please check your data. |  |  |  |  | Yes
[9 empty] | Error: Measured concentration must be above background concentration. | Warning: Background NO2 concentrations <5µg/m3 or >50µg/m3 are rare in the UK - this calculation will still work, but please check your data. | Warning: your receptor is more than 20m further from the kerb than your monitor - treat result with caution. | Warning: your monitor is more than 10m further from the kerb than your receptor - treat result with caution. | Predicted concentration at Receptor above AQS objective. |  | Warning: Monitored NO2 concentrations <5µg/m3 or >110µg/m3 are rare in the UK - this calculation will still work, but please check your data. |  |  |  |  | Yes
[9 empty] | Error: Measured concentration must be above background concentration. | Warning: Background NO2 concentrations <5µg/m3 or >50µg/m3 are rare in the UK - this calculation will still work, but please check your data. | Warning: your receptor is more than 20m further from the kerb than your monitor - treat result with caution. | Warning: your monitor is more than 10m further from the kerb than your receptor - treat result with caution. | Predicted concentration at Receptor above AQS objective. |  | Warning: Monitored NO2 concentrations <5µg/m3 or >110µg/m3 are rare in the UK - this calculation will still work, but please check your data. |  |  |  |  | Yes
[9 empty] | Error: Measured concentration must be above background concentration. | Warning: Background NO2 concentrations <5µg/m3 or >50µg/m3 are rare in the UK - this calculation will still work, but please check your data. | Warning: your receptor is more than 20m further from the kerb than your monitor - treat result with caution. | Warning: your monitor is more than 10m further from the kerb than your receptor - treat result with caution. | Predicted concentration at Receptor above AQS objective. |  | Warning: Monitored NO2 concentrations <5µg/m3 or >110µg/m3 are rare in the UK - this calculation will still work, but please check your data. |  |  |  |  | Yes
[9 empty] | Error: Measured concentration must be above background concentration. | Warning: Background NO2 concentrations <5µg/m3 or >50µg/m3 are rare in the UK - this calculation will still work, but please check your data. | Warning: your receptor is more than 20m further from the kerb than your monitor - treat result with caution. | Warning: your monitor is more than 10m further from the kerb than your receptor - treat result with caution. | Predicted concentration at Receptor above AQS objective. |  | Warning: Monitored NO2 concentrations <5µg/m3 or >110µg/m3 are rare in the UK - this calculation will still work, but please check your data. |  |  |  |  | Yes
[9 empty] | Error: Measured concentration must be above background concentration. | Warning: Background NO2 concentrations <5µg/m3 or >50µg/m3 are rare in the UK - this calculation will still work, but please check your data. | Warning: your receptor is more than 20m further from the kerb than your monitor - treat result with caution. | Warning: your monitor is more than 10m further from the kerb than your receptor - treat result with caution. | Predicted concentration at Receptor above AQS objective. |  | Warning: Monitored NO2 concentrations <5µg/m3 or >110µg/m3 are rare in the UK - this calculation will still work, but please check your data. |  |  |  |  | Yes
[9 empty] | Error: Measured concentration must be above background concentration. | Warning: Background NO2 concentrations <5µg/m3 or >50µg/m3 are rare in the UK - this calculation will still work, but please check your data. | Warning: your receptor is more than 20m further from the kerb than your monitor - treat result with caution. | Warning: your monitor is more than 10m further from the kerb than your receptor - treat result with caution. | Predicted concentration at Receptor above AQS objective. |  | Warning: Monitored NO2 concentrations <5µg/m3 or >110µg/m3 are rare in the UK - this calculation will still work, but please check your data. |  |  |  |  | Yes
[9 empty] | Error: Measured concentration must be above background concentration. | Warning: Background NO2 concentrations <5µg/m3 or >50µg/m3 are rare in the UK - this calculation will still work, but please check your data. | Warning: your receptor is more than 20m further from the kerb than your monitor - treat result with caution. | Warning: your monitor is more than 10m further from the kerb than your receptor - treat result with caution. | Predicted concentration at Receptor above AQS objective. |  | Warning: Monitored NO2 concentrations <5µg/m3 or >110µg/m3 are rare in the UK - this calculation will still work, but please check your data. |  |  |  |  | Yes
[9 empty] | Error: Measured concentration must be above background concentration. | Warning: Background NO2 concentrations <5µg/m3 or >50µg/m3 are rare in the UK - this calculation will still work, but please check your data. | Warning: your receptor is more than 20m further from the kerb than your monitor - treat result with caution. | Warning: your monitor is more than 10m further from the kerb than your receptor - treat result with caution. | Predicted concentration at Receptor above AQS objective. |  | Warning: Monitored NO2 concentrations <5µg/m3 or >110µg/m3 are rare in the UK - this calculation will still work, but please check your data. |  |  |  |  | Yes
[9 empty] | Error: Measured concentration must be above background concentration. | Warning: Background NO2 concentrations <5µg/m3 or >50µg/m3 are rare in the UK - this calculation will still work, but please check your data. | Warning: your receptor is more than 20m further from the kerb than your monitor - treat result with caution. | Warning: your monitor is more than 10m further from the kerb than your receptor - treat result with caution. | Predicted concentration at Receptor above AQS objective. |  | Warning: Monitored NO2 concentrations <5µg/m3 or >110µg/m3 are rare in the UK - this calculation will still work, but please check your data. |  |  |  |  | Yes
[9 empty] | Error: Measured concentration must be above background concentration. | Warning: Background NO2 concentrations <5µg/m3 or >50µg/m3 are rare in the UK - this calculation will still work, but please check your data. | Warning: your receptor is more than 20m further from the kerb than your monitor - treat result with caution. | Warning: your monitor is more than 10m further from the kerb than your receptor - treat result with caution. | Predicted concentration at Receptor above AQS objective. |  | Warning: Monitored NO2 concentrations <5µg/m3 or >110µg/m3 are rare in the UK - this calculation will still work, but please check your data. |  |  |  |  | Yes
[9 empty] | Error: Measured concentration must be above background concentration. | Warning: Background NO2 concentrations <5µg/m3 or >50µg/m3 are rare in the UK - this calculation will still work, but please check your data. | Warning: your receptor is more than 20m further from the kerb than your monitor - treat result with caution. | Warning: your monitor is more than 10m further from the kerb than your receptor - treat result with caution. | Predicted concentration at Receptor above AQS objective. |  | Warning: Monitored NO2 concentrations <5µg/m3 or >110µg/m3 are rare in the UK - this calculation will still work, but please check your data. |  |  |  |  | Yes
[9 empty] | Error: Measured concentration must be above background concentration. | Warning: Background NO2 concentrations <5µg/m3 or >50µg/m3 are rare in the UK - this calculation will still work, but please check your data. | Warning: your receptor is more than 20m further from the kerb than your monitor - treat result with caution. | Warning: your monitor is more than 10m further from the kerb than your receptor - treat result with caution. | Predicted concentration at Receptor above AQS objective. |  | Warning: Monitored NO2 concentrations <5µg/m3 or >110µg/m3 are rare in the UK - this calculation will still work, but please check your data. |  |  |  |  | Yes
[9 empty] | Error: Measured concentration must be above background concentration. | Warning: Background NO2 concentrations <5µg/m3 or >50µg/m3 are rare in the UK - this calculation will still work, but please check your data. | Warning: your receptor is more than 20m further from the kerb than your monitor - treat result with caution. | Warning: your monitor is more than 10m further from the kerb than your receptor - treat result with caution. | Predicted concentration at Receptor above AQS objective. |  | Warning: Monitored NO2 concentrations <5µg/m3 or >110µg/m3 are rare in the UK - this calculation will still work, but please check your data. |  |  |  |  | Yes
[9 empty] | Error: Measured concentration must be above background concentration. | Warning: Background NO2 concentrations <5µg/m3 or >50µg/m3 are rare in the UK - this calculation will still work, but please check your data. | Warning: your receptor is more than 20m further from the kerb than your monitor - treat result with caution. | Warning: your monitor is more than 10m further from the kerb than your receptor - treat result with caution. | Predicted concentration at Receptor above AQS objective. |  | Warning: Monitored NO2 concentrations <5µg/m3 or >110µg/m3 are rare in the UK - this calculation will still work, but please check your data. |  |  |  |  | Yes
[9 empty] | Error: Measured concentration must be above background concentration. | Warning: Background NO2 concentrations <5µg/m3 or >50µg/m3 are rare in the UK - this calculation will still work, but please check your data. | Warning: your receptor is more than 20m further from the kerb than your monitor - treat result with caution. | Warning: your monitor is more than 10m further from the kerb than your receptor - treat result with caution. | Predicted concentration at Receptor above AQS objective. |  | Warning: Monitored NO2 concentrations <5µg/m3 or >110µg/m3 are rare in the UK - this calculation will still work, but please check your data. |  |  |  |  | Yes
[9 empty] | Error: Measured concentration must be above background concentration. | Warning: Background NO2 concentrations <5µg/m3 or >50µg/m3 are rare in the UK - this calculation will still work, but please check your data. | Warning: your receptor is more than 20m further from the kerb than your monitor - treat result with caution. | Warning: your monitor is more than 10m further from the kerb than your receptor - treat result with caution. | Predicted concentration at Receptor above AQS objective. |  | Warning: Monitored NO2 concentrations <5µg/m3 or >110µg/m3 are rare in the UK - this calculation will still work, but please check your data. |  |  |  |  | Yes
[9 empty] | Error: Measured concentration must be above background concentration. | Warning: Background NO2 concentrations <5µg/m3 or >50µg/m3 are rare in the UK - this calculation will still work, but please check your data. | Warning: your receptor is more than 20m further from the kerb than your monitor - treat result with caution. | Warning: your monitor is more than 10m further from the kerb than your receptor - treat result with caution. | Predicted concentration at Receptor above AQS objective. |  | Warning: Monitored NO2 concentrations <5µg/m3 or >110µg/m3 are rare in the UK - this calculation will still work, but please check your data. |  |  |  |  | Yes
[9 empty] | Error: Measured concentration must be above background concentration. | Warning: Background NO2 concentrations <5µg/m3 or >50µg/m3 are rare in the UK - this calculation will still work, but please check your data. | Warning: your receptor is more than 20m further from the kerb than your monitor - treat result with caution. | Warning: your monitor is more than 10m further from the kerb than your receptor - treat result with caution. | Predicted concentration at Receptor above AQS objective. |  | Warning: Monitored NO2 concentrations <5µg/m3 or >110µg/m3 are rare in the UK - this calculation will still work, but please check your data. |  |  |  |  | Yes
[9 empty] | Error: Measured concentration must be above background concentration. | Warning: Background NO2 concentrations <5µg/m3 or >50µg/m3 are rare in the UK - this calculation will still work, but please check your data. | Warning: your receptor is more than 20m further from the kerb than your monitor - treat result with caution. | Warning: your monitor is more than 10m further from the kerb than your receptor - treat result with caution. | Predicted concentration at Receptor above AQS objective. |  | Warning: Monitored NO2 concentrations <5µg/m3 or >110µg/m3 are rare in the UK - this calculation will still work, but please check your data. |  |  |  |  | Yes
[9 empty] | Error: Measured concentration must be above background concentration. | Warning: Background NO2 concentrations <5µg/m3 or >50µg/m3 are rare in the UK - this calculation will still work, but please check your data. | Warning: your receptor is more than 20m further from the kerb than your monitor - treat result with caution. | Warning: your monitor is more than 10m further from the kerb than your receptor - treat result with caution. | Predicted concentration at Receptor above AQS objective. |  | Warning: Monitored NO2 concentrations <5µg/m3 or >110µg/m3 are rare in the UK - this calculation will still work, but please check your data. |  |  |  |  | Yes
[9 empty] | Error: Measured concentration must be above background concentration. | Warning: Background NO2 concentrations <5µg/m3 or >50µg/m3 are rare in the UK - this calculation will still work, but please check your data. | Warning: your receptor is more than 20m further from the kerb than your monitor - treat result with caution. | Warning: your monitor is more than 10m further from the kerb than your receptor - treat result with caution. | Predicted concentration at Receptor above AQS objective. |  | Warning: Monitored NO2 concentrations <5µg/m3 or >110µg/m3 are rare in the UK - this calculation will still work, but please check your data. |  |  |  |  | Yes
[9 empty] | Error: Measured concentration must be above background concentration. | Warning: Background NO2 concentrations <5µg/m3 or >50µg/m3 are rare in the UK - this calculation will still work, but please check your data. | Warning: your receptor is more than 20m further from the kerb than your monitor - treat result with caution. | Warning: your monitor is more than 10m further from the kerb than your receptor - treat result with caution. | Predicted concentration at Receptor above AQS objective. |  | Warning: Monitored NO2 concentrations <5µg/m3 or >110µg/m3 are rare in the UK - this calculation will still work, but please check your data. |  |  |  |  | Yes
[9 empty] | Error: Measured concentration must be above background concentration. | Warning: Background NO2 concentrations <5µg/m3 or >50µg/m3 are rare in the UK - this calculation will still work, but please check your data. | Warning: your receptor is more than 20m further from the kerb than your monitor - treat result with caution. | Warning: your monitor is more than 10m further from the kerb than your receptor - treat result with caution. | Predicted concentration at Receptor above AQS objective. |  | Warning: Monitored NO2 concentrations <5µg/m3 or >110µg/m3 are rare in the UK - this calculation will still work, but please check your data. |  |  |  |  | Yes
[9 empty] | Error: Measured concentration must be above background concentration. | Warning: Background NO2 concentrations <5µg/m3 or >50µg/m3 are rare in the UK - this calculation will still work, but please check your data. | Warning: your receptor is more than 20m further from the kerb than your monitor - treat result with caution. | Warning: your monitor is more than 10m further from the kerb than your receptor - treat result with caution. | Predicted concentration at Receptor above AQS objective. |  | Warning: Monitored NO2 concentrations <5µg/m3 or >110µg/m3 are rare in the UK - this calculation will still work, but please check your data. |  |  |  |  | Yes
[9 empty] | Error: Measured concentration must be above background concentration. | Warning: Background NO2 concentrations <5µg/m3 or >50µg/m3 are rare in the UK - this calculation will still work, but please check your data. | Warning: your receptor is more than 20m further from the kerb than your monitor - treat result with caution. | Warning: your monitor is more than 10m further from the kerb than your receptor - treat result with caution. | Predicted concentration at Receptor above AQS objective. |  | Warning: Monitored NO2 concentrations <5µg/m3 or >110µg/m3 are rare in the UK - this calculation will still work, but please check your data. |  |  |  |  | Yes
[9 empty] | Error: Measured concentration must be above background concentration. | Warning: Background NO2 concentrations <5µg/m3 or >50µg/m3 are rare in the UK - this calculation will still work, but please check your data. | Warning: your receptor is more than 20m further from the kerb than your monitor - treat result with caution. | Warning: your monitor is more than 10m further from the kerb than your receptor - treat result with caution. | Predicted concentration at Receptor above AQS objective. |  | Warning: Monitored NO2 concentrations <5µg/m3 or >110µg/m3 are rare in the UK - this calculation will still work, but please check your data. |  |  |  |  | Yes
[9 empty] | Error: Measured concentration must be above background concentration. | Warning: Background NO2 concentrations <5µg/m3 or >50µg/m3 are rare in the UK - this calculation will still work, but please check your data. | Warning: your receptor is more than 20m further from the kerb than your monitor - treat result with caution. | Warning: your monitor is more than 10m further from the kerb than your receptor - treat result with caution. | Predicted concentration at Receptor above AQS objective. |  | Warning: Monitored NO2 concentrations <5µg/m3 or >110µg/m3 are rare in the UK - this calculation will still work, but please check your data. |  |  |  |  | Yes
[9 empty] | Error: Measured concentration must be above background concentration. | Warning: Background NO2 concentrations <5µg/m3 or >50µg/m3 are rare in the UK - this calculation will still work, but please check your data. | Warning: your receptor is more than 20m further from the kerb than your monitor - treat result with caution. | Warning: your monitor is more than 10m further from the kerb than your receptor - treat result with caution. | Predicted concentration at Receptor above AQS objective. |  | Warning: Monitored NO2 concentrations <5µg/m3 or >110µg/m3 are rare in the UK - this calculation will still work, but please check your data. |  |  |  |  | Yes
[9 empty] | Error: Measured concentration must be above background concentration. | Warning: Background NO2 concentrations <5µg/m3 or >50µg/m3 are rare in the UK - this calculation will still work, but please check your data. | Warning: your receptor is more than 20m further from the kerb than your monitor - treat result with caution. | Warning: your monitor is more than 10m further from the kerb than your receptor - treat result with caution. | Predicted concentration at Receptor above AQS objective. |  | Warning: Monitored NO2 concentrations <5µg/m3 or >110µg/m3 are rare in the UK - this calculation will still work, but please check your data. |  |  |  |  | Yes
[9 empty] | Error: Measured concentration must be above background concentration. | Warning: Background NO2 concentrations <5µg/m3 or >50µg/m3 are rare in the UK - this calculation will still work, but please check your data. | Warning: your receptor is more than 20m further from the kerb than your monitor - treat result with caution. | Warning: your monitor is more than 10m further from the kerb than your receptor - treat result with caution. | Predicted concentration at Receptor above AQS objective. |  | Warning: Monitored NO2 concentrations <5µg/m3 or >110µg/m3 are rare in the UK - this calculation will still work, but please check your data. |  |  |  |  | Yes
[9 empty] | Error: Measured concentration must be above background concentration. | Warning: Background NO2 concentrations <5µg/m3 or >50µg/m3 are rare in the UK - this calculation will still work, but please check your data. | Warning: your receptor is more than 20m further from the kerb than your monitor - treat result with caution. | Warning: your monitor is more than 10m further from the kerb than your receptor - treat result with caution. | Predicted concentration at Receptor above AQS objective. |  | Warning: Monitored NO2 concentrations <5µg/m3 or >110µg/m3 are rare in the UK - this calculation will still work, but please check your data. |  |  |  |  | Yes
[9 empty] | Error: Measured concentration must be above background concentration. | Warning: Background NO2 concentrations <5µg/m3 or >50µg/m3 are rare in the UK - this calculation will still work, but please check your data. | Warning: your receptor is more than 20m further from the kerb than your monitor - treat result with caution. | Warning: your monitor is more than 10m further from the kerb than your receptor - treat result with caution. | Predicted concentration at Receptor above AQS objective. |  | Warning: Monitored NO2 concentrations <5µg/m3 or >110µg/m3 are rare in the UK - this calculation will still work, but please check your data. |  |  |  |  | Yes
[9 empty] | Error: Measured concentration must be above background concentration. | Warning: Background NO2 concentrations <5µg/m3 or >50µg/m3 are rare in the UK - this calculation will still work, but please check your data. | Warning: your receptor is more than 20m further from the kerb than your monitor - treat result with caution. | Warning: your monitor is more than 10m further from the kerb than your receptor - treat result with caution. | Predicted concentration at Receptor above AQS objective. |  | Warning: Monitored NO2 concentrations <5µg/m3 or >110µg/m3 are rare in the UK - this calculation will still work, but please check your data. |  |  |  |  | Yes
[9 empty] | Error: Measured concentration must be above background concentration. | Warning: Background NO2 concentrations <5µg/m3 or >50µg/m3 are rare in the UK - this calculation will still work, but please check your data. | Warning: your receptor is more than 20m further from the kerb than your monitor - treat result with caution. | Warning: your monitor is more than 10m further from the kerb than your receptor - treat result with caution. | Predicted concentration at Receptor above AQS objective. |  | Warning: Monitored NO2 concentrations <5µg/m3 or >110µg/m3 are rare in the UK - this calculation will still work, but please check your data. |  |  |  |  | Yes
[9 empty] | Error: Measured concentration must be above background concentration. | Warning: Background NO2 concentrations <5µg/m3 or >50µg/m3 are rare in the UK - this calculation will still work, but please check your data. | Warning: your receptor is more than 20m further from the kerb than your monitor - treat result with caution. | Warning: your monitor is more than 10m further from the kerb than your receptor - treat result with caution. | Predicted concentration at Receptor above AQS objective. |  | Warning: Monitored NO2 concentrations <5µg/m3 or >110µg/m3 are rare in the UK - this calculation will still work, but please check your data. |  |  |  |  | Yes
[9 empty] | Error: Measured concentration must be above background concentration. | Warning: Background NO2 concentrations <5µg/m3 or >50µg/m3 are rare in the UK - this calculation will still work, but please check your data. | Warning: your receptor is more than 20m further from the kerb than your monitor - treat result with caution. | Warning: your monitor is more than 10m further from the kerb than your receptor - treat result with caution. | Predicted concentration at Receptor above AQS objective. |  | Warning: Monitored NO2 concentrations <5µg/m3 or >110µg/m3 are rare in the UK - this calculation will still work, but please check your data. |  |  |  |  | Yes
[9 empty] | Error: Measured concentration must be above background concentration. | Warning: Background NO2 concentrations <5µg/m3 or >50µg/m3 are rare in the UK - this calculation will still work, but please check your data. | Warning: your receptor is more than 20m further from the kerb than your monitor - treat result with caution. | Warning: your monitor is more than 10m further from the kerb than your receptor - treat result with caution. | Predicted concentration at Receptor above AQS objective. |  | Warning: Monitored NO2 concentrations <5µg/m3 or >110µg/m3 are rare in the UK - this calculation will still work, but please check your data. |  |  |  |  | Yes
[9 empty] | Error: Measured concentration must be above background concentration. | Warning: Background NO2 concentrations <5µg/m3 or >50µg/m3 are rare in the UK - this calculation will still work, but please check your data. | Warning: your receptor is more than 20m further from the kerb than your monitor - treat result with caution. | Warning: your monitor is more than 10m further from the kerb than your receptor - treat result with caution. | Predicted concentration at Receptor above AQS objective. |  | Warning: Monitored NO2 concentrations <5µg/m3 or >110µg/m3 are rare in the UK - this calculation will still work, but please check your data. |  |  |  |  | Yes
[9 empty] | Error: Measured concentration must be above background concentration. | Warning: Background NO2 concentrations <5µg/m3 or >50µg/m3 are rare in the UK - this calculation will still work, but please check your data. | Warning: your receptor is more than 20m further from the kerb than your monitor - treat result with caution. | Warning: your monitor is more than 10m further from the kerb than your receptor - treat result with caution. | Predicted concentration at Receptor above AQS objective. |  | Warning: Monitored NO2 concentrations <5µg/m3 or >110µg/m3 are rare in the UK - this calculation will still work, but please check your data. |  |  |  |  | Yes
[9 empty] | Error: Measured concentration must be above background concentration. | Warning: Background NO2 concentrations <5µg/m3 or >50µg/m3 are rare in the UK - this calculation will still work, but please check your data. | Warning: your receptor is more than 20m further from the kerb than your monitor - treat result with caution. | Warning: your monitor is more than 10m further from the kerb than your receptor - treat result with caution. | Predicted concentration at Receptor above AQS objective. |  | Warning: Monitored NO2 concentrations <5µg/m3 or >110µg/m3 are rare in the UK - this calculation will still work, but please check your data. |  |  |  |  | Yes
[9 empty] | Error: Measured concentration must be above background concentration. | Warning: Background NO2 concentrations <5µg/m3 or >50µg/m3 are rare in the UK - this calculation will still work, but please check your data. | Warning: your receptor is more than 20m further from the kerb than your monitor - treat result with caution. | Warning: your monitor is more than 10m further from the kerb than your receptor - treat result with caution. | Predicted concentration at Receptor above AQS objective. |  | Warning: Monitored NO2 concentrations <5µg/m3 or >110µg/m3 are rare in the UK - this calculation will still work, but please check your data. |  |  |  |  | Yes
[9 empty] | Error: Measured concentration must be above background concentration. | Warning: Background NO2 concentrations <5µg/m3 or >50µg/m3 are rare in the UK - this calculation will still work, but please check your data. | Warning: your receptor is more than 20m further from the kerb than your monitor - treat result with caution. | Warning: your monitor is more than 10m further from the kerb than your receptor - treat result with caution. | Predicted concentration at Receptor above AQS objective. |  | Warning: Monitored NO2 concentrations <5µg/m3 or >110µg/m3 are rare in the UK - this calculation will still work, but please check your data. |  |  |  |  | Yes
[9 empty] | Error: Measured concentration must be above background concentration. | Warning: Background NO2 concentrations <5µg/m3 or >50µg/m3 are rare in the UK - this calculation will still work, but please check your data. | Warning: your receptor is more than 20m further from the kerb than your monitor - treat result with caution. | Warning: your monitor is more than 10m further from the kerb than your receptor - treat result with caution. | Predicted concentration at Receptor above AQS objective. |  | Warning: Monitored NO2 concentrations <5µg/m3 or >110µg/m3 are rare in the UK - this calculation will still work, but please check your data. |  |  |  |  | Yes
[9 empty] | Error: Measured concentration must be above background concentration. | Warning: Background NO2 concentrations <5µg/m3 or >50µg/m3 are rare in the UK - this calculation will still work, but please check your data. | Warning: your receptor is more than 20m further from the kerb than your monitor - treat result with caution. | Warning: your monitor is more than 10m further from the kerb than your receptor - treat result with caution. | Predicted concentration at Receptor above AQS objective. |  | Warning: Monitored NO2 concentrations <5µg/m3 or >110µg/m3 are rare in the UK - this calculation will still work, but please check your data. |  |  |  |  | Yes
[9 empty] | Error: Measured concentration must be above background concentration. | Warning: Background NO2 concentrations <5µg/m3 or >50µg/m3 are rare in the UK - this calculation will still work, but please check your data. | Warning: your receptor is more than 20m further from the kerb than your monitor - treat result with caution. | Warning: your monitor is more than 10m further from the kerb than your receptor - treat result with caution. | Predicted concentration at Receptor above AQS objective. |  | Warning: Monitored NO2 concentrations <5µg/m3 or >110µg/m3 are rare in the UK - this calculation will still work, but please check your data. |  |  |  |  | Yes
[9 empty] | Error: Measured concentration must be above background concentration. | Warning: Background NO2 concentrations <5µg/m3 or >50µg/m3 are rare in the UK - this calculation will still work, but please check your data. | Warning: your receptor is more than 20m further from the kerb than your monitor - treat result with caution. | Warning: your monitor is more than 10m further from the kerb than your receptor - treat result with caution. | Predicted concentration at Receptor above AQS objective. |  | Warning: Monitored NO2 concentrations <5µg/m3 or >110µg/m3 are rare in the UK - this calculation will still work, but please check your data. |  |  |  |  | Yes
[9 empty] | Error: Measured concentration must be above background concentration. | Warning: Background NO2 concentrations <5µg/m3 or >50µg/m3 are rare in the UK - this calculation will still work, but please check your data. | Warning: your receptor is more than 20m further from the kerb than your monitor - treat result with caution. | Warning: your monitor is more than 10m further from the kerb than your receptor - treat result with caution. | Predicted concentration at Receptor above AQS objective. |  | Warning: Monitored NO2 concentrations <5µg/m3 or >110µg/m3 are rare in the UK - this calculation will still work, but please check your data. |  |  |  |  | Yes
[9 empty] | Error: Measured concentration must be above background concentration. | Warning: Background NO2 concentrations <5µg/m3 or >50µg/m3 are rare in the UK - this calculation will still work, but please check your data. | Warning: your receptor is more than 20m further from the kerb than your monitor - treat result with caution. | Warning: your monitor is more than 10m further from the kerb than your receptor - treat result with caution. | Predicted concentration at Receptor above AQS objective. |  | Warning: Monitored NO2 concentrations <5µg/m3 or >110µg/m3 are rare in the UK - this calculation will still work, but please check your data. |  |  |  |  | Yes
[9 empty] | Error: Measured concentration must be above background concentration. | Warning: Background NO2 concentrations <5µg/m3 or >50µg/m3 are rare in the UK - this calculation will still work, but please check your data. | Warning: your receptor is more than 20m further from the kerb than your monitor - treat result with caution. | Warning: your monitor is more than 10m further from the kerb than your receptor - treat result with caution. | Predicted concentration at Receptor above AQS objective. |  | Warning: Monitored NO2 concentrations <5µg/m3 or >110µg/m3 are rare in the UK - this calculation will still work, but please check your data. |  |  |  |  | Yes
[9 empty] | Error: Measured concentration must be above background concentration. | Warning: Background NO2 concentrations <5µg/m3 or >50µg/m3 are rare in the UK - this calculation will still work, but please check your data. | Warning: your receptor is more than 20m further from the kerb than your monitor - treat result with caution. | Warning: your monitor is more than 10m further from the kerb than your receptor - treat result with caution. | Predicted concentration at Receptor above AQS objective. |  | Warning: Monitored NO2 concentrations <5µg/m3 or >110µg/m3 are rare in the UK - this calculation will still work, but please check your data. |  |  |  |  | Yes
[9 empty] | Error: Measured concentration must be above background concentration. | Warning: Background NO2 concentrations <5µg/m3 or >50µg/m3 are rare in the UK - this calculation will still work, but please check your data. | Warning: your receptor is more than 20m further from the kerb than your monitor - treat result with caution. | Warning: your monitor is more than 10m further from the kerb than your receptor - treat result with caution. | Predicted concentration at Receptor above AQS objective. |  | Warning: Monitored NO2 concentrations <5µg/m3 or >110µg/m3 are rare in the UK - this calculation will still work, but please check your data. |  |  |  |  | Yes
[9 empty] | Error: Measured concentration must be above background concentration. | Warning: Background NO2 concentrations <5µg/m3 or >50µg/m3 are rare in the UK - this calculation will still work, but please check your data. | Warning: your receptor is more than 20m further from the kerb than your monitor - treat result with caution. | Warning: your monitor is more than 10m further from the kerb than your receptor - treat result with caution. | Predicted concentration at Receptor above AQS objective. |  | Warning: Monitored NO2 concentrations <5µg/m3 or >110µg/m3 are rare in the UK - this calculation will still work, but please check your data. |  |  |  |  | Yes
[9 empty] | Error: Measured concentration must be above background concentration. | Warning: Background NO2 concentrations <5µg/m3 or >50µg/m3 are rare in the UK - this calculation will still work, but please check your data. | Warning: your receptor is more than 20m further from the kerb than your monitor - treat result with caution. | Warning: your monitor is more than 10m further from the kerb than your receptor - treat result with caution. | Predicted concentration at Receptor above AQS objective. |  | Warning: Monitored NO2 concentrations <5µg/m3 or >110µg/m3 are rare in the UK - this calculation will still work, but please check your data. |  |  |  |  | Yes
[9 empty] | Error: Measured concentration must be above background concentration. | Warning: Background NO2 concentrations <5µg/m3 or >50µg/m3 are rare in the UK - this calculation will still work, but please check your data. | Warning: your receptor is more than 20m further from the kerb than your monitor - treat result with caution. | Warning: your monitor is more than 10m further from the kerb than your receptor - treat result with caution. | Predicted concentration at Receptor above AQS objective. |  | Warning: Monitored NO2 concentrations <5µg/m3 or >110µg/m3 are rare in the UK - this calculation will still work, but please check your data. |  |  |  |  | Yes
[9 empty] | Error: Measured concentration must be above background concentration. | Warning: Background NO2 concentrations <5µg/m3 or >50µg/m3 are rare in the UK - this calculation will still work, but please check your data. | Warning: your receptor is more than 20m further from the kerb than your monitor - treat result with caution. | Warning: your monitor is more than 10m further from the kerb than your receptor - treat result with caution. | Predicted concentration at Receptor above AQS objective. |  | Warning: Monitored NO2 concentrations <5µg/m3 or >110µg/m3 are rare in the UK - this calculation will still work, but please check your data. |  |  |  |  | Yes
[9 empty] | Error: Measured concentration must be above background concentration. | Warning: Background NO2 concentrations <5µg/m3 or >50µg/m3 are rare in the UK - this calculation will still work, but please check your data. | Warning: your receptor is more than 20m further from the kerb than your monitor - treat result with caution. | Warning: your monitor is more than 10m further from the kerb than your receptor - treat result with caution. | Predicted concentration at Receptor above AQS objective. |  | Warning: Monitored NO2 concentrations <5µg/m3 or >110µg/m3 are rare in the UK - this calculation will still work, but please check your data. |  |  |  |  | Yes
[9 empty] | Error: Measured concentration must be above background concentration. | Warning: Background NO2 concentrations <5µg/m3 or >50µg/m3 are rare in the UK - this calculation will still work, but please check your data. | Warning: your receptor is more than 20m further from the kerb than your monitor - treat result with caution. | Warning: your monitor is more than 10m further from the kerb than your receptor - treat result with caution. | Predicted concentration at Receptor above AQS objective. |  | Warning: Monitored NO2 concentrations <5µg/m3 or >110µg/m3 are rare in the UK - this calculation will still work, but please check your data. |  |  |  |  | Yes
[9 empty] | Error: Measured concentration must be above background concentration. | Warning: Background NO2 concentrations <5µg/m3 or >50µg/m3 are rare in the UK - this calculation will still work, but please check your data. | Warning: your receptor is more than 20m further from the kerb than your monitor - treat result with caution. | Warning: your monitor is more than 10m further from the kerb than your receptor - treat result with caution. | Predicted concentration at Receptor above AQS objective. |  | Warning: Monitored NO2 concentrations <5µg/m3 or >110µg/m3 are rare in the UK - this calculation will still work, but please check your data. |  |  |  |  | Yes
[9 empty] | Error: Measured concentration must be above background concentration. | Warning: Background NO2 concentrations <5µg/m3 or >50µg/m3 are rare in the UK - this calculation will still work, but please check your data. | Warning: your receptor is more than 20m further from the kerb than your monitor - treat result with caution. | Warning: your monitor is more than 10m further from the kerb than your receptor - treat result with caution. | Predicted concentration at Receptor above AQS objective. |  | Warning: Monitored NO2 concentrations <5µg/m3 or >110µg/m3 are rare in the UK - this calculation will still work, but please check your data. |  |  |  |  | Yes
[9 empty] | Error: Measured concentration must be above background concentration. | Warning: Background NO2 concentrations <5µg/m3 or >50µg/m3 are rare in the UK - this calculation will still work, but please check your data. | Warning: your receptor is more than 20m further from the kerb than your monitor - treat result with caution. | Warning: your monitor is more than 10m further from the kerb than your receptor - treat result with caution. | Predicted concentration at Receptor above AQS objective. |  | Warning: Monitored NO2 concentrations <5µg/m3 or >110µg/m3 are rare in the UK - this calculation will still work, but please check your data. |  |  |  |  | Yes
[9 empty] | Error: Measured concentration must be above background concentration. | Warning: Background NO2 concentrations <5µg/m3 or >50µg/m3 are rare in the UK - this calculation will still work, but please check your data. | Warning: your receptor is more than 20m further from the kerb than your monitor - treat result with caution. | Warning: your monitor is more than 10m further from the kerb than your receptor - treat result with caution. | Predicted concentration at Receptor above AQS objective. |  | Warning: Monitored NO2 concentrations <5µg/m3 or >110µg/m3 are rare in the UK - this calculation will still work, but please check your data. |  |  |  |  | Yes
[9 empty] | Error: Measured concentration must be above background concentration. | Warning: Background NO2 concentrations <5µg/m3 or >50µg/m3 are rare in the UK - this calculation will still work, but please check your data. | Warning: your receptor is more than 20m further from the kerb than your monitor - treat result with caution. | Warning: your monitor is more than 10m further from the kerb than your receptor - treat result with caution. | Predicted concentration at Receptor above AQS objective. |  | Warning: Monitored NO2 concentrations <5µg/m3 or >110µg/m3 are rare in the UK - this calculation will still work, but please check your data. |  |  |  |  | Yes
[9 empty] | Error: Measured concentration must be above background concentration. | Warning: Background NO2 concentrations <5µg/m3 or >50µg/m3 are rare in the UK - this calculation will still work, but please check your data. | Warning: your receptor is more than 20m further from the kerb than your monitor - treat result with caution. | Warning: your monitor is more than 10m further from the kerb than your receptor - treat result with caution. | Predicted concentration at Receptor above AQS objective. |  | Warning: Monitored NO2 concentrations <5µg/m3 or >110µg/m3 are rare in the UK - this calculation will still work, but please check your data. |  |  |  |  | Yes
[9 empty] | Error: Measured concentration must be above background concentration. | Warning: Background NO2 concentrations <5µg/m3 or >50µg/m3 are rare in the UK - this calculation will still work, but please check your data. | Warning: your receptor is more than 20m further from the kerb than your monitor - treat result with caution. | Warning: your monitor is more than 10m further from the kerb than your receptor - treat result with caution. | Predicted concentration at Receptor above AQS objective. |  | Warning: Monitored NO2 concentrations <5µg/m3 or >110µg/m3 are rare in the UK - this calculation will still work, but please check your data. |  |  |  |  | Yes
[9 empty] | Error: Measured concentration must be above background concentration. | Warning: Background NO2 concentrations <5µg/m3 or >50µg/m3 are rare in the UK - this calculation will still work, but please check your data. | Warning: your receptor is more than 20m further from the kerb than your monitor - treat result with caution. | Warning: your monitor is more than 10m further from the kerb than your receptor - treat result with caution. | Predicted concentration at Receptor above AQS objective. |  | Warning: Monitored NO2 concentrations <5µg/m3 or >110µg/m3 are rare in the UK - this calculation will still work, but please check your data. |  |  |  |  | Yes
[9 empty] | Error: Measured concentration must be above background concentration. | Warning: Background NO2 concentrations <5µg/m3 or >50µg/m3 are rare in the UK - this calculation will still work, but please check your data. | Warning: your receptor is more than 20m further from the kerb than your monitor - treat result with caution. | Warning: your monitor is more than 10m further from the kerb than your receptor - treat result with caution. | Predicted concentration at Receptor above AQS objective. |  | Warning: Monitored NO2 concentrations <5µg/m3 or >110µg/m3 are rare in the UK - this calculation will still work, but please check your data. |  |  |  |  | Yes
[9 empty] | Error: Measured concentration must be above background concentration. | Warning: Background NO2 concentrations <5µg/m3 or >50µg/m3 are rare in the UK - this calculation will still work, but please check your data. | Warning: your receptor is more than 20m further from the kerb than your monitor - treat result with caution. | Warning: your monitor is more than 10m further from the kerb than your receptor - treat result with caution. | Predicted concentration at Receptor above AQS objective. |  | Warning: Monitored NO2 concentrations <5µg/m3 or >110µg/m3 are rare in the UK - this calculation will still work, but please check your data. |  |  |  |  | Yes
[9 empty] | Error: Measured concentration must be above background concentration. | Warning: Background NO2 concentrations <5µg/m3 or >50µg/m3 are rare in the UK - this calculation will still work, but please check your data. | Warning: your receptor is more than 20m further from the kerb than your monitor - treat result with caution. | Warning: your monitor is more than 10m further from the kerb than your receptor - treat result with caution. | Predicted concentration at Receptor above AQS objective. |  | Warning: Monitored NO2 concentrations <5µg/m3 or >110µg/m3 are rare in the UK - this calculation will still work, but please check your data. |  |  |  |  | Yes
[9 empty] | Error: Measured concentration must be above background concentration. | Warning: Background NO2 concentrations <5µg/m3 or >50µg/m3 are rare in the UK - this calculation will still work, but please check your data. | Warning: your receptor is more than 20m further from the kerb than your monitor - treat result with caution. | Warning: your monitor is more than 10m further from the kerb than your receptor - treat result with caution. | Predicted concentration at Receptor above AQS objective. |  | Warning: Monitored NO2 concentrations <5µg/m3 or >110µg/m3 are rare in the UK - this calculation will still work, but please check your data. |  |  |  |  | Yes
[9 empty] | Error: Measured concentration must be above background concentration. | Warning: Background NO2 concentrations <5µg/m3 or >50µg/m3 are rare in the UK - this calculation will still work, but please check your data. | Warning: your receptor is more than 20m further from the kerb than your monitor - treat result with caution. | Warning: your monitor is more than 10m further from the kerb than your receptor - treat result with caution. | Predicted concentration at Receptor above AQS objective. |  | Warning: Monitored NO2 concentrations <5µg/m3 or >110µg/m3 are rare in the UK - this calculation will still work, but please check your data. |  |  |  |  | Yes
[9 empty] | Error: Measured concentration must be above background concentration. | Warning: Background NO2 concentrations <5µg/m3 or >50µg/m3 are rare in the UK - this calculation will still work, but please check your data. | Warning: your receptor is more than 20m further from the kerb than your monitor - treat result with caution. | Warning: your monitor is more than 10m further from the kerb than your receptor - treat result with caution. | Predicted concentration at Receptor above AQS objective. |  | Warning: Monitored NO2 concentrations <5µg/m3 or >110µg/m3 are rare in the UK - this calculation will still work, but please check your data. |  |  |  |  | Yes
[9 empty] | Error: Measured concentration must be above background concentration. | Warning: Background NO2 concentrations <5µg/m3 or >50µg/m3 are rare in the UK - this calculation will still work, but please check your data. | Warning: your receptor is more than 20m further from the kerb than your monitor - treat result with caution. | Warning: your monitor is more than 10m further from the kerb than your receptor - treat result with caution. | Predicted concentration at Receptor above AQS objective. |  | Warning: Monitored NO2 concentrations <5µg/m3 or >110µg/m3 are rare in the UK - this calculation will still work, but please check your data. |  |  |  |  | Yes
[9 empty] | Error: Measured concentration must be above background concentration. | Warning: Background NO2 concentrations <5µg/m3 or >50µg/m3 are rare in the UK - this calculation will still work, but please check your data. | Warning: your receptor is more than 20m further from the kerb than your monitor - treat result with caution. | Warning: your monitor is more than 10m further from the kerb than your receptor - treat result with caution. | Predicted concentration at Receptor above AQS objective. |  | Warning: Monitored NO2 concentrations <5µg/m3 or >110µg/m3 are rare in the UK - this calculation will still work, but please check your data. |  |  |  |  | Yes
[9 empty] | Error: Measured concentration must be above background concentration. | Warning: Background NO2 concentrations <5µg/m3 or >50µg/m3 are rare in the UK - this calculation will still work, but please check your data. | Warning: your receptor is more than 20m further from the kerb than your monitor - treat result with caution. | Warning: your monitor is more than 10m further from the kerb than your receptor - treat result with caution. | Predicted concentration at Receptor above AQS objective. |  | Warning: Monitored NO2 concentrations <5µg/m3 or >110µg/m3 are rare in the UK - this calculation will still work, but please check your data. |  |  |  |  | Yes
[9 empty] | Error: Measured concentration must be above background concentration. | Warning: Background NO2 concentrations <5µg/m3 or >50µg/m3 are rare in the UK - this calculation will still work, but please check your data. | Warning: your receptor is more than 20m further from the kerb than your monitor - treat result with caution. | Warning: your monitor is more than 10m further from the kerb than your receptor - treat result with caution. | Predicted concentration at Receptor above AQS objective. |  | Warning: Monitored NO2 concentrations <5µg/m3 or >110µg/m3 are rare in the UK - this calculation will still work, but please check your data. |  |  |  |  | Yes
[9 empty] | Error: Measured concentration must be above background concentration. | Warning: Background NO2 concentrations <5µg/m3 or >50µg/m3 are rare in the UK - this calculation will still work, but please check your data. | Warning: your receptor is more than 20m further from the kerb than your monitor - treat result with caution. | Warning: your monitor is more than 10m further from the kerb than your receptor - treat result with caution. | Predicted concentration at Receptor above AQS objective. |  | Warning: Monitored NO2 concentrations <5µg/m3 or >110µg/m3 are rare in the UK - this calculation will still work, but please check your data. |  |  |  |  | Yes
[9 empty] | Error: Measured concentration must be above background concentration. | Warning: Background NO2 concentrations <5µg/m3 or >50µg/m3 are rare in the UK - this calculation will still work, but please check your data. | Warning: your receptor is more than 20m further from the kerb than your monitor - treat result with caution. | Warning: your monitor is more than 10m further from the kerb than your receptor - treat result with caution. | Predicted concentration at Receptor above AQS objective. |  | Warning: Monitored NO2 concentrations <5µg/m3 or >110µg/m3 are rare in the UK - this calculation will still work, but please check your data. |  |  |  |  | Yes
[9 empty] | Error: Measured concentration must be above background concentration. | Warning: Background NO2 concentrations <5µg/m3 or >50µg/m3 are rare in the UK - this calculation will still work, but please check your data. | Warning: your receptor is more than 20m further from the kerb than your monitor - treat result with caution. | Warning: your monitor is more than 10m further from the kerb than your receptor - treat result with caution. | Predicted concentration at Receptor above AQS objective. |  | Warning: Monitored NO2 concentrations <5µg/m3 or >110µg/m3 are rare in the UK - this calculation will still work, but please check your data. |  |  |  |  | Yes
[9 empty] | Error: Measured concentration must be above background concentration. | Warning: Background NO2 concentrations <5µg/m3 or >50µg/m3 are rare in the UK - this calculation will still work, but please check your data. | Warning: your receptor is more than 20m further from the kerb than your monitor - treat result with caution. | Warning: your monitor is more than 10m further from the kerb than your receptor - treat result with caution. | Predicted concentration at Receptor above AQS objective. |  | Warning: Monitored NO2 concentrations <5µg/m3 or >110µg/m3 are rare in the UK - this calculation will still work, but please check your data. |  |  |  |  | Yes
[9 empty] | Error: Measured concentration must be above background concentration. | Warning: Background NO2 concentrations <5µg/m3 or >50µg/m3 are rare in the UK - this calculation will still work, but please check your data. | Warning: your receptor is more than 20m further from the kerb than your monitor - treat result with caution. | Warning: your monitor is more than 10m further from the kerb than your receptor - treat result with caution. | Predicted concentration at Receptor above AQS objective. |  | Warning: Monitored NO2 concentrations <5µg/m3 or >110µg/m3 are rare in the UK - this calculation will still work, but please check your data. |  |  |  |  | Yes
[9 empty] | Error: Measured concentration must be above background concentration. | Warning: Background NO2 concentrations <5µg/m3 or >50µg/m3 are rare in the UK - this calculation will still work, but please check your data. | Warning: your receptor is more than 20m further from the kerb than your monitor - treat result with caution. | Warning: your monitor is more than 10m further from the kerb than your receptor - treat result with caution. | Predicted concentration at Receptor above AQS objective. |  | Warning: Monitored NO2 concentrations <5µg/m3 or >110µg/m3 are rare in the UK - this calculation will still work, but please check your data. |  |  |  |  | Yes
[9 empty] | Error: Measured concentration must be above background concentration. | Warning: Background NO2 concentrations <5µg/m3 or >50µg/m3 are rare in the UK - this calculation will still work, but please check your data. | Warning: your receptor is more than 20m further from the kerb than your monitor - treat result with caution. | Warning: your monitor is more than 10m further from the kerb than your receptor - treat result with caution. | Predicted concentration at Receptor above AQS objective. |  | Warning: Monitored NO2 concentrations <5µg/m3 or >110µg/m3 are rare in the UK - this calculation will still work, but please check your data. |  |  |  |  | Yes
[9 empty] | Error: Measured concentration must be above background concentration. | Warning: Background NO2 concentrations <5µg/m3 or >50µg/m3 are rare in the UK - this calculation will still work, but please check your data. | Warning: your receptor is more than 20m further from the kerb than your monitor - treat result with caution. | Warning: your monitor is more than 10m further from the kerb than your receptor - treat result with caution. | Predicted concentration at Receptor above AQS objective. |  | Warning: Monitored NO2 concentrations <5µg/m3 or >110µg/m3 are rare in the UK - this calculation will still work, but please check your data. |  |  |  |  | Yes
[9 empty] | Error: Measured concentration must be above background concentration. | Warning: Background NO2 concentrations <5µg/m3 or >50µg/m3 are rare in the UK - this calculation will still work, but please check your data. | Warning: your receptor is more than 20m further from the kerb than your monitor - treat result with caution. | Warning: your monitor is more than 10m further from the kerb than your receptor - treat result with caution. | Predicted concentration at Receptor above AQS objective. |  | Warning: Monitored NO2 concentrations <5µg/m3 or >110µg/m3 are rare in the UK - this calculation will still work, but please check your data. |  |  |  |  | Yes
[9 empty] | Error: Measured concentration must be above background concentration. | Warning: Background NO2 concentrations <5µg/m3 or >50µg/m3 are rare in the UK - this calculation will still work, but please check your data. | Warning: your receptor is more than 20m further from the kerb than your monitor - treat result with caution. | Warning: your monitor is more than 10m further from the kerb than your receptor - treat result with caution. | Predicted concentration at Receptor above AQS objective. |  | Warning: Monitored NO2 concentrations <5µg/m3 or >110µg/m3 are rare in the UK - this calculation will still work, but please check your data. |  |  |  |  | Yes
[9 empty] | Error: Measured concentration must be above background concentration. | Warning: Background NO2 concentrations <5µg/m3 or >50µg/m3 are rare in the UK - this calculation will still work, but please check your data. | Warning: your receptor is more than 20m further from the kerb than your monitor - treat result with caution. | Warning: your monitor is more than 10m further from the kerb than your receptor - treat result with caution. | Predicted concentration at Receptor above AQS objective. |  | Warning: Monitored NO2 concentrations <5µg/m3 or >110µg/m3 are rare in the UK - this calculation will still work, but please check your data. |  |  |  |  | Yes
[9 empty] | Error: Measured concentration must be above background concentration. | Warning: Background NO2 concentrations <5µg/m3 or >50µg/m3 are rare in the UK - this calculation will still work, but please check your data. | Warning: your receptor is more than 20m further from the kerb than your monitor - treat result with caution. | Warning: your monitor is more than 10m further from the kerb than your receptor - treat result with caution. | Predicted concentration at Receptor above AQS objective. |  | Warning: Monitored NO2 concentrations <5µg/m3 or >110µg/m3 are rare in the UK - this calculation will still work, but please check your data. |  |  |  |  | Yes
[9 empty] | Error: Measured concentration must be above background concentration. | Warning: Background NO2 concentrations <5µg/m3 or >50µg/m3 are rare in the UK - this calculation will still work, but please check your data. | Warning: your receptor is more than 20m further from the kerb than your monitor - treat result with caution. | Warning: your monitor is more than 10m further from the kerb than your receptor - treat result with caution. | Predicted concentration at Receptor above AQS objective. |  | Warning: Monitored NO2 concentrations <5µg/m3 or >110µg/m3 are rare in the UK - this calculation will still work, but please check your data. |  |  |  |  | Yes
[9 empty] | Error: Measured concentration must be above background concentration. | Warning: Background NO2 concentrations <5µg/m3 or >50µg/m3 are rare in the UK - this calculation will still work, but please check your data. | Warning: your receptor is more than 20m further from the kerb than your monitor - treat result with caution. | Warning: your monitor is more than 10m further from the kerb than your receptor - treat result with caution. | Predicted concentration at Receptor above AQS objective. |  | Warning: Monitored NO2 concentrations <5µg/m3 or >110µg/m3 are rare in the UK - this calculation will still work, but please check your data. |  |  |  |  | Yes
[9 empty] | Error: Measured concentration must be above background concentration. | Warning: Background NO2 concentrations <5µg/m3 or >50µg/m3 are rare in the UK - this calculation will still work, but please check your data. | Warning: your receptor is more than 20m further from the kerb than your monitor - treat result with caution. | Warning: your monitor is more than 10m further from the kerb than your receptor - treat result with caution. | Predicted concentration at Receptor above AQS objective. |  | Warning: Monitored NO2 concentrations <5µg/m3 or >110µg/m3 are rare in the UK - this calculation will still work, but please check your data. |  |  |  |  | Yes
[9 empty] | Error: Measured concentration must be above background concentration. | Warning: Background NO2 concentrations <5µg/m3 or >50µg/m3 are rare in the UK - this calculation will still work, but please check your data. | Warning: your receptor is more than 20m further from the kerb than your monitor - treat result with caution. | Warning: your monitor is more than 10m further from the kerb than your receptor - treat result with caution. | Predicted concentration at Receptor above AQS objective. |  | Warning: Monitored NO2 concentrations <5µg/m3 or >110µg/m3 are rare in the UK - this calculation will still work, but please check your data. |  |  |  |  | Yes
[9 empty] | Error: Measured concentration must be above background concentration. | Warning: Background NO2 concentrations <5µg/m3 or >50µg/m3 are rare in the UK - this calculation will still work, but please check your data. | Warning: your receptor is more than 20m further from the kerb than your monitor - treat result with caution. | Warning: your monitor is more than 10m further from the kerb than your receptor - treat result with caution. | Predicted concentration at Receptor above AQS objective. |  | Warning: Monitored NO2 concentrations <5µg/m3 or >110µg/m3 are rare in the UK - this calculation will still work, but please check your data. |  |  |  |  | Yes
[9 empty] | Error: Measured concentration must be above background concentration. | Warning: Background NO2 concentrations <5µg/m3 or >50µg/m3 are rare in the UK - this calculation will still work, but please check your data. | Warning: your receptor is more than 20m further from the kerb than your monitor - treat result with caution. | Warning: your monitor is more than 10m further from the kerb than your receptor - treat result with caution. | Predicted concentration at Receptor above AQS objective. |  | Warning: Monitored NO2 concentrations <5µg/m3 or >110µg/m3 are rare in the UK - this calculation will still work, but please check your data. |  |  |  |  | Yes
[9 empty] | Error: Measured concentration must be above background concentration. | Warning: Background NO2 concentrations <5µg/m3 or >50µg/m3 are rare in the UK - this calculation will still work, but please check your data. | Warning: your receptor is more than 20m further from the kerb than your monitor - treat result with caution. | Warning: your monitor is more than 10m further from the kerb than your receptor - treat result with caution. | Predicted concentration at Receptor above AQS objective. |  | Warning: Monitored NO2 concentrations <5µg/m3 or >110µg/m3 are rare in the UK - this calculation will still work, but please check your data. |  |  |  |  | Yes
[9 empty] | Error: Measured concentration must be above background concentration. | Warning: Background NO2 concentrations <5µg/m3 or >50µg/m3 are rare in the UK - this calculation will still work, but please check your data. | Warning: your receptor is more than 20m further from the kerb than your monitor - treat result with caution. | Warning: your monitor is more than 10m further from the kerb than your receptor - treat result with caution. | Predicted concentration at Receptor above AQS objective. |  | Warning: Monitored NO2 concentrations <5µg/m3 or >110µg/m3 are rare in the UK - this calculation will still work, but please check your data. |  |  |  |  | Yes
[9 empty] | Error: Measured concentration must be above background concentration. | Warning: Background NO2 concentrations <5µg/m3 or >50µg/m3 are rare in the UK - this calculation will still work, but please check your data. | Warning: your receptor is more than 20m further from the kerb than your monitor - treat result with caution. | Warning: your monitor is more than 10m further from the kerb than your receptor - treat result with caution. | Predicted concentration at Receptor above AQS objective. |  | Warning: Monitored NO2 concentrations <5µg/m3 or >110µg/m3 are rare in the UK - this calculation will still work, but please check your data. |  |  |  |  | Yes
[9 empty] | Error: Measured concentration must be above background concentration. | Warning: Background NO2 concentrations <5µg/m3 or >50µg/m3 are rare in the UK - this calculation will still work, but please check your data. | Warning: your receptor is more than 20m further from the kerb than your monitor - treat result with caution. | Warning: your monitor is more than 10m further from the kerb than your receptor - treat result with caution. | Predicted concentration at Receptor above AQS objective. |  | Warning: Monitored NO2 concentrations <5µg/m3 or >110µg/m3 are rare in the UK - this calculation will still work, but please check your data. |  |  |  |  | Yes
[9 empty] | Error: Measured concentration must be above background concentration. | Warning: Background NO2 concentrations <5µg/m3 or >50µg/m3 are rare in the UK - this calculation will still work, but please check your data. | Warning: your receptor is more than 20m further from the kerb than your monitor - treat result with caution. | Warning: your monitor is more than 10m further from the kerb than your receptor - treat result with caution. | Predicted concentration at Receptor above AQS objective. |  | Warning: Monitored NO2 concentrations <5µg/m3 or >110µg/m3 are rare in the UK - this calculation will still work, but please check your data. |  |  |  |  | Yes
[9 empty] | Error: Measured concentration must be above background concentration. | Warning: Background NO2 concentrations <5µg/m3 or >50µg/m3 are rare in the UK - this calculation will still work, but please check your data. | Warning: your receptor is more than 20m further from the kerb than your monitor - treat result with caution. | Warning: your monitor is more than 10m further from the kerb than your receptor - treat result with caution. | Predicted concentration at Receptor above AQS objective. |  | Warning: Monitored NO2 concentrations <5µg/m3 or >110µg/m3 are rare in the UK - this calculation will still work, but please check your data. |  |  |  |  | Yes
[9 empty] | Error: Measured concentration must be above background concentration. | Warning: Background NO2 concentrations <5µg/m3 or >50µg/m3 are rare in the UK - this calculation will still work, but please check your data. | Warning: your receptor is more than 20m further from the kerb than your monitor - treat result with caution. | Warning: your monitor is more than 10m further from the kerb than your receptor - treat result with caution. | Predicted concentration at Receptor above AQS objective. |  | Warning: Monitored NO2 concentrations <5µg/m3 or >110µg/m3 are rare in the UK - this calculation will still work, but please check your data. |  |  |  |  | Yes
[9 empty] | Error: Measured concentration must be above background concentration. | Warning: Background NO2 concentrations <5µg/m3 or >50µg/m3 are rare in the UK - this calculation will still work, but please check your data. | Warning: your receptor is more than 20m further from the kerb than your monitor - treat result with caution. | Warning: your monitor is more than 10m further from the kerb than your receptor - treat result with caution. | Predicted concentration at Receptor above AQS objective. |  | Warning: Monitored NO2 concentrations <5µg/m3 or >110µg/m3 are rare in the UK - this calculation will still work, but please check your data. |  |  |  |  | Yes
[9 empty] | Error: Measured concentration must be above background concentration. | Warning: Background NO2 concentrations <5µg/m3 or >50µg/m3 are rare in the UK - this calculation will still work, but please check your data. | Warning: your receptor is more than 20m further from the kerb than your monitor - treat result with caution. | Warning: your monitor is more than 10m further from the kerb than your receptor - treat result with caution. | Predicted concentration at Receptor above AQS objective. |  | Warning: Monitored NO2 concentrations <5µg/m3 or >110µg/m3 are rare in the UK - this calculation will still work, but please check your data. |  |  |  |  | Yes
[9 empty] | Error: Measured concentration must be above background concentration. | Warning: Background NO2 concentrations <5µg/m3 or >50µg/m3 are rare in the UK - this calculation will still work, but please check your data. | Warning: your receptor is more than 20m further from the kerb than your monitor - treat result with caution. | Warning: your monitor is more than 10m further from the kerb than your receptor - treat result with caution. | Predicted concentration at Receptor above AQS objective. |  | Warning: Monitored NO2 concentrations <5µg/m3 or >110µg/m3 are rare in the UK - this calculation will still work, but please check your data. |  |  |  |  | Yes
[9 empty] | Error: Measured concentration must be above background concentration. | Warning: Background NO2 concentrations <5µg/m3 or >50µg/m3 are rare in the UK - this calculation will still work, but please check your data. | Warning: your receptor is more than 20m further from the kerb than your monitor - treat result with caution. | Warning: your monitor is more than 10m further from the kerb than your receptor - treat result with caution. | Predicted concentration at Receptor above AQS objective. |  | Warning: Monitored NO2 concentrations <5µg/m3 or >110µg/m3 are rare in the UK - this calculation will still work, but please check your data. |  |  |  |  | Yes
[9 empty] | Error: Measured concentration must be above background concentration. | Warning: Background NO2 concentrations <5µg/m3 or >50µg/m3 are rare in the UK - this calculation will still work, but please check your data. | Warning: your receptor is more than 20m further from the kerb than your monitor - treat result with caution. | Warning: your monitor is more than 10m further from the kerb than your receptor - treat result with caution. | Predicted concentration at Receptor above AQS objective. |  | Warning: Monitored NO2 concentrations <5µg/m3 or >110µg/m3 are rare in the UK - this calculation will still work, but please check your data. |  |  |  |  | Yes
[9 empty] | Error: Measured concentration must be above background concentration. | Warning: Background NO2 concentrations <5µg/m3 or >50µg/m3 are rare in the UK - this calculation will still work, but please check your data. | Warning: your receptor is more than 20m further from the kerb than your monitor - treat result with caution. | Warning: your monitor is more than 10m further from the kerb than your receptor - treat result with caution. | Predicted concentration at Receptor above AQS objective. |  | Warning: Monitored NO2 concentrations <5µg/m3 or >110µg/m3 are rare in the UK - this calculation will still work, but please check your data. |  |  |  |  | Yes
[9 empty] | Error: Measured concentration must be above background concentration. | Warning: Background NO2 concentrations <5µg/m3 or >50µg/m3 are rare in the UK - this calculation will still work, but please check your data. | Warning: your receptor is more than 20m further from the kerb than your monitor - treat result with caution. | Warning: your monitor is more than 10m further from the kerb than your receptor - treat result with caution. | Predicted concentration at Receptor above AQS objective. |  | Warning: Monitored NO2 concentrations <5µg/m3 or >110µg/m3 are rare in the UK - this calculation will still work, but please check your data. |  |  |  |  | Yes
[9 empty] | Error: Measured concentration must be above background concentration. | Warning: Background NO2 concentrations <5µg/m3 or >50µg/m3 are rare in the UK - this calculation will still work, but please check your data. | Warning: your receptor is more than 20m further from the kerb than your monitor - treat result with caution. | Warning: your monitor is more than 10m further from the kerb than your receptor - treat result with caution. | Predicted concentration at Receptor above AQS objective. |  | Warning: Monitored NO2 concentrations <5µg/m3 or >110µg/m3 are rare in the UK - this calculation will still work, but please check your data. |  |  |  |  | Yes
[9 empty] | Error: Measured concentration must be above background concentration. | Warning: Background NO2 concentrations <5µg/m3 or >50µg/m3 are rare in the UK - this calculation will still work, but please check your data. | Warning: your receptor is more than 20m further from the kerb than your monitor - treat result with caution. | Warning: your monitor is more than 10m further from the kerb than your receptor - treat result with caution. | Predicted concentration at Receptor above AQS objective. |  | Warning: Monitored NO2 concentrations <5µg/m3 or >110µg/m3 are rare in the UK - this calculation will still work, but please check your data. |  |  |  |  | Yes
[9 empty] | Error: Measured concentration must be above background concentration. | Warning: Background NO2 concentrations <5µg/m3 or >50µg/m3 are rare in the UK - this calculation will still work, but please check your data. | Warning: your receptor is more than 20m further from the kerb than your monitor - treat result with caution. | Warning: your monitor is more than 10m further from the kerb than your receptor - treat result with caution. | Predicted concentration at Receptor above AQS objective. |  | Warning: Monitored NO2 concentrations <5µg/m3 or >110µg/m3 are rare in the UK - this calculation will still work, but please check your data. |  |  |  |  | Yes
[9 empty] | Error: Measured concentration must be above background concentration. | Warning: Background NO2 concentrations <5µg/m3 or >50µg/m3 are rare in the UK - this calculation will still work, but please check your data. | Warning: your receptor is more than 20m further from the kerb than your monitor - treat result with caution. | Warning: your monitor is more than 10m further from the kerb than your receptor - treat result with caution. | Predicted concentration at Receptor above AQS objective. |  | Warning: Monitored NO2 concentrations <5µg/m3 or >110µg/m3 are rare in the UK - this calculation will still work, but please check your data. |  |  |  |  | Yes
[9 empty] | Error: Measured concentration must be above background concentration. | Warning: Background NO2 concentrations <5µg/m3 or >50µg/m3 are rare in the UK - this calculation will still work, but please check your data. | Warning: your receptor is more than 20m further from the kerb than your monitor - treat result with caution. | Warning: your monitor is more than 10m further from the kerb than your receptor - treat result with caution. | Predicted concentration at Receptor above AQS objective. |  | Warning: Monitored NO2 concentrations <5µg/m3 or >110µg/m3 are rare in the UK - this calculation will still work, but please check your data. |  |  |  |  | Yes
[9 empty] | Error: Measured concentration must be above background concentration. | Warning: Background NO2 concentrations <5µg/m3 or >50µg/m3 are rare in the UK - this calculation will still work, but please check your data. | Warning: your receptor is more than 20m further from the kerb than your monitor - treat result with caution. | Warning: your monitor is more than 10m further from the kerb than your receptor - treat result with caution. | Predicted concentration at Receptor above AQS objective. |  | Warning: Monitored NO2 concentrations <5µg/m3 or >110µg/m3 are rare in the UK - this calculation will still work, but please check your data. |  |  |  |  | Yes
[9 empty] | Error: Measured concentration must be above background concentration. | Warning: Background NO2 concentrations <5µg/m3 or >50µg/m3 are rare in the UK - this calculation will still work, but please check your data. | Warning: your receptor is more than 20m further from the kerb than your monitor - treat result with caution. | Warning: your monitor is more than 10m further from the kerb than your receptor - treat result with caution. | Predicted concentration at Receptor above AQS objective. |  | Warning: Monitored NO2 concentrations <5µg/m3 or >110µg/m3 are rare in the UK - this calculation will still work, but please check your data. |  |  |  |  | Yes
[9 empty] | Error: Measured concentration must be above background concentration. | Warning: Background NO2 concentrations <5µg/m3 or >50µg/m3 are rare in the UK - this calculation will still work, but please check your data. | Warning: your receptor is more than 20m further from the kerb than your monitor - treat result with caution. | Warning: your monitor is more than 10m further from the kerb than your receptor - treat result with caution. | Predicted concentration at Receptor above AQS objective. |  | Warning: Monitored NO2 concentrations <5µg/m3 or >110µg/m3 are rare in the UK - this calculation will still work, but please check your data. |  |  |  |  | Yes
[9 empty] | Error: Measured concentration must be above background concentration. | Warning: Background NO2 concentrations <5µg/m3 or >50µg/m3 are rare in the UK - this calculation will still work, but please check your data. | Warning: your receptor is more than 20m further from the kerb than your monitor - treat result with caution. | Warning: your monitor is more than 10m further from the kerb than your receptor - treat result with caution. | Predicted concentration at Receptor above AQS objective. |  | Warning: Monitored NO2 concentrations <5µg/m3 or >110µg/m3 are rare in the UK - this calculation will still work, but please check your data. |  |  |  |  | Yes
[9 empty] | Error: Measured concentration must be above background concentration. | Warning: Background NO2 concentrations <5µg/m3 or >50µg/m3 are rare in the UK - this calculation will still work, but please check your data. | Warning: your receptor is more than 20m further from the kerb than your monitor - treat result with caution. | Warning: your monitor is more than 10m further from the kerb than your receptor - treat result with caution. | Predicted concentration at Receptor above AQS objective. |  | Warning: Monitored NO2 concentrations <5µg/m3 or >110µg/m3 are rare in the UK - this calculation will still work, but please check your data. |  |  |  |  | Yes
[9 empty] | Error: Measured concentration must be above background concentration. | Warning: Background NO2 concentrations <5µg/m3 or >50µg/m3 are rare in the UK - this calculation will still work, but please check your data. | Warning: your receptor is more than 20m further from the kerb than your monitor - treat result with caution. | Warning: your monitor is more than 10m further from the kerb than your receptor - treat result with caution. | Predicted concentration at Receptor above AQS objective. |  | Warning: Monitored NO2 concentrations <5µg/m3 or >110µg/m3 are rare in the UK - this calculation will still work, but please check your data. |  |  |  |  | Yes
[9 empty] | Error: Measured concentration must be above background concentration. | Warning: Background NO2 concentrations <5µg/m3 or >50µg/m3 are rare in the UK - this calculation will still work, but please check your data. | Warning: your receptor is more than 20m further from the kerb than your monitor - treat result with caution. | Warning: your monitor is more than 10m further from the kerb than your receptor - treat result with caution. | Predicted concentration at Receptor above AQS objective. |  | Warning: Monitored NO2 concentrations <5µg/m3 or >110µg/m3 are rare in the UK - this calculation will still work, but please check your data. |  |  |  |  | Yes
[9 empty] | Error: Measured concentration must be above background concentration. | Warning: Background NO2 concentrations <5µg/m3 or >50µg/m3 are rare in the UK - this calculation will still work, but please check your data. | Warning: your receptor is more than 20m further from the kerb than your monitor - treat result with caution. | Warning: your monitor is more than 10m further from the kerb than your receptor - treat result with caution. | Predicted concentration at Receptor above AQS objective. |  | Warning: Monitored NO2 concentrations <5µg/m3 or >110µg/m3 are rare in the UK - this calculation will still work, but please check your data. |  |  |  |  | Yes
[9 empty] | Error: Measured concentration must be above background concentration. | Warning: Background NO2 concentrations <5µg/m3 or >50µg/m3 are rare in the UK - this calculation will still work, but please check your data. | Warning: your receptor is more than 20m further from the kerb than your monitor - treat result with caution. | Warning: your monitor is more than 10m further from the kerb than your receptor - treat result with caution. | Predicted concentration at Receptor above AQS objective. |  | Warning: Monitored NO2 concentrations <5µg/m3 or >110µg/m3 are rare in the UK - this calculation will still work, but please check your data. |  |  |  |  | Yes
[9 empty] | Error: Measured concentration must be above background concentration. | Warning: Background NO2 concentrations <5µg/m3 or >50µg/m3 are rare in the UK - this calculation will still work, but please check your data. | Warning: your receptor is more than 20m further from the kerb than your monitor - treat result with caution. | Warning: your monitor is more than 10m further from the kerb than your receptor - treat result with caution. | Predicted concentration at Receptor above AQS objective. |  | Warning: Monitored NO2 concentrations <5µg/m3 or >110µg/m3 are rare in the UK - this calculation will still work, but please check your data. |  |  |  |  | Yes
[9 empty] | Error: Measured concentration must be above background concentration. | Warning: Background NO2 concentrations <5µg/m3 or >50µg/m3 are rare in the UK - this calculation will still work, but please check your data. | Warning: your receptor is more than 20m further from the kerb than your monitor - treat result with caution. | Warning: your monitor is more than 10m further from the kerb than your receptor - treat result with caution. | Predicted concentration at Receptor above AQS objective. |  | Warning: Monitored NO2 concentrations <5µg/m3 or >110µg/m3 are rare in the UK - this calculation will still work, but please check your data. |  |  |  |  | Yes
[9 empty] | Error: Measured concentration must be above background concentration. | Warning: Background NO2 concentrations <5µg/m3 or >50µg/m3 are rare in the UK - this calculation will still work, but please check your data. | Warning: your receptor is more than 20m further from the kerb than your monitor - treat result with caution. | Warning: your monitor is more than 10m further from the kerb than your receptor - treat result with caution. | Predicted concentration at Receptor above AQS objective. |  | Warning: Monitored NO2 concentrations <5µg/m3 or >110µg/m3 are rare in the UK - this calculation will still work, but please check your data. |  |  |  |  | Yes
[9 empty] | Error: Measured concentration must be above background concentration. | Warning: Background NO2 concentrations <5µg/m3 or >50µg/m3 are rare in the UK - this calculation will still work, but please check your data. | Warning: your receptor is more than 20m further from the kerb than your monitor - treat result with caution. | Warning: your monitor is more than 10m further from the kerb than your receptor - treat result with caution. | Predicted concentration at Receptor above AQS objective. |  | Warning: Monitored NO2 concentrations <5µg/m3 or >110µg/m3 are rare in the UK - this calculation will still work, but please check your data. |  |  |  |  | Yes
[9 empty] | Error: Measured concentration must be above background concentration. | Warning: Background NO2 concentrations <5µg/m3 or >50µg/m3 are rare in the UK - this calculation will still work, but please check your data. | Warning: your receptor is more than 20m further from the kerb than your monitor - treat result with caution. | Warning: your monitor is more than 10m further from the kerb than your receptor - treat result with caution. | Predicted concentration at Receptor above AQS objective. |  | Warning: Monitored NO2 concentrations <5µg/m3 or >110µg/m3 are rare in the UK - this calculation will still work, but please check your data. |  |  |  |  | Yes
[9 empty] | Error: Measured concentration must be above background concentration. | Warning: Background NO2 concentrations <5µg/m3 or >50µg/m3 are rare in the UK - this calculation will still work, but please check your data. | Warning: your receptor is more than 20m further from the kerb than your monitor - treat result with caution. | Warning: your monitor is more than 10m further from the kerb than your receptor - treat result with caution. | Predicted concentration at Receptor above AQS objective. |  | Warning: Monitored NO2 concentrations <5µg/m3 or >110µg/m3 are rare in the UK - this calculation will still work, but please check your data. |  |  |  |  | Yes
[9 empty] | Error: Measured concentration must be above background concentration. | Warning: Background NO2 concentrations <5µg/m3 or >50µg/m3 are rare in the UK - this calculation will still work, but please check your data. | Warning: your receptor is more than 20m further from the kerb than your monitor - treat result with caution. | Warning: your monitor is more than 10m further from the kerb than your receptor - treat result with caution. | Predicted concentration at Receptor above AQS objective. |  | Warning: Monitored NO2 concentrations <5µg/m3 or >110µg/m3 are rare in the UK - this calculation will still work, but please check your data. |  |  |  |  | Yes
[9 empty] | Error: Measured concentration must be above background concentration. | Warning: Background NO2 concentrations <5µg/m3 or >50µg/m3 are rare in the UK - this calculation will still work, but please check your data. | Warning: your receptor is more than 20m further from the kerb than your monitor - treat result with caution. | Warning: your monitor is more than 10m further from the kerb than your receptor - treat result with caution. | Predicted concentration at Receptor above AQS objective. |  | Warning: Monitored NO2 concentrations <5µg/m3 or >110µg/m3 are rare in the UK - this calculation will still work, but please check your data. |  |  |  |  | Yes
[9 empty] | Error: Measured concentration must be above background concentration. | Warning: Background NO2 concentrations <5µg/m3 or >50µg/m3 are rare in the UK - this calculation will still work, but please check your data. | Warning: your receptor is more than 20m further from the kerb than your monitor - treat result with caution. | Warning: your monitor is more than 10m further from the kerb than your receptor - treat result with caution. | Predicted concentration at Receptor above AQS objective. |  | Warning: Monitored NO2 concentrations <5µg/m3 or >110µg/m3 are rare in the UK - this calculation will still work, but please check your data. |  |  |  |  | Yes
[9 empty] | Error: Measured concentration must be above background concentration. | Warning: Background NO2 concentrations <5µg/m3 or >50µg/m3 are rare in the UK - this calculation will still work, but please check your data. | Warning: your receptor is more than 20m further from the kerb than your monitor - treat result with caution. | Warning: your monitor is more than 10m further from the kerb than your receptor - treat result with caution. | Predicted concentration at Receptor above AQS objective. |  | Warning: Monitored NO2 concentrations <5µg/m3 or >110µg/m3 are rare in the UK - this calculation will still work, but please check your data. |  |  |  |  | Yes
[9 empty] | Error: Measured concentration must be above background concentration. | Warning: Background NO2 concentrations <5µg/m3 or >50µg/m3 are rare in the UK - this calculation will still work, but please check your data. | Warning: your receptor is more than 20m further from the kerb than your monitor - treat result with caution. | Warning: your monitor is more than 10m further from the kerb than your receptor - treat result with caution. | Predicted concentration at Receptor above AQS objective. |  | Warning: Monitored NO2 concentrations <5µg/m3 or >110µg/m3 are rare in the UK - this calculation will still work, but please check your data. |  |  |  |  | Yes
[9 empty] | Error: Measured concentration must be above background concentration. | Warning: Background NO2 concentrations <5µg/m3 or >50µg/m3 are rare in the UK - this calculation will still work, but please check your data. | Warning: your receptor is more than 20m further from the kerb than your monitor - treat result with caution. | Warning: your monitor is more than 10m further from the kerb than your receptor - treat result with caution. | Predicted concentration at Receptor above AQS objective. |  | Warning: Monitored NO2 concentrations <5µg/m3 or >110µg/m3 are rare in the UK - this calculation will still work, but please check your data. |  |  |  |  | Yes
[9 empty] | Error: Measured concentration must be above background concentration. | Warning: Background NO2 concentrations <5µg/m3 or >50µg/m3 are rare in the UK - this calculation will still work, but please check your data. | Warning: your receptor is more than 20m further from the kerb than your monitor - treat result with caution. | Warning: your monitor is more than 10m further from the kerb than your receptor - treat result with caution. | Predicted concentration at Receptor above AQS objective. |  | Warning: Monitored NO2 concentrations <5µg/m3 or >110µg/m3 are rare in the UK - this calculation will still work, but please check your data. |  |  |  |  | Yes
[9 empty] | Error: Measured concentration must be above background concentration. | Warning: Background NO2 concentrations <5µg/m3 or >50µg/m3 are rare in the UK - this calculation will still work, but please check your data. | Warning: your receptor is more than 20m further from the kerb than your monitor - treat result with caution. | Warning: your monitor is more than 10m further from the kerb than your receptor - treat result with caution. | Predicted concentration at Receptor above AQS objective. |  | Warning: Monitored NO2 concentrations <5µg/m3 or >110µg/m3 are rare in the UK - this calculation will still work, but please check your data. |  |  |  |  | Yes
[9 empty] | Error: Measured concentration must be above background concentration. | Warning: Background NO2 concentrations <5µg/m3 or >50µg/m3 are rare in the UK - this calculation will still work, but please check your data. | Warning: your receptor is more than 20m further from the kerb than your monitor - treat result with caution. | Warning: your monitor is more than 10m further from the kerb than your receptor - treat result with caution. | Predicted concentration at Receptor above AQS objective. |  | Warning: Monitored NO2 concentrations <5µg/m3 or >110µg/m3 are rare in the UK - this calculation will still work, but please check your data. |  |  |  |  | Yes
[9 empty] | Error: Measured concentration must be above background concentration. | Warning: Background NO2 concentrations <5µg/m3 or >50µg/m3 are rare in the UK - this calculation will still work, but please check your data. | Warning: your receptor is more than 20m further from the kerb than your monitor - treat result with caution. | Warning: your monitor is more than 10m further from the kerb than your receptor - treat result with caution. | Predicted concentration at Receptor above AQS objective. |  | Warning: Monitored NO2 concentrations <5µg/m3 or >110µg/m3 are rare in the UK - this calculation will still work, but please check your data. |  |  |  |  | Yes
[9 empty] | Error: Measured concentration must be above background concentration. | Warning: Background NO2 concentrations <5µg/m3 or >50µg/m3 are rare in the UK - this calculation will still work, but please check your data. | Warning: your receptor is more than 20m further from the kerb than your monitor - treat result with caution. | Warning: your monitor is more than 10m further from the kerb than your receptor - treat result with caution. | Predicted concentration at Receptor above AQS objective. |  | Warning: Monitored NO2 concentrations <5µg/m3 or >110µg/m3 are rare in the UK - this calculation will still work, but please check your data. |  |  |  |  | Yes
[9 empty] | Error: Measured concentration must be above background concentration. | Warning: Background NO2 concentrations <5µg/m3 or >50µg/m3 are rare in the UK - this calculation will still work, but please check your data. | Warning: your receptor is more than 20m further from the kerb than your monitor - treat result with caution. | Warning: your monitor is more than 10m further from the kerb than your receptor - treat result with caution. | Predicted concentration at Receptor above AQS objective. |  | Warning: Monitored NO2 concentrations <5µg/m3 or >110µg/m3 are rare in the UK - this calculation will still work, but please check your data. |  |  |  |  | Yes
[9 empty] | Error: Measured concentration must be above background concentration. | Warning: Background NO2 concentrations <5µg/m3 or >50µg/m3 are rare in the UK - this calculation will still work, but please check your data. | Warning: your receptor is more than 20m further from the kerb than your monitor - treat result with caution. | Warning: your monitor is more than 10m further from the kerb than your receptor - treat result with caution. | Predicted concentration at Receptor above AQS objective. |  | Warning: Monitored NO2 concentrations <5µg/m3 or >110µg/m3 are rare in the UK - this calculation will still work, but please check your data. |  |  |  |  | Yes
[9 empty] | Error: Measured concentration must be above background concentration. | Warning: Background NO2 concentrations <5µg/m3 or >50µg/m3 are rare in the UK - this calculation will still work, but please check your data. | Warning: your receptor is more than 20m further from the kerb than your monitor - treat result with caution. | Warning: your monitor is more than 10m further from the kerb than your receptor - treat result with caution. | Predicted concentration at Receptor above AQS objective. |  | Warning: Monitored NO2 concentrations <5µg/m3 or >110µg/m3 are rare in the UK - this calculation will still work, but please check your data. |  |  |  |  | Yes
[9 empty] | Error: Measured concentration must be above background concentration. | Warning: Background NO2 concentrations <5µg/m3 or >50µg/m3 are rare in the UK - this calculation will still work, but please check your data. | Warning: your receptor is more than 20m further from the kerb than your monitor - treat result with caution. | Warning: your monitor is more than 10m further from the kerb than your receptor - treat result with caution. | Predicted concentration at Receptor above AQS objective. |  | Warning: Monitored NO2 concentrations <5µg/m3 or >110µg/m3 are rare in the UK - this calculation will still work, but please check your data. |  |  |  |  | Yes
[9 empty] | Error: Measured concentration must be above background concentration. | Warning: Background NO2 concentrations <5µg/m3 or >50µg/m3 are rare in the UK - this calculation will still work, but please check your data. | Warning: your receptor is more than 20m further from the kerb than your monitor - treat result with caution. | Warning: your monitor is more than 10m further from the kerb than your receptor - treat result with caution. | Predicted concentration at Receptor above AQS objective. |  | Warning: Monitored NO2 concentrations <5µg/m3 or >110µg/m3 are rare in the UK - this calculation will still work, but please check your data. |  |  |  |  | Yes
[9 empty] | Error: Measured concentration must be above background concentration. | Warning: Background NO2 concentrations <5µg/m3 or >50µg/m3 are rare in the UK - this calculation will still work, but please check your data. | Warning: your receptor is more than 20m further from the kerb than your monitor - treat result with caution. | Warning: your monitor is more than 10m further from the kerb than your receptor - treat result with caution. | Predicted concentration at Receptor above AQS objective. |  | Warning: Monitored NO2 concentrations <5µg/m3 or >110µg/m3 are rare in the UK - this calculation will still work, but please check your data. |  |  |  |  | Yes
[9 empty] | Error: Measured concentration must be above background concentration. | Warning: Background NO2 concentrations <5µg/m3 or >50µg/m3 are rare in the UK - this calculation will still work, but please check your data. | Warning: your receptor is more than 20m further from the kerb than your monitor - treat result with caution. | Warning: your monitor is more than 10m further from the kerb than your receptor - treat result with caution. | Predicted concentration at Receptor above AQS objective. |  | Warning: Monitored NO2 concentrations <5µg/m3 or >110µg/m3 are rare in the UK - this calculation will still work, but please check your data. |  |  |  |  | Yes
[9 empty] | Error: Measured concentration must be above background concentration. | Warning: Background NO2 concentrations <5µg/m3 or >50µg/m3 are rare in the UK - this calculation will still work, but please check your data. | Warning: your receptor is more than 20m further from the kerb than your monitor - treat result with caution. | Warning: your monitor is more than 10m further from the kerb than your receptor - treat result with caution. | Predicted concentration at Receptor above AQS objective. |  | Warning: Monitored NO2 concentrations <5µg/m3 or >110µg/m3 are rare in the UK - this calculation will still work, but please check your data. |  |  |  |  | Yes
[9 empty] | Error: Measured concentration must be above background concentration. | Warning: Background NO2 concentrations <5µg/m3 or >50µg/m3 are rare in the UK - this calculation will still work, but please check your data. | Warning: your receptor is more than 20m further from the kerb than your monitor - treat result with caution. | Warning: your monitor is more than 10m further from the kerb than your receptor - treat result with caution. | Predicted concentration at Receptor above AQS objective. |  | Warning: Monitored NO2 concentrations <5µg/m3 or >110µg/m3 are rare in the UK - this calculation will still work, but please check your data. |  |  |  |  | Yes
[9 empty] | Error: Measured concentration must be above background concentration. | Warning: Background NO2 concentrations <5µg/m3 or >50µg/m3 are rare in the UK - this calculation will still work, but please check your data. | Warning: your receptor is more than 20m further from the kerb than your monitor - treat result with caution. | Warning: your monitor is more than 10m further from the kerb than your receptor - treat result with caution. | Predicted concentration at Receptor above AQS objective. |  | Warning: Monitored NO2 concentrations <5µg/m3 or >110µg/m3 are rare in the UK - this calculation will still work, but please check your data. |  |  |  |  | Yes
[9 empty] | Error: Measured concentration must be above background concentration. | Warning: Background NO2 concentrations <5µg/m3 or >50µg/m3 are rare in the UK - this calculation will still work, but please check your data. | Warning: your receptor is more than 20m further from the kerb than your monitor - treat result with caution. | Warning: your monitor is more than 10m further from the kerb than your receptor - treat result with caution. | Predicted concentration at Receptor above AQS objective. |  | Warning: Monitored NO2 concentrations <5µg/m3 or >110µg/m3 are rare in the UK - this calculation will still work, but please check your data. |  |  |  |  | Yes
[9 empty] | Error: Measured concentration must be above background concentration. | Warning: Background NO2 concentrations <5µg/m3 or >50µg/m3 are rare in the UK - this calculation will still work, but please check your data. | Warning: your receptor is more than 20m further from the kerb than your monitor - treat result with caution. | Warning: your monitor is more than 10m further from the kerb than your receptor - treat result with caution. | Predicted concentration at Receptor above AQS objective. |  | Warning: Monitored NO2 concentrations <5µg/m3 or >110µg/m3 are rare in the UK - this calculation will still work, but please check your data. |  |  |  |  | Yes
[9 empty] | Error: Measured concentration must be above background concentration. | Warning: Background NO2 concentrations <5µg/m3 or >50µg/m3 are rare in the UK - this calculation will still work, but please check your data. | Warning: your receptor is more than 20m further from the kerb than your monitor - treat result with caution. | Warning: your monitor is more than 10m further from the kerb than your receptor - treat result with caution. | Predicted concentration at Receptor above AQS objective. |  | Warning: Monitored NO2 concentrations <5µg/m3 or >110µg/m3 are rare in the UK - this calculation will still work, but please check your data. |  |  |  |  | Yes
[9 empty] | Error: Measured concentration must be above background concentration. | Warning: Background NO2 concentrations <5µg/m3 or >50µg/m3 are rare in the UK - this calculation will still work, but please check your data. | Warning: your receptor is more than 20m further from the kerb than your monitor - treat result with caution. | Warning: your monitor is more than 10m further from the kerb than your receptor - treat result with caution. | Predicted concentration at Receptor above AQS objective. |  | Warning: Monitored NO2 concentrations <5µg/m3 or >110µg/m3 are rare in the UK - this calculation will still work, but please check your data. |  |  |  |  | Yes
[9 empty] | Error: Measured concentration must be above background concentration. | Warning: Background NO2 concentrations <5µg/m3 or >50µg/m3 are rare in the UK - this calculation will still work, but please check your data. | Warning: your receptor is more than 20m further from the kerb than your monitor - treat result with caution. | Warning: your monitor is more than 10m further from the kerb than your receptor - treat result with caution. | Predicted concentration at Receptor above AQS objective. |  | Warning: Monitored NO2 concentrations <5µg/m3 or >110µg/m3 are rare in the UK - this calculation will still work, but please check your data. |  |  |  |  | Yes
[9 empty] | Error: Measured concentration must be above background concentration. | Warning: Background NO2 concentrations <5µg/m3 or >50µg/m3 are rare in the UK - this calculation will still work, but please check your data. | Warning: your receptor is more than 20m further from the kerb than your monitor - treat result with caution. | Warning: your monitor is more than 10m further from the kerb than your receptor - treat result with caution. | Predicted concentration at Receptor above AQS objective. |  | Warning: Monitored NO2 concentrations <5µg/m3 or >110µg/m3 are rare in the UK - this calculation will still work, but please check your data. |  |  |  |  | Yes
[9 empty] | Error: Measured concentration must be above background concentration. | Warning: Background NO2 concentrations <5µg/m3 or >50µg/m3 are rare in the UK - this calculation will still work, but please check your data. | Warning: your receptor is more than 20m further from the kerb than your monitor - treat result with caution. | Warning: your monitor is more than 10m further from the kerb than your receptor - treat result with caution. | Predicted concentration at Receptor above AQS objective. |  | Warning: Monitored NO2 concentrations <5µg/m3 or >110µg/m3 are rare in the UK - this calculation will still work, but please check your data. |  |  |  |  | Yes
[9 empty] | Error: Measured concentration must be above background concentration. | Warning: Background NO2 concentrations <5µg/m3 or >50µg/m3 are rare in the UK - this calculation will still work, but please check your data. | Warning: your receptor is more than 20m further from the kerb than your monitor - treat result with caution. | Warning: your monitor is more than 10m further from the kerb than your receptor - treat result with caution. | Predicted concentration at Receptor above AQS objective. |  | Warning: Monitored NO2 concentrations <5µg/m3 or >110µg/m3 are rare in the UK - this calculation will still work, but please check your data. |  |  |  |  | Yes
[9 empty] | Error: Measured concentration must be above background concentration. | Warning: Background NO2 concentrations <5µg/m3 or >50µg/m3 are rare in the UK - this calculation will still work, but please check your data. | Warning: your receptor is more than 20m further from the kerb than your monitor - treat result with caution. | Warning: your monitor is more than 10m further from the kerb than your receptor - treat result with caution. | Predicted concentration at Receptor above AQS objective. |  | Warning: Monitored NO2 concentrations <5µg/m3 or >110µg/m3 are rare in the UK - this calculation will still work, but please check your data. |  |  |  |  | Yes
[9 empty] | Error: Measured concentration must be above background concentration. | Warning: Background NO2 concentrations <5µg/m3 or >50µg/m3 are rare in the UK - this calculation will still work, but please check your data. | Warning: your receptor is more than 20m further from the kerb than your monitor - treat result with caution. | Warning: your monitor is more than 10m further from the kerb than your receptor - treat result with caution. | Predicted concentration at Receptor above AQS objective. |  | Warning: Monitored NO2 concentrations <5µg/m3 or >110µg/m3 are rare in the UK - this calculation will still work, but please check your data. |  |  |  |  | Yes
[9 empty] | Error: Measured concentration must be above background concentration. | Warning: Background NO2 concentrations <5µg/m3 or >50µg/m3 are rare in the UK - this calculation will still work, but please check your data. | Warning: your receptor is more than 20m further from the kerb than your monitor - treat result with caution. | Warning: your monitor is more than 10m further from the kerb than your receptor - treat result with caution. | Predicted concentration at Receptor above AQS objective. |  | Warning: Monitored NO2 concentrations <5µg/m3 or >110µg/m3 are rare in the UK - this calculation will still work, but please check your data. |  |  |  |  | Yes
[9 empty] | Error: Measured concentration must be above background concentration. | Warning: Background NO2 concentrations <5µg/m3 or >50µg/m3 are rare in the UK - this calculation will still work, but please check your data. | Warning: your receptor is more than 20m further from the kerb than your monitor - treat result with caution. | Warning: your monitor is more than 10m further from the kerb than your receptor - treat result with caution. | Predicted concentration at Receptor above AQS objective. |  | Warning: Monitored NO2 concentrations <5µg/m3 or >110µg/m3 are rare in the UK - this calculation will still work, but please check your data. |  |  |  |  | Yes
[9 empty] | Error: Measured concentration must be above background concentration. | Warning: Background NO2 concentrations <5µg/m3 or >50µg/m3 are rare in the UK - this calculation will still work, but please check your data. | Warning: your receptor is more than 20m further from the kerb than your monitor - treat result with caution. | Warning: your monitor is more than 10m further from the kerb than your receptor - treat result with caution. | Predicted concentration at Receptor above AQS objective. |  | Warning: Monitored NO2 concentrations <5µg/m3 or >110µg/m3 are rare in the UK - this calculation will still work, but please check your data. |  |  |  |  | Yes
[9 empty] | Error: Measured concentration must be above background concentration. | Warning: Background NO2 concentrations <5µg/m3 or >50µg/m3 are rare in the UK - this calculation will still work, but please check your data. | Warning: your receptor is more than 20m further from the kerb than your monitor - treat result with caution. | Warning: your monitor is more than 10m further from the kerb than your receptor - treat result with caution. | Predicted concentration at Receptor above AQS objective. |  | Warning: Monitored NO2 concentrations <5µg/m3 or >110µg/m3 are rare in the UK - this calculation will still work, but please check your data. |  |  |  |  | Yes
[9 empty] | Error: Measured concentration must be above background concentration. | Warning: Background NO2 concentrations <5µg/m3 or >50µg/m3 are rare in the UK - this calculation will still work, but please check your data. | Warning: your receptor is more than 20m further from the kerb than your monitor - treat result with caution. | Warning: your monitor is more than 10m further from the kerb than your receptor - treat result with caution. | Predicted concentration at Receptor above AQS objective. |  | Warning: Monitored NO2 concentrations <5µg/m3 or >110µg/m3 are rare in the UK - this calculation will still work, but please check your data. |  |  |  |  | Yes
[9 empty] | Error: Measured concentration must be above background concentration. | Warning: Background NO2 concentrations <5µg/m3 or >50µg/m3 are rare in the UK - this calculation will still work, but please check your data. | Warning: your receptor is more than 20m further from the kerb than your monitor - treat result with caution. | Warning: your monitor is more than 10m further from the kerb than your receptor - treat result with caution. | Predicted concentration at Receptor above AQS objective. |  | Warning: Monitored NO2 concentrations <5µg/m3 or >110µg/m3 are rare in the UK - this calculation will still work, but please check your data. |  |  |  |  | Yes
[9 empty] | Error: Measured concentration must be above background concentration. | Warning: Background NO2 concentrations <5µg/m3 or >50µg/m3 are rare in the UK - this calculation will still work, but please check your data. | Warning: your receptor is more than 20m further from the kerb than your monitor - treat result with caution. | Warning: your monitor is more than 10m further from the kerb than your receptor - treat result with caution. | Predicted concentration at Receptor above AQS objective. |  | Warning: Monitored NO2 concentrations <5µg/m3 or >110µg/m3 are rare in the UK - this calculation will still work, but please check your data. |  |  |  |  | Yes
[9 empty] | Error: Measured concentration must be above background concentration. | Warning: Background NO2 concentrations <5µg/m3 or >50µg/m3 are rare in the UK - this calculation will still work, but please check your data. | Warning: your receptor is more than 20m further from the kerb than your monitor - treat result with caution. | Warning: your monitor is more than 10m further from the kerb than your receptor - treat result with caution. | Predicted concentration at Receptor above AQS objective. |  | Warning: Monitored NO2 concentrations <5µg/m3 or >110µg/m3 are rare in the UK - this calculation will still work, but please check your data. |  |  |  |  | Yes
[9 empty] | Error: Measured concentration must be above background concentration. | Warning: Background NO2 concentrations <5µg/m3 or >50µg/m3 are rare in the UK - this calculation will still work, but please check your data. | Warning: your receptor is more than 20m further from the kerb than your monitor - treat result with caution. | Warning: your monitor is more than 10m further from the kerb than your receptor - treat result with caution. | Predicted concentration at Receptor above AQS objective. |  | Warning: Monitored NO2 concentrations <5µg/m3 or >110µg/m3 are rare in the UK - this calculation will still work, but please check your data. |  |  |  |  | Yes
[9 empty] | Error: Measured concentration must be above background concentration. | Warning: Background NO2 concentrations <5µg/m3 or >50µg/m3 are rare in the UK - this calculation will still work, but please check your data. | Warning: your receptor is more than 20m further from the kerb than your monitor - treat result with caution. | Warning: your monitor is more than 10m further from the kerb than your receptor - treat result with caution. | Predicted concentration at Receptor above AQS objective. |  | Warning: Monitored NO2 concentrations <5µg/m3 or >110µg/m3 are rare in the UK - this calculation will still work, but please check your data. |  |  |  |  | Yes
[9 empty] | Error: Measured concentration must be above background concentration. | Warning: Background NO2 concentrations <5µg/m3 or >50µg/m3 are rare in the UK - this calculation will still work, but please check your data. | Warning: your receptor is more than 20m further from the kerb than your monitor - treat result with caution. | Warning: your monitor is more than 10m further from the kerb than your receptor - treat result with caution. | Predicted concentration at Receptor above AQS objective. |  | Warning: Monitored NO2 concentrations <5µg/m3 or >110µg/m3 are rare in the UK - this calculation will still work, but please check your data. |  |  |  |  | Yes
[9 empty] | Error: Measured concentration must be above background concentration. | Warning: Background NO2 concentrations <5µg/m3 or >50µg/m3 are rare in the UK - this calculation will still work, but please check your data. | Warning: your receptor is more than 20m further from the kerb than your monitor - treat result with caution. | Warning: your monitor is more than 10m further from the kerb than your receptor - treat result with caution. | Predicted concentration at Receptor above AQS objective. |  | Warning: Monitored NO2 concentrations <5µg/m3 or >110µg/m3 are rare in the UK - this calculation will still work, but please check your data. |  |  |  |  | Yes
[9 empty] | Error: Measured concentration must be above background concentration. | Warning: Background NO2 concentrations <5µg/m3 or >50µg/m3 are rare in the UK - this calculation will still work, but please check your data. | Warning: your receptor is more than 20m further from the kerb than your monitor - treat result with caution. | Warning: your monitor is more than 10m further from the kerb than your receptor - treat result with caution. | Predicted concentration at Receptor above AQS objective. |  | Warning: Monitored NO2 concentrations <5µg/m3 or >110µg/m3 are rare in the UK - this calculation will still work, but please check your data. |  |  |  |  | Yes
[9 empty] | Error: Measured concentration must be above background concentration. | Warning: Background NO2 concentrations <5µg/m3 or >50µg/m3 are rare in the UK - this calculation will still work, but please check your data. | Warning: your receptor is more than 20m further from the kerb than your monitor - treat result with caution. | Warning: your monitor is more than 10m further from the kerb than your receptor - treat result with caution. | Predicted concentration at Receptor above AQS objective. |  | Warning: Monitored NO2 concentrations <5µg/m3 or >110µg/m3 are rare in the UK - this calculation will still work, but please check your data. |  |  |  |  | Yes
[9 empty] | Error: Measured concentration must be above background concentration. | Warning: Background NO2 concentrations <5µg/m3 or >50µg/m3 are rare in the UK - this calculation will still work, but please check your data. | Warning: your receptor is more than 20m further from the kerb than your monitor - treat result with caution. | Warning: your monitor is more than 10m further from the kerb than your receptor - treat result with caution. | Predicted concentration at Receptor above AQS objective. |  | Warning: Monitored NO2 concentrations <5µg/m3 or >110µg/m3 are rare in the UK - this calculation will still work, but please check your data. |  |  |  |  | Yes
[9 empty] | Error: Measured concentration must be above background concentration. | Warning: Background NO2 concentrations <5µg/m3 or >50µg/m3 are rare in the UK - this calculation will still work, but please check your data. | Warning: your receptor is more than 20m further from the kerb than your monitor - treat result with caution. | Warning: your monitor is more than 10m further from the kerb than your receptor - treat result with caution. | Predicted concentration at Receptor above AQS objective. |  | Warning: Monitored NO2 concentrations <5µg/m3 or >110µg/m3 are rare in the UK - this calculation will still work, but please check your data. |  |  |  |  | Yes
[9 empty] | Error: Measured concentration must be above background concentration. | Warning: Background NO2 concentrations <5µg/m3 or >50µg/m3 are rare in the UK - this calculation will still work, but please check your data. | Warning: your receptor is more than 20m further from the kerb than your monitor - treat result with caution. | Warning: your monitor is more than 10m further from the kerb than your receptor - treat result with caution. | Predicted concentration at Receptor above AQS objective. |  | Warning: Monitored NO2 concentrations <5µg/m3 or >110µg/m3 are rare in the UK - this calculation will still work, but please check your data. |  |  |  |  | Yes
[9 empty] | Error: Measured concentration must be above background concentration. | Warning: Background NO2 concentrations <5µg/m3 or >50µg/m3 are rare in the UK - this calculation will still work, but please check your data. | Warning: your receptor is more than 20m further from the kerb than your monitor - treat result with caution. | Warning: your monitor is more than 10m further from the kerb than your receptor - treat result with caution. | Predicted concentration at Receptor above AQS objective. |  | Warning: Monitored NO2 concentrations <5µg/m3 or >110µg/m3 are rare in the UK - this calculation will still work, but please check your data. |  |  |  |  | Yes
[9 empty] | Error: Measured concentration must be above background concentration. | Warning: Background NO2 concentrations <5µg/m3 or >50µg/m3 are rare in the UK - this calculation will still work, but please check your data. | Warning: your receptor is more than 20m further from the kerb than your monitor - treat result with caution. | Warning: your monitor is more than 10m further from the kerb than your receptor - treat result with caution. | Predicted concentration at Receptor above AQS objective. |  | Warning: Monitored NO2 concentrations <5µg/m3 or >110µg/m3 are rare in the UK - this calculation will still work, but please check your data. |  |  |  |  | Yes
[9 empty] | Error: Measured concentration must be above background concentration. | Warning: Background NO2 concentrations <5µg/m3 or >50µg/m3 are rare in the UK - this calculation will still work, but please check your data. | Warning: your receptor is more than 20m further from the kerb than your monitor - treat result with caution. | Warning: your monitor is more than 10m further from the kerb than your receptor - treat result with caution. | Predicted concentration at Receptor above AQS objective. |  | Warning: Monitored NO2 concentrations <5µg/m3 or >110µg/m3 are rare in the UK - this calculation will still work, but please check your data. |  |  |  |  | Yes
[9 empty] | Error: Measured concentration must be above background concentration. | Warning: Background NO2 concentrations <5µg/m3 or >50µg/m3 are rare in the UK - this calculation will still work, but please check your data. | Warning: your receptor is more than 20m further from the kerb than your monitor - treat result with caution. | Warning: your monitor is more than 10m further from the kerb than your receptor - treat result with caution. | Predicted concentration at Receptor above AQS objective. |  | Warning: Monitored NO2 concentrations <5µg/m3 or >110µg/m3 are rare in the UK - this calculation will still work, but please check your data. |  |  |  |  | Yes
[9 empty] | Error: Measured concentration must be above background concentration. | Warning: Background NO2 concentrations <5µg/m3 or >50µg/m3 are rare in the UK - this calculation will still work, but please check your data. | Warning: your receptor is more than 20m further from the kerb than your monitor - treat result with caution. | Warning: your monitor is more than 10m further from the kerb than your receptor - treat result with caution. | Predicted concentration at Receptor above AQS objective. |  | Warning: Monitored NO2 concentrations <5µg/m3 or >110µg/m3 are rare in the UK - this calculation will still work, but please check your data. |  |  |  |  | Yes
[9 empty] | Error: Measured concentration must be above background concentration. | Warning: Background NO2 concentrations <5µg/m3 or >50µg/m3 are rare in the UK - this calculation will still work, but please check your data. | Warning: your receptor is more than 20m further from the kerb than your monitor - treat result with caution. | Warning: your monitor is more than 10m further from the kerb than your receptor - treat result with caution. | Predicted concentration at Receptor above AQS objective. |  | Warning: Monitored NO2 concentrations <5µg/m3 or >110µg/m3 are rare in the UK - this calculation will still work, but please check your data. |  |  |  |  | Yes
[9 empty] | Error: Measured concentration must be above background concentration. | Warning: Background NO2 concentrations <5µg/m3 or >50µg/m3 are rare in the UK - this calculation will still work, but please check your data. | Warning: your receptor is more than 20m further from the kerb than your monitor - treat result with caution. | Warning: your monitor is more than 10m further from the kerb than your receptor - treat result with caution. | Predicted concentration at Receptor above AQS objective. |  | Warning: Monitored NO2 concentrations <5µg/m3 or >110µg/m3 are rare in the UK - this calculation will still work, but please check your data. |  |  |  |  | Yes
[9 empty] | Error: Measured concentration must be above background concentration. | Warning: Background NO2 concentrations <5µg/m3 or >50µg/m3 are rare in the UK - this calculation will still work, but please check your data. | Warning: your receptor is more than 20m further from the kerb than your monitor - treat result with caution. | Warning: your monitor is more than 10m further from the kerb than your receptor - treat result with caution. | Predicted concentration at Receptor above AQS objective. |  | Warning: Monitored NO2 concentrations <5µg/m3 or >110µg/m3 are rare in the UK - this calculation will still work, but please check your data. |  |  |  |  | Yes
[9 empty] | Error: Measured concentration must be above background concentration. | Warning: Background NO2 concentrations <5µg/m3 or >50µg/m3 are rare in the UK - this calculation will still work, but please check your data. | Warning: your receptor is more than 20m further from the kerb than your monitor - treat result with caution. | Warning: your monitor is more than 10m further from the kerb than your receptor - treat result with caution. | Predicted concentration at Receptor above AQS objective. |  | Warning: Monitored NO2 concentrations <5µg/m3 or >110µg/m3 are rare in the UK - this calculation will still work, but please check your data. |  |  |  |  | Yes
[9 empty] | Error: Measured concentration must be above background concentration. | Warning: Background NO2 concentrations <5µg/m3 or >50µg/m3 are rare in the UK - this calculation will still work, but please check your data. | Warning: your receptor is more than 20m further from the kerb than your monitor - treat result with caution. | Warning: your monitor is more than 10m further from the kerb than your receptor - treat result with caution. | Predicted concentration at Receptor above AQS objective. |  | Warning: Monitored NO2 concentrations <5µg/m3 or >110µg/m3 are rare in the UK - this calculation will still work, but please check your data. |  |  |  |  | Yes
[9 empty] | Error: Measured concentration must be above background concentration. | Warning: Background NO2 concentrations <5µg/m3 or >50µg/m3 are rare in the UK - this calculation will still work, but please check your data. | Warning: your receptor is more than 20m further from the kerb than your monitor - treat result with caution. | Warning: your monitor is more than 10m further from the kerb than your receptor - treat result with caution. | Predicted concentration at Receptor above AQS objective. |  | Warning: Monitored NO2 concentrations <5µg/m3 or >110µg/m3 are rare in the UK - this calculation will still work, but please check your data. |  |  |  |  | Yes
[9 empty] | Error: Measured concentration must be above background concentration. | Warning: Background NO2 concentrations <5µg/m3 or >50µg/m3 are rare in the UK - this calculation will still work, but please check your data. | Warning: your receptor is more than 20m further from the kerb than your monitor - treat result with caution. | Warning: your monitor is more than 10m further from the kerb than your receptor - treat result with caution. | Predicted concentration at Receptor above AQS objective. |  | Warning: Monitored NO2 concentrations <5µg/m3 or >110µg/m3 are rare in the UK - this calculation will still work, but please check your data. |  |  |  |  | Yes
[9 empty] | Error: Measured concentration must be above background concentration. | Warning: Background NO2 concentrations <5µg/m3 or >50µg/m3 are rare in the UK - this calculation will still work, but please check your data. | Warning: your receptor is more than 20m further from the kerb than your monitor - treat result with caution. | Warning: your monitor is more than 10m further from the kerb than your receptor - treat result with caution. | Predicted concentration at Receptor above AQS objective. |  | Warning: Monitored NO2 concentrations <5µg/m3 or >110µg/m3 are rare in the UK - this calculation will still work, but please check your data. |  |  |  |  | Yes
[9 empty] | Error: Measured concentration must be above background concentration. | Warning: Background NO2 concentrations <5µg/m3 or >50µg/m3 are rare in the UK - this calculation will still work, but please check your data. | Warning: your receptor is more than 20m further from the kerb than your monitor - treat result with caution. | Warning: your monitor is more than 10m further from the kerb than your receptor - treat result with caution. | Predicted concentration at Receptor above AQS objective. |  | Warning: Monitored NO2 concentrations <5µg/m3 or >110µg/m3 are rare in the UK - this calculation will still work, but please check your data. |  |  |  |  | Yes
[9 empty] | Error: Measured concentration must be above background concentration. | Warning: Background NO2 concentrations <5µg/m3 or >50µg/m3 are rare in the UK - this calculation will still work, but please check your data. | Warning: your receptor is more than 20m further from the kerb than your monitor - treat result with caution. | Warning: your monitor is more than 10m further from the kerb than your receptor - treat result with caution. | Predicted concentration at Receptor above AQS objective. |  | Warning: Monitored NO2 concentrations <5µg/m3 or >110µg/m3 are rare in the UK - this calculation will still work, but please check your data. |  |  |  |  | Yes
[9 empty] | Error: Measured concentration must be above background concentration. | Warning: Background NO2 concentrations <5µg/m3 or >50µg/m3 are rare in the UK - this calculation will still work, but please check your data. | Warning: your receptor is more than 20m further from the kerb than your monitor - treat result with caution. | Warning: your monitor is more than 10m further from the kerb than your receptor - treat result with caution. | Predicted concentration at Receptor above AQS objective. |  | Warning: Monitored NO2 concentrations <5µg/m3 or >110µg/m3 are rare in the UK - this calculation will still work, but please check your data. |  |  |  |  | Yes
[9 empty] | Error: Measured concentration must be above background concentration. | Warning: Background NO2 concentrations <5µg/m3 or >50µg/m3 are rare in the UK - this calculation will still work, but please check your data. | Warning: your receptor is more than 20m further from the kerb than your monitor - treat result with caution. | Warning: your monitor is more than 10m further from the kerb than your receptor - treat result with caution. | Predicted concentration at Receptor above AQS objective. |  | Warning: Monitored NO2 concentrations <5µg/m3 or >110µg/m3 are rare in the UK - this calculation will still work, but please check your data. |  |  |  |  | Yes
[9 empty] | Error: Measured concentration must be above background concentration. | Warning: Background NO2 concentrations <5µg/m3 or >50µg/m3 are rare in the UK - this calculation will still work, but please check your data. | Warning: your receptor is more than 20m further from the kerb than your monitor - treat result with caution. | Warning: your monitor is more than 10m further from the kerb than your receptor - treat result with caution. | Predicted concentration at Receptor above AQS objective. |  | Warning: Monitored NO2 concentrations <5µg/m3 or >110µg/m3 are rare in the UK - this calculation will still work, but please check your data. |  |  |  |  | Yes
[9 empty] | Error: Measured concentration must be above background concentration. | Warning: Background NO2 concentrations <5µg/m3 or >50µg/m3 are rare in the UK - this calculation will still work, but please check your data. | Warning: your receptor is more than 20m further from the kerb than your monitor - treat result with caution. | Warning: your monitor is more than 10m further from the kerb than your receptor - treat result with caution. | Predicted concentration at Receptor above AQS objective. |  | Warning: Monitored NO2 concentrations <5µg/m3 or >110µg/m3 are rare in the UK - this calculation will still work, but please check your data. |  |  |  |  | Yes
[9 empty] | Error: Measured concentration must be above background concentration. | Warning: Background NO2 concentrations <5µg/m3 or >50µg/m3 are rare in the UK - this calculation will still work, but please check your data. | Warning: your receptor is more than 20m further from the kerb than your monitor - treat result with caution. | Warning: your monitor is more than 10m further from the kerb than your receptor - treat result with caution. | Predicted concentration at Receptor above AQS objective. |  | Warning: Monitored NO2 concentrations <5µg/m3 or >110µg/m3 are rare in the UK - this calculation will still work, but please check your data. |  |  |  |  | Yes
[9 empty] | Error: Measured concentration must be above background concentration. | Warning: Background NO2 concentrations <5µg/m3 or >50µg/m3 are rare in the UK - this calculation will still work, but please check your data. | Warning: your receptor is more than 20m further from the kerb than your monitor - treat result with caution. | Warning: your monitor is more than 10m further from the kerb than your receptor - treat result with caution. | Predicted concentration at Receptor above AQS objective. |  | Warning: Monitored NO2 concentrations <5µg/m3 or >110µg/m3 are rare in the UK - this calculation will still work, but please check your data. |  |  |  |  | Yes
[9 empty] | Error: Measured concentration must be above background concentration. | Warning: Background NO2 concentrations <5µg/m3 or >50µg/m3 are rare in the UK - this calculation will still work, but please check your data. | Warning: your receptor is more than 20m further from the kerb than your monitor - treat result with caution. | Warning: your monitor is more than 10m further from the kerb than your receptor - treat result with caution. | Predicted concentration at Receptor above AQS objective. |  | Warning: Monitored NO2 concentrations <5µg/m3 or >110µg/m3 are rare in the UK - this calculation will still work, but please check your data. |  |  |  |  | Yes
[9 empty] | Error: Measured concentration must be above background concentration. | Warning: Background NO2 concentrations <5µg/m3 or >50µg/m3 are rare in the UK - this calculation will still work, but please check your data. | Warning: your receptor is more than 20m further from the kerb than your monitor - treat result with caution. | Warning: your monitor is more than 10m further from the kerb than your receptor - treat result with caution. | Predicted concentration at Receptor above AQS objective. |  | Warning: Monitored NO2 concentrations <5µg/m3 or >110µg/m3 are rare in the UK - this calculation will still work, but please check your data. |  |  |  |  | Yes
[9 empty] | Error: Measured concentration must be above background concentration. | Warning: Background NO2 concentrations <5µg/m3 or >50µg/m3 are rare in the UK - this calculation will still work, but please check your data. | Warning: your receptor is more than 20m further from the kerb than your monitor - treat result with caution. | Warning: your monitor is more than 10m further from the kerb than your receptor - treat result with caution. | Predicted concentration at Receptor above AQS objective. |  | Warning: Monitored NO2 concentrations <5µg/m3 or >110µg/m3 are rare in the UK - this calculation will still work, but please check your data. |  |  |  |  | Yes
[9 empty] | Error: Measured concentration must be above background concentration. | Warning: Background NO2 concentrations <5µg/m3 or >50µg/m3 are rare in the UK - this calculation will still work, but please check your data. | Warning: your receptor is more than 20m further from the kerb than your monitor - treat result with caution. | Warning: your monitor is more than 10m further from the kerb than your receptor - treat result with caution. | Predicted concentration at Receptor above AQS objective. |  | Warning: Monitored NO2 concentrations <5µg/m3 or >110µg/m3 are rare in the UK - this calculation will still work, but please check your data. |  |  |  |  | Yes
[9 empty] | Error: Measured concentration must be above background concentration. | Warning: Background NO2 concentrations <5µg/m3 or >50µg/m3 are rare in the UK - this calculation will still work, but please check your data. | Warning: your receptor is more than 20m further from the kerb than your monitor - treat result with caution. | Warning: your monitor is more than 10m further from the kerb than your receptor - treat result with caution. | Predicted concentration at Receptor above AQS objective. |  | Warning: Monitored NO2 concentrations <5µg/m3 or >110µg/m3 are rare in the UK - this calculation will still work, but please check your data. |  |  |  |  | Yes
[9 empty] | Error: Measured concentration must be above background concentration. | Warning: Background NO2 concentrations <5µg/m3 or >50µg/m3 are rare in the UK - this calculation will still work, but please check your data. | Warning: your receptor is more than 20m further from the kerb than your monitor - treat result with caution. | Warning: your monitor is more than 10m further from the kerb than your receptor - treat result with caution. | Predicted concentration at Receptor above AQS objective. |  | Warning: Monitored NO2 concentrations <5µg/m3 or >110µg/m3 are rare in the UK - this calculation will still work, but please check your data. |  |  |  |  | Yes
[9 empty] | Error: Measured concentration must be above background concentration. | Warning: Background NO2 concentrations <5µg/m3 or >50µg/m3 are rare in the UK - this calculation will still work, but please check your data. | Warning: your receptor is more than 20m further from the kerb than your monitor - treat result with caution. | Warning: your monitor is more than 10m further from the kerb than your receptor - treat result with caution. | Predicted concentration at Receptor above AQS objective. |  | Warning: Monitored NO2 concentrations <5µg/m3 or >110µg/m3 are rare in the UK - this calculation will still work, but please check your data. |  |  |  |  | Yes
[9 empty] | Error: Measured concentration must be above background concentration. | Warning: Background NO2 concentrations <5µg/m3 or >50µg/m3 are rare in the UK - this calculation will still work, but please check your data. | Warning: your receptor is more than 20m further from the kerb than your monitor - treat result with caution. | Warning: your monitor is more than 10m further from the kerb than your receptor - treat result with caution. | Predicted concentration at Receptor above AQS objective. |  | Warning: Monitored NO2 concentrations <5µg/m3 or >110µg/m3 are rare in the UK - this calculation will still work, but please check your data. |  |  |  |  | Yes
[9 empty] | Error: Measured concentration must be above background concentration. | Warning: Background NO2 concentrations <5µg/m3 or >50µg/m3 are rare in the UK - this calculation will still work, but please check your data. | Warning: your receptor is more than 20m further from the kerb than your monitor - treat result with caution. | Warning: your monitor is more than 10m further from the kerb than your receptor - treat result with caution. | Predicted concentration at Receptor above AQS objective. |  | Warning: Monitored NO2 concentrations <5µg/m3 or >110µg/m3 are rare in the UK - this calculation will still work, but please check your data. |  |  |  |  | Yes
[9 empty] | Error: Measured concentration must be above background concentration. | Warning: Background NO2 concentrations <5µg/m3 or >50µg/m3 are rare in the UK - this calculation will still work, but please check your data. | Warning: your receptor is more than 20m further from the kerb than your monitor - treat result with caution. | Warning: your monitor is more than 10m further from the kerb than your receptor - treat result with caution. | Predicted concentration at Receptor above AQS objective. |  | Warning: Monitored NO2 concentrations <5µg/m3 or >110µg/m3 are rare in the UK - this calculation will still work, but please check your data. |  |  |  |  | Yes
[9 empty] | Error: Measured concentration must be above background concentration. | Warning: Background NO2 concentrations <5µg/m3 or >50µg/m3 are rare in the UK - this calculation will still work, but please check your data. | Warning: your receptor is more than 20m further from the kerb than your monitor - treat result with caution. | Warning: your monitor is more than 10m further from the kerb than your receptor - treat result with caution. | Predicted concentration at Receptor above AQS objective. |  | Warning: Monitored NO2 concentrations <5µg/m3 or >110µg/m3 are rare in the UK - this calculation will still work, but please check your data. |  |  |  |  | Yes
[9 empty] | Error: Measured concentration must be above background concentration. | Warning: Background NO2 concentrations <5µg/m3 or >50µg/m3 are rare in the UK - this calculation will still work, but please check your data. | Warning: your receptor is more than 20m further from the kerb than your monitor - treat result with caution. | Warning: your monitor is more than 10m further from the kerb than your receptor - treat result with caution. | Predicted concentration at Receptor above AQS objective. |  | Warning: Monitored NO2 concentrations <5µg/m3 or >110µg/m3 are rare in the UK - this calculation will still work, but please check your data. |  |  |  |  | Yes
[9 empty] | Error: Measured concentration must be above background concentration. | Warning: Background NO2 concentrations <5µg/m3 or >50µg/m3 are rare in the UK - this calculation will still work, but please check your data. | Warning: your receptor is more than 20m further from the kerb than your monitor - treat result with caution. | Warning: your monitor is more than 10m further from the kerb than your receptor - treat result with caution. | Predicted concentration at Receptor above AQS objective. |  | Warning: Monitored NO2 concentrations <5µg/m3 or >110µg/m3 are rare in the UK - this calculation will still work, but please check your data. |  |  |  |  | Yes
[9 empty] | Error: Measured concentration must be above background concentration. | Warning: Background NO2 concentrations <5µg/m3 or >50µg/m3 are rare in the UK - this calculation will still work, but please check your data. | Warning: your receptor is more than 20m further from the kerb than your monitor - treat result with caution. | Warning: your monitor is more than 10m further from the kerb than your receptor - treat result with caution. | Predicted concentration at Receptor above AQS objective. |  | Warning: Monitored NO2 concentrations <5µg/m3 or >110µg/m3 are rare in the UK - this calculation will still work, but please check your data. |  |  |  |  | Yes
[9 empty] | Error: Measured concentration must be above background concentration. | Warning: Background NO2 concentrations <5µg/m3 or >50µg/m3 are rare in the UK - this calculation will still work, but please check your data. | Warning: your receptor is more than 20m further from the kerb than your monitor - treat result with caution. | Warning: your monitor is more than 10m further from the kerb than your receptor - treat result with caution. | Predicted concentration at Receptor above AQS objective. |  | Warning: Monitored NO2 concentrations <5µg/m3 or >110µg/m3 are rare in the UK - this calculation will still work, but please check your data. |  |  |  |  | Yes
[9 empty] | Error: Measured concentration must be above background concentration. | Warning: Background NO2 concentrations <5µg/m3 or >50µg/m3 are rare in the UK - this calculation will still work, but please check your data. | Warning: your receptor is more than 20m further from the kerb than your monitor - treat result with caution. | Warning: your monitor is more than 10m further from the kerb than your receptor - treat result with caution. | Predicted concentration at Receptor above AQS objective. |  | Warning: Monitored NO2 concentrations <5µg/m3 or >110µg/m3 are rare in the UK - this calculation will still work, but please check your data. |  |  |  |  | Yes
[9 empty] | Error: Measured concentration must be above background concentration. | Warning: Background NO2 concentrations <5µg/m3 or >50µg/m3 are rare in the UK - this calculation will still work, but please check your data. | Warning: your receptor is more than 20m further from the kerb than your monitor - treat result with caution. | Warning: your monitor is more than 10m further from the kerb than your receptor - treat result with caution. | Predicted concentration at Receptor above AQS objective. |  | Warning: Monitored NO2 concentrations <5µg/m3 or >110µg/m3 are rare in the UK - this calculation will still work, but please check your data. |  |  |  |  | Yes
[9 empty] | Error: Measured concentration must be above background concentration. | Warning: Background NO2 concentrations <5µg/m3 or >50µg/m3 are rare in the UK - this calculation will still work, but please check your data. | Warning: your receptor is more than 20m further from the kerb than your monitor - treat result with caution. | Warning: your monitor is more than 10m further from the kerb than your receptor - treat result with caution. | Predicted concentration at Receptor above AQS objective. |  | Warning: Monitored NO2 concentrations <5µg/m3 or >110µg/m3 are rare in the UK - this calculation will still work, but please check your data. |  |  |  |  | Yes
[9 empty] | Error: Measured concentration must be above background concentration. | Warning: Background NO2 concentrations <5µg/m3 or >50µg/m3 are rare in the UK - this calculation will still work, but please check your data. | Warning: your receptor is more than 20m further from the kerb than your monitor - treat result with caution. | Warning: your monitor is more than 10m further from the kerb than your receptor - treat result with caution. | Predicted concentration at Receptor above AQS objective. |  | Warning: Monitored NO2 concentrations <5µg/m3 or >110µg/m3 are rare in the UK - this calculation will still work, but please check your data. |  |  |  |  | Yes
[9 empty] | Error: Measured concentration must be above background concentration. | Warning: Background NO2 concentrations <5µg/m3 or >50µg/m3 are rare in the UK - this calculation will still work, but please check your data. | Warning: your receptor is more than 20m further from the kerb than your monitor - treat result with caution. | Warning: your monitor is more than 10m further from the kerb than your receptor - treat result with caution. | Predicted concentration at Receptor above AQS objective. |  | Warning: Monitored NO2 concentrations <5µg/m3 or >110µg/m3 are rare in the UK - this calculation will still work, but please check your data. |  |  |  |  | Yes
[9 empty] | Error: Measured concentration must be above background concentration. | Warning: Background NO2 concentrations <5µg/m3 or >50µg/m3 are rare in the UK - this calculation will still work, but please check your data. | Warning: your receptor is more than 20m further from the kerb than your monitor - treat result with caution. | Warning: your monitor is more than 10m further from the kerb than your receptor - treat result with caution. | Predicted concentration at Receptor above AQS objective. |  | Warning: Monitored NO2 concentrations <5µg/m3 or >110µg/m3 are rare in the UK - this calculation will still work, but please check your data. |  |  |  |  | Yes
[9 empty] | Error: Measured concentration must be above background concentration. | Warning: Background NO2 concentrations <5µg/m3 or >50µg/m3 are rare in the UK - this calculation will still work, but please check your data. | Warning: your receptor is more than 20m further from the kerb than your monitor - treat result with caution. | Warning: your monitor is more than 10m further from the kerb than your receptor - treat result with caution. | Predicted concentration at Receptor above AQS objective. |  | Warning: Monitored NO2 concentrations <5µg/m3 or >110µg/m3 are rare in the UK - this calculation will still work, but please check your data. |  |  |  |  | Yes
[9 empty] | Error: Measured concentration must be above background concentration. | Warning: Background NO2 concentrations <5µg/m3 or >50µg/m3 are rare in the UK - this calculation will still work, but please check your data. | Warning: your receptor is more than 20m further from the kerb than your monitor - treat result with caution. | Warning: your monitor is more than 10m further from the kerb than your receptor - treat result with caution. | Predicted concentration at Receptor above AQS objective. |  | Warning: Monitored NO2 concentrations <5µg/m3 or >110µg/m3 are rare in the UK - this calculation will still work, but please check your data. |  |  |  |  | Yes
[9 empty] | Error: Measured concentration must be above background concentration. | Warning: Background NO2 concentrations <5µg/m3 or >50µg/m3 are rare in the UK - this calculation will still work, but please check your data. | Warning: your receptor is more than 20m further from the kerb than your monitor - treat result with caution. | Warning: your monitor is more than 10m further from the kerb than your receptor - treat result with caution. | Predicted concentration at Receptor above AQS objective. |  | Warning: Monitored NO2 concentrations <5µg/m3 or >110µg/m3 are rare in the UK - this calculation will still work, but please check your data. |  |  |  |  | Yes
[9 empty] | Error: Measured concentration must be above background concentration. | Warning: Background NO2 concentrations <5µg/m3 or >50µg/m3 are rare in the UK - this calculation will still work, but please check your data. | Warning: your receptor is more than 20m further from the kerb than your monitor - treat result with caution. | Warning: your monitor is more than 10m further from the kerb than your receptor - treat result with caution. | Predicted concentration at Receptor above AQS objective. |  | Warning: Monitored NO2 concentrations <5µg/m3 or >110µg/m3 are rare in the UK - this calculation will still work, but please check your data. |  |  |  |  | Yes
[9 empty] | Error: Measured concentration must be above background concentration. | Warning: Background NO2 concentrations <5µg/m3 or >50µg/m3 are rare in the UK - this calculation will still work, but please check your data. | Warning: your receptor is more than 20m further from the kerb than your monitor - treat result with caution. | Warning: your monitor is more than 10m further from the kerb than your receptor - treat result with caution. | Predicted concentration at Receptor above AQS objective. |  | Warning: Monitored NO2 concentrations <5µg/m3 or >110µg/m3 are rare in the UK - this calculation will still work, but please check your data. |  |  |  |  | Yes
[9 empty] | Error: Measured concentration must be above background concentration. | Warning: Background NO2 concentrations <5µg/m3 or >50µg/m3 are rare in the UK - this calculation will still work, but please check your data. | Warning: your receptor is more than 20m further from the kerb than your monitor - treat result with caution. | Warning: your monitor is more than 10m further from the kerb than your receptor - treat result with caution. | Predicted concentration at Receptor above AQS objective. |  | Warning: Monitored NO2 concentrations <5µg/m3 or >110µg/m3 are rare in the UK - this calculation will still work, but please check your data. |  |  |  |  | Yes
[9 empty] | Error: Measured concentration must be above background concentration. | Warning: Background NO2 concentrations <5µg/m3 or >50µg/m3 are rare in the UK - this calculation will still work, but please check your data. | Warning: your receptor is more than 20m further from the kerb than your monitor - treat result with caution. | Warning: your monitor is more than 10m further from the kerb than your receptor - treat result with caution. | Predicted concentration at Receptor above AQS objective. |  | Warning: Monitored NO2 concentrations <5µg/m3 or >110µg/m3 are rare in the UK - this calculation will still work, but please check your data. |  |  |  |  | Yes
[9 empty] | Error: Measured concentration must be above background concentration. | Warning: Background NO2 concentrations <5µg/m3 or >50µg/m3 are rare in the UK - this calculation will still work, but please check your data. | Warning: your receptor is more than 20m further from the kerb than your monitor - treat result with caution. | Warning: your monitor is more than 10m further from the kerb than your receptor - treat result with caution. | Predicted concentration at Receptor above AQS objective. |  | Warning: Monitored NO2 concentrations <5µg/m3 or >110µg/m3 are rare in the UK - this calculation will still work, but please check your data. |  |  |  |  | Yes
[9 empty] | Error: Measured concentration must be above background concentration. | Warning: Background NO2 concentrations <5µg/m3 or >50µg/m3 are rare in the UK - this calculation will still work, but please check your data. | Warning: your receptor is more than 20m further from the kerb than your monitor - treat result with caution. | Warning: your monitor is more than 10m further from the kerb than your receptor - treat result with caution. | Predicted concentration at Receptor above AQS objective. |  | Warning: Monitored NO2 concentrations <5µg/m3 or >110µg/m3 are rare in the UK - this calculation will still work, but please check your data. |  |  |  |  | Yes
[9 empty] | Error: Measured concentration must be above background concentration. | Warning: Background NO2 concentrations <5µg/m3 or >50µg/m3 are rare in the UK - this calculation will still work, but please check your data. | Warning: your receptor is more than 20m further from the kerb than your monitor - treat result with caution. | Warning: your monitor is more than 10m further from the kerb than your receptor - treat result with caution. | Predicted concentration at Receptor above AQS objective. |  | Warning: Monitored NO2 concentrations <5µg/m3 or >110µg/m3 are rare in the UK - this calculation will still work, but please check your data. |  |  |  |  | Yes
[9 empty] | Error: Measured concentration must be above background concentration. | Warning: Background NO2 concentrations <5µg/m3 or >50µg/m3 are rare in the UK - this calculation will still work, but please check your data. | Warning: your receptor is more than 20m further from the kerb than your monitor - treat result with caution. | Warning: your monitor is more than 10m further from the kerb than your receptor - treat result with caution. | Predicted concentration at Receptor above AQS objective. |  | Warning: Monitored NO2 concentrations <5µg/m3 or >110µg/m3 are rare in the UK - this calculation will still work, but please check your data. |  |  |  |  | Yes
[9 empty] | Error: Measured concentration must be above background concentration. | Warning: Background NO2 concentrations <5µg/m3 or >50µg/m3 are rare in the UK - this calculation will still work, but please check your data. | Warning: your receptor is more than 20m further from the kerb than your monitor - treat result with caution. | Warning: your monitor is more than 10m further from the kerb than your receptor - treat result with caution. | Predicted concentration at Receptor above AQS objective. |  | Warning: Monitored NO2 concentrations <5µg/m3 or >110µg/m3 are rare in the UK - this calculation will still work, but please check your data. |  |  |  |  | Yes
[9 empty] | Error: Measured concentration must be above background concentration. | Warning: Background NO2 concentrations <5µg/m3 or >50µg/m3 are rare in the UK - this calculation will still work, but please check your data. | Warning: your receptor is more than 20m further from the kerb than your monitor - treat result with caution. | Warning: your monitor is more than 10m further from the kerb than your receptor - treat result with caution. | Predicted concentration at Receptor above AQS objective. |  | Warning: Monitored NO2 concentrations <5µg/m3 or >110µg/m3 are rare in the UK - this calculation will still work, but please check your data. |  |  |  |  | Yes
[9 empty] | Error: Measured concentration must be above background concentration. | Warning: Background NO2 concentrations <5µg/m3 or >50µg/m3 are rare in the UK - this calculation will still work, but please check your data. | Warning: your receptor is more than 20m further from the kerb than your monitor - treat result with caution. | Warning: your monitor is more than 10m further from the kerb than your receptor - treat result with caution. | Predicted concentration at Receptor above AQS objective. |  | Warning: Monitored NO2 concentrations <5µg/m3 or >110µg/m3 are rare in the UK - this calculation will still work, but please check your data. |  |  |  |  | Yes
[9 empty] | Error: Measured concentration must be above background concentration. | Warning: Background NO2 concentrations <5µg/m3 or >50µg/m3 are rare in the UK - this calculation will still work, but please check your data. | Warning: your receptor is more than 20m further from the kerb than your monitor - treat result with caution. | Warning: your monitor is more than 10m further from the kerb than your receptor - treat result with caution. | Predicted concentration at Receptor above AQS objective. |  | Warning: Monitored NO2 concentrations <5µg/m3 or >110µg/m3 are rare in the UK - this calculation will still work, but please check your data. |  |  |  |  | Yes
[9 empty] | Error: Measured concentration must be above background concentration. | Warning: Background NO2 concentrations <5µg/m3 or >50µg/m3 are rare in the UK - this calculation will still work, but please check your data. | Warning: your receptor is more than 20m further from the kerb than your monitor - treat result with caution. | Warning: your monitor is more than 10m further from the kerb than your receptor - treat result with caution. | Predicted concentration at Receptor above AQS objective. |  | Warning: Monitored NO2 concentrations <5µg/m3 or >110µg/m3 are rare in the UK - this calculation will still work, but please check your data. |  |  |  |  | Yes
[9 empty] | Error: Measured concentration must be above background concentration. | Warning: Background NO2 concentrations <5µg/m3 or >50µg/m3 are rare in the UK - this calculation will still work, but please check your data. | Warning: your receptor is more than 20m further from the kerb than your monitor - treat result with caution. | Warning: your monitor is more than 10m further from the kerb than your receptor - treat result with caution. | Predicted concentration at Receptor above AQS objective. |  | Warning: Monitored NO2 concentrations <5µg/m3 or >110µg/m3 are rare in the UK - this calculation will still work, but please check your data. |  |  |  |  | Yes
[9 empty] | Error: Measured concentration must be above background concentration. | Warning: Background NO2 concentrations <5µg/m3 or >50µg/m3 are rare in the UK - this calculation will still work, but please check your data. | Warning: your receptor is more than 20m further from the kerb than your monitor - treat result with caution. | Warning: your monitor is more than 10m further from the kerb than your receptor - treat result with caution. | Predicted concentration at Receptor above AQS objective. |  | Warning: Monitored NO2 concentrations <5µg/m3 or >110µg/m3 are rare in the UK - this calculation will still work, but please check your data. |  |  |  |  | Yes
[9 empty] | Error: Measured concentration must be above background concentration. | Warning: Background NO2 concentrations <5µg/m3 or >50µg/m3 are rare in the UK - this calculation will still work, but please check your data. | Warning: your receptor is more than 20m further from the kerb than your monitor - treat result with caution. | Warning: your monitor is more than 10m further from the kerb than your receptor - treat result with caution. | Predicted concentration at Receptor above AQS objective. |  | Warning: Monitored NO2 concentrations <5µg/m3 or >110µg/m3 are rare in the UK - this calculation will still work, but please check your data. |  |  |  |  | Yes
[9 empty] | Error: Measured concentration must be above background concentration. | Warning: Background NO2 concentrations <5µg/m3 or >50µg/m3 are rare in the UK - this calculation will still work, but please check your data. | Warning: your receptor is more than 20m further from the kerb than your monitor - treat result with caution. | Warning: your monitor is more than 10m further from the kerb than your receptor - treat result with caution. | Predicted concentration at Receptor above AQS objective. |  | Warning: Monitored NO2 concentrations <5µg/m3 or >110µg/m3 are rare in the UK - this calculation will still work, but please check your data. |  |  |  |  | Yes
[9 empty] | Error: Measured concentration must be above background concentration. | Warning: Background NO2 concentrations <5µg/m3 or >50µg/m3 are rare in the UK - this calculation will still work, but please check your data. | Warning: your receptor is more than 20m further from the kerb than your monitor - treat result with caution. | Warning: your monitor is more than 10m further from the kerb than your receptor - treat result with caution. | Predicted concentration at Receptor above AQS objective. |  | Warning: Monitored NO2 concentrations <5µg/m3 or >110µg/m3 are rare in the UK - this calculation will still work, but please check your data. |  |  |  |  | Yes
[9 empty] | Error: Measured concentration must be above background concentration. | Warning: Background NO2 concentrations <5µg/m3 or >50µg/m3 are rare in the UK - this calculation will still work, but please check your data. | Warning: your receptor is more than 20m further from the kerb than your monitor - treat result with caution. | Warning: your monitor is more than 10m further from the kerb than your receptor - treat result with caution. | Predicted concentration at Receptor above AQS objective. |  | Warning: Monitored NO2 concentrations <5µg/m3 or >110µg/m3 are rare in the UK - this calculation will still work, but please check your data. |  |  |  |  | Yes
[9 empty] | Error: Measured concentration must be above background concentration. | Warning: Background NO2 concentrations <5µg/m3 or >50µg/m3 are rare in the UK - this calculation will still work, but please check your data. | Warning: your receptor is more than 20m further from the kerb than your monitor - treat result with caution. | Warning: your monitor is more than 10m further from the kerb than your receptor - treat result with caution. | Predicted concentration at Receptor above AQS objective. |  | Warning: Monitored NO2 concentrations <5µg/m3 or >110µg/m3 are rare in the UK - this calculation will still work, but please check your data. |  |  |  |  | Yes
[9 empty] | Error: Measured concentration must be above background concentration. | Warning: Background NO2 concentrations <5µg/m3 or >50µg/m3 are rare in the UK - this calculation will still work, but please check your data. | Warning: your receptor is more than 20m further from the kerb than your monitor - treat result with caution. | Warning: your monitor is more than 10m further from the kerb than your receptor - treat result with caution. | Predicted concentration at Receptor above AQS objective. |  | Warning: Monitored NO2 concentrations <5µg/m3 or >110µg/m3 are rare in the UK - this calculation will still work, but please check your data. |  |  |  |  | Yes
[9 empty] | Error: Measured concentration must be above background concentration. | Warning: Background NO2 concentrations <5µg/m3 or >50µg/m3 are rare in the UK - this calculation will still work, but please check your data. | Warning: your receptor is more than 20m further from the kerb than your monitor - treat result with caution. | Warning: your monitor is more than 10m further from the kerb than your receptor - treat result with caution. | Predicted concentration at Receptor above AQS objective. |  | Warning: Monitored NO2 concentrations <5µg/m3 or >110µg/m3 are rare in the UK - this calculation will still work, but please check your data. |  |  |  |  | Yes
[9 empty] | Error: Measured concentration must be above background concentration. | Warning: Background NO2 concentrations <5µg/m3 or >50µg/m3 are rare in the UK - this calculation will still work, but please check your data. | Warning: your receptor is more than 20m further from the kerb than your monitor - treat result with caution. | Warning: your monitor is more than 10m further from the kerb than your receptor - treat result with caution. | Predicted concentration at Receptor above AQS objective. |  | Warning: Monitored NO2 concentrations <5µg/m3 or >110µg/m3 are rare in the UK - this calculation will still work, but please check your data. |  |  |  |  | Yes
[9 empty] | Error: Measured concentration must be above background concentration. | Warning: Background NO2 concentrations <5µg/m3 or >50µg/m3 are rare in the UK - this calculation will still work, but please check your data. | Warning: your receptor is more than 20m further from the kerb than your monitor - treat result with caution. | Warning: your monitor is more than 10m further from the kerb than your receptor - treat result with caution. | Predicted concentration at Receptor above AQS objective. |  | Warning: Monitored NO2 concentrations <5µg/m3 or >110µg/m3 are rare in the UK - this calculation will still work, but please check your data. |  |  |  |  | Yes
[9 empty] | Error: Measured concentration must be above background concentration. | Warning: Background NO2 concentrations <5µg/m3 or >50µg/m3 are rare in the UK - this calculation will still work, but please check your data. | Warning: your receptor is more than 20m further from the kerb than your monitor - treat result with caution. | Warning: your monitor is more than 10m further from the kerb than your receptor - treat result with caution. | Predicted concentration at Receptor above AQS objective. |  | Warning: Monitored NO2 concentrations <5µg/m3 or >110µg/m3 are rare in the UK - this calculation will still work, but please check your data. |  |  |  |  | Yes
[9 empty] | Error: Measured concentration must be above background concentration. | Warning: Background NO2 concentrations <5µg/m3 or >50µg/m3 are rare in the UK - this calculation will still work, but please check your data. | Warning: your receptor is more than 20m further from the kerb than your monitor - treat result with caution. | Warning: your monitor is more than 10m further from the kerb than your receptor - treat result with caution. | Predicted concentration at Receptor above AQS objective. |  | Warning: Monitored NO2 concentrations <5µg/m3 or >110µg/m3 are rare in the UK - this calculation will still work, but please check your data. |  |  |  |  | Yes
[9 empty] | Error: Measured concentration must be above background concentration. | Warning: Background NO2 concentrations <5µg/m3 or >50µg/m3 are rare in the UK - this calculation will still work, but please check your data. | Warning: your receptor is more than 20m further from the kerb than your monitor - treat result with caution. | Warning: your monitor is more than 10m further from the kerb than your receptor - treat result with caution. | Predicted concentration at Receptor above AQS objective. |  | Warning: Monitored NO2 concentrations <5µg/m3 or >110µg/m3 are rare in the UK - this calculation will still work, but please check your data. |  |  |  |  | Yes
[9 empty] | Error: Measured concentration must be above background concentration. | Warning: Background NO2 concentrations <5µg/m3 or >50µg/m3 are rare in the UK - this calculation will still work, but please check your data. | Warning: your receptor is more than 20m further from the kerb than your monitor - treat result with caution. | Warning: your monitor is more than 10m further from the kerb than your receptor - treat result with caution. | Predicted concentration at Receptor above AQS objective. |  | Warning: Monitored NO2 concentrations <5µg/m3 or >110µg/m3 are rare in the UK - this calculation will still work, but please check your data. |  |  |  |  | Yes
[9 empty] | Error: Measured concentration must be above background concentration. | Warning: Background NO2 concentrations <5µg/m3 or >50µg/m3 are rare in the UK - this calculation will still work, but please check your data. | Warning: your receptor is more than 20m further from the kerb than your monitor - treat result with caution. | Warning: your monitor is more than 10m further from the kerb than your receptor - treat result with caution. | Predicted concentration at Receptor above AQS objective. |  | Warning: Monitored NO2 concentrations <5µg/m3 or >110µg/m3 are rare in the UK - this calculation will still work, but please check your data. |  |  |  |  | Yes
[9 empty] | Error: Measured concentration must be above background concentration. | Warning: Background NO2 concentrations <5µg/m3 or >50µg/m3 are rare in the UK - this calculation will still work, but please check your data. | Warning: your receptor is more than 20m further from the kerb than your monitor - treat result with caution. | Warning: your monitor is more than 10m further from the kerb than your receptor - treat result with caution. | Predicted concentration at Receptor above AQS objective. |  | Warning: Monitored NO2 concentrations <5µg/m3 or >110µg/m3 are rare in the UK - this calculation will still work, but please check your data. |  |  |  |  | Yes
[9 empty] | Error: Measured concentration must be above background concentration. | Warning: Background NO2 concentrations <5µg/m3 or >50µg/m3 are rare in the UK - this calculation will still work, but please check your data. | Warning: your receptor is more than 20m further from the kerb than your monitor - treat result with caution. | Warning: your monitor is more than 10m further from the kerb than your receptor - treat result with caution. | Predicted concentration at Receptor above AQS objective. |  | Warning: Monitored NO2 concentrations <5µg/m3 or >110µg/m3 are rare in the UK - this calculation will still work, but please check your data. |  |  |  |  | Yes
[9 empty] | Error: Measured concentration must be above background concentration. | Warning: Background NO2 concentrations <5µg/m3 or >50µg/m3 are rare in the UK - this calculation will still work, but please check your data. | Warning: your receptor is more than 20m further from the kerb than your monitor - treat result with caution. | Warning: your monitor is more than 10m further from the kerb than your receptor - treat result with caution. | Predicted concentration at Receptor above AQS objective. |  | Warning: Monitored NO2 concentrations <5µg/m3 or >110µg/m3 are rare in the UK - this calculation will still work, but please check your data. |  |  |  |  | Yes
[9 empty] | Error: Measured concentration must be above background concentration. | Warning: Background NO2 concentrations <5µg/m3 or >50µg/m3 are rare in the UK - this calculation will still work, but please check your data. | Warning: your receptor is more than 20m further from the kerb than your monitor - treat result with caution. | Warning: your monitor is more than 10m further from the kerb than your receptor - treat result with caution. | Predicted concentration at Receptor above AQS objective. |  | Warning: Monitored NO2 concentrations <5µg/m3 or >110µg/m3 are rare in the UK - this calculation will still work, but please check your data. |  |  |  |  | Yes
[9 empty] | Error: Measured concentration must be above background concentration. | Warning: Background NO2 concentrations <5µg/m3 or >50µg/m3 are rare in the UK - this calculation will still work, but please check your data. | Warning: your receptor is more than 20m further from the kerb than your monitor - treat result with caution. | Warning: your monitor is more than 10m further from the kerb than your receptor - treat result with caution. | Predicted concentration at Receptor above AQS objective. |  | Warning: Monitored NO2 concentrations <5µg/m3 or >110µg/m3 are rare in the UK - this calculation will still work, but please check your data. |  |  |  |  | Yes
[9 empty] | Error: Measured concentration must be above background concentration. | Warning: Background NO2 concentrations <5µg/m3 or >50µg/m3 are rare in the UK - this calculation will still work, but please check your data. | Warning: your receptor is more than 20m further from the kerb than your monitor - treat result with caution. | Warning: your monitor is more than 10m further from the kerb than your receptor - treat result with caution. | Predicted concentration at Receptor above AQS objective. |  | Warning: Monitored NO2 concentrations <5µg/m3 or >110µg/m3 are rare in the UK - this calculation will still work, but please check your data. |  |  |  |  | Yes
[9 empty] | Error: Measured concentration must be above background concentration. | Warning: Background NO2 concentrations <5µg/m3 or >50µg/m3 are rare in the UK - this calculation will still work, but please check your data. | Warning: your receptor is more than 20m further from the kerb than your monitor - treat result with caution. | Warning: your monitor is more than 10m further from the kerb than your receptor - treat result with caution. | Predicted concentration at Receptor above AQS objective. |  | Warning: Monitored NO2 concentrations <5µg/m3 or >110µg/m3 are rare in the UK - this calculation will still work, but please check your data. |  |  |  |  | Yes
[9 empty] | Error: Measured concentration must be above background concentration. | Warning: Background NO2 concentrations <5µg/m3 or >50µg/m3 are rare in the UK - this calculation will still work, but please check your data. | Warning: your receptor is more than 20m further from the kerb than your monitor - treat result with caution. | Warning: your monitor is more than 10m further from the kerb than your receptor - treat result with caution. | Predicted concentration at Receptor above AQS objective. |  | Warning: Monitored NO2 concentrations <5µg/m3 or >110µg/m3 are rare in the UK - this calculation will still work, but please check your data. |  |  |  |  | Yes
[9 empty] | Error: Measured concentration must be above background concentration. | Warning: Background NO2 concentrations <5µg/m3 or >50µg/m3 are rare in the UK - this calculation will still work, but please check your data. | Warning: your receptor is more than 20m further from the kerb than your monitor - treat result with caution. | Warning: your monitor is more than 10m further from the kerb than your receptor - treat result with caution. | Predicted concentration at Receptor above AQS objective. |  | Warning: Monitored NO2 concentrations <5µg/m3 or >110µg/m3 are rare in the UK - this calculation will still work, but please check your data. |  |  |  |  | Yes
[9 empty] | Error: Measured concentration must be above background concentration. | Warning: Background NO2 concentrations <5µg/m3 or >50µg/m3 are rare in the UK - this calculation will still work, but please check your data. | Warning: your receptor is more than 20m further from the kerb than your monitor - treat result with caution. | Warning: your monitor is more than 10m further from the kerb than your receptor - treat result with caution. | Predicted concentration at Receptor above AQS objective. |  | Warning: Monitored NO2 concentrations <5µg/m3 or >110µg/m3 are rare in the UK - this calculation will still work, but please check your data. |  |  |  |  | Yes
[9 empty] | Error: Measured concentration must be above background concentration. | Warning: Background NO2 concentrations <5µg/m3 or >50µg/m3 are rare in the UK - this calculation will still work, but please check your data. | Warning: your receptor is more than 20m further from the kerb than your monitor - treat result with caution. | Warning: your monitor is more than 10m further from the kerb than your receptor - treat result with caution. | Predicted concentration at Receptor above AQS objective. |  | Warning: Monitored NO2 concentrations <5µg/m3 or >110µg/m3 are rare in the UK - this calculation will still work, but please check your data. |  |  |  |  | Yes
[9 empty] | Error: Measured concentration must be above background concentration. | Warning: Background NO2 concentrations <5µg/m3 or >50µg/m3 are rare in the UK - this calculation will still work, but please check your data. | Warning: your receptor is more than 20m further from the kerb than your monitor - treat result with caution. | Warning: your monitor is more than 10m further from the kerb than your receptor - treat result with caution. | Predicted concentration at Receptor above AQS objective. |  | Warning: Monitored NO2 concentrations <5µg/m3 or >110µg/m3 are rare in the UK - this calculation will still work, but please check your data. |  |  |  |  | Yes
[9 empty] | Error: Measured concentration must be above background concentration. | Warning: Background NO2 concentrations <5µg/m3 or >50µg/m3 are rare in the UK - this calculation will still work, but please check your data. | Warning: your receptor is more than 20m further from the kerb than your monitor - treat result with caution. | Warning: your monitor is more than 10m further from the kerb than your receptor - treat result with caution. | Predicted concentration at Receptor above AQS objective. |  | Warning: Monitored NO2 concentrations <5µg/m3 or >110µg/m3 are rare in the UK - this calculation will still work, but please check your data. |  |  |  |  | Yes
[9 empty] | Error: Measured concentration must be above background concentration. | Warning: Background NO2 concentrations <5µg/m3 or >50µg/m3 are rare in the UK - this calculation will still work, but please check your data. | Warning: your receptor is more than 20m further from the kerb than your monitor - treat result with caution. | Warning: your monitor is more than 10m further from the kerb than your receptor - treat result with caution. | Predicted concentration at Receptor above AQS objective. |  | Warning: Monitored NO2 concentrations <5µg/m3 or >110µg/m3 are rare in the UK - this calculation will still work, but please check your data. |  |  |  |  | Yes
[9 empty] | Error: Measured concentration must be above background concentration. | Warning: Background NO2 concentrations <5µg/m3 or >50µg/m3 are rare in the UK - this calculation will still work, but please check your data. | Warning: your receptor is more than 20m further from the kerb than your monitor - treat result with caution. | Warning: your monitor is more than 10m further from the kerb than your receptor - treat result with caution. | Predicted concentration at Receptor above AQS objective. |  | Warning: Monitored NO2 concentrations <5µg/m3 or >110µg/m3 are rare in the UK - this calculation will still work, but please check your data. |  |  |  |  | Yes
[9 empty] | Error: Measured concentration must be above background concentration. | Warning: Background NO2 concentrations <5µg/m3 or >50µg/m3 are rare in the UK - this calculation will still work, but please check your data. | Warning: your receptor is more than 20m further from the kerb than your monitor - treat result with caution. | Warning: your monitor is more than 10m further from the kerb than your receptor - treat result with caution. | Predicted concentration at Receptor above AQS objective. |  | Warning: Monitored NO2 concentrations <5µg/m3 or >110µg/m3 are rare in the UK - this calculation will still work, but please check your data. |  |  |  |  | Yes
[9 empty] | Error: Measured concentration must be above background concentration. | Warning: Background NO2 concentrations <5µg/m3 or >50µg/m3 are rare in the UK - this calculation will still work, but please check your data. | Warning: your receptor is more than 20m further from the kerb than your monitor - treat result with caution. | Warning: your monitor is more than 10m further from the kerb than your receptor - treat result with caution. | Predicted concentration at Receptor above AQS objective. |  | Warning: Monitored NO2 concentrations <5µg/m3 or >110µg/m3 are rare in the UK - this calculation will still work, but please check your data. |  |  |  |  | Yes
[9 empty] | Error: Measured concentration must be above background concentration. | Warning: Background NO2 concentrations <5µg/m3 or >50µg/m3 are rare in the UK - this calculation will still work, but please check your data. | Warning: your receptor is more than 20m further from the kerb than your monitor - treat result with caution. | Warning: your monitor is more than 10m further from the kerb than your receptor - treat result with caution. | Predicted concentration at Receptor above AQS objective. |  | Warning: Monitored NO2 concentrations <5µg/m3 or >110µg/m3 are rare in the UK - this calculation will still work, but please check your data. |  |  |  |  | Yes
[9 empty] | Error: Measured concentration must be above background concentration. | Warning: Background NO2 concentrations <5µg/m3 or >50µg/m3 are rare in the UK - this calculation will still work, but please check your data. | Warning: your receptor is more than 20m further from the kerb than your monitor - treat result with caution. | Warning: your monitor is more than 10m further from the kerb than your receptor - treat result with caution. | Predicted concentration at Receptor above AQS objective. |  | Warning: Monitored NO2 concentrations <5µg/m3 or >110µg/m3 are rare in the UK - this calculation will still work, but please check your data. |  |  |  |  | Yes
[9 empty] | Error: Measured concentration must be above background concentration. | Warning: Background NO2 concentrations <5µg/m3 or >50µg/m3 are rare in the UK - this calculation will still work, but please check your data. | Warning: your receptor is more than 20m further from the kerb than your monitor - treat result with caution. | Warning: your monitor is more than 10m further from the kerb than your receptor - treat result with caution. | Predicted concentration at Receptor above AQS objective. |  | Warning: Monitored NO2 concentrations <5µg/m3 or >110µg/m3 are rare in the UK - this calculation will still work, but please check your data. |  |  |  |  | Yes
[9 empty] | Error: Measured concentration must be above background concentration. | Warning: Background NO2 concentrations <5µg/m3 or >50µg/m3 are rare in the UK - this calculation will still work, but please check your data. | Warning: your receptor is more than 20m further from the kerb than your monitor - treat result with caution. | Warning: your monitor is more than 10m further from the kerb than your receptor - treat result with caution. | Predicted concentration at Receptor above AQS objective. |  | Warning: Monitored NO2 concentrations <5µg/m3 or >110µg/m3 are rare in the UK - this calculation will still work, but please check your data. |  |  |  |  | Yes
[9 empty] | Error: Measured concentration must be above background concentration. | Warning: Background NO2 concentrations <5µg/m3 or >50µg/m3 are rare in the UK - this calculation will still work, but please check your data. | Warning: your receptor is more than 20m further from the kerb than your monitor - treat result with caution. | Warning: your monitor is more than 10m further from the kerb than your receptor - treat result with caution. | Predicted concentration at Receptor above AQS objective. |  | Warning: Monitored NO2 concentrations <5µg/m3 or >110µg/m3 are rare in the UK - this calculation will still work, but please check your data. |  |  |  |  | Yes
[9 empty] | Error: Measured concentration must be above background concentration. | Warning: Background NO2 concentrations <5µg/m3 or >50µg/m3 are rare in the UK - this calculation will still work, but please check your data. | Warning: your receptor is more than 20m further from the kerb than your monitor - treat result with caution. | Warning: your monitor is more than 10m further from the kerb than your receptor - treat result with caution. | Predicted concentration at Receptor above AQS objective. |  | Warning: Monitored NO2 concentrations <5µg/m3 or >110µg/m3 are rare in the UK - this calculation will still work, but please check your data. |  |  |  |  | Yes
[9 empty] | Error: Measured concentration must be above background concentration. | Warning: Background NO2 concentrations <5µg/m3 or >50µg/m3 are rare in the UK - this calculation will still work, but please check your data. | Warning: your receptor is more than 20m further from the kerb than your monitor - treat result with caution. | Warning: your monitor is more than 10m further from the kerb than your receptor - treat result with caution. | Predicted concentration at Receptor above AQS objective. |  | Warning: Monitored NO2 concentrations <5µg/m3 or >110µg/m3 are rare in the UK - this calculation will still work, but please check your data. |  |  |  |  | Yes
[9 empty] | Error: Measured concentration must be above background concentration. | Warning: Background NO2 concentrations <5µg/m3 or >50µg/m3 are rare in the UK - this calculation will still work, but please check your data. | Warning: your receptor is more than 20m further from the kerb than your monitor - treat result with caution. | Warning: your monitor is more than 10m further from the kerb than your receptor - treat result with caution. | Predicted concentration at Receptor above AQS objective. |  | Warning: Monitored NO2 concentrations <5µg/m3 or >110µg/m3 are rare in the UK - this calculation will still work, but please check your data. |  |  |  |  | Yes
[9 empty] | Error: Measured concentration must be above background concentration. | Warning: Background NO2 concentrations <5µg/m3 or >50µg/m3 are rare in the UK - this calculation will still work, but please check your data. | Warning: your receptor is more than 20m further from the kerb than your monitor - treat result with caution. | Warning: your monitor is more than 10m further from the kerb than your receptor - treat result with caution. | Predicted concentration at Receptor above AQS objective. |  | Warning: Monitored NO2 concentrations <5µg/m3 or >110µg/m3 are rare in the UK - this calculation will still work, but please check your data. |  |  |  |  | Yes
[9 empty] | Error: Measured concentration must be above background concentration. | Warning: Background NO2 concentrations <5µg/m3 or >50µg/m3 are rare in the UK - this calculation will still work, but please check your data. | Warning: your receptor is more than 20m further from the kerb than your monitor - treat result with caution. | Warning: your monitor is more than 10m further from the kerb than your receptor - treat result with caution. | Predicted concentration at Receptor above AQS objective. |  | Warning: Monitored NO2 concentrations <5µg/m3 or >110µg/m3 are rare in the UK - this calculation will still work, but please check your data. |  |  |  |  | Yes
[9 empty] | Error: Measured concentration must be above background concentration. | Warning: Background NO2 concentrations <5µg/m3 or >50µg/m3 are rare in the UK - this calculation will still work, but please check your data. | Warning: your receptor is more than 20m further from the kerb than your monitor - treat result with caution. | Warning: your monitor is more than 10m further from the kerb than your receptor - treat result with caution. | Predicted concentration at Receptor above AQS objective. |  | Warning: Monitored NO2 concentrations <5µg/m3 or >110µg/m3 are rare in the UK - this calculation will still work, but please check your data. |  |  |  |  | Yes
[9 empty] | Error: Measured concentration must be above background concentration. | Warning: Background NO2 concentrations <5µg/m3 or >50µg/m3 are rare in the UK - this calculation will still work, but please check your data. | Warning: your receptor is more than 20m further from the kerb than your monitor - treat result with caution. | Warning: your monitor is more than 10m further from the kerb than your receptor - treat result with caution. | Predicted concentration at Receptor above AQS objective. |  | Warning: Monitored NO2 concentrations <5µg/m3 or >110µg/m3 are rare in the UK - this calculation will still work, but please check your data. |  |  |  |  | Yes
[9 empty] | Error: Measured concentration must be above background concentration. | Warning: Background NO2 concentrations <5µg/m3 or >50µg/m3 are rare in the UK - this calculation will still work, but please check your data. | Warning: your receptor is more than 20m further from the kerb than your monitor - treat result with caution. | Warning: your monitor is more than 10m further from the kerb than your receptor - treat result with caution. | Predicted concentration at Receptor above AQS objective. |  | Warning: Monitored NO2 concentrations <5µg/m3 or >110µg/m3 are rare in the UK - this calculation will still work, but please check your data.

## Table 2.2 (hidden)
Details of Non-Automatic Monitoring Sites - Table 2.2
Enter data into the pink cells
Diffusion Tube ID | Site Name | Site Type | X OS Grid Ref (Easting) | Y OS Grid Ref (Northing) | Pollutants Monitored | In AQMA? Which AQMA? | Distance to Relevant Exposure (m) | Distance to Kerb of Nearest Road (m) | Tube Co-located with a Continuous Analyser | Height (m)
A23 C01-2020 | Old Steine St James Street Corner | Roadside | 531361 | 104040 | NO2 |  | 0 | 8
A23 C02-2022 | Old Steine West | Roadside | 531255 | 104062 | NO2 |  | 0 | 7 |  |  | Yes
B2066 C04-2010 | Castle Square | Roadside | 531228 | 104088 | NO2 |  | 0 | 5.7 |  |  | No
C05-2012 | Pavilion Gardens | Urban Background | 531230 | 104260 | NO2 |  | 0 | 102
B2066 C10-2012 | North Street near Ship Street | Roadside | 530995 | 104271 | NO2 |  | 0 | 6.1
B2066 C11-2007 | North Street Central | Roadside | 530947 | 104284 | NO2 |  | 0 | 6.5
B2066 C11-2012 | North Street East of Clock Tower | Kerbside | 530890 | 104302 | NO2 |  | 3 | 1.5
A2010 C12-2010 | Queens Road South of Church Street | Roadside | 530900 | 104451 | NO2 |  | 0 | 4.2
A2010 W01-2005 | Queens Road North | Roadside | 530969 | 104785 | NO2 |  | 0 | 4.2
C-Link C13-2014 | Lower Dyke Road | Roadside | 530770 | 104363 | NO2 |  | 0 | 4.5
A23 C09-2005 | Marlborough Place | Roadside | 531302 | 104392 | NO2 |  | 0 | 4.3
A23 C16-2013 | York Place | Roadside | 531400 | 104844 | NO2 |  | 0 | 4.9
A23 C17-2012 | Cheapside | Roadside | 531364 | 104982 | NO2 |  | 0 | 3.4
A23 C18-2019 | London Road Brunswick Row | Roadside | 531369 | 105042 | NO2 |  | 2 | 2
A23 C18-2010 | Oxford Street London Road | Roadside | 531373 | 105136 | NO2 |  | 0 | 3
A23 C19-2021 | Oxford Street Ditchling Road | Roadside | 531472 | 105161 | NO2 |  | 0 | 3.3
A23 C20-2005 | Ditchling Road Viaduct Terrace | Roadside | 531496 | 105315 | NO2 |  | 0 | 4.7
A23 C21-2005 | Viaduct Terrace | Roadside | 531451 | 105356 | NO2 |  | 0 | 3.6
A23 C23-2005 | London Road Rose Hill Terrace | Roadside | 531189 | 105375 | NO2 |  | 0 | 5.4
A270 C24-2015 | New England Road Elder Place | Roadside | 531101 | 105443 | NO2 |  | 0 | 3.6
A270 C25-2010 | New England West of Argyle Road | Roadside | 530985 | 105419 | NO2 |  | 0 | 3.5
A270 C26-2022 | New England Road under the bridge | Kerbside | 530870 | 105354 | NO2 |  | 2.5 | 2.5
B2199 C28-2010 | Frederick Place, North Laine | Suburban | 531032 | 104843 | NO2 |  | 0 | 2.8
A23 E01-2016 | Preston Road near Preston Circus | Roadside | 531101 | 105498 | NO2 |  | 0 | 2.5
A23 E02-2009 | Preston Road near Preston Drove | Roadside | 530233 | 106515 | NO2 |  | 0 | 4
C-Link E02-2012 | The Drove linked with South Street | Roadside | 530063 | 106368 | NO2 |  | 0 | 2.6
A23 E06-2020 | Beaconsfield Road | Roadside | 531107 | 105595 | NO2 |  | 0 | 3.8
A270 E07-2019 | Lewes Road north of Elm Grove | Roadside | 531838 | 105349 | NO2 |  | 0 | 2.9
A270 E40-2022 | Hartington Road near Lewes Road | Suburban | 532095 | 105679 | NO2 |  | 0 | 5
A270 E08-1996 | Lewes Road near Inverness Road | Roadside | 532090 | 105752 | NO2 |  | 0 | 4.4
A270 E10-2015 | Vogue Gyratory Island | Roadside | 532126 | 105838 | NO2 |  | 0 | 3
C-Link E12-2022 | Hollingdean Road | Roadside | 532064 | 105939 | NO2 |  | 0 | 4.5
A270 E14-2019 | Lewes Road on Pelham Terrace | Roadside | 532377 | 106314 | NO2 |  | 0 | 3.4
A270 E15-2012 | Lewes Road on Coombe Terrace | Roadside | 532300 | 106159 | NO2 |  | 0 | 3.7
A23 E16-1996 | Grand Parade North | Roadside | 531465 | 104629 | NO2 |  | 0 | 4.4
A23 E16-2015 | Grand Parade Middle | Roadside | 531426 | 104514 | NO2 |  | 0 | 3.6
A23 E17-2003 | Grand Parade South | Roadside | 531394 | 104338 | NO2 |  | 0 | 5
C-Link E17-2018 | Edward Street South Side | Roadside | 531408 | 104233 | NO2 |  | 0 | 1.6
C-Link E17-2022 | Edward Street North Side | Roadside | 531430 | 104247 | NO2 |  | 0 | 5
C-Link E18-2021 | Eastern Road near Sudley Place | Roadside | 532759 | 103810 | NO2 |  | 0 | 2.4
B2123 E22-2009 | Rottingdean High Street East | Roadside | 536970 | 102280 | NO2 |  | 0 | 0.2
B2123 E23-2010 | Rottingdean High Street West | Roadside | 536966 | 102273 | NO2 |  | 0 | 0.2
A259 E25-2018 | Rottingdean Marine Drive | Roadside | 537014 | 102238 | NO2 |  | 0 | 2.7
B2123 E30-2020 | Rottingdean High Street Mid | Roadside | 536947 | 102341 | NO2 |  | 0 | 1.8
E32-2020 | Rottingdean Sea Front | Urban Background | 537011 | 102099 | NO2 |  | 0 | 112
A2010 W03-2006 | Terminus Road Terrace and Hill | Roadside | 530963 | 104994 | NO2 |  | 0 | 3.5
A2010 W04-2006 | Chatham Place | Roadside | 530808 | 105340 | NO2 |  | 0 | 3.4
A270 W05-2006 | Old Shoreham Road Terrace and Hill | Roadside | 530778 | 105362 | NO2 |  | 0 | 3.6
B2066 W10-2006 | Western Road near Sillwood Road | Roadside | 530302 | 104415 | NO2 |  | 0 | 4.5
B2066 W11-2020 | Western Road | Roadside | 530154 | 104444 | NO2 |  | 0 | 4
A259 W16-2020 | Wellington Road East | Roadside | 526233 | 104860 | NO2 |  | 0 | 3
A259 W17-2009 | Wellington Road Church Road | Roadside | 525931 | 104961 | NO2 |  | 0 | 3
A259 W18-2010 | Vale Park | Urban Background | 525970 | 105230 | NO2 |  | 0 | 97
A259 W19-2009 | Trafalgar Road Portslade | Roadside | 525658 | 105695 | NO2 |  | 0 | 3.9
A270 OSR13 W20-2021 | Old Shoreham Road Brackenbury | Roadside | 525698 | 105872 | NO2 |  | 2 | 2.5
A2023 W21-2010 | Sackville Road Hove Park Tavern | Roadside | 528388 | 105936 | NO2 |  | 0 | 3.4
LN1-2022 | Lower Franklin Road | Suburban | 532039 | 105541 | NO2 |  | 2.5 | 2
LN2-2022 | Lower Elm Grove near Lewes Road | Roadside | 531823 | 105287 | NO2 |  | 0 | 2.5
LN4-2022 | Roadside Elm Grove Primary School | Roadside | 532278 | 105233 | NO2 |  | 2.5 | 1.5
LN5-2022 | Upper Islingword Road | Suburban | 532124 | 104850 | NO2 |  | 0 | 1
LN7-2022 | Orchard Nursery Queen Park Road | Roadside | 531987 | 104575 | NO2 |  | 0 | 2
LN8-2022 | Egremont Place Top | Roadside | 531910 | 104322 | NO2 |  | 2.5 | 1.5
LN9-2022 | Egremont Place Middle | Roadside | 531880 | 104243 | NO2 |  | 2.5 | 1
LN10-2022 | Carlton Hill next to school | Suburban | 531642 | 104366 | NO2 |  | 0 | 2
LN11-2022 | Morley Street | Suburban | 531457 | 104546 | NO2 |  | 0 | 2
LN12-2022 | Richmond Parade | Roadside | 531505 | 104698 | NO2 |  | 0 | 3
LN13-2022 | Lower Southover Street | Roadside | 531654 | 105072 | NO2 |  | 0 | 2.5
LN14-2022 | Middle Southover Street | Roadside | 531725 | 105005 | NO2 |  | 0 | 1
A259 Kingsway2 | Kingsway Sugardough | Roadside | 528602 | 104416 | NO2 |  | 0 | 3
A259 Kingsway4 | Kingsway Traffic Light | Roadside | 528601 | 104420 | NO2 |  | 2.5 | 1
WRP1 | Lamppost Lower Montpelier Road | Roadside | 530201 | 104468 | NO2 |  | 5 | 2.4
WRP2 | Lamppost Façade Upper North Street | Roadside | 530597 | 104480 | NO2 |  | 0 | 1.5
WRP3 | Upper North Street Regent Hill Corner | Roadside | 530648 | 104466 | NO2 |  | 0 | 1.5

## Table 2.4 (hidden)
Annual Mean NO2 Monitoring Results - Table 2.4
Enter data into the pink cells
Diffusion Tube ID | X OS Grid Ref (Easting) | Y OS Grid Ref (Northing) | Site Type | Valid Data Capture for Monitoring Period (%) | Valid Data Capture 2023 (%) | NO2 Annual Mean Concentration (µg/m3)
[6 empty] | 2019 | 2020 | 2021 | 2022 | 2023 | Yes
A23 C01-2020 | 531361 | 104040 | Roadside |  | 100 |  |  |  |  | 22.1148 | No
A23 C02-2022 | 531255 | 104062 | Roadside |  | 100 |  |  |  |  | 24.1881
B2066 C04-2010 | 531228 | 104088 | Roadside |  | 100 |  |  |  |  | 28.3125
C05-2012 | 531230 | 104260 | Urban Background |  | 92.0981 |  |  |  |  | 14.5304
B2066 C10-2012 | 530995 | 104271 | Roadside |  | 100 |  |  |  |  | 28.6906
B2066 C11-2007 | 530947 | 104284 | Roadside |  | 82.2888 |  |  |  |  | 34.7992
B2066 C11-2012 | 530890 | 104302 | Kerbside |  | 100 |  |  |  |  | 41.6823
A2010 C12-2010 | 530900 | 104451 | Roadside |  | 56.4033 |  |  |  |  | 27.3183
A2010 W01-2005 | 530969 | 104785 | Roadside |  | 92.0981 |  |  |  |  | 23.6752
C-Link C13-2014 | 530770 | 104363 | Roadside |  | 100 |  |  |  |  | 27.723
A23 C09-2005 | 531302 | 104392 | Roadside |  | 100 |  |  |  |  | 25.4347
A23 C16-2013 | 531400 | 104844 | Roadside |  | 80.3815 |  |  |  |  | 27.7871
A23 C17-2012 | 531364 | 104982 | Roadside |  | 100 |  |  |  |  | 33.5715
A23 C18-2019 | 531369 | 105042 | Roadside |  | 100 |  |  |  |  | 36.1662
A23 C18-2010 | 531373 | 105136 | Roadside |  | 62.3978 |  |  |  |  | 35.0697
A23 C19-2021 | 531472 | 105161 | Roadside |  | 83.9237 |  |  |  |  | 25.2862
A23 C20-2005 | 531496 | 105315 | Roadside |  | 91.5531 |  |  |  |  | 24.8373
A23 C21-2005 | 531451 | 105356 | Roadside |  | 100 |  |  |  |  | 31.0475
A23 C23-2005 | 531189 | 105375 | Roadside |  | 81.1989 |  |  |  |  | 24.5101
A270 C24-2015 | 531101 | 105443 | Roadside |  | 100 |  |  |  |  | 33.4223
A270 C25-2010 | 530985 | 105419 | Roadside |  | 84.4687 |  |  |  |  | 33.7846
A270 C26-2022 | 530870 | 105354 | Kerbside |  | 100 |  |  |  |  | 43.0203
B2199 C28-2010 | 531032 | 104843 | Suburban |  | 92.6431 |  |  |  |  | 26.2235
A23 E01-2016 | 531101 | 105498 | Roadside |  | 89.9183 |  |  |  |  | 24.4161
A23 E02-2009 | 530233 | 106515 | Roadside |  | 100 |  |  |  |  | 26.0509
C-Link E02-2012 | 530063 | 106368 | Roadside |  | 100 |  |  |  |  | 28.3789
A23 E06-2020 | 531107 | 105595 | Roadside |  | 100 |  |  |  |  | 25.5715
A270 E07-2019 | 531838 | 105349 | Roadside |  | 100 |  |  |  |  | 38.3302
A270 E40-2022 | 532095 | 105679 | Suburban |  | 100 |  |  |  |  | 24.2821
A270 E08-1996 | 532090 | 105752 | Roadside |  | 100 |  |  |  |  | 36.1523
A270 E10-2015 | 532126 | 105838 | Roadside |  | 100 |  |  |  |  | 27.9404
C-Link E12-2022 | 532064 | 105939 | Roadside |  | 100 |  |  |  |  | 32.0692
A270 E14-2019 | 532377 | 106314 | Roadside |  | 100 |  |  |  |  | 27.7934
A270 E15-2012 | 532300 | 106159 | Roadside |  | 100 |  |  |  |  | 28.0234
A23 E16-1996 | 531465 | 104629 | Roadside |  | 100 |  |  |  |  | 29.7864
A23 E16-2015 | 531426 | 104514 | Roadside |  | 81.1989 |  |  |  |  | 32.6215
A23 E17-2003 | 531394 | 104338 | Roadside |  | 66.485 |  |  |  |  | 30.4149
C-Link E17-2018 | 531408 | 104233 | Roadside |  | 100 |  |  |  |  | 31.451
C-Link E17-2022 | 531430 | 104247 | Roadside |  | 100 |  |  |  |  | 24.3353
C-Link E18-2021 | 532759 | 103810 | Roadside |  | 100 |  |  |  |  | 19.1681
B2123 E22-2009 | 536970 | 102280 | Roadside |  | 100 |  |  |  |  | 23.8996
B2123 E23-2010 | 536966 | 102273 | Roadside |  | 91.5531 |  |  |  |  | 23.5602
A259 E25-2018 | 537014 | 102238 | Roadside |  | 100 |  |  |  |  | 24.6809
B2123 E30-2020 | 536947 | 102341 | Roadside |  | 92.9155 |  |  |  |  | 23.052
E32-2020 | 537011 | 102099 | Urban Background |  | 100 |  |  |  |  | 11.5695
A2010 W03-2006 | 530963 | 104994 | Roadside |  | 100 |  |  |  |  | 27.3297
A2010 W04-2006 | 530808 | 105340 | Roadside |  | 100 |  |  |  |  | 28.6972
A270 W05-2006 | 530778 | 105362 | Roadside |  | 100 |  |  |  |  | 30.9566
B2066 W10-2006 | 530302 | 104415 | Roadside |  | 48.5014 |  |  |  |  | 19.2597
B2066 W11-2020 | 530154 | 104444 | Roadside |  | 92.9155 |  |  |  |  | 24.3796
A259 W16-2020 | 526233 | 104860 | Roadside |  | 74.1144 |  |  |  |  | 27.7115
A259 W17-2009 | 525931 | 104961 | Roadside |  | 55.8583 |  |  |  |  | 32.076
A259 W18-2010 | 525970 | 105230 | Urban Background |  | 100 |  |  |  |  | 12.2597
A259 W19-2009 | 525658 | 105695 | Roadside |  | 100 |  |  |  |  | 26.2597
A270 OSR13 W20-2021 | 525698 | 105872 | Roadside |  | 100 |  |  |  |  | 27.8452
A2023 W21-2010 | 528388 | 105936 | Roadside |  | 100 |  |  |  |  | 25.1285
LN1-2022 | 532039 | 105541 | Suburban |  | 100 |  |  |  |  | 20.2357
LN2-2022 | 531823 | 105287 | Roadside |  | 82.2888 |  |  |  |  | 27.5277
LN4-2022 | 532278 | 105233 | Roadside |  | 100 |  |  |  |  | 19.3541
LN5-2022 | 532124 | 104850 | Suburban |  | 100 |  |  |  |  | 14.8192
LN7-2022 | 531987 | 104575 | Roadside |  | 100 |  |  |  |  | 14.8548
LN8-2022 | 531910 | 104322 | Roadside |  | 100 |  |  |  |  | 19.9988
LN9-2022 | 531880 | 104243 | Roadside |  | 100 |  |  |  |  | 26.3733
LN10-2022 | 531642 | 104366 | Suburban |  | 100 |  |  |  |  | 18.5682
LN11-2022 | 531457 | 104546 | Suburban |  | 100 |  |  |  |  | 14.4385
LN12-2022 | 531505 | 104698 | Roadside |  | 100 |  |  |  |  | 23.8091
LN13-2022 | 531654 | 105072 | Roadside |  | 100 |  |  |  |  | 23.7297
LN14-2022 | 531725 | 105005 | Roadside |  | 100 |  |  |  |  | 17.4594
A259 Kingsway2 | 528602 | 104416 | Roadside |  | 100 |  |  |  |  | 16.2667
A259 Kingsway4 | 528601 | 104420 | Roadside |  | 92.3706 |  |  |  |  | 18.6618
WRP1 | 530201 | 104468 | Roadside |  | 100 |  |  |  |  | 26.7044
WRP2 | 530597 | 104480 | Roadside |  | 100 |  |  |  |  | 18.2292
WRP3 | 530648 | 104466 | Roadside |  | 100 |  |  |  |  | 19.9878
Note on G9: This should be the data capture for the period within the calendar year for which monitoring was undertaken. In certain cases, monitoring may only have been undertaken for part of the year, e.g. monitoring that began in January and ran until June (six months) before finishing - if results were returned for all six months this would equate to 100% data capture.

## Table A.1 (hidden)
|  | 5 | 6 | 10 | 11 | 12 | 13 | 14 | 15 | 16 | 17 | 18 | 19 | 20 | 21
Annual Report Results Table - Table A.1
|  | 5: STEP 1 - DT Calendar Inputs Error; 11: STEP 2 - Diffusion Tube Inputs Error; 14: STEP 2a - Annualisation Inputs Error; 17: STEP 3 - Bias Adjustment Error; 20: STEP 4 - Fall off with Distance Error |  | Diffusion Tube Co-ordinate Check Warning
|  | 5: None; 11: None; 14: None; 17: None; 20: None |  | Highlighted X and Y OS grid co-ordinates may be incorrect. Check 'STEP 2 - Diffusion Tube Inputs' tab.
Bias Adjustment Factor = National
| Diffusion Tube ID | 5: X OS Grid Ref (Easting); 6: Y OS Grid Ref (Northing); 10: NO2 Mean Concentrations (µg/m3) | Time Weighted Annual Mean (µg/m3) |  |  | Comment
|  |  |  | Jan | Feb | Mar | Apr | May | Jun | Jul | Aug | Sep | Oct | Nov | Dec |  |  |  | Comment
|  |  | 433175 | [12 empty] | Raw Data | Bias Adjusted (0.81) and Annualised | Distance Corrected to Nearest Exposure | [6 empty] | 1 | 2 | 3 | 4 | 5 | 6 | 7 | 8 | 9 | 10 | 11 | 12 | Brighton and Hove Council | 35 | 1
A23 C01-2020 | A23 C01-2020 | 531361 | 104040 | 31.1 | 33.8 | 25.4 | 29.7 | 26.9 | 28.9 | 23 | 23.3 | 28.4 | 23.6 | 33.4 | 20.4 | 27.3022 | 22.1148 |  |  | 1 | A23 C01-2020 | A23 C01-2020 | Single | [13 empty] | 531500104500 | 35 | 0
A23 C02-2022 | A23 C02-2022 | 531255 | 104062 | 37.4 | 37.1 | 27.8 | 31.3 | 26.8 | 28.2 | 23.3 | 25.2 | 26.9 | 28.4 | 37.2 | 29.4 | 29.8619 | 24.1881 |  |  | 2 | A23 C02-2022 | A23 C02-2022 | Single | [13 empty] | 531500104500 | 35 | 0
B2066 C04-2010 | B2066 C04-2010 | 531228 | 104088 | 38.1 | 41 | 34.6 | 35.7 | 28.4 | 35.6 | 32.3 | 34.4 | 36.4 | 32.3 | 37.7 | 33.3 | 34.9537 | 28.3125 |  |  | 3 | B2066 C04-2010 | B2066 C04-2010 | Single | [13 empty] | 531500104500 | 35 | 0
C05-2012 | C05-2012 | 531230 | 104260 | 23.6 | 25.3 | 18.1 | 18.2 | 14 |  | 13.2 | 12.7 | 16.3 | 16.1 | 24.1 | 16.7 | 17.9388 | 14.5304 |  |  | 4 | C05-2012 | C05-2012 | Single | [13 empty] | 531500104500 | 35 | 0
B2066 C10-2012 | B2066 C10-2012 | 530995 | 104271 | 34.8 | 47.3 | 34.6 | 37.8 | 30.8 | 36.3 | 33.3 | 32.6 | 35.9 | 32.2 | 37.6 | 32.3 | 35.4204 | 28.6906 |  |  | 5 | B2066 C10-2012 | B2066 C10-2012 | Single | Duplicate | [12 empty] | 530500104500 | 35 | 0
B2066 C11-2007 | B2066 C11-2007 | 530947 | 104284 | 50 |  | 43.9 | 48 | 33.8 | 46.2 | 43.8 | 40.7 |  | 38.7 | 45 | 39.5 | 42.9619 | 34.7992 |  |  | 6 | B2066 C11-2007 | B2066 C11-2007 | Single | [13 empty] | 530500104500 | 35 | 0
B2066 C11-2012 | B2066 C11-2012 | 530890 | 104302 | 55.8 | 58.1 | 53.7 | 55.4 | 42 | 52.2 | 50.4 | 50.7 | 51 | 45.1 | 54.5 | 50.7 | 51.4597 | 41.6823 | 35.2 |  | 7 | B2066 C11-2012 | B2066 C11-2012 | Single | [13 empty] | 530500104500 | 35 | 0
A2010 C12-2010 | A2010 C12-2010 | 530900 | 104451 | 44.4 | 40.2 | 34.6 | 38.9 | 30.7 | 38.5 | [5 empty] | 26.6 | 36.6348 | 27.3183 |  |  | 8 | A2010 C12-2010 | A2010 C12-2010 | Single | [13 empty] | 530500104500 | 35 | 0
A2010 W01-2005 | A2010 W01-2005 | 530969 | 104785 | 32.6 |  | 31.7 | 32.4 | 25.9 | 30.2 | 27.4 | 28.2 | 30.9 | 26 | 31.4 | 24.7 | 29.2287 | 23.6752 |  |  | 9 | A2010 W01-2005 | A2010 W01-2005 | Single | [13 empty] | 530500104500 | 35 | 0
C-Link C13-2014 | C-Link C13-2014 | 530770 | 104363 | 37.4 | 38.6 | 33.5 | 33.4 | 29 | 33.8 | 30.6 | 33.8 | 34.1 | 32.6 | 42.8 | 32.5 | 34.2259 | 27.723 |  |  | 10 | C-Link C13-2014 | C-Link C13-2014 | Single | [13 empty] | 530500104500 | 35 | 0
A23 C09-2005 | A23 C09-2005 | 531302 | 104392 | 35.9 | 39.4 | 30.9 | 28.9 | 28.5 | 30.7 | 26.5 | 27.4 | 32.6 | 31.6 | 36.6 | 27.5 | 31.4008 | 25.4347 |  |  | 11 | A23 C09-2005 | A23 C09-2005 | Single | [13 empty] | 531500104500 | 35 | 0
A23 C16-2013 | A23 C16-2013 | 531400 | 104844 | 39.4 | 41.2 | 32.4 | 33.1 | 33.3 | 32.7 | 26 |  | 34 |  | 43.2 | 27.6 | 34.3051 | 27.7871 |  |  | 12 | A23 C16-2013 | A23 C16-2013 | Single | [13 empty] | 531500104500 | 35 | 0
A23 C17-2012 | A23 C17-2012 | 531364 | 104982 | 51.1 | 47.5 | 46.6 | 41.3 | 33.7 | 42.3 | 41.4 | 37.9 | 41.8 | 37.1 | 41.2 | 36.4 | 41.4463 | 33.5715 |  |  | 13 | A23 C17-2012 | A23 C17-2012 | Single | [13 empty] | 531500104500 | 35 | 0
A23 C18-2019 | A23 C18-2019 | 531369 | 105042 | 46.5 | 45.5 | 42.1 | 47.6 | 40.8 | 50.1 | 43.7 | 42.2 | 47.3 | 41.2 | 45.9 | 42.6 | 44.6496 | 36.1662 | 32.7 |  | 14 | A23 C18-2019 | A23 C18-2019 | Single | [13 empty] | 531500105500 | 35 | 0
A23 C18-2010 | A23 C18-2010 | 531373 | 105136 |  | 51 |  | 46.9 | 34.9 | 40.6 | 39.4 | 39 |  |  | 48.9 | 37.6 | 42.4664 | 35.0697 |  |  | 15 | A23 C18-2010 | A23 C18-2010 | Single | [13 empty] | 531500105500 | 35 | 0
A23 C19-2021 | A23 C19-2021 | 531472 | 105161 |  | 40.6 | 32.5 | 32.6 |  | 33 | 27.7 | 27 | 21.5 | 29.9 | 40 | 30.9 | 31.2175 | 25.2862 |  |  | 16 | A23 C19-2021 | A23 C19-2021 | Single | [13 empty] | 531500105500 | 35 | 0
A23 C20-2005 | A23 C20-2005 | 531496 | 105315 |  | 38.9 | 31.7 | 35.7 | 28.3 | 32 | 25.7 | 28 | 30.7 | 27.1 | 34.5 | 24.6 | 30.6634 | 24.8373 |  |  | 17 | A23 C20-2005 | A23 C20-2005 | Single | [13 empty] | 531500105500 | 35 | 0
A23 C21-2005 | A23 C21-2005 | 531451 | 105356 | 41.6 | 44.6 | 42.5 | 43 | 30.4 | 40.2 | 39.9 | 41.1 | 42.6 | 27 | 38.4 | 31.5 | 38.3302 | 31.0475 |  |  | 18 | A23 C21-2005 | A23 C21-2005 | Single | [13 empty] | 531500105500 | 35 | 0
A23 C23-2005 | A23 C23-2005 | 531189 | 105375 | 35.5 | 36.3 | 32.1 | 29.5 | 20.2 | 28.7 | 29.2 | 28.6 | 31.2 |  |  | 30.6 | 30.2594 | 24.5101 |  |  | 19 | A23 C23-2005 | A23 C23-2005 | Single | [13 empty] | 531500105500 | 35 | 0
A270 C24-2015 | A270 C24-2015 | 531101 | 105443 | 44.5 | 50.8 | 39.6 | 41.5 | 35.3 | 40.5 | 35 | 37.8 | 43.7 | 39.5 | 48.5 | 38.3 | 41.2621 | 33.4223 |  |  | 20 | A270 C24-2015 | A270 C24-2015 | Single | [13 empty] | 531500105500 | 35 | 0
A270 C25-2010 | A270 C25-2010 | 530985 | 105419 | 42.2 |  | 39.5 | 43.2 |  | 42.3 | 39.5 | 39.6 | 44.6 | 41.5 | 45.2 | 38.2 | 41.7094 | 33.7846 |  |  | 21 | A270 C25-2010 | A270 C25-2010 | Single | [13 empty] | 530500105500 | 35 | 0
A270 C26-2022 | A270 C26-2022 | 530870 | 105354 | 49.2 | 46.4 | 56.3 | 54.1 | 41.1 | 52.2 | 61.4 | 58.8 | 63.4 | 53.5 | 51.3 | 46.6 | 53.1114 | 43.0203 | 37.5 |  | 22 | A270 C26-2022 | A270 C26-2022 | Single | [13 empty] | 530500105500 | 35 | 0
B2199 C28-2010 | B2199 C28-2010 | 531032 | 104843 | 37.7 | 36.2 | 34.1 | 32.3 | 25.6 | 28 |  | 30 | 31.2 | 33.6 | 36.7 | 30.2 | 32.3747 | 26.2235 |  |  | 23 | B2199 C28-2010 | B2199 C28-2010 | Single | [13 empty] | 531500104500 | 35 | 0
A23 E01-2016 | A23 E01-2016 | 531101 | 105498 | 35.2 | 39.9 | 32.6 |  | 34.4 | 32.2 | 22.1 | 23.9 | 31.4 | 26.2 | 33.9 | 20.2 | 30.1433 | 24.4161 |  |  | 24 | A23 E01-2016 | A23 E01-2016 | Single | [13 empty] | 531500105500 | 35 | 0
A23 E02-2009 | A23 E02-2009 | 530233 | 106515 | 38.2 | 40.5 | 36 | 31.2 | 22.8 | 29 | 28.8 | 30.5 | 33.6 | 30.8 | 34.6 | 29.9 | 32.1616 | 26.0509 |  |  | 25 | A23 E02-2009 | A23 E02-2009 | Single | [13 empty] | 530500106500 | 35 | 0
C-Link E02-2012 | C-Link E02-2012 | 530063 | 106368 | 37 | 43.6 | 40 | 35.7 | 28.3 | 35.7 | 33.9 | 31.2 | 36.5 | 33.2 | 35.6 | 29.4 | 35.0357 | 28.3789 |  |  | 26 | C-Link E02-2012 | C-Link E02-2012 | Single | [13 empty] | 530500106500 | 35 | 0
A23 E06-2020 | A23 E06-2020 | 531107 | 105595 | 35.4 | 41.5 | 33.2 | 31.7 | 24.3 | 29 | 28.2 | 28.8 | 33.5 | 29.7 | 37.1 | 26.4 | 31.5698 | 25.5715 |  |  | 27 | A23 E06-2020 | A23 E06-2020 | Single | [13 empty] | 531500105500 | 35 | 0
A270 E07-2019 | A270 E07-2019 | 531838 | 105349 | 58.3 | 60 | 45 | 44.3 | 48.9 | 47.4 | 43.4 | 40.7 | 42.5 | 43.4 | 53.9 | 43.2 | 47.3213 | 38.3302 |  |  | 28 | A270 E07-2019 | A270 E07-2019 | Single | [13 empty] | 531500105500 | 35 | 0
A270 E40-2022 | A270 E40-2022 | 532095 | 105679 | 35.3 | 38.6 | 31.9 | 28.7 | 30 | 30 | 23.5 | 25.7 | 29 | 28 | 35.1 | 24.9 | 29.9779 | 24.2821 |  |  | 29 | A270 E40-2022 | A270 E40-2022 | Single | [13 empty] | 532500105500 | 35 | 0
A270 E08-1996 | A270 E08-1996 | 532090 | 105752 | 51.1 | 54 | 46.3 | 42.6 | 43.4 | 45.3 | 40.2 | 38.7 | 42.1 | 44.1 | 48.6 | 39.8 | 44.6324 | 36.1523 |  |  | 30 | A270 E08-1996 | A270 E08-1996 | Single | [13 empty] | 532500105500 | 35 | 0
A270 E10-2015 | A270 E10-2015 | 532126 | 105838 | 39.5 | 40.2 | 37.6 | 33.7 | 29.6 | 33.3 | 29.6 | 32.8 | 34.7 | 33.7 | 36.3 | 32.9 | 34.4943 | 27.9404 |  |  | 31 | A270 E10-2015 | A270 E10-2015 | Single | [13 empty] | 532500105500 | 35 | 0
C-Link E12-2022 | C-Link E12-2022 | 532064 | 105939 | 38.7 | 40.4 | 35.2 | 37 | 25.6 | 38.8 | 44 | 40.9 | 43.3 | 44.4 | 45.2 | 39.3 | 39.5916 | 32.0692 |  |  | 32 | C-Link E12-2022 | C-Link E12-2022 | Single | [13 empty] | 532500105500 | 35 | 0
A270 E14-2019 | A270 E14-2019 | 532377 | 106314 | 35.5 | 42.9 | 37.7 | 37.8 | 32.8 | 38 | 30.1 | 28.7 | 35.2 | 32.1 | 34.2 | 25.4 | 34.3128 | 27.7934 |  |  | 33 | A270 E14-2019 | A270 E14-2019 | Single | [13 empty] | 532500106500 | 35 | 0
A270 E15-2012 | A270 E15-2012 | 532300 | 106159 | 36.5 | 42.4 | 37.7 | 36.8 | 32.2 | 35.4 | 26.7 | 27.8 | 36.2 | 34.4 | 37.7 | 29.6 | 34.5967 | 28.0234 |  |  | 34 | A270 E15-2012 | A270 E15-2012 | Single | [13 empty] | 532500106500 | 35 | 0
A23 E16-1996 | A23 E16-1996 | 531465 | 104629 | 34.7 | 46.4 | 40.2 | 41.6 | 37.2 | 43.1 | 28.1 | 33.3 | 41.6 | 32.2 | 35.7 | 25.4 | 36.7733 | 29.7864 |  |  | 35 | A23 E16-1996 | A23 E16-1996 | Single | [13 empty] | 531500104500 | 35 | 0
A23 E16-2015 | A23 E16-2015 | 531426 | 104514 | 34.7 | 51.4 | 41.1 | 45.7 | 44 | 44.8 | 34 | 34.9 | 40.9 |  |  | 28.3 | 40.2735 | 32.6215 |  |  | 36 | A23 E16-2015 | A23 E16-2015 | Single | [13 empty] | 531500104500 | 35 | 0
A23 E17-2003 | A23 E17-2003 | 531394 | 104338 |  | 44.1 |  |  |  | 44.7 | 33.1 | 33.4 | 39.3 | 31.6 | 34.8 | 25.1 | 35.7865 | 30.4149 |  |  | 37 | A23 E17-2003 | A23 E17-2003 | Single | [13 empty] | 531500104500 | 35 | 0
C-Link E17-2018 | C-Link E17-2018 | 531408 | 104233 | 42.3 | 46.6 | 38.7 | 37.9 | 32.5 | 40.4 | 40.8 | 37.4 | 39.3 | 37.1 | 38.1 | 35 | 38.8283 | 31.451 |  |  | 38 | C-Link E17-2018 | C-Link E17-2018 | Single | [13 empty] | 531500104500 | 35 | 0
C-Link E17-2022 | C-Link E17-2022 | 531430 | 104247 | 35.5 | 42.9 | 27.4 | 28.4 | 34.9 | 32 | 23.5 | 24.8 | 29.6 | 26.4 | 34.3 | 22 | 30.0436 | 24.3353 |  |  | 39 | C-Link E17-2022 | C-Link E17-2022 | Single | [13 empty] | 531500104500 | 35 | 0
C-Link E18-2021 | C-Link E18-2021 | 532759 | 103810 | 27.8 | 30.5 | 23.6 | 24 | 21.6 | 24.3 | 21.8 | 19.3 | 26.6 | 17.4 | 30.2 | 19.1 | 23.6643 | 19.1681 |  |  | 40 | C-Link E18-2021 | C-Link E18-2021 | Single | [13 empty] | 532500103500 | 35 | 0
B2123 E22-2009 | B2123 E22-2009 | 536970 | 102280 | 29.4 | 38.8 | 29.8 | 33 | 27.4 | 36.4 | 24.2 | 25 | 32 | 25 | 32 | 20.7 | 29.5057 | 23.8996 |  |  | 41 | B2123 E22-2009 | B2123 E22-2009 | Single | [13 empty] | 536500102500 | 35 | 0
B2123 E23-2010 | B2123 E23-2010 | 536966 | 102273 |  | 39.8 | 32.1 | 29.4 | 22.8 | 31.8 | 27.1 | 26.2 | 32 | 25.4 | 29.9 | 23.9 | 29.0866 | 23.5602 |  |  | 42 | B2123 E23-2010 | B2123 E23-2010 | Single | [13 empty] | 536500102500 | 35 | 0
A259 E25-2018 | A259 E25-2018 | 537014 | 102238 | 41.1 | 34.4 | 32.2 | 37.8 | 33.1 | 35.6 | 21.2 | 23.6 | 30.3 | 23.7 | 32.5 | 19.4 | 30.4703 | 24.6809 |  |  | 43 | A259 E25-2018 | A259 E25-2018 | Single | [13 empty] | 537500102500 | 35 | 0
B2123 E30-2020 | B2123 E30-2020 | 536947 | 102341 | 28 | 46.3 | 27.5 | 31.9 | 27.9 | 34.2 | 19.9 | 19.6 | 28.8 | 20.8 | 30.4 |  | 28.4592 | 23.052 |  |  | 44 | B2123 E30-2020 | B2123 E30-2020 | Single | [13 empty] | 536500102500 | 35 | 0
E32-2020 | E32-2020 | 537011 | 102099 | 16.6 | 19.5 | 14.7 | 15.3 | 9.6 | 14 | 11.3 | 11.4 | 13.3 | 12.5 | 18.2 | 16 | 14.2834 | 11.5695 |  |  | 45 | E32-2020 | E32-2020 | Single | [13 empty] | 537500102500 | 35 | 0
A2010 W03-2006 | A2010 W03-2006 | 530963 | 104994 | 34.6 | 39.4 | 35.1 | 35.3 | 27.5 | 33.9 | 32.5 | 33.4 | 34.3 | 32 | 36.9 | 30.1 | 33.7403 | 27.3297 |  |  | 46 | A2010 W03-2006 | A2010 W03-2006 | Single | [13 empty] | 530500104500 | 35 | 0
A2010 W04-2006 | A2010 W04-2006 | 530808 | 105340 | 41 | 43.4 | 32.6 | 33.7 | 34.1 | 34.5 | 30.5 | 32 | 35.7 | 36.3 | 39.4 | 30.9 | 35.4286 | 28.6972 |  |  | 47 | A2010 W04-2006 | A2010 W04-2006 | Single | [13 empty] | 530500105500 | 35 | 0
A270 W05-2006 | A270 W05-2006 | 530778 | 105362 | 40.9 | 46.9 | 34.4 | 40.3 | 40.2 | 39.6 | 34.6 | 35.2 | 38.7 | 36.6 | 41.9 | 28.2 | 38.218 | 30.9566 |  |  | 48 | A270 W05-2006 | A270 W05-2006 | Single | [13 empty] | 530500105500 | 35 | 0
B2066 W10-2006 | B2066 W10-2006 | 530302 | 104415 | 28.7 | 28.5 | 24.4 | 25.4 | 16.7 | [6 empty] | 36.6 | 26.5955 | 19.2597 |  |  | 49 | B2066 W10-2006 | B2066 W10-2006 | Single | [13 empty] | 530500104500 | 35 | 0
B2066 W11-2020 | B2066 W11-2020 | 530154 | 104444 | 31.5 | 38.8 | 29.8 | 32.6 | 25.2 | 30.1 | 27.3 | 25.3 | 32.3 | 26.8 | 31.4 |  | 30.0982 | 24.3796 |  |  | 50 | B2066 W11-2020 | B2066 W11-2020 | Single | [13 empty] | 530500104500 | 35 | 0
A259 W16-2020 | A259 W16-2020 | 526233 | 104860 | 40.2 | 39.3 | 32.9 | 35.7 | 26.7 | 34.8 | 30.3 | 30.5 | 35.6 |  |  |  | 34.2118 | 27.7115 |  |  | 51 | A259 W16-2020 | A259 W16-2020 | Single | [13 empty] | 526500104500 | 35 | 0
A259 W17-2009 | A259 W17-2009 | 525931 | 104961 | 45.3 | 52.4 |  |  | 41.8 |  | 32.2 | 32.5 | 39.7 |  |  | 28.8 | 39.2766 | 32.076 |  |  | 52 | A259 W17-2009 | A259 W17-2009 | Single | [13 empty] | 525500104500 | 1 | 1
A259 W18-2010 | A259 W18-2010 | 525970 | 105230 | 21.3 | 21.8 | 17.8 | 15.7 | 10 | 12.9 | 12.9 | 11.3 | 14.5 | 8 | 21.7 | 17.9 | 15.1354 | 12.2597 |  |  | 53 | A259 W18-2010 | A259 W18-2010 | Single | [13 empty] | 525500105500 | 35 | 0
A259 W19-2009 | A259 W19-2009 | 525658 | 105695 | 38.7 | 40.9 | 33.1 | 30.6 | 27 | 31.7 | 29.1 | 28.6 | 34.5 | 30.2 | 36.4 | 28.6 | 32.4193 | 26.2597 |  |  | 54 | A259 W19-2009 | A259 W19-2009 | Single | [13 empty] | 525500105500 | 35 | 0
A270 OSR13 W20-2021 | A270 OSR13 W20-2021 | 525698 | 105872 | 33.1 | 41.9 | 35.8 | 36.6 | 31.9 | 39 | 30.8 | 30.6 | 34.9 | 34.3 | 33.3 | 28.6 | 34.3768 | 27.8452 |  |  | 55 | A270 OSR13 W20-2021 | A270 OSR13 W20-2021 | Single | [13 empty] | 525500105500 | 35 | 0
A2023 W21-2010 | A2023 W21-2010 | 528388 | 105936 | 36.1 | 39.4 | 31.7 | 30.3 | 25.3 | 30.5 | 28 | 27.8 | 32.4 | 27.9 | 36 | 27.9 | 31.0229 | 25.1285 |  |  | 56 | A2023 W21-2010 | A2023 W21-2010 | Single | [13 empty] | 528500105500 | 35 | 0
LN1-2022 | LN1-2022 | 532039 | 105541 | 42.3 | 34.7 | 24.7 | 22.5 | 20.2 | 19.9 | 19.8 | 18.6 | 22.2 | 22.3 | 31 | 23 | 24.9823 | 20.2357 |  |  | 57 | LN1-2022 | LN1-2022 | Single | [13 empty] | 532500105500 | 35 | 0
LN2-2022 | LN2-2022 | 531823 | 105287 | 28.1 | 49 | 34.6 |  |  | 34.9 | 25.9 | 26.7 | 32.3 | 34.1 | 42.9 | 32.4 | 33.9848 | 27.5277 |  |  | 58 | LN2-2022 | LN2-2022 | Single | [13 empty] | 531500105500 | 35 | 0
LN4-2022 | LN4-2022 | 532278 | 105233 | 28.2 | 32.4 | 24.4 | 25.3 | 20.3 | 23.7 | 21.6 | 21.2 | 22 | 21.1 | 27.5 | 20 | 23.894 | 19.3541 |  |  | 59 | LN4-2022 | LN4-2022 | Single | [13 empty] | 532500105500 | 35 | 0
LN5-2022 | LN5-2022 | 532124 | 104850 | 23.2 | 24.8 | 19.2 | 18.4 | 13.7 | 15.9 | 14 | 13.9 | 17.6 | 17.7 | 26.5 | 15 | 18.2954 | 14.8192 |  |  | 60 | LN5-2022 | LN5-2022 | Single | [13 empty] | 532500104500 | 35 | 0
LN7-2022 | LN7-2022 | 531987 | 104575 | 23.3 | 24.4 | 15 | 17.3 | 14 | 18.1 | 16.2 | 15.4 | 18.5 | 17 | 25.6 | 16 | 18.3392 | 14.8548 |  |  | 61 | LN7-2022 | LN7-2022 | Single | [13 empty] | 531500104500 | 35 | 0
LN8-2022 | LN8-2022 | 531910 | 104322 | 28.4 | 28.6 | 24.7 | 22.3 | 17.3 | 23.5 | 25.5 | 21.4 | 24.7 | 25.1 | 30.8 | 24.7 | 24.6899 | 19.9988 |  |  | 62 | LN8-2022 | LN8-2022 | Single | [13 empty] | 531500104500 | 35 | 0
LN9-2022 | LN9-2022 | 531880 | 104243 | 35.7 | 36.4 | 32.2 | 30 | 27.8 | 33.7 | 33.5 | 31.4 | 32.8 | 31.3 | 36.9 | 30.3 | 32.5597 | 26.3733 |  |  | 63 | LN9-2022 | LN9-2022 | Single | [13 empty] | 531500104500 | 35 | 0
LN10-2022 | LN10-2022 | 531642 | 104366 | 29.5 | 31.5 | 24.2 | 23.7 | 17 | 19.9 | 18.2 | 20.5 | 22.2 | 20.1 | 31.8 | 17.6 | 22.9237 | 18.5682 |  |  | 64 | LN10-2022 | LN10-2022 | Single | [13 empty] | 531500104500 | 35 | 0
LN11-2022 | LN11-2022 | 531457 | 104546 | 22.6 | 25.2 | 18 | 17.1 | 13.4 | 15.2 | 14.2 | 13.5 | 17.4 | 18.1 | 25 | 14.1 | 17.8253 | 14.4385 |  |  | 65 | LN11-2022 | LN11-2022 | Single | [13 empty] | 531500104500 | 35 | 0
LN12-2022 | LN12-2022 | 531505 | 104698 | 49.6 | 35 | 30.6 | 26.8 | 22.3 | 25.9 | 24.8 | 24.9 | 26.7 | 27.7 | 33.9 | 24.9 | 29.394 | 23.8091 |  |  | 66 | LN12-2022 | LN12-2022 | Single | [13 empty] | 531500104500 | 35 | 0
LN13-2022 | LN13-2022 | 531654 | 105072 | 39.2 | 31 | 33.6 | 21.8 | 27.2 | 27.6 | 27.7 | 26.9 | 29.4 | 30.2 | 29.5 | 28.3 | 29.2959 | 23.7297 |  |  | 67 | LN13-2022 | LN13-2022 | Single | [13 empty] | 531500105500 | 35 | 0
LN14-2022 | LN14-2022 | 531725 | 105005 | 28.5 | 31.1 | 20 | 21.1 | 17 | 18.6 | 17.5 | 17.1 | 21.1 | 19.7 | 28.8 | 18.9 | 21.5548 | 17.4594 |  |  | 68 | LN14-2022 | LN14-2022 | Single | [13 empty] | 531500105500 | 35 | 0
A259 Kingsway2 | A259 Kingsway2 | 528602 | 104416 | 27.5 | 26.5 | 20.5 | 21.4 | 16.9 | 19.6 | 14.3 | 15.1 | 19.1 | 18.6 | 23.8 | 17.4 | 20.0823 | 16.2667 |  |  | 69 | A259 Kingsway2 | A259 Kingsway2 | Single | [13 empty] | 528500104500 | 35 | 0
A259 Kingsway4 | A259 Kingsway4 | 528601 | 104420 | 28.5 | 28.4 | 22.9 | 22.6 | 17..9 | 23.5 | 18.1 | 18.5 | 23.4 | 22 | 25.1 | 20.1 | 23.0392 | 18.6618 |  |  | 70 | A259 Kingsway4 | A259 Kingsway4 | Single | [13 empty] | 528500104500 | 35 | 0
WRP1 | WRP1 | 530201 | 104468 | 43.3 | 39.4 | 34.5 | 32.3 | 31.2 | 35.4 | 30.3 | 32.9 | 29.8 | 27.9 | 35.4 | 25.5 | 32.9684 | 26.7044 |  |  | 71 | WRP1 | WRP1 | Single | [13 empty] | 530500104500 | 35 | 0
WRP2 | WRP2 | 530597 | 104480 | 33.6 | 37.3 | 27.7 | 19.7 | 12.2 | 15.6 | 16 | 19.7 | 24.1 | 20.5 | 26.7 | 17.1 | 22.5052 | 18.2292 |  |  | 72 | WRP2 | WRP2 | Single | [13 empty] | 530500104500 | 35 | 0
WRP3 | WRP3 | 530648 | 104466 | 34.8 | 35.6 | 26.4 | 26.4 | 18.3 | 23.5 | 18.4 | 19.9 | 25 | 21.6 | 28.5 | 17.1 | 24.6763 | 19.9878 |  |  | 73 | WRP3 | WRP3 | Single | [13 empty] | 530500104500 | 35 | 0

## Table C (hidden)
Details of Non-Automatic Monitoring Sites - Table C
Enter data into the pink cells
Diffusion Tube ID | Site Name | Site Type | X OS Grid Ref (Easting) | Y OS Grid Ref (Northing) | Pollutants Monitored | In AQMA? Which AQMA? | Distance to Relevant Exposure (m) | Distance to Kerb of Nearest Road (m) | Tube Co-located with a Continuous Analyser | Height (m)
A23 C01-2020 | Old Steine St James Street Corner | Roadside | 531361 | 104040 | NO2 |  | 0 | 8
A23 C02-2022 | Old Steine West | Roadside | 531255 | 104062 | NO2 |  | 0 | 7 |  |  | Yes
B2066 C04-2010 | Castle Square | Roadside | 531228 | 104088 | NO2 |  | 0 | 5.7 |  |  | No
C05-2012 | Pavilion Gardens | Urban Background | 531230 | 104260 | NO2 |  | 0 | 102
B2066 C10-2012 | North Street near Ship Street | Roadside | 530995 | 104271 | NO2 |  | 0 | 6.1
B2066 C11-2007 | North Street Central | Roadside | 530947 | 104284 | NO2 |  | 0 | 6.5
B2066 C11-2012 | North Street East of Clock Tower | Kerbside | 530890 | 104302 | NO2 |  | 3 | 1.5
A2010 C12-2010 | Queens Road South of Church Street | Roadside | 530900 | 104451 | NO2 |  | 0 | 4.2
A2010 W01-2005 | Queens Road North | Roadside | 530969 | 104785 | NO2 |  | 0 | 4.2
C-Link C13-2014 | Lower Dyke Road | Roadside | 530770 | 104363 | NO2 |  | 0 | 4.5
A23 C09-2005 | Marlborough Place | Roadside | 531302 | 104392 | NO2 |  | 0 | 4.3
A23 C16-2013 | York Place | Roadside | 531400 | 104844 | NO2 |  | 0 | 4.9
A23 C17-2012 | Cheapside | Roadside | 531364 | 104982 | NO2 |  | 0 | 3.4
A23 C18-2019 | London Road Brunswick Row | Roadside | 531369 | 105042 | NO2 |  | 2 | 2
A23 C18-2010 | Oxford Street London Road | Roadside | 531373 | 105136 | NO2 |  | 0 | 3
A23 C19-2021 | Oxford Street Ditchling Road | Roadside | 531472 | 105161 | NO2 |  | 0 | 3.3
A23 C20-2005 | Ditchling Road Viaduct Terrace | Roadside | 531496 | 105315 | NO2 |  | 0 | 4.7
A23 C21-2005 | Viaduct Terrace | Roadside | 531451 | 105356 | NO2 |  | 0 | 3.6
A23 C23-2005 | London Road Rose Hill Terrace | Roadside | 531189 | 105375 | NO2 |  | 0 | 5.4
A270 C24-2015 | New England Road Elder Place | Roadside | 531101 | 105443 | NO2 |  | 0 | 3.6
A270 C25-2010 | New England West of Argyle Road | Roadside | 530985 | 105419 | NO2 |  | 0 | 3.5
A270 C26-2022 | New England Road under the bridge | Kerbside | 530870 | 105354 | NO2 |  | 2.5 | 2.5
B2199 C28-2010 | Frederick Place, North Laine | Suburban | 531032 | 104843 | NO2 |  | 0 | 2.8
A23 E01-2016 | Preston Road near Preston Circus | Roadside | 531101 | 105498 | NO2 |  | 0 | 2.5
A23 E02-2009 | Preston Road near Preston Drove | Roadside | 530233 | 106515 | NO2 |  | 0 | 4
C-Link E02-2012 | The Drove linked with South Street | Roadside | 530063 | 106368 | NO2 |  | 0 | 2.6
A23 E06-2020 | Beaconsfield Road | Roadside | 531107 | 105595 | NO2 |  | 0 | 3.8
A270 E07-2019 | Lewes Road north of Elm Grove | Roadside | 531838 | 105349 | NO2 |  | 0 | 2.9
A270 E40-2022 | Hartington Road near Lewes Road | Suburban | 532095 | 105679 | NO2 |  | 0 | 5
A270 E08-1996 | Lewes Road near Inverness Road | Roadside | 532090 | 105752 | NO2 |  | 0 | 4.4
A270 E10-2015 | Vogue Gyratory Island | Roadside | 532126 | 105838 | NO2 |  | 0 | 3
C-Link E12-2022 | Hollingdean Road | Roadside | 532064 | 105939 | NO2 |  | 0 | 4.5
A270 E14-2019 | Lewes Road on Pelham Terrace | Roadside | 532377 | 106314 | NO2 |  | 0 | 3.4
A270 E15-2012 | Lewes Road on Coombe Terrace | Roadside | 532300 | 106159 | NO2 |  | 0 | 3.7
A23 E16-1996 | Grand Parade North | Roadside | 531465 | 104629 | NO2 |  | 0 | 4.4
A23 E16-2015 | Grand Parade Middle | Roadside | 531426 | 104514 | NO2 |  | 0 | 3.6
A23 E17-2003 | Grand Parade South | Roadside | 531394 | 104338 | NO2 |  | 0 | 5
C-Link E17-2018 | Edward Street South Side | Roadside | 531408 | 104233 | NO2 |  | 0 | 1.6
C-Link E17-2022 | Edward Street North Side | Roadside | 531430 | 104247 | NO2 |  | 0 | 5
C-Link E18-2021 | Eastern Road near Sudley Place | Roadside | 532759 | 103810 | NO2 |  | 0 | 2.4
B2123 E22-2009 | Rottingdean High Street East | Roadside | 536970 | 102280 | NO2 |  | 0 | 0.2
B2123 E23-2010 | Rottingdean High Street West | Roadside | 536966 | 102273 | NO2 |  | 0 | 0.2
A259 E25-2018 | Rottingdean Marine Drive | Roadside | 537014 | 102238 | NO2 |  | 0 | 2.7
B2123 E30-2020 | Rottingdean High Street Mid | Roadside | 536947 | 102341 | NO2 |  | 0 | 1.8
E32-2020 | Rottingdean Sea Front | Urban Background | 537011 | 102099 | NO2 |  | 0 | 112
A2010 W03-2006 | Terminus Road Terrace and Hill | Roadside | 530963 | 104994 | NO2 |  | 0 | 3.5
A2010 W04-2006 | Chatham Place | Roadside | 530808 | 105340 | NO2 |  | 0 | 3.4
A270 W05-2006 | Old Shoreham Road Terrace and Hill | Roadside | 530778 | 105362 | NO2 |  | 0 | 3.6
B2066 W10-2006 | Western Road near Sillwood Road | Roadside | 530302 | 104415 | NO2 |  | 0 | 4.5
B2066 W11-2020 | Western Road | Roadside | 530154 | 104444 | NO2 |  | 0 | 4
A259 W16-2020 | Wellington Road East | Roadside | 526233 | 104860 | NO2 |  | 0 | 3
A259 W17-2009 | Wellington Road Church Road | Roadside | 525931 | 104961 | NO2 |  | 0 | 3
A259 W18-2010 | Vale Park | Urban Background | 525970 | 105230 | NO2 |  | 0 | 97
A259 W19-2009 | Trafalgar Road Portslade | Roadside | 525658 | 105695 | NO2 |  | 0 | 3.9
A270 OSR13 W20-2021 | Old Shoreham Road Brackenbury | Roadside | 525698 | 105872 | NO2 |  | 2 | 2.5
A2023 W21-2010 | Sackville Road Hove Park Tavern | Roadside | 528388 | 105936 | NO2 |  | 0 | 3.4
LN1-2022 | Lower Franklin Road | Suburban | 532039 | 105541 | NO2 |  | 2.5 | 2
LN2-2022 | Lower Elm Grove near Lewes Road | Roadside | 531823 | 105287 | NO2 |  | 0 | 2.5
LN4-2022 | Roadside Elm Grove Primary School | Roadside | 532278 | 105233 | NO2 |  | 2.5 | 1.5
LN5-2022 | Upper Islingword Road | Suburban | 532124 | 104850 | NO2 |  | 0 | 1
LN7-2022 | Orchard Nursery Queen Park Road | Roadside | 531987 | 104575 | NO2 |  | 0 | 2
LN8-2022 | Egremont Place Top | Roadside | 531910 | 104322 | NO2 |  | 2.5 | 1.5
LN9-2022 | Egremont Place Middle | Roadside | 531880 | 104243 | NO2 |  | 2.5 | 1
LN10-2022 | Carlton Hill next to school | Suburban | 531642 | 104366 | NO2 |  | 0 | 2
LN11-2022 | Morley Street | Suburban | 531457 | 104546 | NO2 |  | 0 | 2
LN12-2022 | Richmond Parade | Roadside | 531505 | 104698 | NO2 |  | 0 | 3
LN13-2022 | Lower Southover Street | Roadside | 531654 | 105072 | NO2 |  | 0 | 2.5
LN14-2022 | Middle Southover Street | Roadside | 531725 | 105005 | NO2 |  | 0 | 1
A259 Kingsway2 | Kingsway Sugardough | Roadside | 528602 | 104416 | NO2 |  | 0 | 3
A259 Kingsway4 | Kingsway Traffic Light | Roadside | 528601 | 104420 | NO2 |  | 2.5 | 1
WRP1 | Lamppost Lower Montpelier Road | Roadside | 530201 | 104468 | NO2 |  | 5 | 2.4
WRP2 | Lamppost Façade Upper North Street | Roadside | 530597 | 104480 | NO2 |  | 0 | 1.5
WRP3 | Upper North Street Regent Hill Corner | Roadside | 530648 | 104466 | NO2 |  | 0 | 1.5

## Table E (hidden)
Annual Mean NO2 Monitoring Results - Table E
Enter data into the pink cells
Diffusion Tube ID | X OS Grid Ref (Easting) | Y OS Grid Ref (Northing) | Site Type | Valid Data Capture for Monitoring Period (%) | Valid Data Capture 2023 (%) | NO2 Annual Mean Concentration (µg/m3)
[6 empty] | 2017 | 2018 | 2019 | 2020 | 2021 | 2022 | 2023 | Yes
A23 C01-2020 | 531361 | 104040 | Roadside |  | 100 | NO2 Annual Mean Concentration (µg/m3) 2023: 22.1148 | No
A23 C02-2022 | 531255 | 104062 | Roadside |  | 100 | NO2 Annual Mean Concentration (µg/m3) 2023: 24.1881
B2066 C04-2010 | 531228 | 104088 | Roadside |  | 100 | NO2 Annual Mean Concentration (µg/m3) 2023: 28.3125
C05-2012 | 531230 | 104260 | Urban Background |  | 92.0981 | NO2 Annual Mean Concentration (µg/m3) 2023: 14.5304
B2066 C10-2012 | 530995 | 104271 | Roadside |  | 100 | NO2 Annual Mean Concentration (µg/m3) 2023: 28.6906
B2066 C11-2007 | 530947 | 104284 | Roadside |  | 82.2888 | NO2 Annual Mean Concentration (µg/m3) 2023: 34.7992
B2066 C11-2012 | 530890 | 104302 | Kerbside |  | 100 | NO2 Annual Mean Concentration (µg/m3) 2023: 41.6823
A2010 C12-2010 | 530900 | 104451 | Roadside |  | 56.4033 | NO2 Annual Mean Concentration (µg/m3) 2023: 27.3183
A2010 W01-2005 | 530969 | 104785 | Roadside |  | 92.0981 | NO2 Annual Mean Concentration (µg/m3) 2023: 23.6752
C-Link C13-2014 | 530770 | 104363 | Roadside |  | 100 | NO2 Annual Mean Concentration (µg/m3) 2023: 27.723
A23 C09-2005 | 531302 | 104392 | Roadside |  | 100 | NO2 Annual Mean Concentration (µg/m3) 2023: 25.4347
A23 C16-2013 | 531400 | 104844 | Roadside |  | 80.3815 | NO2 Annual Mean Concentration (µg/m3) 2023: 27.7871
A23 C17-2012 | 531364 | 104982 | Roadside |  | 100 | NO2 Annual Mean Concentration (µg/m3) 2023: 33.5715
A23 C18-2019 | 531369 | 105042 | Roadside |  | 100 | NO2 Annual Mean Concentration (µg/m3) 2023: 36.1662
A23 C18-2010 | 531373 | 105136 | Roadside |  | 62.3978 | NO2 Annual Mean Concentration (µg/m3) 2023: 35.0697
A23 C19-2021 | 531472 | 105161 | Roadside |  | 83.9237 | NO2 Annual Mean Concentration (µg/m3) 2023: 25.2862
A23 C20-2005 | 531496 | 105315 | Roadside |  | 91.5531 | NO2 Annual Mean Concentration (µg/m3) 2023: 24.8373
A23 C21-2005 | 531451 | 105356 | Roadside |  | 100 | NO2 Annual Mean Concentration (µg/m3) 2023: 31.0475
A23 C23-2005 | 531189 | 105375 | Roadside |  | 81.1989 | NO2 Annual Mean Concentration (µg/m3) 2023: 24.5101
A270 C24-2015 | 531101 | 105443 | Roadside |  | 100 | NO2 Annual Mean Concentration (µg/m3) 2023: 33.4223
A270 C25-2010 | 530985 | 105419 | Roadside |  | 84.4687 | NO2 Annual Mean Concentration (µg/m3) 2023: 33.7846
A270 C26-2022 | 530870 | 105354 | Kerbside |  | 100 | NO2 Annual Mean Concentration (µg/m3) 2023: 43.0203
B2199 C28-2010 | 531032 | 104843 | Suburban |  | 92.6431 | NO2 Annual Mean Concentration (µg/m3) 2023: 26.2235
A23 E01-2016 | 531101 | 105498 | Roadside |  | 89.9183 | NO2 Annual Mean Concentration (µg/m3) 2023: 24.4161
A23 E02-2009 | 530233 | 106515 | Roadside |  | 100 | NO2 Annual Mean Concentration (µg/m3) 2023: 26.0509
C-Link E02-2012 | 530063 | 106368 | Roadside |  | 100 | NO2 Annual Mean Concentration (µg/m3) 2023: 28.3789
A23 E06-2020 | 531107 | 105595 | Roadside |  | 100 | NO2 Annual Mean Concentration (µg/m3) 2023: 25.5715
A270 E07-2019 | 531838 | 105349 | Roadside |  | 100 | NO2 Annual Mean Concentration (µg/m3) 2023: 38.3302
A270 E40-2022 | 532095 | 105679 | Suburban |  | 100 | NO2 Annual Mean Concentration (µg/m3) 2023: 24.2821
A270 E08-1996 | 532090 | 105752 | Roadside |  | 100 | NO2 Annual Mean Concentration (µg/m3) 2023: 36.1523
A270 E10-2015 | 532126 | 105838 | Roadside |  | 100 | NO2 Annual Mean Concentration (µg/m3) 2023: 27.9404
C-Link E12-2022 | 532064 | 105939 | Roadside |  | 100 | NO2 Annual Mean Concentration (µg/m3) 2023: 32.0692
A270 E14-2019 | 532377 | 106314 | Roadside |  | 100 | NO2 Annual Mean Concentration (µg/m3) 2023: 27.7934
A270 E15-2012 | 532300 | 106159 | Roadside |  | 100 | NO2 Annual Mean Concentration (µg/m3) 2023: 28.0234
A23 E16-1996 | 531465 | 104629 | Roadside |  | 100 | NO2 Annual Mean Concentration (µg/m3) 2023: 29.7864
A23 E16-2015 | 531426 | 104514 | Roadside |  | 81.1989 | NO2 Annual Mean Concentration (µg/m3) 2023: 32.6215
A23 E17-2003 | 531394 | 104338 | Roadside |  | 66.485 | NO2 Annual Mean Concentration (µg/m3) 2023: 30.4149
C-Link E17-2018 | 531408 | 104233 | Roadside |  | 100 | NO2 Annual Mean Concentration (µg/m3) 2023: 31.451
C-Link E17-2022 | 531430 | 104247 | Roadside |  | 100 | NO2 Annual Mean Concentration (µg/m3) 2023: 24.3353
C-Link E18-2021 | 532759 | 103810 | Roadside |  | 100 | NO2 Annual Mean Concentration (µg/m3) 2023: 19.1681
B2123 E22-2009 | 536970 | 102280 | Roadside |  | 100 | NO2 Annual Mean Concentration (µg/m3) 2023: 23.8996
B2123 E23-2010 | 536966 | 102273 | Roadside |  | 91.5531 | NO2 Annual Mean Concentration (µg/m3) 2023: 23.5602
A259 E25-2018 | 537014 | 102238 | Roadside |  | 100 | NO2 Annual Mean Concentration (µg/m3) 2023: 24.6809
B2123 E30-2020 | 536947 | 102341 | Roadside |  | 92.9155 | NO2 Annual Mean Concentration (µg/m3) 2023: 23.052
E32-2020 | 537011 | 102099 | Urban Background |  | 100 | NO2 Annual Mean Concentration (µg/m3) 2023: 11.5695
A2010 W03-2006 | 530963 | 104994 | Roadside |  | 100 | NO2 Annual Mean Concentration (µg/m3) 2023: 27.3297
A2010 W04-2006 | 530808 | 105340 | Roadside |  | 100 | NO2 Annual Mean Concentration (µg/m3) 2023: 28.6972
A270 W05-2006 | 530778 | 105362 | Roadside |  | 100 | NO2 Annual Mean Concentration (µg/m3) 2023: 30.9566
B2066 W10-2006 | 530302 | 104415 | Roadside |  | 48.5014 | NO2 Annual Mean Concentration (µg/m3) 2023: 19.2597
B2066 W11-2020 | 530154 | 104444 | Roadside |  | 92.9155 | NO2 Annual Mean Concentration (µg/m3) 2023: 24.3796
A259 W16-2020 | 526233 | 104860 | Roadside |  | 74.1144 | NO2 Annual Mean Concentration (µg/m3) 2023: 27.7115
A259 W17-2009 | 525931 | 104961 | Roadside |  | 55.8583 | NO2 Annual Mean Concentration (µg/m3) 2023: 32.076
A259 W18-2010 | 525970 | 105230 | Urban Background |  | 100 | NO2 Annual Mean Concentration (µg/m3) 2023: 12.2597
A259 W19-2009 | 525658 | 105695 | Roadside |  | 100 | NO2 Annual Mean Concentration (µg/m3) 2023: 26.2597
A270 OSR13 W20-2021 | 525698 | 105872 | Roadside |  | 100 | NO2 Annual Mean Concentration (µg/m3) 2023: 27.8452
A2023 W21-2010 | 528388 | 105936 | Roadside |  | 100 | NO2 Annual Mean Concentration (µg/m3) 2023: 25.1285
LN1-2022 | 532039 | 105541 | Suburban |  | 100 | NO2 Annual Mean Concentration (µg/m3) 2023: 20.2357
LN2-2022 | 531823 | 105287 | Roadside |  | 82.2888 | NO2 Annual Mean Concentration (µg/m3) 2023: 27.5277
LN4-2022 | 532278 | 105233 | Roadside |  | 100 | NO2 Annual Mean Concentration (µg/m3) 2023: 19.3541
LN5-2022 | 532124 | 104850 | Suburban |  | 100 | NO2 Annual Mean Concentration (µg/m3) 2023: 14.8192
LN7-2022 | 531987 | 104575 | Roadside |  | 100 | NO2 Annual Mean Concentration (µg/m3) 2023: 14.8548
LN8-2022 | 531910 | 104322 | Roadside |  | 100 | NO2 Annual Mean Concentration (µg/m3) 2023: 19.9988
LN9-2022 | 531880 | 104243 | Roadside |  | 100 | NO2 Annual Mean Concentration (µg/m3) 2023: 26.3733
LN10-2022 | 531642 | 104366 | Suburban |  | 100 | NO2 Annual Mean Concentration (µg/m3) 2023: 18.5682
LN11-2022 | 531457 | 104546 | Suburban |  | 100 | NO2 Annual Mean Concentration (µg/m3) 2023: 14.4385
LN12-2022 | 531505 | 104698 | Roadside |  | 100 | NO2 Annual Mean Concentration (µg/m3) 2023: 23.8091
LN13-2022 | 531654 | 105072 | Roadside |  | 100 | NO2 Annual Mean Concentration (µg/m3) 2023: 23.7297
LN14-2022 | 531725 | 105005 | Roadside |  | 100 | NO2 Annual Mean Concentration (µg/m3) 2023: 17.4594
A259 Kingsway2 | 528602 | 104416 | Roadside |  | 100 | NO2 Annual Mean Concentration (µg/m3) 2023: 16.2667
A259 Kingsway4 | 528601 | 104420 | Roadside |  | 92.3706 | NO2 Annual Mean Concentration (µg/m3) 2023: 18.6618
WRP1 | 530201 | 104468 | Roadside |  | 100 | NO2 Annual Mean Concentration (µg/m3) 2023: 26.7044
WRP2 | 530597 | 104480 | Roadside |  | 100 | NO2 Annual Mean Concentration (µg/m3) 2023: 18.2292
WRP3 | 530648 | 104466 | Roadside |  | 100 | NO2 Annual Mean Concentration (µg/m3) 2023: 19.9878
Note on G9: This should be the data capture for the period within the calendar year for which monitoring was undertaken. In certain cases, monitoring may only have been undertaken for part of the year, e.g. monitoring that began in January and ran until June (six months) before finishing - if results were returned for all six months this would equate to 100% data capture.

## Table R (hidden)
|  | 5 | 6 | 10 | 11 | 12 | 13 | 14 | 15 | 16 | 17 | 18 | 19 | 20 | 21
Annual Report Results Table - Table R
|  | 5: STEP 1 - DT Calendar Inputs Error; 11: STEP 2 - Diffusion Tube Inputs Error; 14: STEP 2a - Annualisation Inputs Error; 17: STEP 3 - Bias Adjustment Error; 20: STEP 4 - Fall off with Distance Error |  | Diffusion Tube Co-ordinate Check Warning
|  | 5: None; 11: None; 14: None; 17: None; 20: None |  | Highlighted X and Y OS grid co-ordinates may be incorrect. Check 'STEP 2 - Diffusion Tube Inputs' tab.
Bias Adjustment Factor = National
| Diffusion Tube ID | 5: X OS Grid Ref (Easting); 6: Y OS Grid Ref (Northing); 10: NO2 Mean Concentrations (µg/m3) | Time Weighted Annual Mean (µg/m3) |  |  | Comment
|  |  |  | Jan | Feb | Mar | Apr | May | Jun | Jul | Aug | Sep | Oct | Nov | Dec |  |  |  | Comment
|  |  | 433175 | [12 empty] | Raw Data | Bias Adjusted (0.81) and Annualised | Distance Corrected to Nearest Exposure | [6 empty] | 1 | 2 | 3 | 4 | 5 | 6 | 7 | 8 | 9 | 10 | 11 | 12 | Brighton and Hove Council | 35 | 1
A23 C01-2020 | A23 C01-2020 | 531361 | 104040 | 31.1 | 33.8 | 25.4 | 29.7 | 26.9 | 28.9 | 23 | 23.3 | 28.4 | 23.6 | 33.4 | 20.4 | 27.3022 | 22.1148 |  |  | 1 | A23 C01-2020 | A23 C01-2020 | Single | [13 empty] | 531500104500 | 35 | 0
A23 C02-2022 | A23 C02-2022 | 531255 | 104062 | 37.4 | 37.1 | 27.8 | 31.3 | 26.8 | 28.2 | 23.3 | 25.2 | 26.9 | 28.4 | 37.2 | 29.4 | 29.8619 | 24.1881 |  |  | 2 | A23 C02-2022 | A23 C02-2022 | Single | [13 empty] | 531500104500 | 35 | 0
B2066 C04-2010 | B2066 C04-2010 | 531228 | 104088 | 38.1 | 41 | 34.6 | 35.7 | 28.4 | 35.6 | 32.3 | 34.4 | 36.4 | 32.3 | 37.7 | 33.3 | 34.9537 | 28.3125 |  |  | 3 | B2066 C04-2010 | B2066 C04-2010 | Single | [13 empty] | 531500104500 | 35 | 0
C05-2012 | C05-2012 | 531230 | 104260 | 23.6 | 25.3 | 18.1 | 18.2 | 14 |  | 13.2 | 12.7 | 16.3 | 16.1 | 24.1 | 16.7 | 17.9388 | 14.5304 |  |  | 4 | C05-2012 | C05-2012 | Single | [13 empty] | 531500104500 | 35 | 0
B2066 C10-2012 | B2066 C10-2012 | 530995 | 104271 | 34.8 | 47.3 | 34.6 | 37.8 | 30.8 | 36.3 | 33.3 | 32.6 | 35.9 | 32.2 | 37.6 | 32.3 | 35.4204 | 28.6906 |  |  | 5 | B2066 C10-2012 | B2066 C10-2012 | Single | Duplicate | [12 empty] | 530500104500 | 35 | 0
B2066 C11-2007 | B2066 C11-2007 | 530947 | 104284 | 50 |  | 43.9 | 48 | 33.8 | 46.2 | 43.8 | 40.7 |  | 38.7 | 45 | 39.5 | 42.9619 | 34.7992 |  |  | 6 | B2066 C11-2007 | B2066 C11-2007 | Single | [13 empty] | 530500104500 | 35 | 0
B2066 C11-2012 | B2066 C11-2012 | 530890 | 104302 | 55.8 | 58.1 | 53.7 | 55.4 | 42 | 52.2 | 50.4 | 50.7 | 51 | 45.1 | 54.5 | 50.7 | 51.4597 | 41.6823 | 35.2 |  | 7 | B2066 C11-2012 | B2066 C11-2012 | Single | [13 empty] | 530500104500 | 35 | 0
A2010 C12-2010 | A2010 C12-2010 | 530900 | 104451 | 44.4 | 40.2 | 34.6 | 38.9 | 30.7 | 38.5 | [5 empty] | 26.6 | 36.6348 | 27.3183 |  |  | 8 | A2010 C12-2010 | A2010 C12-2010 | Single | [13 empty] | 530500104500 | 35 | 0
A2010 W01-2005 | A2010 W01-2005 | 530969 | 104785 | 32.6 |  | 31.7 | 32.4 | 25.9 | 30.2 | 27.4 | 28.2 | 30.9 | 26 | 31.4 | 24.7 | 29.2287 | 23.6752 |  |  | 9 | A2010 W01-2005 | A2010 W01-2005 | Single | [13 empty] | 530500104500 | 35 | 0
C-Link C13-2014 | C-Link C13-2014 | 530770 | 104363 | 37.4 | 38.6 | 33.5 | 33.4 | 29 | 33.8 | 30.6 | 33.8 | 34.1 | 32.6 | 42.8 | 32.5 | 34.2259 | 27.723 |  |  | 10 | C-Link C13-2014 | C-Link C13-2014 | Single | [13 empty] | 530500104500 | 35 | 0
A23 C09-2005 | A23 C09-2005 | 531302 | 104392 | 35.9 | 39.4 | 30.9 | 28.9 | 28.5 | 30.7 | 26.5 | 27.4 | 32.6 | 31.6 | 36.6 | 27.5 | 31.4008 | 25.4347 |  |  | 11 | A23 C09-2005 | A23 C09-2005 | Single | [13 empty] | 531500104500 | 35 | 0
A23 C16-2013 | A23 C16-2013 | 531400 | 104844 | 39.4 | 41.2 | 32.4 | 33.1 | 33.3 | 32.7 | 26 |  | 34 |  | 43.2 | 27.6 | 34.3051 | 27.7871 |  |  | 12 | A23 C16-2013 | A23 C16-2013 | Single | [13 empty] | 531500104500 | 35 | 0
A23 C17-2012 | A23 C17-2012 | 531364 | 104982 | 51.1 | 47.5 | 46.6 | 41.3 | 33.7 | 42.3 | 41.4 | 37.9 | 41.8 | 37.1 | 41.2 | 36.4 | 41.4463 | 33.5715 |  |  | 13 | A23 C17-2012 | A23 C17-2012 | Single | [13 empty] | 531500104500 | 35 | 0
A23 C18-2019 | A23 C18-2019 | 531369 | 105042 | 46.5 | 45.5 | 42.1 | 47.6 | 40.8 | 50.1 | 43.7 | 42.2 | 47.3 | 41.2 | 45.9 | 42.6 | 44.6496 | 36.1662 | 32.7 |  | 14 | A23 C18-2019 | A23 C18-2019 | Single | [13 empty] | 531500105500 | 35 | 0
A23 C18-2010 | A23 C18-2010 | 531373 | 105136 |  | 51 |  | 46.9 | 34.9 | 40.6 | 39.4 | 39 |  |  | 48.9 | 37.6 | 42.4664 | 35.0697 |  |  | 15 | A23 C18-2010 | A23 C18-2010 | Single | [13 empty] | 531500105500 | 35 | 0
A23 C19-2021 | A23 C19-2021 | 531472 | 105161 |  | 40.6 | 32.5 | 32.6 |  | 33 | 27.7 | 27 | 21.5 | 29.9 | 40 | 30.9 | 31.2175 | 25.2862 |  |  | 16 | A23 C19-2021 | A23 C19-2021 | Single | [13 empty] | 531500105500 | 35 | 0
A23 C20-2005 | A23 C20-2005 | 531496 | 105315 |  | 38.9 | 31.7 | 35.7 | 28.3 | 32 | 25.7 | 28 | 30.7 | 27.1 | 34.5 | 24.6 | 30.6634 | 24.8373 |  |  | 17 | A23 C20-2005 | A23 C20-2005 | Single | [13 empty] | 531500105500 | 35 | 0
A23 C21-2005 | A23 C21-2005 | 531451 | 105356 | 41.6 | 44.6 | 42.5 | 43 | 30.4 | 40.2 | 39.9 | 41.1 | 42.6 | 27 | 38.4 | 31.5 | 38.3302 | 31.0475 |  |  | 18 | A23 C21-2005 | A23 C21-2005 | Single | [13 empty] | 531500105500 | 35 | 0
A23 C23-2005 | A23 C23-2005 | 531189 | 105375 | 35.5 | 36.3 | 32.1 | 29.5 | 20.2 | 28.7 | 29.2 | 28.6 | 31.2 |  |  | 30.6 | 30.2594 | 24.5101 |  |  | 19 | A23 C23-2005 | A23 C23-2005 | Single | [13 empty] | 531500105500 | 35 | 0
A270 C24-2015 | A270 C24-2015 | 531101 | 105443 | 44.5 | 50.8 | 39.6 | 41.5 | 35.3 | 40.5 | 35 | 37.8 | 43.7 | 39.5 | 48.5 | 38.3 | 41.2621 | 33.4223 |  |  | 20 | A270 C24-2015 | A270 C24-2015 | Single | [13 empty] | 531500105500 | 35 | 0
A270 C25-2010 | A270 C25-2010 | 530985 | 105419 | 42.2 |  | 39.5 | 43.2 |  | 42.3 | 39.5 | 39.6 | 44.6 | 41.5 | 45.2 | 38.2 | 41.7094 | 33.7846 |  |  | 21 | A270 C25-2010 | A270 C25-2010 | Single | [13 empty] | 530500105500 | 35 | 0
A270 C26-2022 | A270 C26-2022 | 530870 | 105354 | 49.2 | 46.4 | 56.3 | 54.1 | 41.1 | 52.2 | 61.4 | 58.8 | 63.4 | 53.5 | 51.3 | 46.6 | 53.1114 | 43.0203 | 37.5 |  | 22 | A270 C26-2022 | A270 C26-2022 | Single | [13 empty] | 530500105500 | 35 | 0
B2199 C28-2010 | B2199 C28-2010 | 531032 | 104843 | 37.7 | 36.2 | 34.1 | 32.3 | 25.6 | 28 |  | 30 | 31.2 | 33.6 | 36.7 | 30.2 | 32.3747 | 26.2235 |  |  | 23 | B2199 C28-2010 | B2199 C28-2010 | Single | [13 empty] | 531500104500 | 35 | 0
A23 E01-2016 | A23 E01-2016 | 531101 | 105498 | 35.2 | 39.9 | 32.6 |  | 34.4 | 32.2 | 22.1 | 23.9 | 31.4 | 26.2 | 33.9 | 20.2 | 30.1433 | 24.4161 |  |  | 24 | A23 E01-2016 | A23 E01-2016 | Single | [13 empty] | 531500105500 | 35 | 0
A23 E02-2009 | A23 E02-2009 | 530233 | 106515 | 38.2 | 40.5 | 36 | 31.2 | 22.8 | 29 | 28.8 | 30.5 | 33.6 | 30.8 | 34.6 | 29.9 | 32.1616 | 26.0509 |  |  | 25 | A23 E02-2009 | A23 E02-2009 | Single | [13 empty] | 530500106500 | 35 | 0
C-Link E02-2012 | C-Link E02-2012 | 530063 | 106368 | 37 | 43.6 | 40 | 35.7 | 28.3 | 35.7 | 33.9 | 31.2 | 36.5 | 33.2 | 35.6 | 29.4 | 35.0357 | 28.3789 |  |  | 26 | C-Link E02-2012 | C-Link E02-2012 | Single | [13 empty] | 530500106500 | 35 | 0
A23 E06-2020 | A23 E06-2020 | 531107 | 105595 | 35.4 | 41.5 | 33.2 | 31.7 | 24.3 | 29 | 28.2 | 28.8 | 33.5 | 29.7 | 37.1 | 26.4 | 31.5698 | 25.5715 |  |  | 27 | A23 E06-2020 | A23 E06-2020 | Single | [13 empty] | 531500105500 | 35 | 0
A270 E07-2019 | A270 E07-2019 | 531838 | 105349 | 58.3 | 60 | 45 | 44.3 | 48.9 | 47.4 | 43.4 | 40.7 | 42.5 | 43.4 | 53.9 | 43.2 | 47.3213 | 38.3302 |  |  | 28 | A270 E07-2019 | A270 E07-2019 | Single | [13 empty] | 531500105500 | 35 | 0
A270 E40-2022 | A270 E40-2022 | 532095 | 105679 | 35.3 | 38.6 | 31.9 | 28.7 | 30 | 30 | 23.5 | 25.7 | 29 | 28 | 35.1 | 24.9 | 29.9779 | 24.2821 |  |  | 29 | A270 E40-2022 | A270 E40-2022 | Single | [13 empty] | 532500105500 | 35 | 0
A270 E08-1996 | A270 E08-1996 | 532090 | 105752 | 51.1 | 54 | 46.3 | 42.6 | 43.4 | 45.3 | 40.2 | 38.7 | 42.1 | 44.1 | 48.6 | 39.8 | 44.6324 | 36.1523 |  |  | 30 | A270 E08-1996 | A270 E08-1996 | Single | [13 empty] | 532500105500 | 35 | 0
A270 E10-2015 | A270 E10-2015 | 532126 | 105838 | 39.5 | 40.2 | 37.6 | 33.7 | 29.6 | 33.3 | 29.6 | 32.8 | 34.7 | 33.7 | 36.3 | 32.9 | 34.4943 | 27.9404 |  |  | 31 | A270 E10-2015 | A270 E10-2015 | Single | [13 empty] | 532500105500 | 35 | 0
C-Link E12-2022 | C-Link E12-2022 | 532064 | 105939 | 38.7 | 40.4 | 35.2 | 37 | 25.6 | 38.8 | 44 | 40.9 | 43.3 | 44.4 | 45.2 | 39.3 | 39.5916 | 32.0692 |  |  | 32 | C-Link E12-2022 | C-Link E12-2022 | Single | [13 empty] | 532500105500 | 35 | 0
A270 E14-2019 | A270 E14-2019 | 532377 | 106314 | 35.5 | 42.9 | 37.7 | 37.8 | 32.8 | 38 | 30.1 | 28.7 | 35.2 | 32.1 | 34.2 | 25.4 | 34.3128 | 27.7934 |  |  | 33 | A270 E14-2019 | A270 E14-2019 | Single | [13 empty] | 532500106500 | 35 | 0
A270 E15-2012 | A270 E15-2012 | 532300 | 106159 | 36.5 | 42.4 | 37.7 | 36.8 | 32.2 | 35.4 | 26.7 | 27.8 | 36.2 | 34.4 | 37.7 | 29.6 | 34.5967 | 28.0234 |  |  | 34 | A270 E15-2012 | A270 E15-2012 | Single | [13 empty] | 532500106500 | 35 | 0
A23 E16-1996 | A23 E16-1996 | 531465 | 104629 | 34.7 | 46.4 | 40.2 | 41.6 | 37.2 | 43.1 | 28.1 | 33.3 | 41.6 | 32.2 | 35.7 | 25.4 | 36.7733 | 29.7864 |  |  | 35 | A23 E16-1996 | A23 E16-1996 | Single | [13 empty] | 531500104500 | 35 | 0
A23 E16-2015 | A23 E16-2015 | 531426 | 104514 | 34.7 | 51.4 | 41.1 | 45.7 | 44 | 44.8 | 34 | 34.9 | 40.9 |  |  | 28.3 | 40.2735 | 32.6215 |  |  | 36 | A23 E16-2015 | A23 E16-2015 | Single | [13 empty] | 531500104500 | 35 | 0
A23 E17-2003 | A23 E17-2003 | 531394 | 104338 |  | 44.1 |  |  |  | 44.7 | 33.1 | 33.4 | 39.3 | 31.6 | 34.8 | 25.1 | 35.7865 | 30.4149 |  |  | 37 | A23 E17-2003 | A23 E17-2003 | Single | [13 empty] | 531500104500 | 35 | 0
C-Link E17-2018 | C-Link E17-2018 | 531408 | 104233 | 42.3 | 46.6 | 38.7 | 37.9 | 32.5 | 40.4 | 40.8 | 37.4 | 39.3 | 37.1 | 38.1 | 35 | 38.8283 | 31.451 |  |  | 38 | C-Link E17-2018 | C-Link E17-2018 | Single | [13 empty] | 531500104500 | 35 | 0
C-Link E17-2022 | C-Link E17-2022 | 531430 | 104247 | 35.5 | 42.9 | 27.4 | 28.4 | 34.9 | 32 | 23.5 | 24.8 | 29.6 | 26.4 | 34.3 | 22 | 30.0436 | 24.3353 |  |  | 39 | C-Link E17-2022 | C-Link E17-2022 | Single | [13 empty] | 531500104500 | 35 | 0
C-Link E18-2021 | C-Link E18-2021 | 532759 | 103810 | 27.8 | 30.5 | 23.6 | 24 | 21.6 | 24.3 | 21.8 | 19.3 | 26.6 | 17.4 | 30.2 | 19.1 | 23.6643 | 19.1681 |  |  | 40 | C-Link E18-2021 | C-Link E18-2021 | Single | [13 empty] | 532500103500 | 35 | 0
B2123 E22-2009 | B2123 E22-2009 | 536970 | 102280 | 29.4 | 38.8 | 29.8 | 33 | 27.4 | 36.4 | 24.2 | 25 | 32 | 25 | 32 | 20.7 | 29.5057 | 23.8996 |  |  | 41 | B2123 E22-2009 | B2123 E22-2009 | Single | [13 empty] | 536500102500 | 35 | 0
B2123 E23-2010 | B2123 E23-2010 | 536966 | 102273 |  | 39.8 | 32.1 | 29.4 | 22.8 | 31.8 | 27.1 | 26.2 | 32 | 25.4 | 29.9 | 23.9 | 29.0866 | 23.5602 |  |  | 42 | B2123 E23-2010 | B2123 E23-2010 | Single | [13 empty] | 536500102500 | 35 | 0
A259 E25-2018 | A259 E25-2018 | 537014 | 102238 | 41.1 | 34.4 | 32.2 | 37.8 | 33.1 | 35.6 | 21.2 | 23.6 | 30.3 | 23.7 | 32.5 | 19.4 | 30.4703 | 24.6809 |  |  | 43 | A259 E25-2018 | A259 E25-2018 | Single | [13 empty] | 537500102500 | 35 | 0
B2123 E30-2020 | B2123 E30-2020 | 536947 | 102341 | 28 | 46.3 | 27.5 | 31.9 | 27.9 | 34.2 | 19.9 | 19.6 | 28.8 | 20.8 | 30.4 |  | 28.4592 | 23.052 |  |  | 44 | B2123 E30-2020 | B2123 E30-2020 | Single | [13 empty] | 536500102500 | 35 | 0
E32-2020 | E32-2020 | 537011 | 102099 | 16.6 | 19.5 | 14.7 | 15.3 | 9.6 | 14 | 11.3 | 11.4 | 13.3 | 12.5 | 18.2 | 16 | 14.2834 | 11.5695 |  |  | 45 | E32-2020 | E32-2020 | Single | [13 empty] | 537500102500 | 35 | 0
A2010 W03-2006 | A2010 W03-2006 | 530963 | 104994 | 34.6 | 39.4 | 35.1 | 35.3 | 27.5 | 33.9 | 32.5 | 33.4 | 34.3 | 32 | 36.9 | 30.1 | 33.7403 | 27.3297 |  |  | 46 | A2010 W03-2006 | A2010 W03-2006 | Single | [13 empty] | 530500104500 | 35 | 0
A2010 W04-2006 | A2010 W04-2006 | 530808 | 105340 | 41 | 43.4 | 32.6 | 33.7 | 34.1 | 34.5 | 30.5 | 32 | 35.7 | 36.3 | 39.4 | 30.9 | 35.4286 | 28.6972 |  |  | 47 | A2010 W04-2006 | A2010 W04-2006 | Single | [13 empty] | 530500105500 | 35 | 0
A270 W05-2006 | A270 W05-2006 | 530778 | 105362 | 40.9 | 46.9 | 34.4 | 40.3 | 40.2 | 39.6 | 34.6 | 35.2 | 38.7 | 36.6 | 41.9 | 28.2 | 38.218 | 30.9566 |  |  | 48 | A270 W05-2006 | A270 W05-2006 | Single | [13 empty] | 530500105500 | 35 | 0
B2066 W10-2006 | B2066 W10-2006 | 530302 | 104415 | 28.7 | 28.5 | 24.4 | 25.4 | 16.7 | [6 empty] | 36.6 | 26.5955 | 19.2597 |  |  | 49 | B2066 W10-2006 | B2066 W10-2006 | Single | [13 empty] | 530500104500 | 35 | 0
B2066 W11-2020 | B2066 W11-2020 | 530154 | 104444 | 31.5 | 38.8 | 29.8 | 32.6 | 25.2 | 30.1 | 27.3 | 25.3 | 32.3 | 26.8 | 31.4 |  | 30.0982 | 24.3796 |  |  | 50 | B2066 W11-2020 | B2066 W11-2020 | Single | [13 empty] | 530500104500 | 35 | 0
A259 W16-2020 | A259 W16-2020 | 526233 | 104860 | 40.2 | 39.3 | 32.9 | 35.7 | 26.7 | 34.8 | 30.3 | 30.5 | 35.6 |  |  |  | 34.2118 | 27.7115 |  |  | 51 | A259 W16-2020 | A259 W16-2020 | Single | [13 empty] | 526500104500 | 35 | 0
A259 W17-2009 | A259 W17-2009 | 525931 | 104961 | 45.3 | 52.4 |  |  | 41.8 |  | 32.2 | 32.5 | 39.7 |  |  | 28.8 | 39.2766 | 32.076 |  |  | 52 | A259 W17-2009 | A259 W17-2009 | Single | [13 empty] | 525500104500 | 1 | 1
A259 W18-2010 | A259 W18-2010 | 525970 | 105230 | 21.3 | 21.8 | 17.8 | 15.7 | 10 | 12.9 | 12.9 | 11.3 | 14.5 | 8 | 21.7 | 17.9 | 15.1354 | 12.2597 |  |  | 53 | A259 W18-2010 | A259 W18-2010 | Single | [13 empty] | 525500105500 | 35 | 0
A259 W19-2009 | A259 W19-2009 | 525658 | 105695 | 38.7 | 40.9 | 33.1 | 30.6 | 27 | 31.7 | 29.1 | 28.6 | 34.5 | 30.2 | 36.4 | 28.6 | 32.4193 | 26.2597 |  |  | 54 | A259 W19-2009 | A259 W19-2009 | Single | [13 empty] | 525500105500 | 35 | 0
A270 OSR13 W20-2021 | A270 OSR13 W20-2021 | 525698 | 105872 | 33.1 | 41.9 | 35.8 | 36.6 | 31.9 | 39 | 30.8 | 30.6 | 34.9 | 34.3 | 33.3 | 28.6 | 34.3768 | 27.8452 |  |  | 55 | A270 OSR13 W20-2021 | A270 OSR13 W20-2021 | Single | [13 empty] | 525500105500 | 35 | 0
A2023 W21-2010 | A2023 W21-2010 | 528388 | 105936 | 36.1 | 39.4 | 31.7 | 30.3 | 25.3 | 30.5 | 28 | 27.8 | 32.4 | 27.9 | 36 | 27.9 | 31.0229 | 25.1285 |  |  | 56 | A2023 W21-2010 | A2023 W21-2010 | Single | [13 empty] | 528500105500 | 35 | 0
LN1-2022 | LN1-2022 | 532039 | 105541 | 42.3 | 34.7 | 24.7 | 22.5 | 20.2 | 19.9 | 19.8 | 18.6 | 22.2 | 22.3 | 31 | 23 | 24.9823 | 20.2357 |  |  | 57 | LN1-2022 | LN1-2022 | Single | [13 empty] | 532500105500 | 35 | 0
LN2-2022 | LN2-2022 | 531823 | 105287 | 28.1 | 49 | 34.6 |  |  | 34.9 | 25.9 | 26.7 | 32.3 | 34.1 | 42.9 | 32.4 | 33.9848 | 27.5277 |  |  | 58 | LN2-2022 | LN2-2022 | Single | [13 empty] | 531500105500 | 35 | 0
LN4-2022 | LN4-2022 | 532278 | 105233 | 28.2 | 32.4 | 24.4 | 25.3 | 20.3 | 23.7 | 21.6 | 21.2 | 22 | 21.1 | 27.5 | 20 | 23.894 | 19.3541 |  |  | 59 | LN4-2022 | LN4-2022 | Single | [13 empty] | 532500105500 | 35 | 0
LN5-2022 | LN5-2022 | 532124 | 104850 | 23.2 | 24.8 | 19.2 | 18.4 | 13.7 | 15.9 | 14 | 13.9 | 17.6 | 17.7 | 26.5 | 15 | 18.2954 | 14.8192 |  |  | 60 | LN5-2022 | LN5-2022 | Single | [13 empty] | 532500104500 | 35 | 0
LN7-2022 | LN7-2022 | 531987 | 104575 | 23.3 | 24.4 | 15 | 17.3 | 14 | 18.1 | 16.2 | 15.4 | 18.5 | 17 | 25.6 | 16 | 18.3392 | 14.8548 |  |  | 61 | LN7-2022 | LN7-2022 | Single | [13 empty] | 531500104500 | 35 | 0
LN8-2022 | LN8-2022 | 531910 | 104322 | 28.4 | 28.6 | 24.7 | 22.3 | 17.3 | 23.5 | 25.5 | 21.4 | 24.7 | 25.1 | 30.8 | 24.7 | 24.6899 | 19.9988 |  |  | 62 | LN8-2022 | LN8-2022 | Single | [13 empty] | 531500104500 | 35 | 0
LN9-2022 | LN9-2022 | 531880 | 104243 | 35.7 | 36.4 | 32.2 | 30 | 27.8 | 33.7 | 33.5 | 31.4 | 32.8 | 31.3 | 36.9 | 30.3 | 32.5597 | 26.3733 |  |  | 63 | LN9-2022 | LN9-2022 | Single | [13 empty] | 531500104500 | 35 | 0
LN10-2022 | LN10-2022 | 531642 | 104366 | 29.5 | 31.5 | 24.2 | 23.7 | 17 | 19.9 | 18.2 | 20.5 | 22.2 | 20.1 | 31.8 | 17.6 | 22.9237 | 18.5682 |  |  | 64 | LN10-2022 | LN10-2022 | Single | [13 empty] | 531500104500 | 35 | 0
LN11-2022 | LN11-2022 | 531457 | 104546 | 22.6 | 25.2 | 18 | 17.1 | 13.4 | 15.2 | 14.2 | 13.5 | 17.4 | 18.1 | 25 | 14.1 | 17.8253 | 14.4385 |  |  | 65 | LN11-2022 | LN11-2022 | Single | [13 empty] | 531500104500 | 35 | 0
LN12-2022 | LN12-2022 | 531505 | 104698 | 49.6 | 35 | 30.6 | 26.8 | 22.3 | 25.9 | 24.8 | 24.9 | 26.7 | 27.7 | 33.9 | 24.9 | 29.394 | 23.8091 |  |  | 66 | LN12-2022 | LN12-2022 | Single | [13 empty] | 531500104500 | 35 | 0
LN13-2022 | LN13-2022 | 531654 | 105072 | 39.2 | 31 | 33.6 | 21.8 | 27.2 | 27.6 | 27.7 | 26.9 | 29.4 | 30.2 | 29.5 | 28.3 | 29.2959 | 23.7297 |  |  | 67 | LN13-2022 | LN13-2022 | Single | [13 empty] | 531500105500 | 35 | 0
LN14-2022 | LN14-2022 | 531725 | 105005 | 28.5 | 31.1 | 20 | 21.1 | 17 | 18.6 | 17.5 | 17.1 | 21.1 | 19.7 | 28.8 | 18.9 | 21.5548 | 17.4594 |  |  | 68 | LN14-2022 | LN14-2022 | Single | [13 empty] | 531500105500 | 35 | 0
A259 Kingsway2 | A259 Kingsway2 | 528602 | 104416 | 27.5 | 26.5 | 20.5 | 21.4 | 16.9 | 19.6 | 14.3 | 15.1 | 19.1 | 18.6 | 23.8 | 17.4 | 20.0823 | 16.2667 |  |  | 69 | A259 Kingsway2 | A259 Kingsway2 | Single | [13 empty] | 528500104500 | 35 | 0
A259 Kingsway4 | A259 Kingsway4 | 528601 | 104420 | 28.5 | 28.4 | 22.9 | 22.6 | 17..9 | 23.5 | 18.1 | 18.5 | 23.4 | 22 | 25.1 | 20.1 | 23.0392 | 18.6618 |  |  | 70 | A259 Kingsway4 | A259 Kingsway4 | Single | [13 empty] | 528500104500 | 35 | 0
WRP1 | WRP1 | 530201 | 104468 | 43.3 | 39.4 | 34.5 | 32.3 | 31.2 | 35.4 | 30.3 | 32.9 | 29.8 | 27.9 | 35.4 | 25.5 | 32.9684 | 26.7044 |  |  | 71 | WRP1 | WRP1 | Single | [13 empty] | 530500104500 | 35 | 0
WRP2 | WRP2 | 530597 | 104480 | 33.6 | 37.3 | 27.7 | 19.7 | 12.2 | 15.6 | 16 | 19.7 | 24.1 | 20.5 | 26.7 | 17.1 | 22.5052 | 18.2292 |  |  | 72 | WRP2 | WRP2 | Single | [13 empty] | 530500104500 | 35 | 0
WRP3 | WRP3 | 530648 | 104466 | 34.8 | 35.6 | 26.4 | 26.4 | 18.3 | 23.5 | 18.4 | 19.9 | 25 | 21.6 | 28.5 | 17.1 | 24.6763 | 19.9878 |  |  | 73 | WRP3 | WRP3 | Single | [13 empty] | 530500104500 | 35 | 0

## Table A.2
Details of Non-Automatic Monitoring Sites - Table A.2
Enter data into the pink cells
Diffusion Tube ID | Site Name | Site Type | X OS Grid Ref (Easting) | Y OS Grid Ref (Northing) | Pollutants Monitored | In AQMA? Which AQMA? | Distance to Relevant Exposure (m) | Distance to Kerb of Nearest Road (m) | Tube Co-located with a Continuous Analyser | Height (m)
A23 C01-2020 | Old Steine St James Street Corner | Roadside | 531361 | 104040 | NO2 | No | 0 | 8 |  | 4
A23 C02-2022 | Old Steine West | Roadside | 531255 | 104062 | NO2 | close to AQMA1 Bus-ULEZ | 0 | 7 |  | 2.5 | Yes
B2066 C04-2010 | Castle Square | Roadside | 531228 | 104088 | NO2 | AQMA1 Bus-ULEZ | 0 | 5.7 |  | 3 | No
C05-2012 | Pavilion Gardens | Urban Background | 531230 | 104260 | NO2 | No | 0 | 102 |  | 2
B2066 C10-2012 | North Street near Ship Street | Roadside | 530995 | 104271 | NO2 | AQMA1 Bus-ULEZ | 0 | 6.1 | Yes | 2.5
B2066 C11-2007 | North Street Central | Roadside | 530947 | 104284 | NO2 | AQMA1 Bus-ULEZ | 0 | 6.5 |  | 3.5
B2066 C11-2012 | North Street East of Clock Tower | Kerbside | 530890 | 104302 | NO2 | AQMA1 Bus-ULEZ | 3 | 1.5 |  | 4
A2010 C12-2010 | Queens Road South of Church Street | Roadside | 530900 | 104451 | NO2 | AQMA1 A2010 | 0 | 4.2 |  | 3
A2010 W01-2005 | Queens Road North | Roadside | 530969 | 104785 | NO2 | AQMA1 A2010 | 0 | 4.2 |  | 3
C-Link C13-2014 | Lower Dyke Road | Roadside | 530770 | 104363 | NO2 | close to AQMA1 Bus-ULEZ | 0 | 4.5 |  | 2.5
A23 C09-2005 | Marlborough Place | Roadside | 531302 | 104392 | NO2 | AQMA1-A23 | 0 | 4.3 |  | 3
A23 C16-2013 | York Place | Roadside | 531400 | 104844 | NO2 | AQMA1-A23 | 0 | 4.9 |  | 3
A23 C17-2012 | Cheapside | Roadside | 531364 | 104982 | NO2 | AQMA1-A23 | 0 | 3.4 |  | 3
A23 C18-2019 | London Road Brunswick Row | Roadside | 531369 | 105042 | NO2 | AQMA1-A23 | 2 | 2 |  | 2.5
A23 C18-2010 | Oxford Street London Road | Roadside | 531373 | 105136 | NO2 | AQMA1-A23 | 0 | 3 |  | 2.5
A23 C19-2021 | Oxford Street Ditchling Road | Roadside | 531472 | 105161 | NO2 | AQMA1-A23 | 0 | 3.3 |  | 2.5
A23 C20-2005 | Ditchling Road Viaduct Terrace | Roadside | 531496 | 105315 | NO2 | AQMA1-A23 | 0 | 4.7 |  | 2.5
A23 C21-2005 | Viaduct Terrace | Roadside | 531451 | 105356 | NO2 | AQMA1-A23 | 0 | 3.6 |  | 2
A23 C23-2005 | London Road Rose Hill Terrace | Roadside | 531189 | 105375 | NO2 | AQMA1-A23 | 0 | 5.4 |  | 3
A270 C24-2015 | New England Road Elder Place | Roadside | 531101 | 105443 | NO2 | AQMA1-A270 | 0 | 3.6 |  | 3
A270 C25-2010 | New England West of Argyle Road | Roadside | 530985 | 105419 | NO2 | AQMA1-A270 | 0 | 3.5 |  | 2.5
A270 C26-2022 | New England Road under the bridge | Kerbside | 530870 | 105354 | NO2 | AQMA1-A270 | 2.5 | 2.5 |  | 2.5
B2199 C28-2010 | Frederick Place, North Laine | Suburban | 531032 | 104843 | NO2 | AQAMA1, North Laine | 0 | 2.8 |  | 3.5
A23 E01-2016 | Preston Road near Preston Circus | Roadside | 531101 | 105498 | NO2 | AQMA1-A23 | 0 | 2.5 |  | 3.5
A23 E02-2009 | Preston Road near Preston Drove | Roadside | 530233 | 106515 | NO2 | AQMA5-A23 | 0 | 4 |  | 2.5
C-Link E02-2012 | The Drove linked with South Street | Roadside | 530063 | 106368 | NO2 | AQMA5 C-Link | 0 | 2.6 |  | 2
A23 E06-2020 | Beaconsfield Road | Roadside | 531107 | 105595 | NO2 | AQMA1-A23 | 0 | 3.8 |  | 2
A270 E07-2019 | Lewes Road north of Elm Grove | Roadside | 531838 | 105349 | NO2 | AQMA1-A270 | 0 | 2.9 |  | 2
A270 E40-2022 | Hartington Road near Lewes Road | Suburban | 532095 | 105679 | NO2 | AQMA1-A270 | 0 | 5 |  | 2
A270 E08-1996 | Lewes Road near Inverness Road | Roadside | 532090 | 105752 | NO2 | AQMA1-A270 | 0 | 4.4 |  | 2.5
A270 E10-2015 | Vogue Gyratory Island | Roadside | 532126 | 105838 | NO2 | AQMA1-A270 | 0 | 3 |  | 2.5
C-Link E12-2022 | Hollingdean Road | Roadside | 532064 | 105939 | NO2 | AQMA1-A270 + C-Link | 0 | 4.5 |  | 2.5
A270 E14-2019 | Lewes Road on Pelham Terrace | Roadside | 532377 | 106314 | NO2 | AQMA1-A270 | 0 | 3.4 |  | 2.5
A270 E15-2012 | Lewes Road on Coombe Terrace | Roadside | 532300 | 106159 | NO2 | AQMA1-A270 | 0 | 3.7 |  | 2.5
A23 E16-1996 | Grand Parade North | Roadside | 531465 | 104629 | NO2 | AQMA1-A23 | 0 | 4.4 |  | 2.5
A23 E16-2015 | Grand Parade Middle | Roadside | 531426 | 104514 | NO2 | AQMA1-A23 | 0 | 3.6 |  | 2.5
A23 E17-2003 | Grand Parade South | Roadside | 531394 | 104338 | NO2 | AQMA1-A23 | 0 | 5 |  | 2.5
C-Link E17-2018 | Edward Street South Side | Roadside | 531408 | 104233 | NO2 | AQAMA1-A23 + C-Link | 0 | 1.6 |  | 3
C-Link E17-2022 | Edward Street North Side | Roadside | 531430 | 104247 | NO2 | AQAMA1-A23 + C-Link | 0 | 5 |  | 2
C-Link E18-2021 | Eastern Road near Sudley Place | Roadside | 532759 | 103810 | NO2 | AQMA6 and C-Link | 0 | 2.4 |  | 2
B2123 E22-2009 | Rottingdean High Street East | Roadside | 536970 | 102280 | NO2 | AQMA2-B2123 | 0 | 0.2 |  | 2
B2123 E23-2010 | Rottingdean High Street West | Roadside | 536966 | 102273 | NO2 | AQMA2-B2123 | 0 | 0.2 |  | 2
A259 E25-2018 | Rottingdean Marine Drive | Roadside | 537014 | 102238 | NO2 | AQMA2-A259 | 0 | 2.7 |  | 2.5
B2123 E30-2020 | Rottingdean High Street Mid | Roadside | 536947 | 102341 | NO2 | AQMA2-B2123 | 0 | 1.8 |  | 2.5
E32-2020 | Rottingdean Sea Front | Urban Background | 537011 | 102099 | NO2 | no | 0 | 112 |  | 2
A2010 W03-2006 | Terminus Road Terrace and Hill | Roadside | 530963 | 104994 | NO2 | AQMA1-A2010 | 0 | 3.5 |  | 3.5
A2010 W04-2006 | Chatham Place | Roadside | 530808 | 105340 | NO2 | AQMA1-A270 | 0 | 3.4 |  | 3
A270 W05-2006 | Old Shoreham Road Terrace and Hill | Roadside | 530778 | 105362 | NO2 | AQMA1-A270 | 0 | 3.6 |  | 3.5
B2066 W10-2006 | Western Road near Sillwood Road | Roadside | 530302 | 104415 | NO2 | AQMA1 Bus-ULEZ | 0 | 4.5 |  | 3
B2066 W11-2020 | Western Road | Roadside | 530154 | 104444 | NO2 | AQMA1 Bus-ULEZ | 0 | 4 |  | 3.5
A259 W16-2020 | Wellington Road East | Roadside | 526233 | 104860 | NO2 | AQMA3-A259 | 0 | 3 |  | 2.4
A259 W17-2009 | Wellington Road Church Road | Roadside | 525931 | 104961 | NO2 | AQMA3-A259 | 0 | 3 |  | 2.5
A259 W18-2010 | Vale Park | Urban Background | 525970 | 105230 | NO2 | No | 0 | 97 |  | 3
A259 W19-2009 | Trafalgar Road Portslade | Roadside | 525658 | 105695 | NO2 | AQMA3-A293 | 0 | 3.9 |  | 3
A270 OSR13 W20-2021 | Old Shoreham Road Brackenbury | Roadside | 525698 | 105872 | NO2 | AQMA3-A293 + A270 | 2 | 2.5 |  | 3.4
A2023 W21-2010 | Sackville Road Hove Park Tavern | Roadside | 528388 | 105936 | NO2 | AQMA4-A2023 | 0 | 3.4 |  | 2.5
LN1-2022 | Lower Franklin Road | Suburban | 532039 | 105541 | NO2 | No | 2.5 | 2 |  | 2.5
LN2-2022 | Lower Elm Grove near Lewes Road | Roadside | 531823 | 105287 | NO2 | Close to AQMA1-A270 | 0 | 2.5 |  | 2.5
LN4-2022 | Roadside Elm Grove Primary School | Roadside | 532278 | 105233 | NO2 | No | 2.5 | 1.5 |  | 2.5
LN5-2022 | Upper Islingword Road | Suburban | 532124 | 104850 | NO2 | No | 0 | 1 |  | 2.5
LN7-2022 | Orchard Nursery Queen Park Road | Roadside | 531987 | 104575 | NO2 | No | 0 | 2 |  | 2.5
LN8-2022 | Egremont Place Top | Roadside | 531910 | 104322 | NO2 | No | 2.5 | 1.5 |  | 2.5
LN9-2022 | Egremont Place Middle | Roadside | 531880 | 104243 | NO2 | No | 2.5 | 1 |  | 2.5
LN10-2022 | Carlton Hill next to school | Suburban | 531642 | 104366 | NO2 | No | 0 | 2 |  | 2.5
LN11-2022 | Morley Street | Suburban | 531457 | 104546 | NO2 | No | 0 | 2 |  | 2.5
LN12-2022 | Richmond Parade | Roadside | 531505 | 104698 | NO2 | close to AQAM1-A23 | 0 | 3 |  | 2.5
LN13-2022 | Lower Southover Street | Roadside | 531654 | 105072 | NO2 | close to AQAM1-A23 | 0 | 2.5 |  | 2.5
LN14-2022 | Middle Southover Street | Roadside | 531725 | 105005 | NO2 | No | 0 | 1 |  | 2.5
A259 Kingsway2 | Kingsway Sugardough | Roadside | 528602 | 104416 | NO2 | No AQMA Potential Cycle Lane | 0 | 3 |  | 2.5
A259 Kingsway4 | Kingsway Traffic Light | Roadside | 528601 | 104420 | NO2 | No AQMA Potential Cycle Lane | 2.5 | 1 |  | 2.5
WRP1 | Lamppost Lower Montpelier Road | Roadside | 530201 | 104468 | NO2 | close to AQMA1 ULEZ | 5 | 2.4 |  | 2.5
WRP2 | Lamppost Façade Upper North Street | Roadside | 530597 | 104480 | NO2 | No AQMA Temporary Bus diversion Bus-ULEZ | 0 | 1.5 |  | 2.5
WRP3 | Upper North Street Regent Hill Corner | Roadside | 530648 | 104466 | NO2 | No AQMA Temporary Bus diversion Bus-ULEZ | 0 | 1.5 |  | 2.5
Note on M9: This should be the height of the tube inlet as measured from the adjacent ground level. For example, for a Roadside Site, a value of '2.0' would correspond to a tube at a height of 2m above the road surface.

## Annual Results Summary
|  | 5 | 6 | 10 | 11 | 12 | 13 | 14 | 15 | 16 | 17 | 18 | 19 | 20 | 21
Annual Report Results Table - Table B.1
|  | 5: STEP 1 - DT Calendar Inputs Error; 11: STEP 2 - Diffusion Tube Inputs Error; 14: STEP 2a - Annualisation Inputs Error; 17: STEP 3 - Bias Adjustment Error; 20: STEP 4 - Fall off with Distance Error |  | Diffusion Tube Co-ordinate Check Warning
|  | 5: None; 11: None; 14: None; 17: None; 20: None |  | Highlighted X and Y OS grid co-ordinates may be incorrect. Check 'STEP 2 - Diffusion Tube Inputs' tab.
Bias Adjustment Factor = National
| Diffusion Tube ID | 5: X OS Grid Ref (Easting); 6: Y OS Grid Ref (Northing); 10: NO2 Mean Concentrations (µg/m3) | Time Weighted Annual Mean (µg/m3) |  |  | Comment
|  |  |  | Jan | Feb | Mar | Apr | May | Jun | Jul | Aug | Sep | Oct | Nov | Dec |  |  |  | Comment
|  |  | 433175 | [12 empty] | Raw Data | Bias Adjusted (0.81) and Annualised | Distance Corrected to Nearest Exposure | [6 empty] | 1 | 2 | 3 | 4 | 5 | 6 | 7 | 8 | 9 | 10 | 11 | 12 | Brighton and Hove Council | 35 | 1
A23 C01-2020 | A23 C01-2020 | 531361 | 104040 | 31.1 | 33.8 | 25.4 | 29.7 | 26.9 | 28.9 | 23 | 23.3 | 28.4 | 23.6 | 33.4 | 20.4 | 27.3022 | 22.1148 |  |  | 1 | A23 C01-2020 | A23 C01-2020 | Single | [13 empty] | 531500104500 | 35 | 0
A23 C02-2022 | A23 C02-2022 | 531255 | 104062 | 37.4 | 37.1 | 27.8 | 31.3 | 26.8 | 28.2 | 23.3 | 25.2 | 26.9 | 28.4 | 37.2 | 29.4 | 29.8619 | 24.1881 |  |  | 2 | A23 C02-2022 | A23 C02-2022 | Single | [13 empty] | 531500104500 | 35 | 0
B2066 C04-2010 | B2066 C04-2010 | 531228 | 104088 | 38.1 | 41 | 34.6 | 35.7 | 28.4 | 35.6 | 32.3 | 34.4 | 36.4 | 32.3 | 37.7 | 33.3 | 34.9537 | 28.3125 |  |  | 3 | B2066 C04-2010 | B2066 C04-2010 | Single | [13 empty] | 531500104500 | 35 | 0
C05-2012 | C05-2012 | 531230 | 104260 | 23.6 | 25.3 | 18.1 | 18.2 | 14 |  | 13.2 | 12.7 | 16.3 | 16.1 | 24.1 | 16.7 | 17.9388 | 14.5304 |  |  | 4 | C05-2012 | C05-2012 | Single | [13 empty] | 531500104500 | 35 | 0
B2066 C10-2012 | B2066 C10-2012 | 530995 | 104271 | 34.8 | 47.3 | 34.6 | 37.8 | 30.8 | 36.3 | 33.3 | 32.6 | 35.9 | 32.2 | 37.6 | 32.3 | 35.4204 | 28.6906 |  |  | 5 | B2066 C10-2012 | B2066 C10-2012 | Single | Duplicate | [12 empty] | 530500104500 | 35 | 0
B2066 C11-2007 | B2066 C11-2007 | 530947 | 104284 | 50 |  | 43.9 | 48 | 33.8 | 46.2 | 43.8 | 40.7 |  | 38.7 | 45 | 39.5 | 42.9619 | 34.7992 |  |  | 6 | B2066 C11-2007 | B2066 C11-2007 | Single | [13 empty] | 530500104500 | 35 | 0
B2066 C11-2012 | B2066 C11-2012 | 530890 | 104302 | 55.8 | 58.1 | 53.7 | 55.4 | 42 | 52.2 | 50.4 | 50.7 | 51 | 45.1 | 54.5 | 50.7 | 51.4597 | 41.6823 | 35.2 |  | 7 | B2066 C11-2012 | B2066 C11-2012 | Single | [13 empty] | 530500104500 | 35 | 0
A2010 C12-2010 | A2010 C12-2010 | 530900 | 104451 | 44.4 | 40.2 | 34.6 | 38.9 | 30.7 | 38.5 | [5 empty] | 26.6 | 36.6348 | 27.3183 |  |  | 8 | A2010 C12-2010 | A2010 C12-2010 | Single | [13 empty] | 530500104500 | 35 | 0
A2010 W01-2005 | A2010 W01-2005 | 530969 | 104785 | 32.6 |  | 31.7 | 32.4 | 25.9 | 30.2 | 27.4 | 28.2 | 30.9 | 26 | 31.4 | 24.7 | 29.2287 | 23.6752 |  |  | 9 | A2010 W01-2005 | A2010 W01-2005 | Single | [13 empty] | 530500104500 | 35 | 0
C-Link C13-2014 | C-Link C13-2014 | 530770 | 104363 | 37.4 | 38.6 | 33.5 | 33.4 | 29 | 33.8 | 30.6 | 33.8 | 34.1 | 32.6 | 42.8 | 32.5 | 34.2259 | 27.723 |  |  | 10 | C-Link C13-2014 | C-Link C13-2014 | Single | [13 empty] | 530500104500 | 35 | 0
A23 C09-2005 | A23 C09-2005 | 531302 | 104392 | 35.9 | 39.4 | 30.9 | 28.9 | 28.5 | 30.7 | 26.5 | 27.4 | 32.6 | 31.6 | 36.6 | 27.5 | 31.4008 | 25.4347 |  |  | 11 | A23 C09-2005 | A23 C09-2005 | Single | [13 empty] | 531500104500 | 35 | 0
A23 C16-2013 | A23 C16-2013 | 531400 | 104844 | 39.4 | 41.2 | 32.4 | 33.1 | 33.3 | 32.7 | 26 |  | 34 |  | 43.2 | 27.6 | 34.3051 | 27.7871 |  |  | 12 | A23 C16-2013 | A23 C16-2013 | Single | [13 empty] | 531500104500 | 35 | 0
A23 C17-2012 | A23 C17-2012 | 531364 | 104982 | 51.1 | 47.5 | 46.6 | 41.3 | 33.7 | 42.3 | 41.4 | 37.9 | 41.8 | 37.1 | 41.2 | 36.4 | 41.4463 | 33.5715 |  |  | 13 | A23 C17-2012 | A23 C17-2012 | Single | [13 empty] | 531500104500 | 35 | 0
A23 C18-2019 | A23 C18-2019 | 531369 | 105042 | 46.5 | 45.5 | 42.1 | 47.6 | 40.8 | 50.1 | 43.7 | 42.2 | 47.3 | 41.2 | 45.9 | 42.6 | 44.6496 | 36.1662 | 32.7 |  | 14 | A23 C18-2019 | A23 C18-2019 | Single | [13 empty] | 531500105500 | 35 | 0
A23 C18-2010 | A23 C18-2010 | 531373 | 105136 |  | 51 |  | 46.9 | 34.9 | 40.6 | 39.4 | 39 |  |  | 48.9 | 37.6 | 42.4664 | 35.0697 |  |  | 15 | A23 C18-2010 | A23 C18-2010 | Single | [13 empty] | 531500105500 | 35 | 0
A23 C19-2021 | A23 C19-2021 | 531472 | 105161 |  | 40.6 | 32.5 | 32.6 |  | 33 | 27.7 | 27 | 21.5 | 29.9 | 40 | 30.9 | 31.2175 | 25.2862 |  |  | 16 | A23 C19-2021 | A23 C19-2021 | Single | [13 empty] | 531500105500 | 35 | 0
A23 C20-2005 | A23 C20-2005 | 531496 | 105315 |  | 38.9 | 31.7 | 35.7 | 28.3 | 32 | 25.7 | 28 | 30.7 | 27.1 | 34.5 | 24.6 | 30.6634 | 24.8373 |  |  | 17 | A23 C20-2005 | A23 C20-2005 | Single | [13 empty] | 531500105500 | 35 | 0
A23 C21-2005 | A23 C21-2005 | 531451 | 105356 | 41.6 | 44.6 | 42.5 | 43 | 30.4 | 40.2 | 39.9 | 41.1 | 42.6 | 27 | 38.4 | 31.5 | 38.3302 | 31.0475 |  |  | 18 | A23 C21-2005 | A23 C21-2005 | Single | [13 empty] | 531500105500 | 35 | 0
A23 C23-2005 | A23 C23-2005 | 531189 | 105375 | 35.5 | 36.3 | 32.1 | 29.5 | 20.2 | 28.7 | 29.2 | 28.6 | 31.2 |  |  | 30.6 | 30.2594 | 24.5101 |  |  | 19 | A23 C23-2005 | A23 C23-2005 | Single | [13 empty] | 531500105500 | 35 | 0
A270 C24-2015 | A270 C24-2015 | 531101 | 105443 | 44.5 | 50.8 | 39.6 | 41.5 | 35.3 | 40.5 | 35 | 37.8 | 43.7 | 39.5 | 48.5 | 38.3 | 41.2621 | 33.4223 |  |  | 20 | A270 C24-2015 | A270 C24-2015 | Single | [13 empty] | 531500105500 | 35 | 0
A270 C25-2010 | A270 C25-2010 | 530985 | 105419 | 42.2 |  | 39.5 | 43.2 |  | 42.3 | 39.5 | 39.6 | 44.6 | 41.5 | 45.2 | 38.2 | 41.7094 | 33.7846 |  |  | 21 | A270 C25-2010 | A270 C25-2010 | Single | [13 empty] | 530500105500 | 35 | 0
A270 C26-2022 | A270 C26-2022 | 530870 | 105354 | 49.2 | 46.4 | 56.3 | 54.1 | 41.1 | 52.2 | 61.4 | 58.8 | 63.4 | 53.5 | 51.3 | 46.6 | 53.1114 | 43.0203 | 37.5 |  | 22 | A270 C26-2022 | A270 C26-2022 | Single | [13 empty] | 530500105500 | 35 | 0
B2199 C28-2010 | B2199 C28-2010 | 531032 | 104843 | 37.7 | 36.2 | 34.1 | 32.3 | 25.6 | 28 |  | 30 | 31.2 | 33.6 | 36.7 | 30.2 | 32.3747 | 26.2235 |  |  | 23 | B2199 C28-2010 | B2199 C28-2010 | Single | [13 empty] | 531500104500 | 35 | 0
A23 E01-2016 | A23 E01-2016 | 531101 | 105498 | 35.2 | 39.9 | 32.6 |  | 34.4 | 32.2 | 22.1 | 23.9 | 31.4 | 26.2 | 33.9 | 20.2 | 30.1433 | 24.4161 |  |  | 24 | A23 E01-2016 | A23 E01-2016 | Single | [13 empty] | 531500105500 | 35 | 0
A23 E02-2009 | A23 E02-2009 | 530233 | 106515 | 38.2 | 40.5 | 36 | 31.2 | 22.8 | 29 | 28.8 | 30.5 | 33.6 | 30.8 | 34.6 | 29.9 | 32.1616 | 26.0509 |  |  | 25 | A23 E02-2009 | A23 E02-2009 | Single | [13 empty] | 530500106500 | 35 | 0
C-Link E02-2012 | C-Link E02-2012 | 530063 | 106368 | 37 | 43.6 | 40 | 35.7 | 28.3 | 35.7 | 33.9 | 31.2 | 36.5 | 33.2 | 35.6 | 29.4 | 35.0357 | 28.3789 |  |  | 26 | C-Link E02-2012 | C-Link E02-2012 | Single | [13 empty] | 530500106500 | 35 | 0
A23 E06-2020 | A23 E06-2020 | 531107 | 105595 | 35.4 | 41.5 | 33.2 | 31.7 | 24.3 | 29 | 28.2 | 28.8 | 33.5 | 29.7 | 37.1 | 26.4 | 31.5698 | 25.5715 |  |  | 27 | A23 E06-2020 | A23 E06-2020 | Single | [13 empty] | 531500105500 | 35 | 0
A270 E07-2019 | A270 E07-2019 | 531838 | 105349 | 58.3 | 60 | 45 | 44.3 | 48.9 | 47.4 | 43.4 | 40.7 | 42.5 | 43.4 | 53.9 | 43.2 | 47.3213 | 38.3302 |  |  | 28 | A270 E07-2019 | A270 E07-2019 | Single | [13 empty] | 531500105500 | 35 | 0
A270 E40-2022 | A270 E40-2022 | 532095 | 105679 | 35.3 | 38.6 | 31.9 | 28.7 | 30 | 30 | 23.5 | 25.7 | 29 | 28 | 35.1 | 24.9 | 29.9779 | 24.2821 |  |  | 29 | A270 E40-2022 | A270 E40-2022 | Single | [13 empty] | 532500105500 | 35 | 0
A270 E08-1996 | A270 E08-1996 | 532090 | 105752 | 51.1 | 54 | 46.3 | 42.6 | 43.4 | 45.3 | 40.2 | 38.7 | 42.1 | 44.1 | 48.6 | 39.8 | 44.6324 | 36.1523 |  |  | 30 | A270 E08-1996 | A270 E08-1996 | Single | [13 empty] | 532500105500 | 35 | 0
A270 E10-2015 | A270 E10-2015 | 532126 | 105838 | 39.5 | 40.2 | 37.6 | 33.7 | 29.6 | 33.3 | 29.6 | 32.8 | 34.7 | 33.7 | 36.3 | 32.9 | 34.4943 | 27.9404 |  |  | 31 | A270 E10-2015 | A270 E10-2015 | Single | [13 empty] | 532500105500 | 35 | 0
C-Link E12-2022 | C-Link E12-2022 | 532064 | 105939 | 38.7 | 40.4 | 35.2 | 37 | 25.6 | 38.8 | 44 | 40.9 | 43.3 | 44.4 | 45.2 | 39.3 | 39.5916 | 32.0692 |  |  | 32 | C-Link E12-2022 | C-Link E12-2022 | Single | [13 empty] | 532500105500 | 35 | 0
A270 E14-2019 | A270 E14-2019 | 532377 | 106314 | 35.5 | 42.9 | 37.7 | 37.8 | 32.8 | 38 | 30.1 | 28.7 | 35.2 | 32.1 | 34.2 | 25.4 | 34.3128 | 27.7934 |  |  | 33 | A270 E14-2019 | A270 E14-2019 | Single | [13 empty] | 532500106500 | 35 | 0
A270 E15-2012 | A270 E15-2012 | 532300 | 106159 | 36.5 | 42.4 | 37.7 | 36.8 | 32.2 | 35.4 | 26.7 | 27.8 | 36.2 | 34.4 | 37.7 | 29.6 | 34.5967 | 28.0234 |  |  | 34 | A270 E15-2012 | A270 E15-2012 | Single | [13 empty] | 532500106500 | 35 | 0
A23 E16-1996 | A23 E16-1996 | 531465 | 104629 | 34.7 | 46.4 | 40.2 | 41.6 | 37.2 | 43.1 | 28.1 | 33.3 | 41.6 | 32.2 | 35.7 | 25.4 | 36.7733 | 29.7864 |  |  | 35 | A23 E16-1996 | A23 E16-1996 | Single | [13 empty] | 531500104500 | 35 | 0
A23 E16-2015 | A23 E16-2015 | 531426 | 104514 | 34.7 | 51.4 | 41.1 | 45.7 | 44 | 44.8 | 34 | 34.9 | 40.9 |  |  | 28.3 | 40.2735 | 32.6215 |  |  | 36 | A23 E16-2015 | A23 E16-2015 | Single | [13 empty] | 531500104500 | 35 | 0
A23 E17-2003 | A23 E17-2003 | 531394 | 104338 |  | 44.1 |  |  |  | 44.7 | 33.1 | 33.4 | 39.3 | 31.6 | 34.8 | 25.1 | 35.7865 | 30.4149 |  |  | 37 | A23 E17-2003 | A23 E17-2003 | Single | [13 empty] | 531500104500 | 35 | 0
C-Link E17-2018 | C-Link E17-2018 | 531408 | 104233 | 42.3 | 46.6 | 38.7 | 37.9 | 32.5 | 40.4 | 40.8 | 37.4 | 39.3 | 37.1 | 38.1 | 35 | 38.8283 | 31.451 |  |  | 38 | C-Link E17-2018 | C-Link E17-2018 | Single | [13 empty] | 531500104500 | 35 | 0
C-Link E17-2022 | C-Link E17-2022 | 531430 | 104247 | 35.5 | 42.9 | 27.4 | 28.4 | 34.9 | 32 | 23.5 | 24.8 | 29.6 | 26.4 | 34.3 | 22 | 30.0436 | 24.3353 |  |  | 39 | C-Link E17-2022 | C-Link E17-2022 | Single | [13 empty] | 531500104500 | 35 | 0
C-Link E18-2021 | C-Link E18-2021 | 532759 | 103810 | 27.8 | 30.5 | 23.6 | 24 | 21.6 | 24.3 | 21.8 | 19.3 | 26.6 | 17.4 | 30.2 | 19.1 | 23.6643 | 19.1681 |  |  | 40 | C-Link E18-2021 | C-Link E18-2021 | Single | [13 empty] | 532500103500 | 35 | 0
B2123 E22-2009 | B2123 E22-2009 | 536970 | 102280 | 29.4 | 38.8 | 29.8 | 33 | 27.4 | 36.4 | 24.2 | 25 | 32 | 25 | 32 | 20.7 | 29.5057 | 23.8996 |  |  | 41 | B2123 E22-2009 | B2123 E22-2009 | Single | [13 empty] | 536500102500 | 35 | 0
B2123 E23-2010 | B2123 E23-2010 | 536966 | 102273 |  | 39.8 | 32.1 | 29.4 | 22.8 | 31.8 | 27.1 | 26.2 | 32 | 25.4 | 29.9 | 23.9 | 29.0866 | 23.5602 |  |  | 42 | B2123 E23-2010 | B2123 E23-2010 | Single | [13 empty] | 536500102500 | 35 | 0
A259 E25-2018 | A259 E25-2018 | 537014 | 102238 | 41.1 | 34.4 | 32.2 | 37.8 | 33.1 | 35.6 | 21.2 | 23.6 | 30.3 | 23.7 | 32.5 | 19.4 | 30.4703 | 24.6809 |  |  | 43 | A259 E25-2018 | A259 E25-2018 | Single | [13 empty] | 537500102500 | 35 | 0
B2123 E30-2020 | B2123 E30-2020 | 536947 | 102341 | 28 | 46.3 | 27.5 | 31.9 | 27.9 | 34.2 | 19.9 | 19.6 | 28.8 | 20.8 | 30.4 |  | 28.4592 | 23.052 |  |  | 44 | B2123 E30-2020 | B2123 E30-2020 | Single | [13 empty] | 536500102500 | 35 | 0
E32-2020 | E32-2020 | 537011 | 102099 | 16.6 | 19.5 | 14.7 | 15.3 | 9.6 | 14 | 11.3 | 11.4 | 13.3 | 12.5 | 18.2 | 16 | 14.2834 | 11.5695 |  |  | 45 | E32-2020 | E32-2020 | Single | [13 empty] | 537500102500 | 35 | 0
A2010 W03-2006 | A2010 W03-2006 | 530963 | 104994 | 34.6 | 39.4 | 35.1 | 35.3 | 27.5 | 33.9 | 32.5 | 33.4 | 34.3 | 32 | 36.9 | 30.1 | 33.7403 | 27.3297 |  |  | 46 | A2010 W03-2006 | A2010 W03-2006 | Single | [13 empty] | 530500104500 | 35 | 0
A2010 W04-2006 | A2010 W04-2006 | 530808 | 105340 | 41 | 43.4 | 32.6 | 33.7 | 34.1 | 34.5 | 30.5 | 32 | 35.7 | 36.3 | 39.4 | 30.9 | 35.4286 | 28.6972 |  |  | 47 | A2010 W04-2006 | A2010 W04-2006 | Single | [13 empty] | 530500105500 | 35 | 0
A270 W05-2006 | A270 W05-2006 | 530778 | 105362 | 40.9 | 46.9 | 34.4 | 40.3 | 40.2 | 39.6 | 34.6 | 35.2 | 38.7 | 36.6 | 41.9 | 28.2 | 38.218 | 30.9566 |  |  | 48 | A270 W05-2006 | A270 W05-2006 | Single | [13 empty] | 530500105500 | 35 | 0
B2066 W10-2006 | B2066 W10-2006 | 530302 | 104415 | 28.7 | 28.5 | 24.4 | 25.4 | 16.7 | [6 empty] | 36.6 | 26.5955 | 19.2597 |  |  | 49 | B2066 W10-2006 | B2066 W10-2006 | Single | [13 empty] | 530500104500 | 35 | 0
B2066 W11-2020 | B2066 W11-2020 | 530154 | 104444 | 31.5 | 38.8 | 29.8 | 32.6 | 25.2 | 30.1 | 27.3 | 25.3 | 32.3 | 26.8 | 31.4 |  | 30.0982 | 24.3796 |  |  | 50 | B2066 W11-2020 | B2066 W11-2020 | Single | [13 empty] | 530500104500 | 35 | 0
A259 W16-2020 | A259 W16-2020 | 526233 | 104860 | 40.2 | 39.3 | 32.9 | 35.7 | 26.7 | 34.8 | 30.3 | 30.5 | 35.6 |  |  |  | 34.2118 | 27.7115 |  |  | 51 | A259 W16-2020 | A259 W16-2020 | Single | [13 empty] | 526500104500 | 35 | 0
A259 W17-2009 | A259 W17-2009 | 525931 | 104961 | 45.3 | 52.4 |  |  | 41.8 |  | 32.2 | 32.5 | 39.7 |  |  | 28.8 | 39.2766 | 32.076 |  |  | 52 | A259 W17-2009 | A259 W17-2009 | Single | [13 empty] | 525500104500 | 1 | 1
A259 W18-2010 | A259 W18-2010 | 525970 | 105230 | 21.3 | 21.8 | 17.8 | 15.7 | 10 | 12.9 | 12.9 | 11.3 | 14.5 | 8 | 21.7 | 17.9 | 15.1354 | 12.2597 |  |  | 53 | A259 W18-2010 | A259 W18-2010 | Single | [13 empty] | 525500105500 | 35 | 0
A259 W19-2009 | A259 W19-2009 | 525658 | 105695 | 38.7 | 40.9 | 33.1 | 30.6 | 27 | 31.7 | 29.1 | 28.6 | 34.5 | 30.2 | 36.4 | 28.6 | 32.4193 | 26.2597 |  |  | 54 | A259 W19-2009 | A259 W19-2009 | Single | [13 empty] | 525500105500 | 35 | 0
A270 OSR13 W20-2021 | A270 OSR13 W20-2021 | 525698 | 105872 | 33.1 | 41.9 | 35.8 | 36.6 | 31.9 | 39 | 30.8 | 30.6 | 34.9 | 34.3 | 33.3 | 28.6 | 34.3768 | 27.8452 |  |  | 55 | A270 OSR13 W20-2021 | A270 OSR13 W20-2021 | Single | [13 empty] | 525500105500 | 35 | 0
A2023 W21-2010 | A2023 W21-2010 | 528388 | 105936 | 36.1 | 39.4 | 31.7 | 30.3 | 25.3 | 30.5 | 28 | 27.8 | 32.4 | 27.9 | 36 | 27.9 | 31.0229 | 25.1285 |  |  | 56 | A2023 W21-2010 | A2023 W21-2010 | Single | [13 empty] | 528500105500 | 35 | 0
LN1-2022 | LN1-2022 | 532039 | 105541 | 42.3 | 34.7 | 24.7 | 22.5 | 20.2 | 19.9 | 19.8 | 18.6 | 22.2 | 22.3 | 31 | 23 | 24.9823 | 20.2357 |  |  | 57 | LN1-2022 | LN1-2022 | Single | [13 empty] | 532500105500 | 35 | 0
LN2-2022 | LN2-2022 | 531823 | 105287 | 28.1 | 49 | 34.6 |  |  | 34.9 | 25.9 | 26.7 | 32.3 | 34.1 | 42.9 | 32.4 | 33.9848 | 27.5277 |  |  | 58 | LN2-2022 | LN2-2022 | Single | [13 empty] | 531500105500 | 35 | 0
LN4-2022 | LN4-2022 | 532278 | 105233 | 28.2 | 32.4 | 24.4 | 25.3 | 20.3 | 23.7 | 21.6 | 21.2 | 22 | 21.1 | 27.5 | 20 | 23.894 | 19.3541 |  |  | 59 | LN4-2022 | LN4-2022 | Single | [13 empty] | 532500105500 | 35 | 0
LN5-2022 | LN5-2022 | 532124 | 104850 | 23.2 | 24.8 | 19.2 | 18.4 | 13.7 | 15.9 | 14 | 13.9 | 17.6 | 17.7 | 26.5 | 15 | 18.2954 | 14.8192 |  |  | 60 | LN5-2022 | LN5-2022 | Single | [13 empty] | 532500104500 | 35 | 0
LN7-2022 | LN7-2022 | 531987 | 104575 | 23.3 | 24.4 | 15 | 17.3 | 14 | 18.1 | 16.2 | 15.4 | 18.5 | 17 | 25.6 | 16 | 18.3392 | 14.8548 |  |  | 61 | LN7-2022 | LN7-2022 | Single | [13 empty] | 531500104500 | 35 | 0
LN8-2022 | LN8-2022 | 531910 | 104322 | 28.4 | 28.6 | 24.7 | 22.3 | 17.3 | 23.5 | 25.5 | 21.4 | 24.7 | 25.1 | 30.8 | 24.7 | 24.6899 | 19.9988 |  |  | 62 | LN8-2022 | LN8-2022 | Single | [13 empty] | 531500104500 | 35 | 0
LN9-2022 | LN9-2022 | 531880 | 104243 | 35.7 | 36.4 | 32.2 | 30 | 27.8 | 33.7 | 33.5 | 31.4 | 32.8 | 31.3 | 36.9 | 30.3 | 32.5597 | 26.3733 |  |  | 63 | LN9-2022 | LN9-2022 | Single | [13 empty] | 531500104500 | 35 | 0
LN10-2022 | LN10-2022 | 531642 | 104366 | 29.5 | 31.5 | 24.2 | 23.7 | 17 | 19.9 | 18.2 | 20.5 | 22.2 | 20.1 | 31.8 | 17.6 | 22.9237 | 18.5682 |  |  | 64 | LN10-2022 | LN10-2022 | Single | [13 empty] | 531500104500 | 35 | 0
LN11-2022 | LN11-2022 | 531457 | 104546 | 22.6 | 25.2 | 18 | 17.1 | 13.4 | 15.2 | 14.2 | 13.5 | 17.4 | 18.1 | 25 | 14.1 | 17.8253 | 14.4385 |  |  | 65 | LN11-2022 | LN11-2022 | Single | [13 empty] | 531500104500 | 35 | 0
LN12-2022 | LN12-2022 | 531505 | 104698 | 49.6 | 35 | 30.6 | 26.8 | 22.3 | 25.9 | 24.8 | 24.9 | 26.7 | 27.7 | 33.9 | 24.9 | 29.394 | 23.8091 |  |  | 66 | LN12-2022 | LN12-2022 | Single | [13 empty] | 531500104500 | 35 | 0
LN13-2022 | LN13-2022 | 531654 | 105072 | 39.2 | 31 | 33.6 | 21.8 | 27.2 | 27.6 | 27.7 | 26.9 | 29.4 | 30.2 | 29.5 | 28.3 | 29.2959 | 23.7297 |  |  | 67 | LN13-2022 | LN13-2022 | Single | [13 empty] | 531500105500 | 35 | 0
LN14-2022 | LN14-2022 | 531725 | 105005 | 28.5 | 31.1 | 20 | 21.1 | 17 | 18.6 | 17.5 | 17.1 | 21.1 | 19.7 | 28.8 | 18.9 | 21.5548 | 17.4594 |  |  | 68 | LN14-2022 | LN14-2022 | Single | [13 empty] | 531500105500 | 35 | 0
A259 Kingsway2 | A259 Kingsway2 | 528602 | 104416 | 27.5 | 26.5 | 20.5 | 21.4 | 16.9 | 19.6 | 14.3 | 15.1 | 19.1 | 18.6 | 23.8 | 17.4 | 20.0823 | 16.2667 |  |  | 69 | A259 Kingsway2 | A259 Kingsway2 | Single | [13 empty] | 528500104500 | 35 | 0
A259 Kingsway4 | A259 Kingsway4 | 528601 | 104420 | 28.5 | 28.4 | 22.9 | 22.6 | 17..9 | 23.5 | 18.1 | 18.5 | 23.4 | 22 | 25.1 | 20.1 | 23.0392 | 18.6618 |  |  | 70 | A259 Kingsway4 | A259 Kingsway4 | Single | [13 empty] | 528500104500 | 35 | 0
WRP1 | WRP1 | 530201 | 104468 | 43.3 | 39.4 | 34.5 | 32.3 | 31.2 | 35.4 | 30.3 | 32.9 | 29.8 | 27.9 | 35.4 | 25.5 | 32.9684 | 26.7044 |  |  | 71 | WRP1 | WRP1 | Single | [13 empty] | 530500104500 | 35 | 0
WRP2 | WRP2 | 530597 | 104480 | 33.6 | 37.3 | 27.7 | 19.7 | 12.2 | 15.6 | 16 | 19.7 | 24.1 | 20.5 | 26.7 | 17.1 | 22.5052 | 18.2292 |  |  | 72 | WRP2 | WRP2 | Single | [13 empty] | 530500104500 | 35 | 0
WRP3 | WRP3 | 530648 | 104466 | 34.8 | 35.6 | 26.4 | 26.4 | 18.3 | 23.5 | 18.4 | 19.9 | 25 | 21.6 | 28.5 | 17.1 | 24.6763 | 19.9878 |  |  | 73 | WRP3 | WRP3 | Single | [13 empty] | 530500104500 | 35 | 0

## DTDES Inputs
Unique ID | Site ID | Site Name | New / Existing | Single / Duplicate / Triplicate | Site Type | X OS Grid Reference | Y OS Grid Reference | Height (m) | Distance to Kerb of Nearest Road (m) | Data Capture (%) | National or Local Bias Adjustment | Bias Adjustment Factor | 1 | 2 | 3 | 4 | 5 | 6 | 7 | 8 | 9 | 10 | 11 | 12 | 13 | Raw Annual Mean (µg/m3) | Bias Adjusted and Annualised Annual Mean (µg/m3) | Distance Corrected Annual Mean (µg/m3)
A23 C01-2020531361104040 | A23 C01-2020 | Old Steine St James Street Corner | Existing | Single | Roadside | 531361 | 104040 | 4 | 8 | 100 | National | 0.81 | 31.1 | 33.8 | 25.4 | 29.7 | 26.9 | 28.9 | 23 | 23.3 | 28.4 | 23.6 | 33.4 | 20.4 |  | 27.3022 | 22.1148
A23 C02-2022531255104062 | A23 C02-2022 | Old Steine West | Existing | Single | Roadside | 531255 | 104062 | 2.5 | 7 | 100 | National | 0.81 | 37.4 | 37.1 | 27.8 | 31.3 | 26.8 | 28.2 | 23.3 | 25.2 | 26.9 | 28.4 | 37.2 | 29.4 |  | 29.8619 | 24.1881
B2066 C04-2010531228104088 | B2066 C04-2010 | Castle Square | Existing | Single | Roadside | 531228 | 104088 | 3 | 5.7 | 100 | National | 0.81 | 38.1 | 41 | 34.6 | 35.7 | 28.4 | 35.6 | 32.3 | 34.4 | 36.4 | 32.3 | 37.7 | 33.3 |  | 34.9537 | 28.3125
C05-2012531230104260 | C05-2012 | Pavilion Gardens | Existing | Single | Urban Background | 531230 | 104260 | 2 | 102 | 92.0981 | National | 0.81 | 23.6 | 25.3 | 18.1 | 18.2 | 14 |  | 13.2 | 12.7 | 16.3 | 16.1 | 24.1 | 16.7 |  | 17.9388 | 14.5304
B2066 C10-2012530995104271 | B2066 C10-2012 | North Street near Ship Street | Existing | Single | Roadside | 530995 | 104271 | 2.5 | 6.1 | 100 | National | 0.81 | 34.8 | 47.3 | 34.6 | 37.8 | 30.8 | 36.3 | 33.3 | 32.6 | 35.9 | 32.2 | 37.6 | 32.3 |  | 35.4204 | 28.6906
B2066 C11-2007530947104284 | B2066 C11-2007 | North Street Central | Existing | Single | Roadside | 530947 | 104284 | 3.5 | 6.5 | 82.2888 | National | 0.81 | 50 |  | 43.9 | 48 | 33.8 | 46.2 | 43.8 | 40.7 |  | 38.7 | 45 | 39.5 |  | 42.9619 | 34.7992
B2066 C11-2012530890104302 | B2066 C11-2012 | North Street East of Clock Tower | Existing | Single | Kerbside | 530890 | 104302 | 4 | 1.5 | 100 | National | 0.81 | 55.8 | 58.1 | 53.7 | 55.4 | 42 | 52.2 | 50.4 | 50.7 | 51 | 45.1 | 54.5 | 50.7 |  | 51.4597 | 41.6823 | 35.2
A2010 C12-2010530900104451 | A2010 C12-2010 | Queens Road South of Church Street | Existing | Single | Roadside | 530900 | 104451 | 3 | 4.2 | 56.4033 | National | 0.81 | 1: 44.4; 2: 40.2; 3: 34.6; 4: 38.9; 5: 30.7; 6: 38.5; 12: 26.6 | 36.6348 | 27.3183
A2010 W01-2005530969104785 | A2010 W01-2005 | Queens Road North | Existing | Single | Roadside | 530969 | 104785 | 3 | 4.2 | 92.0981 | National | 0.81 | 32.6 |  | 31.7 | 32.4 | 25.9 | 30.2 | 27.4 | 28.2 | 30.9 | 26 | 31.4 | 24.7 |  | 29.2287 | 23.6752
C-Link C13-2014530770104363 | C-Link C13-2014 | Lower Dyke Road | Existing | Single | Roadside | 530770 | 104363 | 2.5 | 4.5 | 100 | National | 0.81 | 37.4 | 38.6 | 33.5 | 33.4 | 29 | 33.8 | 30.6 | 33.8 | 34.1 | 32.6 | 42.8 | 32.5 |  | 34.2259 | 27.723
A23 C09-2005531302104392 | A23 C09-2005 | Marlborough Place | Existing | Single | Roadside | 531302 | 104392 | 3 | 4.3 | 100 | National | 0.81 | 35.9 | 39.4 | 30.9 | 28.9 | 28.5 | 30.7 | 26.5 | 27.4 | 32.6 | 31.6 | 36.6 | 27.5 |  | 31.4008 | 25.4347
A23 C16-2013531400104844 | A23 C16-2013 | York Place | Existing | Single | Roadside | 531400 | 104844 | 3 | 4.9 | 80.3815 | National | 0.81 | 39.4 | 41.2 | 32.4 | 33.1 | 33.3 | 32.7 | 26 |  | 34 |  | 43.2 | 27.6 |  | 34.3051 | 27.7871
A23 C17-2012531364104982 | A23 C17-2012 | Cheapside | Existing | Single | Roadside | 531364 | 104982 | 3 | 3.4 | 100 | National | 0.81 | 51.1 | 47.5 | 46.6 | 41.3 | 33.7 | 42.3 | 41.4 | 37.9 | 41.8 | 37.1 | 41.2 | 36.4 |  | 41.4463 | 33.5715
A23 C18-2019531369105042 | A23 C18-2019 | London Road Brunswick Row | Existing | Single | Roadside | 531369 | 105042 | 2.5 | 2 | 100 | National | 0.81 | 46.5 | 45.5 | 42.1 | 47.6 | 40.8 | 50.1 | 43.7 | 42.2 | 47.3 | 41.2 | 45.9 | 42.6 |  | 44.6496 | 36.1662 | 32.7
A23 C18-2010531373105136 | A23 C18-2010 | Oxford Street London Road | Existing | Single | Roadside | 531373 | 105136 | 2.5 | 3 | 62.3978 | National | 0.81 |  | 51 |  | 46.9 | 34.9 | 40.6 | 39.4 | 39 |  |  | 48.9 | 37.6 |  | 42.4664 | 35.0697
A23 C19-2021531472105161 | A23 C19-2021 | Oxford Street Ditchling Road | Existing | Single | Roadside | 531472 | 105161 | 2.5 | 3.3 | 83.9237 | National | 0.81 |  | 40.6 | 32.5 | 32.6 |  | 33 | 27.7 | 27 | 21.5 | 29.9 | 40 | 30.9 |  | 31.2175 | 25.2862
A23 C20-2005531496105315 | A23 C20-2005 | Ditchling Road Viaduct Terrace | Existing | Single | Roadside | 531496 | 105315 | 2.5 | 4.7 | 91.5531 | National | 0.81 |  | 38.9 | 31.7 | 35.7 | 28.3 | 32 | 25.7 | 28 | 30.7 | 27.1 | 34.5 | 24.6 |  | 30.6634 | 24.8373
A23 C21-2005531451105356 | A23 C21-2005 | Viaduct Terrace | Existing | Single | Roadside | 531451 | 105356 | 2 | 3.6 | 100 | National | 0.81 | 41.6 | 44.6 | 42.5 | 43 | 30.4 | 40.2 | 39.9 | 41.1 | 42.6 | 27 | 38.4 | 31.5 |  | 38.3302 | 31.0475
A23 C23-2005531189105375 | A23 C23-2005 | London Road Rose Hill Terrace | Existing | Single | Roadside | 531189 | 105375 | 3 | 5.4 | 81.1989 | National | 0.81 | 35.5 | 36.3 | 32.1 | 29.5 | 20.2 | 28.7 | 29.2 | 28.6 | 31.2 |  |  | 30.6 |  | 30.2594 | 24.5101
A270 C24-2015531101105443 | A270 C24-2015 | New England Road Elder Place | Existing | Single | Roadside | 531101 | 105443 | 3 | 3.6 | 100 | National | 0.81 | 44.5 | 50.8 | 39.6 | 41.5 | 35.3 | 40.5 | 35 | 37.8 | 43.7 | 39.5 | 48.5 | 38.3 |  | 41.2621 | 33.4223
A270 C25-2010530985105419 | A270 C25-2010 | New England West of Argyle Road | Existing | Single | Roadside | 530985 | 105419 | 2.5 | 3.5 | 84.4687 | National | 0.81 | 42.2 |  | 39.5 | 43.2 |  | 42.3 | 39.5 | 39.6 | 44.6 | 41.5 | 45.2 | 38.2 |  | 41.7094 | 33.7846
A270 C26-2022530870105354 | A270 C26-2022 | New England Road under the bridge | Existing | Single | Kerbside | 530870 | 105354 | 2.5 | 2.5 | 100 | National | 0.81 | 49.2 | 46.4 | 56.3 | 54.1 | 41.1 | 52.2 | 61.4 | 58.8 | 63.4 | 53.5 | 51.3 | 46.6 |  | 53.1114 | 43.0203 | 37.5
B2199 C28-2010531032104843 | B2199 C28-2010 | Frederick Place, North Laine | Existing | Single | Suburban | 531032 | 104843 | 3.5 | 2.8 | 92.6431 | National | 0.81 | 37.7 | 36.2 | 34.1 | 32.3 | 25.6 | 28 |  | 30 | 31.2 | 33.6 | 36.7 | 30.2 |  | 32.3747 | 26.2235
A23 E01-2016531101105498 | A23 E01-2016 | Preston Road near Preston Circus | Existing | Single | Roadside | 531101 | 105498 | 3.5 | 2.5 | 89.9183 | National | 0.81 | 35.2 | 39.9 | 32.6 |  | 34.4 | 32.2 | 22.1 | 23.9 | 31.4 | 26.2 | 33.9 | 20.2 |  | 30.1433 | 24.4161
A23 E02-2009530233106515 | A23 E02-2009 | Preston Road near Preston Drove | Existing | Single | Roadside | 530233 | 106515 | 2.5 | 4 | 100 | National | 0.81 | 38.2 | 40.5 | 36 | 31.2 | 22.8 | 29 | 28.8 | 30.5 | 33.6 | 30.8 | 34.6 | 29.9 |  | 32.1616 | 26.0509
C-Link E02-2012530063106368 | C-Link E02-2012 | The Drove linked with South Street | Existing | Single | Roadside | 530063 | 106368 | 2 | 2.6 | 100 | National | 0.81 | 37 | 43.6 | 40 | 35.7 | 28.3 | 35.7 | 33.9 | 31.2 | 36.5 | 33.2 | 35.6 | 29.4 |  | 35.0357 | 28.3789
A23 E06-2020531107105595 | A23 E06-2020 | Beaconsfield Road | Existing | Single | Roadside | 531107 | 105595 | 2 | 3.8 | 100 | National | 0.81 | 35.4 | 41.5 | 33.2 | 31.7 | 24.3 | 29 | 28.2 | 28.8 | 33.5 | 29.7 | 37.1 | 26.4 |  | 31.5698 | 25.5715
A270 E07-2019531838105349 | A270 E07-2019 | Lewes Road north of Elm Grove | Existing | Single | Roadside | 531838 | 105349 | 2 | 2.9 | 100 | National | 0.81 | 58.3 | 60 | 45 | 44.3 | 48.9 | 47.4 | 43.4 | 40.7 | 42.5 | 43.4 | 53.9 | 43.2 |  | 47.3213 | 38.3302
A270 E40-2022532095105679 | A270 E40-2022 | Hartington Road near Lewes Road | Existing | Single | Suburban | 532095 | 105679 | 2 | 5 | 100 | National | 0.81 | 35.3 | 38.6 | 31.9 | 28.7 | 30 | 30 | 23.5 | 25.7 | 29 | 28 | 35.1 | 24.9 |  | 29.9779 | 24.2821
A270 E08-1996532090105752 | A270 E08-1996 | Lewes Road near Inverness Road | Existing | Single | Roadside | 532090 | 105752 | 2.5 | 4.4 | 100 | National | 0.81 | 51.1 | 54 | 46.3 | 42.6 | 43.4 | 45.3 | 40.2 | 38.7 | 42.1 | 44.1 | 48.6 | 39.8 |  | 44.6324 | 36.1523
A270 E10-2015532126105838 | A270 E10-2015 | Vogue Gyratory Island | Existing | Single | Roadside | 532126 | 105838 | 2.5 | 3 | 100 | National | 0.81 | 39.5 | 40.2 | 37.6 | 33.7 | 29.6 | 33.3 | 29.6 | 32.8 | 34.7 | 33.7 | 36.3 | 32.9 |  | 34.4943 | 27.9404
C-Link E12-2022532064105939 | C-Link E12-2022 | Hollingdean Road | Existing | Single | Roadside | 532064 | 105939 | 2.5 | 4.5 | 100 | National | 0.81 | 38.7 | 40.4 | 35.2 | 37 | 25.6 | 38.8 | 44 | 40.9 | 43.3 | 44.4 | 45.2 | 39.3 |  | 39.5916 | 32.0692
A270 E14-2019532377106314 | A270 E14-2019 | Lewes Road on Pelham Terrace | Existing | Single | Roadside | 532377 | 106314 | 2.5 | 3.4 | 100 | National | 0.81 | 35.5 | 42.9 | 37.7 | 37.8 | 32.8 | 38 | 30.1 | 28.7 | 35.2 | 32.1 | 34.2 | 25.4 |  | 34.3128 | 27.7934
A270 E15-2012532300106159 | A270 E15-2012 | Lewes Road on Coombe Terrace | Existing | Single | Roadside | 532300 | 106159 | 2.5 | 3.7 | 100 | National | 0.81 | 36.5 | 42.4 | 37.7 | 36.8 | 32.2 | 35.4 | 26.7 | 27.8 | 36.2 | 34.4 | 37.7 | 29.6 |  | 34.5967 | 28.0234
A23 E16-1996531465104629 | A23 E16-1996 | Grand Parade North | Existing | Single | Roadside | 531465 | 104629 | 2.5 | 4.4 | 100 | National | 0.81 | 34.7 | 46.4 | 40.2 | 41.6 | 37.2 | 43.1 | 28.1 | 33.3 | 41.6 | 32.2 | 35.7 | 25.4 |  | 36.7733 | 29.7864
A23 E16-2015531426104514 | A23 E16-2015 | Grand Parade Middle | Existing | Single | Roadside | 531426 | 104514 | 2.5 | 3.6 | 81.1989 | National | 0.81 | 34.7 | 51.4 | 41.1 | 45.7 | 44 | 44.8 | 34 | 34.9 | 40.9 |  |  | 28.3 |  | 40.2735 | 32.6215
A23 E17-2003531394104338 | A23 E17-2003 | Grand Parade South | Existing | Single | Roadside | 531394 | 104338 | 2.5 | 5 | 66.485 | National | 0.81 |  | 44.1 |  |  |  | 44.7 | 33.1 | 33.4 | 39.3 | 31.6 | 34.8 | 25.1 |  | 35.7865 | 30.4149
C-Link E17-2018531408104233 | C-Link E17-2018 | Edward Street South Side | Existing | Single | Roadside | 531408 | 104233 | 3 | 1.6 | 100 | National | 0.81 | 42.3 | 46.6 | 38.7 | 37.9 | 32.5 | 40.4 | 40.8 | 37.4 | 39.3 | 37.1 | 38.1 | 35 |  | 38.8283 | 31.451
C-Link E17-2022531430104247 | C-Link E17-2022 | Edward Street North Side | Existing | Single | Roadside | 531430 | 104247 | 2 | 5 | 100 | National | 0.81 | 35.5 | 42.9 | 27.4 | 28.4 | 34.9 | 32 | 23.5 | 24.8 | 29.6 | 26.4 | 34.3 | 22 |  | 30.0436 | 24.3353
C-Link E18-2021532759103810 | C-Link E18-2021 | Eastern Road near Sudley Place | Existing | Single | Roadside | 532759 | 103810 | 2 | 2.4 | 100 | National | 0.81 | 27.8 | 30.5 | 23.6 | 24 | 21.6 | 24.3 | 21.8 | 19.3 | 26.6 | 17.4 | 30.2 | 19.1 |  | 23.6643 | 19.1681
B2123 E22-2009536970102280 | B2123 E22-2009 | Rottingdean High Street East | Existing | Single | Roadside | 536970 | 102280 | 2 | 0.2 | 100 | National | 0.81 | 29.4 | 38.8 | 29.8 | 33 | 27.4 | 36.4 | 24.2 | 25 | 32 | 25 | 32 | 20.7 |  | 29.5057 | 23.8996
B2123 E23-2010536966102273 | B2123 E23-2010 | Rottingdean High Street West | Existing | Single | Roadside | 536966 | 102273 | 2 | 0.2 | 91.5531 | National | 0.81 |  | 39.8 | 32.1 | 29.4 | 22.8 | 31.8 | 27.1 | 26.2 | 32 | 25.4 | 29.9 | 23.9 |  | 29.0866 | 23.5602
A259 E25-2018537014102238 | A259 E25-2018 | Rottingdean Marine Drive | Existing | Single | Roadside | 537014 | 102238 | 2.5 | 2.7 | 100 | National | 0.81 | 41.1 | 34.4 | 32.2 | 37.8 | 33.1 | 35.6 | 21.2 | 23.6 | 30.3 | 23.7 | 32.5 | 19.4 |  | 30.4703 | 24.6809
B2123 E30-2020536947102341 | B2123 E30-2020 | Rottingdean High Street Mid | Existing | Single | Roadside | 536947 | 102341 | 2.5 | 1.8 | 92.9155 | National | 0.81 | 28 | 46.3 | 27.5 | 31.9 | 27.9 | 34.2 | 19.9 | 19.6 | 28.8 | 20.8 | 30.4 |  |  | 28.4592 | 23.052
E32-2020537011102099 | E32-2020 | Rottingdean Sea Front | Existing | Single | Urban Background | 537011 | 102099 | 2 | 112 | 100 | National | 0.81 | 16.6 | 19.5 | 14.7 | 15.3 | 9.6 | 14 | 11.3 | 11.4 | 13.3 | 12.5 | 18.2 | 16 |  | 14.2834 | 11.5695
A2010 W03-2006530963104994 | A2010 W03-2006 | Terminus Road Terrace and Hill | Existing | Single | Roadside | 530963 | 104994 | 3.5 | 3.5 | 100 | National | 0.81 | 34.6 | 39.4 | 35.1 | 35.3 | 27.5 | 33.9 | 32.5 | 33.4 | 34.3 | 32 | 36.9 | 30.1 |  | 33.7403 | 27.3297
A2010 W04-2006530808105340 | A2010 W04-2006 | Chatham Place | Existing | Single | Roadside | 530808 | 105340 | 3 | 3.4 | 100 | National | 0.81 | 41 | 43.4 | 32.6 | 33.7 | 34.1 | 34.5 | 30.5 | 32 | 35.7 | 36.3 | 39.4 | 30.9 |  | 35.4286 | 28.6972
A270 W05-2006530778105362 | A270 W05-2006 | Old Shoreham Road Terrace and Hill | Existing | Single | Roadside | 530778 | 105362 | 3.5 | 3.6 | 100 | National | 0.81 | 40.9 | 46.9 | 34.4 | 40.3 | 40.2 | 39.6 | 34.6 | 35.2 | 38.7 | 36.6 | 41.9 | 28.2 |  | 38.218 | 30.9566
B2066 W10-2006530302104415 | B2066 W10-2006 | Western Road near Sillwood Road | Existing | Single | Roadside | 530302 | 104415 | 3 | 4.5 | 48.5014 | National | 0.81 | 1: 28.7; 2: 28.5; 3: 24.4; 4: 25.4; 5: 16.7; 12: 36.6 | 26.5955 | 19.2597
B2066 W11-2020530154104444 | B2066 W11-2020 | Western Road | Existing | Single | Roadside | 530154 | 104444 | 3.5 | 4 | 92.9155 | National | 0.81 | 31.5 | 38.8 | 29.8 | 32.6 | 25.2 | 30.1 | 27.3 | 25.3 | 32.3 | 26.8 | 31.4 |  |  | 30.0982 | 24.3796
A259 W16-2020526233104860 | A259 W16-2020 | Wellington Road East | Existing | Single | Roadside | 526233 | 104860 | 2.4 | 3 | 74.1144 | National | 0.81 | 40.2 | 39.3 | 32.9 | 35.7 | 26.7 | 34.8 | 30.3 | 30.5 | 35.6 |  |  |  |  | 34.2118 | 27.7115
A259 W17-2009525931104961 | A259 W17-2009 | Wellington Road Church Road | Existing | Single | Roadside | 525931 | 104961 | 2.5 | 3 | 55.8583 | National | 0.81 | 1: 45.3; 2: 52.4; 5: 41.8; 7: 32.2; 8: 32.5; 9: 39.7; 12: 28.8 | 39.2766 | 32.076
A259 W18-2010525970105230 | A259 W18-2010 | Vale Park | Existing | Single | Urban Background | 525970 | 105230 | 3 | 97 | 100 | National | 0.81 | 21.3 | 21.8 | 17.8 | 15.7 | 10 | 12.9 | 12.9 | 11.3 | 14.5 | 8 | 21.7 | 17.9 |  | 15.1354 | 12.2597
A259 W19-2009525658105695 | A259 W19-2009 | Trafalgar Road Portslade | Existing | Single | Roadside | 525658 | 105695 | 3 | 3.9 | 100 | National | 0.81 | 38.7 | 40.9 | 33.1 | 30.6 | 27 | 31.7 | 29.1 | 28.6 | 34.5 | 30.2 | 36.4 | 28.6 |  | 32.4193 | 26.2597
A270 OSR13 W20-2021525698105872 | A270 OSR13 W20-2021 | Old Shoreham Road Brackenbury | Existing | Single | Roadside | 525698 | 105872 | 3.4 | 2.5 | 100 | National | 0.81 | 33.1 | 41.9 | 35.8 | 36.6 | 31.9 | 39 | 30.8 | 30.6 | 34.9 | 34.3 | 33.3 | 28.6 |  | 34.3768 | 27.8452
A2023 W21-2010528388105936 | A2023 W21-2010 | Sackville Road Hove Park Tavern | Existing | Single | Roadside | 528388 | 105936 | 2.5 | 3.4 | 100 | National | 0.81 | 36.1 | 39.4 | 31.7 | 30.3 | 25.3 | 30.5 | 28 | 27.8 | 32.4 | 27.9 | 36 | 27.9 |  | 31.0229 | 25.1285
LN1-2022532039105541 | LN1-2022 | Lower Franklin Road | Existing | Single | Suburban | 532039 | 105541 | 2.5 | 2 | 100 | National | 0.81 | 42.3 | 34.7 | 24.7 | 22.5 | 20.2 | 19.9 | 19.8 | 18.6 | 22.2 | 22.3 | 31 | 23 |  | 24.9823 | 20.2357
LN2-2022531823105287 | LN2-2022 | Lower Elm Grove near Lewes Road | Existing | Single | Roadside | 531823 | 105287 | 2.5 | 2.5 | 82.2888 | National | 0.81 | 28.1 | 49 | 34.6 |  |  | 34.9 | 25.9 | 26.7 | 32.3 | 34.1 | 42.9 | 32.4 |  | 33.9848 | 27.5277
LN4-2022532278105233 | LN4-2022 | Roadside Elm Grove Primary School | Existing | Single | Roadside | 532278 | 105233 | 2.5 | 1.5 | 100 | National | 0.81 | 28.2 | 32.4 | 24.4 | 25.3 | 20.3 | 23.7 | 21.6 | 21.2 | 22 | 21.1 | 27.5 | 20 |  | 23.894 | 19.3541
LN5-2022532124104850 | LN5-2022 | Upper Islingword Road | Existing | Single | Suburban | 532124 | 104850 | 2.5 | 1 | 100 | National | 0.81 | 23.2 | 24.8 | 19.2 | 18.4 | 13.7 | 15.9 | 14 | 13.9 | 17.6 | 17.7 | 26.5 | 15 |  | 18.2954 | 14.8192
LN7-2022531987104575 | LN7-2022 | Orchard Nursery Queen Park Road | Existing | Single | Roadside | 531987 | 104575 | 2.5 | 2 | 100 | National | 0.81 | 23.3 | 24.4 | 15 | 17.3 | 14 | 18.1 | 16.2 | 15.4 | 18.5 | 17 | 25.6 | 16 |  | 18.3392 | 14.8548
LN8-2022531910104322 | LN8-2022 | Egremont Place Top | Existing | Single | Roadside | 531910 | 104322 | 2.5 | 1.5 | 100 | National | 0.81 | 28.4 | 28.6 | 24.7 | 22.3 | 17.3 | 23.5 | 25.5 | 21.4 | 24.7 | 25.1 | 30.8 | 24.7 |  | 24.6899 | 19.9988
LN9-2022531880104243 | LN9-2022 | Egremont Place Middle | Existing | Single | Roadside | 531880 | 104243 | 2.5 | 1 | 100 | National | 0.81 | 35.7 | 36.4 | 32.2 | 30 | 27.8 | 33.7 | 33.5 | 31.4 | 32.8 | 31.3 | 36.9 | 30.3 |  | 32.5597 | 26.3733
LN10-2022531642104366 | LN10-2022 | Carlton Hill next to school | Existing | Single | Suburban | 531642 | 104366 | 2.5 | 2 | 100 | National | 0.81 | 29.5 | 31.5 | 24.2 | 23.7 | 17 | 19.9 | 18.2 | 20.5 | 22.2 | 20.1 | 31.8 | 17.6 |  | 22.9237 | 18.5682
LN11-2022531457104546 | LN11-2022 | Morley Street | Existing | Single | Suburban | 531457 | 104546 | 2.5 | 2 | 100 | National | 0.81 | 22.6 | 25.2 | 18 | 17.1 | 13.4 | 15.2 | 14.2 | 13.5 | 17.4 | 18.1 | 25 | 14.1 |  | 17.8253 | 14.4385
LN12-2022531505104698 | LN12-2022 | Richmond Parade | Existing | Single | Roadside | 531505 | 104698 | 2.5 | 3 | 100 | National | 0.81 | 49.6 | 35 | 30.6 | 26.8 | 22.3 | 25.9 | 24.8 | 24.9 | 26.7 | 27.7 | 33.9 | 24.9 |  | 29.394 | 23.8091
LN13-2022531654105072 | LN13-2022 | Lower Southover Street | Existing | Single | Roadside | 531654 | 105072 | 2.5 | 2.5 | 100 | National | 0.81 | 39.2 | 31 | 33.6 | 21.8 | 27.2 | 27.6 | 27.7 | 26.9 | 29.4 | 30.2 | 29.5 | 28.3 |  | 29.2959 | 23.7297
LN14-2022531725105005 | LN14-2022 | Middle Southover Street | Existing | Single | Roadside | 531725 | 105005 | 2.5 | 1 | 100 | National | 0.81 | 28.5 | 31.1 | 20 | 21.1 | 17 | 18.6 | 17.5 | 17.1 | 21.1 | 19.7 | 28.8 | 18.9 |  | 21.5548 | 17.4594
A259 Kingsway2528602104416 | A259 Kingsway2 | Kingsway Sugardough | Existing | Single | Roadside | 528602 | 104416 | 2.5 | 3 | 100 | National | 0.81 | 27.5 | 26.5 | 20.5 | 21.4 | 16.9 | 19.6 | 14.3 | 15.1 | 19.1 | 18.6 | 23.8 | 17.4 |  | 20.0823 | 16.2667
A259 Kingsway4528601104420 | A259 Kingsway4 | Kingsway Traffic Light | Existing | Single | Roadside | 528601 | 104420 | 2.5 | 1 | 92.3706 | National | 0.81 | 28.5 | 28.4 | 22.9 | 22.6 | 17..9 | 23.5 | 18.1 | 18.5 | 23.4 | 22 | 25.1 | 20.1 |  | 23.0392 | 18.6618
WRP1530201104468 | WRP1 | Lamppost Lower Montpelier Road | New | Single | Roadside | 530201 | 104468 | 2.5 | 2.4 | 100 | National | 0.81 | 43.3 | 39.4 | 34.5 | 32.3 | 31.2 | 35.4 | 30.3 | 32.9 | 29.8 | 27.9 | 35.4 | 25.5 |  | 32.9684 | 26.7044
WRP2530597104480 | WRP2 | Lamppost Façade Upper North Street | New | Single | Roadside | 530597 | 104480 | 2.5 | 1.5 | 100 | National | 0.81 | 33.6 | 37.3 | 27.7 | 19.7 | 12.2 | 15.6 | 16 | 19.7 | 24.1 | 20.5 | 26.7 | 17.1 |  | 22.5052 | 18.2292
WRP3530648104466 | WRP3 | Upper North Street Regent Hill Corner | New | Single | Roadside | 530648 | 104466 | 2.5 | 1.5 | 100 | National | 0.81 | 34.8 | 35.6 | 26.4 | 26.4 | 18.3 | 23.5 | 18.4 | 19.9 | 25 | 21.6 | 28.5 | 17.1 |  | 24.6763 | 19.9878

## Site 1 Calcs (hidden)
| JAN | FEB | MAR | APR | MAY | JUN | JUL | AUG | SEP | OCT | NOV | DEC | Gap | JAN | FEB | MAR | APR | MAY | JUN | JUL | AUG | SEP | OCT | NOV | DEC | Gap |  |  | Continuous Site Average | Continuous Site Data Capture
| 11334.5523 | 12192.9051 | 6537.8775 | 10313.2853 | 5352.8512 | 6104.0781 | 4871.0541 | 6012.3091 | 8947.1904 | 10754.2556 | 8395.4552 | 5099.879 | 0 | 743 | 692 | 619 | 888 | 670 | 696 | 646 | 669 | 861 | 1028 | 600 | 623 |  |  |  | 10.9806 | 99.17%
[14 empty] | 0.084469 | 0.079019 | 0.073569 | 0.10082 | 0.076294 | 0.079019 | 0.073569 | 0.076294 | 0.098093 | 0.11989 | 0.06812 | 0.070845 | 0 | TRUE
| JAN | FEB | MAR | APR | MAY | JUN | JUL | AUG | SEP | OCT | NOV | DEC |  | JAN | FEB | MAR | APR | MAY | JUN | JUL | AUG | SEP | OCT | NOV | DEC |  | Normalisation Factor | Count | Continuous Site Average | Continuous Site Data Capture | Annualisation factor
A23 C01-2020 | 15.2551 | 17.6198 | 10.562 | 11.6141 | 7.9893 | 8.7702 | 7.5403 | 8.987 | 10.3916 | 10.4613 | 13.9924 | 8.186 |  | 0.99866 | 0.99425 | 0.95525 | 1 | 0.99702 | 1 | 0.99691 | 0.99554 | 0.99653 | 0.97348 | 1 | 0.9984 |  | 0.99171 | 1 | 10.9806 | 99.17% | 1
A23 C02-2022 | 15.2551 | 17.6198 | 10.562 | 11.6141 | 7.9893 | 8.7702 | 7.5403 | 8.987 | 10.3916 | 10.4613 | 13.9924 | 8.186 |  | 0.99866 | 0.99425 | 0.95525 | 1 | 0.99702 | 1 | 0.99691 | 0.99554 | 0.99653 | 0.97348 | 1 | 0.9984 |  | 0.99171 | 1 | 10.9806 | 99.17% | 1
B2066 C04-2010 | 15.2551 | 17.6198 | 10.562 | 11.6141 | 7.9893 | 8.7702 | 7.5403 | 8.987 | 10.3916 | 10.4613 | 13.9924 | 8.186 |  | 0.99866 | 0.99425 | 0.95525 | 1 | 0.99702 | 1 | 0.99691 | 0.99554 | 0.99653 | 0.97348 | 1 | 0.9984 |  | 0.99171 | 1 | 10.9806 | 99.17% | 1
C05-2012 | 15.2551 | 17.6198 | 10.562 | 11.6141 | 7.9893 |  | 7.5403 | 8.987 | 10.3916 | 10.4613 | 13.9924 | 8.186 |  | 0.99866 | 0.99425 | 0.95525 | 1 | 0.99702 |  | 0.99691 | 0.99554 | 0.99653 | 0.97348 | 1 | 0.9984 |  | 0.91269 | 0.92098 | 11.172 | 99.1% | 0.98287
B2066 C10-2012 | 15.2551 | 17.6198 | 10.562 | 11.6141 | 7.9893 | 8.7702 | 7.5403 | 8.987 | 10.3916 | 10.4613 | 13.9924 | 8.186 |  | 0.99866 | 0.99425 | 0.95525 | 1 | 0.99702 | 1 | 0.99691 | 0.99554 | 0.99653 | 0.97348 | 1 | 0.9984 |  | 0.99171 | 1 | 10.9806 | 99.17% | 1
B2066 C11-2007 | 15.2551 |  | 10.562 | 11.6141 | 7.9893 | 8.7702 | 7.5403 | 8.987 |  | 10.4613 | 13.9924 | 8.186 |  | 0.99866 |  | 0.95525 | 1 | 0.99702 | 1 | 0.99691 | 0.99554 |  | 0.97348 | 1 | 0.9984 |  | 0.8154 | 0.82289 | 10.4115 | 99.09% | 1.0547
B2066 C11-2012 | 15.2551 | 17.6198 | 10.562 | 11.6141 | 7.9893 | 8.7702 | 7.5403 | 8.987 | 10.3916 | 10.4613 | 13.9924 | 8.186 |  | 0.99866 | 0.99425 | 0.95525 | 1 | 0.99702 | 1 | 0.99691 | 0.99554 | 0.99653 | 0.97348 | 1 | 0.9984 |  | 0.99171 | 1 | 10.9806 | 99.17% | 1
A2010 C12-2010 | JAN: 15.2551; FEB: 17.6198; MAR: 10.562; APR: 11.6141; MAY: 7.9893; JUN: 8.7702; DEC: 8.186 |  | 0.99866 | 0.99425 | 0.95525 | 1 | 0.99702 | 1 | [5 empty] | 0.9984 |  | 0.55983 | 0.56403 | 11.5464 | 99.26% | 0.951
A2010 W01-2005 | 15.2551 |  | 10.562 | 11.6141 | 7.9893 | 8.7702 | 7.5403 | 8.987 | 10.3916 | 10.4613 | 13.9924 | 8.186 |  | 0.99866 |  | 0.95525 | 1 | 0.99702 | 1 | 0.99691 | 0.99554 | 0.99653 | 0.97348 | 1 | 0.9984 |  | 0.91315 | 0.92098 | 10.4094 | 99.15% | 1.0549
C-Link C13-2014 | 15.2551 | 17.6198 | 10.562 | 11.6141 | 7.9893 | 8.7702 | 7.5403 | 8.987 | 10.3916 | 10.4613 | 13.9924 | 8.186 |  | 0.99866 | 0.99425 | 0.95525 | 1 | 0.99702 | 1 | 0.99691 | 0.99554 | 0.99653 | 0.97348 | 1 | 0.9984 |  | 0.99171 | 1 | 10.9806 | 99.17% | 1
A23 C09-2005 | 15.2551 | 17.6198 | 10.562 | 11.6141 | 7.9893 | 8.7702 | 7.5403 | 8.987 | 10.3916 | 10.4613 | 13.9924 | 8.186 |  | 0.99866 | 0.99425 | 0.95525 | 1 | 0.99702 | 1 | 0.99691 | 0.99554 | 0.99653 | 0.97348 | 1 | 0.9984 |  | 0.99171 | 1 | 10.9806 | 99.17% | 1
A23 C16-2013 | 15.2551 | 17.6198 | 10.562 | 11.6141 | 7.9893 | 8.7702 | 7.5403 |  | 10.3916 |  | 13.9924 | 8.186 |  | 0.99866 | 0.99425 | 0.95525 | 1 | 0.99702 | 1 | 0.99691 |  | 0.99653 |  | 1 | 0.9984 |  | 0.79905 | 0.80381 | 11.246 | 99.41% | 0.9764
A23 C17-2012 | 15.2551 | 17.6198 | 10.562 | 11.6141 | 7.9893 | 8.7702 | 7.5403 | 8.987 | 10.3916 | 10.4613 | 13.9924 | 8.186 |  | 0.99866 | 0.99425 | 0.95525 | 1 | 0.99702 | 1 | 0.99691 | 0.99554 | 0.99653 | 0.97348 | 1 | 0.9984 |  | 0.99171 | 1 | 10.9806 | 99.17% | 1
A23 C18-2019 | 15.2551 | 17.6198 | 10.562 | 11.6141 | 7.9893 | 8.7702 | 7.5403 | 8.987 | 10.3916 | 10.4613 | 13.9924 | 8.186 |  | 0.99866 | 0.99425 | 0.95525 | 1 | 0.99702 | 1 | 0.99691 | 0.99554 | 0.99653 | 0.97348 | 1 | 0.9984 |  | 0.99171 | 1 | 10.9806 | 99.17% | 1
A23 C18-2010 |  | 17.6198 |  | 11.6141 | 7.9893 | 8.7702 | 7.5403 | 8.987 |  |  | 13.9924 | 8.186 |  |  | 0.99425 |  | 1 | 0.99702 | 1 | 0.99691 | 0.99554 |  |  | 1 | 0.9984 |  | 0.62262 | 0.62398 | 10.6386 | 99.78% | 1.0322
A23 C19-2021 |  | 17.6198 | 10.562 | 11.6141 |  | 8.7702 | 7.5403 | 8.987 | 10.3916 | 10.4613 | 13.9924 | 8.186 |  |  | 0.99425 | 0.95525 | 1 |  | 1 | 0.99691 | 0.99554 | 0.99653 | 0.97348 | 1 | 0.9984 |  | 0.83129 | 0.83924 | 10.8206 | 99.05% | 1.0148
A23 C20-2005 |  | 17.6198 | 10.562 | 11.6141 | 7.9893 | 8.7702 | 7.5403 | 8.987 | 10.3916 | 10.4613 | 13.9924 | 8.186 |  |  | 0.99425 | 0.95525 | 1 | 0.99702 | 1 | 0.99691 | 0.99554 | 0.99653 | 0.97348 | 1 | 0.9984 |  | 0.90736 | 0.91553 | 10.5832 | 99.11% | 1.0375
A23 C21-2005 | 15.2551 | 17.6198 | 10.562 | 11.6141 | 7.9893 | 8.7702 | 7.5403 | 8.987 | 10.3916 | 10.4613 | 13.9924 | 8.186 |  | 0.99866 | 0.99425 | 0.95525 | 1 | 0.99702 | 1 | 0.99691 | 0.99554 | 0.99653 | 0.97348 | 1 | 0.9984 |  | 0.99171 | 1 | 10.9806 | 99.17% | 1
A23 C23-2005 | 15.2551 | 17.6198 | 10.562 | 11.6141 | 7.9893 | 8.7702 | 7.5403 | 8.987 | 10.3916 |  |  | 8.186 |  | 0.99866 | 0.99425 | 0.95525 | 1 | 0.99702 | 1 | 0.99691 | 0.99554 | 0.99653 |  |  | 0.9984 |  | 0.80688 | 0.81199 | 10.8015 | 99.37% | 1.0166
A270 C24-2015 | 15.2551 | 17.6198 | 10.562 | 11.6141 | 7.9893 | 8.7702 | 7.5403 | 8.987 | 10.3916 | 10.4613 | 13.9924 | 8.186 |  | 0.99866 | 0.99425 | 0.95525 | 1 | 0.99702 | 1 | 0.99691 | 0.99554 | 0.99653 | 0.97348 | 1 | 0.9984 |  | 0.99171 | 1 | 10.9806 | 99.17% | 1
A270 C25-2010 | 15.2551 |  | 10.562 | 11.6141 |  | 8.7702 | 7.5403 | 8.987 | 10.3916 | 10.4613 | 13.9924 | 8.186 |  | 0.99866 |  | 0.95525 | 1 |  | 1 | 0.99691 | 0.99554 | 0.99653 | 0.97348 | 1 | 0.9984 |  | 0.83708 | 0.84469 | 10.6293 | 99.1% | 1.0331
A270 C26-2022 | 15.2551 | 17.6198 | 10.562 | 11.6141 | 7.9893 | 8.7702 | 7.5403 | 8.987 | 10.3916 | 10.4613 | 13.9924 | 8.186 |  | 0.99866 | 0.99425 | 0.95525 | 1 | 0.99702 | 1 | 0.99691 | 0.99554 | 0.99653 | 0.97348 | 1 | 0.9984 |  | 0.99171 | 1 | 10.9806 | 99.17% | 1
B2199 C28-2010 | 15.2551 | 17.6198 | 10.562 | 11.6141 | 7.9893 | 8.7702 |  | 8.987 | 10.3916 | 10.4613 | 13.9924 | 8.186 |  | 0.99866 | 0.99425 | 0.95525 | 1 | 0.99702 | 1 |  | 0.99554 | 0.99653 | 0.97348 | 1 | 0.9984 |  | 0.91837 | 0.92643 | 11.2554 | 99.13% | 0.97559
A23 E01-2016 | 15.2551 | 17.6198 | 10.562 |  | 7.9893 | 8.7702 | 7.5403 | 8.987 | 10.3916 | 10.4613 | 13.9924 | 8.186 |  | 0.99866 | 0.99425 | 0.95525 |  | 0.99702 | 1 | 0.99691 | 0.99554 | 0.99653 | 0.97348 | 1 | 0.9984 |  | 0.89089 | 0.89918 | 10.9089 | 99.08% | 1.0066
A23 E02-2009 | 15.2551 | 17.6198 | 10.562 | 11.6141 | 7.9893 | 8.7702 | 7.5403 | 8.987 | 10.3916 | 10.4613 | 13.9924 | 8.186 |  | 0.99866 | 0.99425 | 0.95525 | 1 | 0.99702 | 1 | 0.99691 | 0.99554 | 0.99653 | 0.97348 | 1 | 0.9984 |  | 0.99171 | 1 | 10.9806 | 99.17% | 1
C-Link E02-2012 | 15.2551 | 17.6198 | 10.562 | 11.6141 | 7.9893 | 8.7702 | 7.5403 | 8.987 | 10.3916 | 10.4613 | 13.9924 | 8.186 |  | 0.99866 | 0.99425 | 0.95525 | 1 | 0.99702 | 1 | 0.99691 | 0.99554 | 0.99653 | 0.97348 | 1 | 0.9984 |  | 0.99171 | 1 | 10.9806 | 99.17% | 1
A23 E06-2020 | 15.2551 | 17.6198 | 10.562 | 11.6141 | 7.9893 | 8.7702 | 7.5403 | 8.987 | 10.3916 | 10.4613 | 13.9924 | 8.186 |  | 0.99866 | 0.99425 | 0.95525 | 1 | 0.99702 | 1 | 0.99691 | 0.99554 | 0.99653 | 0.97348 | 1 | 0.9984 |  | 0.99171 | 1 | 10.9806 | 99.17% | 1
A270 E07-2019 | 15.2551 | 17.6198 | 10.562 | 11.6141 | 7.9893 | 8.7702 | 7.5403 | 8.987 | 10.3916 | 10.4613 | 13.9924 | 8.186 |  | 0.99866 | 0.99425 | 0.95525 | 1 | 0.99702 | 1 | 0.99691 | 0.99554 | 0.99653 | 0.97348 | 1 | 0.9984 |  | 0.99171 | 1 | 10.9806 | 99.17% | 1
A270 E40-2022 | 15.2551 | 17.6198 | 10.562 | 11.6141 | 7.9893 | 8.7702 | 7.5403 | 8.987 | 10.3916 | 10.4613 | 13.9924 | 8.186 |  | 0.99866 | 0.99425 | 0.95525 | 1 | 0.99702 | 1 | 0.99691 | 0.99554 | 0.99653 | 0.97348 | 1 | 0.9984 |  | 0.99171 | 1 | 10.9806 | 99.17% | 1
A270 E08-1996 | 15.2551 | 17.6198 | 10.562 | 11.6141 | 7.9893 | 8.7702 | 7.5403 | 8.987 | 10.3916 | 10.4613 | 13.9924 | 8.186 |  | 0.99866 | 0.99425 | 0.95525 | 1 | 0.99702 | 1 | 0.99691 | 0.99554 | 0.99653 | 0.97348 | 1 | 0.9984 |  | 0.99171 | 1 | 10.9806 | 99.17% | 1
A270 E10-2015 | 15.2551 | 17.6198 | 10.562 | 11.6141 | 7.9893 | 8.7702 | 7.5403 | 8.987 | 10.3916 | 10.4613 | 13.9924 | 8.186 |  | 0.99866 | 0.99425 | 0.95525 | 1 | 0.99702 | 1 | 0.99691 | 0.99554 | 0.99653 | 0.97348 | 1 | 0.9984 |  | 0.99171 | 1 | 10.9806 | 99.17% | 1
C-Link E12-2022 | 15.2551 | 17.6198 | 10.562 | 11.6141 | 7.9893 | 8.7702 | 7.5403 | 8.987 | 10.3916 | 10.4613 | 13.9924 | 8.186 |  | 0.99866 | 0.99425 | 0.95525 | 1 | 0.99702 | 1 | 0.99691 | 0.99554 | 0.99653 | 0.97348 | 1 | 0.9984 |  | 0.99171 | 1 | 10.9806 | 99.17% | 1
A270 E14-2019 | 15.2551 | 17.6198 | 10.562 | 11.6141 | 7.9893 | 8.7702 | 7.5403 | 8.987 | 10.3916 | 10.4613 | 13.9924 | 8.186 |  | 0.99866 | 0.99425 | 0.95525 | 1 | 0.99702 | 1 | 0.99691 | 0.99554 | 0.99653 | 0.97348 | 1 | 0.9984 |  | 0.99171 | 1 | 10.9806 | 99.17% | 1
A270 E15-2012 | 15.2551 | 17.6198 | 10.562 | 11.6141 | 7.9893 | 8.7702 | 7.5403 | 8.987 | 10.3916 | 10.4613 | 13.9924 | 8.186 |  | 0.99866 | 0.99425 | 0.95525 | 1 | 0.99702 | 1 | 0.99691 | 0.99554 | 0.99653 | 0.97348 | 1 | 0.9984 |  | 0.99171 | 1 | 10.9806 | 99.17% | 1
A23 E16-1996 | 15.2551 | 17.6198 | 10.562 | 11.6141 | 7.9893 | 8.7702 | 7.5403 | 8.987 | 10.3916 | 10.4613 | 13.9924 | 8.186 |  | 0.99866 | 0.99425 | 0.95525 | 1 | 0.99702 | 1 | 0.99691 | 0.99554 | 0.99653 | 0.97348 | 1 | 0.9984 |  | 0.99171 | 1 | 10.9806 | 99.17% | 1
A23 E16-2015 | 15.2551 | 17.6198 | 10.562 | 11.6141 | 7.9893 | 8.7702 | 7.5403 | 8.987 | 10.3916 |  |  | 8.186 |  | 0.99866 | 0.99425 | 0.95525 | 1 | 0.99702 | 1 | 0.99691 | 0.99554 | 0.99653 |  |  | 0.9984 |  | 0.80688 | 0.81199 | 10.8015 | 99.37% | 1.0166
A23 E17-2003 |  | 17.6198 |  |  |  | 8.7702 | 7.5403 | 8.987 | 10.3916 | 10.4613 | 13.9924 | 8.186 |  |  | 0.99425 |  |  |  | 1 | 0.99691 | 0.99554 | 0.99653 | 0.97348 | 1 | 0.9984 |  | 0.6602 | 0.66485 | 10.7269 | 99.3% | 1.0236
C-Link E17-2018 | 15.2551 | 17.6198 | 10.562 | 11.6141 | 7.9893 | 8.7702 | 7.5403 | 8.987 | 10.3916 | 10.4613 | 13.9924 | 8.186 |  | 0.99866 | 0.99425 | 0.95525 | 1 | 0.99702 | 1 | 0.99691 | 0.99554 | 0.99653 | 0.97348 | 1 | 0.9984 |  | 0.99171 | 1 | 10.9806 | 99.17% | 1
C-Link E17-2022 | 15.2551 | 17.6198 | 10.562 | 11.6141 | 7.9893 | 8.7702 | 7.5403 | 8.987 | 10.3916 | 10.4613 | 13.9924 | 8.186 |  | 0.99866 | 0.99425 | 0.95525 | 1 | 0.99702 | 1 | 0.99691 | 0.99554 | 0.99653 | 0.97348 | 1 | 0.9984 |  | 0.99171 | 1 | 10.9806 | 99.17% | 1
C-Link E18-2021 | 15.2551 | 17.6198 | 10.562 | 11.6141 | 7.9893 | 8.7702 | 7.5403 | 8.987 | 10.3916 | 10.4613 | 13.9924 | 8.186 |  | 0.99866 | 0.99425 | 0.95525 | 1 | 0.99702 | 1 | 0.99691 | 0.99554 | 0.99653 | 0.97348 | 1 | 0.9984 |  | 0.99171 | 1 | 10.9806 | 99.17% | 1
B2123 E22-2009 | 15.2551 | 17.6198 | 10.562 | 11.6141 | 7.9893 | 8.7702 | 7.5403 | 8.987 | 10.3916 | 10.4613 | 13.9924 | 8.186 |  | 0.99866 | 0.99425 | 0.95525 | 1 | 0.99702 | 1 | 0.99691 | 0.99554 | 0.99653 | 0.97348 | 1 | 0.9984 |  | 0.99171 | 1 | 10.9806 | 99.17% | 1
B2123 E23-2010 |  | 17.6198 | 10.562 | 11.6141 | 7.9893 | 8.7702 | 7.5403 | 8.987 | 10.3916 | 10.4613 | 13.9924 | 8.186 |  |  | 0.99425 | 0.95525 | 1 | 0.99702 | 1 | 0.99691 | 0.99554 | 0.99653 | 0.97348 | 1 | 0.9984 |  | 0.90736 | 0.91553 | 10.5832 | 99.11% | 1.0375
A259 E25-2018 | 15.2551 | 17.6198 | 10.562 | 11.6141 | 7.9893 | 8.7702 | 7.5403 | 8.987 | 10.3916 | 10.4613 | 13.9924 | 8.186 |  | 0.99866 | 0.99425 | 0.95525 | 1 | 0.99702 | 1 | 0.99691 | 0.99554 | 0.99653 | 0.97348 | 1 | 0.9984 |  | 0.99171 | 1 | 10.9806 | 99.17% | 1
B2123 E30-2020 | 15.2551 | 17.6198 | 10.562 | 11.6141 | 7.9893 | 8.7702 | 7.5403 | 8.987 | 10.3916 | 10.4613 | 13.9924 |  |  | 0.99866 | 0.99425 | 0.95525 | 1 | 0.99702 | 1 | 0.99691 | 0.99554 | 0.99653 | 0.97348 | 1 |  |  | 0.92098 | 0.92916 | 11.1952 | 99.12% | 0.98083
E32-2020 | 15.2551 | 17.6198 | 10.562 | 11.6141 | 7.9893 | 8.7702 | 7.5403 | 8.987 | 10.3916 | 10.4613 | 13.9924 | 8.186 |  | 0.99866 | 0.99425 | 0.95525 | 1 | 0.99702 | 1 | 0.99691 | 0.99554 | 0.99653 | 0.97348 | 1 | 0.9984 |  | 0.99171 | 1 | 10.9806 | 99.17% | 1
A2010 W03-2006 | 15.2551 | 17.6198 | 10.562 | 11.6141 | 7.9893 | 8.7702 | 7.5403 | 8.987 | 10.3916 | 10.4613 | 13.9924 | 8.186 |  | 0.99866 | 0.99425 | 0.95525 | 1 | 0.99702 | 1 | 0.99691 | 0.99554 | 0.99653 | 0.97348 | 1 | 0.9984 |  | 0.99171 | 1 | 10.9806 | 99.17% | 1
A2010 W04-2006 | 15.2551 | 17.6198 | 10.562 | 11.6141 | 7.9893 | 8.7702 | 7.5403 | 8.987 | 10.3916 | 10.4613 | 13.9924 | 8.186 |  | 0.99866 | 0.99425 | 0.95525 | 1 | 0.99702 | 1 | 0.99691 | 0.99554 | 0.99653 | 0.97348 | 1 | 0.9984 |  | 0.99171 | 1 | 10.9806 | 99.17% | 1
A270 W05-2006 | 15.2551 | 17.6198 | 10.562 | 11.6141 | 7.9893 | 8.7702 | 7.5403 | 8.987 | 10.3916 | 10.4613 | 13.9924 | 8.186 |  | 0.99866 | 0.99425 | 0.95525 | 1 | 0.99702 | 1 | 0.99691 | 0.99554 | 0.99653 | 0.97348 | 1 | 0.9984 |  | 0.99171 | 1 | 10.9806 | 99.17% | 1
B2066 W10-2006 | JAN: 15.2551; FEB: 17.6198; MAR: 10.562; APR: 11.6141; MAY: 7.9893; DEC: 8.186 |  | 0.99866 | 0.99425 | 0.95525 | 1 | 0.99702 | [6 empty] | 0.9984 |  | 0.48081 | 0.48501 | 12.0027 | 99.13% | 0.91485
B2066 W11-2020 | 15.2551 | 17.6198 | 10.562 | 11.6141 | 7.9893 | 8.7702 | 7.5403 | 8.987 | 10.3916 | 10.4613 | 13.9924 |  |  | 0.99866 | 0.99425 | 0.95525 | 1 | 0.99702 | 1 | 0.99691 | 0.99554 | 0.99653 | 0.97348 | 1 |  |  | 0.92098 | 0.92916 | 11.1952 | 99.12% | 0.98083
A259 W16-2020 | 15.2551 | 17.6198 | 10.562 | 11.6141 | 7.9893 | 8.7702 | 7.5403 | 8.987 | 10.3916 |  |  |  |  | 0.99866 | 0.99425 | 0.95525 | 1 | 0.99702 | 1 | 0.99691 | 0.99554 | 0.99653 |  |  |  |  | 0.73615 | 0.74114 | 11.0528 | 99.33% | 0.99347
A259 W17-2009 | JAN: 15.2551; FEB: 17.6198; MAY: 7.9893; JUL: 7.5403; AUG: 8.987; SEP: 10.3916; DEC: 8.186 |  | 0.99866 | 0.99425 |  |  | 0.99702 |  | 0.99691 | 0.99554 | 0.99653 |  |  | 0.9984 |  | 0.55677 | 0.55858 | 10.9728 | 99.67% | 1.0007
A259 W18-2010 | 15.2551 | 17.6198 | 10.562 | 11.6141 | 7.9893 | 8.7702 | 7.5403 | 8.987 | 10.3916 | 10.4613 | 13.9924 | 8.186 |  | 0.99866 | 0.99425 | 0.95525 | 1 | 0.99702 | 1 | 0.99691 | 0.99554 | 0.99653 | 0.97348 | 1 | 0.9984 |  | 0.99171 | 1 | 10.9806 | 99.17% | 1
A259 W19-2009 | 15.2551 | 17.6198 | 10.562 | 11.6141 | 7.9893 | 8.7702 | 7.5403 | 8.987 | 10.3916 | 10.4613 | 13.9924 | 8.186 |  | 0.99866 | 0.99425 | 0.95525 | 1 | 0.99702 | 1 | 0.99691 | 0.99554 | 0.99653 | 0.97348 | 1 | 0.9984 |  | 0.99171 | 1 | 10.9806 | 99.17% | 1
A270 OSR13 W20-2021 | 15.2551 | 17.6198 | 10.562 | 11.6141 | 7.9893 | 8.7702 | 7.5403 | 8.987 | 10.3916 | 10.4613 | 13.9924 | 8.186 |  | 0.99866 | 0.99425 | 0.95525 | 1 | 0.99702 | 1 | 0.99691 | 0.99554 | 0.99653 | 0.97348 | 1 | 0.9984 |  | 0.99171 | 1 | 10.9806 | 99.17% | 1
A2023 W21-2010 | 15.2551 | 17.6198 | 10.562 | 11.6141 | 7.9893 | 8.7702 | 7.5403 | 8.987 | 10.3916 | 10.4613 | 13.9924 | 8.186 |  | 0.99866 | 0.99425 | 0.95525 | 1 | 0.99702 | 1 | 0.99691 | 0.99554 | 0.99653 | 0.97348 | 1 | 0.9984 |  | 0.99171 | 1 | 10.9806 | 99.17% | 1
LN1-2022 | 15.2551 | 17.6198 | 10.562 | 11.6141 | 7.9893 | 8.7702 | 7.5403 | 8.987 | 10.3916 | 10.4613 | 13.9924 | 8.186 |  | 0.99866 | 0.99425 | 0.95525 | 1 | 0.99702 | 1 | 0.99691 | 0.99554 | 0.99653 | 0.97348 | 1 | 0.9984 |  | 0.99171 | 1 | 10.9806 | 99.17% | 1
LN2-2022 | 15.2551 | 17.6198 | 10.562 |  |  | 8.7702 | 7.5403 | 8.987 | 10.3916 | 10.4613 | 13.9924 | 8.186 |  | 0.99866 | 0.99425 | 0.95525 |  |  | 1 | 0.99691 | 0.99554 | 0.99653 | 0.97348 | 1 | 0.9984 |  | 0.81483 | 0.82289 | 11.1815 | 99.02% | 0.98204
LN4-2022 | 15.2551 | 17.6198 | 10.562 | 11.6141 | 7.9893 | 8.7702 | 7.5403 | 8.987 | 10.3916 | 10.4613 | 13.9924 | 8.186 |  | 0.99866 | 0.99425 | 0.95525 | 1 | 0.99702 | 1 | 0.99691 | 0.99554 | 0.99653 | 0.97348 | 1 | 0.9984 |  | 0.99171 | 1 | 10.9806 | 99.17% | 1
LN5-2022 | 15.2551 | 17.6198 | 10.562 | 11.6141 | 7.9893 | 8.7702 | 7.5403 | 8.987 | 10.3916 | 10.4613 | 13.9924 | 8.186 |  | 0.99866 | 0.99425 | 0.95525 | 1 | 0.99702 | 1 | 0.99691 | 0.99554 | 0.99653 | 0.97348 | 1 | 0.9984 |  | 0.99171 | 1 | 10.9806 | 99.17% | 1
LN7-2022 | 15.2551 | 17.6198 | 10.562 | 11.6141 | 7.9893 | 8.7702 | 7.5403 | 8.987 | 10.3916 | 10.4613 | 13.9924 | 8.186 |  | 0.99866 | 0.99425 | 0.95525 | 1 | 0.99702 | 1 | 0.99691 | 0.99554 | 0.99653 | 0.97348 | 1 | 0.9984 |  | 0.99171 | 1 | 10.9806 | 99.17% | 1
LN8-2022 | 15.2551 | 17.6198 | 10.562 | 11.6141 | 7.9893 | 8.7702 | 7.5403 | 8.987 | 10.3916 | 10.4613 | 13.9924 | 8.186 |  | 0.99866 | 0.99425 | 0.95525 | 1 | 0.99702 | 1 | 0.99691 | 0.99554 | 0.99653 | 0.97348 | 1 | 0.9984 |  | 0.99171 | 1 | 10.9806 | 99.17% | 1
LN9-2022 | 15.2551 | 17.6198 | 10.562 | 11.6141 | 7.9893 | 8.7702 | 7.5403 | 8.987 | 10.3916 | 10.4613 | 13.9924 | 8.186 |  | 0.99866 | 0.99425 | 0.95525 | 1 | 0.99702 | 1 | 0.99691 | 0.99554 | 0.99653 | 0.97348 | 1 | 0.9984 |  | 0.99171 | 1 | 10.9806 | 99.17% | 1
LN10-2022 | 15.2551 | 17.6198 | 10.562 | 11.6141 | 7.9893 | 8.7702 | 7.5403 | 8.987 | 10.3916 | 10.4613 | 13.9924 | 8.186 |  | 0.99866 | 0.99425 | 0.95525 | 1 | 0.99702 | 1 | 0.99691 | 0.99554 | 0.99653 | 0.97348 | 1 | 0.9984 |  | 0.99171 | 1 | 10.9806 | 99.17% | 1
LN11-2022 | 15.2551 | 17.6198 | 10.562 | 11.6141 | 7.9893 | 8.7702 | 7.5403 | 8.987 | 10.3916 | 10.4613 | 13.9924 | 8.186 |  | 0.99866 | 0.99425 | 0.95525 | 1 | 0.99702 | 1 | 0.99691 | 0.99554 | 0.99653 | 0.97348 | 1 | 0.9984 |  | 0.99171 | 1 | 10.9806 | 99.17% | 1
LN12-2022 | 15.2551 | 17.6198 | 10.562 | 11.6141 | 7.9893 | 8.7702 | 7.5403 | 8.987 | 10.3916 | 10.4613 | 13.9924 | 8.186 |  | 0.99866 | 0.99425 | 0.95525 | 1 | 0.99702 | 1 | 0.99691 | 0.99554 | 0.99653 | 0.97348 | 1 | 0.9984 |  | 0.99171 | 1 | 10.9806 | 99.17% | 1
LN13-2022 | 15.2551 | 17.6198 | 10.562 | 11.6141 | 7.9893 | 8.7702 | 7.5403 | 8.987 | 10.3916 | 10.4613 | 13.9924 | 8.186 |  | 0.99866 | 0.99425 | 0.95525 | 1 | 0.99702 | 1 | 0.99691 | 0.99554 | 0.99653 | 0.97348 | 1 | 0.9984 |  | 0.99171 | 1 | 10.9806 | 99.17% | 1
LN14-2022 | 15.2551 | 17.6198 | 10.562 | 11.6141 | 7.9893 | 8.7702 | 7.5403 | 8.987 | 10.3916 | 10.4613 | 13.9924 | 8.186 |  | 0.99866 | 0.99425 | 0.95525 | 1 | 0.99702 | 1 | 0.99691 | 0.99554 | 0.99653 | 0.97348 | 1 | 0.9984 |  | 0.99171 | 1 | 10.9806 | 99.17% | 1
A259 Kingsway2 | 15.2551 | 17.6198 | 10.562 | 11.6141 | 7.9893 | 8.7702 | 7.5403 | 8.987 | 10.3916 | 10.4613 | 13.9924 | 8.186 |  | 0.99866 | 0.99425 | 0.95525 | 1 | 0.99702 | 1 | 0.99691 | 0.99554 | 0.99653 | 0.97348 | 1 | 0.9984 |  | 0.99171 | 1 | 10.9806 | 99.17% | 1
A259 Kingsway4 | 15.2551 | 17.6198 | 10.562 | 11.6141 |  | 8.7702 | 7.5403 | 8.987 | 10.3916 | 10.4613 | 13.9924 | 8.186 |  | 0.99866 | 0.99425 | 0.95525 | 1 |  | 1 | 0.99691 | 0.99554 | 0.99653 | 0.97348 | 1 | 0.9984 |  | 0.91564 | 0.92371 | 11.2291 | 99.13% | 0.97787
WRP1 | 15.2551 | 17.6198 | 10.562 | 11.6141 | 7.9893 | 8.7702 | 7.5403 | 8.987 | 10.3916 | 10.4613 | 13.9924 | 8.186 |  | 0.99866 | 0.99425 | 0.95525 | 1 | 0.99702 | 1 | 0.99691 | 0.99554 | 0.99653 | 0.97348 | 1 | 0.9984 |  | 0.99171 | 1 | 10.9806 | 99.17% | 1
WRP2 | 15.2551 | 17.6198 | 10.562 | 11.6141 | 7.9893 | 8.7702 | 7.5403 | 8.987 | 10.3916 | 10.4613 | 13.9924 | 8.186 |  | 0.99866 | 0.99425 | 0.95525 | 1 | 0.99702 | 1 | 0.99691 | 0.99554 | 0.99653 | 0.97348 | 1 | 0.9984 |  | 0.99171 | 1 | 10.9806 | 99.17% | 1
WRP3 | 15.2551 | 17.6198 | 10.562 | 11.6141 | 7.9893 | 8.7702 | 7.5403 | 8.987 | 10.3916 | 10.4613 | 13.9924 | 8.186 |  | 0.99866 | 0.99425 | 0.95525 | 1 | 0.99702 | 1 | 0.99691 | 0.99554 | 0.99653 | 0.97348 | 1 | 0.9984 |  | 0.99171 | 1 | 10.9806 | 99.17% | 1
[27 empty] | 0 | 0
[27 empty] | 0 | 0
[27 empty] | 0 | 0
[27 empty] | 0 | 0
[27 empty] | 0 | 0
[27 empty] | 0 | 0
[27 empty] | 0 | 0
[27 empty] | 0 | 0
[27 empty] | 0 | 0
[27 empty] | 0 | 0
[27 empty] | 0 | 0
[27 empty] | 0 | 0
[27 empty] | 0 | 0
[27 empty] | 0 | 0
[27 empty] | 0 | 0
[27 empty] | 0 | 0
[27 empty] | 0 | 0
[27 empty] | 0 | 0
[27 empty] | 0 | 0
[27 empty] | 0 | 0
[27 empty] | 0 | 0
[27 empty] | 0 | 0
[27 empty] | 0 | 0
[27 empty] | 0 | 0
[27 empty] | 0 | 0
[27 empty] | 0 | 0
[27 empty] | 0 | 0
[27 empty] | 0 | 0
[27 empty] | 0 | 0
[27 empty] | 0 | 0
[27 empty] | 0 | 0
[27 empty] | 0 | 0
[27 empty] | 0 | 0
[27 empty] | 0 | 0
[27 empty] | 0 | 0
[27 empty] | 0 | 0
[27 empty] | 0 | 0
[27 empty] | 0 | 0
[27 empty] | 0 | 0
[27 empty] | 0 | 0
[27 empty] | 0 | 0
[27 empty] | 0 | 0
[27 empty] | 0 | 0
[27 empty] | 0 | 0
[27 empty] | 0 | 0
[27 empty] | 0 | 0
[27 empty] | 0 | 0
[27 empty] | 0 | 0
[27 empty] | 0 | 0
[27 empty] | 0 | 0
[27 empty] | 0 | 0
[27 empty] | 0 | 0
[27 empty] | 0 | 0
[27 empty] | 0 | 0
[27 empty] | 0 | 0
[27 empty] | 0 | 0
[27 empty] | 0 | 0
[27 empty] | 0 | 0
[27 empty] | 0 | 0
[27 empty] | 0 | 0
[27 empty] | 0 | 0
[27 empty] | 0 | 0
[27 empty] | 0 | 0
[27 empty] | 0 | 0
[27 empty] | 0 | 0
[27 empty] | 0 | 0
[27 empty] | 0 | 0
[27 empty] | 0 | 0
[27 empty] | 0 | 0
[27 empty] | 0 | 0
[27 empty] | 0 | 0
[27 empty] | 0 | 0
[27 empty] | 0 | 0
[27 empty] | 0 | 0
[27 empty] | 0 | 0
[27 empty] | 0 | 0
[27 empty] | 0 | 0
[27 empty] | 0 | 0
[27 empty] | 0 | 0
[27 empty] | 0 | 0
[27 empty] | 0 | 0
[27 empty] | 0 | 0
[27 empty] | 0 | 0
[27 empty] | 0 | 0
[27 empty] | 0 | 0
[27 empty] | 0 | 0
[27 empty] | 0 | 0
[27 empty] | 0 | 0
[27 empty] | 0 | 0
[27 empty] | 0 | 0
[27 empty] | 0 | 0
[27 empty] | 0 | 0
[27 empty] | 0 | 0
[27 empty] | 0 | 0
[27 empty] | 0 | 0
[27 empty] | 0 | 0
[27 empty] | 0 | 0
[27 empty] | 0 | 0
[27 empty] | 0 | 0
[27 empty] | 0 | 0
[27 empty] | 0 | 0
[27 empty] | 0 | 0
[27 empty] | 0 | 0
[27 empty] | 0 | 0
[27 empty] | 0 | 0
[27 empty] | 0 | 0
[27 empty] | 0 | 0
[27 empty] | 0 | 0
[27 empty] | 0 | 0
[27 empty] | 0 | 0
[27 empty] | 0 | 0
[27 empty] | 0 | 0
[27 empty] | 0 | 0
[27 empty] | 0 | 0
[27 empty] | 0 | 0
[27 empty] | 0 | 0
[27 empty] | 0 | 0
[27 empty] | 0 | 0
[27 empty] | 0 | 0
[27 empty] | 0 | 0
[27 empty] | 0 | 0
[27 empty] | 0 | 0
[27 empty] | 0 | 0
[27 empty] | 0 | 0
[27 empty] | 0 | 0
[27 empty] | 0 | 0
[27 empty] | 0 | 0
[27 empty] | 0 | 0
[27 empty] | 0 | 0
[27 empty] | 0 | 0
[27 empty] | 0 | 0
[27 empty] | 0 | 0
[27 empty] | 0 | 0
[27 empty] | 0 | 0
[27 empty] | 0 | 0
[27 empty] | 0 | 0
[27 empty] | 0 | 0
[27 empty] | 0 | 0
[27 empty] | 0 | 0
[27 empty] | 0 | 0
[27 empty] | 0 | 0
[27 empty] | 0 | 0
[27 empty] | 0 | 0
[27 empty] | 0 | 0
[27 empty] | 0 | 0
[27 empty] | 0 | 0
[27 empty] | 0 | 0
[27 empty] | 0 | 0
[27 empty] | 0 | 0
[27 empty] | 0 | 0
[27 empty] | 0 | 0
[27 empty] | 0 | 0
[27 empty] | 0 | 0
[27 empty] | 0 | 0
[27 empty] | 0 | 0
[27 empty] | 0 | 0
[27 empty] | 0 | 0
[27 empty] | 0 | 0
[27 empty] | 0 | 0
[27 empty] | 0 | 0
[27 empty] | 0 | 0
[27 empty] | 0 | 0
[27 empty] | 0 | 0
[27 empty] | 0 | 0
[27 empty] | 0 | 0
[27 empty] | 0 | 0
[27 empty] | 0 | 0
[27 empty] | 0 | 0
[27 empty] | 0 | 0
[27 empty] | 0 | 0
[27 empty] | 0 | 0
[27 empty] | 0 | 0
[27 empty] | 0 | 0
[27 empty] | 0 | 0
[27 empty] | 0 | 0
[27 empty] | 0 | 0
[27 empty] | 0 | 0
[27 empty] | 0 | 0
[27 empty] | 0 | 0
[27 empty] | 0 | 0
[27 empty] | 0 | 0
[27 empty] | 0 | 0
[27 empty] | 0 | 0
[27 empty] | 0 | 0
[27 empty] | 0 | 0
[27 empty] | 0 | 0
[27 empty] | 0 | 0
[27 empty] | 0 | 0
[27 empty] | 0 | 0
[27 empty] | 0 | 0
[27 empty] | 0 | 0
[27 empty] | 0 | 0
[27 empty] | 0 | 0
[27 empty] | 0 | 0
[27 empty] | 0 | 0
[27 empty] | 0 | 0
[27 empty] | 0 | 0
[27 empty] | 0 | 0
[27 empty] | 0 | 0
[27 empty] | 0 | 0
[27 empty] | 0 | 0
[27 empty] | 0 | 0
[27 empty] | 0 | 0
[27 empty] | 0 | 0
[27 empty] | 0 | 0
[27 empty] | 0 | 0
[27 empty] | 0 | 0
[27 empty] | 0 | 0
[27 empty] | 0 | 0
[27 empty] | 0 | 0
[27 empty] | 0 | 0
[27 empty] | 0 | 0
[27 empty] | 0 | 0
[27 empty] | 0 | 0
[27 empty] | 0 | 0
[27 empty] | 0 | 0
[27 empty] | 0 | 0
[27 empty] | 0 | 0
[27 empty] | 0 | 0
[27 empty] | 0 | 0
[27 empty] | 0 | 0
[27 empty] | 0 | 0
[27 empty] | 0 | 0
[27 empty] | 0 | 0
[27 empty] | 0 | 0
[27 empty] | 0 | 0
[27 empty] | 0 | 0
[27 empty] | 0 | 0
[27 empty] | 0 | 0
[27 empty] | 0 | 0
[27 empty] | 0 | 0
[27 empty] | 0 | 0
[27 empty] | 0 | 0
[27 empty] | 0 | 0
[27 empty] | 0 | 0
[27 empty] | 0 | 0
[27 empty] | 0 | 0
[27 empty] | 0 | 0
[27 empty] | 0 | 0
[27 empty] | 0 | 0
[27 empty] | 0 | 0
[27 empty] | 0 | 0
[27 empty] | 0 | 0
[27 empty] | 0 | 0
[27 empty] | 0 | 0
[27 empty] | 0 | 0
[27 empty] | 0 | 0
[27 empty] | 0 | 0
[27 empty] | 0 | 0
[27 empty] | 0 | 0
[27 empty] | 0 | 0
[27 empty] | 0 | 0
[27 empty] | 0 | 0
[27 empty] | 0 | 0
[27 empty] | 0 | 0
[27 empty] | 0 | 0
[27 empty] | 0 | 0
[27 empty] | 0 | 0
[27 empty] | 0 | 0
[27 empty] | 0 | 0
[27 empty] | 0 | 0
[27 empty] | 0 | 0
[27 empty] | 0 | 0
[27 empty] | 0 | 0
[27 empty] | 0 | 0
[27 empty] | 0 | 0
[27 empty] | 0 | 0
[27 empty] | 0 | 0
[27 empty] | 0 | 0
[27 empty] | 0 | 0
[27 empty] | 0 | 0
[27 empty] | 0 | 0
[27 empty] | 0 | 0
[27 empty] | 0 | 0
[27 empty] | 0 | 0
[27 empty] | 0 | 0
[27 empty] | 0 | 0
[27 empty] | 0 | 0
[27 empty] | 0 | 0
[27 empty] | 0 | 0
[27 empty] | 0 | 0
[27 empty] | 0 | 0
[27 empty] | 0 | 0
[27 empty] | 0 | 0
[27 empty] | 0 | 0
[27 empty] | 0 | 0
[27 empty] | 0 | 0
[27 empty] | 0 | 0
[27 empty] | 0 | 0
[27 empty] | 0 | 0
[27 empty] | 0 | 0
[27 empty] | 0 | 0
[27 empty] | 0 | 0
[27 empty] | 0 | 0
[27 empty] | 0 | 0
[27 empty] | 0 | 0
[27 empty] | 0 | 0
[27 empty] | 0 | 0
[27 empty] | 0 | 0
[27 empty] | 0 | 0
[27 empty] | 0 | 0
[27 empty] | 0 | 0
[27 empty] | 0 | 0
[27 empty] | 0 | 0
[27 empty] | 0 | 0
[27 empty] | 0 | 0
[27 empty] | 0 | 0
[27 empty] | 0 | 0
[27 empty] | 0 | 0
[27 empty] | 0 | 0
[27 empty] | 0 | 0
[27 empty] | 0 | 0
[27 empty] | 0 | 0
[27 empty] | 0 | 0
[27 empty] | 0 | 0
[27 empty] | 0 | 0
[27 empty] | 0 | 0
[27 empty] | 0 | 0
[27 empty] | 0 | 0
[27 empty] | 0 | 0
[27 empty] | 0 | 0
[27 empty] | 0 | 0
[27 empty] | 0 | 0
[27 empty] | 0 | 0
[27 empty] | 0 | 0
[27 empty] | 0 | 0
[27 empty] | 0 | 0
[27 empty] | 0 | 0
[27 empty] | 0 | 0
[27 empty] | 0 | 0
[27 empty] | 0 | 0
[27 empty] | 0 | 0
[27 empty] | 0 | 0
[27 empty] | 0 | 0
[27 empty] | 0 | 0
[27 empty] | 0 | 0
[27 empty] | 0 | 0
[27 empty] | 0 | 0
[27 empty] | 0 | 0
[27 empty] | 0 | 0
[27 empty] | 0 | 0
[27 empty] | 0 | 0
[27 empty] | 0 | 0
[27 empty] | 0 | 0
[27 empty] | 0 | 0
[27 empty] | 0 | 0
[27 empty] | 0 | 0
[27 empty] | 0 | 0
[27 empty] | 0 | 0
[27 empty] | 0 | 0
[27 empty] | 0 | 0
[27 empty] | 0 | 0
[27 empty] | 0 | 0
[27 empty] | 0 | 0
[27 empty] | 0 | 0
[27 empty] | 0 | 0
[27 empty] | 0 | 0
[27 empty] | 0 | 0
[27 empty] | 0 | 0
[27 empty] | 0 | 0
[27 empty] | 0 | 0
[27 empty] | 0 | 0
[27 empty] | 0 | 0
[27 empty] | 0 | 0
[27 empty] | 0 | 0
[27 empty] | 0 | 0
[27 empty] | 0 | 0
[27 empty] | 0 | 0
[27 empty] | 0 | 0
[27 empty] | 0 | 0
[27 empty] | 0 | 0
[27 empty] | 0 | 0
[27 empty] | 0 | 0
[27 empty] | 0 | 0
[27 empty] | 0 | 0
[27 empty] | 0 | 0
[27 empty] | 0 | 0
[27 empty] | 0 | 0
[27 empty] | 0 | 0
[27 empty] | 0 | 0
[27 empty] | 0 | 0
[27 empty] | 0 | 0
[27 empty] | 0 | 0
[27 empty] | 0 | 0
[27 empty] | 0 | 0
[27 empty] | 0 | 0
[27 empty] | 0 | 0
[27 empty] | 0 | 0
[27 empty] | 0 | 0
[27 empty] | 0 | 0
[27 empty] | 0 | 0
[27 empty] | 0 | 0
[27 empty] | 0 | 0
[27 empty] | 0 | 0
[27 empty] | 0 | 0
[27 empty] | 0 | 0
[27 empty] | 0 | 0
[27 empty] | 0 | 0
[27 empty] | 0 | 0
[27 empty] | 0 | 0
[27 empty] | 0 | 0
[27 empty] | 0 | 0
[27 empty] | 0 | 0
[27 empty] | 0 | 0
[27 empty] | 0 | 0
[27 empty] | 0 | 0
[27 empty] | 0 | 0
[27 empty] | 0 | 0
[27 empty] | 0 | 0
[27 empty] | 0 | 0
[27 empty] | 0 | 0
[27 empty] | 0 | 0
[27 empty] | 0 | 0
[27 empty] | 0 | 0
[27 empty] | 0 | 0
[27 empty] | 0 | 0
[27 empty] | 0 | 0
[27 empty] | 0 | 0
[27 empty] | 0 | 0
[27 empty] | 0 | 0
[27 empty] | 0 | 0
[27 empty] | 0 | 0
[27 empty] | 0 | 0
[27 empty] | 0 | 0
[27 empty] | 0 | 0
[27 empty] | 0 | 0
[27 empty] | 0 | 0

## Site 2 Calcs (hidden)
| JAN | FEB | MAR | APR | MAY | JUN | JUL | AUG | SEP | OCT | NOV | DEC | Gap | JAN | FEB | MAR | APR | MAY | JUN | JUL | AUG | SEP | OCT | NOV | DEC | Gap |  |  | Continuous Site Average | Continuous Site Data Capture
| 5661.4704 | 5832.1907 | 3716.9621 | 5217.2322 | 2408.9727 | 3454.7535 | 2369.5613 | 2550.7157 | 3433.587 | 4089.2939 | 3440.2199 | 1900.6381 | 0 | 744 | 665 | 644 | 872 | 659 | 681 | 620 | 644 | 824 | 1045 | 564 | 624 |  |  |  | 5.1334 | 97.48%
[14 empty] | 0.084469 | 0.079019 | 0.073569 | 0.10082 | 0.076294 | 0.079019 | 0.073569 | 0.076294 | 0.098093 | 0.11989 | 0.06812 | 0.070845 | 0 | TRUE
| JAN | FEB | MAR | APR | MAY | JUN | JUL | AUG | SEP | OCT | NOV | DEC |  | JAN | FEB | MAR | APR | MAY | JUN | JUL | AUG | SEP | OCT | NOV | DEC |  | Normalisation Factor | Count | Continuous Site Average | Continuous Site Data Capture | Annualisation factor
A23 C01-2020 | 7.6095 | 8.7702 | 5.7717 | 5.9831 | 3.6555 | 5.0731 | 3.8219 | 3.9607 | 4.167 | 3.9132 | 6.0889 | 3.0459 |  | 1 | 0.95546 | 0.99383 | 0.98198 | 0.98065 | 0.97845 | 0.95679 | 0.95833 | 0.9537 | 0.98958 | 0.94 | 1 |  | 0.9748 | 1 | 5.1327 | 97.48% | 1.0001
A23 C02-2022 | 7.6095 | 8.7702 | 5.7717 | 5.9831 | 3.6555 | 5.0731 | 3.8219 | 3.9607 | 4.167 | 3.9132 | 6.0889 | 3.0459 |  | 1 | 0.95546 | 0.99383 | 0.98198 | 0.98065 | 0.97845 | 0.95679 | 0.95833 | 0.9537 | 0.98958 | 0.94 | 1 |  | 0.9748 | 1 | 5.1327 | 97.48% | 1.0001
B2066 C04-2010 | 7.6095 | 8.7702 | 5.7717 | 5.9831 | 3.6555 | 5.0731 | 3.8219 | 3.9607 | 4.167 | 3.9132 | 6.0889 | 3.0459 |  | 1 | 0.95546 | 0.99383 | 0.98198 | 0.98065 | 0.97845 | 0.95679 | 0.95833 | 0.9537 | 0.98958 | 0.94 | 1 |  | 0.9748 | 1 | 5.1327 | 97.48% | 1.0001
C05-2012 | 7.6095 | 8.7702 | 5.7717 | 5.9831 | 3.6555 |  | 3.8219 | 3.9607 | 4.167 | 3.9132 | 6.0889 | 3.0459 |  | 1 | 0.95546 | 0.99383 | 0.98198 | 0.98065 |  | 0.95679 | 0.95833 | 0.9537 | 0.98958 | 0.94 | 1 |  | 0.89748 | 0.92098 | 5.1379 | 97.45% | 0.99914
B2066 C10-2012 | 7.6095 | 8.7702 | 5.7717 | 5.9831 | 3.6555 | 5.0731 | 3.8219 | 3.9607 | 4.167 | 3.9132 | 6.0889 | 3.0459 |  | 1 | 0.95546 | 0.99383 | 0.98198 | 0.98065 | 0.97845 | 0.95679 | 0.95833 | 0.9537 | 0.98958 | 0.94 | 1 |  | 0.9748 | 1 | 5.1327 | 97.48% | 1.0001
B2066 C11-2007 | 7.6095 |  | 5.7717 | 5.9831 | 3.6555 | 5.0731 | 3.8219 | 3.9607 |  | 3.9132 | 6.0889 | 3.0459 |  | 1 |  | 0.99383 | 0.98198 | 0.98065 | 0.97845 | 0.95679 | 0.95833 |  | 0.98958 | 0.94 | 1 |  | 0.80574 | 0.82289 | 4.904 | 97.92% | 1.0468
B2066 C11-2012 | 7.6095 | 8.7702 | 5.7717 | 5.9831 | 3.6555 | 5.0731 | 3.8219 | 3.9607 | 4.167 | 3.9132 | 6.0889 | 3.0459 |  | 1 | 0.95546 | 0.99383 | 0.98198 | 0.98065 | 0.97845 | 0.95679 | 0.95833 | 0.9537 | 0.98958 | 0.94 | 1 |  | 0.9748 | 1 | 5.1327 | 97.48% | 1.0001
A2010 C12-2010 | JAN: 7.6095; FEB: 8.7702; MAR: 5.7717; APR: 5.9831; MAY: 3.6555; JUN: 5.0731; DEC: 3.0459 |  | 1 | 0.95546 | 0.99383 | 0.98198 | 0.98065 | 0.97845 | [5 empty] | 1 |  | 0.55506 | 0.56403 | 5.7665 | 98.41% | 0.89022
A2010 W01-2005 | 7.6095 |  | 5.7717 | 5.9831 | 3.6555 | 5.0731 | 3.8219 | 3.9607 | 4.167 | 3.9132 | 6.0889 | 3.0459 |  | 1 |  | 0.99383 | 0.98198 | 0.98065 | 0.97845 | 0.95679 | 0.95833 | 0.9537 | 0.98958 | 0.94 | 1 |  | 0.8993 | 0.92098 | 4.8273 | 97.65% | 1.0634
C-Link C13-2014 | 7.6095 | 8.7702 | 5.7717 | 5.9831 | 3.6555 | 5.0731 | 3.8219 | 3.9607 | 4.167 | 3.9132 | 6.0889 | 3.0459 |  | 1 | 0.95546 | 0.99383 | 0.98198 | 0.98065 | 0.97845 | 0.95679 | 0.95833 | 0.9537 | 0.98958 | 0.94 | 1 |  | 0.9748 | 1 | 5.1327 | 97.48% | 1.0001
A23 C09-2005 | 7.6095 | 8.7702 | 5.7717 | 5.9831 | 3.6555 | 5.0731 | 3.8219 | 3.9607 | 4.167 | 3.9132 | 6.0889 | 3.0459 |  | 1 | 0.95546 | 0.99383 | 0.98198 | 0.98065 | 0.97845 | 0.95679 | 0.95833 | 0.9537 | 0.98958 | 0.94 | 1 |  | 0.9748 | 1 | 5.1327 | 97.48% | 1.0001
A23 C16-2013 | 7.6095 | 8.7702 | 5.7717 | 5.9831 | 3.6555 | 5.0731 | 3.8219 |  | 4.167 |  | 6.0889 | 3.0459 |  | 1 | 0.95546 | 0.99383 | 0.98198 | 0.98065 | 0.97845 | 0.95679 |  | 0.9537 |  | 0.94 | 1 |  | 0.78304 | 0.80381 | 5.4269 | 97.42% | 0.94592
A23 C17-2012 | 7.6095 | 8.7702 | 5.7717 | 5.9831 | 3.6555 | 5.0731 | 3.8219 | 3.9607 | 4.167 | 3.9132 | 6.0889 | 3.0459 |  | 1 | 0.95546 | 0.99383 | 0.98198 | 0.98065 | 0.97845 | 0.95679 | 0.95833 | 0.9537 | 0.98958 | 0.94 | 1 |  | 0.9748 | 1 | 5.1327 | 97.48% | 1.0001
A23 C18-2019 | 7.6095 | 8.7702 | 5.7717 | 5.9831 | 3.6555 | 5.0731 | 3.8219 | 3.9607 | 4.167 | 3.9132 | 6.0889 | 3.0459 |  | 1 | 0.95546 | 0.99383 | 0.98198 | 0.98065 | 0.97845 | 0.95679 | 0.95833 | 0.9537 | 0.98958 | 0.94 | 1 |  | 0.9748 | 1 | 5.1327 | 97.48% | 1.0001
A23 C18-2010 |  | 8.7702 |  | 5.9831 | 3.6555 | 5.0731 | 3.8219 | 3.9607 |  |  | 6.0889 | 3.0459 |  |  | 0.95546 |  | 0.98198 | 0.98065 | 0.97845 | 0.95679 | 0.95833 |  |  | 0.94 | 1 |  | 0.60502 | 0.62398 | 5.0982 | 96.96% | 1.0069
A23 C19-2021 |  | 8.7702 | 5.7717 | 5.9831 |  | 5.0731 | 3.8219 | 3.9607 | 4.167 | 3.9132 | 6.0889 | 3.0459 |  |  | 0.95546 | 0.99383 | 0.98198 |  | 0.97845 | 0.95679 | 0.95833 | 0.9537 | 0.98958 | 0.94 | 1 |  | 0.81551 | 0.83924 | 5.0117 | 97.17% | 1.0243
A23 C20-2005 |  | 8.7702 | 5.7717 | 5.9831 | 3.6555 | 5.0731 | 3.8219 | 3.9607 | 4.167 | 3.9132 | 6.0889 | 3.0459 |  |  | 0.95546 | 0.99383 | 0.98198 | 0.98065 | 0.97845 | 0.95679 | 0.95833 | 0.9537 | 0.98958 | 0.94 | 1 |  | 0.89033 | 0.91553 | 4.8977 | 97.25% | 1.0481
A23 C21-2005 | 7.6095 | 8.7702 | 5.7717 | 5.9831 | 3.6555 | 5.0731 | 3.8219 | 3.9607 | 4.167 | 3.9132 | 6.0889 | 3.0459 |  | 1 | 0.95546 | 0.99383 | 0.98198 | 0.98065 | 0.97845 | 0.95679 | 0.95833 | 0.9537 | 0.98958 | 0.94 | 1 |  | 0.9748 | 1 | 5.1327 | 97.48% | 1.0001
A23 C23-2005 | 7.6095 | 8.7702 | 5.7717 | 5.9831 | 3.6555 | 5.0731 | 3.8219 | 3.9607 | 4.167 |  |  | 3.0459 |  | 1 | 0.95546 | 0.99383 | 0.98198 | 0.98065 | 0.97845 | 0.95679 | 0.95833 | 0.9537 |  |  | 1 |  | 0.79212 | 0.81199 | 5.2381 | 97.55% | 0.98002
A270 C24-2015 | 7.6095 | 8.7702 | 5.7717 | 5.9831 | 3.6555 | 5.0731 | 3.8219 | 3.9607 | 4.167 | 3.9132 | 6.0889 | 3.0459 |  | 1 | 0.95546 | 0.99383 | 0.98198 | 0.98065 | 0.97845 | 0.95679 | 0.95833 | 0.9537 | 0.98958 | 0.94 | 1 |  | 0.9748 | 1 | 5.1327 | 97.48% | 1.0001
A270 C25-2010 | 7.6095 |  | 5.7717 | 5.9831 |  | 5.0731 | 3.8219 | 3.9607 | 4.167 | 3.9132 | 6.0889 | 3.0459 |  | 1 |  | 0.99383 | 0.98198 |  | 0.97845 | 0.95679 | 0.95833 | 0.9537 | 0.98958 | 0.94 | 1 |  | 0.82448 | 0.84469 | 4.9337 | 97.61% | 1.0405
A270 C26-2022 | 7.6095 | 8.7702 | 5.7717 | 5.9831 | 3.6555 | 5.0731 | 3.8219 | 3.9607 | 4.167 | 3.9132 | 6.0889 | 3.0459 |  | 1 | 0.95546 | 0.99383 | 0.98198 | 0.98065 | 0.97845 | 0.95679 | 0.95833 | 0.9537 | 0.98958 | 0.94 | 1 |  | 0.9748 | 1 | 5.1327 | 97.48% | 1.0001
B2199 C28-2010 | 7.6095 | 8.7702 | 5.7717 | 5.9831 | 3.6555 | 5.0731 |  | 3.9607 | 4.167 | 3.9132 | 6.0889 | 3.0459 |  | 1 | 0.95546 | 0.99383 | 0.98198 | 0.98065 | 0.97845 |  | 0.95833 | 0.9537 | 0.98958 | 0.94 | 1 |  | 0.90441 | 0.92643 | 5.2347 | 97.62% | 0.98065
A23 E01-2016 | 7.6095 | 8.7702 | 5.7717 |  | 3.6555 | 5.0731 | 3.8219 | 3.9607 | 4.167 | 3.9132 | 6.0889 | 3.0459 |  | 1 | 0.95546 | 0.99383 |  | 0.98065 | 0.97845 | 0.95679 | 0.95833 | 0.9537 | 0.98958 | 0.94 | 1 |  | 0.87579 | 0.89918 | 5.0366 | 97.4% | 1.0192
A23 E02-2009 | 7.6095 | 8.7702 | 5.7717 | 5.9831 | 3.6555 | 5.0731 | 3.8219 | 3.9607 | 4.167 | 3.9132 | 6.0889 | 3.0459 |  | 1 | 0.95546 | 0.99383 | 0.98198 | 0.98065 | 0.97845 | 0.95679 | 0.95833 | 0.9537 | 0.98958 | 0.94 | 1 |  | 0.9748 | 1 | 5.1327 | 97.48% | 1.0001
C-Link E02-2012 | 7.6095 | 8.7702 | 5.7717 | 5.9831 | 3.6555 | 5.0731 | 3.8219 | 3.9607 | 4.167 | 3.9132 | 6.0889 | 3.0459 |  | 1 | 0.95546 | 0.99383 | 0.98198 | 0.98065 | 0.97845 | 0.95679 | 0.95833 | 0.9537 | 0.98958 | 0.94 | 1 |  | 0.9748 | 1 | 5.1327 | 97.48% | 1.0001
A23 E06-2020 | 7.6095 | 8.7702 | 5.7717 | 5.9831 | 3.6555 | 5.0731 | 3.8219 | 3.9607 | 4.167 | 3.9132 | 6.0889 | 3.0459 |  | 1 | 0.95546 | 0.99383 | 0.98198 | 0.98065 | 0.97845 | 0.95679 | 0.95833 | 0.9537 | 0.98958 | 0.94 | 1 |  | 0.9748 | 1 | 5.1327 | 97.48% | 1.0001
A270 E07-2019 | 7.6095 | 8.7702 | 5.7717 | 5.9831 | 3.6555 | 5.0731 | 3.8219 | 3.9607 | 4.167 | 3.9132 | 6.0889 | 3.0459 |  | 1 | 0.95546 | 0.99383 | 0.98198 | 0.98065 | 0.97845 | 0.95679 | 0.95833 | 0.9537 | 0.98958 | 0.94 | 1 |  | 0.9748 | 1 | 5.1327 | 97.48% | 1.0001
A270 E40-2022 | 7.6095 | 8.7702 | 5.7717 | 5.9831 | 3.6555 | 5.0731 | 3.8219 | 3.9607 | 4.167 | 3.9132 | 6.0889 | 3.0459 |  | 1 | 0.95546 | 0.99383 | 0.98198 | 0.98065 | 0.97845 | 0.95679 | 0.95833 | 0.9537 | 0.98958 | 0.94 | 1 |  | 0.9748 | 1 | 5.1327 | 97.48% | 1.0001
A270 E08-1996 | 7.6095 | 8.7702 | 5.7717 | 5.9831 | 3.6555 | 5.0731 | 3.8219 | 3.9607 | 4.167 | 3.9132 | 6.0889 | 3.0459 |  | 1 | 0.95546 | 0.99383 | 0.98198 | 0.98065 | 0.97845 | 0.95679 | 0.95833 | 0.9537 | 0.98958 | 0.94 | 1 |  | 0.9748 | 1 | 5.1327 | 97.48% | 1.0001
A270 E10-2015 | 7.6095 | 8.7702 | 5.7717 | 5.9831 | 3.6555 | 5.0731 | 3.8219 | 3.9607 | 4.167 | 3.9132 | 6.0889 | 3.0459 |  | 1 | 0.95546 | 0.99383 | 0.98198 | 0.98065 | 0.97845 | 0.95679 | 0.95833 | 0.9537 | 0.98958 | 0.94 | 1 |  | 0.9748 | 1 | 5.1327 | 97.48% | 1.0001
C-Link E12-2022 | 7.6095 | 8.7702 | 5.7717 | 5.9831 | 3.6555 | 5.0731 | 3.8219 | 3.9607 | 4.167 | 3.9132 | 6.0889 | 3.0459 |  | 1 | 0.95546 | 0.99383 | 0.98198 | 0.98065 | 0.97845 | 0.95679 | 0.95833 | 0.9537 | 0.98958 | 0.94 | 1 |  | 0.9748 | 1 | 5.1327 | 97.48% | 1.0001
A270 E14-2019 | 7.6095 | 8.7702 | 5.7717 | 5.9831 | 3.6555 | 5.0731 | 3.8219 | 3.9607 | 4.167 | 3.9132 | 6.0889 | 3.0459 |  | 1 | 0.95546 | 0.99383 | 0.98198 | 0.98065 | 0.97845 | 0.95679 | 0.95833 | 0.9537 | 0.98958 | 0.94 | 1 |  | 0.9748 | 1 | 5.1327 | 97.48% | 1.0001
A270 E15-2012 | 7.6095 | 8.7702 | 5.7717 | 5.9831 | 3.6555 | 5.0731 | 3.8219 | 3.9607 | 4.167 | 3.9132 | 6.0889 | 3.0459 |  | 1 | 0.95546 | 0.99383 | 0.98198 | 0.98065 | 0.97845 | 0.95679 | 0.95833 | 0.9537 | 0.98958 | 0.94 | 1 |  | 0.9748 | 1 | 5.1327 | 97.48% | 1.0001
A23 E16-1996 | 7.6095 | 8.7702 | 5.7717 | 5.9831 | 3.6555 | 5.0731 | 3.8219 | 3.9607 | 4.167 | 3.9132 | 6.0889 | 3.0459 |  | 1 | 0.95546 | 0.99383 | 0.98198 | 0.98065 | 0.97845 | 0.95679 | 0.95833 | 0.9537 | 0.98958 | 0.94 | 1 |  | 0.9748 | 1 | 5.1327 | 97.48% | 1.0001
A23 E16-2015 | 7.6095 | 8.7702 | 5.7717 | 5.9831 | 3.6555 | 5.0731 | 3.8219 | 3.9607 | 4.167 |  |  | 3.0459 |  | 1 | 0.95546 | 0.99383 | 0.98198 | 0.98065 | 0.97845 | 0.95679 | 0.95833 | 0.9537 |  |  | 1 |  | 0.79212 | 0.81199 | 5.2381 | 97.55% | 0.98002
A23 E17-2003 |  | 8.7702 |  |  |  | 5.0731 | 3.8219 | 3.9607 | 4.167 | 3.9132 | 6.0889 | 3.0459 |  |  | 0.95546 |  |  |  | 0.97845 | 0.95679 | 0.95833 | 0.9537 | 0.98958 | 0.94 | 1 |  | 0.64339 | 0.66485 | 4.7759 | 96.77% | 1.0749
C-Link E17-2018 | 7.6095 | 8.7702 | 5.7717 | 5.9831 | 3.6555 | 5.0731 | 3.8219 | 3.9607 | 4.167 | 3.9132 | 6.0889 | 3.0459 |  | 1 | 0.95546 | 0.99383 | 0.98198 | 0.98065 | 0.97845 | 0.95679 | 0.95833 | 0.9537 | 0.98958 | 0.94 | 1 |  | 0.9748 | 1 | 5.1327 | 97.48% | 1.0001
C-Link E17-2022 | 7.6095 | 8.7702 | 5.7717 | 5.9831 | 3.6555 | 5.0731 | 3.8219 | 3.9607 | 4.167 | 3.9132 | 6.0889 | 3.0459 |  | 1 | 0.95546 | 0.99383 | 0.98198 | 0.98065 | 0.97845 | 0.95679 | 0.95833 | 0.9537 | 0.98958 | 0.94 | 1 |  | 0.9748 | 1 | 5.1327 | 97.48% | 1.0001
C-Link E18-2021 | 7.6095 | 8.7702 | 5.7717 | 5.9831 | 3.6555 | 5.0731 | 3.8219 | 3.9607 | 4.167 | 3.9132 | 6.0889 | 3.0459 |  | 1 | 0.95546 | 0.99383 | 0.98198 | 0.98065 | 0.97845 | 0.95679 | 0.95833 | 0.9537 | 0.98958 | 0.94 | 1 |  | 0.9748 | 1 | 5.1327 | 97.48% | 1.0001
B2123 E22-2009 | 7.6095 | 8.7702 | 5.7717 | 5.9831 | 3.6555 | 5.0731 | 3.8219 | 3.9607 | 4.167 | 3.9132 | 6.0889 | 3.0459 |  | 1 | 0.95546 | 0.99383 | 0.98198 | 0.98065 | 0.97845 | 0.95679 | 0.95833 | 0.9537 | 0.98958 | 0.94 | 1 |  | 0.9748 | 1 | 5.1327 | 97.48% | 1.0001
B2123 E23-2010 |  | 8.7702 | 5.7717 | 5.9831 | 3.6555 | 5.0731 | 3.8219 | 3.9607 | 4.167 | 3.9132 | 6.0889 | 3.0459 |  |  | 0.95546 | 0.99383 | 0.98198 | 0.98065 | 0.97845 | 0.95679 | 0.95833 | 0.9537 | 0.98958 | 0.94 | 1 |  | 0.89033 | 0.91553 | 4.8977 | 97.25% | 1.0481
A259 E25-2018 | 7.6095 | 8.7702 | 5.7717 | 5.9831 | 3.6555 | 5.0731 | 3.8219 | 3.9607 | 4.167 | 3.9132 | 6.0889 | 3.0459 |  | 1 | 0.95546 | 0.99383 | 0.98198 | 0.98065 | 0.97845 | 0.95679 | 0.95833 | 0.9537 | 0.98958 | 0.94 | 1 |  | 0.9748 | 1 | 5.1327 | 97.48% | 1.0001
B2123 E30-2020 | 7.6095 | 8.7702 | 5.7717 | 5.9831 | 3.6555 | 5.0731 | 3.8219 | 3.9607 | 4.167 | 3.9132 | 6.0889 |  |  | 1 | 0.95546 | 0.99383 | 0.98198 | 0.98065 | 0.97845 | 0.95679 | 0.95833 | 0.9537 | 0.98958 | 0.94 |  |  | 0.90395 | 0.92916 | 5.2963 | 97.29% | 0.96925
E32-2020 | 7.6095 | 8.7702 | 5.7717 | 5.9831 | 3.6555 | 5.0731 | 3.8219 | 3.9607 | 4.167 | 3.9132 | 6.0889 | 3.0459 |  | 1 | 0.95546 | 0.99383 | 0.98198 | 0.98065 | 0.97845 | 0.95679 | 0.95833 | 0.9537 | 0.98958 | 0.94 | 1 |  | 0.9748 | 1 | 5.1327 | 97.48% | 1.0001
A2010 W03-2006 | 7.6095 | 8.7702 | 5.7717 | 5.9831 | 3.6555 | 5.0731 | 3.8219 | 3.9607 | 4.167 | 3.9132 | 6.0889 | 3.0459 |  | 1 | 0.95546 | 0.99383 | 0.98198 | 0.98065 | 0.97845 | 0.95679 | 0.95833 | 0.9537 | 0.98958 | 0.94 | 1 |  | 0.9748 | 1 | 5.1327 | 97.48% | 1.0001
A2010 W04-2006 | 7.6095 | 8.7702 | 5.7717 | 5.9831 | 3.6555 | 5.0731 | 3.8219 | 3.9607 | 4.167 | 3.9132 | 6.0889 | 3.0459 |  | 1 | 0.95546 | 0.99383 | 0.98198 | 0.98065 | 0.97845 | 0.95679 | 0.95833 | 0.9537 | 0.98958 | 0.94 | 1 |  | 0.9748 | 1 | 5.1327 | 97.48% | 1.0001
A270 W05-2006 | 7.6095 | 8.7702 | 5.7717 | 5.9831 | 3.6555 | 5.0731 | 3.8219 | 3.9607 | 4.167 | 3.9132 | 6.0889 | 3.0459 |  | 1 | 0.95546 | 0.99383 | 0.98198 | 0.98065 | 0.97845 | 0.95679 | 0.95833 | 0.9537 | 0.98958 | 0.94 | 1 |  | 0.9748 | 1 | 5.1327 | 97.48% | 1.0001
B2066 W10-2006 | JAN: 7.6095; FEB: 8.7702; MAR: 5.7717; APR: 5.9831; MAY: 3.6555; DEC: 3.0459 |  | 1 | 0.95546 | 0.99383 | 0.98198 | 0.98065 | [6 empty] | 1 |  | 0.47775 | 0.48501 | 5.8787 | 98.5% | 0.87323
B2066 W11-2020 | 7.6095 | 8.7702 | 5.7717 | 5.9831 | 3.6555 | 5.0731 | 3.8219 | 3.9607 | 4.167 | 3.9132 | 6.0889 |  |  | 1 | 0.95546 | 0.99383 | 0.98198 | 0.98065 | 0.97845 | 0.95679 | 0.95833 | 0.9537 | 0.98958 | 0.94 |  |  | 0.90395 | 0.92916 | 5.2963 | 97.29% | 0.96925
A259 W16-2020 | 7.6095 | 8.7702 | 5.7717 | 5.9831 | 3.6555 | 5.0731 | 3.8219 | 3.9607 | 4.167 |  |  |  |  | 1 | 0.95546 | 0.99383 | 0.98198 | 0.98065 | 0.97845 | 0.95679 | 0.95833 | 0.9537 |  |  |  |  | 0.72128 | 0.74114 | 5.4534 | 97.32% | 0.94133
A259 W17-2009 | JAN: 7.6095; FEB: 8.7702; MAY: 3.6555; JUL: 3.8219; AUG: 3.9607; SEP: 4.167; DEC: 3.0459 |  | 1 | 0.95546 |  |  | 0.98065 |  | 0.95679 | 0.95833 | 0.9537 |  |  | 1 |  | 0.54269 | 0.55858 | 5.0538 | 97.15% | 1.0158
A259 W18-2010 | 7.6095 | 8.7702 | 5.7717 | 5.9831 | 3.6555 | 5.0731 | 3.8219 | 3.9607 | 4.167 | 3.9132 | 6.0889 | 3.0459 |  | 1 | 0.95546 | 0.99383 | 0.98198 | 0.98065 | 0.97845 | 0.95679 | 0.95833 | 0.9537 | 0.98958 | 0.94 | 1 |  | 0.9748 | 1 | 5.1327 | 97.48% | 1.0001
A259 W19-2009 | 7.6095 | 8.7702 | 5.7717 | 5.9831 | 3.6555 | 5.0731 | 3.8219 | 3.9607 | 4.167 | 3.9132 | 6.0889 | 3.0459 |  | 1 | 0.95546 | 0.99383 | 0.98198 | 0.98065 | 0.97845 | 0.95679 | 0.95833 | 0.9537 | 0.98958 | 0.94 | 1 |  | 0.9748 | 1 | 5.1327 | 97.48% | 1.0001
A270 OSR13 W20-2021 | 7.6095 | 8.7702 | 5.7717 | 5.9831 | 3.6555 | 5.0731 | 3.8219 | 3.9607 | 4.167 | 3.9132 | 6.0889 | 3.0459 |  | 1 | 0.95546 | 0.99383 | 0.98198 | 0.98065 | 0.97845 | 0.95679 | 0.95833 | 0.9537 | 0.98958 | 0.94 | 1 |  | 0.9748 | 1 | 5.1327 | 97.48% | 1.0001
A2023 W21-2010 | 7.6095 | 8.7702 | 5.7717 | 5.9831 | 3.6555 | 5.0731 | 3.8219 | 3.9607 | 4.167 | 3.9132 | 6.0889 | 3.0459 |  | 1 | 0.95546 | 0.99383 | 0.98198 | 0.98065 | 0.97845 | 0.95679 | 0.95833 | 0.9537 | 0.98958 | 0.94 | 1 |  | 0.9748 | 1 | 5.1327 | 97.48% | 1.0001
LN1-2022 | 7.6095 | 8.7702 | 5.7717 | 5.9831 | 3.6555 | 5.0731 | 3.8219 | 3.9607 | 4.167 | 3.9132 | 6.0889 | 3.0459 |  | 1 | 0.95546 | 0.99383 | 0.98198 | 0.98065 | 0.97845 | 0.95679 | 0.95833 | 0.9537 | 0.98958 | 0.94 | 1 |  | 0.9748 | 1 | 5.1327 | 97.48% | 1.0001
LN2-2022 | 7.6095 | 8.7702 | 5.7717 |  |  | 5.0731 | 3.8219 | 3.9607 | 4.167 | 3.9132 | 6.0889 | 3.0459 |  | 1 | 0.95546 | 0.99383 |  |  | 0.97845 | 0.95679 | 0.95833 | 0.9537 | 0.98958 | 0.94 | 1 |  | 0.80098 | 0.82289 | 5.1656 | 97.34% | 0.99377
LN4-2022 | 7.6095 | 8.7702 | 5.7717 | 5.9831 | 3.6555 | 5.0731 | 3.8219 | 3.9607 | 4.167 | 3.9132 | 6.0889 | 3.0459 |  | 1 | 0.95546 | 0.99383 | 0.98198 | 0.98065 | 0.97845 | 0.95679 | 0.95833 | 0.9537 | 0.98958 | 0.94 | 1 |  | 0.9748 | 1 | 5.1327 | 97.48% | 1.0001
LN5-2022 | 7.6095 | 8.7702 | 5.7717 | 5.9831 | 3.6555 | 5.0731 | 3.8219 | 3.9607 | 4.167 | 3.9132 | 6.0889 | 3.0459 |  | 1 | 0.95546 | 0.99383 | 0.98198 | 0.98065 | 0.97845 | 0.95679 | 0.95833 | 0.9537 | 0.98958 | 0.94 | 1 |  | 0.9748 | 1 | 5.1327 | 97.48% | 1.0001
LN7-2022 | 7.6095 | 8.7702 | 5.7717 | 5.9831 | 3.6555 | 5.0731 | 3.8219 | 3.9607 | 4.167 | 3.9132 | 6.0889 | 3.0459 |  | 1 | 0.95546 | 0.99383 | 0.98198 | 0.98065 | 0.97845 | 0.95679 | 0.95833 | 0.9537 | 0.98958 | 0.94 | 1 |  | 0.9748 | 1 | 5.1327 | 97.48% | 1.0001
LN8-2022 | 7.6095 | 8.7702 | 5.7717 | 5.9831 | 3.6555 | 5.0731 | 3.8219 | 3.9607 | 4.167 | 3.9132 | 6.0889 | 3.0459 |  | 1 | 0.95546 | 0.99383 | 0.98198 | 0.98065 | 0.97845 | 0.95679 | 0.95833 | 0.9537 | 0.98958 | 0.94 | 1 |  | 0.9748 | 1 | 5.1327 | 97.48% | 1.0001
LN9-2022 | 7.6095 | 8.7702 | 5.7717 | 5.9831 | 3.6555 | 5.0731 | 3.8219 | 3.9607 | 4.167 | 3.9132 | 6.0889 | 3.0459 |  | 1 | 0.95546 | 0.99383 | 0.98198 | 0.98065 | 0.97845 | 0.95679 | 0.95833 | 0.9537 | 0.98958 | 0.94 | 1 |  | 0.9748 | 1 | 5.1327 | 97.48% | 1.0001
LN10-2022 | 7.6095 | 8.7702 | 5.7717 | 5.9831 | 3.6555 | 5.0731 | 3.8219 | 3.9607 | 4.167 | 3.9132 | 6.0889 | 3.0459 |  | 1 | 0.95546 | 0.99383 | 0.98198 | 0.98065 | 0.97845 | 0.95679 | 0.95833 | 0.9537 | 0.98958 | 0.94 | 1 |  | 0.9748 | 1 | 5.1327 | 97.48% | 1.0001
LN11-2022 | 7.6095 | 8.7702 | 5.7717 | 5.9831 | 3.6555 | 5.0731 | 3.8219 | 3.9607 | 4.167 | 3.9132 | 6.0889 | 3.0459 |  | 1 | 0.95546 | 0.99383 | 0.98198 | 0.98065 | 0.97845 | 0.95679 | 0.95833 | 0.9537 | 0.98958 | 0.94 | 1 |  | 0.9748 | 1 | 5.1327 | 97.48% | 1.0001
LN12-2022 | 7.6095 | 8.7702 | 5.7717 | 5.9831 | 3.6555 | 5.0731 | 3.8219 | 3.9607 | 4.167 | 3.9132 | 6.0889 | 3.0459 |  | 1 | 0.95546 | 0.99383 | 0.98198 | 0.98065 | 0.97845 | 0.95679 | 0.95833 | 0.9537 | 0.98958 | 0.94 | 1 |  | 0.9748 | 1 | 5.1327 | 97.48% | 1.0001
LN13-2022 | 7.6095 | 8.7702 | 5.7717 | 5.9831 | 3.6555 | 5.0731 | 3.8219 | 3.9607 | 4.167 | 3.9132 | 6.0889 | 3.0459 |  | 1 | 0.95546 | 0.99383 | 0.98198 | 0.98065 | 0.97845 | 0.95679 | 0.95833 | 0.9537 | 0.98958 | 0.94 | 1 |  | 0.9748 | 1 | 5.1327 | 97.48% | 1.0001
LN14-2022 | 7.6095 | 8.7702 | 5.7717 | 5.9831 | 3.6555 | 5.0731 | 3.8219 | 3.9607 | 4.167 | 3.9132 | 6.0889 | 3.0459 |  | 1 | 0.95546 | 0.99383 | 0.98198 | 0.98065 | 0.97845 | 0.95679 | 0.95833 | 0.9537 | 0.98958 | 0.94 | 1 |  | 0.9748 | 1 | 5.1327 | 97.48% | 1.0001
A259 Kingsway2 | 7.6095 | 8.7702 | 5.7717 | 5.9831 | 3.6555 | 5.0731 | 3.8219 | 3.9607 | 4.167 | 3.9132 | 6.0889 | 3.0459 |  | 1 | 0.95546 | 0.99383 | 0.98198 | 0.98065 | 0.97845 | 0.95679 | 0.95833 | 0.9537 | 0.98958 | 0.94 | 1 |  | 0.9748 | 1 | 5.1327 | 97.48% | 1.0001
A259 Kingsway4 | 7.6095 | 8.7702 | 5.7717 | 5.9831 |  | 5.0731 | 3.8219 | 3.9607 | 4.167 | 3.9132 | 6.0889 | 3.0459 |  | 1 | 0.95546 | 0.99383 | 0.98198 |  | 0.97845 | 0.95679 | 0.95833 | 0.9537 | 0.98958 | 0.94 | 1 |  | 0.89998 | 0.92371 | 5.2555 | 97.43% | 0.97677
WRP1 | 7.6095 | 8.7702 | 5.7717 | 5.9831 | 3.6555 | 5.0731 | 3.8219 | 3.9607 | 4.167 | 3.9132 | 6.0889 | 3.0459 |  | 1 | 0.95546 | 0.99383 | 0.98198 | 0.98065 | 0.97845 | 0.95679 | 0.95833 | 0.9537 | 0.98958 | 0.94 | 1 |  | 0.9748 | 1 | 5.1327 | 97.48% | 1.0001
WRP2 | 7.6095 | 8.7702 | 5.7717 | 5.9831 | 3.6555 | 5.0731 | 3.8219 | 3.9607 | 4.167 | 3.9132 | 6.0889 | 3.0459 |  | 1 | 0.95546 | 0.99383 | 0.98198 | 0.98065 | 0.97845 | 0.95679 | 0.95833 | 0.9537 | 0.98958 | 0.94 | 1 |  | 0.9748 | 1 | 5.1327 | 97.48% | 1.0001
WRP3 | 7.6095 | 8.7702 | 5.7717 | 5.9831 | 3.6555 | 5.0731 | 3.8219 | 3.9607 | 4.167 | 3.9132 | 6.0889 | 3.0459 |  | 1 | 0.95546 | 0.99383 | 0.98198 | 0.98065 | 0.97845 | 0.95679 | 0.95833 | 0.9537 | 0.98958 | 0.94 | 1 |  | 0.9748 | 1 | 5.1327 | 97.48% | 1.0001
[27 empty] | 0 | 0
[27 empty] | 0 | 0
[27 empty] | 0 | 0
[27 empty] | 0 | 0
[27 empty] | 0 | 0
[27 empty] | 0 | 0
[27 empty] | 0 | 0
[27 empty] | 0 | 0
[27 empty] | 0 | 0
[27 empty] | 0 | 0
[27 empty] | 0 | 0
[27 empty] | 0 | 0
[27 empty] | 0 | 0
[27 empty] | 0 | 0
[27 empty] | 0 | 0
[27 empty] | 0 | 0
[27 empty] | 0 | 0
[27 empty] | 0 | 0
[27 empty] | 0 | 0
[27 empty] | 0 | 0
[27 empty] | 0 | 0
[27 empty] | 0 | 0
[27 empty] | 0 | 0
[27 empty] | 0 | 0
[27 empty] | 0 | 0
[27 empty] | 0 | 0
[27 empty] | 0 | 0
[27 empty] | 0 | 0
[27 empty] | 0 | 0
[27 empty] | 0 | 0
[27 empty] | 0 | 0
[27 empty] | 0 | 0
[27 empty] | 0 | 0
[27 empty] | 0 | 0
[27 empty] | 0 | 0
[27 empty] | 0 | 0
[27 empty] | 0 | 0
[27 empty] | 0 | 0
[27 empty] | 0 | 0
[27 empty] | 0 | 0
[27 empty] | 0 | 0
[27 empty] | 0 | 0
[27 empty] | 0 | 0
[27 empty] | 0 | 0
[27 empty] | 0 | 0
[27 empty] | 0 | 0
[27 empty] | 0 | 0
[27 empty] | 0 | 0
[27 empty] | 0 | 0
[27 empty] | 0 | 0
[27 empty] | 0 | 0
[27 empty] | 0 | 0
[27 empty] | 0 | 0
[27 empty] | 0 | 0
[27 empty] | 0 | 0
[27 empty] | 0 | 0
[27 empty] | 0 | 0
[27 empty] | 0 | 0
[27 empty] | 0 | 0
[27 empty] | 0 | 0
[27 empty] | 0 | 0
[27 empty] | 0 | 0
[27 empty] | 0 | 0
[27 empty] | 0 | 0
[27 empty] | 0 | 0
[27 empty] | 0 | 0
[27 empty] | 0 | 0
[27 empty] | 0 | 0
[27 empty] | 0 | 0
[27 empty] | 0 | 0
[27 empty] | 0 | 0
[27 empty] | 0 | 0
[27 empty] | 0 | 0
[27 empty] | 0 | 0
[27 empty] | 0 | 0
[27 empty] | 0 | 0
[27 empty] | 0 | 0
[27 empty] | 0 | 0
[27 empty] | 0 | 0
[27 empty] | 0 | 0
[27 empty] | 0 | 0
[27 empty] | 0 | 0
[27 empty] | 0 | 0
[27 empty] | 0 | 0
[27 empty] | 0 | 0
[27 empty] | 0 | 0
[27 empty] | 0 | 0
[27 empty] | 0 | 0
[27 empty] | 0 | 0
[27 empty] | 0 | 0
[27 empty] | 0 | 0
[27 empty] | 0 | 0
[27 empty] | 0 | 0
[27 empty] | 0 | 0
[27 empty] | 0 | 0
[27 empty] | 0 | 0
[27 empty] | 0 | 0
[27 empty] | 0 | 0
[27 empty] | 0 | 0
[27 empty] | 0 | 0
[27 empty] | 0 | 0
[27 empty] | 0 | 0
[27 empty] | 0 | 0
[27 empty] | 0 | 0
[27 empty] | 0 | 0
[27 empty] | 0 | 0
[27 empty] | 0 | 0
[27 empty] | 0 | 0
[27 empty] | 0 | 0
[27 empty] | 0 | 0
[27 empty] | 0 | 0
[27 empty] | 0 | 0
[27 empty] | 0 | 0
[27 empty] | 0 | 0
[27 empty] | 0 | 0
[27 empty] | 0 | 0
[27 empty] | 0 | 0
[27 empty] | 0 | 0
[27 empty] | 0 | 0
[27 empty] | 0 | 0
[27 empty] | 0 | 0
[27 empty] | 0 | 0
[27 empty] | 0 | 0
[27 empty] | 0 | 0
[27 empty] | 0 | 0
[27 empty] | 0 | 0
[27 empty] | 0 | 0
[27 empty] | 0 | 0
[27 empty] | 0 | 0
[27 empty] | 0 | 0
[27 empty] | 0 | 0
[27 empty] | 0 | 0
[27 empty] | 0 | 0
[27 empty] | 0 | 0
[27 empty] | 0 | 0
[27 empty] | 0 | 0
[27 empty] | 0 | 0
[27 empty] | 0 | 0
[27 empty] | 0 | 0
[27 empty] | 0 | 0
[27 empty] | 0 | 0
[27 empty] | 0 | 0
[27 empty] | 0 | 0
[27 empty] | 0 | 0
[27 empty] | 0 | 0
[27 empty] | 0 | 0
[27 empty] | 0 | 0
[27 empty] | 0 | 0
[27 empty] | 0 | 0
[27 empty] | 0 | 0
[27 empty] | 0 | 0
[27 empty] | 0 | 0
[27 empty] | 0 | 0
[27 empty] | 0 | 0
[27 empty] | 0 | 0
[27 empty] | 0 | 0
[27 empty] | 0 | 0
[27 empty] | 0 | 0
[27 empty] | 0 | 0
[27 empty] | 0 | 0
[27 empty] | 0 | 0
[27 empty] | 0 | 0
[27 empty] | 0 | 0
[27 empty] | 0 | 0
[27 empty] | 0 | 0
[27 empty] | 0 | 0
[27 empty] | 0 | 0
[27 empty] | 0 | 0
[27 empty] | 0 | 0
[27 empty] | 0 | 0
[27 empty] | 0 | 0
[27 empty] | 0 | 0
[27 empty] | 0 | 0
[27 empty] | 0 | 0
[27 empty] | 0 | 0
[27 empty] | 0 | 0
[27 empty] | 0 | 0
[27 empty] | 0 | 0
[27 empty] | 0 | 0
[27 empty] | 0 | 0
[27 empty] | 0 | 0
[27 empty] | 0 | 0
[27 empty] | 0 | 0
[27 empty] | 0 | 0
[27 empty] | 0 | 0
[27 empty] | 0 | 0
[27 empty] | 0 | 0
[27 empty] | 0 | 0
[27 empty] | 0 | 0
[27 empty] | 0 | 0
[27 empty] | 0 | 0
[27 empty] | 0 | 0
[27 empty] | 0 | 0
[27 empty] | 0 | 0
[27 empty] | 0 | 0
[27 empty] | 0 | 0
[27 empty] | 0 | 0
[27 empty] | 0 | 0
[27 empty] | 0 | 0
[27 empty] | 0 | 0
[27 empty] | 0 | 0
[27 empty] | 0 | 0
[27 empty] | 0 | 0
[27 empty] | 0 | 0
[27 empty] | 0 | 0
[27 empty] | 0 | 0
[27 empty] | 0 | 0
[27 empty] | 0 | 0
[27 empty] | 0 | 0
[27 empty] | 0 | 0
[27 empty] | 0 | 0
[27 empty] | 0 | 0
[27 empty] | 0 | 0
[27 empty] | 0 | 0
[27 empty] | 0 | 0
[27 empty] | 0 | 0
[27 empty] | 0 | 0
[27 empty] | 0 | 0
[27 empty] | 0 | 0
[27 empty] | 0 | 0
[27 empty] | 0 | 0
[27 empty] | 0 | 0
[27 empty] | 0 | 0
[27 empty] | 0 | 0
[27 empty] | 0 | 0
[27 empty] | 0 | 0
[27 empty] | 0 | 0
[27 empty] | 0 | 0
[27 empty] | 0 | 0
[27 empty] | 0 | 0
[27 empty] | 0 | 0
[27 empty] | 0 | 0
[27 empty] | 0 | 0
[27 empty] | 0 | 0
[27 empty] | 0 | 0
[27 empty] | 0 | 0
[27 empty] | 0 | 0
[27 empty] | 0 | 0
[27 empty] | 0 | 0
[27 empty] | 0 | 0
[27 empty] | 0 | 0
[27 empty] | 0 | 0
[27 empty] | 0 | 0
[27 empty] | 0 | 0
[27 empty] | 0 | 0
[27 empty] | 0 | 0
[27 empty] | 0 | 0
[27 empty] | 0 | 0
[27 empty] | 0 | 0
[27 empty] | 0 | 0
[27 empty] | 0 | 0
[27 empty] | 0 | 0
[27 empty] | 0 | 0
[27 empty] | 0 | 0
[27 empty] | 0 | 0
[27 empty] | 0 | 0
[27 empty] | 0 | 0
[27 empty] | 0 | 0
[27 empty] | 0 | 0
[27 empty] | 0 | 0
[27 empty] | 0 | 0
[27 empty] | 0 | 0
[27 empty] | 0 | 0
[27 empty] | 0 | 0
[27 empty] | 0 | 0
[27 empty] | 0 | 0
[27 empty] | 0 | 0
[27 empty] | 0 | 0
[27 empty] | 0 | 0
[27 empty] | 0 | 0
[27 empty] | 0 | 0
[27 empty] | 0 | 0
[27 empty] | 0 | 0
[27 empty] | 0 | 0
[27 empty] | 0 | 0
[27 empty] | 0 | 0
[27 empty] | 0 | 0
[27 empty] | 0 | 0
[27 empty] | 0 | 0
[27 empty] | 0 | 0
[27 empty] | 0 | 0
[27 empty] | 0 | 0
[27 empty] | 0 | 0
[27 empty] | 0 | 0
[27 empty] | 0 | 0
[27 empty] | 0 | 0
[27 empty] | 0 | 0
[27 empty] | 0 | 0
[27 empty] | 0 | 0
[27 empty] | 0 | 0
[27 empty] | 0 | 0
[27 empty] | 0 | 0
[27 empty] | 0 | 0
[27 empty] | 0 | 0
[27 empty] | 0 | 0
[27 empty] | 0 | 0
[27 empty] | 0 | 0
[27 empty] | 0 | 0
[27 empty] | 0 | 0
[27 empty] | 0 | 0
[27 empty] | 0 | 0
[27 empty] | 0 | 0
[27 empty] | 0 | 0
[27 empty] | 0 | 0
[27 empty] | 0 | 0
[27 empty] | 0 | 0
[27 empty] | 0 | 0
[27 empty] | 0 | 0
[27 empty] | 0 | 0
[27 empty] | 0 | 0
[27 empty] | 0 | 0
[27 empty] | 0 | 0
[27 empty] | 0 | 0
[27 empty] | 0 | 0
[27 empty] | 0 | 0
[27 empty] | 0 | 0
[27 empty] | 0 | 0
[27 empty] | 0 | 0
[27 empty] | 0 | 0
[27 empty] | 0 | 0
[27 empty] | 0 | 0
[27 empty] | 0 | 0
[27 empty] | 0 | 0
[27 empty] | 0 | 0
[27 empty] | 0 | 0
[27 empty] | 0 | 0
[27 empty] | 0 | 0
[27 empty] | 0 | 0
[27 empty] | 0 | 0
[27 empty] | 0 | 0
[27 empty] | 0 | 0
[27 empty] | 0 | 0
[27 empty] | 0 | 0
[27 empty] | 0 | 0
[27 empty] | 0 | 0
[27 empty] | 0 | 0
[27 empty] | 0 | 0
[27 empty] | 0 | 0
[27 empty] | 0 | 0
[27 empty] | 0 | 0
[27 empty] | 0 | 0
[27 empty] | 0 | 0
[27 empty] | 0 | 0
[27 empty] | 0 | 0
[27 empty] | 0 | 0
[27 empty] | 0 | 0
[27 empty] | 0 | 0
[27 empty] | 0 | 0
[27 empty] | 0 | 0
[27 empty] | 0 | 0
[27 empty] | 0 | 0
[27 empty] | 0 | 0
[27 empty] | 0 | 0
[27 empty] | 0 | 0
[27 empty] | 0 | 0
[27 empty] | 0 | 0
[27 empty] | 0 | 0
[27 empty] | 0 | 0
[27 empty] | 0 | 0
[27 empty] | 0 | 0
[27 empty] | 0 | 0
[27 empty] | 0 | 0
[27 empty] | 0 | 0
[27 empty] | 0 | 0
[27 empty] | 0 | 0
[27 empty] | 0 | 0
[27 empty] | 0 | 0
[27 empty] | 0 | 0
[27 empty] | 0 | 0
[27 empty] | 0 | 0
[27 empty] | 0 | 0
[27 empty] | 0 | 0
[27 empty] | 0 | 0
[27 empty] | 0 | 0
[27 empty] | 0 | 0
[27 empty] | 0 | 0
[27 empty] | 0 | 0
[27 empty] | 0 | 0
[27 empty] | 0 | 0
[27 empty] | 0 | 0
[27 empty] | 0 | 0
[27 empty] | 0 | 0
[27 empty] | 0 | 0
[27 empty] | 0 | 0
[27 empty] | 0 | 0
[27 empty] | 0 | 0
[27 empty] | 0 | 0
[27 empty] | 0 | 0
[27 empty] | 0 | 0
[27 empty] | 0 | 0
[27 empty] | 0 | 0
[27 empty] | 0 | 0
[27 empty] | 0 | 0
[27 empty] | 0 | 0
[27 empty] | 0 | 0
[27 empty] | 0 | 0
[27 empty] | 0 | 0
[27 empty] | 0 | 0
[27 empty] | 0 | 0
[27 empty] | 0 | 0
[27 empty] | 0 | 0
[27 empty] | 0 | 0
[27 empty] | 0 | 0
[27 empty] | 0 | 0
[27 empty] | 0 | 0
[27 empty] | 0 | 0
[27 empty] | 0 | 0
[27 empty] | 0 | 0
[27 empty] | 0 | 0
[27 empty] | 0 | 0
[27 empty] | 0 | 0
[27 empty] | 0 | 0
[27 empty] | 0 | 0
[27 empty] | 0 | 0
[27 empty] | 0 | 0
[27 empty] | 0 | 0
[27 empty] | 0 | 0
[27 empty] | 0 | 0
[27 empty] | 0 | 0
[27 empty] | 0 | 0
[27 empty] | 0 | 0
[27 empty] | 0 | 0
[27 empty] | 0 | 0
[27 empty] | 0 | 0
[27 empty] | 0 | 0
[27 empty] | 0 | 0
[27 empty] | 0 | 0

## Site 3 Calcs (hidden)
| JAN | FEB | MAR | APR | MAY | JUN | JUL | AUG | SEP | OCT | NOV | DEC | Gap | JAN | FEB | MAR | APR | MAY | JUN | JUL | AUG | SEP | OCT | NOV | DEC | Gap |  |  | Continuous Site Average | Continuous Site Data Capture
| 0 | 0 | 0 | 0 | 0 | 0 | 0 | 0 | 0 | 0 | 0 | 0 | 0 | 0 | 0 | 0 | 0 | 0 | 0 | 0 | 0 | 0 | 0 | 0 | 0 |  |  |  | #DIV/0! | 0%
[14 empty] | 0.084469 | 0.079019 | 0.073569 | 0.10082 | 0.076294 | 0.079019 | 0.073569 | 0.076294 | 0.098093 | 0.11989 | 0.06812 | 0.070845 | 0 | TRUE
| JAN | FEB | MAR | APR | MAY | JUN | JUL | AUG | SEP | OCT | NOV | DEC |  | JAN | FEB | MAR | APR | MAY | JUN | JUL | AUG | SEP | OCT | NOV | DEC |  | Normalisation Factor | Count | Continuous Site Average | Continuous Site Data Capture | Annualisation factor
A23 C01-2020 | [13 empty] | 0 | 0 | 0 | 0 | 0 | 0 | 0 | 0 | 0 | 0 | 0 | 0 |  | 0 | 1 |  | 0%
A23 C02-2022 | [13 empty] | 0 | 0 | 0 | 0 | 0 | 0 | 0 | 0 | 0 | 0 | 0 | 0 |  | 0 | 1 |  | 0%
B2066 C04-2010 | [13 empty] | 0 | 0 | 0 | 0 | 0 | 0 | 0 | 0 | 0 | 0 | 0 | 0 |  | 0 | 1 |  | 0%
C05-2012 | [13 empty] | 0 | 0 | 0 | 0 | 0 |  | 0 | 0 | 0 | 0 | 0 | 0 |  | 0 | 0.92098 |  | 0%
B2066 C10-2012 | [13 empty] | 0 | 0 | 0 | 0 | 0 | 0 | 0 | 0 | 0 | 0 | 0 | 0 |  | 0 | 1 |  | 0%
B2066 C11-2007 | [13 empty] | 0 |  | 0 | 0 | 0 | 0 | 0 | 0 |  | 0 | 0 | 0 |  | 0 | 0.82289 |  | 0%
B2066 C11-2012 | [13 empty] | 0 | 0 | 0 | 0 | 0 | 0 | 0 | 0 | 0 | 0 | 0 | 0 |  | 0 | 1 |  | 0%
A2010 C12-2010 | [13 empty] | 0 | 0 | 0 | 0 | 0 | 0 | [5 empty] | 0 |  | 0 | 0.56403 |  | 0%
A2010 W01-2005 | [13 empty] | 0 |  | 0 | 0 | 0 | 0 | 0 | 0 | 0 | 0 | 0 | 0 |  | 0 | 0.92098 |  | 0%
C-Link C13-2014 | [13 empty] | 0 | 0 | 0 | 0 | 0 | 0 | 0 | 0 | 0 | 0 | 0 | 0 |  | 0 | 1 |  | 0%
A23 C09-2005 | [13 empty] | 0 | 0 | 0 | 0 | 0 | 0 | 0 | 0 | 0 | 0 | 0 | 0 |  | 0 | 1 |  | 0%
A23 C16-2013 | [13 empty] | 0 | 0 | 0 | 0 | 0 | 0 | 0 |  | 0 |  | 0 | 0 |  | 0 | 0.80381 |  | 0%
A23 C17-2012 | [13 empty] | 0 | 0 | 0 | 0 | 0 | 0 | 0 | 0 | 0 | 0 | 0 | 0 |  | 0 | 1 |  | 0%
A23 C18-2019 | [13 empty] | 0 | 0 | 0 | 0 | 0 | 0 | 0 | 0 | 0 | 0 | 0 | 0 |  | 0 | 1 |  | 0%
A23 C18-2010 | [14 empty] | 0 |  | 0 | 0 | 0 | 0 | 0 |  |  | 0 | 0 |  | 0 | 0.62398 |  | 0%
A23 C19-2021 | [14 empty] | 0 | 0 | 0 |  | 0 | 0 | 0 | 0 | 0 | 0 | 0 |  | 0 | 0.83924 |  | 0%
A23 C20-2005 | [14 empty] | 0 | 0 | 0 | 0 | 0 | 0 | 0 | 0 | 0 | 0 | 0 |  | 0 | 0.91553 |  | 0%
A23 C21-2005 | [13 empty] | 0 | 0 | 0 | 0 | 0 | 0 | 0 | 0 | 0 | 0 | 0 | 0 |  | 0 | 1 |  | 0%
A23 C23-2005 | [13 empty] | 0 | 0 | 0 | 0 | 0 | 0 | 0 | 0 | 0 |  |  | 0 |  | 0 | 0.81199 |  | 0%
A270 C24-2015 | [13 empty] | 0 | 0 | 0 | 0 | 0 | 0 | 0 | 0 | 0 | 0 | 0 | 0 |  | 0 | 1 |  | 0%
A270 C25-2010 | [13 empty] | 0 |  | 0 | 0 |  | 0 | 0 | 0 | 0 | 0 | 0 | 0 |  | 0 | 0.84469 |  | 0%
A270 C26-2022 | [13 empty] | 0 | 0 | 0 | 0 | 0 | 0 | 0 | 0 | 0 | 0 | 0 | 0 |  | 0 | 1 |  | 0%
B2199 C28-2010 | [13 empty] | 0 | 0 | 0 | 0 | 0 | 0 |  | 0 | 0 | 0 | 0 | 0 |  | 0 | 0.92643 |  | 0%
A23 E01-2016 | [13 empty] | 0 | 0 | 0 |  | 0 | 0 | 0 | 0 | 0 | 0 | 0 | 0 |  | 0 | 0.89918 |  | 0%
A23 E02-2009 | [13 empty] | 0 | 0 | 0 | 0 | 0 | 0 | 0 | 0 | 0 | 0 | 0 | 0 |  | 0 | 1 |  | 0%
C-Link E02-2012 | [13 empty] | 0 | 0 | 0 | 0 | 0 | 0 | 0 | 0 | 0 | 0 | 0 | 0 |  | 0 | 1 |  | 0%
A23 E06-2020 | [13 empty] | 0 | 0 | 0 | 0 | 0 | 0 | 0 | 0 | 0 | 0 | 0 | 0 |  | 0 | 1 |  | 0%
A270 E07-2019 | [13 empty] | 0 | 0 | 0 | 0 | 0 | 0 | 0 | 0 | 0 | 0 | 0 | 0 |  | 0 | 1 |  | 0%
A270 E40-2022 | [13 empty] | 0 | 0 | 0 | 0 | 0 | 0 | 0 | 0 | 0 | 0 | 0 | 0 |  | 0 | 1 |  | 0%
A270 E08-1996 | [13 empty] | 0 | 0 | 0 | 0 | 0 | 0 | 0 | 0 | 0 | 0 | 0 | 0 |  | 0 | 1 |  | 0%
A270 E10-2015 | [13 empty] | 0 | 0 | 0 | 0 | 0 | 0 | 0 | 0 | 0 | 0 | 0 | 0 |  | 0 | 1 |  | 0%
C-Link E12-2022 | [13 empty] | 0 | 0 | 0 | 0 | 0 | 0 | 0 | 0 | 0 | 0 | 0 | 0 |  | 0 | 1 |  | 0%
A270 E14-2019 | [13 empty] | 0 | 0 | 0 | 0 | 0 | 0 | 0 | 0 | 0 | 0 | 0 | 0 |  | 0 | 1 |  | 0%
A270 E15-2012 | [13 empty] | 0 | 0 | 0 | 0 | 0 | 0 | 0 | 0 | 0 | 0 | 0 | 0 |  | 0 | 1 |  | 0%
A23 E16-1996 | [13 empty] | 0 | 0 | 0 | 0 | 0 | 0 | 0 | 0 | 0 | 0 | 0 | 0 |  | 0 | 1 |  | 0%
A23 E16-2015 | [13 empty] | 0 | 0 | 0 | 0 | 0 | 0 | 0 | 0 | 0 |  |  | 0 |  | 0 | 0.81199 |  | 0%
A23 E17-2003 | [14 empty] | 0 |  |  |  | 0 | 0 | 0 | 0 | 0 | 0 | 0 |  | 0 | 0.66485 |  | 0%
C-Link E17-2018 | [13 empty] | 0 | 0 | 0 | 0 | 0 | 0 | 0 | 0 | 0 | 0 | 0 | 0 |  | 0 | 1 |  | 0%
C-Link E17-2022 | [13 empty] | 0 | 0 | 0 | 0 | 0 | 0 | 0 | 0 | 0 | 0 | 0 | 0 |  | 0 | 1 |  | 0%
C-Link E18-2021 | [13 empty] | 0 | 0 | 0 | 0 | 0 | 0 | 0 | 0 | 0 | 0 | 0 | 0 |  | 0 | 1 |  | 0%
B2123 E22-2009 | [13 empty] | 0 | 0 | 0 | 0 | 0 | 0 | 0 | 0 | 0 | 0 | 0 | 0 |  | 0 | 1 |  | 0%
B2123 E23-2010 | [14 empty] | 0 | 0 | 0 | 0 | 0 | 0 | 0 | 0 | 0 | 0 | 0 |  | 0 | 0.91553 |  | 0%
A259 E25-2018 | [13 empty] | 0 | 0 | 0 | 0 | 0 | 0 | 0 | 0 | 0 | 0 | 0 | 0 |  | 0 | 1 |  | 0%
B2123 E30-2020 | [13 empty] | 0 | 0 | 0 | 0 | 0 | 0 | 0 | 0 | 0 | 0 | 0 |  |  | 0 | 0.92916 |  | 0%
E32-2020 | [13 empty] | 0 | 0 | 0 | 0 | 0 | 0 | 0 | 0 | 0 | 0 | 0 | 0 |  | 0 | 1 |  | 0%
A2010 W03-2006 | [13 empty] | 0 | 0 | 0 | 0 | 0 | 0 | 0 | 0 | 0 | 0 | 0 | 0 |  | 0 | 1 |  | 0%
A2010 W04-2006 | [13 empty] | 0 | 0 | 0 | 0 | 0 | 0 | 0 | 0 | 0 | 0 | 0 | 0 |  | 0 | 1 |  | 0%
A270 W05-2006 | [13 empty] | 0 | 0 | 0 | 0 | 0 | 0 | 0 | 0 | 0 | 0 | 0 | 0 |  | 0 | 1 |  | 0%
B2066 W10-2006 | [13 empty] | 0 | 0 | 0 | 0 | 0 | [6 empty] | 0 |  | 0 | 0.48501 |  | 0%
B2066 W11-2020 | [13 empty] | 0 | 0 | 0 | 0 | 0 | 0 | 0 | 0 | 0 | 0 | 0 |  |  | 0 | 0.92916 |  | 0%
A259 W16-2020 | [13 empty] | 0 | 0 | 0 | 0 | 0 | 0 | 0 | 0 | 0 |  |  |  |  | 0 | 0.74114 |  | 0%
A259 W17-2009 | [13 empty] | 0 | 0 |  |  | 0 |  | 0 | 0 | 0 |  |  | 0 |  | 0 | 0.55858 |  | 0%
A259 W18-2010 | [13 empty] | 0 | 0 | 0 | 0 | 0 | 0 | 0 | 0 | 0 | 0 | 0 | 0 |  | 0 | 1 |  | 0%
A259 W19-2009 | [13 empty] | 0 | 0 | 0 | 0 | 0 | 0 | 0 | 0 | 0 | 0 | 0 | 0 |  | 0 | 1 |  | 0%
A270 OSR13 W20-2021 | [13 empty] | 0 | 0 | 0 | 0 | 0 | 0 | 0 | 0 | 0 | 0 | 0 | 0 |  | 0 | 1 |  | 0%
A2023 W21-2010 | [13 empty] | 0 | 0 | 0 | 0 | 0 | 0 | 0 | 0 | 0 | 0 | 0 | 0 |  | 0 | 1 |  | 0%
LN1-2022 | [13 empty] | 0 | 0 | 0 | 0 | 0 | 0 | 0 | 0 | 0 | 0 | 0 | 0 |  | 0 | 1 |  | 0%
LN2-2022 | [13 empty] | 0 | 0 | 0 |  |  | 0 | 0 | 0 | 0 | 0 | 0 | 0 |  | 0 | 0.82289 |  | 0%
LN4-2022 | [13 empty] | 0 | 0 | 0 | 0 | 0 | 0 | 0 | 0 | 0 | 0 | 0 | 0 |  | 0 | 1 |  | 0%
LN5-2022 | [13 empty] | 0 | 0 | 0 | 0 | 0 | 0 | 0 | 0 | 0 | 0 | 0 | 0 |  | 0 | 1 |  | 0%
LN7-2022 | [13 empty] | 0 | 0 | 0 | 0 | 0 | 0 | 0 | 0 | 0 | 0 | 0 | 0 |  | 0 | 1 |  | 0%
LN8-2022 | [13 empty] | 0 | 0 | 0 | 0 | 0 | 0 | 0 | 0 | 0 | 0 | 0 | 0 |  | 0 | 1 |  | 0%
LN9-2022 | [13 empty] | 0 | 0 | 0 | 0 | 0 | 0 | 0 | 0 | 0 | 0 | 0 | 0 |  | 0 | 1 |  | 0%
LN10-2022 | [13 empty] | 0 | 0 | 0 | 0 | 0 | 0 | 0 | 0 | 0 | 0 | 0 | 0 |  | 0 | 1 |  | 0%
LN11-2022 | [13 empty] | 0 | 0 | 0 | 0 | 0 | 0 | 0 | 0 | 0 | 0 | 0 | 0 |  | 0 | 1 |  | 0%
LN12-2022 | [13 empty] | 0 | 0 | 0 | 0 | 0 | 0 | 0 | 0 | 0 | 0 | 0 | 0 |  | 0 | 1 |  | 0%
LN13-2022 | [13 empty] | 0 | 0 | 0 | 0 | 0 | 0 | 0 | 0 | 0 | 0 | 0 | 0 |  | 0 | 1 |  | 0%
LN14-2022 | [13 empty] | 0 | 0 | 0 | 0 | 0 | 0 | 0 | 0 | 0 | 0 | 0 | 0 |  | 0 | 1 |  | 0%
A259 Kingsway2 | [13 empty] | 0 | 0 | 0 | 0 | 0 | 0 | 0 | 0 | 0 | 0 | 0 | 0 |  | 0 | 1 |  | 0%
A259 Kingsway4 | [13 empty] | 0 | 0 | 0 | 0 |  | 0 | 0 | 0 | 0 | 0 | 0 | 0 |  | 0 | 0.92371 |  | 0%
WRP1 | [13 empty] | 0 | 0 | 0 | 0 | 0 | 0 | 0 | 0 | 0 | 0 | 0 | 0 |  | 0 | 1 |  | 0%
WRP2 | [13 empty] | 0 | 0 | 0 | 0 | 0 | 0 | 0 | 0 | 0 | 0 | 0 | 0 |  | 0 | 1 |  | 0%
WRP3 | [13 empty] | 0 | 0 | 0 | 0 | 0 | 0 | 0 | 0 | 0 | 0 | 0 | 0 |  | 0 | 1 |  | 0%
[27 empty] | 0 | 0
[27 empty] | 0 | 0
[27 empty] | 0 | 0
[27 empty] | 0 | 0
[27 empty] | 0 | 0
[27 empty] | 0 | 0
[27 empty] | 0 | 0
[27 empty] | 0 | 0
[27 empty] | 0 | 0
[27 empty] | 0 | 0
[27 empty] | 0 | 0
[27 empty] | 0 | 0
[27 empty] | 0 | 0
[27 empty] | 0 | 0
[27 empty] | 0 | 0
[27 empty] | 0 | 0
[27 empty] | 0 | 0
[27 empty] | 0 | 0
[27 empty] | 0 | 0
[27 empty] | 0 | 0
[27 empty] | 0 | 0
[27 empty] | 0 | 0
[27 empty] | 0 | 0
[27 empty] | 0 | 0
[27 empty] | 0 | 0
[27 empty] | 0 | 0
[27 empty] | 0 | 0
[27 empty] | 0 | 0
[27 empty] | 0 | 0
[27 empty] | 0 | 0
[27 empty] | 0 | 0
[27 empty] | 0 | 0
[27 empty] | 0 | 0
[27 empty] | 0 | 0
[27 empty] | 0 | 0
[27 empty] | 0 | 0
[27 empty] | 0 | 0
[27 empty] | 0 | 0
[27 empty] | 0 | 0
[27 empty] | 0 | 0
[27 empty] | 0 | 0
[27 empty] | 0 | 0
[27 empty] | 0 | 0
[27 empty] | 0 | 0
[27 empty] | 0 | 0
[27 empty] | 0 | 0
[27 empty] | 0 | 0
[27 empty] | 0 | 0
[27 empty] | 0 | 0
[27 empty] | 0 | 0
[27 empty] | 0 | 0
[27 empty] | 0 | 0
[27 empty] | 0 | 0
[27 empty] | 0 | 0
[27 empty] | 0 | 0
[27 empty] | 0 | 0
[27 empty] | 0 | 0
[27 empty] | 0 | 0
[27 empty] | 0 | 0
[27 empty] | 0 | 0
[27 empty] | 0 | 0
[27 empty] | 0 | 0
[27 empty] | 0 | 0
[27 empty] | 0 | 0
[27 empty] | 0 | 0
[27 empty] | 0 | 0
[27 empty] | 0 | 0
[27 empty] | 0 | 0
[27 empty] | 0 | 0
[27 empty] | 0 | 0
[27 empty] | 0 | 0
[27 empty] | 0 | 0
[27 empty] | 0 | 0
[27 empty] | 0 | 0
[27 empty] | 0 | 0
[27 empty] | 0 | 0
[27 empty] | 0 | 0
[27 empty] | 0 | 0
[27 empty] | 0 | 0
[27 empty] | 0 | 0
[27 empty] | 0 | 0
[27 empty] | 0 | 0
[27 empty] | 0 | 0
[27 empty] | 0 | 0
[27 empty] | 0 | 0
[27 empty] | 0 | 0
[27 empty] | 0 | 0
[27 empty] | 0 | 0
[27 empty] | 0 | 0
[27 empty] | 0 | 0
[27 empty] | 0 | 0
[27 empty] | 0 | 0
[27 empty] | 0 | 0
[27 empty] | 0 | 0
[27 empty] | 0 | 0
[27 empty] | 0 | 0
[27 empty] | 0 | 0
[27 empty] | 0 | 0
[27 empty] | 0 | 0
[27 empty] | 0 | 0
[27 empty] | 0 | 0
[27 empty] | 0 | 0
[27 empty] | 0 | 0
[27 empty] | 0 | 0
[27 empty] | 0 | 0
[27 empty] | 0 | 0
[27 empty] | 0 | 0
[27 empty] | 0 | 0
[27 empty] | 0 | 0
[27 empty] | 0 | 0
[27 empty] | 0 | 0
[27 empty] | 0 | 0
[27 empty] | 0 | 0
[27 empty] | 0 | 0
[27 empty] | 0 | 0
[27 empty] | 0 | 0
[27 empty] | 0 | 0
[27 empty] | 0 | 0
[27 empty] | 0 | 0
[27 empty] | 0 | 0
[27 empty] | 0 | 0
[27 empty] | 0 | 0
[27 empty] | 0 | 0
[27 empty] | 0 | 0
[27 empty] | 0 | 0
[27 empty] | 0 | 0
[27 empty] | 0 | 0
[27 empty] | 0 | 0
[27 empty] | 0 | 0
[27 empty] | 0 | 0
[27 empty] | 0 | 0
[27 empty] | 0 | 0
[27 empty] | 0 | 0
[27 empty] | 0 | 0
[27 empty] | 0 | 0
[27 empty] | 0 | 0
[27 empty] | 0 | 0
[27 empty] | 0 | 0
[27 empty] | 0 | 0
[27 empty] | 0 | 0
[27 empty] | 0 | 0
[27 empty] | 0 | 0
[27 empty] | 0 | 0
[27 empty] | 0 | 0
[27 empty] | 0 | 0
[27 empty] | 0 | 0
[27 empty] | 0 | 0
[27 empty] | 0 | 0
[27 empty] | 0 | 0
[27 empty] | 0 | 0
[27 empty] | 0 | 0
[27 empty] | 0 | 0
[27 empty] | 0 | 0
[27 empty] | 0 | 0
[27 empty] | 0 | 0
[27 empty] | 0 | 0
[27 empty] | 0 | 0
[27 empty] | 0 | 0
[27 empty] | 0 | 0
[27 empty] | 0 | 0
[27 empty] | 0 | 0
[27 empty] | 0 | 0
[27 empty] | 0 | 0
[27 empty] | 0 | 0
[27 empty] | 0 | 0
[27 empty] | 0 | 0
[27 empty] | 0 | 0
[27 empty] | 0 | 0
[27 empty] | 0 | 0
[27 empty] | 0 | 0
[27 empty] | 0 | 0
[27 empty] | 0 | 0
[27 empty] | 0 | 0
[27 empty] | 0 | 0
[27 empty] | 0 | 0
[27 empty] | 0 | 0
[27 empty] | 0 | 0
[27 empty] | 0 | 0
[27 empty] | 0 | 0
[27 empty] | 0 | 0
[27 empty] | 0 | 0
[27 empty] | 0 | 0
[27 empty] | 0 | 0
[27 empty] | 0 | 0
[27 empty] | 0 | 0
[27 empty] | 0 | 0
[27 empty] | 0 | 0
[27 empty] | 0 | 0
[27 empty] | 0 | 0
[27 empty] | 0 | 0
[27 empty] | 0 | 0
[27 empty] | 0 | 0
[27 empty] | 0 | 0
[27 empty] | 0 | 0
[27 empty] | 0 | 0
[27 empty] | 0 | 0
[27 empty] | 0 | 0
[27 empty] | 0 | 0
[27 empty] | 0 | 0
[27 empty] | 0 | 0
[27 empty] | 0 | 0
[27 empty] | 0 | 0
[27 empty] | 0 | 0
[27 empty] | 0 | 0
[27 empty] | 0 | 0
[27 empty] | 0 | 0
[27 empty] | 0 | 0
[27 empty] | 0 | 0
[27 empty] | 0 | 0
[27 empty] | 0 | 0
[27 empty] | 0 | 0
[27 empty] | 0 | 0
[27 empty] | 0 | 0
[27 empty] | 0 | 0
[27 empty] | 0 | 0
[27 empty] | 0 | 0
[27 empty] | 0 | 0
[27 empty] | 0 | 0
[27 empty] | 0 | 0
[27 empty] | 0 | 0
[27 empty] | 0 | 0
[27 empty] | 0 | 0
[27 empty] | 0 | 0
[27 empty] | 0 | 0
[27 empty] | 0 | 0
[27 empty] | 0 | 0
[27 empty] | 0 | 0
[27 empty] | 0 | 0
[27 empty] | 0 | 0
[27 empty] | 0 | 0
[27 empty] | 0 | 0
[27 empty] | 0 | 0
[27 empty] | 0 | 0
[27 empty] | 0 | 0
[27 empty] | 0 | 0
[27 empty] | 0 | 0
[27 empty] | 0 | 0
[27 empty] | 0 | 0
[27 empty] | 0 | 0
[27 empty] | 0 | 0
[27 empty] | 0 | 0
[27 empty] | 0 | 0
[27 empty] | 0 | 0
[27 empty] | 0 | 0
[27 empty] | 0 | 0
[27 empty] | 0 | 0
[27 empty] | 0 | 0
[27 empty] | 0 | 0
[27 empty] | 0 | 0
[27 empty] | 0 | 0
[27 empty] | 0 | 0
[27 empty] | 0 | 0
[27 empty] | 0 | 0
[27 empty] | 0 | 0
[27 empty] | 0 | 0
[27 empty] | 0 | 0
[27 empty] | 0 | 0
[27 empty] | 0 | 0
[27 empty] | 0 | 0
[27 empty] | 0 | 0
[27 empty] | 0 | 0
[27 empty] | 0 | 0
[27 empty] | 0 | 0
[27 empty] | 0 | 0
[27 empty] | 0 | 0
[27 empty] | 0 | 0
[27 empty] | 0 | 0
[27 empty] | 0 | 0
[27 empty] | 0 | 0
[27 empty] | 0 | 0
[27 empty] | 0 | 0
[27 empty] | 0 | 0
[27 empty] | 0 | 0
[27 empty] | 0 | 0
[27 empty] | 0 | 0
[27 empty] | 0 | 0
[27 empty] | 0 | 0
[27 empty] | 0 | 0
[27 empty] | 0 | 0
[27 empty] | 0 | 0
[27 empty] | 0 | 0
[27 empty] | 0 | 0
[27 empty] | 0 | 0
[27 empty] | 0 | 0
[27 empty] | 0 | 0
[27 empty] | 0 | 0
[27 empty] | 0 | 0
[27 empty] | 0 | 0
[27 empty] | 0 | 0
[27 empty] | 0 | 0
[27 empty] | 0 | 0
[27 empty] | 0 | 0
[27 empty] | 0 | 0
[27 empty] | 0 | 0
[27 empty] | 0 | 0
[27 empty] | 0 | 0
[27 empty] | 0 | 0
[27 empty] | 0 | 0
[27 empty] | 0 | 0
[27 empty] | 0 | 0
[27 empty] | 0 | 0
[27 empty] | 0 | 0
[27 empty] | 0 | 0
[27 empty] | 0 | 0
[27 empty] | 0 | 0
[27 empty] | 0 | 0
[27 empty] | 0 | 0
[27 empty] | 0 | 0
[27 empty] | 0 | 0
[27 empty] | 0 | 0
[27 empty] | 0 | 0
[27 empty] | 0 | 0
[27 empty] | 0 | 0
[27 empty] | 0 | 0
[27 empty] | 0 | 0
[27 empty] | 0 | 0
[27 empty] | 0 | 0
[27 empty] | 0 | 0
[27 empty] | 0 | 0
[27 empty] | 0 | 0
[27 empty] | 0 | 0
[27 empty] | 0 | 0
[27 empty] | 0 | 0
[27 empty] | 0 | 0
[27 empty] | 0 | 0
[27 empty] | 0 | 0
[27 empty] | 0 | 0
[27 empty] | 0 | 0
[27 empty] | 0 | 0
[27 empty] | 0 | 0
[27 empty] | 0 | 0
[27 empty] | 0 | 0
[27 empty] | 0 | 0
[27 empty] | 0 | 0
[27 empty] | 0 | 0
[27 empty] | 0 | 0
[27 empty] | 0 | 0
[27 empty] | 0 | 0
[27 empty] | 0 | 0
[27 empty] | 0 | 0
[27 empty] | 0 | 0
[27 empty] | 0 | 0
[27 empty] | 0 | 0
[27 empty] | 0 | 0
[27 empty] | 0 | 0
[27 empty] | 0 | 0
[27 empty] | 0 | 0
[27 empty] | 0 | 0
[27 empty] | 0 | 0
[27 empty] | 0 | 0
[27 empty] | 0 | 0
[27 empty] | 0 | 0
[27 empty] | 0 | 0
[27 empty] | 0 | 0
[27 empty] | 0 | 0
[27 empty] | 0 | 0
[27 empty] | 0 | 0
[27 empty] | 0 | 0
[27 empty] | 0 | 0
[27 empty] | 0 | 0
[27 empty] | 0 | 0
[27 empty] | 0 | 0
[27 empty] | 0 | 0
[27 empty] | 0 | 0
[27 empty] | 0 | 0
[27 empty] | 0 | 0
[27 empty] | 0 | 0
[27 empty] | 0 | 0
[27 empty] | 0 | 0
[27 empty] | 0 | 0
[27 empty] | 0 | 0
[27 empty] | 0 | 0
[27 empty] | 0 | 0
[27 empty] | 0 | 0
[27 empty] | 0 | 0
[27 empty] | 0 | 0
[27 empty] | 0 | 0
[27 empty] | 0 | 0
[27 empty] | 0 | 0
[27 empty] | 0 | 0
[27 empty] | 0 | 0
[27 empty] | 0 | 0
[27 empty] | 0 | 0
[27 empty] | 0 | 0
[27 empty] | 0 | 0
[27 empty] | 0 | 0
[27 empty] | 0 | 0
[27 empty] | 0 | 0
[27 empty] | 0 | 0
[27 empty] | 0 | 0
[27 empty] | 0 | 0
[27 empty] | 0 | 0
[27 empty] | 0 | 0
[27 empty] | 0 | 0
[27 empty] | 0 | 0
[27 empty] | 0 | 0
[27 empty] | 0 | 0
[27 empty] | 0 | 0
[27 empty] | 0 | 0
[27 empty] | 0 | 0
[27 empty] | 0 | 0
[27 empty] | 0 | 0
[27 empty] | 0 | 0
[27 empty] | 0 | 0
[27 empty] | 0 | 0
[27 empty] | 0 | 0
[27 empty] | 0 | 0
[27 empty] | 0 | 0
[27 empty] | 0 | 0
[27 empty] | 0 | 0
[27 empty] | 0 | 0
[27 empty] | 0 | 0
[27 empty] | 0 | 0
[27 empty] | 0 | 0
[27 empty] | 0 | 0
[27 empty] | 0 | 0
[27 empty] | 0 | 0
[27 empty] | 0 | 0
[27 empty] | 0 | 0
[27 empty] | 0 | 0
[27 empty] | 0 | 0
[27 empty] | 0 | 0
[27 empty] | 0 | 0
[27 empty] | 0 | 0
[27 empty] | 0 | 0
[27 empty] | 0 | 0
[27 empty] | 0 | 0

## Site 4 Calcs (hidden)
| JAN | FEB | MAR | APR | MAY | JUN | JUL | AUG | SEP | OCT | NOV | DEC | Gap | JAN | FEB | MAR | APR | MAY | JUN | JUL | AUG | SEP | OCT | NOV | DEC | Gap |  |  | Continuous Site Average | Continuous Site Data Capture
| 0 | 0 | 0 | 0 | 0 | 0 | 0 | 0 | 0 | 0 | 0 | 0 | 0 | 0 | 0 | 0 | 0 | 0 | 0 | 0 | 0 | 0 | 0 | 0 | 0 |  |  |  | #DIV/0! | 0%
[14 empty] | 0.084469 | 0.079019 | 0.073569 | 0.10082 | 0.076294 | 0.079019 | 0.073569 | 0.076294 | 0.098093 | 0.11989 | 0.06812 | 0.070845 | 0 | TRUE
| JAN | FEB | MAR | APR | MAY | JUN | JUL | AUG | SEP | OCT | NOV | DEC |  | JAN | FEB | MAR | APR | MAY | JUN | JUL | AUG | SEP | OCT | NOV | DEC |  | Normalisation Factor | Count | Continuous Site Average | Continuous Site Data Capture | Annualisation factor
A23 C01-2020 | [13 empty] | 0 | 0 | 0 | 0 | 0 | 0 | 0 | 0 | 0 | 0 | 0 | 0 |  | 0 | 1 |  | 0%
A23 C02-2022 | [13 empty] | 0 | 0 | 0 | 0 | 0 | 0 | 0 | 0 | 0 | 0 | 0 | 0 |  | 0 | 1 |  | 0%
B2066 C04-2010 | [13 empty] | 0 | 0 | 0 | 0 | 0 | 0 | 0 | 0 | 0 | 0 | 0 | 0 |  | 0 | 1 |  | 0%
C05-2012 | [13 empty] | 0 | 0 | 0 | 0 | 0 |  | 0 | 0 | 0 | 0 | 0 | 0 |  | 0 | 0.92098 |  | 0%
B2066 C10-2012 | [13 empty] | 0 | 0 | 0 | 0 | 0 | 0 | 0 | 0 | 0 | 0 | 0 | 0 |  | 0 | 1 |  | 0%
B2066 C11-2007 | [13 empty] | 0 |  | 0 | 0 | 0 | 0 | 0 | 0 |  | 0 | 0 | 0 |  | 0 | 0.82289 |  | 0%
B2066 C11-2012 | [13 empty] | 0 | 0 | 0 | 0 | 0 | 0 | 0 | 0 | 0 | 0 | 0 | 0 |  | 0 | 1 |  | 0%
A2010 C12-2010 | [13 empty] | 0 | 0 | 0 | 0 | 0 | 0 | [5 empty] | 0 |  | 0 | 0.56403 |  | 0%
A2010 W01-2005 | [13 empty] | 0 |  | 0 | 0 | 0 | 0 | 0 | 0 | 0 | 0 | 0 | 0 |  | 0 | 0.92098 |  | 0%
C-Link C13-2014 | [13 empty] | 0 | 0 | 0 | 0 | 0 | 0 | 0 | 0 | 0 | 0 | 0 | 0 |  | 0 | 1 |  | 0%
A23 C09-2005 | [13 empty] | 0 | 0 | 0 | 0 | 0 | 0 | 0 | 0 | 0 | 0 | 0 | 0 |  | 0 | 1 |  | 0%
A23 C16-2013 | [13 empty] | 0 | 0 | 0 | 0 | 0 | 0 | 0 |  | 0 |  | 0 | 0 |  | 0 | 0.80381 |  | 0%
A23 C17-2012 | [13 empty] | 0 | 0 | 0 | 0 | 0 | 0 | 0 | 0 | 0 | 0 | 0 | 0 |  | 0 | 1 |  | 0%
A23 C18-2019 | [13 empty] | 0 | 0 | 0 | 0 | 0 | 0 | 0 | 0 | 0 | 0 | 0 | 0 |  | 0 | 1 |  | 0%
A23 C18-2010 | [14 empty] | 0 |  | 0 | 0 | 0 | 0 | 0 |  |  | 0 | 0 |  | 0 | 0.62398 |  | 0%
A23 C19-2021 | [14 empty] | 0 | 0 | 0 |  | 0 | 0 | 0 | 0 | 0 | 0 | 0 |  | 0 | 0.83924 |  | 0%
A23 C20-2005 | [14 empty] | 0 | 0 | 0 | 0 | 0 | 0 | 0 | 0 | 0 | 0 | 0 |  | 0 | 0.91553 |  | 0%
A23 C21-2005 | [13 empty] | 0 | 0 | 0 | 0 | 0 | 0 | 0 | 0 | 0 | 0 | 0 | 0 |  | 0 | 1 |  | 0%
A23 C23-2005 | [13 empty] | 0 | 0 | 0 | 0 | 0 | 0 | 0 | 0 | 0 |  |  | 0 |  | 0 | 0.81199 |  | 0%
A270 C24-2015 | [13 empty] | 0 | 0 | 0 | 0 | 0 | 0 | 0 | 0 | 0 | 0 | 0 | 0 |  | 0 | 1 |  | 0%
A270 C25-2010 | [13 empty] | 0 |  | 0 | 0 |  | 0 | 0 | 0 | 0 | 0 | 0 | 0 |  | 0 | 0.84469 |  | 0%
A270 C26-2022 | [13 empty] | 0 | 0 | 0 | 0 | 0 | 0 | 0 | 0 | 0 | 0 | 0 | 0 |  | 0 | 1 |  | 0%
B2199 C28-2010 | [13 empty] | 0 | 0 | 0 | 0 | 0 | 0 |  | 0 | 0 | 0 | 0 | 0 |  | 0 | 0.92643 |  | 0%
A23 E01-2016 | [13 empty] | 0 | 0 | 0 |  | 0 | 0 | 0 | 0 | 0 | 0 | 0 | 0 |  | 0 | 0.89918 |  | 0%
A23 E02-2009 | [13 empty] | 0 | 0 | 0 | 0 | 0 | 0 | 0 | 0 | 0 | 0 | 0 | 0 |  | 0 | 1 |  | 0%
C-Link E02-2012 | [13 empty] | 0 | 0 | 0 | 0 | 0 | 0 | 0 | 0 | 0 | 0 | 0 | 0 |  | 0 | 1 |  | 0%
A23 E06-2020 | [13 empty] | 0 | 0 | 0 | 0 | 0 | 0 | 0 | 0 | 0 | 0 | 0 | 0 |  | 0 | 1 |  | 0%
A270 E07-2019 | [13 empty] | 0 | 0 | 0 | 0 | 0 | 0 | 0 | 0 | 0 | 0 | 0 | 0 |  | 0 | 1 |  | 0%
A270 E40-2022 | [13 empty] | 0 | 0 | 0 | 0 | 0 | 0 | 0 | 0 | 0 | 0 | 0 | 0 |  | 0 | 1 |  | 0%
A270 E08-1996 | [13 empty] | 0 | 0 | 0 | 0 | 0 | 0 | 0 | 0 | 0 | 0 | 0 | 0 |  | 0 | 1 |  | 0%
A270 E10-2015 | [13 empty] | 0 | 0 | 0 | 0 | 0 | 0 | 0 | 0 | 0 | 0 | 0 | 0 |  | 0 | 1 |  | 0%
C-Link E12-2022 | [13 empty] | 0 | 0 | 0 | 0 | 0 | 0 | 0 | 0 | 0 | 0 | 0 | 0 |  | 0 | 1 |  | 0%
A270 E14-2019 | [13 empty] | 0 | 0 | 0 | 0 | 0 | 0 | 0 | 0 | 0 | 0 | 0 | 0 |  | 0 | 1 |  | 0%
A270 E15-2012 | [13 empty] | 0 | 0 | 0 | 0 | 0 | 0 | 0 | 0 | 0 | 0 | 0 | 0 |  | 0 | 1 |  | 0%
A23 E16-1996 | [13 empty] | 0 | 0 | 0 | 0 | 0 | 0 | 0 | 0 | 0 | 0 | 0 | 0 |  | 0 | 1 |  | 0%
A23 E16-2015 | [13 empty] | 0 | 0 | 0 | 0 | 0 | 0 | 0 | 0 | 0 |  |  | 0 |  | 0 | 0.81199 |  | 0%
A23 E17-2003 | [14 empty] | 0 |  |  |  | 0 | 0 | 0 | 0 | 0 | 0 | 0 |  | 0 | 0.66485 |  | 0%
C-Link E17-2018 | [13 empty] | 0 | 0 | 0 | 0 | 0 | 0 | 0 | 0 | 0 | 0 | 0 | 0 |  | 0 | 1 |  | 0%
C-Link E17-2022 | [13 empty] | 0 | 0 | 0 | 0 | 0 | 0 | 0 | 0 | 0 | 0 | 0 | 0 |  | 0 | 1 |  | 0%
C-Link E18-2021 | [13 empty] | 0 | 0 | 0 | 0 | 0 | 0 | 0 | 0 | 0 | 0 | 0 | 0 |  | 0 | 1 |  | 0%
B2123 E22-2009 | [13 empty] | 0 | 0 | 0 | 0 | 0 | 0 | 0 | 0 | 0 | 0 | 0 | 0 |  | 0 | 1 |  | 0%
B2123 E23-2010 | [14 empty] | 0 | 0 | 0 | 0 | 0 | 0 | 0 | 0 | 0 | 0 | 0 |  | 0 | 0.91553 |  | 0%
A259 E25-2018 | [13 empty] | 0 | 0 | 0 | 0 | 0 | 0 | 0 | 0 | 0 | 0 | 0 | 0 |  | 0 | 1 |  | 0%
B2123 E30-2020 | [13 empty] | 0 | 0 | 0 | 0 | 0 | 0 | 0 | 0 | 0 | 0 | 0 |  |  | 0 | 0.92916 |  | 0%
E32-2020 | [13 empty] | 0 | 0 | 0 | 0 | 0 | 0 | 0 | 0 | 0 | 0 | 0 | 0 |  | 0 | 1 |  | 0%
A2010 W03-2006 | [13 empty] | 0 | 0 | 0 | 0 | 0 | 0 | 0 | 0 | 0 | 0 | 0 | 0 |  | 0 | 1 |  | 0%
A2010 W04-2006 | [13 empty] | 0 | 0 | 0 | 0 | 0 | 0 | 0 | 0 | 0 | 0 | 0 | 0 |  | 0 | 1 |  | 0%
A270 W05-2006 | [13 empty] | 0 | 0 | 0 | 0 | 0 | 0 | 0 | 0 | 0 | 0 | 0 | 0 |  | 0 | 1 |  | 0%
B2066 W10-2006 | [13 empty] | 0 | 0 | 0 | 0 | 0 | [6 empty] | 0 |  | 0 | 0.48501 |  | 0%
B2066 W11-2020 | [13 empty] | 0 | 0 | 0 | 0 | 0 | 0 | 0 | 0 | 0 | 0 | 0 |  |  | 0 | 0.92916 |  | 0%
A259 W16-2020 | [13 empty] | 0 | 0 | 0 | 0 | 0 | 0 | 0 | 0 | 0 |  |  |  |  | 0 | 0.74114 |  | 0%
A259 W17-2009 | [13 empty] | 0 | 0 |  |  | 0 |  | 0 | 0 | 0 |  |  | 0 |  | 0 | 0.55858 |  | 0%
A259 W18-2010 | [13 empty] | 0 | 0 | 0 | 0 | 0 | 0 | 0 | 0 | 0 | 0 | 0 | 0 |  | 0 | 1 |  | 0%
A259 W19-2009 | [13 empty] | 0 | 0 | 0 | 0 | 0 | 0 | 0 | 0 | 0 | 0 | 0 | 0 |  | 0 | 1 |  | 0%
A270 OSR13 W20-2021 | [13 empty] | 0 | 0 | 0 | 0 | 0 | 0 | 0 | 0 | 0 | 0 | 0 | 0 |  | 0 | 1 |  | 0%
A2023 W21-2010 | [13 empty] | 0 | 0 | 0 | 0 | 0 | 0 | 0 | 0 | 0 | 0 | 0 | 0 |  | 0 | 1 |  | 0%
LN1-2022 | [13 empty] | 0 | 0 | 0 | 0 | 0 | 0 | 0 | 0 | 0 | 0 | 0 | 0 |  | 0 | 1 |  | 0%
LN2-2022 | [13 empty] | 0 | 0 | 0 |  |  | 0 | 0 | 0 | 0 | 0 | 0 | 0 |  | 0 | 0.82289 |  | 0%
LN4-2022 | [13 empty] | 0 | 0 | 0 | 0 | 0 | 0 | 0 | 0 | 0 | 0 | 0 | 0 |  | 0 | 1 |  | 0%
LN5-2022 | [13 empty] | 0 | 0 | 0 | 0 | 0 | 0 | 0 | 0 | 0 | 0 | 0 | 0 |  | 0 | 1 |  | 0%
LN7-2022 | [13 empty] | 0 | 0 | 0 | 0 | 0 | 0 | 0 | 0 | 0 | 0 | 0 | 0 |  | 0 | 1 |  | 0%
LN8-2022 | [13 empty] | 0 | 0 | 0 | 0 | 0 | 0 | 0 | 0 | 0 | 0 | 0 | 0 |  | 0 | 1 |  | 0%
LN9-2022 | [13 empty] | 0 | 0 | 0 | 0 | 0 | 0 | 0 | 0 | 0 | 0 | 0 | 0 |  | 0 | 1 |  | 0%
LN10-2022 | [13 empty] | 0 | 0 | 0 | 0 | 0 | 0 | 0 | 0 | 0 | 0 | 0 | 0 |  | 0 | 1 |  | 0%
LN11-2022 | [13 empty] | 0 | 0 | 0 | 0 | 0 | 0 | 0 | 0 | 0 | 0 | 0 | 0 |  | 0 | 1 |  | 0%
LN12-2022 | [13 empty] | 0 | 0 | 0 | 0 | 0 | 0 | 0 | 0 | 0 | 0 | 0 | 0 |  | 0 | 1 |  | 0%
LN13-2022 | [13 empty] | 0 | 0 | 0 | 0 | 0 | 0 | 0 | 0 | 0 | 0 | 0 | 0 |  | 0 | 1 |  | 0%
LN14-2022 | [13 empty] | 0 | 0 | 0 | 0 | 0 | 0 | 0 | 0 | 0 | 0 | 0 | 0 |  | 0 | 1 |  | 0%
A259 Kingsway2 | [13 empty] | 0 | 0 | 0 | 0 | 0 | 0 | 0 | 0 | 0 | 0 | 0 | 0 |  | 0 | 1 |  | 0%
A259 Kingsway4 | [13 empty] | 0 | 0 | 0 | 0 |  | 0 | 0 | 0 | 0 | 0 | 0 | 0 |  | 0 | 0.92371 |  | 0%
WRP1 | [13 empty] | 0 | 0 | 0 | 0 | 0 | 0 | 0 | 0 | 0 | 0 | 0 | 0 |  | 0 | 1 |  | 0%
WRP2 | [13 empty] | 0 | 0 | 0 | 0 | 0 | 0 | 0 | 0 | 0 | 0 | 0 | 0 |  | 0 | 1 |  | 0%
WRP3 | [13 empty] | 0 | 0 | 0 | 0 | 0 | 0 | 0 | 0 | 0 | 0 | 0 | 0 |  | 0 | 1 |  | 0%
[27 empty] | 0 | 0
[27 empty] | 0 | 0
[27 empty] | 0 | 0
[27 empty] | 0 | 0
[27 empty] | 0 | 0
[27 empty] | 0 | 0
[27 empty] | 0 | 0
[27 empty] | 0 | 0
[27 empty] | 0 | 0
[27 empty] | 0 | 0
[27 empty] | 0 | 0
[27 empty] | 0 | 0
[27 empty] | 0 | 0
[27 empty] | 0 | 0
[27 empty] | 0 | 0
[27 empty] | 0 | 0
[27 empty] | 0 | 0
[27 empty] | 0 | 0
[27 empty] | 0 | 0
[27 empty] | 0 | 0
[27 empty] | 0 | 0
[27 empty] | 0 | 0
[27 empty] | 0 | 0
[27 empty] | 0 | 0
[27 empty] | 0 | 0
[27 empty] | 0 | 0
[27 empty] | 0 | 0
[27 empty] | 0 | 0
[27 empty] | 0 | 0
[27 empty] | 0 | 0
[27 empty] | 0 | 0
[27 empty] | 0 | 0
[27 empty] | 0 | 0
[27 empty] | 0 | 0
[27 empty] | 0 | 0
[27 empty] | 0 | 0
[27 empty] | 0 | 0
[27 empty] | 0 | 0
[27 empty] | 0 | 0
[27 empty] | 0 | 0
[27 empty] | 0 | 0
[27 empty] | 0 | 0
[27 empty] | 0 | 0
[27 empty] | 0 | 0
[27 empty] | 0 | 0
[27 empty] | 0 | 0
[27 empty] | 0 | 0
[27 empty] | 0 | 0
[27 empty] | 0 | 0
[27 empty] | 0 | 0
[27 empty] | 0 | 0
[27 empty] | 0 | 0
[27 empty] | 0 | 0
[27 empty] | 0 | 0
[27 empty] | 0 | 0
[27 empty] | 0 | 0
[27 empty] | 0 | 0
[27 empty] | 0 | 0
[27 empty] | 0 | 0
[27 empty] | 0 | 0
[27 empty] | 0 | 0
[27 empty] | 0 | 0
[27 empty] | 0 | 0
[27 empty] | 0 | 0
[27 empty] | 0 | 0
[27 empty] | 0 | 0
[27 empty] | 0 | 0
[27 empty] | 0 | 0
[27 empty] | 0 | 0
[27 empty] | 0 | 0
[27 empty] | 0 | 0
[27 empty] | 0 | 0
[27 empty] | 0 | 0
[27 empty] | 0 | 0
[27 empty] | 0 | 0
[27 empty] | 0 | 0
[27 empty] | 0 | 0
[27 empty] | 0 | 0
[27 empty] | 0 | 0
[27 empty] | 0 | 0
[27 empty] | 0 | 0
[27 empty] | 0 | 0
[27 empty] | 0 | 0
[27 empty] | 0 | 0
[27 empty] | 0 | 0
[27 empty] | 0 | 0
[27 empty] | 0 | 0
[27 empty] | 0 | 0
[27 empty] | 0 | 0
[27 empty] | 0 | 0
[27 empty] | 0 | 0
[27 empty] | 0 | 0
[27 empty] | 0 | 0
[27 empty] | 0 | 0
[27 empty] | 0 | 0
[27 empty] | 0 | 0
[27 empty] | 0 | 0
[27 empty] | 0 | 0
[27 empty] | 0 | 0
[27 empty] | 0 | 0
[27 empty] | 0 | 0
[27 empty] | 0 | 0
[27 empty] | 0 | 0
[27 empty] | 0 | 0
[27 empty] | 0 | 0
[27 empty] | 0 | 0
[27 empty] | 0 | 0
[27 empty] | 0 | 0
[27 empty] | 0 | 0
[27 empty] | 0 | 0
[27 empty] | 0 | 0
[27 empty] | 0 | 0
[27 empty] | 0 | 0
[27 empty] | 0 | 0
[27 empty] | 0 | 0
[27 empty] | 0 | 0
[27 empty] | 0 | 0
[27 empty] | 0 | 0
[27 empty] | 0 | 0
[27 empty] | 0 | 0
[27 empty] | 0 | 0
[27 empty] | 0 | 0
[27 empty] | 0 | 0
[27 empty] | 0 | 0
[27 empty] | 0 | 0
[27 empty] | 0 | 0
[27 empty] | 0 | 0
[27 empty] | 0 | 0
[27 empty] | 0 | 0
[27 empty] | 0 | 0
[27 empty] | 0 | 0
[27 empty] | 0 | 0
[27 empty] | 0 | 0
[27 empty] | 0 | 0
[27 empty] | 0 | 0
[27 empty] | 0 | 0
[27 empty] | 0 | 0
[27 empty] | 0 | 0
[27 empty] | 0 | 0
[27 empty] | 0 | 0
[27 empty] | 0 | 0
[27 empty] | 0 | 0
[27 empty] | 0 | 0
[27 empty] | 0 | 0
[27 empty] | 0 | 0
[27 empty] | 0 | 0
[27 empty] | 0 | 0
[27 empty] | 0 | 0
[27 empty] | 0 | 0
[27 empty] | 0 | 0
[27 empty] | 0 | 0
[27 empty] | 0 | 0
[27 empty] | 0 | 0
[27 empty] | 0 | 0
[27 empty] | 0 | 0
[27 empty] | 0 | 0
[27 empty] | 0 | 0
[27 empty] | 0 | 0
[27 empty] | 0 | 0
[27 empty] | 0 | 0
[27 empty] | 0 | 0
[27 empty] | 0 | 0
[27 empty] | 0 | 0
[27 empty] | 0 | 0
[27 empty] | 0 | 0
[27 empty] | 0 | 0
[27 empty] | 0 | 0
[27 empty] | 0 | 0
[27 empty] | 0 | 0
[27 empty] | 0 | 0
[27 empty] | 0 | 0
[27 empty] | 0 | 0
[27 empty] | 0 | 0
[27 empty] | 0 | 0
[27 empty] | 0 | 0
[27 empty] | 0 | 0
[27 empty] | 0 | 0
[27 empty] | 0 | 0
[27 empty] | 0 | 0
[27 empty] | 0 | 0
[27 empty] | 0 | 0
[27 empty] | 0 | 0
[27 empty] | 0 | 0
[27 empty] | 0 | 0
[27 empty] | 0 | 0
[27 empty] | 0 | 0
[27 empty] | 0 | 0
[27 empty] | 0 | 0
[27 empty] | 0 | 0
[27 empty] | 0 | 0
[27 empty] | 0 | 0
[27 empty] | 0 | 0
[27 empty] | 0 | 0
[27 empty] | 0 | 0
[27 empty] | 0 | 0
[27 empty] | 0 | 0
[27 empty] | 0 | 0
[27 empty] | 0 | 0
[27 empty] | 0 | 0
[27 empty] | 0 | 0
[27 empty] | 0 | 0
[27 empty] | 0 | 0
[27 empty] | 0 | 0
[27 empty] | 0 | 0
[27 empty] | 0 | 0
[27 empty] | 0 | 0
[27 empty] | 0 | 0
[27 empty] | 0 | 0
[27 empty] | 0 | 0
[27 empty] | 0 | 0
[27 empty] | 0 | 0
[27 empty] | 0 | 0
[27 empty] | 0 | 0
[27 empty] | 0 | 0
[27 empty] | 0 | 0
[27 empty] | 0 | 0
[27 empty] | 0 | 0
[27 empty] | 0 | 0
[27 empty] | 0 | 0
[27 empty] | 0 | 0
[27 empty] | 0 | 0
[27 empty] | 0 | 0
[27 empty] | 0 | 0
[27 empty] | 0 | 0
[27 empty] | 0 | 0
[27 empty] | 0 | 0
[27 empty] | 0 | 0
[27 empty] | 0 | 0
[27 empty] | 0 | 0
[27 empty] | 0 | 0
[27 empty] | 0 | 0
[27 empty] | 0 | 0
[27 empty] | 0 | 0
[27 empty] | 0 | 0
[27 empty] | 0 | 0
[27 empty] | 0 | 0
[27 empty] | 0 | 0
[27 empty] | 0 | 0
[27 empty] | 0 | 0
[27 empty] | 0 | 0
[27 empty] | 0 | 0
[27 empty] | 0 | 0
[27 empty] | 0 | 0
[27 empty] | 0 | 0
[27 empty] | 0 | 0
[27 empty] | 0 | 0
[27 empty] | 0 | 0
[27 empty] | 0 | 0
[27 empty] | 0 | 0
[27 empty] | 0 | 0
[27 empty] | 0 | 0
[27 empty] | 0 | 0
[27 empty] | 0 | 0
[27 empty] | 0 | 0
[27 empty] | 0 | 0
[27 empty] | 0 | 0
[27 empty] | 0 | 0
[27 empty] | 0 | 0
[27 empty] | 0 | 0
[27 empty] | 0 | 0
[27 empty] | 0 | 0
[27 empty] | 0 | 0
[27 empty] | 0 | 0
[27 empty] | 0 | 0
[27 empty] | 0 | 0
[27 empty] | 0 | 0
[27 empty] | 0 | 0
[27 empty] | 0 | 0
[27 empty] | 0 | 0
[27 empty] | 0 | 0
[27 empty] | 0 | 0
[27 empty] | 0 | 0
[27 empty] | 0 | 0
[27 empty] | 0 | 0
[27 empty] | 0 | 0
[27 empty] | 0 | 0
[27 empty] | 0 | 0
[27 empty] | 0 | 0
[27 empty] | 0 | 0
[27 empty] | 0 | 0
[27 empty] | 0 | 0
[27 empty] | 0 | 0
[27 empty] | 0 | 0
[27 empty] | 0 | 0
[27 empty] | 0 | 0
[27 empty] | 0 | 0
[27 empty] | 0 | 0
[27 empty] | 0 | 0
[27 empty] | 0 | 0
[27 empty] | 0 | 0
[27 empty] | 0 | 0
[27 empty] | 0 | 0
[27 empty] | 0 | 0
[27 empty] | 0 | 0
[27 empty] | 0 | 0
[27 empty] | 0 | 0
[27 empty] | 0 | 0
[27 empty] | 0 | 0
[27 empty] | 0 | 0
[27 empty] | 0 | 0
[27 empty] | 0 | 0
[27 empty] | 0 | 0
[27 empty] | 0 | 0
[27 empty] | 0 | 0
[27 empty] | 0 | 0
[27 empty] | 0 | 0
[27 empty] | 0 | 0
[27 empty] | 0 | 0
[27 empty] | 0 | 0
[27 empty] | 0 | 0
[27 empty] | 0 | 0
[27 empty] | 0 | 0
[27 empty] | 0 | 0
[27 empty] | 0 | 0
[27 empty] | 0 | 0
[27 empty] | 0 | 0
[27 empty] | 0 | 0
[27 empty] | 0 | 0
[27 empty] | 0 | 0
[27 empty] | 0 | 0
[27 empty] | 0 | 0
[27 empty] | 0 | 0
[27 empty] | 0 | 0
[27 empty] | 0 | 0
[27 empty] | 0 | 0
[27 empty] | 0 | 0
[27 empty] | 0 | 0
[27 empty] | 0 | 0
[27 empty] | 0 | 0
[27 empty] | 0 | 0
[27 empty] | 0 | 0
[27 empty] | 0 | 0
[27 empty] | 0 | 0
[27 empty] | 0 | 0
[27 empty] | 0 | 0
[27 empty] | 0 | 0
[27 empty] | 0 | 0
[27 empty] | 0 | 0
[27 empty] | 0 | 0
[27 empty] | 0 | 0
[27 empty] | 0 | 0
[27 empty] | 0 | 0
[27 empty] | 0 | 0
[27 empty] | 0 | 0
[27 empty] | 0 | 0
[27 empty] | 0 | 0
[27 empty] | 0 | 0
[27 empty] | 0 | 0
[27 empty] | 0 | 0
[27 empty] | 0 | 0
[27 empty] | 0 | 0
[27 empty] | 0 | 0
[27 empty] | 0 | 0
[27 empty] | 0 | 0
[27 empty] | 0 | 0
[27 empty] | 0 | 0
[27 empty] | 0 | 0
[27 empty] | 0 | 0
[27 empty] | 0 | 0
[27 empty] | 0 | 0
[27 empty] | 0 | 0
[27 empty] | 0 | 0
[27 empty] | 0 | 0
[27 empty] | 0 | 0
[27 empty] | 0 | 0
[27 empty] | 0 | 0
[27 empty] | 0 | 0
[27 empty] | 0 | 0
[27 empty] | 0 | 0
[27 empty] | 0 | 0
[27 empty] | 0 | 0
[27 empty] | 0 | 0
[27 empty] | 0 | 0
[27 empty] | 0 | 0
[27 empty] | 0 | 0
[27 empty] | 0 | 0
[27 empty] | 0 | 0
[27 empty] | 0 | 0
[27 empty] | 0 | 0
[27 empty] | 0 | 0
[27 empty] | 0 | 0
[27 empty] | 0 | 0
[27 empty] | 0 | 0
[27 empty] | 0 | 0
[27 empty] | 0 | 0
[27 empty] | 0 | 0
[27 empty] | 0 | 0
[27 empty] | 0 | 0
[27 empty] | 0 | 0
[27 empty] | 0 | 0
[27 empty] | 0 | 0
[27 empty] | 0 | 0
[27 empty] | 0 | 0
[27 empty] | 0 | 0
[27 empty] | 0 | 0
[27 empty] | 0 | 0
[27 empty] | 0 | 0
[27 empty] | 0 | 0
[27 empty] | 0 | 0
[27 empty] | 0 | 0
[27 empty] | 0 | 0
[27 empty] | 0 | 0
[27 empty] | 0 | 0
[27 empty] | 0 | 0
[27 empty] | 0 | 0
[27 empty] | 0 | 0
[27 empty] | 0 | 0
[27 empty] | 0 | 0
[27 empty] | 0 | 0
[27 empty] | 0 | 0
[27 empty] | 0 | 0
[27 empty] | 0 | 0
[27 empty] | 0 | 0
[27 empty] | 0 | 0
[27 empty] | 0 | 0
[27 empty] | 0 | 0
[27 empty] | 0 | 0
[27 empty] | 0 | 0
[27 empty] | 0 | 0
[27 empty] | 0 | 0
[27 empty] | 0 | 0
[27 empty] | 0 | 0
[27 empty] | 0 | 0
[27 empty] | 0 | 0
[27 empty] | 0 | 0
[27 empty] | 0 | 0
[27 empty] | 0 | 0

## Results Calcs (hidden)
| Site ID | Duplicate/Triplicate | Raw Data Simple Annual Mean (µg/m3) | Raw Data Time Weighted Annual Mean (µg/m3) | Months | Annualisation required? | Annualisation Factor Site 1 | Annualisation Factor Site 2 | Annualisation Factor Site 3 | Annualisation Factor Site 4 | Average Annualisation Factor | Annualised Data Simple Annual Mean (µg/m3) | Bias Adjusted Finalised Simple Annual Mean / µg m-3 | Annualised Data Time Weighted Annual Mean (µg/m3) | Bias Adjusted Finalised Time Weighted Annual Mean / µg m-3 |  |  | Bias Adjusted Finalised Simple Annual Mean / µg m-3 (National) | Bias Adjusted Finalised Time Weighted Annual Mean / µg m-3 (National) | Bias Adjusted Finalised Simple Annual Mean / µg m-3 (Local) | Bias Adjusted Finalised Time Weighted Annual Mean / µg m-3 (Local)
| A23 C01-2020 |  | 27.325 | 27.3022 | 12 | No | [5 empty] | - | 22.1333 | - | 22.1148 |  |  | 22.1333 | 22.1148 | 19.4007 | 19.3845
| A23 C02-2022 |  | 29.9167 | 29.8619 | 12 | No | [5 empty] | - | 24.2325 | - | 24.1881 |  |  | 24.2325 | 24.1881 | 21.2408 | 21.2019
| B2066 C04-2010 |  | 34.9833 | 34.9537 | 12 | No | [5 empty] | - | 28.3365 | - | 28.3125 |  |  | 28.3365 | 28.3125 | 24.8382 | 24.8171
| C05-2012 |  | 18.0273 | 17.9388 | 11 | No | [5 empty] | - | 14.6021 | - | 14.5304 |  |  | 14.6021 | 14.5304 | 12.7994 | 12.7365
Duplicate | B2066 C10-2012 | Duplicate | 35.4583 | 35.4204 | 12 | No | [5 empty] | - | 28.7213 | - | 28.6906 |  |  | 28.7213 | 28.6906 | 25.1754 | 25.1485
| B2066 C11-2007 |  | 42.96 | 42.9619 | 10 | No | [5 empty] | - | 34.7976 | - | 34.7992 |  |  | 34.7976 | 34.7992 | 30.5016 | 30.503
| B2066 C11-2012 |  | 51.6333 | 51.4597 | 12 | No | [5 empty] | - | 41.823 | - | 41.6823 |  |  | 41.823 | 41.6823 | 36.6597 | 36.5364
| A2010 C12-2010 |  | 36.2714 | 36.6348 | 7 | Yes | 0.951 | 0.89022 |  |  | 0.92061 | 33.3918 | 27.0474 | 33.7263 | 27.3183 | 1 | A2010 C12-2010 | 27.0474 | 27.3183 | 23.7082 | 23.9457
| A2010 W01-2005 |  | 29.2182 | 29.2287 | 11 | No | [5 empty] | - | 23.6667 | - | 23.6752 |  |  | 23.6667 | 23.6752 | 20.7449 | 20.7524
| C-Link C13-2014 |  | 34.3417 | 34.2259 | 12 | No | [5 empty] | - | 27.8168 | - | 27.723 |  |  | 27.8168 | 27.723 | 24.3826 | 24.3004
| A23 C09-2005 |  | 31.375 | 31.4008 | 12 | No | [5 empty] | - | 25.4138 | - | 25.4347 |  |  | 25.4138 | 25.4347 | 22.2763 | 22.2946
| A23 C16-2013 |  | 34.29 | 34.3051 | 10 | No | [5 empty] | - | 27.7749 | - | 27.7871 |  |  | 27.7749 | 27.7871 | 24.3459 | 24.3566
| A23 C17-2012 |  | 41.525 | 41.4463 | 12 | No | [5 empty] | - | 33.6352 | - | 33.5715 |  |  | 33.6352 | 33.5715 | 29.4827 | 29.4269
| A23 C18-2019 |  | 44.625 | 44.6496 | 12 | No | [5 empty] | - | 36.1463 | - | 36.1662 |  |  | 36.1463 | 36.1662 | 31.6837 | 31.7012
| A23 C18-2010 |  | 42.2875 | 42.4664 | 8 | Yes | 1.0322 | 1.0069 |  |  | 1.0195 | 43.1135 | 34.922 | 43.2959 | 35.0697 | 2 | A23 C18-2010 | 34.922 | 35.0697 | 30.6106 | 30.7401
| A23 C19-2021 |  | 31.57 | 31.2175 | 10 | No | [5 empty] | - | 25.5717 | - | 25.2862 |  |  | 25.5717 | 25.2862 | 22.4147 | 22.1644
| A23 C20-2005 |  | 30.6545 | 30.6634 | 11 | No | [5 empty] | - | 24.8302 | - | 24.8373 |  |  | 24.8302 | 24.8373 | 21.7647 | 21.771
| A23 C21-2005 |  | 38.5667 | 38.3302 | 12 | No | [5 empty] | - | 31.239 | - | 31.0475 |  |  | 31.239 | 31.0475 | 27.3823 | 27.2145
| A23 C23-2005 |  | 30.19 | 30.2594 | 10 | No | [5 empty] | - | 24.4539 | - | 24.5101 |  |  | 24.4539 | 24.5101 | 21.4349 | 21.4842
| A270 C24-2015 |  | 41.25 | 41.2621 | 12 | No | [5 empty] | - | 33.4125 | - | 33.4223 |  |  | 33.4125 | 33.4223 | 29.2875 | 29.2961
| A270 C25-2010 |  | 41.58 | 41.7094 | 10 | No | [5 empty] | - | 33.6798 | - | 33.7846 |  |  | 33.6798 | 33.7846 | 29.5218 | 29.6136
| A270 C26-2022 |  | 52.8583 | 53.1114 | 12 | No | [5 empty] | - | 42.8152 | - | 43.0203 |  |  | 42.8152 | 43.0203 | 37.5294 | 37.7091
| B2199 C28-2010 |  | 32.3273 | 32.3747 | 11 | No | [5 empty] | - | 26.1851 | - | 26.2235 |  |  | 26.1851 | 26.2235 | 22.9524 | 22.986
| A23 E01-2016 |  | 30.1818 | 30.1433 | 11 | No | [5 empty] | - | 24.4473 | - | 24.4161 |  |  | 24.4473 | 24.4161 | 21.4291 | 21.4018
| A23 E02-2009 |  | 32.1583 | 32.1616 | 12 | No | [5 empty] | - | 26.0483 | - | 26.0509 |  |  | 26.0483 | 26.0509 | 22.8324 | 22.8347
| C-Link E02-2012 |  | 35.0083 | 35.0357 | 12 | No | [5 empty] | - | 28.3568 | - | 28.3789 |  |  | 28.3568 | 28.3789 | 24.8559 | 24.8753
| A23 E06-2020 |  | 31.5667 | 31.5698 | 12 | No | [5 empty] | - | 25.569 | - | 25.5715 |  |  | 25.569 | 25.5715 | 22.4123 | 22.4145
| A270 E07-2019 |  | 47.5833 | 47.3213 | 12 | No | [5 empty] | - | 38.5425 | - | 38.3302 |  |  | 38.5425 | 38.3302 | 33.7842 | 33.5981
| A270 E40-2022 |  | 30.0583 | 29.9779 | 12 | No | [5 empty] | - | 24.3473 | - | 24.2821 |  |  | 24.3473 | 24.2821 | 21.3414 | 21.2843
| A270 E08-1996 |  | 44.6833 | 44.6324 | 12 | No | [5 empty] | - | 36.1935 | - | 36.1523 |  |  | 36.1935 | 36.1523 | 31.7252 | 31.689
| A270 E10-2015 |  | 34.4917 | 34.4943 | 12 | No | [5 empty] | - | 27.9382 | - | 27.9404 |  |  | 27.9382 | 27.9404 | 24.4891 | 24.4909
| C-Link E12-2022 |  | 39.4 | 39.5916 | 12 | No | [5 empty] | - | 31.914 | - | 32.0692 |  |  | 31.914 | 32.0692 | 27.974 | 28.11
| A270 E14-2019 |  | 34.2 | 34.3128 | 12 | No | [5 empty] | - | 27.702 | - | 27.7934 |  |  | 27.702 | 27.7934 | 24.282 | 24.3621
| A270 E15-2012 |  | 34.45 | 34.5967 | 12 | No | [5 empty] | - | 27.9045 | - | 28.0234 |  |  | 27.9045 | 28.0234 | 24.4595 | 24.5637
| A23 E16-1996 |  | 36.625 | 36.7733 | 12 | No | [5 empty] | - | 29.6663 | - | 29.7864 |  |  | 29.6663 | 29.7864 | 26.0038 | 26.109
| A23 E16-2015 |  | 39.98 | 40.2735 | 10 | No | [5 empty] | - | 32.3838 | - | 32.6215 |  |  | 32.3838 | 32.6215 | 28.3858 | 28.5942
| A23 E17-2003 |  | 35.7625 | 35.7865 | 8 | Yes | 1.0236 | 1.0749 |  |  | 1.0493 | 37.5241 | 30.3945 | 37.5492 | 30.4149 | 3 | A23 E17-2003 | 30.3945 | 30.4149 | 26.6421 | 26.66
| C-Link E17-2018 |  | 38.8417 | 38.8283 | 12 | No | [5 empty] | - | 31.4618 | - | 31.451 |  |  | 31.4618 | 31.451 | 27.5776 | 27.5681
| C-Link E17-2022 |  | 30.1417 | 30.0436 | 12 | No | [5 empty] | - | 24.4148 | - | 24.3353 |  |  | 24.4148 | 24.3353 | 21.4006 | 21.331
| C-Link E18-2021 |  | 23.85 | 23.6643 | 12 | No | [5 empty] | - | 19.3185 | - | 19.1681 |  |  | 19.3185 | 19.1681 | 16.9335 | 16.8017
| B2123 E22-2009 |  | 29.475 | 29.5057 | 12 | No | [5 empty] | - | 23.8747 | - | 23.8996 |  |  | 23.8747 | 23.8996 | 20.9272 | 20.9491
| B2123 E23-2010 |  | 29.1273 | 29.0866 | 11 | No | [5 empty] | - | 23.5931 | - | 23.5602 |  |  | 23.5931 | 23.5602 | 20.6804 | 20.6515
| A259 E25-2018 |  | 30.4083 | 30.4703 | 12 | No | [5 empty] | - | 24.6307 | - | 24.6809 |  |  | 24.6307 | 24.6809 | 21.5899 | 21.6339
| B2123 E30-2020 |  | 28.6636 | 28.4592 | 11 | No | [5 empty] | - | 23.2175 | - | 23.052 |  |  | 23.2175 | 23.052 | 20.3512 | 20.2061
| E32-2020 |  | 14.3667 | 14.2834 | 12 | No | [5 empty] | - | 11.637 | - | 11.5695 |  |  | 11.637 | 11.5695 | 10.2003 | 10.1412
| A2010 W03-2006 |  | 33.75 | 33.7403 | 12 | No | [5 empty] | - | 27.3375 | - | 27.3297 |  |  | 27.3375 | 27.3297 | 23.9625 | 23.9556
| A2010 W04-2006 |  | 35.3417 | 35.4286 | 12 | No | [5 empty] | - | 28.6267 | - | 28.6972 |  |  | 28.6267 | 28.6972 | 25.0926 | 25.1543
| A270 W05-2006 |  | 38.125 | 38.218 | 12 | No | [5 empty] | - | 30.8812 | - | 30.9566 |  |  | 30.8812 | 30.9566 | 27.0687 | 27.1348
| B2066 W10-2006 |  | 26.7167 | 26.5955 | 6 | Yes | 0.91485 | 0.87323 |  |  | 0.89404 | 23.8857 | 19.3474 | 23.7774 | 19.2597 | 4 | B2066 W10-2006 | 19.3474 | 19.2597 | 16.9589 | 16.8819
| B2066 W11-2020 |  | 30.1 | 30.0982 | 11 | No | [5 empty] | - | 24.381 | - | 24.3796 |  |  | 24.381 | 24.3796 | 21.371 | 21.3698
| A259 W16-2020 |  | 34 | 34.2118 | 9 | Yes | 0.99347 | 0.94133 |  |  | 0.9674 | - | 27.54 | - | 27.7115 | 5 | A259 W16-2020 | 27.54 | 27.7115 | 24.14 | 24.2904
| A259 W17-2009 |  | 38.9571 | 39.2766 | 7 | Yes | 1.0007 | 1.0158 |  |  | 1.0082 | 39.2779 | 31.8151 | 39.6 | 32.076 | 6 | A259 W17-2009 | 31.8151 | 32.076 | 27.8873 | 28.116
| A259 W18-2010 |  | 15.4833 | 15.1354 | 12 | No | [5 empty] | - | 12.5415 | - | 12.2597 |  |  | 12.5415 | 12.2597 | 10.9932 | 10.7461
| A259 W19-2009 |  | 32.45 | 32.4193 | 12 | No | [5 empty] | - | 26.2845 | - | 26.2597 |  |  | 26.2845 | 26.2597 | 23.0395 | 23.0177
| A270 OSR13 W20-2021 |  | 34.2333 | 34.3768 | 12 | No | [5 empty] | - | 27.729 | - | 27.8452 |  |  | 27.729 | 27.8452 | 24.3057 | 24.4076
| A2023 W21-2010 |  | 31.1083 | 31.0229 | 12 | No | [5 empty] | - | 25.1977 | - | 25.1285 |  |  | 25.1977 | 25.1285 | 22.0869 | 22.0263
| LN1-2022 |  | 25.1 | 24.9823 | 12 | No | [5 empty] | - | 20.331 | - | 20.2357 |  |  | 20.331 | 20.2357 | 17.821 | 17.7374
| LN2-2022 |  | 34.09 | 33.9848 | 10 | No | [5 empty] | - | 27.6129 | - | 27.5277 |  |  | 27.6129 | 27.5277 | 24.2039 | 24.1292
| LN4-2022 |  | 23.975 | 23.894 | 12 | No | [5 empty] | - | 19.4197 | - | 19.3541 |  |  | 19.4197 | 19.3541 | 17.0222 | 16.9647
| LN5-2022 |  | 18.325 | 18.2954 | 12 | No | [5 empty] | - | 14.8433 | - | 14.8192 |  |  | 14.8433 | 14.8192 | 13.0107 | 12.9897
| LN7-2022 |  | 18.4 | 18.3392 | 12 | No | [5 empty] | - | 14.904 | - | 14.8548 |  |  | 14.904 | 14.8548 | 13.064 | 13.0209
| LN8-2022 |  | 24.75 | 24.6899 | 12 | No | [5 empty] | - | 20.0475 | - | 19.9988 |  |  | 20.0475 | 19.9988 | 17.5725 | 17.5298
| LN9-2022 |  | 32.6667 | 32.5597 | 12 | No | [5 empty] | - | 26.46 | - | 26.3733 |  |  | 26.46 | 26.3733 | 23.1933 | 23.1174
| LN10-2022 |  | 23.0167 | 22.9237 | 12 | No | [5 empty] | - | 18.6435 | - | 18.5682 |  |  | 18.6435 | 18.5682 | 16.3418 | 16.2758
| LN11-2022 |  | 17.8167 | 17.8253 | 12 | No | [5 empty] | - | 14.4315 | - | 14.4385 |  |  | 14.4315 | 14.4385 | 12.6498 | 12.656
| LN12-2022 |  | 29.425 | 29.394 | 12 | No | [5 empty] | - | 23.8343 | - | 23.8091 |  |  | 23.8343 | 23.8091 | 20.8917 | 20.8697
| LN13-2022 |  | 29.3667 | 29.2959 | 12 | No | [5 empty] | - | 23.787 | - | 23.7297 |  |  | 23.787 | 23.7297 | 20.8503 | 20.8001
| LN14-2022 |  | 21.6167 | 21.5548 | 12 | No | [5 empty] | - | 17.5095 | - | 17.4594 |  |  | 17.5095 | 17.4594 | 15.3478 | 15.3039
| A259 Kingsway2 |  | 20.0583 | 20.0823 | 12 | No | [5 empty] | - | 16.2473 | - | 16.2667 |  |  | 16.2473 | 16.2667 | 14.2414 | 14.2584
| A259 Kingsway4 |  | 23.0091 | 23.0392 | 11 | No | [5 empty] | - | 18.6374 | - | 18.6618 |  |  | 18.6374 | 18.6618 | 16.3365 | 16.3579
| WRP1 |  | 33.1583 | 32.9684 | 12 | No | [5 empty] | - | 26.8583 | - | 26.7044 |  |  | 26.8583 | 26.7044 | 23.5424 | 23.4076
| WRP2 |  | 22.5167 | 22.5052 | 12 | No | [5 empty] | - | 18.2385 | - | 18.2292 |  |  | 18.2385 | 18.2292 | 15.9868 | 15.9787
| WRP3 |  | 24.625 | 24.6763 | 12 | No | [5 empty] | - | 19.9463 | - | 19.9878 |  |  | 19.9463 | 19.9878 | 17.4838 | 17.5202

## DupTrip (hidden)
Diffusion Tube ID | Duplicate/Triplicate ID | Combine All | 1 | 2 | 3 | Comment
A23 C01-2020 |  | Single | A23 C01-2020 | A23 C02-2022 | B2066 C04-2010
A23 C02-2022 |  | Single | A23 C01-2020 | A23 C02-2022 | B2066 C04-2010
B2066 C04-2010 |  | Single | A23 C01-2020 | A23 C02-2022 | B2066 C04-2010
C05-2012 |  | Single | A23 C01-2020 | A23 C02-2022 | B2066 C04-2010
B2066 C10-2012 | Duplicate | Single | B2066 C10-2012 | #NUM! | #NUM!
B2066 C11-2007 |  | Single | A23 C01-2020 | A23 C02-2022 | B2066 C04-2010
B2066 C11-2012 |  | Single | A23 C01-2020 | A23 C02-2022 | B2066 C04-2010
A2010 C12-2010 |  | Single | A23 C01-2020 | A23 C02-2022 | B2066 C04-2010
A2010 W01-2005 |  | Single | A23 C01-2020 | A23 C02-2022 | B2066 C04-2010
C-Link C13-2014 |  | Single | A23 C01-2020 | A23 C02-2022 | B2066 C04-2010
A23 C09-2005 |  | Single | A23 C01-2020 | A23 C02-2022 | B2066 C04-2010
A23 C16-2013 |  | Single | A23 C01-2020 | A23 C02-2022 | B2066 C04-2010
A23 C17-2012 |  | Single | A23 C01-2020 | A23 C02-2022 | B2066 C04-2010
A23 C18-2019 |  | Single | A23 C01-2020 | A23 C02-2022 | B2066 C04-2010
A23 C18-2010 |  | Single | A23 C01-2020 | A23 C02-2022 | B2066 C04-2010
A23 C19-2021 |  | Single | A23 C01-2020 | A23 C02-2022 | B2066 C04-2010
A23 C20-2005 |  | Single | A23 C01-2020 | A23 C02-2022 | B2066 C04-2010
A23 C21-2005 |  | Single | A23 C01-2020 | A23 C02-2022 | B2066 C04-2010
A23 C23-2005 |  | Single | A23 C01-2020 | A23 C02-2022 | B2066 C04-2010
A270 C24-2015 |  | Single | A23 C01-2020 | A23 C02-2022 | B2066 C04-2010
A270 C25-2010 |  | Single | A23 C01-2020 | A23 C02-2022 | B2066 C04-2010
A270 C26-2022 |  | Single | A23 C01-2020 | A23 C02-2022 | B2066 C04-2010
B2199 C28-2010 |  | Single | A23 C01-2020 | A23 C02-2022 | B2066 C04-2010
A23 E01-2016 |  | Single | A23 C01-2020 | A23 C02-2022 | B2066 C04-2010
A23 E02-2009 |  | Single | A23 C01-2020 | A23 C02-2022 | B2066 C04-2010
C-Link E02-2012 |  | Single | A23 C01-2020 | A23 C02-2022 | B2066 C04-2010
A23 E06-2020 |  | Single | A23 C01-2020 | A23 C02-2022 | B2066 C04-2010
A270 E07-2019 |  | Single | A23 C01-2020 | A23 C02-2022 | B2066 C04-2010
A270 E40-2022 |  | Single | A23 C01-2020 | A23 C02-2022 | B2066 C04-2010
A270 E08-1996 |  | Single | A23 C01-2020 | A23 C02-2022 | B2066 C04-2010
A270 E10-2015 |  | Single | A23 C01-2020 | A23 C02-2022 | B2066 C04-2010
C-Link E12-2022 |  | Single | A23 C01-2020 | A23 C02-2022 | B2066 C04-2010
A270 E14-2019 |  | Single | A23 C01-2020 | A23 C02-2022 | B2066 C04-2010
A270 E15-2012 |  | Single | A23 C01-2020 | A23 C02-2022 | B2066 C04-2010
A23 E16-1996 |  | Single | A23 C01-2020 | A23 C02-2022 | B2066 C04-2010
A23 E16-2015 |  | Single | A23 C01-2020 | A23 C02-2022 | B2066 C04-2010
A23 E17-2003 |  | Single | A23 C01-2020 | A23 C02-2022 | B2066 C04-2010
C-Link E17-2018 |  | Single | A23 C01-2020 | A23 C02-2022 | B2066 C04-2010
C-Link E17-2022 |  | Single | A23 C01-2020 | A23 C02-2022 | B2066 C04-2010
C-Link E18-2021 |  | Single | A23 C01-2020 | A23 C02-2022 | B2066 C04-2010
B2123 E22-2009 |  | Single | A23 C01-2020 | A23 C02-2022 | B2066 C04-2010
B2123 E23-2010 |  | Single | A23 C01-2020 | A23 C02-2022 | B2066 C04-2010
A259 E25-2018 |  | Single | A23 C01-2020 | A23 C02-2022 | B2066 C04-2010
B2123 E30-2020 |  | Single | A23 C01-2020 | A23 C02-2022 | B2066 C04-2010
E32-2020 |  | Single | A23 C01-2020 | A23 C02-2022 | B2066 C04-2010
A2010 W03-2006 |  | Single | A23 C01-2020 | A23 C02-2022 | B2066 C04-2010
A2010 W04-2006 |  | Single | A23 C01-2020 | A23 C02-2022 | B2066 C04-2010
A270 W05-2006 |  | Single | A23 C01-2020 | A23 C02-2022 | B2066 C04-2010
B2066 W10-2006 |  | Single | A23 C01-2020 | A23 C02-2022 | B2066 C04-2010
B2066 W11-2020 |  | Single | A23 C01-2020 | A23 C02-2022 | B2066 C04-2010
A259 W16-2020 |  | Single | A23 C01-2020 | A23 C02-2022 | B2066 C04-2010
A259 W17-2009 |  | Single | A23 C01-2020 | A23 C02-2022 | B2066 C04-2010
A259 W18-2010 |  | Single | A23 C01-2020 | A23 C02-2022 | B2066 C04-2010
A259 W19-2009 |  | Single | A23 C01-2020 | A23 C02-2022 | B2066 C04-2010
A270 OSR13 W20-2021 |  | Single | A23 C01-2020 | A23 C02-2022 | B2066 C04-2010
A2023 W21-2010 |  | Single | A23 C01-2020 | A23 C02-2022 | B2066 C04-2010
LN1-2022 |  | Single | A23 C01-2020 | A23 C02-2022 | B2066 C04-2010
LN2-2022 |  | Single | A23 C01-2020 | A23 C02-2022 | B2066 C04-2010
LN4-2022 |  | Single | A23 C01-2020 | A23 C02-2022 | B2066 C04-2010
LN5-2022 |  | Single | A23 C01-2020 | A23 C02-2022 | B2066 C04-2010
LN7-2022 |  | Single | A23 C01-2020 | A23 C02-2022 | B2066 C04-2010
LN8-2022 |  | Single | A23 C01-2020 | A23 C02-2022 | B2066 C04-2010
LN9-2022 |  | Single | A23 C01-2020 | A23 C02-2022 | B2066 C04-2010
LN10-2022 |  | Single | A23 C01-2020 | A23 C02-2022 | B2066 C04-2010
LN11-2022 |  | Single | A23 C01-2020 | A23 C02-2022 | B2066 C04-2010
LN12-2022 |  | Single | A23 C01-2020 | A23 C02-2022 | B2066 C04-2010
LN13-2022 |  | Single | A23 C01-2020 | A23 C02-2022 | B2066 C04-2010
LN14-2022 |  | Single | A23 C01-2020 | A23 C02-2022 | B2066 C04-2010
A259 Kingsway2 |  | Single | A23 C01-2020 | A23 C02-2022 | B2066 C04-2010
A259 Kingsway4 |  | Single | A23 C01-2020 | A23 C02-2022 | B2066 C04-2010
WRP1 |  | Single | A23 C01-2020 | A23 C02-2022 | B2066 C04-2010
WRP2 |  | Single | A23 C01-2020 | A23 C02-2022 | B2066 C04-2010
WRP3 |  | Single | A23 C01-2020 | A23 C02-2022 | B2066 C04-2010
|  | Single | A23 C01-2020 | A23 C02-2022 | B2066 C04-2010
|  | Single | A23 C01-2020 | A23 C02-2022 | B2066 C04-2010
|  | Single | A23 C01-2020 | A23 C02-2022 | B2066 C04-2010
|  | Single | A23 C01-2020 | A23 C02-2022 | B2066 C04-2010 |  | 0
|  | Single | A23 C01-2020 | A23 C02-2022 | B2066 C04-2010
|  | Single | A23 C01-2020 | A23 C02-2022 | B2066 C04-2010
|  | Single | A23 C01-2020 | A23 C02-2022 | B2066 C04-2010
|  | Single | A23 C01-2020 | A23 C02-2022 | B2066 C04-2010
|  | Single | A23 C01-2020 | A23 C02-2022 | B2066 C04-2010
|  | Single | A23 C01-2020 | A23 C02-2022 | B2066 C04-2010
|  | Single | A23 C01-2020 | A23 C02-2022 | B2066 C04-2010
|  | Single | A23 C01-2020 | A23 C02-2022 | B2066 C04-2010
|  | Single | A23 C01-2020 | A23 C02-2022 | B2066 C04-2010
|  | Single | A23 C01-2020 | A23 C02-2022 | B2066 C04-2010
|  | Single | A23 C01-2020 | A23 C02-2022 | B2066 C04-2010
|  | Single | A23 C01-2020 | A23 C02-2022 | B2066 C04-2010
|  | Single | A23 C01-2020 | A23 C02-2022 | B2066 C04-2010
|  | Single | A23 C01-2020 | A23 C02-2022 | B2066 C04-2010
|  | Single | A23 C01-2020 | A23 C02-2022 | B2066 C04-2010
|  | Single | A23 C01-2020 | A23 C02-2022 | B2066 C04-2010
|  | Single | A23 C01-2020 | A23 C02-2022 | B2066 C04-2010
|  | Single | A23 C01-2020 | A23 C02-2022 | B2066 C04-2010
|  | Single | A23 C01-2020 | A23 C02-2022 | B2066 C04-2010
|  | Single | A23 C01-2020 | A23 C02-2022 | B2066 C04-2010
|  | Single | A23 C01-2020 | A23 C02-2022 | B2066 C04-2010
|  | Single | A23 C01-2020 | A23 C02-2022 | B2066 C04-2010
|  | Single | A23 C01-2020 | A23 C02-2022 | B2066 C04-2010
|  | Single | A23 C01-2020 | A23 C02-2022 | B2066 C04-2010
|  | Single | A23 C01-2020 | A23 C02-2022 | B2066 C04-2010
|  | Single | A23 C01-2020 | A23 C02-2022 | B2066 C04-2010
|  | Single | A23 C01-2020 | A23 C02-2022 | B2066 C04-2010
|  | Single | A23 C01-2020 | A23 C02-2022 | B2066 C04-2010
|  | Single | A23 C01-2020 | A23 C02-2022 | B2066 C04-2010
|  | Single | A23 C01-2020 | A23 C02-2022 | B2066 C04-2010
|  | Single | A23 C01-2020 | A23 C02-2022 | B2066 C04-2010
|  | Single | A23 C01-2020 | A23 C02-2022 | B2066 C04-2010
|  | Single | A23 C01-2020 | A23 C02-2022 | B2066 C04-2010
|  | Single | A23 C01-2020 | A23 C02-2022 | B2066 C04-2010
|  | Single | A23 C01-2020 | A23 C02-2022 | B2066 C04-2010
|  | Single | A23 C01-2020 | A23 C02-2022 | B2066 C04-2010
|  | Single | A23 C01-2020 | A23 C02-2022 | B2066 C04-2010
|  | Single | A23 C01-2020 | A23 C02-2022 | B2066 C04-2010
|  | Single | A23 C01-2020 | A23 C02-2022 | B2066 C04-2010
|  | Single | A23 C01-2020 | A23 C02-2022 | B2066 C04-2010
|  | Single | A23 C01-2020 | A23 C02-2022 | B2066 C04-2010
|  | Single | A23 C01-2020 | A23 C02-2022 | B2066 C04-2010
|  | Single | A23 C01-2020 | A23 C02-2022 | B2066 C04-2010
|  | Single | A23 C01-2020 | A23 C02-2022 | B2066 C04-2010
|  | Single | A23 C01-2020 | A23 C02-2022 | B2066 C04-2010
|  | Single | A23 C01-2020 | A23 C02-2022 | B2066 C04-2010
|  | Single | A23 C01-2020 | A23 C02-2022 | B2066 C04-2010
|  | Single | A23 C01-2020 | A23 C02-2022 | B2066 C04-2010
|  | Single | A23 C01-2020 | A23 C02-2022 | B2066 C04-2010
|  | Single | A23 C01-2020 | A23 C02-2022 | B2066 C04-2010
|  | Single | A23 C01-2020 | A23 C02-2022 | B2066 C04-2010
|  | Single | A23 C01-2020 | A23 C02-2022 | B2066 C04-2010
|  | Single | A23 C01-2020 | A23 C02-2022 | B2066 C04-2010
|  | Single | A23 C01-2020 | A23 C02-2022 | B2066 C04-2010
|  | Single | A23 C01-2020 | A23 C02-2022 | B2066 C04-2010
|  | Single | A23 C01-2020 | A23 C02-2022 | B2066 C04-2010
|  | Single | A23 C01-2020 | A23 C02-2022 | B2066 C04-2010
|  | Single | A23 C01-2020 | A23 C02-2022 | B2066 C04-2010
|  | Single | A23 C01-2020 | A23 C02-2022 | B2066 C04-2010
|  | Single | A23 C01-2020 | A23 C02-2022 | B2066 C04-2010
|  | Single | A23 C01-2020 | A23 C02-2022 | B2066 C04-2010
|  | Single | A23 C01-2020 | A23 C02-2022 | B2066 C04-2010
|  | Single | A23 C01-2020 | A23 C02-2022 | B2066 C04-2010
|  | Single | A23 C01-2020 | A23 C02-2022 | B2066 C04-2010
|  | Single | A23 C01-2020 | A23 C02-2022 | B2066 C04-2010
|  | Single | A23 C01-2020 | A23 C02-2022 | B2066 C04-2010
|  | Single | A23 C01-2020 | A23 C02-2022 | B2066 C04-2010
|  | Single | A23 C01-2020 | A23 C02-2022 | B2066 C04-2010
|  | Single | A23 C01-2020 | A23 C02-2022 | B2066 C04-2010
|  | Single | A23 C01-2020 | A23 C02-2022 | B2066 C04-2010
|  | Single | A23 C01-2020 | A23 C02-2022 | B2066 C04-2010
|  | Single | A23 C01-2020 | A23 C02-2022 | B2066 C04-2010
|  | Single | A23 C01-2020 | A23 C02-2022 | B2066 C04-2010
|  | Single | A23 C01-2020 | A23 C02-2022 | B2066 C04-2010
|  | Single | A23 C01-2020 | A23 C02-2022 | B2066 C04-2010
|  | Single | A23 C01-2020 | A23 C02-2022 | B2066 C04-2010
|  | Single | A23 C01-2020 | A23 C02-2022 | B2066 C04-2010
|  | Single | A23 C01-2020 | A23 C02-2022 | B2066 C04-2010
|  | Single | A23 C01-2020 | A23 C02-2022 | B2066 C04-2010
|  | Single | A23 C01-2020 | A23 C02-2022 | B2066 C04-2010
|  | Single | A23 C01-2020 | A23 C02-2022 | B2066 C04-2010
|  | Single | A23 C01-2020 | A23 C02-2022 | B2066 C04-2010
|  | Single | A23 C01-2020 | A23 C02-2022 | B2066 C04-2010
|  | Single | A23 C01-2020 | A23 C02-2022 | B2066 C04-2010
|  | Single | A23 C01-2020 | A23 C02-2022 | B2066 C04-2010
|  | Single | A23 C01-2020 | A23 C02-2022 | B2066 C04-2010
|  | Single | A23 C01-2020 | A23 C02-2022 | B2066 C04-2010
|  | Single | A23 C01-2020 | A23 C02-2022 | B2066 C04-2010
|  | Single | A23 C01-2020 | A23 C02-2022 | B2066 C04-2010
|  | Single | A23 C01-2020 | A23 C02-2022 | B2066 C04-2010
|  | Single | A23 C01-2020 | A23 C02-2022 | B2066 C04-2010
|  | Single | A23 C01-2020 | A23 C02-2022 | B2066 C04-2010
|  | Single | A23 C01-2020 | A23 C02-2022 | B2066 C04-2010
|  | Single | A23 C01-2020 | A23 C02-2022 | B2066 C04-2010
|  | Single | A23 C01-2020 | A23 C02-2022 | B2066 C04-2010
|  | Single | A23 C01-2020 | A23 C02-2022 | B2066 C04-2010
|  | Single | A23 C01-2020 | A23 C02-2022 | B2066 C04-2010
|  | Single | A23 C01-2020 | A23 C02-2022 | B2066 C04-2010
|  | Single | A23 C01-2020 | A23 C02-2022 | B2066 C04-2010
|  | Single | A23 C01-2020 | A23 C02-2022 | B2066 C04-2010
|  | Single | A23 C01-2020 | A23 C02-2022 | B2066 C04-2010
|  | Single | A23 C01-2020 | A23 C02-2022 | B2066 C04-2010
|  | Single | A23 C01-2020 | A23 C02-2022 | B2066 C04-2010
|  | Single | A23 C01-2020 | A23 C02-2022 | B2066 C04-2010
|  | Single | A23 C01-2020 | A23 C02-2022 | B2066 C04-2010
|  | Single | A23 C01-2020 | A23 C02-2022 | B2066 C04-2010
|  | Single | A23 C01-2020 | A23 C02-2022 | B2066 C04-2010
|  | Single | A23 C01-2020 | A23 C02-2022 | B2066 C04-2010
|  | Single | A23 C01-2020 | A23 C02-2022 | B2066 C04-2010
|  | Single | A23 C01-2020 | A23 C02-2022 | B2066 C04-2010
|  | Single | A23 C01-2020 | A23 C02-2022 | B2066 C04-2010
|  | Single | A23 C01-2020 | A23 C02-2022 | B2066 C04-2010
|  | Single | A23 C01-2020 | A23 C02-2022 | B2066 C04-2010
|  | Single | A23 C01-2020 | A23 C02-2022 | B2066 C04-2010
|  | Single | A23 C01-2020 | A23 C02-2022 | B2066 C04-2010
|  | Single | A23 C01-2020 | A23 C02-2022 | B2066 C04-2010
|  | Single | A23 C01-2020 | A23 C02-2022 | B2066 C04-2010
|  | Single | A23 C01-2020 | A23 C02-2022 | B2066 C04-2010
|  | Single | A23 C01-2020 | A23 C02-2022 | B2066 C04-2010
|  | Single | A23 C01-2020 | A23 C02-2022 | B2066 C04-2010
|  | Single | A23 C01-2020 | A23 C02-2022 | B2066 C04-2010
|  | Single | A23 C01-2020 | A23 C02-2022 | B2066 C04-2010
|  | Single | A23 C01-2020 | A23 C02-2022 | B2066 C04-2010
|  | Single | A23 C01-2020 | A23 C02-2022 | B2066 C04-2010
|  | Single | A23 C01-2020 | A23 C02-2022 | B2066 C04-2010
|  | Single | A23 C01-2020 | A23 C02-2022 | B2066 C04-2010
|  | Single | A23 C01-2020 | A23 C02-2022 | B2066 C04-2010
|  | Single | A23 C01-2020 | A23 C02-2022 | B2066 C04-2010
|  | Single | A23 C01-2020 | A23 C02-2022 | B2066 C04-2010
|  | Single | A23 C01-2020 | A23 C02-2022 | B2066 C04-2010
|  | Single | A23 C01-2020 | A23 C02-2022 | B2066 C04-2010
|  | Single | A23 C01-2020 | A23 C02-2022 | B2066 C04-2010
|  | Single | A23 C01-2020 | A23 C02-2022 | B2066 C04-2010
|  | Single | A23 C01-2020 | A23 C02-2022 | B2066 C04-2010
|  | Single | A23 C01-2020 | A23 C02-2022 | B2066 C04-2010
|  | Single | A23 C01-2020 | A23 C02-2022 | B2066 C04-2010
|  | Single | A23 C01-2020 | A23 C02-2022 | B2066 C04-2010
|  | Single | A23 C01-2020 | A23 C02-2022 | B2066 C04-2010
|  | Single | A23 C01-2020 | A23 C02-2022 | B2066 C04-2010
|  | Single | A23 C01-2020 | A23 C02-2022 | B2066 C04-2010
|  | Single | A23 C01-2020 | A23 C02-2022 | B2066 C04-2010
|  | Single | A23 C01-2020 | A23 C02-2022 | B2066 C04-2010
|  | Single | A23 C01-2020 | A23 C02-2022 | B2066 C04-2010
|  | Single | A23 C01-2020 | A23 C02-2022 | B2066 C04-2010
|  | Single | A23 C01-2020 | A23 C02-2022 | B2066 C04-2010
|  | Single | A23 C01-2020 | A23 C02-2022 | B2066 C04-2010
|  | Single | A23 C01-2020 | A23 C02-2022 | B2066 C04-2010
|  | Single | A23 C01-2020 | A23 C02-2022 | B2066 C04-2010
|  | Single | A23 C01-2020 | A23 C02-2022 | B2066 C04-2010
|  | Single | A23 C01-2020 | A23 C02-2022 | B2066 C04-2010
|  | Single | A23 C01-2020 | A23 C02-2022 | B2066 C04-2010
|  | Single | A23 C01-2020 | A23 C02-2022 | B2066 C04-2010
|  | Single | A23 C01-2020 | A23 C02-2022 | B2066 C04-2010
|  | Single | A23 C01-2020 | A23 C02-2022 | B2066 C04-2010
|  | Single | A23 C01-2020 | A23 C02-2022 | B2066 C04-2010
|  | Single | A23 C01-2020 | A23 C02-2022 | B2066 C04-2010
|  | Single | A23 C01-2020 | A23 C02-2022 | B2066 C04-2010
|  | Single | A23 C01-2020 | A23 C02-2022 | B2066 C04-2010
|  | Single | A23 C01-2020 | A23 C02-2022 | B2066 C04-2010
|  | Single | A23 C01-2020 | A23 C02-2022 | B2066 C04-2010
|  | Single | A23 C01-2020 | A23 C02-2022 | B2066 C04-2010
|  | Single | A23 C01-2020 | A23 C02-2022 | B2066 C04-2010
|  | Single | A23 C01-2020 | A23 C02-2022 | B2066 C04-2010
|  | Single | A23 C01-2020 | A23 C02-2022 | B2066 C04-2010
|  | Single | A23 C01-2020 | A23 C02-2022 | B2066 C04-2010
|  | Single | A23 C01-2020 | A23 C02-2022 | B2066 C04-2010
|  | Single | A23 C01-2020 | A23 C02-2022 | B2066 C04-2010
|  | Single | A23 C01-2020 | A23 C02-2022 | B2066 C04-2010
|  | Single | A23 C01-2020 | A23 C02-2022 | B2066 C04-2010
|  | Single | A23 C01-2020 | A23 C02-2022 | B2066 C04-2010
|  | Single | A23 C01-2020 | A23 C02-2022 | B2066 C04-2010
|  | Single | A23 C01-2020 | A23 C02-2022 | B2066 C04-2010
|  | Single | A23 C01-2020 | A23 C02-2022 | B2066 C04-2010
|  | Single | A23 C01-2020 | A23 C02-2022 | B2066 C04-2010
|  | Single | A23 C01-2020 | A23 C02-2022 | B2066 C04-2010
|  | Single | A23 C01-2020 | A23 C02-2022 | B2066 C04-2010
|  | Single | A23 C01-2020 | A23 C02-2022 | B2066 C04-2010
|  | Single | A23 C01-2020 | A23 C02-2022 | B2066 C04-2010
|  | Single | A23 C01-2020 | A23 C02-2022 | B2066 C04-2010
|  | Single | A23 C01-2020 | A23 C02-2022 | B2066 C04-2010
|  | Single | A23 C01-2020 | A23 C02-2022 | B2066 C04-2010
|  | Single | A23 C01-2020 | A23 C02-2022 | B2066 C04-2010
|  | Single | A23 C01-2020 | A23 C02-2022 | B2066 C04-2010
|  | Single | A23 C01-2020 | A23 C02-2022 | B2066 C04-2010
|  | Single | A23 C01-2020 | A23 C02-2022 | B2066 C04-2010
|  | Single | A23 C01-2020 | A23 C02-2022 | B2066 C04-2010
|  | Single | A23 C01-2020 | A23 C02-2022 | B2066 C04-2010
|  | Single | A23 C01-2020 | A23 C02-2022 | B2066 C04-2010
|  | Single | A23 C01-2020 | A23 C02-2022 | B2066 C04-2010
|  | Single | A23 C01-2020 | A23 C02-2022 | B2066 C04-2010
|  | Single | A23 C01-2020 | A23 C02-2022 | B2066 C04-2010
|  | Single | A23 C01-2020 | A23 C02-2022 | B2066 C04-2010
|  | Single | A23 C01-2020 | A23 C02-2022 | B2066 C04-2010
|  | Single | A23 C01-2020 | A23 C02-2022 | B2066 C04-2010
|  | Single | A23 C01-2020 | A23 C02-2022 | B2066 C04-2010
|  | Single | A23 C01-2020 | A23 C02-2022 | B2066 C04-2010
|  | Single | A23 C01-2020 | A23 C02-2022 | B2066 C04-2010
|  | Single | A23 C01-2020 | A23 C02-2022 | B2066 C04-2010
|  | Single | A23 C01-2020 | A23 C02-2022 | B2066 C04-2010
|  | Single | A23 C01-2020 | A23 C02-2022 | B2066 C04-2010
|  | Single | A23 C01-2020 | A23 C02-2022 | B2066 C04-2010
|  | Single | A23 C01-2020 | A23 C02-2022 | B2066 C04-2010
|  | Single | A23 C01-2020 | A23 C02-2022 | B2066 C04-2010
|  | Single | A23 C01-2020 | A23 C02-2022 | B2066 C04-2010
|  | Single | A23 C01-2020 | A23 C02-2022 | B2066 C04-2010
|  | Single | A23 C01-2020 | A23 C02-2022 | B2066 C04-2010
|  | Single | A23 C01-2020 | A23 C02-2022 | B2066 C04-2010
|  | Single | A23 C01-2020 | A23 C02-2022 | B2066 C04-2010
|  | Single | A23 C01-2020 | A23 C02-2022 | B2066 C04-2010
|  | Single | A23 C01-2020 | A23 C02-2022 | B2066 C04-2010
|  | Single | A23 C01-2020 | A23 C02-2022 | B2066 C04-2010
|  | Single | A23 C01-2020 | A23 C02-2022 | B2066 C04-2010
|  | Single | A23 C01-2020 | A23 C02-2022 | B2066 C04-2010
|  | Single | A23 C01-2020 | A23 C02-2022 | B2066 C04-2010
|  | Single | A23 C01-2020 | A23 C02-2022 | B2066 C04-2010
|  | Single | A23 C01-2020 | A23 C02-2022 | B2066 C04-2010
|  | Single | A23 C01-2020 | A23 C02-2022 | B2066 C04-2010
|  | Single | A23 C01-2020 | A23 C02-2022 | B2066 C04-2010
|  | Single | A23 C01-2020 | A23 C02-2022 | B2066 C04-2010
|  | Single | A23 C01-2020 | A23 C02-2022 | B2066 C04-2010
|  | Single | A23 C01-2020 | A23 C02-2022 | B2066 C04-2010
|  | Single | A23 C01-2020 | A23 C02-2022 | B2066 C04-2010
|  | Single | A23 C01-2020 | A23 C02-2022 | B2066 C04-2010
|  | Single | A23 C01-2020 | A23 C02-2022 | B2066 C04-2010
|  | Single | A23 C01-2020 | A23 C02-2022 | B2066 C04-2010
|  | Single | A23 C01-2020 | A23 C02-2022 | B2066 C04-2010
|  | Single | A23 C01-2020 | A23 C02-2022 | B2066 C04-2010
|  | Single | A23 C01-2020 | A23 C02-2022 | B2066 C04-2010
|  | Single | A23 C01-2020 | A23 C02-2022 | B2066 C04-2010
|  | Single | A23 C01-2020 | A23 C02-2022 | B2066 C04-2010
|  | Single | A23 C01-2020 | A23 C02-2022 | B2066 C04-2010
|  | Single | A23 C01-2020 | A23 C02-2022 | B2066 C04-2010
|  | Single | A23 C01-2020 | A23 C02-2022 | B2066 C04-2010
|  | Single | A23 C01-2020 | A23 C02-2022 | B2066 C04-2010
|  | Single | A23 C01-2020 | A23 C02-2022 | B2066 C04-2010
|  | Single | A23 C01-2020 | A23 C02-2022 | B2066 C04-2010
|  | Single | A23 C01-2020 | A23 C02-2022 | B2066 C04-2010
|  | Single | A23 C01-2020 | A23 C02-2022 | B2066 C04-2010
|  | Single | A23 C01-2020 | A23 C02-2022 | B2066 C04-2010
|  | Single | A23 C01-2020 | A23 C02-2022 | B2066 C04-2010
|  | Single | A23 C01-2020 | A23 C02-2022 | B2066 C04-2010
|  | Single | A23 C01-2020 | A23 C02-2022 | B2066 C04-2010
|  | Single | A23 C01-2020 | A23 C02-2022 | B2066 C04-2010
|  | Single | A23 C01-2020 | A23 C02-2022 | B2066 C04-2010
|  | Single | A23 C01-2020 | A23 C02-2022 | B2066 C04-2010
|  | Single | A23 C01-2020 | A23 C02-2022 | B2066 C04-2010
|  | Single | A23 C01-2020 | A23 C02-2022 | B2066 C04-2010
|  | Single | A23 C01-2020 | A23 C02-2022 | B2066 C04-2010
|  | Single | A23 C01-2020 | A23 C02-2022 | B2066 C04-2010
|  | Single | A23 C01-2020 | A23 C02-2022 | B2066 C04-2010
|  | Single | A23 C01-2020 | A23 C02-2022 | B2066 C04-2010
|  | Single | A23 C01-2020 | A23 C02-2022 | B2066 C04-2010
|  | Single | A23 C01-2020 | A23 C02-2022 | B2066 C04-2010
|  | Single | A23 C01-2020 | A23 C02-2022 | B2066 C04-2010
|  | Single | A23 C01-2020 | A23 C02-2022 | B2066 C04-2010
|  | Single | A23 C01-2020 | A23 C02-2022 | B2066 C04-2010
|  | Single | A23 C01-2020 | A23 C02-2022 | B2066 C04-2010
|  | Single | A23 C01-2020 | A23 C02-2022 | B2066 C04-2010
|  | Single | A23 C01-2020 | A23 C02-2022 | B2066 C04-2010
|  | Single | A23 C01-2020 | A23 C02-2022 | B2066 C04-2010
|  | Single | A23 C01-2020 | A23 C02-2022 | B2066 C04-2010
|  | Single | A23 C01-2020 | A23 C02-2022 | B2066 C04-2010
|  | Single | A23 C01-2020 | A23 C02-2022 | B2066 C04-2010
|  | Single | A23 C01-2020 | A23 C02-2022 | B2066 C04-2010
|  | Single | A23 C01-2020 | A23 C02-2022 | B2066 C04-2010
|  | Single | A23 C01-2020 | A23 C02-2022 | B2066 C04-2010
|  | Single | A23 C01-2020 | A23 C02-2022 | B2066 C04-2010
|  | Single | A23 C01-2020 | A23 C02-2022 | B2066 C04-2010
|  | Single | A23 C01-2020 | A23 C02-2022 | B2066 C04-2010
|  | Single | A23 C01-2020 | A23 C02-2022 | B2066 C04-2010
|  | Single | A23 C01-2020 | A23 C02-2022 | B2066 C04-2010
|  | Single | A23 C01-2020 | A23 C02-2022 | B2066 C04-2010
|  | Single | A23 C01-2020 | A23 C02-2022 | B2066 C04-2010
|  | Single | A23 C01-2020 | A23 C02-2022 | B2066 C04-2010
|  | Single | A23 C01-2020 | A23 C02-2022 | B2066 C04-2010
|  | Single | A23 C01-2020 | A23 C02-2022 | B2066 C04-2010
|  | Single | A23 C01-2020 | A23 C02-2022 | B2066 C04-2010
|  | Single | A23 C01-2020 | A23 C02-2022 | B2066 C04-2010
|  | Single | A23 C01-2020 | A23 C02-2022 | B2066 C04-2010
|  | Single | A23 C01-2020 | A23 C02-2022 | B2066 C04-2010
|  | Single | A23 C01-2020 | A23 C02-2022 | B2066 C04-2010
|  | Single | A23 C01-2020 | A23 C02-2022 | B2066 C04-2010
|  | Single | A23 C01-2020 | A23 C02-2022 | B2066 C04-2010
|  | Single | A23 C01-2020 | A23 C02-2022 | B2066 C04-2010
|  | Single | A23 C01-2020 | A23 C02-2022 | B2066 C04-2010
|  | Single | A23 C01-2020 | A23 C02-2022 | B2066 C04-2010
|  | Single | A23 C01-2020 | A23 C02-2022 | B2066 C04-2010
|  | Single | A23 C01-2020 | A23 C02-2022 | B2066 C04-2010
|  | Single | A23 C01-2020 | A23 C02-2022 | B2066 C04-2010
|  | Single | A23 C01-2020 | A23 C02-2022 | B2066 C04-2010
|  | Single | A23 C01-2020 | A23 C02-2022 | B2066 C04-2010
|  | Single | A23 C01-2020 | A23 C02-2022 | B2066 C04-2010
|  | Single | A23 C01-2020 | A23 C02-2022 | B2066 C04-2010
|  | Single | A23 C01-2020 | A23 C02-2022 | B2066 C04-2010
|  | Single | A23 C01-2020 | A23 C02-2022 | B2066 C04-2010
|  | Single | A23 C01-2020 | A23 C02-2022 | B2066 C04-2010
|  | Single | A23 C01-2020 | A23 C02-2022 | B2066 C04-2010
|  | Single | A23 C01-2020 | A23 C02-2022 | B2066 C04-2010
|  | Single | A23 C01-2020 | A23 C02-2022 | B2066 C04-2010
|  | Single | A23 C01-2020 | A23 C02-2022 | B2066 C04-2010
|  | Single | A23 C01-2020 | A23 C02-2022 | B2066 C04-2010
|  | Single | A23 C01-2020 | A23 C02-2022 | B2066 C04-2010
|  | Single | A23 C01-2020 | A23 C02-2022 | B2066 C04-2010
|  | Single | A23 C01-2020 | A23 C02-2022 | B2066 C04-2010
|  | Single | A23 C01-2020 | A23 C02-2022 | B2066 C04-2010
|  | Single | A23 C01-2020 | A23 C02-2022 | B2066 C04-2010
|  | Single | A23 C01-2020 | A23 C02-2022 | B2066 C04-2010
|  | Single | A23 C01-2020 | A23 C02-2022 | B2066 C04-2010
|  | Single | A23 C01-2020 | A23 C02-2022 | B2066 C04-2010
|  | Single | A23 C01-2020 | A23 C02-2022 | B2066 C04-2010
|  | Single | A23 C01-2020 | A23 C02-2022 | B2066 C04-2010
|  | Single | A23 C01-2020 | A23 C02-2022 | B2066 C04-2010
|  | Single | A23 C01-2020 | A23 C02-2022 | B2066 C04-2010
|  | Single | A23 C01-2020 | A23 C02-2022 | B2066 C04-2010
|  | Single | A23 C01-2020 | A23 C02-2022 | B2066 C04-2010
|  | Single | A23 C01-2020 | A23 C02-2022 | B2066 C04-2010
|  | Single | A23 C01-2020 | A23 C02-2022 | B2066 C04-2010
|  | Single | A23 C01-2020 | A23 C02-2022 | B2066 C04-2010
|  | Single | A23 C01-2020 | A23 C02-2022 | B2066 C04-2010
|  | Single | A23 C01-2020 | A23 C02-2022 | B2066 C04-2010
|  | Single | A23 C01-2020 | A23 C02-2022 | B2066 C04-2010
|  | Single | A23 C01-2020 | A23 C02-2022 | B2066 C04-2010
|  | Single | A23 C01-2020 | A23 C02-2022 | B2066 C04-2010
|  | Single | A23 C01-2020 | A23 C02-2022 | B2066 C04-2010
|  | Single | A23 C01-2020 | A23 C02-2022 | B2066 C04-2010
|  | Single | A23 C01-2020 | A23 C02-2022 | B2066 C04-2010
|  | Single | A23 C01-2020 | A23 C02-2022 | B2066 C04-2010
|  | Single | A23 C01-2020 | A23 C02-2022 | B2066 C04-2010
|  | Single | A23 C01-2020 | A23 C02-2022 | B2066 C04-2010
|  | Single | A23 C01-2020 | A23 C02-2022 | B2066 C04-2010
|  | Single | A23 C01-2020 | A23 C02-2022 | B2066 C04-2010
|  | Single | A23 C01-2020 | A23 C02-2022 | B2066 C04-2010
|  | Single | A23 C01-2020 | A23 C02-2022 | B2066 C04-2010
|  | Single | A23 C01-2020 | A23 C02-2022 | B2066 C04-2010
|  | Single | A23 C01-2020 | A23 C02-2022 | B2066 C04-2010
|  | Single | A23 C01-2020 | A23 C02-2022 | B2066 C04-2010
|  | Single | A23 C01-2020 | A23 C02-2022 | B2066 C04-2010
|  | Single | A23 C01-2020 | A23 C02-2022 | B2066 C04-2010
|  | Single | A23 C01-2020 | A23 C02-2022 | B2066 C04-2010
|  | Single | A23 C01-2020 | A23 C02-2022 | B2066 C04-2010
|  | Single | A23 C01-2020 | A23 C02-2022 | B2066 C04-2010
|  | Single | A23 C01-2020 | A23 C02-2022 | B2066 C04-2010
|  | Single | A23 C01-2020 | A23 C02-2022 | B2066 C04-2010
|  | Single | A23 C01-2020 | A23 C02-2022 | B2066 C04-2010
|  | Single | A23 C01-2020 | A23 C02-2022 | B2066 C04-2010
|  | Single | A23 C01-2020 | A23 C02-2022 | B2066 C04-2010
|  | Single | A23 C01-2020 | A23 C02-2022 | B2066 C04-2010
|  | Single | A23 C01-2020 | A23 C02-2022 | B2066 C04-2010
|  | Single | A23 C01-2020 | A23 C02-2022 | B2066 C04-2010
|  | Single | A23 C01-2020 | A23 C02-2022 | B2066 C04-2010
|  | Single | A23 C01-2020 | A23 C02-2022 | B2066 C04-2010
|  | Single | A23 C01-2020 | A23 C02-2022 | B2066 C04-2010
|  | Single | A23 C01-2020 | A23 C02-2022 | B2066 C04-2010
|  | Single | A23 C01-2020 | A23 C02-2022 | B2066 C04-2010
|  | Single | A23 C01-2020 | A23 C02-2022 | B2066 C04-2010
|  | Single | A23 C01-2020 | A23 C02-2022 | B2066 C04-2010
|  | Single | A23 C01-2020 | A23 C02-2022 | B2066 C04-2010
|  | Single | A23 C01-2020 | A23 C02-2022 | B2066 C04-2010
|  | Single | A23 C01-2020 | A23 C02-2022 | B2066 C04-2010
|  | Single | A23 C01-2020 | A23 C02-2022 | B2066 C04-2010
|  | Single | A23 C01-2020 | A23 C02-2022 | B2066 C04-2010
|  | Single | A23 C01-2020 | A23 C02-2022 | B2066 C04-2010
|  | Single | A23 C01-2020 | A23 C02-2022 | B2066 C04-2010
|  | Single | A23 C01-2020 | A23 C02-2022 | B2066 C04-2010
|  | Single | A23 C01-2020 | A23 C02-2022 | B2066 C04-2010
|  | Single | A23 C01-2020 | A23 C02-2022 | B2066 C04-2010
|  | Single | A23 C01-2020 | A23 C02-2022 | B2066 C04-2010
|  | Single | A23 C01-2020 | A23 C02-2022 | B2066 C04-2010
|  | Single | A23 C01-2020 | A23 C02-2022 | B2066 C04-2010
|  | Single | A23 C01-2020 | A23 C02-2022 | B2066 C04-2010
|  | Single | A23 C01-2020 | A23 C02-2022 | B2066 C04-2010
|  | Single | A23 C01-2020 | A23 C02-2022 | B2066 C04-2010
|  | Single | A23 C01-2020 | A23 C02-2022 | B2066 C04-2010
|  | Single | A23 C01-2020 | A23 C02-2022 | B2066 C04-2010
|  | Single | A23 C01-2020 | A23 C02-2022 | B2066 C04-2010
|  | Single | A23 C01-2020 | A23 C02-2022 | B2066 C04-2010
|  | Single | A23 C01-2020 | A23 C02-2022 | B2066 C04-2010
|  | Single | A23 C01-2020 | A23 C02-2022 | B2066 C04-2010
|  | Single | A23 C01-2020 | A23 C02-2022 | B2066 C04-2010
|  | Single | A23 C01-2020 | A23 C02-2022 | B2066 C04-2010
|  | Single | A23 C01-2020 | A23 C02-2022 | B2066 C04-2010
|  | Single | A23 C01-2020 | A23 C02-2022 | B2066 C04-2010
|  | Single | A23 C01-2020 | A23 C02-2022 | B2066 C04-2010
|  | Single | A23 C01-2020 | A23 C02-2022 | B2066 C04-2010
|  | Single | A23 C01-2020 | A23 C02-2022 | B2066 C04-2010
|  | Single | A23 C01-2020 | A23 C02-2022 | B2066 C04-2010
|  | Single | A23 C01-2020 | A23 C02-2022 | B2066 C04-2010
|  | Single | A23 C01-2020 | A23 C02-2022 | B2066 C04-2010
|  | Single | A23 C01-2020 | A23 C02-2022 | B2066 C04-2010
|  | Single | A23 C01-2020 | A23 C02-2022 | B2066 C04-2010
|  | Single | A23 C01-2020 | A23 C02-2022 | B2066 C04-2010
|  | Single | A23 C01-2020 | A23 C02-2022 | B2066 C04-2010
|  | Single | A23 C01-2020 | A23 C02-2022 | B2066 C04-2010
|  | Single | A23 C01-2020 | A23 C02-2022 | B2066 C04-2010
|  | Single | A23 C01-2020 | A23 C02-2022 | B2066 C04-2010
|  | Single | A23 C01-2020 | A23 C02-2022 | B2066 C04-2010
|  | Single | A23 C01-2020 | A23 C02-2022 | B2066 C04-2010
|  | Single | A23 C01-2020 | A23 C02-2022 | B2066 C04-2010
|  | Single | A23 C01-2020 | A23 C02-2022 | B2066 C04-2010
|  | Single | A23 C01-2020 | A23 C02-2022 | B2066 C04-2010
|  | Single | A23 C01-2020 | A23 C02-2022 | B2066 C04-2010
|  | Single | A23 C01-2020 | A23 C02-2022 | B2066 C04-2010
|  | Single | A23 C01-2020 | A23 C02-2022 | B2066 C04-2010
|  | Single | A23 C01-2020 | A23 C02-2022 | B2066 C04-2010
|  | Single | A23 C01-2020 | A23 C02-2022 | B2066 C04-2010
|  | Single | A23 C01-2020 | A23 C02-2022 | B2066 C04-2010
|  | Single | A23 C01-2020 | A23 C02-2022 | B2066 C04-2010
|  | Single | A23 C01-2020 | A23 C02-2022 | B2066 C04-2010
|  | Single | A23 C01-2020 | A23 C02-2022 | B2066 C04-2010
|  | Single | A23 C01-2020 | A23 C02-2022 | B2066 C04-2010
|  | Single | A23 C01-2020 | A23 C02-2022 | B2066 C04-2010
|  | Single | A23 C01-2020 | A23 C02-2022 | B2066 C04-2010
|  | Single | A23 C01-2020 | A23 C02-2022 | B2066 C04-2010
|  | Single | A23 C01-2020 | A23 C02-2022 | B2066 C04-2010
|  | Single | A23 C01-2020 | A23 C02-2022 | B2066 C04-2010
|  | Single | A23 C01-2020 | A23 C02-2022 | B2066 C04-2010
|  | Single | A23 C01-2020 | A23 C02-2022 | B2066 C04-2010
|  | Single | A23 C01-2020 | A23 C02-2022 | B2066 C04-2010
|  | Single | A23 C01-2020 | A23 C02-2022 | B2066 C04-2010
|  | Single | A23 C01-2020 | A23 C02-2022 | B2066 C04-2010
|  | Single | A23 C01-2020 | A23 C02-2022 | B2066 C04-2010
|  | Single | A23 C01-2020 | A23 C02-2022 | B2066 C04-2010
|  | Single | A23 C01-2020 | A23 C02-2022 | B2066 C04-2010