[5 empty] | 393500161500 | 443 | 393500 | 161500
[5 empty] | 394500161500 | 443 | 394500 | 161500
[5 empty] | 395500161500 | 443 | 395500 | 161500
[5 empty] | 396500161500 | 443 | 396500 | 161500
[5 empty] | 397500161500 | 443 | 397500 | 161500
[5 empty] | 398500161500 | 443 | 398500 | 161500
[5 empty] | 399500161500 | 443 | 399500 | 161500
[5 empty] | 400500161500 | 443 | 400500 | 161500
[5 empty] | 401500161500 | 443 | 401500 | 161500
[5 empty] | 402500161500 | 443 | 402500 | 161500
[5 empty] | 403500161500 | 443 | 403500 | 161500
[5 empty] | 404500161500 | 443 | 404500 | 161500
[5 empty] | 405500161500 | 443 | 405500 | 161500
[5 empty] | 406500161500 | 443 | 406500 | 161500
[5 empty] | 407500161500 | 443 | 407500 | 161500
[5 empty] | 408500161500 | 443 | 408500 | 161500
[5 empty] | 409500161500 | 443 | 409500 | 161500
[5 empty] | 410500161500 | 443 | 410500 | 161500
[5 empty] | 411500161500 | 443 | 411500 | 161500
[5 empty] | 412500161500 | 443 | 412500 | 161500
[5 empty] | 413500161500 | 443 | 413500 | 161500
[5 empty] | 414500161500 | 443 | 414500 | 161500
[5 empty] | 415500161500 | 443 | 415500 | 161500
[5 empty] | 416500161500 | 443 | 416500 | 161500
[5 empty] | 417500161500 | 443 | 417500 | 161500
[5 empty] | 418500161500 | 443 | 418500 | 161500
[5 empty] | 419500161500 | 443 | 419500 | 161500
[5 empty] | 420500161500 | 443 | 420500 | 161500
[5 empty] | 421500161500 | 443 | 421500 | 161500
[5 empty] | 422500161500 | 443 | 422500 | 161500
[5 empty] | 423500161500 | 443 | 423500 | 161500
[5 empty] | 424500161500 | 443 | 424500 | 161500
[5 empty] | 425500161500 | 443 | 425500 | 161500
[5 empty] | 426500161500 | 443 | 426500 | 161500
[5 empty] | 427500161500 | 443 | 427500 | 161500
[5 empty] | 428500161500 | 443 | 428500 | 161500
[5 empty] | 429500161500 | 443 | 429500 | 161500
[5 empty] | 430500161500 | 443 | 430500 | 161500
[5 empty] | 431500161500 | 443 | 431500 | 161500
[5 empty] | 432500161500 | 443 | 432500 | 161500
[5 empty] | 433500161500 | 443 | 433500 | 161500
[5 empty] | 434500161500 | 443 | 434500 | 161500
[5 empty] | 378500160500 | 443 | 378500 | 160500
[5 empty] | 379500160500 | 443 | 379500 | 160500
[5 empty] | 380500160500 | 443 | 380500 | 160500
[5 empty] | 381500160500 | 443 | 381500 | 160500
[5 empty] | 382500160500 | 443 | 382500 | 160500
[5 empty] | 383500160500 | 443 | 383500 | 160500
[5 empty] | 384500160500 | 443 | 384500 | 160500
[5 empty] | 385500160500 | 443 | 385500 | 160500
[5 empty] | 386500160500 | 443 | 386500 | 160500
[5 empty] | 387500160500 | 443 | 387500 | 160500
[5 empty] | 388500160500 | 443 | 388500 | 160500
[5 empty] | 389500160500 | 443 | 389500 | 160500
[5 empty] | 390500160500 | 443 | 390500 | 160500
[5 empty] | 391500160500 | 443 | 391500 | 160500
[5 empty] | 392500160500 | 443 | 392500 | 160500
[5 empty] | 393500160500 | 443 | 393500 | 160500
[5 empty] | 394500160500 | 443 | 394500 | 160500
[5 empty] | 395500160500 | 443 | 395500 | 160500
[5 empty] | 396500160500 | 443 | 396500 | 160500
[5 empty] | 397500160500 | 443 | 397500 | 160500
[5 empty] | 398500160500 | 443 | 398500 | 160500
[5 empty] | 399500160500 | 443 | 399500 | 160500
[5 empty] | 400500160500 | 443 | 400500 | 160500
[5 empty] | 401500160500 | 443 | 401500 | 160500
[5 empty] | 402500160500 | 443 | 402500 | 160500
[5 empty] | 403500160500 | 443 | 403500 | 160500
[5 empty] | 404500160500 | 443 | 404500 | 160500
[5 empty] | 405500160500 | 443 | 405500 | 160500
[5 empty] | 406500160500 | 443 | 406500 | 160500
[5 empty] | 407500160500 | 443 | 407500 | 160500
[5 empty] | 408500160500 | 443 | 408500 | 160500
[5 empty] | 409500160500 | 443 | 409500 | 160500
[5 empty] | 410500160500 | 443 | 410500 | 160500
[5 empty] | 411500160500 | 443 | 411500 | 160500
[5 empty] | 412500160500 | 443 | 412500 | 160500
[5 empty] | 413500160500 | 443 | 413500 | 160500
[5 empty] | 414500160500 | 443 | 414500 | 160500
[5 empty] | 415500160500 | 443 | 415500 | 160500
[5 empty] | 416500160500 | 443 | 416500 | 160500
[5 empty] | 417500160500 | 443 | 417500 | 160500
[5 empty] | 418500160500 | 443 | 418500 | 160500
[5 empty] | 419500160500 | 443 | 419500 | 160500
[5 empty] | 420500160500 | 443 | 420500 | 160500
[5 empty] | 421500160500 | 443 | 421500 | 160500
[5 empty] | 422500160500 | 443 | 422500 | 160500
[5 empty] | 423500160500 | 443 | 423500 | 160500
[5 empty] | 424500160500 | 443 | 424500 | 160500
[5 empty] | 425500160500 | 443 | 425500 | 160500
[5 empty] | 426500160500 | 443 | 426500 | 160500
[5 empty] | 427500160500 | 443 | 427500 | 160500
[5 empty] | 428500160500 | 443 | 428500 | 160500
[5 empty] | 429500160500 | 443 | 429500 | 160500
[5 empty] | 430500160500 | 443 | 430500 | 160500
[5 empty] | 431500160500 | 443 | 431500 | 160500
[5 empty] | 432500160500 | 443 | 432500 | 160500
[5 empty] | 433500160500 | 443 | 433500 | 160500
[5 empty] | 434500160500 | 443 | 434500 | 160500
[5 empty] | 435500160500 | 443 | 435500 | 160500
[5 empty] | 379500159500 | 443 | 379500 | 159500
[5 empty] | 380500159500 | 443 | 380500 | 159500
[5 empty] | 381500159500 | 443 | 381500 | 159500
[5 empty] | 382500159500 | 443 | 382500 | 159500
[5 empty] | 383500159500 | 443 | 383500 | 159500
[5 empty] | 384500159500 | 443 | 384500 | 159500
[5 empty] | 385500159500 | 443 | 385500 | 159500
[5 empty] | 386500159500 | 443 | 386500 | 159500
[5 empty] | 387500159500 | 443 | 387500 | 159500
[5 empty] | 388500159500 | 443 | 388500 | 159500
[5 empty] | 389500159500 | 443 | 389500 | 159500
[5 empty] | 390500159500 | 443 | 390500 | 159500
[5 empty] | 391500159500 | 443 | 391500 | 159500
[5 empty] | 392500159500 | 443 | 392500 | 159500
[5 empty] | 393500159500 | 443 | 393500 | 159500
[5 empty] | 394500159500 | 443 | 394500 | 159500
[5 empty] | 395500159500 | 443 | 395500 | 159500
[5 empty] | 396500159500 | 443 | 396500 | 159500
[5 empty] | 397500159500 | 443 | 397500 | 159500
[5 empty] | 398500159500 | 443 | 398500 | 159500
[5 empty] | 399500159500 | 443 | 399500 | 159500
[5 empty] | 400500159500 | 443 | 400500 | 159500
[5 empty] | 401500159500 | 443 | 401500 | 159500
[5 empty] | 402500159500 | 443 | 402500 | 159500
[5 empty] | 403500159500 | 443 | 403500 | 159500
[5 empty] | 404500159500 | 443 | 404500 | 159500
[5 empty] | 405500159500 | 443 | 405500 | 159500
[5 empty] | 406500159500 | 443 | 406500 | 159500
[5 empty] | 407500159500 | 443 | 407500 | 159500
[5 empty] | 408500159500 | 443 | 408500 | 159500
[5 empty] | 409500159500 | 443 | 409500 | 159500
[5 empty] | 410500159500 | 443 | 410500 | 159500
[5 empty] | 411500159500 | 443 | 411500 | 159500
[5 empty] | 412500159500 | 443 | 412500 | 159500
[5 empty] | 413500159500 | 443 | 413500 | 159500
[5 empty] | 414500159500 | 443 | 414500 | 159500
[5 empty] | 415500159500 | 443 | 415500 | 159500
[5 empty] | 416500159500 | 443 | 416500 | 159500
[5 empty] | 417500159500 | 443 | 417500 | 159500
[5 empty] | 418500159500 | 443 | 418500 | 159500
[5 empty] | 419500159500 | 443 | 419500 | 159500
[5 empty] | 420500159500 | 443 | 420500 | 159500
[5 empty] | 421500159500 | 443 | 421500 | 159500
[5 empty] | 422500159500 | 443 | 422500 | 159500
[5 empty] | 423500159500 | 443 | 423500 | 159500
[5 empty] | 424500159500 | 443 | 424500 | 159500
[5 empty] | 425500159500 | 443 | 425500 | 159500
[5 empty] | 426500159500 | 443 | 426500 | 159500
[5 empty] | 427500159500 | 443 | 427500 | 159500
[5 empty] | 428500159500 | 443 | 428500 | 159500
[5 empty] | 429500159500 | 443 | 429500 | 159500
[5 empty] | 430500159500 | 443 | 430500 | 159500
[5 empty] | 431500159500 | 443 | 431500 | 159500
[5 empty] | 432500159500 | 443 | 432500 | 159500
[5 empty] | 434500159500 | 443 | 434500 | 159500
[5 empty] | 380500158500 | 443 | 380500 | 158500
[5 empty] | 381500158500 | 443 | 381500 | 158500
[5 empty] | 382500158500 | 443 | 382500 | 158500
[5 empty] | 383500158500 | 443 | 383500 | 158500
[5 empty] | 384500158500 | 443 | 384500 | 158500
[5 empty] | 385500158500 | 443 | 385500 | 158500
[5 empty] | 386500158500 | 443 | 386500 | 158500
[5 empty] | 387500158500 | 443 | 387500 | 158500
[5 empty] | 388500158500 | 443 | 388500 | 158500
[5 empty] | 389500158500 | 443 | 389500 | 158500
[5 empty] | 390500158500 | 443 | 390500 | 158500
[5 empty] | 391500158500 | 443 | 391500 | 158500
[5 empty] | 392500158500 | 443 | 392500 | 158500
[5 empty] | 393500158500 | 443 | 393500 | 158500
[5 empty] | 394500158500 | 443 | 394500 | 158500
[5 empty] | 395500158500 | 443 | 395500 | 158500
[5 empty] | 396500158500 | 443 | 396500 | 158500
[5 empty] | 397500158500 | 443 | 397500 | 158500
[5 empty] | 398500158500 | 443 | 398500 | 158500
[5 empty] | 399500158500 | 443 | 399500 | 158500
[5 empty] | 400500158500 | 443 | 400500 | 158500
[5 empty] | 401500158500 | 443 | 401500 | 158500
[5 empty] | 402500158500 | 443 | 402500 | 158500
[5 empty] | 403500158500 | 443 | 403500 | 158500
[5 empty] | 404500158500 | 443 | 404500 | 158500
[5 empty] | 405500158500 | 443 | 405500 | 158500
[5 empty] | 406500158500 | 443 | 406500 | 158500
[5 empty] | 407500158500 | 443 | 407500 | 158500
[5 empty] | 408500158500 | 443 | 408500 | 158500
[5 empty] | 409500158500 | 443 | 409500 | 158500
[5 empty] | 410500158500 | 443 | 410500 | 158500
[5 empty] | 411500158500 | 443 | 411500 | 158500
[5 empty] | 412500158500 | 443 | 412500 | 158500
[5 empty] | 413500158500 | 443 | 413500 | 158500
[5 empty] | 414500158500 | 443 | 414500 | 158500
[5 empty] | 415500158500 | 443 | 415500 | 158500
[5 empty] | 416500158500 | 443 | 416500 | 158500
[5 empty] | 417500158500 | 443 | 417500 | 158500
[5 empty] | 418500158500 | 443 | 418500 | 158500
[5 empty] | 419500158500 | 443 | 419500 | 158500
[5 empty] | 420500158500 | 443 | 420500 | 158500
[5 empty] | 421500158500 | 443 | 421500 | 158500
[5 empty] | 422500158500 | 443 | 422500 | 158500
[5 empty] | 423500158500 | 443 | 423500 | 158500
[5 empty] | 424500158500 | 443 | 424500 | 158500
[5 empty] | 425500158500 | 443 | 425500 | 158500
[5 empty] | 426500158500 | 443 | 426500 | 158500
[5 empty] | 427500158500 | 443 | 427500 | 158500
[5 empty] | 428500158500 | 443 | 428500 | 158500
[5 empty] | 429500158500 | 443 | 429500 | 158500
[5 empty] | 430500158500 | 443 | 430500 | 158500
[5 empty] | 431500158500 | 443 | 431500 | 158500
[5 empty] | 432500158500 | 443 | 432500 | 158500
[5 empty] | 381500157500 | 443 | 381500 | 157500
[5 empty] | 382500157500 | 443 | 382500 | 157500
[5 empty] | 383500157500 | 443 | 383500 | 157500
[5 empty] | 384500157500 | 443 | 384500 | 157500
[5 empty] | 385500157500 | 443 | 385500 | 157500
[5 empty] | 386500157500 | 443 | 386500 | 157500
[5 empty] | 387500157500 | 443 | 387500 | 157500
[5 empty] | 388500157500 | 443 | 388500 | 157500
[5 empty] | 389500157500 | 443 | 389500 | 157500
[5 empty] | 390500157500 | 443 | 390500 | 157500
[5 empty] | 391500157500 | 443 | 391500 | 157500
[5 empty] | 392500157500 | 443 | 392500 | 157500
[5 empty] | 393500157500 | 443 | 393500 | 157500
[5 empty] | 394500157500 | 443 | 394500 | 157500
[5 empty] | 395500157500 | 443 | 395500 | 157500
[5 empty] | 396500157500 | 443 | 396500 | 157500
[5 empty] | 397500157500 | 443 | 397500 | 157500
[5 empty] | 398500157500 | 443 | 398500 | 157500
[5 empty] | 399500157500 | 443 | 399500 | 157500
[5 empty] | 400500157500 | 443 | 400500 | 157500
[5 empty] | 401500157500 | 443 | 401500 | 157500
[5 empty] | 402500157500 | 443 | 402500 | 157500
[5 empty] | 403500157500 | 443 | 403500 | 157500
[5 empty] | 404500157500 | 443 | 404500 | 157500
[5 empty] | 405500157500 | 443 | 405500 | 157500
[5 empty] | 406500157500 | 443 | 406500 | 157500
[5 empty] | 407500157500 | 443 | 407500 | 157500
[5 empty] | 408500157500 | 443 | 408500 | 157500
[5 empty] | 409500157500 | 443 | 409500 | 157500
[5 empty] | 410500157500 | 443 | 410500 | 157500
[5 empty] | 411500157500 | 443 | 411500 | 157500
[5 empty] | 412500157500 | 443 | 412500 | 157500
[5 empty] | 413500157500 | 443 | 413500 | 157500
[5 empty] | 414500157500 | 443 | 414500 | 157500
[5 empty] | 415500157500 | 443 | 415500 | 157500
[5 empty] | 416500157500 | 443 | 416500 | 157500
[5 empty] | 417500157500 | 443 | 417500 | 157500
[5 empty] | 418500157500 | 443 | 418500 | 157500
[5 empty] | 419500157500 | 443 | 419500 | 157500
[5 empty] | 420500157500 | 443 | 420500 | 157500
[5 empty] | 421500157500 | 443 | 421500 | 157500
[5 empty] | 422500157500 | 443 | 422500 | 157500
[5 empty] | 423500157500 | 443 | 423500 | 157500
[5 empty] | 424500157500 | 443 | 424500 | 157500
[5 empty] | 425500157500 | 443 | 425500 | 157500
[5 empty] | 426500157500 | 443 | 426500 | 157500
[5 empty] | 427500157500 | 443 | 427500 | 157500
[5 empty] | 428500157500 | 443 | 428500 | 157500
[5 empty] | 429500157500 | 443 | 429500 | 157500
[5 empty] | 430500157500 | 443 | 430500 | 157500
[5 empty] | 431500157500 | 443 | 431500 | 157500
[5 empty] | 432500157500 | 443 | 432500 | 157500
[5 empty] | 381500156500 | 443 | 381500 | 156500
[5 empty] | 382500156500 | 443 | 382500 | 156500
[5 empty] | 383500156500 | 443 | 383500 | 156500
[5 empty] | 384500156500 | 443 | 384500 | 156500
[5 empty] | 385500156500 | 443 | 385500 | 156500
[5 empty] | 386500156500 | 443 | 386500 | 156500
[5 empty] | 387500156500 | 443 | 387500 | 156500
[5 empty] | 388500156500 | 443 | 388500 | 156500
[5 empty] | 389500156500 | 443 | 389500 | 156500
[5 empty] | 390500156500 | 443 | 390500 | 156500
[5 empty] | 391500156500 | 443 | 391500 | 156500
[5 empty] | 392500156500 | 443 | 392500 | 156500
[5 empty] | 393500156500 | 443 | 393500 | 156500
[5 empty] | 394500156500 | 443 | 394500 | 156500
[5 empty] | 395500156500 | 443 | 395500 | 156500
[5 empty] | 396500156500 | 443 | 396500 | 156500
[5 empty] | 397500156500 | 443 | 397500 | 156500
[5 empty] | 398500156500 | 443 | 398500 | 156500
[5 empty] | 399500156500 | 443 | 399500 | 156500
[5 empty] | 400500156500 | 443 | 400500 | 156500
[5 empty] | 401500156500 | 443 | 401500 | 156500
[5 empty] | 402500156500 | 443 | 402500 | 156500
[5 empty] | 403500156500 | 443 | 403500 | 156500
[5 empty] | 404500156500 | 443 | 404500 | 156500
[5 empty] | 405500156500 | 443 | 405500 | 156500
[5 empty] | 406500156500 | 443 | 406500 | 156500
[5 empty] | 407500156500 | 443 | 407500 | 156500
[5 empty] | 408500156500 | 443 | 408500 | 156500
[5 empty] | 409500156500 | 443 | 409500 | 156500
[5 empty] | 410500156500 | 443 | 410500 | 156500
[5 empty] | 411500156500 | 443 | 411500 | 156500
[5 empty] | 412500156500 | 443 | 412500 | 156500
[5 empty] | 413500156500 | 443 | 413500 | 156500
[5 empty] | 414500156500 | 443 | 414500 | 156500
[5 empty] | 415500156500 | 443 | 415500 | 156500
[5 empty] | 416500156500 | 443 | 416500 | 156500
[5 empty] | 417500156500 | 443 | 417500 | 156500
[5 empty] | 418500156500 | 443 | 418500 | 156500
[5 empty] | 419500156500 | 443 | 419500 | 156500
[5 empty] | 420500156500 | 443 | 420500 | 156500
[5 empty] | 421500156500 | 443 | 421500 | 156500
[5 empty] | 422500156500 | 443 | 422500 | 156500
[5 empty] | 423500156500 | 443 | 423500 | 156500
[5 empty] | 424500156500 | 443 | 424500 | 156500
[5 empty] | 425500156500 | 443 | 425500 | 156500
[5 empty] | 426500156500 | 443 | 426500 | 156500
[5 empty] | 427500156500 | 443 | 427500 | 156500
[5 empty] | 428500156500 | 443 | 428500 | 156500
[5 empty] | 429500156500 | 443 | 429500 | 156500
[5 empty] | 430500156500 | 443 | 430500 | 156500
[5 empty] | 431500156500 | 443 | 431500 | 156500
[5 empty] | 432500156500 | 443 | 432500 | 156500
[5 empty] | 381500155500 | 443 | 381500 | 155500
[5 empty] | 382500155500 | 443 | 382500 | 155500
[5 empty] | 383500155500 | 443 | 383500 | 155500
[5 empty] | 384500155500 | 443 | 384500 | 155500
[5 empty] | 385500155500 | 443 | 385500 | 155500
[5 empty] | 386500155500 | 443 | 386500 | 155500
[5 empty] | 387500155500 | 443 | 387500 | 155500
[5 empty] | 388500155500 | 443 | 388500 | 155500
[5 empty] | 389500155500 | 443 | 389500 | 155500
[5 empty] | 390500155500 | 443 | 390500 | 155500
[5 empty] | 391500155500 | 443 | 391500 | 155500
[5 empty] | 392500155500 | 443 | 392500 | 155500
[5 empty] | 393500155500 | 443 | 393500 | 155500
[5 empty] | 394500155500 | 443 | 394500 | 155500
[5 empty] | 395500155500 | 443 | 395500 | 155500
[5 empty] | 396500155500 | 443 | 396500 | 155500
[5 empty] | 397500155500 | 443 | 397500 | 155500
[5 empty] | 398500155500 | 443 | 398500 | 155500
[5 empty] | 399500155500 | 443 | 399500 | 155500
[5 empty] | 400500155500 | 443 | 400500 | 155500
[5 empty] | 401500155500 | 443 | 401500 | 155500
[5 empty] | 402500155500 | 443 | 402500 | 155500
[5 empty] | 403500155500 | 443 | 403500 | 155500
[5 empty] | 404500155500 | 443 | 404500 | 155500
[5 empty] | 405500155500 | 443 | 405500 | 155500
[5 empty] | 406500155500 | 443 | 406500 | 155500
[5 empty] | 407500155500 | 443 | 407500 | 155500
[5 empty] | 408500155500 | 443 | 408500 | 155500
[5 empty] | 409500155500 | 443 | 409500 | 155500
[5 empty] | 410500155500 | 443 | 410500 | 155500
[5 empty] | 411500155500 | 443 | 411500 | 155500
[5 empty] | 412500155500 | 443 | 412500 | 155500
[5 empty] | 413500155500 | 443 | 413500 | 155500
[5 empty] | 414500155500 | 443 | 414500 | 155500
[5 empty] | 415500155500 | 443 | 415500 | 155500
[5 empty] | 416500155500 | 443 | 416500 | 155500
[5 empty] | 417500155500 | 443 | 417500 | 155500
[5 empty] | 418500155500 | 443 | 418500 | 155500
[5 empty] | 419500155500 | 443 | 419500 | 155500
[5 empty] | 420500155500 | 443 | 420500 | 155500
[5 empty] | 421500155500 | 443 | 421500 | 155500
[5 empty] | 422500155500 | 443 | 422500 | 155500
[5 empty] | 423500155500 | 443 | 423500 | 155500
[5 empty] | 424500155500 | 443 | 424500 | 155500
[5 empty] | 425500155500 | 443 | 425500 | 155500
[5 empty] | 426500155500 | 443 | 426500 | 155500
[5 empty] | 427500155500 | 443 | 427500 | 155500
[5 empty] | 428500155500 | 443 | 428500 | 155500
[5 empty] | 429500155500 | 443 | 429500 | 155500
[5 empty] | 430500155500 | 443 | 430500 | 155500
[5 empty] | 431500155500 | 443 | 431500 | 155500
[5 empty] | 432500155500 | 443 | 432500 | 155500
[5 empty] | 382500154500 | 443 | 382500 | 154500
[5 empty] | 383500154500 | 443 | 383500 | 154500
[5 empty] | 384500154500 | 443 | 384500 | 154500
[5 empty] | 385500154500 | 443 | 385500 | 154500
[5 empty] | 386500154500 | 443 | 386500 | 154500
[5 empty] | 387500154500 | 443 | 387500 | 154500
[5 empty] | 388500154500 | 443 | 388500 | 154500
[5 empty] | 389500154500 | 443 | 389500 | 154500
[5 empty] | 390500154500 | 443 | 390500 | 154500
[5 empty] | 391500154500 | 443 | 391500 | 154500
[5 empty] | 392500154500 | 443 | 392500 | 154500
[5 empty] | 393500154500 | 443 | 393500 | 154500
[5 empty] | 394500154500 | 443 | 394500 | 154500
[5 empty] | 395500154500 | 443 | 395500 | 154500
[5 empty] | 396500154500 | 443 | 396500 | 154500
[5 empty] | 397500154500 | 443 | 397500 | 154500
[5 empty] | 398500154500 | 443 | 398500 | 154500
[5 empty] | 399500154500 | 443 | 399500 | 154500
[5 empty] | 400500154500 | 443 | 400500 | 154500
[5 empty] | 401500154500 | 443 | 401500 | 154500
[5 empty] | 402500154500 | 443 | 402500 | 154500
[5 empty] | 403500154500 | 443 | 403500 | 154500
[5 empty] | 404500154500 | 443 | 404500 | 154500
[5 empty] | 405500154500 | 443 | 405500 | 154500
[5 empty] | 406500154500 | 443 | 406500 | 154500
[5 empty] | 407500154500 | 443 | 407500 | 154500
[5 empty] | 408500154500 | 443 | 408500 | 154500
[5 empty] | 409500154500 | 443 | 409500 | 154500
[5 empty] | 410500154500 | 443 | 410500 | 154500
[5 empty] | 411500154500 | 443 | 411500 | 154500
[5 empty] | 412500154500 | 443 | 412500 | 154500
[5 empty] | 413500154500 | 443 | 413500 | 154500
[5 empty] | 414500154500 | 443 | 414500 | 154500
[5 empty] | 415500154500 | 443 | 415500 | 154500
[5 empty] | 416500154500 | 443 | 416500 | 154500
[5 empty] | 417500154500 | 443 | 417500 | 154500
[5 empty] | 418500154500 | 443 | 418500 | 154500
[5 empty] | 419500154500 | 443 | 419500 | 154500
[5 empty] | 420500154500 | 443 | 420500 | 154500
[5 empty] | 421500154500 | 443 | 421500 | 154500
[5 empty] | 422500154500 | 443 | 422500 | 154500
[5 empty] | 423500154500 | 443 | 423500 | 154500
[5 empty] | 424500154500 | 443 | 424500 | 154500
[5 empty] | 425500154500 | 443 | 425500 | 154500
[5 empty] | 426500154500 | 443 | 426500 | 154500
[5 empty] | 427500154500 | 443 | 427500 | 154500
[5 empty] | 428500154500 | 443 | 428500 | 154500
[5 empty] | 429500154500 | 443 | 429500 | 154500
[5 empty] | 430500154500 | 443 | 430500 | 154500
[5 empty] | 431500154500 | 443 | 431500 | 154500
[5 empty] | 432500154500 | 443 | 432500 | 154500
[5 empty] | 383500153500 | 443 | 383500 | 153500
[5 empty] | 384500153500 | 443 | 384500 | 153500
[5 empty] | 385500153500 | 443 | 385500 | 153500
[5 empty] | 386500153500 | 443 | 386500 | 153500
[5 empty] | 387500153500 | 443 | 387500 | 153500
[5 empty] | 388500153500 | 443 | 388500 | 153500
[5 empty] | 389500153500 | 443 | 389500 | 153500
[5 empty] | 390500153500 | 443 | 390500 | 153500
[5 empty] | 391500153500 | 443 | 391500 | 153500
[5 empty] | 392500153500 | 443 | 392500 | 153500
[5 empty] | 393500153500 | 443 | 393500 | 153500
[5 empty] | 394500153500 | 443 | 394500 | 153500
[5 empty] | 395500153500 | 443 | 395500 | 153500
[5 empty] | 396500153500 | 443 | 396500 | 153500
[5 empty] | 397500153500 | 443 | 397500 | 153500
[5 empty] | 398500153500 | 443 | 398500 | 153500
[5 empty] | 399500153500 | 443 | 399500 | 153500
[5 empty] | 400500153500 | 443 | 400500 | 153500
[5 empty] | 401500153500 | 443 | 401500 | 153500
[5 empty] | 402500153500 | 443 | 402500 | 153500
[5 empty] | 403500153500 | 443 | 403500 | 153500
[5 empty] | 404500153500 | 443 | 404500 | 153500
[5 empty] | 405500153500 | 443 | 405500 | 153500
[5 empty] | 406500153500 | 443 | 406500 | 153500
[5 empty] | 407500153500 | 443 | 407500 | 153500
[5 empty] | 408500153500 | 443 | 408500 | 153500
[5 empty] | 409500153500 | 443 | 409500 | 153500
[5 empty] | 410500153500 | 443 | 410500 | 153500
[5 empty] | 411500153500 | 443 | 411500 | 153500
[5 empty] | 412500153500 | 443 | 412500 | 153500
[5 empty] | 413500153500 | 443 | 413500 | 153500
[5 empty] | 414500153500 | 443 | 414500 | 153500
[5 empty] | 415500153500 | 443 | 415500 | 153500
[5 empty] | 416500153500 | 443 | 416500 | 153500
[5 empty] | 417500153500 | 443 | 417500 | 153500
[5 empty] | 418500153500 | 443 | 418500 | 153500
[5 empty] | 419500153500 | 443 | 419500 | 153500
[5 empty] | 420500153500 | 443 | 420500 | 153500
[5 empty] | 421500153500 | 443 | 421500 | 153500
[5 empty] | 422500153500 | 443 | 422500 | 153500
[5 empty] | 423500153500 | 443 | 423500 | 153500
[5 empty] | 424500153500 | 443 | 424500 | 153500
[5 empty] | 425500153500 | 443 | 425500 | 153500
[5 empty] | 426500153500 | 443 | 426500 | 153500
[5 empty] | 427500153500 | 443 | 427500 | 153500
[5 empty] | 428500153500 | 443 | 428500 | 153500
[5 empty] | 429500153500 | 443 | 429500 | 153500
[5 empty] | 430500153500 | 443 | 430500 | 153500
[5 empty] | 431500153500 | 443 | 431500 | 153500
[5 empty] | 383500152500 | 443 | 383500 | 152500
[5 empty] | 384500152500 | 443 | 384500 | 152500
[5 empty] | 385500152500 | 443 | 385500 | 152500
[5 empty] | 386500152500 | 443 | 386500 | 152500
[5 empty] | 387500152500 | 443 | 387500 | 152500
[5 empty] | 388500152500 | 443 | 388500 | 152500
[5 empty] | 389500152500 | 443 | 389500 | 152500
[5 empty] | 390500152500 | 443 | 390500 | 152500
[5 empty] | 391500152500 | 443 | 391500 | 152500
[5 empty] | 392500152500 | 443 | 392500 | 152500
[5 empty] | 393500152500 | 443 | 393500 | 152500
[5 empty] | 394500152500 | 443 | 394500 | 152500
[5 empty] | 395500152500 | 443 | 395500 | 152500
[5 empty] | 396500152500 | 443 | 396500 | 152500
[5 empty] | 397500152500 | 443 | 397500 | 152500
[5 empty] | 398500152500 | 443 | 398500 | 152500
[5 empty] | 399500152500 | 443 | 399500 | 152500
[5 empty] | 400500152500 | 443 | 400500 | 152500
[5 empty] | 401500152500 | 443 | 401500 | 152500
[5 empty] | 402500152500 | 443 | 402500 | 152500
[5 empty] | 403500152500 | 443 | 403500 | 152500
[5 empty] | 404500152500 | 443 | 404500 | 152500
[5 empty] | 405500152500 | 443 | 405500 | 152500
[5 empty] | 406500152500 | 443 | 406500 | 152500
[5 empty] | 407500152500 | 443 | 407500 | 152500
[5 empty] | 408500152500 | 443 | 408500 | 152500
[5 empty] | 409500152500 | 443 | 409500 | 152500
[5 empty] | 410500152500 | 443 | 410500 | 152500
[5 empty] | 411500152500 | 443 | 411500 | 152500
[5 empty] | 412500152500 | 443 | 412500 | 152500
[5 empty] | 413500152500 | 443 | 413500 | 152500
[5 empty] | 414500152500 | 443 | 414500 | 152500
[5 empty] | 415500152500 | 443 | 415500 | 152500
[5 empty] | 416500152500 | 443 | 416500 | 152500
[5 empty] | 417500152500 | 443 | 417500 | 152500
[5 empty] | 418500152500 | 443 | 418500 | 152500
[5 empty] | 419500152500 | 443 | 419500 | 152500
[5 empty] | 420500152500 | 443 | 420500 | 152500
[5 empty] | 421500152500 | 443 | 421500 | 152500
[5 empty] | 422500152500 | 443 | 422500 | 152500
[5 empty] | 423500152500 | 443 | 423500 | 152500
[5 empty] | 424500152500 | 443 | 424500 | 152500
[5 empty] | 425500152500 | 443 | 425500 | 152500
[5 empty] | 426500152500 | 443 | 426500 | 152500
[5 empty] | 427500152500 | 443 | 427500 | 152500
[5 empty] | 428500152500 | 443 | 428500 | 152500
[5 empty] | 429500152500 | 443 | 429500 | 152500
[5 empty] | 430500152500 | 443 | 430500 | 152500
[5 empty] | 431500152500 | 443 | 431500 | 152500
[5 empty] | 383500151500 | 443 | 383500 | 151500
[5 empty] | 384500151500 | 443 | 384500 | 151500
[5 empty] | 385500151500 | 443 | 385500 | 151500
[5 empty] | 386500151500 | 443 | 386500 | 151500
[5 empty] | 387500151500 | 443 | 387500 | 151500
[5 empty] | 388500151500 | 443 | 388500 | 151500
[5 empty] | 389500151500 | 443 | 389500 | 151500
[5 empty] | 390500151500 | 443 | 390500 | 151500
[5 empty] | 391500151500 | 443 | 391500 | 151500
[5 empty] | 392500151500 | 443 | 392500 | 151500
[5 empty] | 393500151500 | 443 | 393500 | 151500
[5 empty] | 394500151500 | 443 | 394500 | 151500
[5 empty] | 395500151500 | 443 | 395500 | 151500
[5 empty] | 396500151500 | 443 | 396500 | 151500
[5 empty] | 397500151500 | 443 | 397500 | 151500
[5 empty] | 398500151500 | 443 | 398500 | 151500
[5 empty] | 399500151500 | 443 | 399500 | 151500
[5 empty] | 400500151500 | 443 | 400500 | 151500
[5 empty] | 401500151500 | 443 | 401500 | 151500
[5 empty] | 402500151500 | 443 | 402500 | 151500
[5 empty] | 403500151500 | 443 | 403500 | 151500
[5 empty] | 404500151500 | 443 | 404500 | 151500
[5 empty] | 405500151500 | 443 | 405500 | 151500
[5 empty] | 406500151500 | 443 | 406500 | 151500
[5 empty] | 407500151500 | 443 | 407500 | 151500
[5 empty] | 408500151500 | 443 | 408500 | 151500
[5 empty] | 409500151500 | 443 | 409500 | 151500
[5 empty] | 410500151500 | 443 | 410500 | 151500
[5 empty] | 411500151500 | 443 | 411500 | 151500
[5 empty] | 412500151500 | 443 | 412500 | 151500
[5 empty] | 413500151500 | 443 | 413500 | 151500
[5 empty] | 414500151500 | 443 | 414500 | 151500
[5 empty] | 415500151500 | 443 | 415500 | 151500
[5 empty] | 416500151500 | 443 | 416500 | 151500
[5 empty] | 417500151500 | 443 | 417500 | 151500
[5 empty] | 418500151500 | 443 | 418500 | 151500
[5 empty] | 419500151500 | 443 | 419500 | 151500
[5 empty] | 420500151500 | 443 | 420500 | 151500
[5 empty] | 421500151500 | 443 | 421500 | 151500
[5 empty] | 422500151500 | 443 | 422500 | 151500
[5 empty] | 423500151500 | 443 | 423500 | 151500
[5 empty] | 424500151500 | 443 | 424500 | 151500
[5 empty] | 425500151500 | 443 | 425500 | 151500
[5 empty] | 426500151500 | 443 | 426500 | 151500
[5 empty] | 427500151500 | 443 | 427500 | 151500
[5 empty] | 428500151500 | 443 | 428500 | 151500
[5 empty] | 429500151500 | 443 | 429500 | 151500
[5 empty] | 430500151500 | 443 | 430500 | 151500
[5 empty] | 431500151500 | 443 | 431500 | 151500
[5 empty] | 432500151500 | 443 | 432500 | 151500
[5 empty] | 383500150500 | 443 | 383500 | 150500
[5 empty] | 384500150500 | 443 | 384500 | 150500
[5 empty] | 385500150500 | 443 | 385500 | 150500
[5 empty] | 386500150500 | 443 | 386500 | 150500
[5 empty] | 387500150500 | 443 | 387500 | 150500
[5 empty] | 388500150500 | 443 | 388500 | 150500
[5 empty] | 389500150500 | 443 | 389500 | 150500
[5 empty] | 390500150500 | 443 | 390500 | 150500
[5 empty] | 391500150500 | 443 | 391500 | 150500
[5 empty] | 392500150500 | 443 | 392500 | 150500
[5 empty] | 393500150500 | 443 | 393500 | 150500
[5 empty] | 394500150500 | 443 | 394500 | 150500
[5 empty] | 395500150500 | 443 | 395500 | 150500
[5 empty] | 396500150500 | 443 | 396500 | 150500
[5 empty] | 397500150500 | 443 | 397500 | 150500
[5 empty] | 398500150500 | 443 | 398500 | 150500
[5 empty] | 399500150500 | 443 | 399500 | 150500
[5 empty] | 400500150500 | 443 | 400500 | 150500
[5 empty] | 401500150500 | 443 | 401500 | 150500
[5 empty] | 402500150500 | 443 | 402500 | 150500
[5 empty] | 403500150500 | 443 | 403500 | 150500
[5 empty] | 404500150500 | 443 | 404500 | 150500
[5 empty] | 405500150500 | 443 | 405500 | 150500
[5 empty] | 406500150500 | 443 | 406500 | 150500
[5 empty] | 407500150500 | 443 | 407500 | 150500
[5 empty] | 408500150500 | 443 | 408500 | 150500
[5 empty] | 409500150500 | 443 | 409500 | 150500
[5 empty] | 410500150500 | 443 | 410500 | 150500
[5 empty] | 411500150500 | 443 | 411500 | 150500
[5 empty] | 412500150500 | 443 | 412500 | 150500
[5 empty] | 413500150500 | 443 | 413500 | 150500
[5 empty] | 414500150500 | 443 | 414500 | 150500
[5 empty] | 415500150500 | 443 | 415500 | 150500
[5 empty] | 416500150500 | 443 | 416500 | 150500
[5 empty] | 417500150500 | 443 | 417500 | 150500
[5 empty] | 418500150500 | 443 | 418500 | 150500
[5 empty] | 419500150500 | 443 | 419500 | 150500
[5 empty] | 420500150500 | 443 | 420500 | 150500
[5 empty] | 421500150500 | 443 | 421500 | 150500
[5 empty] | 422500150500 | 443 | 422500 | 150500
[5 empty] | 423500150500 | 443 | 423500 | 150500
[5 empty] | 424500150500 | 443 | 424500 | 150500
[5 empty] | 425500150500 | 443 | 425500 | 150500
[5 empty] | 426500150500 | 443 | 426500 | 150500
[5 empty] | 427500150500 | 443 | 427500 | 150500
[5 empty] | 430500150500 | 443 | 430500 | 150500
[5 empty] | 431500150500 | 443 | 431500 | 150500
[5 empty] | 432500150500 | 443 | 432500 | 150500
[5 empty] | 382500149500 | 443 | 382500 | 149500
[5 empty] | 383500149500 | 443 | 383500 | 149500
[5 empty] | 384500149500 | 443 | 384500 | 149500
[5 empty] | 385500149500 | 443 | 385500 | 149500
[5 empty] | 386500149500 | 443 | 386500 | 149500
[5 empty] | 387500149500 | 443 | 387500 | 149500
[5 empty] | 388500149500 | 443 | 388500 | 149500
[5 empty] | 389500149500 | 443 | 389500 | 149500
[5 empty] | 390500149500 | 443 | 390500 | 149500
[5 empty] | 391500149500 | 443 | 391500 | 149500
[5 empty] | 392500149500 | 443 | 392500 | 149500
[5 empty] | 393500149500 | 443 | 393500 | 149500
[5 empty] | 394500149500 | 443 | 394500 | 149500
[5 empty] | 395500149500 | 443 | 395500 | 149500
[5 empty] | 396500149500 | 443 | 396500 | 149500
[5 empty] | 397500149500 | 443 | 397500 | 149500
[5 empty] | 398500149500 | 443 | 398500 | 149500
[5 empty] | 399500149500 | 443 | 399500 | 149500
[5 empty] | 400500149500 | 443 | 400500 | 149500
[5 empty] | 401500149500 | 443 | 401500 | 149500
[5 empty] | 402500149500 | 443 | 402500 | 149500
[5 empty] | 403500149500 | 443 | 403500 | 149500
[5 empty] | 404500149500 | 443 | 404500 | 149500
[5 empty] | 405500149500 | 443 | 405500 | 149500
[5 empty] | 406500149500 | 443 | 406500 | 149500
[5 empty] | 407500149500 | 443 | 407500 | 149500
[5 empty] | 408500149500 | 443 | 408500 | 149500
[5 empty] | 409500149500 | 443 | 409500 | 149500
[5 empty] | 410500149500 | 443 | 410500 | 149500
[5 empty] | 411500149500 | 443 | 411500 | 149500
[5 empty] | 412500149500 | 443 | 412500 | 149500
[5 empty] | 413500149500 | 443 | 413500 | 149500
[5 empty] | 414500149500 | 443 | 414500 | 149500
[5 empty] | 415500149500 | 443 | 415500 | 149500
[5 empty] | 416500149500 | 443 | 416500 | 149500
[5 empty] | 417500149500 | 443 | 417500 | 149500
[5 empty] | 418500149500 | 443 | 418500 | 149500
[5 empty] | 419500149500 | 443 | 419500 | 149500
[5 empty] | 420500149500 | 443 | 420500 | 149500
[5 empty] | 421500149500 | 443 | 421500 | 149500
[5 empty] | 422500149500 | 443 | 422500 | 149500
[5 empty] | 423500149500 | 443 | 423500 | 149500
[5 empty] | 424500149500 | 443 | 424500 | 149500
[5 empty] | 425500149500 | 443 | 425500 | 149500
[5 empty] | 426500149500 | 443 | 426500 | 149500
[5 empty] | 382500148500 | 443 | 382500 | 148500
[5 empty] | 383500148500 | 443 | 383500 | 148500
[5 empty] | 384500148500 | 443 | 384500 | 148500
[5 empty] | 385500148500 | 443 | 385500 | 148500
[5 empty] | 386500148500 | 443 | 386500 | 148500
[5 empty] | 387500148500 | 443 | 387500 | 148500
[5 empty] | 388500148500 | 443 | 388500 | 148500
[5 empty] | 389500148500 | 443 | 389500 | 148500
[5 empty] | 390500148500 | 443 | 390500 | 148500
[5 empty] | 391500148500 | 443 | 391500 | 148500
[5 empty] | 392500148500 | 443 | 392500 | 148500
[5 empty] | 393500148500 | 443 | 393500 | 148500
[5 empty] | 394500148500 | 443 | 394500 | 148500
[5 empty] | 395500148500 | 443 | 395500 | 148500
[5 empty] | 396500148500 | 443 | 396500 | 148500
[5 empty] | 397500148500 | 443 | 397500 | 148500
[5 empty] | 398500148500 | 443 | 398500 | 148500
[5 empty] | 399500148500 | 443 | 399500 | 148500
[5 empty] | 400500148500 | 443 | 400500 | 148500
[5 empty] | 401500148500 | 443 | 401500 | 148500
[5 empty] | 402500148500 | 443 | 402500 | 148500
[5 empty] | 403500148500 | 443 | 403500 | 148500
[5 empty] | 404500148500 | 443 | 404500 | 148500
[5 empty] | 405500148500 | 443 | 405500 | 148500
[5 empty] | 406500148500 | 443 | 406500 | 148500
[5 empty] | 407500148500 | 443 | 407500 | 148500
[5 empty] | 408500148500 | 443 | 408500 | 148500
[5 empty] | 409500148500 | 443 | 409500 | 148500
[5 empty] | 410500148500 | 443 | 410500 | 148500
[5 empty] | 411500148500 | 443 | 411500 | 148500
[5 empty] | 412500148500 | 443 | 412500 | 148500
[5 empty] | 413500148500 | 443 | 413500 | 148500
[5 empty] | 414500148500 | 443 | 414500 | 148500
[5 empty] | 415500148500 | 443 | 415500 | 148500
[5 empty] | 416500148500 | 443 | 416500 | 148500
[5 empty] | 417500148500 | 443 | 417500 | 148500
[5 empty] | 418500148500 | 443 | 418500 | 148500
[5 empty] | 419500148500 | 443 | 419500 | 148500
[5 empty] | 420500148500 | 443 | 420500 | 148500
[5 empty] | 421500148500 | 443 | 421500 | 148500
[5 empty] | 422500148500 | 443 | 422500 | 148500
[5 empty] | 423500148500 | 443 | 423500 | 148500
[5 empty] | 424500148500 | 443 | 424500 | 148500
[5 empty] | 425500148500 | 443 | 425500 | 148500
[5 empty] | 381500147500 | 443 | 381500 | 147500
[5 empty] | 382500147500 | 443 | 382500 | 147500
[5 empty] | 383500147500 | 443 | 383500 | 147500
[5 empty] | 384500147500 | 443 | 384500 | 147500
[5 empty] | 385500147500 | 443 | 385500 | 147500
[5 empty] | 386500147500 | 443 | 386500 | 147500
[5 empty] | 387500147500 | 443 | 387500 | 147500
[5 empty] | 388500147500 | 443 | 388500 | 147500
[5 empty] | 389500147500 | 443 | 389500 | 147500
[5 empty] | 390500147500 | 443 | 390500 | 147500
[5 empty] | 391500147500 | 443 | 391500 | 147500
[5 empty] | 392500147500 | 443 | 392500 | 147500
[5 empty] | 393500147500 | 443 | 393500 | 147500
[5 empty] | 394500147500 | 443 | 394500 | 147500
[5 empty] | 395500147500 | 443 | 395500 | 147500
[5 empty] | 396500147500 | 443 | 396500 | 147500
[5 empty] | 397500147500 | 443 | 397500 | 147500
[5 empty] | 398500147500 | 443 | 398500 | 147500
[5 empty] | 399500147500 | 443 | 399500 | 147500
[5 empty] | 400500147500 | 443 | 400500 | 147500
[5 empty] | 401500147500 | 443 | 401500 | 147500
[5 empty] | 402500147500 | 443 | 402500 | 147500
[5 empty] | 403500147500 | 443 | 403500 | 147500
[5 empty] | 404500147500 | 443 | 404500 | 147500
[5 empty] | 405500147500 | 443 | 405500 | 147500
[5 empty] | 406500147500 | 443 | 406500 | 147500
[5 empty] | 407500147500 | 443 | 407500 | 147500
[5 empty] | 408500147500 | 443 | 408500 | 147500
[5 empty] | 409500147500 | 443 | 409500 | 147500
[5 empty] | 410500147500 | 443 | 410500 | 147500
[5 empty] | 411500147500 | 443 | 411500 | 147500
[5 empty] | 412500147500 | 443 | 412500 | 147500
[5 empty] | 413500147500 | 443 | 413500 | 147500
[5 empty] | 414500147500 | 443 | 414500 | 147500
[5 empty] | 415500147500 | 443 | 415500 | 147500
[5 empty] | 416500147500 | 443 | 416500 | 147500
[5 empty] | 417500147500 | 443 | 417500 | 147500
[5 empty] | 418500147500 | 443 | 418500 | 147500
[5 empty] | 419500147500 | 443 | 419500 | 147500
[5 empty] | 420500147500 | 443 | 420500 | 147500
[5 empty] | 421500147500 | 443 | 421500 | 147500
[5 empty] | 422500147500 | 443 | 422500 | 147500
[5 empty] | 423500147500 | 443 | 423500 | 147500
[5 empty] | 424500147500 | 443 | 424500 | 147500
[5 empty] | 425500147500 | 443 | 425500 | 147500
[5 empty] | 381500146500 | 443 | 381500 | 146500
[5 empty] | 382500146500 | 443 | 382500 | 146500
[5 empty] | 383500146500 | 443 | 383500 | 146500
[5 empty] | 384500146500 | 443 | 384500 | 146500
[5 empty] | 385500146500 | 443 | 385500 | 146500
[5 empty] | 386500146500 | 443 | 386500 | 146500
[5 empty] | 387500146500 | 443 | 387500 | 146500
[5 empty] | 388500146500 | 443 | 388500 | 146500
[5 empty] | 389500146500 | 443 | 389500 | 146500
[5 empty] | 390500146500 | 443 | 390500 | 146500
[5 empty] | 391500146500 | 443 | 391500 | 146500
[5 empty] | 392500146500 | 443 | 392500 | 146500
[5 empty] | 393500146500 | 443 | 393500 | 146500
[5 empty] | 394500146500 | 443 | 394500 | 146500
[5 empty] | 395500146500 | 443 | 395500 | 146500
[5 empty] | 396500146500 | 443 | 396500 | 146500
[5 empty] | 397500146500 | 443 | 397500 | 146500
[5 empty] | 398500146500 | 443 | 398500 | 146500
[5 empty] | 399500146500 | 443 | 399500 | 146500
[5 empty] | 400500146500 | 443 | 400500 | 146500
[5 empty] | 401500146500 | 443 | 401500 | 146500
[5 empty] | 402500146500 | 443 | 402500 | 146500
[5 empty] | 403500146500 | 443 | 403500 | 146500
[5 empty] | 404500146500 | 443 | 404500 | 146500
[5 empty] | 405500146500 | 443 | 405500 | 146500
[5 empty] | 406500146500 | 443 | 406500 | 146500
[5 empty] | 407500146500 | 443 | 407500 | 146500
[5 empty] | 408500146500 | 443 | 408500 | 146500
[5 empty] | 409500146500 | 443 | 409500 | 146500
[5 empty] | 410500146500 | 443 | 410500 | 146500
[5 empty] | 411500146500 | 443 | 411500 | 146500
[5 empty] | 412500146500 | 443 | 412500 | 146500
[5 empty] | 413500146500 | 443 | 413500 | 146500
[5 empty] | 414500146500 | 443 | 414500 | 146500
[5 empty] | 415500146500 | 443 | 415500 | 146500
[5 empty] | 416500146500 | 443 | 416500 | 146500
[5 empty] | 417500146500 | 443 | 417500 | 146500
[5 empty] | 418500146500 | 443 | 418500 | 146500
[5 empty] | 419500146500 | 443 | 419500 | 146500
[5 empty] | 420500146500 | 443 | 420500 | 146500
[5 empty] | 421500146500 | 443 | 421500 | 146500
[5 empty] | 422500146500 | 443 | 422500 | 146500
[5 empty] | 381500145500 | 443 | 381500 | 145500
[5 empty] | 382500145500 | 443 | 382500 | 145500
[5 empty] | 383500145500 | 443 | 383500 | 145500
[5 empty] | 384500145500 | 443 | 384500 | 145500
[5 empty] | 385500145500 | 443 | 385500 | 145500
[5 empty] | 386500145500 | 443 | 386500 | 145500
[5 empty] | 387500145500 | 443 | 387500 | 145500
[5 empty] | 388500145500 | 443 | 388500 | 145500
[5 empty] | 389500145500 | 443 | 389500 | 145500
[5 empty] | 390500145500 | 443 | 390500 | 145500
[5 empty] | 391500145500 | 443 | 391500 | 145500
[5 empty] | 392500145500 | 443 | 392500 | 145500
[5 empty] | 393500145500 | 443 | 393500 | 145500
[5 empty] | 394500145500 | 443 | 394500 | 145500
[5 empty] | 395500145500 | 443 | 395500 | 145500
[5 empty] | 396500145500 | 443 | 396500 | 145500
[5 empty] | 397500145500 | 443 | 397500 | 145500
[5 empty] | 398500145500 | 443 | 398500 | 145500
[5 empty] | 399500145500 | 443 | 399500 | 145500
[5 empty] | 400500145500 | 443 | 400500 | 145500
[5 empty] | 401500145500 | 443 | 401500 | 145500
[5 empty] | 402500145500 | 443 | 402500 | 145500
[5 empty] | 403500145500 | 443 | 403500 | 145500
[5 empty] | 404500145500 | 443 | 404500 | 145500
[5 empty] | 405500145500 | 443 | 405500 | 145500
[5 empty] | 406500145500 | 443 | 406500 | 145500
[5 empty] | 407500145500 | 443 | 407500 | 145500
[5 empty] | 408500145500 | 443 | 408500 | 145500
[5 empty] | 409500145500 | 443 | 409500 | 145500
[5 empty] | 410500145500 | 443 | 410500 | 145500
[5 empty] | 411500145500 | 443 | 411500 | 145500
[5 empty] | 412500145500 | 443 | 412500 | 145500
[5 empty] | 413500145500 | 443 | 413500 | 145500
[5 empty] | 414500145500 | 443 | 414500 | 145500
[5 empty] | 415500145500 | 443 | 415500 | 145500
[5 empty] | 416500145500 | 443 | 416500 | 145500
[5 empty] | 417500145500 | 443 | 417500 | 145500
[5 empty] | 418500145500 | 443 | 418500 | 145500
[5 empty] | 419500145500 | 443 | 419500 | 145500
[5 empty] | 420500145500 | 443 | 420500 | 145500
[5 empty] | 421500145500 | 443 | 421500 | 145500
[5 empty] | 380500144500 | 443 | 380500 | 144500
[5 empty] | 381500144500 | 443 | 381500 | 144500
[5 empty] | 382500144500 | 443 | 382500 | 144500
[5 empty] | 383500144500 | 443 | 383500 | 144500
[5 empty] | 384500144500 | 443 | 384500 | 144500
[5 empty] | 385500144500 | 443 | 385500 | 144500
[5 empty] | 386500144500 | 443 | 386500 | 144500
[5 empty] | 387500144500 | 443 | 387500 | 144500
[5 empty] | 388500144500 | 443 | 388500 | 144500
[5 empty] | 389500144500 | 443 | 389500 | 144500
[5 empty] | 390500144500 | 443 | 390500 | 144500
[5 empty] | 391500144500 | 443 | 391500 | 144500
[5 empty] | 392500144500 | 443 | 392500 | 144500
[5 empty] | 393500144500 | 443 | 393500 | 144500
[5 empty] | 394500144500 | 443 | 394500 | 144500
[5 empty] | 395500144500 | 443 | 395500 | 144500
[5 empty] | 396500144500 | 443 | 396500 | 144500
[5 empty] | 397500144500 | 443 | 397500 | 144500
[5 empty] | 398500144500 | 443 | 398500 | 144500
[5 empty] | 399500144500 | 443 | 399500 | 144500
[5 empty] | 400500144500 | 443 | 400500 | 144500
[5 empty] | 401500144500 | 443 | 401500 | 144500
[5 empty] | 402500144500 | 443 | 402500 | 144500
[5 empty] | 403500144500 | 443 | 403500 | 144500
[5 empty] | 404500144500 | 443 | 404500 | 144500
[5 empty] | 405500144500 | 443 | 405500 | 144500
[5 empty] | 406500144500 | 443 | 406500 | 144500
[5 empty] | 407500144500 | 443 | 407500 | 144500
[5 empty] | 408500144500 | 443 | 408500 | 144500
[5 empty] | 409500144500 | 443 | 409500 | 144500
[5 empty] | 410500144500 | 443 | 410500 | 144500
[5 empty] | 411500144500 | 443 | 411500 | 144500
[5 empty] | 412500144500 | 443 | 412500 | 144500
[5 empty] | 413500144500 | 443 | 413500 | 144500
[5 empty] | 414500144500 | 443 | 414500 | 144500
[5 empty] | 415500144500 | 443 | 415500 | 144500
[5 empty] | 416500144500 | 443 | 416500 | 144500
[5 empty] | 417500144500 | 443 | 417500 | 144500
[5 empty] | 418500144500 | 443 | 418500 | 144500
[5 empty] | 419500144500 | 443 | 419500 | 144500
[5 empty] | 420500144500 | 443 | 420500 | 144500
[5 empty] | 421500144500 | 443 | 421500 | 144500
[5 empty] | 380500143500 | 443 | 380500 | 143500
[5 empty] | 381500143500 | 443 | 381500 | 143500
[5 empty] | 382500143500 | 443 | 382500 | 143500
[5 empty] | 383500143500 | 443 | 383500 | 143500
[5 empty] | 384500143500 | 443 | 384500 | 143500
[5 empty] | 385500143500 | 443 | 385500 | 143500
[5 empty] | 386500143500 | 443 | 386500 | 143500
[5 empty] | 387500143500 | 443 | 387500 | 143500
[5 empty] | 388500143500 | 443 | 388500 | 143500
[5 empty] | 389500143500 | 443 | 389500 | 143500
[5 empty] | 390500143500 | 443 | 390500 | 143500
[5 empty] | 391500143500 | 443 | 391500 | 143500
[5 empty] | 392500143500 | 443 | 392500 | 143500
[5 empty] | 393500143500 | 443 | 393500 | 143500
[5 empty] | 394500143500 | 443 | 394500 | 143500
[5 empty] | 395500143500 | 443 | 395500 | 143500
[5 empty] | 396500143500 | 443 | 396500 | 143500
[5 empty] | 397500143500 | 443 | 397500 | 143500
[5 empty] | 398500143500 | 443 | 398500 | 143500
[5 empty] | 399500143500 | 443 | 399500 | 143500
[5 empty] | 400500143500 | 443 | 400500 | 143500
[5 empty] | 401500143500 | 443 | 401500 | 143500
[5 empty] | 402500143500 | 443 | 402500 | 143500
[5 empty] | 403500143500 | 443 | 403500 | 143500
[5 empty] | 404500143500 | 443 | 404500 | 143500
[5 empty] | 405500143500 | 443 | 405500 | 143500
[5 empty] | 406500143500 | 443 | 406500 | 143500
[5 empty] | 407500143500 | 443 | 407500 | 143500
[5 empty] | 408500143500 | 443 | 408500 | 143500
[5 empty] | 409500143500 | 443 | 409500 | 143500
[5 empty] | 410500143500 | 443 | 410500 | 143500
[5 empty] | 411500143500 | 443 | 411500 | 143500
[5 empty] | 412500143500 | 443 | 412500 | 143500
[5 empty] | 413500143500 | 443 | 413500 | 143500
[5 empty] | 414500143500 | 443 | 414500 | 143500
[5 empty] | 415500143500 | 443 | 415500 | 143500
[5 empty] | 416500143500 | 443 | 416500 | 143500
[5 empty] | 417500143500 | 443 | 417500 | 143500
[5 empty] | 418500143500 | 443 | 418500 | 143500
[5 empty] | 419500143500 | 443 | 419500 | 143500
[5 empty] | 420500143500 | 443 | 420500 | 143500
[5 empty] | 421500143500 | 443 | 421500 | 143500
[5 empty] | 422500143500 | 443 | 422500 | 143500
[5 empty] | 379500142500 | 443 | 379500 | 142500
[5 empty] | 380500142500 | 443 | 380500 | 142500
[5 empty] | 381500142500 | 443 | 381500 | 142500
[5 empty] | 382500142500 | 443 | 382500 | 142500
[5 empty] | 383500142500 | 443 | 383500 | 142500
[5 empty] | 384500142500 | 443 | 384500 | 142500
[5 empty] | 385500142500 | 443 | 385500 | 142500
[5 empty] | 386500142500 | 443 | 386500 | 142500
[5 empty] | 387500142500 | 443 | 387500 | 142500
[5 empty] | 388500142500 | 443 | 388500 | 142500
[5 empty] | 389500142500 | 443 | 389500 | 142500
[5 empty] | 390500142500 | 443 | 390500 | 142500
[5 empty] | 391500142500 | 443 | 391500 | 142500
[5 empty] | 392500142500 | 443 | 392500 | 142500
[5 empty] | 393500142500 | 443 | 393500 | 142500
[5 empty] | 394500142500 | 443 | 394500 | 142500
[5 empty] | 395500142500 | 443 | 395500 | 142500
[5 empty] | 396500142500 | 443 | 396500 | 142500
[5 empty] | 397500142500 | 443 | 397500 | 142500
[5 empty] | 398500142500 | 443 | 398500 | 142500
[5 empty] | 399500142500 | 443 | 399500 | 142500
[5 empty] | 400500142500 | 443 | 400500 | 142500
[5 empty] | 401500142500 | 443 | 401500 | 142500
[5 empty] | 402500142500 | 443 | 402500 | 142500
[5 empty] | 403500142500 | 443 | 403500 | 142500
[5 empty] | 404500142500 | 443 | 404500 | 142500
[5 empty] | 405500142500 | 443 | 405500 | 142500
[5 empty] | 406500142500 | 443 | 406500 | 142500
[5 empty] | 407500142500 | 443 | 407500 | 142500
[5 empty] | 408500142500 | 443 | 408500 | 142500
[5 empty] | 409500142500 | 443 | 409500 | 142500
[5 empty] | 410500142500 | 443 | 410500 | 142500
[5 empty] | 411500142500 | 443 | 411500 | 142500
[5 empty] | 412500142500 | 443 | 412500 | 142500
[5 empty] | 413500142500 | 443 | 413500 | 142500
[5 empty] | 414500142500 | 443 | 414500 | 142500
[5 empty] | 415500142500 | 443 | 415500 | 142500
[5 empty] | 416500142500 | 443 | 416500 | 142500
[5 empty] | 417500142500 | 443 | 417500 | 142500
[5 empty] | 418500142500 | 443 | 418500 | 142500
[5 empty] | 419500142500 | 443 | 419500 | 142500
[5 empty] | 420500142500 | 443 | 420500 | 142500
[5 empty] | 421500142500 | 443 | 421500 | 142500
[5 empty] | 422500142500 | 443 | 422500 | 142500
[5 empty] | 379500141500 | 443 | 379500 | 141500
[5 empty] | 380500141500 | 443 | 380500 | 141500
[5 empty] | 381500141500 | 443 | 381500 | 141500
[5 empty] | 382500141500 | 443 | 382500 | 141500
[5 empty] | 383500141500 | 443 | 383500 | 141500
[5 empty] | 384500141500 | 443 | 384500 | 141500
[5 empty] | 385500141500 | 443 | 385500 | 141500
[5 empty] | 386500141500 | 443 | 386500 | 141500
[5 empty] | 387500141500 | 443 | 387500 | 141500
[5 empty] | 388500141500 | 443 | 388500 | 141500
[5 empty] | 389500141500 | 443 | 389500 | 141500
[5 empty] | 390500141500 | 443 | 390500 | 141500
[5 empty] | 391500141500 | 443 | 391500 | 141500
[5 empty] | 392500141500 | 443 | 392500 | 141500
[5 empty] | 393500141500 | 443 | 393500 | 141500
[5 empty] | 394500141500 | 443 | 394500 | 141500
[5 empty] | 395500141500 | 443 | 395500 | 141500
[5 empty] | 396500141500 | 443 | 396500 | 141500
[5 empty] | 397500141500 | 443 | 397500 | 141500
[5 empty] | 398500141500 | 443 | 398500 | 141500
[5 empty] | 399500141500 | 443 | 399500 | 141500
[5 empty] | 400500141500 | 443 | 400500 | 141500
[5 empty] | 401500141500 | 443 | 401500 | 141500
[5 empty] | 402500141500 | 443 | 402500 | 141500
[5 empty] | 403500141500 | 443 | 403500 | 141500
[5 empty] | 404500141500 | 443 | 404500 | 141500
[5 empty] | 405500141500 | 443 | 405500 | 141500
[5 empty] | 406500141500 | 443 | 406500 | 141500
[5 empty] | 407500141500 | 443 | 407500 | 141500
[5 empty] | 408500141500 | 443 | 408500 | 141500
[5 empty] | 409500141500 | 443 | 409500 | 141500
[5 empty] | 410500141500 | 443 | 410500 | 141500
[5 empty] | 411500141500 | 443 | 411500 | 141500
[5 empty] | 412500141500 | 443 | 412500 | 141500
[5 empty] | 413500141500 | 443 | 413500 | 141500
[5 empty] | 414500141500 | 443 | 414500 | 141500
[5 empty] | 415500141500 | 443 | 415500 | 141500
[5 empty] | 416500141500 | 443 | 416500 | 141500
[5 empty] | 417500141500 | 443 | 417500 | 141500
[5 empty] | 418500141500 | 443 | 418500 | 141500
[5 empty] | 419500141500 | 443 | 419500 | 141500
[5 empty] | 420500141500 | 443 | 420500 | 141500
[5 empty] | 421500141500 | 443 | 421500 | 141500
[5 empty] | 422500141500 | 443 | 422500 | 141500
[5 empty] | 378500140500 | 443 | 378500 | 140500
[5 empty] | 379500140500 | 443 | 379500 | 140500
[5 empty] | 380500140500 | 443 | 380500 | 140500
[5 empty] | 381500140500 | 443 | 381500 | 140500
[5 empty] | 382500140500 | 443 | 382500 | 140500
[5 empty] | 383500140500 | 443 | 383500 | 140500
[5 empty] | 384500140500 | 443 | 384500 | 140500
[5 empty] | 385500140500 | 443 | 385500 | 140500
[5 empty] | 386500140500 | 443 | 386500 | 140500
[5 empty] | 387500140500 | 443 | 387500 | 140500
[5 empty] | 388500140500 | 443 | 388500 | 140500
[5 empty] | 389500140500 | 443 | 389500 | 140500
[5 empty] | 390500140500 | 443 | 390500 | 140500
[5 empty] | 391500140500 | 443 | 391500 | 140500
[5 empty] | 392500140500 | 443 | 392500 | 140500
[5 empty] | 393500140500 | 443 | 393500 | 140500
[5 empty] | 394500140500 | 443 | 394500 | 140500
[5 empty] | 395500140500 | 443 | 395500 | 140500
[5 empty] | 396500140500 | 443 | 396500 | 140500
[5 empty] | 397500140500 | 443 | 397500 | 140500
[5 empty] | 398500140500 | 443 | 398500 | 140500
[5 empty] | 399500140500 | 443 | 399500 | 140500
[5 empty] | 400500140500 | 443 | 400500 | 140500
[5 empty] | 401500140500 | 443 | 401500 | 140500
[5 empty] | 402500140500 | 443 | 402500 | 140500
[5 empty] | 403500140500 | 443 | 403500 | 140500
[5 empty] | 404500140500 | 443 | 404500 | 140500
[5 empty] | 405500140500 | 443 | 405500 | 140500
[5 empty] | 406500140500 | 443 | 406500 | 140500
[5 empty] | 407500140500 | 443 | 407500 | 140500
[5 empty] | 408500140500 | 443 | 408500 | 140500
[5 empty] | 409500140500 | 443 | 409500 | 140500
[5 empty] | 410500140500 | 443 | 410500 | 140500
[5 empty] | 411500140500 | 443 | 411500 | 140500
[5 empty] | 412500140500 | 443 | 412500 | 140500
[5 empty] | 413500140500 | 443 | 413500 | 140500
[5 empty] | 414500140500 | 443 | 414500 | 140500
[5 empty] | 415500140500 | 443 | 415500 | 140500
[5 empty] | 416500140500 | 443 | 416500 | 140500
[5 empty] | 417500140500 | 443 | 417500 | 140500
[5 empty] | 418500140500 | 443 | 418500 | 140500
[5 empty] | 419500140500 | 443 | 419500 | 140500
[5 empty] | 420500140500 | 443 | 420500 | 140500
[5 empty] | 421500140500 | 443 | 421500 | 140500
[5 empty] | 422500140500 | 443 | 422500 | 140500
[5 empty] | 423500140500 | 443 | 423500 | 140500
[5 empty] | 378500139500 | 443 | 378500 | 139500
[5 empty] | 379500139500 | 443 | 379500 | 139500
[5 empty] | 380500139500 | 443 | 380500 | 139500
[5 empty] | 381500139500 | 443 | 381500 | 139500
[5 empty] | 382500139500 | 443 | 382500 | 139500
[5 empty] | 383500139500 | 443 | 383500 | 139500
[5 empty] | 384500139500 | 443 | 384500 | 139500
[5 empty] | 385500139500 | 443 | 385500 | 139500
[5 empty] | 386500139500 | 443 | 386500 | 139500
[5 empty] | 387500139500 | 443 | 387500 | 139500
[5 empty] | 388500139500 | 443 | 388500 | 139500
[5 empty] | 389500139500 | 443 | 389500 | 139500
[5 empty] | 390500139500 | 443 | 390500 | 139500
[5 empty] | 391500139500 | 443 | 391500 | 139500
[5 empty] | 392500139500 | 443 | 392500 | 139500
[5 empty] | 393500139500 | 443 | 393500 | 139500
[5 empty] | 394500139500 | 443 | 394500 | 139500
[5 empty] | 395500139500 | 443 | 395500 | 139500
[5 empty] | 396500139500 | 443 | 396500 | 139500
[5 empty] | 397500139500 | 443 | 397500 | 139500
[5 empty] | 398500139500 | 443 | 398500 | 139500
[5 empty] | 399500139500 | 443 | 399500 | 139500
[5 empty] | 400500139500 | 443 | 400500 | 139500
[5 empty] | 401500139500 | 443 | 401500 | 139500
[5 empty] | 402500139500 | 443 | 402500 | 139500
[5 empty] | 403500139500 | 443 | 403500 | 139500
[5 empty] | 404500139500 | 443 | 404500 | 139500
[5 empty] | 405500139500 | 443 | 405500 | 139500
[5 empty] | 406500139500 | 443 | 406500 | 139500
[5 empty] | 407500139500 | 443 | 407500 | 139500
[5 empty] | 408500139500 | 443 | 408500 | 139500
[5 empty] | 409500139500 | 443 | 409500 | 139500
[5 empty] | 410500139500 | 443 | 410500 | 139500
[5 empty] | 411500139500 | 443 | 411500 | 139500
[5 empty] | 412500139500 | 443 | 412500 | 139500
[5 empty] | 413500139500 | 443 | 413500 | 139500
[5 empty] | 414500139500 | 443 | 414500 | 139500
[5 empty] | 415500139500 | 443 | 415500 | 139500
[5 empty] | 416500139500 | 443 | 416500 | 139500
[5 empty] | 417500139500 | 443 | 417500 | 139500
[5 empty] | 418500139500 | 443 | 418500 | 139500
[5 empty] | 419500139500 | 443 | 419500 | 139500
[5 empty] | 420500139500 | 443 | 420500 | 139500
[5 empty] | 421500139500 | 443 | 421500 | 139500
[5 empty] | 422500139500 | 443 | 422500 | 139500
[5 empty] | 423500139500 | 443 | 423500 | 139500
[5 empty] | 377500138500 | 443 | 377500 | 138500
[5 empty] | 378500138500 | 443 | 378500 | 138500
[5 empty] | 379500138500 | 443 | 379500 | 138500
[5 empty] | 380500138500 | 443 | 380500 | 138500
[5 empty] | 381500138500 | 443 | 381500 | 138500
[5 empty] | 382500138500 | 443 | 382500 | 138500
[5 empty] | 383500138500 | 443 | 383500 | 138500
[5 empty] | 384500138500 | 443 | 384500 | 138500
[5 empty] | 385500138500 | 443 | 385500 | 138500
[5 empty] | 386500138500 | 443 | 386500 | 138500
[5 empty] | 387500138500 | 443 | 387500 | 138500
[5 empty] | 388500138500 | 443 | 388500 | 138500
[5 empty] | 389500138500 | 443 | 389500 | 138500
[5 empty] | 390500138500 | 443 | 390500 | 138500
[5 empty] | 391500138500 | 443 | 391500 | 138500
[5 empty] | 392500138500 | 443 | 392500 | 138500
[5 empty] | 393500138500 | 443 | 393500 | 138500
[5 empty] | 394500138500 | 443 | 394500 | 138500
[5 empty] | 395500138500 | 443 | 395500 | 138500
[5 empty] | 396500138500 | 443 | 396500 | 138500
[5 empty] | 397500138500 | 443 | 397500 | 138500
[5 empty] | 398500138500 | 443 | 398500 | 138500
[5 empty] | 399500138500 | 443 | 399500 | 138500
[5 empty] | 400500138500 | 443 | 400500 | 138500
[5 empty] | 401500138500 | 443 | 401500 | 138500
[5 empty] | 402500138500 | 443 | 402500 | 138500
[5 empty] | 403500138500 | 443 | 403500 | 138500
[5 empty] | 404500138500 | 443 | 404500 | 138500
[5 empty] | 405500138500 | 443 | 405500 | 138500
[5 empty] | 406500138500 | 443 | 406500 | 138500
[5 empty] | 407500138500 | 443 | 407500 | 138500
[5 empty] | 408500138500 | 443 | 408500 | 138500
[5 empty] | 409500138500 | 443 | 409500 | 138500
[5 empty] | 410500138500 | 443 | 410500 | 138500
[5 empty] | 411500138500 | 443 | 411500 | 138500
[5 empty] | 412500138500 | 443 | 412500 | 138500
[5 empty] | 413500138500 | 443 | 413500 | 138500
[5 empty] | 414500138500 | 443 | 414500 | 138500
[5 empty] | 415500138500 | 443 | 415500 | 138500
[5 empty] | 416500138500 | 443 | 416500 | 138500
[5 empty] | 417500138500 | 443 | 417500 | 138500
[5 empty] | 418500138500 | 443 | 418500 | 138500
[5 empty] | 419500138500 | 443 | 419500 | 138500
[5 empty] | 420500138500 | 443 | 420500 | 138500
[5 empty] | 421500138500 | 443 | 421500 | 138500
[5 empty] | 422500138500 | 443 | 422500 | 138500
[5 empty] | 423500138500 | 443 | 423500 | 138500
[5 empty] | 376500137500 | 443 | 376500 | 137500
[5 empty] | 377500137500 | 443 | 377500 | 137500
[5 empty] | 378500137500 | 443 | 378500 | 137500
[5 empty] | 379500137500 | 443 | 379500 | 137500
[5 empty] | 380500137500 | 443 | 380500 | 137500
[5 empty] | 381500137500 | 443 | 381500 | 137500
[5 empty] | 382500137500 | 443 | 382500 | 137500
[5 empty] | 383500137500 | 443 | 383500 | 137500
[5 empty] | 384500137500 | 443 | 384500 | 137500
[5 empty] | 385500137500 | 443 | 385500 | 137500
[5 empty] | 386500137500 | 443 | 386500 | 137500
[5 empty] | 387500137500 | 443 | 387500 | 137500
[5 empty] | 388500137500 | 443 | 388500 | 137500
[5 empty] | 389500137500 | 443 | 389500 | 137500
[5 empty] | 390500137500 | 443 | 390500 | 137500
[5 empty] | 391500137500 | 443 | 391500 | 137500
[5 empty] | 392500137500 | 443 | 392500 | 137500
[5 empty] | 393500137500 | 443 | 393500 | 137500
[5 empty] | 394500137500 | 443 | 394500 | 137500
[5 empty] | 395500137500 | 443 | 395500 | 137500
[5 empty] | 396500137500 | 443 | 396500 | 137500
[5 empty] | 397500137500 | 443 | 397500 | 137500
[5 empty] | 398500137500 | 443 | 398500 | 137500
[5 empty] | 399500137500 | 443 | 399500 | 137500
[5 empty] | 400500137500 | 443 | 400500 | 137500
[5 empty] | 401500137500 | 443 | 401500 | 137500
[5 empty] | 402500137500 | 443 | 402500 | 137500
[5 empty] | 403500137500 | 443 | 403500 | 137500
[5 empty] | 404500137500 | 443 | 404500 | 137500
[5 empty] | 405500137500 | 443 | 405500 | 137500
[5 empty] | 406500137500 | 443 | 406500 | 137500
[5 empty] | 407500137500 | 443 | 407500 | 137500
[5 empty] | 408500137500 | 443 | 408500 | 137500
[5 empty] | 409500137500 | 443 | 409500 | 137500
[5 empty] | 410500137500 | 443 | 410500 | 137500
[5 empty] | 411500137500 | 443 | 411500 | 137500
[5 empty] | 412500137500 | 443 | 412500 | 137500
[5 empty] | 413500137500 | 443 | 413500 | 137500
[5 empty] | 414500137500 | 443 | 414500 | 137500
[5 empty] | 415500137500 | 443 | 415500 | 137500
[5 empty] | 416500137500 | 443 | 416500 | 137500
[5 empty] | 417500137500 | 443 | 417500 | 137500
[5 empty] | 418500137500 | 443 | 418500 | 137500
[5 empty] | 419500137500 | 443 | 419500 | 137500
[5 empty] | 420500137500 | 443 | 420500 | 137500
[5 empty] | 421500137500 | 443 | 421500 | 137500
[5 empty] | 422500137500 | 443 | 422500 | 137500
[5 empty] | 423500137500 | 443 | 423500 | 137500
[5 empty] | 376500136500 | 443 | 376500 | 136500
[5 empty] | 377500136500 | 443 | 377500 | 136500
[5 empty] | 378500136500 | 443 | 378500 | 136500
[5 empty] | 379500136500 | 443 | 379500 | 136500
[5 empty] | 380500136500 | 443 | 380500 | 136500
[5 empty] | 381500136500 | 443 | 381500 | 136500
[5 empty] | 382500136500 | 443 | 382500 | 136500
[5 empty] | 383500136500 | 443 | 383500 | 136500
[5 empty] | 384500136500 | 443 | 384500 | 136500
[5 empty] | 385500136500 | 443 | 385500 | 136500
[5 empty] | 386500136500 | 443 | 386500 | 136500
[5 empty] | 387500136500 | 443 | 387500 | 136500
[5 empty] | 388500136500 | 443 | 388500 | 136500
[5 empty] | 389500136500 | 443 | 389500 | 136500
[5 empty] | 390500136500 | 443 | 390500 | 136500
[5 empty] | 391500136500 | 443 | 391500 | 136500
[5 empty] | 392500136500 | 443 | 392500 | 136500
[5 empty] | 393500136500 | 443 | 393500 | 136500
[5 empty] | 394500136500 | 443 | 394500 | 136500
[5 empty] | 395500136500 | 443 | 395500 | 136500
[5 empty] | 396500136500 | 443 | 396500 | 136500
[5 empty] | 397500136500 | 443 | 397500 | 136500
[5 empty] | 398500136500 | 443 | 398500 | 136500
[5 empty] | 399500136500 | 443 | 399500 | 136500
[5 empty] | 400500136500 | 443 | 400500 | 136500
[5 empty] | 401500136500 | 443 | 401500 | 136500
[5 empty] | 402500136500 | 443 | 402500 | 136500
[5 empty] | 403500136500 | 443 | 403500 | 136500
[5 empty] | 404500136500 | 443 | 404500 | 136500
[5 empty] | 405500136500 | 443 | 405500 | 136500
[5 empty] | 406500136500 | 443 | 406500 | 136500
[5 empty] | 407500136500 | 443 | 407500 | 136500
[5 empty] | 408500136500 | 443 | 408500 | 136500
[5 empty] | 409500136500 | 443 | 409500 | 136500
[5 empty] | 410500136500 | 443 | 410500 | 136500
[5 empty] | 411500136500 | 443 | 411500 | 136500
[5 empty] | 412500136500 | 443 | 412500 | 136500
[5 empty] | 413500136500 | 443 | 413500 | 136500
[5 empty] | 414500136500 | 443 | 414500 | 136500
[5 empty] | 415500136500 | 443 | 415500 | 136500
[5 empty] | 416500136500 | 443 | 416500 | 136500
[5 empty] | 417500136500 | 443 | 417500 | 136500
[5 empty] | 418500136500 | 443 | 418500 | 136500
[5 empty] | 419500136500 | 443 | 419500 | 136500
[5 empty] | 420500136500 | 443 | 420500 | 136500
[5 empty] | 421500136500 | 443 | 421500 | 136500
[5 empty] | 422500136500 | 443 | 422500 | 136500
[5 empty] | 423500136500 | 443 | 423500 | 136500
[5 empty] | 375500135500 | 443 | 375500 | 135500
[5 empty] | 376500135500 | 443 | 376500 | 135500
[5 empty] | 377500135500 | 443 | 377500 | 135500
[5 empty] | 378500135500 | 443 | 378500 | 135500
[5 empty] | 379500135500 | 443 | 379500 | 135500
[5 empty] | 380500135500 | 443 | 380500 | 135500
[5 empty] | 381500135500 | 443 | 381500 | 135500
[5 empty] | 382500135500 | 443 | 382500 | 135500
[5 empty] | 383500135500 | 443 | 383500 | 135500
[5 empty] | 384500135500 | 443 | 384500 | 135500
[5 empty] | 385500135500 | 443 | 385500 | 135500
[5 empty] | 386500135500 | 443 | 386500 | 135500
[5 empty] | 387500135500 | 443 | 387500 | 135500
[5 empty] | 388500135500 | 443 | 388500 | 135500
[5 empty] | 389500135500 | 443 | 389500 | 135500
[5 empty] | 390500135500 | 443 | 390500 | 135500
[5 empty] | 391500135500 | 443 | 391500 | 135500
[5 empty] | 392500135500 | 443 | 392500 | 135500
[5 empty] | 393500135500 | 443 | 393500 | 135500
[5 empty] | 394500135500 | 443 | 394500 | 135500
[5 empty] | 395500135500 | 443 | 395500 | 135500
[5 empty] | 396500135500 | 443 | 396500 | 135500
[5 empty] | 397500135500 | 443 | 397500 | 135500
[5 empty] | 398500135500 | 443 | 398500 | 135500
[5 empty] | 399500135500 | 443 | 399500 | 135500
[5 empty] | 400500135500 | 443 | 400500 | 135500
[5 empty] | 401500135500 | 443 | 401500 | 135500
[5 empty] | 402500135500 | 443 | 402500 | 135500
[5 empty] | 403500135500 | 443 | 403500 | 135500
[5 empty] | 404500135500 | 443 | 404500 | 135500
[5 empty] | 405500135500 | 443 | 405500 | 135500
[5 empty] | 406500135500 | 443 | 406500 | 135500
[5 empty] | 407500135500 | 443 | 407500 | 135500
[5 empty] | 408500135500 | 443 | 408500 | 135500
[5 empty] | 409500135500 | 443 | 409500 | 135500
[5 empty] | 410500135500 | 443 | 410500 | 135500
[5 empty] | 411500135500 | 443 | 411500 | 135500
[5 empty] | 412500135500 | 443 | 412500 | 135500
[5 empty] | 413500135500 | 443 | 413500 | 135500
[5 empty] | 414500135500 | 443 | 414500 | 135500
[5 empty] | 415500135500 | 443 | 415500 | 135500
[5 empty] | 416500135500 | 443 | 416500 | 135500
[5 empty] | 417500135500 | 443 | 417500 | 135500
[5 empty] | 418500135500 | 443 | 418500 | 135500
[5 empty] | 419500135500 | 443 | 419500 | 135500
[5 empty] | 420500135500 | 443 | 420500 | 135500
[5 empty] | 421500135500 | 443 | 421500 | 135500
[5 empty] | 422500135500 | 443 | 422500 | 135500
[5 empty] | 423500135500 | 443 | 423500 | 135500
[5 empty] | 424500135500 | 443 | 424500 | 135500
[5 empty] | 425500135500 | 443 | 425500 | 135500
[5 empty] | 375500134500 | 443 | 375500 | 134500
[5 empty] | 376500134500 | 443 | 376500 | 134500
[5 empty] | 377500134500 | 443 | 377500 | 134500
[5 empty] | 378500134500 | 443 | 378500 | 134500
[5 empty] | 379500134500 | 443 | 379500 | 134500
[5 empty] | 380500134500 | 443 | 380500 | 134500
[5 empty] | 381500134500 | 443 | 381500 | 134500
[5 empty] | 382500134500 | 443 | 382500 | 134500
[5 empty] | 383500134500 | 443 | 383500 | 134500
[5 empty] | 384500134500 | 443 | 384500 | 134500
[5 empty] | 385500134500 | 443 | 385500 | 134500
[5 empty] | 386500134500 | 443 | 386500 | 134500
[5 empty] | 387500134500 | 443 | 387500 | 134500
[5 empty] | 388500134500 | 443 | 388500 | 134500
[5 empty] | 389500134500 | 443 | 389500 | 134500
[5 empty] | 390500134500 | 443 | 390500 | 134500
[5 empty] | 391500134500 | 443 | 391500 | 134500
[5 empty] | 392500134500 | 443 | 392500 | 134500
[5 empty] | 393500134500 | 443 | 393500 | 134500
[5 empty] | 394500134500 | 443 | 394500 | 134500
[5 empty] | 395500134500 | 443 | 395500 | 134500
[5 empty] | 396500134500 | 443 | 396500 | 134500
[5 empty] | 397500134500 | 443 | 397500 | 134500
[5 empty] | 398500134500 | 443 | 398500 | 134500
[5 empty] | 399500134500 | 443 | 399500 | 134500
[5 empty] | 400500134500 | 443 | 400500 | 134500
[5 empty] | 401500134500 | 443 | 401500 | 134500
[5 empty] | 402500134500 | 443 | 402500 | 134500
[5 empty] | 403500134500 | 443 | 403500 | 134500
[5 empty] | 404500134500 | 443 | 404500 | 134500
[5 empty] | 405500134500 | 443 | 405500 | 134500
[5 empty] | 406500134500 | 443 | 406500 | 134500
[5 empty] | 407500134500 | 443 | 407500 | 134500
[5 empty] | 408500134500 | 443 | 408500 | 134500
[5 empty] | 409500134500 | 443 | 409500 | 134500
[5 empty] | 410500134500 | 443 | 410500 | 134500
[5 empty] | 411500134500 | 443 | 411500 | 134500
[5 empty] | 412500134500 | 443 | 412500 | 134500
[5 empty] | 413500134500 | 443 | 413500 | 134500
[5 empty] | 414500134500 | 443 | 414500 | 134500
[5 empty] | 415500134500 | 443 | 415500 | 134500
[5 empty] | 416500134500 | 443 | 416500 | 134500
[5 empty] | 417500134500 | 443 | 417500 | 134500
[5 empty] | 418500134500 | 443 | 418500 | 134500
[5 empty] | 419500134500 | 443 | 419500 | 134500
[5 empty] | 420500134500 | 443 | 420500 | 134500
[5 empty] | 421500134500 | 443 | 421500 | 134500
[5 empty] | 422500134500 | 443 | 422500 | 134500
[5 empty] | 423500134500 | 443 | 423500 | 134500
[5 empty] | 424500134500 | 443 | 424500 | 134500
[5 empty] | 425500134500 | 443 | 425500 | 134500
[5 empty] | 375500133500 | 443 | 375500 | 133500
[5 empty] | 376500133500 | 443 | 376500 | 133500
[5 empty] | 377500133500 | 443 | 377500 | 133500
[5 empty] | 378500133500 | 443 | 378500 | 133500
[5 empty] | 379500133500 | 443 | 379500 | 133500
[5 empty] | 380500133500 | 443 | 380500 | 133500
[5 empty] | 381500133500 | 443 | 381500 | 133500
[5 empty] | 382500133500 | 443 | 382500 | 133500
[5 empty] | 383500133500 | 443 | 383500 | 133500
[5 empty] | 384500133500 | 443 | 384500 | 133500
[5 empty] | 385500133500 | 443 | 385500 | 133500
[5 empty] | 386500133500 | 443 | 386500 | 133500
[5 empty] | 387500133500 | 443 | 387500 | 133500
[5 empty] | 388500133500 | 443 | 388500 | 133500
[5 empty] | 389500133500 | 443 | 389500 | 133500
[5 empty] | 390500133500 | 443 | 390500 | 133500
[5 empty] | 391500133500 | 443 | 391500 | 133500
[5 empty] | 392500133500 | 443 | 392500 | 133500
[5 empty] | 393500133500 | 443 | 393500 | 133500
[5 empty] | 394500133500 | 443 | 394500 | 133500
[5 empty] | 395500133500 | 443 | 395500 | 133500
[5 empty] | 396500133500 | 443 | 396500 | 133500
[5 empty] | 397500133500 | 443 | 397500 | 133500
[5 empty] | 398500133500 | 443 | 398500 | 133500
[5 empty] | 399500133500 | 443 | 399500 | 133500
[5 empty] | 400500133500 | 443 | 400500 | 133500
[5 empty] | 401500133500 | 443 | 401500 | 133500
[5 empty] | 402500133500 | 443 | 402500 | 133500
[5 empty] | 403500133500 | 443 | 403500 | 133500
[5 empty] | 404500133500 | 443 | 404500 | 133500
[5 empty] | 405500133500 | 443 | 405500 | 133500
[5 empty] | 406500133500 | 443 | 406500 | 133500
[5 empty] | 407500133500 | 443 | 407500 | 133500
[5 empty] | 408500133500 | 443 | 408500 | 133500
[5 empty] | 409500133500 | 443 | 409500 | 133500
[5 empty] | 410500133500 | 443 | 410500 | 133500
[5 empty] | 411500133500 | 443 | 411500 | 133500
[5 empty] | 412500133500 | 443 | 412500 | 133500
[5 empty] | 413500133500 | 443 | 413500 | 133500
[5 empty] | 414500133500 | 443 | 414500 | 133500
[5 empty] | 415500133500 | 443 | 415500 | 133500
[5 empty] | 416500133500 | 443 | 416500 | 133500
[5 empty] | 417500133500 | 443 | 417500 | 133500
[5 empty] | 418500133500 | 443 | 418500 | 133500
[5 empty] | 419500133500 | 443 | 419500 | 133500
[5 empty] | 420500133500 | 443 | 420500 | 133500
[5 empty] | 421500133500 | 443 | 421500 | 133500
[5 empty] | 422500133500 | 443 | 422500 | 133500
[5 empty] | 423500133500 | 443 | 423500 | 133500
[5 empty] | 424500133500 | 443 | 424500 | 133500
[5 empty] | 425500133500 | 443 | 425500 | 133500
[5 empty] | 376500132500 | 443 | 376500 | 132500
[5 empty] | 377500132500 | 443 | 377500 | 132500
[5 empty] | 378500132500 | 443 | 378500 | 132500
[5 empty] | 379500132500 | 443 | 379500 | 132500
[5 empty] | 380500132500 | 443 | 380500 | 132500
[5 empty] | 381500132500 | 443 | 381500 | 132500
[5 empty] | 382500132500 | 443 | 382500 | 132500
[5 empty] | 383500132500 | 443 | 383500 | 132500
[5 empty] | 384500132500 | 443 | 384500 | 132500
[5 empty] | 385500132500 | 443 | 385500 | 132500
[5 empty] | 386500132500 | 443 | 386500 | 132500
[5 empty] | 387500132500 | 443 | 387500 | 132500
[5 empty] | 388500132500 | 443 | 388500 | 132500
[5 empty] | 389500132500 | 443 | 389500 | 132500
[5 empty] | 390500132500 | 443 | 390500 | 132500
[5 empty] | 391500132500 | 443 | 391500 | 132500
[5 empty] | 392500132500 | 443 | 392500 | 132500
[5 empty] | 393500132500 | 443 | 393500 | 132500
[5 empty] | 394500132500 | 443 | 394500 | 132500
[5 empty] | 395500132500 | 443 | 395500 | 132500
[5 empty] | 396500132500 | 443 | 396500 | 132500
[5 empty] | 397500132500 | 443 | 397500 | 132500
[5 empty] | 398500132500 | 443 | 398500 | 132500
[5 empty] | 399500132500 | 443 | 399500 | 132500
[5 empty] | 400500132500 | 443 | 400500 | 132500
[5 empty] | 401500132500 | 443 | 401500 | 132500
[5 empty] | 402500132500 | 443 | 402500 | 132500
[5 empty] | 403500132500 | 443 | 403500 | 132500
[5 empty] | 404500132500 | 443 | 404500 | 132500
[5 empty] | 405500132500 | 443 | 405500 | 132500
[5 empty] | 406500132500 | 443 | 406500 | 132500
[5 empty] | 407500132500 | 443 | 407500 | 132500
[5 empty] | 408500132500 | 443 | 408500 | 132500
[5 empty] | 409500132500 | 443 | 409500 | 132500
[5 empty] | 410500132500 | 443 | 410500 | 132500
[5 empty] | 411500132500 | 443 | 411500 | 132500
[5 empty] | 412500132500 | 443 | 412500 | 132500
[5 empty] | 413500132500 | 443 | 413500 | 132500
[5 empty] | 414500132500 | 443 | 414500 | 132500
[5 empty] | 415500132500 | 443 | 415500 | 132500
[5 empty] | 416500132500 | 443 | 416500 | 132500
[5 empty] | 417500132500 | 443 | 417500 | 132500
[5 empty] | 418500132500 | 443 | 418500 | 132500
[5 empty] | 419500132500 | 443 | 419500 | 132500
[5 empty] | 420500132500 | 443 | 420500 | 132500
[5 empty] | 421500132500 | 443 | 421500 | 132500
[5 empty] | 422500132500 | 443 | 422500 | 132500
[5 empty] | 423500132500 | 443 | 423500 | 132500
[5 empty] | 424500132500 | 443 | 424500 | 132500
[5 empty] | 425500132500 | 443 | 425500 | 132500
[5 empty] | 377500131500 | 443 | 377500 | 131500
[5 empty] | 378500131500 | 443 | 378500 | 131500
[5 empty] | 379500131500 | 443 | 379500 | 131500
[5 empty] | 380500131500 | 443 | 380500 | 131500
[5 empty] | 381500131500 | 443 | 381500 | 131500
[5 empty] | 382500131500 | 443 | 382500 | 131500
[5 empty] | 383500131500 | 443 | 383500 | 131500
[5 empty] | 384500131500 | 443 | 384500 | 131500
[5 empty] | 385500131500 | 443 | 385500 | 131500
[5 empty] | 386500131500 | 443 | 386500 | 131500
[5 empty] | 387500131500 | 443 | 387500 | 131500
[5 empty] | 388500131500 | 443 | 388500 | 131500
[5 empty] | 389500131500 | 443 | 389500 | 131500
[5 empty] | 390500131500 | 443 | 390500 | 131500
[5 empty] | 391500131500 | 443 | 391500 | 131500
[5 empty] | 392500131500 | 443 | 392500 | 131500
[5 empty] | 393500131500 | 443 | 393500 | 131500
[5 empty] | 394500131500 | 443 | 394500 | 131500
[5 empty] | 395500131500 | 443 | 395500 | 131500
[5 empty] | 396500131500 | 443 | 396500 | 131500
[5 empty] | 397500131500 | 443 | 397500 | 131500
[5 empty] | 398500131500 | 443 | 398500 | 131500
[5 empty] | 399500131500 | 443 | 399500 | 131500
[5 empty] | 400500131500 | 443 | 400500 | 131500
[5 empty] | 401500131500 | 443 | 401500 | 131500
[5 empty] | 402500131500 | 443 | 402500 | 131500
[5 empty] | 403500131500 | 443 | 403500 | 131500
[5 empty] | 404500131500 | 443 | 404500 | 131500
[5 empty] | 405500131500 | 443 | 405500 | 131500
[5 empty] | 406500131500 | 443 | 406500 | 131500
[5 empty] | 407500131500 | 443 | 407500 | 131500
[5 empty] | 408500131500 | 443 | 408500 | 131500
[5 empty] | 409500131500 | 443 | 409500 | 131500
[5 empty] | 410500131500 | 443 | 410500 | 131500
[5 empty] | 411500131500 | 443 | 411500 | 131500
[5 empty] | 412500131500 | 443 | 412500 | 131500
[5 empty] | 413500131500 | 443 | 413500 | 131500
[5 empty] | 414500131500 | 443 | 414500 | 131500
[5 empty] | 415500131500 | 443 | 415500 | 131500
[5 empty] | 416500131500 | 443 | 416500 | 131500
[5 empty] | 417500131500 | 443 | 417500 | 131500
[5 empty] | 418500131500 | 443 | 418500 | 131500
[5 empty] | 419500131500 | 443 | 419500 | 131500
[5 empty] | 420500131500 | 443 | 420500 | 131500
[5 empty] | 421500131500 | 443 | 421500 | 131500
[5 empty] | 422500131500 | 443 | 422500 | 131500
[5 empty] | 423500131500 | 443 | 423500 | 131500
[5 empty] | 424500131500 | 443 | 424500 | 131500
[5 empty] | 425500131500 | 443 | 425500 | 131500
[5 empty] | 381500130500 | 443 | 381500 | 130500
[5 empty] | 382500130500 | 443 | 382500 | 130500
[5 empty] | 383500130500 | 443 | 383500 | 130500
[5 empty] | 384500130500 | 443 | 384500 | 130500
[5 empty] | 385500130500 | 443 | 385500 | 130500
[5 empty] | 386500130500 | 443 | 386500 | 130500
[5 empty] | 387500130500 | 443 | 387500 | 130500
[5 empty] | 388500130500 | 443 | 388500 | 130500
[5 empty] | 389500130500 | 443 | 389500 | 130500
[5 empty] | 390500130500 | 443 | 390500 | 130500
[5 empty] | 391500130500 | 443 | 391500 | 130500
[5 empty] | 392500130500 | 443 | 392500 | 130500
[5 empty] | 393500130500 | 443 | 393500 | 130500
[5 empty] | 394500130500 | 443 | 394500 | 130500
[5 empty] | 395500130500 | 443 | 395500 | 130500
[5 empty] | 396500130500 | 443 | 396500 | 130500
[5 empty] | 397500130500 | 443 | 397500 | 130500
[5 empty] | 398500130500 | 443 | 398500 | 130500
[5 empty] | 399500130500 | 443 | 399500 | 130500
[5 empty] | 400500130500 | 443 | 400500 | 130500
[5 empty] | 401500130500 | 443 | 401500 | 130500
[5 empty] | 402500130500 | 443 | 402500 | 130500
[5 empty] | 403500130500 | 443 | 403500 | 130500
[5 empty] | 404500130500 | 443 | 404500 | 130500
[5 empty] | 405500130500 | 443 | 405500 | 130500
[5 empty] | 406500130500 | 443 | 406500 | 130500
[5 empty] | 407500130500 | 443 | 407500 | 130500
[5 empty] | 408500130500 | 443 | 408500 | 130500
[5 empty] | 409500130500 | 443 | 409500 | 130500
[5 empty] | 410500130500 | 443 | 410500 | 130500
[5 empty] | 411500130500 | 443 | 411500 | 130500
[5 empty] | 412500130500 | 443 | 412500 | 130500
[5 empty] | 413500130500 | 443 | 413500 | 130500
[5 empty] | 414500130500 | 443 | 414500 | 130500
[5 empty] | 415500130500 | 443 | 415500 | 130500
[5 empty] | 416500130500 | 443 | 416500 | 130500
[5 empty] | 417500130500 | 443 | 417500 | 130500
[5 empty] | 418500130500 | 443 | 418500 | 130500
[5 empty] | 419500130500 | 443 | 419500 | 130500
[5 empty] | 420500130500 | 443 | 420500 | 130500
[5 empty] | 421500130500 | 443 | 421500 | 130500
[5 empty] | 422500130500 | 443 | 422500 | 130500
[5 empty] | 423500130500 | 443 | 423500 | 130500
[5 empty] | 424500130500 | 443 | 424500 | 130500
[5 empty] | 425500130500 | 443 | 425500 | 130500
[5 empty] | 384500129500 | 443 | 384500 | 129500
[5 empty] | 385500129500 | 443 | 385500 | 129500
[5 empty] | 386500129500 | 443 | 386500 | 129500
[5 empty] | 387500129500 | 443 | 387500 | 129500
[5 empty] | 388500129500 | 443 | 388500 | 129500
[5 empty] | 389500129500 | 443 | 389500 | 129500
[5 empty] | 390500129500 | 443 | 390500 | 129500
[5 empty] | 391500129500 | 443 | 391500 | 129500
[5 empty] | 392500129500 | 443 | 392500 | 129500
[5 empty] | 393500129500 | 443 | 393500 | 129500
[5 empty] | 394500129500 | 443 | 394500 | 129500
[5 empty] | 395500129500 | 443 | 395500 | 129500
[5 empty] | 396500129500 | 443 | 396500 | 129500
[5 empty] | 397500129500 | 443 | 397500 | 129500
[5 empty] | 398500129500 | 443 | 398500 | 129500
[5 empty] | 399500129500 | 443 | 399500 | 129500
[5 empty] | 400500129500 | 443 | 400500 | 129500
[5 empty] | 401500129500 | 443 | 401500 | 129500
[5 empty] | 402500129500 | 443 | 402500 | 129500
[5 empty] | 403500129500 | 443 | 403500 | 129500
[5 empty] | 404500129500 | 443 | 404500 | 129500
[5 empty] | 405500129500 | 443 | 405500 | 129500
[5 empty] | 406500129500 | 443 | 406500 | 129500
[5 empty] | 407500129500 | 443 | 407500 | 129500
[5 empty] | 408500129500 | 443 | 408500 | 129500
[5 empty] | 409500129500 | 443 | 409500 | 129500
[5 empty] | 410500129500 | 443 | 410500 | 129500
[5 empty] | 411500129500 | 443 | 411500 | 129500
[5 empty] | 412500129500 | 443 | 412500 | 129500
[5 empty] | 413500129500 | 443 | 413500 | 129500
[5 empty] | 414500129500 | 443 | 414500 | 129500
[5 empty] | 415500129500 | 443 | 415500 | 129500
[5 empty] | 416500129500 | 443 | 416500 | 129500
[5 empty] | 417500129500 | 443 | 417500 | 129500
[5 empty] | 418500129500 | 443 | 418500 | 129500
[5 empty] | 419500129500 | 443 | 419500 | 129500
[5 empty] | 420500129500 | 443 | 420500 | 129500
[5 empty] | 421500129500 | 443 | 421500 | 129500
[5 empty] | 422500129500 | 443 | 422500 | 129500
[5 empty] | 423500129500 | 443 | 423500 | 129500
[5 empty] | 424500129500 | 443 | 424500 | 129500
[5 empty] | 425500129500 | 443 | 425500 | 129500
[5 empty] | 385500128500 | 443 | 385500 | 128500
[5 empty] | 386500128500 | 443 | 386500 | 128500
[5 empty] | 387500128500 | 443 | 387500 | 128500
[5 empty] | 388500128500 | 443 | 388500 | 128500
[5 empty] | 389500128500 | 443 | 389500 | 128500
[5 empty] | 390500128500 | 443 | 390500 | 128500
[5 empty] | 391500128500 | 443 | 391500 | 128500
[5 empty] | 392500128500 | 443 | 392500 | 128500
[5 empty] | 393500128500 | 443 | 393500 | 128500
[5 empty] | 394500128500 | 443 | 394500 | 128500
[5 empty] | 395500128500 | 443 | 395500 | 128500
[5 empty] | 396500128500 | 443 | 396500 | 128500
[5 empty] | 397500128500 | 443 | 397500 | 128500
[5 empty] | 398500128500 | 443 | 398500 | 128500
[5 empty] | 399500128500 | 443 | 399500 | 128500
[5 empty] | 400500128500 | 443 | 400500 | 128500
[5 empty] | 401500128500 | 443 | 401500 | 128500
[5 empty] | 402500128500 | 443 | 402500 | 128500
[5 empty] | 403500128500 | 443 | 403500 | 128500
[5 empty] | 404500128500 | 443 | 404500 | 128500
[5 empty] | 405500128500 | 443 | 405500 | 128500
[5 empty] | 406500128500 | 443 | 406500 | 128500
[5 empty] | 407500128500 | 443 | 407500 | 128500
[5 empty] | 408500128500 | 443 | 408500 | 128500
[5 empty] | 409500128500 | 443 | 409500 | 128500
[5 empty] | 410500128500 | 443 | 410500 | 128500
[5 empty] | 411500128500 | 443 | 411500 | 128500
[5 empty] | 412500128500 | 443 | 412500 | 128500
[5 empty] | 413500128500 | 443 | 413500 | 128500
[5 empty] | 414500128500 | 443 | 414500 | 128500
[5 empty] | 415500128500 | 443 | 415500 | 128500
[5 empty] | 416500128500 | 443 | 416500 | 128500
[5 empty] | 417500128500 | 443 | 417500 | 128500
[5 empty] | 418500128500 | 443 | 418500 | 128500
[5 empty] | 419500128500 | 443 | 419500 | 128500
[5 empty] | 420500128500 | 443 | 420500 | 128500
[5 empty] | 421500128500 | 443 | 421500 | 128500
[5 empty] | 422500128500 | 443 | 422500 | 128500
[5 empty] | 423500128500 | 443 | 423500 | 128500
[5 empty] | 424500128500 | 443 | 424500 | 128500
[5 empty] | 425500128500 | 443 | 425500 | 128500
[5 empty] | 385500127500 | 443 | 385500 | 127500
[5 empty] | 386500127500 | 443 | 386500 | 127500
[5 empty] | 387500127500 | 443 | 387500 | 127500
[5 empty] | 388500127500 | 443 | 388500 | 127500
[5 empty] | 389500127500 | 443 | 389500 | 127500
[5 empty] | 390500127500 | 443 | 390500 | 127500
[5 empty] | 391500127500 | 443 | 391500 | 127500
[5 empty] | 392500127500 | 443 | 392500 | 127500
[5 empty] | 393500127500 | 443 | 393500 | 127500
[5 empty] | 394500127500 | 443 | 394500 | 127500
[5 empty] | 395500127500 | 443 | 395500 | 127500
[5 empty] | 396500127500 | 443 | 396500 | 127500
[5 empty] | 397500127500 | 443 | 397500 | 127500
[5 empty] | 398500127500 | 443 | 398500 | 127500
[5 empty] | 399500127500 | 443 | 399500 | 127500
[5 empty] | 400500127500 | 443 | 400500 | 127500
[5 empty] | 401500127500 | 443 | 401500 | 127500
[5 empty] | 402500127500 | 443 | 402500 | 127500
[5 empty] | 403500127500 | 443 | 403500 | 127500
[5 empty] | 404500127500 | 443 | 404500 | 127500
[5 empty] | 405500127500 | 443 | 405500 | 127500
[5 empty] | 406500127500 | 443 | 406500 | 127500
[5 empty] | 407500127500 | 443 | 407500 | 127500
[5 empty] | 408500127500 | 443 | 408500 | 127500
[5 empty] | 409500127500 | 443 | 409500 | 127500
[5 empty] | 410500127500 | 443 | 410500 | 127500
[5 empty] | 411500127500 | 443 | 411500 | 127500
[5 empty] | 412500127500 | 443 | 412500 | 127500
[5 empty] | 413500127500 | 443 | 413500 | 127500
[5 empty] | 414500127500 | 443 | 414500 | 127500
[5 empty] | 415500127500 | 443 | 415500 | 127500
[5 empty] | 416500127500 | 443 | 416500 | 127500
[5 empty] | 417500127500 | 443 | 417500 | 127500
[5 empty] | 418500127500 | 443 | 418500 | 127500
[5 empty] | 419500127500 | 443 | 419500 | 127500
[5 empty] | 420500127500 | 443 | 420500 | 127500
[5 empty] | 421500127500 | 443 | 421500 | 127500
[5 empty] | 422500127500 | 443 | 422500 | 127500
[5 empty] | 423500127500 | 443 | 423500 | 127500
[5 empty] | 424500127500 | 443 | 424500 | 127500
[5 empty] | 425500127500 | 443 | 425500 | 127500
[5 empty] | 386500126500 | 443 | 386500 | 126500
[5 empty] | 387500126500 | 443 | 387500 | 126500
[5 empty] | 388500126500 | 443 | 388500 | 126500
[5 empty] | 389500126500 | 443 | 389500 | 126500
[5 empty] | 390500126500 | 443 | 390500 | 126500
[5 empty] | 391500126500 | 443 | 391500 | 126500
[5 empty] | 392500126500 | 443 | 392500 | 126500
[5 empty] | 393500126500 | 443 | 393500 | 126500
[5 empty] | 394500126500 | 443 | 394500 | 126500
[5 empty] | 395500126500 | 443 | 395500 | 126500
[5 empty] | 396500126500 | 443 | 396500 | 126500
[5 empty] | 397500126500 | 443 | 397500 | 126500
[5 empty] | 398500126500 | 443 | 398500 | 126500
[5 empty] | 399500126500 | 443 | 399500 | 126500
[5 empty] | 400500126500 | 443 | 400500 | 126500
[5 empty] | 401500126500 | 443 | 401500 | 126500
[5 empty] | 402500126500 | 443 | 402500 | 126500
[5 empty] | 403500126500 | 443 | 403500 | 126500
[5 empty] | 404500126500 | 443 | 404500 | 126500
[5 empty] | 405500126500 | 443 | 405500 | 126500
[5 empty] | 406500126500 | 443 | 406500 | 126500
[5 empty] | 407500126500 | 443 | 407500 | 126500
[5 empty] | 408500126500 | 443 | 408500 | 126500
[5 empty] | 409500126500 | 443 | 409500 | 126500
[5 empty] | 410500126500 | 443 | 410500 | 126500
[5 empty] | 411500126500 | 443 | 411500 | 126500
[5 empty] | 412500126500 | 443 | 412500 | 126500
[5 empty] | 413500126500 | 443 | 413500 | 126500
[5 empty] | 414500126500 | 443 | 414500 | 126500
[5 empty] | 415500126500 | 443 | 415500 | 126500
[5 empty] | 416500126500 | 443 | 416500 | 126500
[5 empty] | 417500126500 | 443 | 417500 | 126500
[5 empty] | 418500126500 | 443 | 418500 | 126500
[5 empty] | 419500126500 | 443 | 419500 | 126500
[5 empty] | 420500126500 | 443 | 420500 | 126500
[5 empty] | 421500126500 | 443 | 421500 | 126500
[5 empty] | 422500126500 | 443 | 422500 | 126500
[5 empty] | 423500126500 | 443 | 423500 | 126500
[5 empty] | 424500126500 | 443 | 424500 | 126500
[5 empty] | 425500126500 | 443 | 425500 | 126500
[5 empty] | 387500125500 | 443 | 387500 | 125500
[5 empty] | 388500125500 | 443 | 388500 | 125500
[5 empty] | 389500125500 | 443 | 389500 | 125500
[5 empty] | 390500125500 | 443 | 390500 | 125500
[5 empty] | 391500125500 | 443 | 391500 | 125500
[5 empty] | 392500125500 | 443 | 392500 | 125500
[5 empty] | 393500125500 | 443 | 393500 | 125500
[5 empty] | 394500125500 | 443 | 394500 | 125500
[5 empty] | 395500125500 | 443 | 395500 | 125500
[5 empty] | 396500125500 | 443 | 396500 | 125500
[5 empty] | 397500125500 | 443 | 397500 | 125500
[5 empty] | 398500125500 | 443 | 398500 | 125500
[5 empty] | 399500125500 | 443 | 399500 | 125500
[5 empty] | 400500125500 | 443 | 400500 | 125500
[5 empty] | 401500125500 | 443 | 401500 | 125500
[5 empty] | 402500125500 | 443 | 402500 | 125500
[5 empty] | 403500125500 | 443 | 403500 | 125500
[5 empty] | 404500125500 | 443 | 404500 | 125500
[5 empty] | 405500125500 | 443 | 405500 | 125500
[5 empty] | 406500125500 | 443 | 406500 | 125500
[5 empty] | 407500125500 | 443 | 407500 | 125500
[5 empty] | 408500125500 | 443 | 408500 | 125500
[5 empty] | 409500125500 | 443 | 409500 | 125500
[5 empty] | 410500125500 | 443 | 410500 | 125500
[5 empty] | 411500125500 | 443 | 411500 | 125500
[5 empty] | 412500125500 | 443 | 412500 | 125500
[5 empty] | 413500125500 | 443 | 413500 | 125500
[5 empty] | 414500125500 | 443 | 414500 | 125500
[5 empty] | 415500125500 | 443 | 415500 | 125500
[5 empty] | 416500125500 | 443 | 416500 | 125500
[5 empty] | 417500125500 | 443 | 417500 | 125500
[5 empty] | 418500125500 | 443 | 418500 | 125500
[5 empty] | 419500125500 | 443 | 419500 | 125500
[5 empty] | 420500125500 | 443 | 420500 | 125500
[5 empty] | 421500125500 | 443 | 421500 | 125500
[5 empty] | 422500125500 | 443 | 422500 | 125500
[5 empty] | 423500125500 | 443 | 423500 | 125500
[5 empty] | 424500125500 | 443 | 424500 | 125500
[5 empty] | 425500125500 | 443 | 425500 | 125500
[5 empty] | 426500125500 | 443 | 426500 | 125500
[5 empty] | 387500124500 | 443 | 387500 | 124500
[5 empty] | 388500124500 | 443 | 388500 | 124500
[5 empty] | 389500124500 | 443 | 389500 | 124500
[5 empty] | 390500124500 | 443 | 390500 | 124500
[5 empty] | 391500124500 | 443 | 391500 | 124500
[5 empty] | 392500124500 | 443 | 392500 | 124500
[5 empty] | 393500124500 | 443 | 393500 | 124500
[5 empty] | 394500124500 | 443 | 394500 | 124500
[5 empty] | 395500124500 | 443 | 395500 | 124500
[5 empty] | 396500124500 | 443 | 396500 | 124500
[5 empty] | 397500124500 | 443 | 397500 | 124500
[5 empty] | 398500124500 | 443 | 398500 | 124500
[5 empty] | 399500124500 | 443 | 399500 | 124500
[5 empty] | 400500124500 | 443 | 400500 | 124500
[5 empty] | 401500124500 | 443 | 401500 | 124500
[5 empty] | 402500124500 | 443 | 402500 | 124500
[5 empty] | 403500124500 | 443 | 403500 | 124500
[5 empty] | 404500124500 | 443 | 404500 | 124500
[5 empty] | 405500124500 | 443 | 405500 | 124500
[5 empty] | 406500124500 | 443 | 406500 | 124500
[5 empty] | 407500124500 | 443 | 407500 | 124500
[5 empty] | 408500124500 | 443 | 408500 | 124500
[5 empty] | 409500124500 | 443 | 409500 | 124500
[5 empty] | 410500124500 | 443 | 410500 | 124500
[5 empty] | 411500124500 | 443 | 411500 | 124500
[5 empty] | 412500124500 | 443 | 412500 | 124500
[5 empty] | 413500124500 | 443 | 413500 | 124500
[5 empty] | 414500124500 | 443 | 414500 | 124500
[5 empty] | 415500124500 | 443 | 415500 | 124500
[5 empty] | 416500124500 | 443 | 416500 | 124500
[5 empty] | 417500124500 | 443 | 417500 | 124500
[5 empty] | 418500124500 | 443 | 418500 | 124500
[5 empty] | 419500124500 | 443 | 419500 | 124500
[5 empty] | 420500124500 | 443 | 420500 | 124500
[5 empty] | 421500124500 | 443 | 421500 | 124500
[5 empty] | 422500124500 | 443 | 422500 | 124500
[5 empty] | 423500124500 | 443 | 423500 | 124500
[5 empty] | 424500124500 | 443 | 424500 | 124500
[5 empty] | 425500124500 | 443 | 425500 | 124500
[5 empty] | 426500124500 | 443 | 426500 | 124500
[5 empty] | 427500124500 | 443 | 427500 | 124500
[5 empty] | 388500123500 | 443 | 388500 | 123500
[5 empty] | 389500123500 | 443 | 389500 | 123500
[5 empty] | 390500123500 | 443 | 390500 | 123500
[5 empty] | 391500123500 | 443 | 391500 | 123500
[5 empty] | 392500123500 | 443 | 392500 | 123500
[5 empty] | 393500123500 | 443 | 393500 | 123500
[5 empty] | 394500123500 | 443 | 394500 | 123500
[5 empty] | 395500123500 | 443 | 395500 | 123500
[5 empty] | 396500123500 | 443 | 396500 | 123500
[5 empty] | 397500123500 | 443 | 397500 | 123500
[5 empty] | 398500123500 | 443 | 398500 | 123500
[5 empty] | 399500123500 | 443 | 399500 | 123500
[5 empty] | 400500123500 | 443 | 400500 | 123500
[5 empty] | 401500123500 | 443 | 401500 | 123500
[5 empty] | 402500123500 | 443 | 402500 | 123500
[5 empty] | 403500123500 | 443 | 403500 | 123500
[5 empty] | 404500123500 | 443 | 404500 | 123500
[5 empty] | 405500123500 | 443 | 405500 | 123500
[5 empty] | 406500123500 | 443 | 406500 | 123500
[5 empty] | 407500123500 | 443 | 407500 | 123500
[5 empty] | 408500123500 | 443 | 408500 | 123500
[5 empty] | 409500123500 | 443 | 409500 | 123500
[5 empty] | 410500123500 | 443 | 410500 | 123500
[5 empty] | 411500123500 | 443 | 411500 | 123500
[5 empty] | 412500123500 | 443 | 412500 | 123500
[5 empty] | 413500123500 | 443 | 413500 | 123500
[5 empty] | 414500123500 | 443 | 414500 | 123500
[5 empty] | 415500123500 | 443 | 415500 | 123500
[5 empty] | 416500123500 | 443 | 416500 | 123500
[5 empty] | 417500123500 | 443 | 417500 | 123500
[5 empty] | 418500123500 | 443 | 418500 | 123500
[5 empty] | 419500123500 | 443 | 419500 | 123500
[5 empty] | 420500123500 | 443 | 420500 | 123500
[5 empty] | 421500123500 | 443 | 421500 | 123500
[5 empty] | 422500123500 | 443 | 422500 | 123500
[5 empty] | 423500123500 | 443 | 423500 | 123500
[5 empty] | 424500123500 | 443 | 424500 | 123500
[5 empty] | 425500123500 | 443 | 425500 | 123500
[5 empty] | 426500123500 | 443 | 426500 | 123500
[5 empty] | 427500123500 | 443 | 427500 | 123500
[5 empty] | 388500122500 | 443 | 388500 | 122500
[5 empty] | 389500122500 | 443 | 389500 | 122500
[5 empty] | 390500122500 | 443 | 390500 | 122500
[5 empty] | 391500122500 | 443 | 391500 | 122500
[5 empty] | 392500122500 | 443 | 392500 | 122500
[5 empty] | 393500122500 | 443 | 393500 | 122500
[5 empty] | 394500122500 | 443 | 394500 | 122500
[5 empty] | 395500122500 | 443 | 395500 | 122500
[5 empty] | 396500122500 | 443 | 396500 | 122500
[5 empty] | 397500122500 | 443 | 397500 | 122500
[5 empty] | 398500122500 | 443 | 398500 | 122500
[5 empty] | 399500122500 | 443 | 399500 | 122500
[5 empty] | 400500122500 | 443 | 400500 | 122500
[5 empty] | 401500122500 | 443 | 401500 | 122500
[5 empty] | 402500122500 | 443 | 402500 | 122500
[5 empty] | 403500122500 | 443 | 403500 | 122500
[5 empty] | 404500122500 | 443 | 404500 | 122500
[5 empty] | 405500122500 | 443 | 405500 | 122500
[5 empty] | 406500122500 | 443 | 406500 | 122500
[5 empty] | 407500122500 | 443 | 407500 | 122500
[5 empty] | 409500122500 | 443 | 409500 | 122500
[5 empty] | 412500122500 | 443 | 412500 | 122500
[5 empty] | 413500122500 | 443 | 413500 | 122500
[5 empty] | 414500122500 | 443 | 414500 | 122500
[5 empty] | 415500122500 | 443 | 415500 | 122500
[5 empty] | 416500122500 | 443 | 416500 | 122500
[5 empty] | 417500122500 | 443 | 417500 | 122500
[5 empty] | 418500122500 | 443 | 418500 | 122500
[5 empty] | 419500122500 | 443 | 419500 | 122500
[5 empty] | 420500122500 | 443 | 420500 | 122500
[5 empty] | 421500122500 | 443 | 421500 | 122500
[5 empty] | 422500122500 | 443 | 422500 | 122500
[5 empty] | 423500122500 | 443 | 423500 | 122500
[5 empty] | 424500122500 | 443 | 424500 | 122500
[5 empty] | 425500122500 | 443 | 425500 | 122500
[5 empty] | 426500122500 | 443 | 426500 | 122500
[5 empty] | 389500121500 | 443 | 389500 | 121500
[5 empty] | 390500121500 | 443 | 390500 | 121500
[5 empty] | 391500121500 | 443 | 391500 | 121500
[5 empty] | 392500121500 | 443 | 392500 | 121500
[5 empty] | 393500121500 | 443 | 393500 | 121500
[5 empty] | 394500121500 | 443 | 394500 | 121500
[5 empty] | 395500121500 | 443 | 395500 | 121500
[5 empty] | 396500121500 | 443 | 396500 | 121500
[5 empty] | 397500121500 | 443 | 397500 | 121500
[5 empty] | 398500121500 | 443 | 398500 | 121500
[5 empty] | 399500121500 | 443 | 399500 | 121500
[5 empty] | 400500121500 | 443 | 400500 | 121500
[5 empty] | 401500121500 | 443 | 401500 | 121500
[5 empty] | 402500121500 | 443 | 402500 | 121500
[5 empty] | 403500121500 | 443 | 403500 | 121500
[5 empty] | 404500121500 | 443 | 404500 | 121500
[5 empty] | 409500121500 | 443 | 409500 | 121500
[5 empty] | 413500121500 | 443 | 413500 | 121500
[5 empty] | 414500121500 | 443 | 414500 | 121500
[5 empty] | 415500121500 | 443 | 415500 | 121500
[5 empty] | 416500121500 | 443 | 416500 | 121500
[5 empty] | 417500121500 | 443 | 417500 | 121500
[5 empty] | 418500121500 | 443 | 418500 | 121500
[5 empty] | 419500121500 | 443 | 419500 | 121500
[5 empty] | 420500121500 | 443 | 420500 | 121500
[5 empty] | 421500121500 | 443 | 421500 | 121500
[5 empty] | 422500121500 | 443 | 422500 | 121500
[5 empty] | 423500121500 | 443 | 423500 | 121500
[5 empty] | 424500121500 | 443 | 424500 | 121500
[5 empty] | 425500121500 | 443 | 425500 | 121500
[5 empty] | 390500120500 | 443 | 390500 | 120500
[5 empty] | 391500120500 | 443 | 391500 | 120500
[5 empty] | 392500120500 | 443 | 392500 | 120500
[5 empty] | 393500120500 | 443 | 393500 | 120500
[5 empty] | 394500120500 | 443 | 394500 | 120500
[5 empty] | 395500120500 | 443 | 395500 | 120500
[5 empty] | 396500120500 | 443 | 396500 | 120500
[5 empty] | 397500120500 | 443 | 397500 | 120500
[5 empty] | 398500120500 | 443 | 398500 | 120500
[5 empty] | 399500120500 | 443 | 399500 | 120500
[5 empty] | 400500120500 | 443 | 400500 | 120500
[5 empty] | 416500120500 | 443 | 416500 | 120500
[5 empty] | 417500120500 | 443 | 417500 | 120500
[5 empty] | 418500120500 | 443 | 418500 | 120500
[5 empty] | 419500120500 | 443 | 419500 | 120500
[5 empty] | 420500120500 | 443 | 420500 | 120500
[5 empty] | 421500120500 | 443 | 421500 | 120500
[5 empty] | 422500120500 | 443 | 422500 | 120500
[5 empty] | 423500120500 | 443 | 423500 | 120500
[5 empty] | 424500120500 | 443 | 424500 | 120500
[5 empty] | 425500120500 | 443 | 425500 | 120500
[5 empty] | 426500120500 | 443 | 426500 | 120500
[5 empty] | 392500119500 | 443 | 392500 | 119500
[5 empty] | 393500119500 | 443 | 393500 | 119500
[5 empty] | 394500119500 | 443 | 394500 | 119500
[5 empty] | 395500119500 | 443 | 395500 | 119500
[5 empty] | 396500119500 | 443 | 396500 | 119500
[5 empty] | 397500119500 | 443 | 397500 | 119500
[5 empty] | 398500119500 | 443 | 398500 | 119500
[5 empty] | 399500119500 | 443 | 399500 | 119500
[5 empty] | 420500119500 | 443 | 420500 | 119500
[5 empty] | 421500119500 | 443 | 421500 | 119500
[5 empty] | 422500119500 | 443 | 422500 | 119500
[5 empty] | 423500119500 | 443 | 423500 | 119500
[5 empty] | 424500119500 | 443 | 424500 | 119500
[5 empty] | 425500119500 | 443 | 425500 | 119500
[5 empty] | 426500119500 | 443 | 426500 | 119500
[5 empty] | 427500119500 | 443 | 427500 | 119500
[5 empty] | 392500118500 | 443 | 392500 | 118500
[5 empty] | 393500118500 | 443 | 393500 | 118500
[5 empty] | 394500118500 | 443 | 394500 | 118500
[5 empty] | 395500118500 | 443 | 395500 | 118500
[5 empty] | 421500118500 | 443 | 421500 | 118500
[5 empty] | 422500118500 | 443 | 422500 | 118500
[5 empty] | 423500118500 | 443 | 423500 | 118500
[5 empty] | 424500118500 | 443 | 424500 | 118500
[5 empty] | 425500118500 | 443 | 425500 | 118500
[5 empty] | 426500118500 | 443 | 426500 | 118500
[5 empty] | 392500117500 | 443 | 392500 | 117500
[5 empty] | 393500117500 | 443 | 393500 | 117500
[5 empty] | 394500117500 | 443 | 394500 | 117500
[5 empty] | 395500117500 | 443 | 395500 | 117500
[5 empty] | 422500117500 | 443 | 422500 | 117500
[5 empty] | 423500117500 | 443 | 423500 | 117500
[5 empty] | 424500117500 | 443 | 424500 | 117500
[5 empty] | 425500117500 | 443 | 425500 | 117500
[5 empty] | 423500116500 | 443 | 423500 | 116500
[5 empty] | 424500116500 | 443 | 424500 | 116500
[5 empty] | 517500255500 | 444 | 517500 | 255500
[5 empty] | 518500255500 | 444 | 518500 | 255500
[5 empty] | 516500254500 | 444 | 516500 | 254500
[5 empty] | 517500254500 | 444 | 517500 | 254500
[5 empty] | 518500254500 | 444 | 518500 | 254500
[5 empty] | 516500253500 | 444 | 516500 | 253500
[5 empty] | 517500253500 | 444 | 517500 | 253500
[5 empty] | 518500253500 | 444 | 518500 | 253500
[5 empty] | 519500253500 | 444 | 519500 | 253500
[5 empty] | 520500253500 | 444 | 520500 | 253500
[5 empty] | 514500252500 | 444 | 514500 | 252500
[5 empty] | 515500252500 | 444 | 515500 | 252500
[5 empty] | 516500252500 | 444 | 516500 | 252500
[5 empty] | 517500252500 | 444 | 517500 | 252500
[5 empty] | 518500252500 | 444 | 518500 | 252500
[5 empty] | 519500252500 | 444 | 519500 | 252500
[5 empty] | 520500252500 | 444 | 520500 | 252500
[5 empty] | 521500252500 | 444 | 521500 | 252500
[5 empty] | 513500251500 | 444 | 513500 | 251500
[5 empty] | 514500251500 | 444 | 514500 | 251500
[5 empty] | 515500251500 | 444 | 515500 | 251500
[5 empty] | 516500251500 | 444 | 516500 | 251500
[5 empty] | 517500251500 | 444 | 517500 | 251500
[5 empty] | 518500251500 | 444 | 518500 | 251500
[5 empty] | 519500251500 | 444 | 519500 | 251500
[5 empty] | 520500251500 | 444 | 520500 | 251500
[5 empty] | 512500250500 | 444 | 512500 | 250500
[5 empty] | 513500250500 | 444 | 513500 | 250500
[5 empty] | 514500250500 | 444 | 514500 | 250500
[5 empty] | 515500250500 | 444 | 515500 | 250500
[5 empty] | 516500250500 | 444 | 516500 | 250500
[5 empty] | 517500250500 | 444 | 517500 | 250500
[5 empty] | 518500250500 | 444 | 518500 | 250500
[5 empty] | 519500250500 | 444 | 519500 | 250500
[5 empty] | 520500250500 | 444 | 520500 | 250500
[5 empty] | 521500250500 | 444 | 521500 | 250500
[5 empty] | 522500250500 | 444 | 522500 | 250500
[5 empty] | 523500250500 | 444 | 523500 | 250500
[5 empty] | 524500250500 | 444 | 524500 | 250500
[5 empty] | 525500250500 | 444 | 525500 | 250500
[5 empty] | 526500250500 | 444 | 526500 | 250500
[5 empty] | 513500249500 | 444 | 513500 | 249500
[5 empty] | 514500249500 | 444 | 514500 | 249500
[5 empty] | 515500249500 | 444 | 515500 | 249500
[5 empty] | 516500249500 | 444 | 516500 | 249500
[5 empty] | 517500249500 | 444 | 517500 | 249500
[5 empty] | 518500249500 | 444 | 518500 | 249500
[5 empty] | 519500249500 | 444 | 519500 | 249500
[5 empty] | 520500249500 | 444 | 520500 | 249500
[5 empty] | 521500249500 | 444 | 521500 | 249500
[5 empty] | 522500249500 | 444 | 522500 | 249500
[5 empty] | 523500249500 | 444 | 523500 | 249500
[5 empty] | 524500249500 | 444 | 524500 | 249500
[5 empty] | 525500249500 | 444 | 525500 | 249500
[5 empty] | 526500249500 | 444 | 526500 | 249500
[5 empty] | 513500248500 | 444 | 513500 | 248500
[5 empty] | 514500248500 | 444 | 514500 | 248500
[5 empty] | 515500248500 | 444 | 515500 | 248500
[5 empty] | 516500248500 | 444 | 516500 | 248500
[5 empty] | 517500248500 | 444 | 517500 | 248500
[5 empty] | 518500248500 | 444 | 518500 | 248500
[5 empty] | 519500248500 | 444 | 519500 | 248500
[5 empty] | 520500248500 | 444 | 520500 | 248500
[5 empty] | 521500248500 | 444 | 521500 | 248500
[5 empty] | 522500248500 | 444 | 522500 | 248500
[5 empty] | 523500248500 | 444 | 523500 | 248500
[5 empty] | 524500248500 | 444 | 524500 | 248500
[5 empty] | 525500248500 | 444 | 525500 | 248500
[5 empty] | 526500248500 | 444 | 526500 | 248500
[5 empty] | 513500247500 | 444 | 513500 | 247500
[5 empty] | 514500247500 | 444 | 514500 | 247500
[5 empty] | 515500247500 | 444 | 515500 | 247500
[5 empty] | 516500247500 | 444 | 516500 | 247500
[5 empty] | 517500247500 | 444 | 517500 | 247500
[5 empty] | 518500247500 | 444 | 518500 | 247500
[5 empty] | 519500247500 | 444 | 519500 | 247500
[5 empty] | 520500247500 | 444 | 520500 | 247500
[5 empty] | 521500247500 | 444 | 521500 | 247500
[5 empty] | 522500247500 | 444 | 522500 | 247500
[5 empty] | 523500247500 | 444 | 523500 | 247500
[5 empty] | 524500247500 | 444 | 524500 | 247500
[5 empty] | 525500247500 | 444 | 525500 | 247500
[5 empty] | 526500247500 | 444 | 526500 | 247500
[5 empty] | 496500246500 | 444 | 496500 | 246500
[5 empty] | 513500246500 | 444 | 513500 | 246500
[5 empty] | 514500246500 | 444 | 514500 | 246500
[5 empty] | 515500246500 | 444 | 515500 | 246500
[5 empty] | 516500246500 | 444 | 516500 | 246500
[5 empty] | 517500246500 | 444 | 517500 | 246500
[5 empty] | 518500246500 | 444 | 518500 | 246500
[5 empty] | 519500246500 | 444 | 519500 | 246500
[5 empty] | 520500246500 | 444 | 520500 | 246500
[5 empty] | 521500246500 | 444 | 521500 | 246500
[5 empty] | 522500246500 | 444 | 522500 | 246500
[5 empty] | 523500246500 | 444 | 523500 | 246500
[5 empty] | 524500246500 | 444 | 524500 | 246500
[5 empty] | 525500246500 | 444 | 525500 | 246500
[5 empty] | 526500246500 | 444 | 526500 | 246500
[5 empty] | 496500245500 | 444 | 496500 | 245500
[5 empty] | 512500245500 | 444 | 512500 | 245500
[5 empty] | 513500245500 | 444 | 513500 | 245500
[5 empty] | 514500245500 | 444 | 514500 | 245500
[5 empty] | 515500245500 | 444 | 515500 | 245500
[5 empty] | 516500245500 | 444 | 516500 | 245500
[5 empty] | 517500245500 | 444 | 517500 | 245500
[5 empty] | 518500245500 | 444 | 518500 | 245500
[5 empty] | 519500245500 | 444 | 519500 | 245500
[5 empty] | 520500245500 | 444 | 520500 | 245500
[5 empty] | 521500245500 | 444 | 521500 | 245500
[5 empty] | 522500245500 | 444 | 522500 | 245500
[5 empty] | 523500245500 | 444 | 523500 | 245500
[5 empty] | 524500245500 | 444 | 524500 | 245500
[5 empty] | 525500245500 | 444 | 525500 | 245500
[5 empty] | 526500245500 | 444 | 526500 | 245500
[5 empty] | 495500244500 | 444 | 495500 | 244500
[5 empty] | 496500244500 | 444 | 496500 | 244500
[5 empty] | 497500244500 | 444 | 497500 | 244500
[5 empty] | 498500244500 | 444 | 498500 | 244500
[5 empty] | 511500244500 | 444 | 511500 | 244500
[5 empty] | 512500244500 | 444 | 512500 | 244500
[5 empty] | 513500244500 | 444 | 513500 | 244500
[5 empty] | 514500244500 | 444 | 514500 | 244500
[5 empty] | 515500244500 | 444 | 515500 | 244500
[5 empty] | 516500244500 | 444 | 516500 | 244500
[5 empty] | 517500244500 | 444 | 517500 | 244500
[5 empty] | 518500244500 | 444 | 518500 | 244500
[5 empty] | 519500244500 | 444 | 519500 | 244500
[5 empty] | 520500244500 | 444 | 520500 | 244500
[5 empty] | 521500244500 | 444 | 521500 | 244500
[5 empty] | 522500244500 | 444 | 522500 | 244500
[5 empty] | 523500244500 | 444 | 523500 | 244500
[5 empty] | 524500244500 | 444 | 524500 | 244500
[5 empty] | 525500244500 | 444 | 525500 | 244500
[5 empty] | 526500244500 | 444 | 526500 | 244500
[5 empty] | 494500243500 | 444 | 494500 | 243500
[5 empty] | 495500243500 | 444 | 495500 | 243500
[5 empty] | 496500243500 | 444 | 496500 | 243500
[5 empty] | 497500243500 | 444 | 497500 | 243500
[5 empty] | 498500243500 | 444 | 498500 | 243500
[5 empty] | 499500243500 | 444 | 499500 | 243500
[5 empty] | 503500243500 | 444 | 503500 | 243500
[5 empty] | 504500243500 | 444 | 504500 | 243500
[5 empty] | 511500243500 | 444 | 511500 | 243500
[5 empty] | 512500243500 | 444 | 512500 | 243500
[5 empty] | 513500243500 | 444 | 513500 | 243500
[5 empty] | 514500243500 | 444 | 514500 | 243500
[5 empty] | 515500243500 | 444 | 515500 | 243500
[5 empty] | 516500243500 | 444 | 516500 | 243500
[5 empty] | 517500243500 | 444 | 517500 | 243500
[5 empty] | 518500243500 | 444 | 518500 | 243500
[5 empty] | 519500243500 | 444 | 519500 | 243500
[5 empty] | 520500243500 | 444 | 520500 | 243500
[5 empty] | 521500243500 | 444 | 521500 | 243500
[5 empty] | 522500243500 | 444 | 522500 | 243500
[5 empty] | 523500243500 | 444 | 523500 | 243500
[5 empty] | 524500243500 | 444 | 524500 | 243500
[5 empty] | 525500243500 | 444 | 525500 | 243500
[5 empty] | 493500242500 | 444 | 493500 | 242500
[5 empty] | 494500242500 | 444 | 494500 | 242500
[5 empty] | 495500242500 | 444 | 495500 | 242500
[5 empty] | 496500242500 | 444 | 496500 | 242500
[5 empty] | 497500242500 | 444 | 497500 | 242500
[5 empty] | 498500242500 | 444 | 498500 | 242500
[5 empty] | 499500242500 | 444 | 499500 | 242500
[5 empty] | 500500242500 | 444 | 500500 | 242500
[5 empty] | 503500242500 | 444 | 503500 | 242500
[5 empty] | 504500242500 | 444 | 504500 | 242500
[5 empty] | 505500242500 | 444 | 505500 | 242500
[5 empty] | 510500242500 | 444 | 510500 | 242500
[5 empty] | 511500242500 | 444 | 511500 | 242500
[5 empty] | 512500242500 | 444 | 512500 | 242500
[5 empty] | 513500242500 | 444 | 513500 | 242500
[5 empty] | 514500242500 | 444 | 514500 | 242500
[5 empty] | 515500242500 | 444 | 515500 | 242500
[5 empty] | 516500242500 | 444 | 516500 | 242500
[5 empty] | 517500242500 | 444 | 517500 | 242500
[5 empty] | 518500242500 | 444 | 518500 | 242500
[5 empty] | 519500242500 | 444 | 519500 | 242500
[5 empty] | 520500242500 | 444 | 520500 | 242500
[5 empty] | 521500242500 | 444 | 521500 | 242500
[5 empty] | 522500242500 | 444 | 522500 | 242500
[5 empty] | 523500242500 | 444 | 523500 | 242500
[5 empty] | 524500242500 | 444 | 524500 | 242500
[5 empty] | 525500242500 | 444 | 525500 | 242500
[5 empty] | 493500241500 | 444 | 493500 | 241500
[5 empty] | 494500241500 | 444 | 494500 | 241500
[5 empty] | 495500241500 | 444 | 495500 | 241500
[5 empty] | 496500241500 | 444 | 496500 | 241500
[5 empty] | 497500241500 | 444 | 497500 | 241500
[5 empty] | 498500241500 | 444 | 498500 | 241500
[5 empty] | 499500241500 | 444 | 499500 | 241500
[5 empty] | 500500241500 | 444 | 500500 | 241500
[5 empty] | 501500241500 | 444 | 501500 | 241500
[5 empty] | 503500241500 | 444 | 503500 | 241500
[5 empty] | 504500241500 | 444 | 504500 | 241500
[5 empty] | 505500241500 | 444 | 505500 | 241500
[5 empty] | 506500241500 | 444 | 506500 | 241500
[5 empty] | 507500241500 | 444 | 507500 | 241500
[5 empty] | 508500241500 | 444 | 508500 | 241500
[5 empty] | 509500241500 | 444 | 509500 | 241500
[5 empty] | 510500241500 | 444 | 510500 | 241500
[5 empty] | 511500241500 | 444 | 511500 | 241500
[5 empty] | 512500241500 | 444 | 512500 | 241500
[5 empty] | 513500241500 | 444 | 513500 | 241500
[5 empty] | 514500241500 | 444 | 514500 | 241500
[5 empty] | 515500241500 | 444 | 515500 | 241500
[5 empty] | 516500241500 | 444 | 516500 | 241500
[5 empty] | 517500241500 | 444 | 517500 | 241500
[5 empty] | 518500241500 | 444 | 518500 | 241500
[5 empty] | 519500241500 | 444 | 519500 | 241500
[5 empty] | 520500241500 | 444 | 520500 | 241500
[5 empty] | 521500241500 | 444 | 521500 | 241500
[5 empty] | 522500241500 | 444 | 522500 | 241500
[5 empty] | 523500241500 | 444 | 523500 | 241500
[5 empty] | 492500240500 | 444 | 492500 | 240500
[5 empty] | 493500240500 | 444 | 493500 | 240500
[5 empty] | 494500240500 | 444 | 494500 | 240500
[5 empty] | 495500240500 | 444 | 495500 | 240500
[5 empty] | 496500240500 | 444 | 496500 | 240500
[5 empty] | 497500240500 | 444 | 497500 | 240500
[5 empty] | 498500240500 | 444 | 498500 | 240500
[5 empty] | 499500240500 | 444 | 499500 | 240500
[5 empty] | 500500240500 | 444 | 500500 | 240500
[5 empty] | 501500240500 | 444 | 501500 | 240500
[5 empty] | 502500240500 | 444 | 502500 | 240500
[5 empty] | 503500240500 | 444 | 503500 | 240500
[5 empty] | 504500240500 | 444 | 504500 | 240500
[5 empty] | 505500240500 | 444 | 505500 | 240500
[5 empty] | 506500240500 | 444 | 506500 | 240500
[5 empty] | 507500240500 | 444 | 507500 | 240500
[5 empty] | 508500240500 | 444 | 508500 | 240500
[5 empty] | 509500240500 | 444 | 509500 | 240500
[5 empty] | 510500240500 | 444 | 510500 | 240500
[5 empty] | 511500240500 | 444 | 511500 | 240500
[5 empty] | 512500240500 | 444 | 512500 | 240500
[5 empty] | 513500240500 | 444 | 513500 | 240500
[5 empty] | 514500240500 | 444 | 514500 | 240500
[5 empty] | 515500240500 | 444 | 515500 | 240500
[5 empty] | 516500240500 | 444 | 516500 | 240500
[5 empty] | 517500240500 | 444 | 517500 | 240500
[5 empty] | 518500240500 | 444 | 518500 | 240500
[5 empty] | 519500240500 | 444 | 519500 | 240500
[5 empty] | 520500240500 | 444 | 520500 | 240500
[5 empty] | 521500240500 | 444 | 521500 | 240500
[5 empty] | 522500240500 | 444 | 522500 | 240500
[5 empty] | 492500239500 | 444 | 492500 | 239500
[5 empty] | 493500239500 | 444 | 493500 | 239500
[5 empty] | 494500239500 | 444 | 494500 | 239500
[5 empty] | 495500239500 | 444 | 495500 | 239500
[5 empty] | 496500239500 | 444 | 496500 | 239500
[5 empty] | 497500239500 | 444 | 497500 | 239500
[5 empty] | 498500239500 | 444 | 498500 | 239500
[5 empty] | 499500239500 | 444 | 499500 | 239500
[5 empty] | 500500239500 | 444 | 500500 | 239500
[5 empty] | 501500239500 | 444 | 501500 | 239500
[5 empty] | 502500239500 | 444 | 502500 | 239500
[5 empty] | 503500239500 | 444 | 503500 | 239500
[5 empty] | 504500239500 | 444 | 504500 | 239500
[5 empty] | 505500239500 | 444 | 505500 | 239500
[5 empty] | 506500239500 | 444 | 506500 | 239500
[5 empty] | 507500239500 | 444 | 507500 | 239500
[5 empty] | 508500239500 | 444 | 508500 | 239500
[5 empty] | 509500239500 | 444 | 509500 | 239500
[5 empty] | 510500239500 | 444 | 510500 | 239500
[5 empty] | 511500239500 | 444 | 511500 | 239500
[5 empty] | 512500239500 | 444 | 512500 | 239500
[5 empty] | 513500239500 | 444 | 513500 | 239500
[5 empty] | 514500239500 | 444 | 514500 | 239500
[5 empty] | 515500239500 | 444 | 515500 | 239500
[5 empty] | 516500239500 | 444 | 516500 | 239500
[5 empty] | 517500239500 | 444 | 517500 | 239500
[5 empty] | 518500239500 | 444 | 518500 | 239500
[5 empty] | 519500239500 | 444 | 519500 | 239500
[5 empty] | 520500239500 | 444 | 520500 | 239500
[5 empty] | 521500239500 | 444 | 521500 | 239500
[5 empty] | 522500239500 | 444 | 522500 | 239500
[5 empty] | 493500238500 | 444 | 493500 | 238500
[5 empty] | 494500238500 | 444 | 494500 | 238500
[5 empty] | 495500238500 | 444 | 495500 | 238500
[5 empty] | 496500238500 | 444 | 496500 | 238500
[5 empty] | 497500238500 | 444 | 497500 | 238500
[5 empty] | 498500238500 | 444 | 498500 | 238500
[5 empty] | 499500238500 | 444 | 499500 | 238500
[5 empty] | 500500238500 | 444 | 500500 | 238500
[5 empty] | 501500238500 | 444 | 501500 | 238500
[5 empty] | 502500238500 | 444 | 502500 | 238500
[5 empty] | 503500238500 | 444 | 503500 | 238500
[5 empty] | 504500238500 | 444 | 504500 | 238500
[5 empty] | 505500238500 | 444 | 505500 | 238500
[5 empty] | 506500238500 | 444 | 506500 | 238500
[5 empty] | 507500238500 | 444 | 507500 | 238500
[5 empty] | 508500238500 | 444 | 508500 | 238500
[5 empty] | 509500238500 | 444 | 509500 | 238500
[5 empty] | 510500238500 | 444 | 510500 | 238500
[5 empty] | 511500238500 | 444 | 511500 | 238500
[5 empty] | 512500238500 | 444 | 512500 | 238500
[5 empty] | 513500238500 | 444 | 513500 | 238500
[5 empty] | 514500238500 | 444 | 514500 | 238500
[5 empty] | 515500238500 | 444 | 515500 | 238500
[5 empty] | 516500238500 | 444 | 516500 | 238500
[5 empty] | 517500238500 | 444 | 517500 | 238500
[5 empty] | 518500238500 | 444 | 518500 | 238500
[5 empty] | 519500238500 | 444 | 519500 | 238500
[5 empty] | 520500238500 | 444 | 520500 | 238500
[5 empty] | 521500238500 | 444 | 521500 | 238500
[5 empty] | 493500237500 | 444 | 493500 | 237500
[5 empty] | 494500237500 | 444 | 494500 | 237500
[5 empty] | 495500237500 | 444 | 495500 | 237500
[5 empty] | 496500237500 | 444 | 496500 | 237500
[5 empty] | 497500237500 | 444 | 497500 | 237500
[5 empty] | 498500237500 | 444 | 498500 | 237500
[5 empty] | 499500237500 | 444 | 499500 | 237500
[5 empty] | 500500237500 | 444 | 500500 | 237500
[5 empty] | 501500237500 | 444 | 501500 | 237500
[5 empty] | 502500237500 | 444 | 502500 | 237500
[5 empty] | 503500237500 | 444 | 503500 | 237500
[5 empty] | 504500237500 | 444 | 504500 | 237500
[5 empty] | 505500237500 | 444 | 505500 | 237500
[5 empty] | 506500237500 | 444 | 506500 | 237500
[5 empty] | 507500237500 | 444 | 507500 | 237500
[5 empty] | 508500237500 | 444 | 508500 | 237500
[5 empty] | 509500237500 | 444 | 509500 | 237500
[5 empty] | 510500237500 | 444 | 510500 | 237500
[5 empty] | 511500237500 | 444 | 511500 | 237500
[5 empty] | 512500237500 | 444 | 512500 | 237500
[5 empty] | 513500237500 | 444 | 513500 | 237500
[5 empty] | 514500237500 | 444 | 514500 | 237500
[5 empty] | 515500237500 | 444 | 515500 | 237500
[5 empty] | 516500237500 | 444 | 516500 | 237500
[5 empty] | 517500237500 | 444 | 517500 | 237500
[5 empty] | 518500237500 | 444 | 518500 | 237500
[5 empty] | 519500237500 | 444 | 519500 | 237500
[5 empty] | 520500237500 | 444 | 520500 | 237500
[5 empty] | 521500237500 | 444 | 521500 | 237500
[5 empty] | 522500237500 | 444 | 522500 | 237500
[5 empty] | 493500236500 | 444 | 493500 | 236500
[5 empty] | 494500236500 | 444 | 494500 | 236500
[5 empty] | 495500236500 | 444 | 495500 | 236500
[5 empty] | 496500236500 | 444 | 496500 | 236500
[5 empty] | 497500236500 | 444 | 497500 | 236500
[5 empty] | 498500236500 | 444 | 498500 | 236500
[5 empty] | 499500236500 | 444 | 499500 | 236500
[5 empty] | 500500236500 | 444 | 500500 | 236500
[5 empty] | 501500236500 | 444 | 501500 | 236500
[5 empty] | 502500236500 | 444 | 502500 | 236500
[5 empty] | 503500236500 | 444 | 503500 | 236500
[5 empty] | 504500236500 | 444 | 504500 | 236500
[5 empty] | 505500236500 | 444 | 505500 | 236500
[5 empty] | 506500236500 | 444 | 506500 | 236500
[5 empty] | 507500236500 | 444 | 507500 | 236500
[5 empty] | 508500236500 | 444 | 508500 | 236500
[5 empty] | 509500236500 | 444 | 509500 | 236500
[5 empty] | 510500236500 | 444 | 510500 | 236500
[5 empty] | 511500236500 | 444 | 511500 | 236500
[5 empty] | 512500236500 | 444 | 512500 | 236500
[5 empty] | 513500236500 | 444 | 513500 | 236500
[5 empty] | 514500236500 | 444 | 514500 | 236500
[5 empty] | 515500236500 | 444 | 515500 | 236500
[5 empty] | 516500236500 | 444 | 516500 | 236500
[5 empty] | 517500236500 | 444 | 517500 | 236500
[5 empty] | 518500236500 | 444 | 518500 | 236500
[5 empty] | 519500236500 | 444 | 519500 | 236500
[5 empty] | 520500236500 | 444 | 520500 | 236500
[5 empty] | 521500236500 | 444 | 521500 | 236500
[5 empty] | 522500236500 | 444 | 522500 | 236500
[5 empty] | 493500235500 | 444 | 493500 | 235500
[5 empty] | 494500235500 | 444 | 494500 | 235500
[5 empty] | 495500235500 | 444 | 495500 | 235500
[5 empty] | 496500235500 | 444 | 496500 | 235500
[5 empty] | 497500235500 | 444 | 497500 | 235500
[5 empty] | 498500235500 | 444 | 498500 | 235500
[5 empty] | 499500235500 | 444 | 499500 | 235500
[5 empty] | 500500235500 | 444 | 500500 | 235500
[5 empty] | 501500235500 | 444 | 501500 | 235500
[5 empty] | 502500235500 | 444 | 502500 | 235500
[5 empty] | 503500235500 | 444 | 503500 | 235500
[5 empty] | 504500235500 | 444 | 504500 | 235500
[5 empty] | 505500235500 | 444 | 505500 | 235500
[5 empty] | 506500235500 | 444 | 506500 | 235500
[5 empty] | 507500235500 | 444 | 507500 | 235500
[5 empty] | 508500235500 | 444 | 508500 | 235500
[5 empty] | 509500235500 | 444 | 509500 | 235500
[5 empty] | 510500235500 | 444 | 510500 | 235500
[5 empty] | 511500235500 | 444 | 511500 | 235500
[5 empty] | 512500235500 | 444 | 512500 | 235500
[5 empty] | 513500235500 | 444 | 513500 | 235500
[5 empty] | 514500235500 | 444 | 514500 | 235500
[5 empty] | 515500235500 | 444 | 515500 | 235500
[5 empty] | 516500235500 | 444 | 516500 | 235500
[5 empty] | 517500235500 | 444 | 517500 | 235500
[5 empty] | 518500235500 | 444 | 518500 | 235500
[5 empty] | 519500235500 | 444 | 519500 | 235500
[5 empty] | 520500235500 | 444 | 520500 | 235500
[5 empty] | 521500235500 | 444 | 521500 | 235500
[5 empty] | 492500234500 | 444 | 492500 | 234500
[5 empty] | 493500234500 | 444 | 493500 | 234500
[5 empty] | 494500234500 | 444 | 494500 | 234500
[5 empty] | 495500234500 | 444 | 495500 | 234500
[5 empty] | 496500234500 | 444 | 496500 | 234500
[5 empty] | 497500234500 | 444 | 497500 | 234500
[5 empty] | 498500234500 | 444 | 498500 | 234500
[5 empty] | 499500234500 | 444 | 499500 | 234500
[5 empty] | 500500234500 | 444 | 500500 | 234500
[5 empty] | 501500234500 | 444 | 501500 | 234500
[5 empty] | 502500234500 | 444 | 502500 | 234500
[5 empty] | 503500234500 | 444 | 503500 | 234500
[5 empty] | 504500234500 | 444 | 504500 | 234500
[5 empty] | 505500234500 | 444 | 505500 | 234500
[5 empty] | 506500234500 | 444 | 506500 | 234500
[5 empty] | 507500234500 | 444 | 507500 | 234500
[5 empty] | 508500234500 | 444 | 508500 | 234500
[5 empty] | 509500234500 | 444 | 509500 | 234500
[5 empty] | 510500234500 | 444 | 510500 | 234500
[5 empty] | 511500234500 | 444 | 511500 | 234500
[5 empty] | 512500234500 | 444 | 512500 | 234500
[5 empty] | 513500234500 | 444 | 513500 | 234500
[5 empty] | 514500234500 | 444 | 514500 | 234500
[5 empty] | 515500234500 | 444 | 515500 | 234500
[5 empty] | 516500234500 | 444 | 516500 | 234500
[5 empty] | 518500234500 | 444 | 518500 | 234500
[5 empty] | 519500234500 | 444 | 519500 | 234500
[5 empty] | 520500234500 | 444 | 520500 | 234500
[5 empty] | 492500233500 | 444 | 492500 | 233500
[5 empty] | 493500233500 | 444 | 493500 | 233500
[5 empty] | 494500233500 | 444 | 494500 | 233500
[5 empty] | 495500233500 | 444 | 495500 | 233500
[5 empty] | 496500233500 | 444 | 496500 | 233500
[5 empty] | 497500233500 | 444 | 497500 | 233500
[5 empty] | 498500233500 | 444 | 498500 | 233500
[5 empty] | 499500233500 | 444 | 499500 | 233500
[5 empty] | 500500233500 | 444 | 500500 | 233500
[5 empty] | 501500233500 | 444 | 501500 | 233500
[5 empty] | 502500233500 | 444 | 502500 | 233500
[5 empty] | 503500233500 | 444 | 503500 | 233500
[5 empty] | 504500233500 | 444 | 504500 | 233500
[5 empty] | 505500233500 | 444 | 505500 | 233500
[5 empty] | 506500233500 | 444 | 506500 | 233500
[5 empty] | 507500233500 | 444 | 507500 | 233500
[5 empty] | 508500233500 | 444 | 508500 | 233500
[5 empty] | 509500233500 | 444 | 509500 | 233500
[5 empty] | 510500233500 | 444 | 510500 | 233500
[5 empty] | 511500233500 | 444 | 511500 | 233500
[5 empty] | 512500233500 | 444 | 512500 | 233500
[5 empty] | 513500233500 | 444 | 513500 | 233500
[5 empty] | 514500233500 | 444 | 514500 | 233500
[5 empty] | 515500233500 | 444 | 515500 | 233500
[5 empty] | 519500233500 | 444 | 519500 | 233500
[5 empty] | 492500232500 | 444 | 492500 | 232500
[5 empty] | 493500232500 | 444 | 493500 | 232500
[5 empty] | 494500232500 | 444 | 494500 | 232500
[5 empty] | 495500232500 | 444 | 495500 | 232500
[5 empty] | 496500232500 | 444 | 496500 | 232500
[5 empty] | 497500232500 | 444 | 497500 | 232500
[5 empty] | 498500232500 | 444 | 498500 | 232500
[5 empty] | 499500232500 | 444 | 499500 | 232500
[5 empty] | 500500232500 | 444 | 500500 | 232500
[5 empty] | 501500232500 | 444 | 501500 | 232500
[5 empty] | 502500232500 | 444 | 502500 | 232500
[5 empty] | 503500232500 | 444 | 503500 | 232500
[5 empty] | 504500232500 | 444 | 504500 | 232500
[5 empty] | 505500232500 | 444 | 505500 | 232500
[5 empty] | 506500232500 | 444 | 506500 | 232500
[5 empty] | 507500232500 | 444 | 507500 | 232500
[5 empty] | 508500232500 | 444 | 508500 | 232500
[5 empty] | 509500232500 | 444 | 509500 | 232500
[5 empty] | 510500232500 | 444 | 510500 | 232500
[5 empty] | 511500232500 | 444 | 511500 | 232500
[5 empty] | 493500231500 | 444 | 493500 | 231500
[5 empty] | 494500231500 | 444 | 494500 | 231500
[5 empty] | 495500231500 | 444 | 495500 | 231500
[5 empty] | 496500231500 | 444 | 496500 | 231500
[5 empty] | 497500231500 | 444 | 497500 | 231500
[5 empty] | 498500231500 | 444 | 498500 | 231500
[5 empty] | 499500231500 | 444 | 499500 | 231500
[5 empty] | 500500231500 | 444 | 500500 | 231500
[5 empty] | 501500231500 | 444 | 501500 | 231500
[5 empty] | 502500231500 | 444 | 502500 | 231500
[5 empty] | 503500231500 | 444 | 503500 | 231500
[5 empty] | 504500231500 | 444 | 504500 | 231500
[5 empty] | 505500231500 | 444 | 505500 | 231500
[5 empty] | 506500231500 | 444 | 506500 | 231500
[5 empty] | 507500231500 | 444 | 507500 | 231500
[5 empty] | 508500231500 | 444 | 508500 | 231500
[5 empty] | 509500231500 | 444 | 509500 | 231500
[5 empty] | 511500231500 | 444 | 511500 | 231500
[5 empty] | 512500231500 | 444 | 512500 | 231500
[5 empty] | 493500230500 | 444 | 493500 | 230500
[5 empty] | 494500230500 | 444 | 494500 | 230500
[5 empty] | 495500230500 | 444 | 495500 | 230500
[5 empty] | 496500230500 | 444 | 496500 | 230500
[5 empty] | 497500230500 | 444 | 497500 | 230500
[5 empty] | 498500230500 | 444 | 498500 | 230500
[5 empty] | 499500230500 | 444 | 499500 | 230500
[5 empty] | 500500230500 | 444 | 500500 | 230500
[5 empty] | 501500230500 | 444 | 501500 | 230500
[5 empty] | 502500230500 | 444 | 502500 | 230500
[5 empty] | 503500230500 | 444 | 503500 | 230500
[5 empty] | 504500230500 | 444 | 504500 | 230500
[5 empty] | 505500230500 | 444 | 505500 | 230500
[5 empty] | 506500230500 | 444 | 506500 | 230500
[5 empty] | 507500230500 | 444 | 507500 | 230500
[5 empty] | 508500230500 | 444 | 508500 | 230500
[5 empty] | 509500230500 | 444 | 509500 | 230500
[5 empty] | 511500230500 | 444 | 511500 | 230500
[5 empty] | 512500230500 | 444 | 512500 | 230500
[5 empty] | 492500229500 | 444 | 492500 | 229500
[5 empty] | 493500229500 | 444 | 493500 | 229500
[5 empty] | 494500229500 | 444 | 494500 | 229500
[5 empty] | 495500229500 | 444 | 495500 | 229500
[5 empty] | 496500229500 | 444 | 496500 | 229500
[5 empty] | 497500229500 | 444 | 497500 | 229500
[5 empty] | 498500229500 | 444 | 498500 | 229500
[5 empty] | 499500229500 | 444 | 499500 | 229500
[5 empty] | 500500229500 | 444 | 500500 | 229500
[5 empty] | 501500229500 | 444 | 501500 | 229500
[5 empty] | 502500229500 | 444 | 502500 | 229500
[5 empty] | 503500229500 | 444 | 503500 | 229500
[5 empty] | 504500229500 | 444 | 504500 | 229500
[5 empty] | 505500229500 | 444 | 505500 | 229500
[5 empty] | 506500229500 | 444 | 506500 | 229500
[5 empty] | 507500229500 | 444 | 507500 | 229500
[5 empty] | 508500229500 | 444 | 508500 | 229500
[5 empty] | 509500229500 | 444 | 509500 | 229500
[5 empty] | 511500229500 | 444 | 511500 | 229500
[5 empty] | 512500229500 | 444 | 512500 | 229500
[5 empty] | 491500228500 | 444 | 491500 | 228500
[5 empty] | 492500228500 | 444 | 492500 | 228500
[5 empty] | 493500228500 | 444 | 493500 | 228500
[5 empty] | 494500228500 | 444 | 494500 | 228500
[5 empty] | 495500228500 | 444 | 495500 | 228500
[5 empty] | 496500228500 | 444 | 496500 | 228500
[5 empty] | 497500228500 | 444 | 497500 | 228500
[5 empty] | 498500228500 | 444 | 498500 | 228500
[5 empty] | 499500228500 | 444 | 499500 | 228500
[5 empty] | 500500228500 | 444 | 500500 | 228500
[5 empty] | 501500228500 | 444 | 501500 | 228500
[5 empty] | 502500228500 | 444 | 502500 | 228500
[5 empty] | 503500228500 | 444 | 503500 | 228500
[5 empty] | 504500228500 | 444 | 504500 | 228500
[5 empty] | 505500228500 | 444 | 505500 | 228500
[5 empty] | 506500228500 | 444 | 506500 | 228500
[5 empty] | 507500228500 | 444 | 507500 | 228500
[5 empty] | 508500228500 | 444 | 508500 | 228500
[5 empty] | 509500228500 | 444 | 509500 | 228500
[5 empty] | 491500227500 | 444 | 491500 | 227500
[5 empty] | 492500227500 | 444 | 492500 | 227500
[5 empty] | 493500227500 | 444 | 493500 | 227500
[5 empty] | 494500227500 | 444 | 494500 | 227500
[5 empty] | 495500227500 | 444 | 495500 | 227500
[5 empty] | 496500227500 | 444 | 496500 | 227500
[5 empty] | 497500227500 | 444 | 497500 | 227500
[5 empty] | 498500227500 | 444 | 498500 | 227500
[5 empty] | 499500227500 | 444 | 499500 | 227500
[5 empty] | 500500227500 | 444 | 500500 | 227500
[5 empty] | 501500227500 | 444 | 501500 | 227500
[5 empty] | 502500227500 | 444 | 502500 | 227500
[5 empty] | 503500227500 | 444 | 503500 | 227500
[5 empty] | 504500227500 | 444 | 504500 | 227500
[5 empty] | 505500227500 | 444 | 505500 | 227500
[5 empty] | 506500227500 | 444 | 506500 | 227500
[5 empty] | 507500227500 | 444 | 507500 | 227500
[5 empty] | 508500227500 | 444 | 508500 | 227500
[5 empty] | 509500227500 | 444 | 509500 | 227500
[5 empty] | 490500226500 | 444 | 490500 | 226500
[5 empty] | 491500226500 | 444 | 491500 | 226500
[5 empty] | 492500226500 | 444 | 492500 | 226500
[5 empty] | 493500226500 | 444 | 493500 | 226500
[5 empty] | 494500226500 | 444 | 494500 | 226500
[5 empty] | 495500226500 | 444 | 495500 | 226500
[5 empty] | 496500226500 | 444 | 496500 | 226500
[5 empty] | 497500226500 | 444 | 497500 | 226500
[5 empty] | 498500226500 | 444 | 498500 | 226500
[5 empty] | 499500226500 | 444 | 499500 | 226500
[5 empty] | 500500226500 | 444 | 500500 | 226500
[5 empty] | 501500226500 | 444 | 501500 | 226500
[5 empty] | 502500226500 | 444 | 502500 | 226500
[5 empty] | 503500226500 | 444 | 503500 | 226500
[5 empty] | 504500226500 | 444 | 504500 | 226500
[5 empty] | 505500226500 | 444 | 505500 | 226500
[5 empty] | 506500226500 | 444 | 506500 | 226500
[5 empty] | 508500226500 | 444 | 508500 | 226500
[5 empty] | 509500226500 | 444 | 509500 | 226500
[5 empty] | 510500226500 | 444 | 510500 | 226500
[5 empty] | 490500225500 | 444 | 490500 | 225500
[5 empty] | 491500225500 | 444 | 491500 | 225500
[5 empty] | 492500225500 | 444 | 492500 | 225500
[5 empty] | 493500225500 | 444 | 493500 | 225500
[5 empty] | 494500225500 | 444 | 494500 | 225500
[5 empty] | 495500225500 | 444 | 495500 | 225500
[5 empty] | 496500225500 | 444 | 496500 | 225500
[5 empty] | 497500225500 | 444 | 497500 | 225500
[5 empty] | 498500225500 | 444 | 498500 | 225500
[5 empty] | 499500225500 | 444 | 499500 | 225500
[5 empty] | 500500225500 | 444 | 500500 | 225500
[5 empty] | 501500225500 | 444 | 501500 | 225500
[5 empty] | 502500225500 | 444 | 502500 | 225500
[5 empty] | 503500225500 | 444 | 503500 | 225500
[5 empty] | 504500225500 | 444 | 504500 | 225500
[5 empty] | 509500225500 | 444 | 509500 | 225500
[5 empty] | 510500225500 | 444 | 510500 | 225500
[5 empty] | 490500224500 | 444 | 490500 | 224500
[5 empty] | 491500224500 | 444 | 491500 | 224500
[5 empty] | 492500224500 | 444 | 492500 | 224500
[5 empty] | 493500224500 | 444 | 493500 | 224500
[5 empty] | 494500224500 | 444 | 494500 | 224500
[5 empty] | 495500224500 | 444 | 495500 | 224500
[5 empty] | 496500224500 | 444 | 496500 | 224500
[5 empty] | 497500224500 | 444 | 497500 | 224500
[5 empty] | 498500224500 | 444 | 498500 | 224500
[5 empty] | 499500224500 | 444 | 499500 | 224500
[5 empty] | 500500224500 | 444 | 500500 | 224500
[5 empty] | 501500224500 | 444 | 501500 | 224500
[5 empty] | 502500224500 | 444 | 502500 | 224500
[5 empty] | 503500224500 | 444 | 503500 | 224500
[5 empty] | 490500223500 | 444 | 490500 | 223500
[5 empty] | 491500223500 | 444 | 491500 | 223500
[5 empty] | 492500223500 | 444 | 492500 | 223500
[5 empty] | 493500223500 | 444 | 493500 | 223500
[5 empty] | 494500223500 | 444 | 494500 | 223500
[5 empty] | 495500223500 | 444 | 495500 | 223500
[5 empty] | 496500223500 | 444 | 496500 | 223500
[5 empty] | 497500223500 | 444 | 497500 | 223500
[5 empty] | 498500223500 | 444 | 498500 | 223500
[5 empty] | 499500223500 | 444 | 499500 | 223500
[5 empty] | 500500223500 | 444 | 500500 | 223500
[5 empty] | 501500223500 | 444 | 501500 | 223500
[5 empty] | 502500223500 | 444 | 502500 | 223500
[5 empty] | 492500222500 | 444 | 492500 | 222500
[5 empty] | 493500222500 | 444 | 493500 | 222500
[5 empty] | 494500222500 | 444 | 494500 | 222500
[5 empty] | 495500222500 | 444 | 495500 | 222500
[5 empty] | 496500222500 | 444 | 496500 | 222500
[5 empty] | 497500222500 | 444 | 497500 | 222500
[5 empty] | 498500222500 | 444 | 498500 | 222500
[5 empty] | 499500222500 | 444 | 499500 | 222500
[5 empty] | 500500222500 | 444 | 500500 | 222500
[5 empty] | 501500222500 | 444 | 501500 | 222500
[5 empty] | 502500222500 | 444 | 502500 | 222500
[5 empty] | 503500222500 | 444 | 503500 | 222500
[5 empty] | 494500221500 | 444 | 494500 | 221500
[5 empty] | 495500221500 | 444 | 495500 | 221500
[5 empty] | 496500221500 | 444 | 496500 | 221500
[5 empty] | 497500221500 | 444 | 497500 | 221500
[5 empty] | 498500221500 | 444 | 498500 | 221500
[5 empty] | 499500221500 | 444 | 499500 | 221500
[5 empty] | 500500221500 | 444 | 500500 | 221500
[5 empty] | 501500221500 | 444 | 501500 | 221500
[5 empty] | 502500221500 | 444 | 502500 | 221500
[5 empty] | 503500221500 | 444 | 503500 | 221500
[5 empty] | 504500221500 | 444 | 504500 | 221500
[5 empty] | 505500221500 | 444 | 505500 | 221500
[5 empty] | 496500220500 | 444 | 496500 | 220500
[5 empty] | 497500220500 | 444 | 497500 | 220500
[5 empty] | 498500220500 | 444 | 498500 | 220500
[5 empty] | 499500220500 | 444 | 499500 | 220500
[5 empty] | 500500220500 | 444 | 500500 | 220500
[5 empty] | 501500220500 | 444 | 501500 | 220500
[5 empty] | 502500220500 | 444 | 502500 | 220500
[5 empty] | 503500220500 | 444 | 503500 | 220500
[5 empty] | 504500220500 | 444 | 504500 | 220500
[5 empty] | 505500220500 | 444 | 505500 | 220500
[5 empty] | 506500220500 | 444 | 506500 | 220500
[5 empty] | 498500219500 | 444 | 498500 | 219500
[5 empty] | 499500219500 | 444 | 499500 | 219500
[5 empty] | 500500219500 | 444 | 500500 | 219500
[5 empty] | 501500219500 | 444 | 501500 | 219500
[5 empty] | 502500219500 | 444 | 502500 | 219500
[5 empty] | 503500219500 | 444 | 503500 | 219500
[5 empty] | 504500219500 | 444 | 504500 | 219500
[5 empty] | 505500219500 | 444 | 505500 | 219500
[5 empty] | 506500219500 | 444 | 506500 | 219500
[5 empty] | 507500219500 | 444 | 507500 | 219500
[5 empty] | 510500219500 | 444 | 510500 | 219500
[5 empty] | 511500219500 | 444 | 511500 | 219500
[5 empty] | 512500219500 | 444 | 512500 | 219500
[5 empty] | 513500219500 | 444 | 513500 | 219500
[5 empty] | 499500218500 | 444 | 499500 | 218500
[5 empty] | 500500218500 | 444 | 500500 | 218500
[5 empty] | 501500218500 | 444 | 501500 | 218500
[5 empty] | 502500218500 | 444 | 502500 | 218500
[5 empty] | 503500218500 | 444 | 503500 | 218500
[5 empty] | 504500218500 | 444 | 504500 | 218500
[5 empty] | 505500218500 | 444 | 505500 | 218500
[5 empty] | 506500218500 | 444 | 506500 | 218500
[5 empty] | 507500218500 | 444 | 507500 | 218500
[5 empty] | 508500218500 | 444 | 508500 | 218500
[5 empty] | 509500218500 | 444 | 509500 | 218500
[5 empty] | 510500218500 | 444 | 510500 | 218500
[5 empty] | 511500218500 | 444 | 511500 | 218500
[5 empty] | 512500218500 | 444 | 512500 | 218500
[5 empty] | 513500218500 | 444 | 513500 | 218500
[5 empty] | 499500217500 | 444 | 499500 | 217500
[5 empty] | 500500217500 | 444 | 500500 | 217500
[5 empty] | 501500217500 | 444 | 501500 | 217500
[5 empty] | 502500217500 | 444 | 502500 | 217500
[5 empty] | 503500217500 | 444 | 503500 | 217500
[5 empty] | 504500217500 | 444 | 504500 | 217500
[5 empty] | 509500217500 | 444 | 509500 | 217500
[5 empty] | 510500217500 | 444 | 510500 | 217500
[5 empty] | 511500217500 | 444 | 511500 | 217500
[5 empty] | 512500217500 | 444 | 512500 | 217500
[5 empty] | 513500217500 | 444 | 513500 | 217500
[5 empty] | 500500216500 | 444 | 500500 | 216500
[5 empty] | 501500216500 | 444 | 501500 | 216500
[5 empty] | 502500216500 | 444 | 502500 | 216500
[5 empty] | 503500216500 | 444 | 503500 | 216500
[5 empty] | 511500216500 | 444 | 511500 | 216500
[5 empty] | 512500216500 | 444 | 512500 | 216500
[5 empty] | 501500215500 | 444 | 501500 | 215500
[5 empty] | 502500215500 | 444 | 502500 | 215500
[5 empty] | 500500214500 | 444 | 500500 | 214500
[5 empty] | 501500214500 | 444 | 501500 | 214500
[5 empty] | 502500214500 | 444 | 502500 | 214500
[5 empty] | 501500213500 | 444 | 501500 | 213500
[5 empty] | 502500213500 | 444 | 502500 | 213500
[5 empty] | 372500387500 | 445 | 372500 | 387500
[5 empty] | 371500386500 | 445 | 371500 | 386500
[5 empty] | 372500386500 | 445 | 372500 | 386500
[5 empty] | 373500386500 | 445 | 373500 | 386500
[5 empty] | 368500385500 | 445 | 368500 | 385500
[5 empty] | 369500385500 | 445 | 369500 | 385500
[5 empty] | 370500385500 | 445 | 370500 | 385500
[5 empty] | 371500385500 | 445 | 371500 | 385500
[5 empty] | 372500385500 | 445 | 372500 | 385500
[5 empty] | 373500385500 | 445 | 373500 | 385500
[5 empty] | 374500385500 | 445 | 374500 | 385500
[5 empty] | 376500385500 | 445 | 376500 | 385500
[5 empty] | 377500385500 | 445 | 377500 | 385500
[5 empty] | 397500385500 | 445 | 397500 | 385500
[5 empty] | 367500384500 | 445 | 367500 | 384500
[5 empty] | 368500384500 | 445 | 368500 | 384500
[5 empty] | 369500384500 | 445 | 369500 | 384500
[5 empty] | 370500384500 | 445 | 370500 | 384500
[5 empty] | 371500384500 | 445 | 371500 | 384500
[5 empty] | 372500384500 | 445 | 372500 | 384500
[5 empty] | 373500384500 | 445 | 373500 | 384500
[5 empty] | 374500384500 | 445 | 374500 | 384500
[5 empty] | 375500384500 | 445 | 375500 | 384500
[5 empty] | 376500384500 | 445 | 376500 | 384500
[5 empty] | 377500384500 | 445 | 377500 | 384500
[5 empty] | 378500384500 | 445 | 378500 | 384500
[5 empty] | 383500384500 | 445 | 383500 | 384500
[5 empty] | 384500384500 | 445 | 384500 | 384500
[5 empty] | 385500384500 | 445 | 385500 | 384500
[5 empty] | 391500384500 | 445 | 391500 | 384500
[5 empty] | 392500384500 | 445 | 392500 | 384500
[5 empty] | 393500384500 | 445 | 393500 | 384500
[5 empty] | 394500384500 | 445 | 394500 | 384500
[5 empty] | 395500384500 | 445 | 395500 | 384500
[5 empty] | 396500384500 | 445 | 396500 | 384500
[5 empty] | 397500384500 | 445 | 397500 | 384500
[5 empty] | 398500384500 | 445 | 398500 | 384500
[5 empty] | 366500383500 | 445 | 366500 | 383500
[5 empty] | 367500383500 | 445 | 367500 | 383500
[5 empty] | 368500383500 | 445 | 368500 | 383500
[5 empty] | 369500383500 | 445 | 369500 | 383500
[5 empty] | 370500383500 | 445 | 370500 | 383500
[5 empty] | 371500383500 | 445 | 371500 | 383500
[5 empty] | 372500383500 | 445 | 372500 | 383500
[5 empty] | 373500383500 | 445 | 373500 | 383500
[5 empty] | 374500383500 | 445 | 374500 | 383500
[5 empty] | 375500383500 | 445 | 375500 | 383500
[5 empty] | 376500383500 | 445 | 376500 | 383500
[5 empty] | 377500383500 | 445 | 377500 | 383500
[5 empty] | 378500383500 | 445 | 378500 | 383500
[5 empty] | 379500383500 | 445 | 379500 | 383500
[5 empty] | 382500383500 | 445 | 382500 | 383500
[5 empty] | 383500383500 | 445 | 383500 | 383500
[5 empty] | 384500383500 | 445 | 384500 | 383500
[5 empty] | 385500383500 | 445 | 385500 | 383500
[5 empty] | 386500383500 | 445 | 386500 | 383500
[5 empty] | 387500383500 | 445 | 387500 | 383500
[5 empty] | 390500383500 | 445 | 390500 | 383500
[5 empty] | 391500383500 | 445 | 391500 | 383500
[5 empty] | 392500383500 | 445 | 392500 | 383500
[5 empty] | 393500383500 | 445 | 393500 | 383500
[5 empty] | 394500383500 | 445 | 394500 | 383500
[5 empty] | 395500383500 | 445 | 395500 | 383500
[5 empty] | 396500383500 | 445 | 396500 | 383500
[5 empty] | 397500383500 | 445 | 397500 | 383500
[5 empty] | 398500383500 | 445 | 398500 | 383500
[5 empty] | 399500383500 | 445 | 399500 | 383500
[5 empty] | 367500382500 | 445 | 367500 | 382500
[5 empty] | 368500382500 | 445 | 368500 | 382500
[5 empty] | 369500382500 | 445 | 369500 | 382500
[5 empty] | 370500382500 | 445 | 370500 | 382500
[5 empty] | 371500382500 | 445 | 371500 | 382500
[5 empty] | 372500382500 | 445 | 372500 | 382500
[5 empty] | 373500382500 | 445 | 373500 | 382500
[5 empty] | 374500382500 | 445 | 374500 | 382500
[5 empty] | 375500382500 | 445 | 375500 | 382500
[5 empty] | 376500382500 | 445 | 376500 | 382500
[5 empty] | 377500382500 | 445 | 377500 | 382500
[5 empty] | 378500382500 | 445 | 378500 | 382500
[5 empty] | 379500382500 | 445 | 379500 | 382500
[5 empty] | 380500382500 | 445 | 380500 | 382500
[5 empty] | 381500382500 | 445 | 381500 | 382500
[5 empty] | 382500382500 | 445 | 382500 | 382500
[5 empty] | 383500382500 | 445 | 383500 | 382500
[5 empty] | 384500382500 | 445 | 384500 | 382500
[5 empty] | 385500382500 | 445 | 385500 | 382500
[5 empty] | 386500382500 | 445 | 386500 | 382500
[5 empty] | 390500382500 | 445 | 390500 | 382500
[5 empty] | 391500382500 | 445 | 391500 | 382500
[5 empty] | 392500382500 | 445 | 392500 | 382500
[5 empty] | 393500382500 | 445 | 393500 | 382500
[5 empty] | 394500382500 | 445 | 394500 | 382500
[5 empty] | 395500382500 | 445 | 395500 | 382500
[5 empty] | 396500382500 | 445 | 396500 | 382500
[5 empty] | 397500382500 | 445 | 397500 | 382500
[5 empty] | 398500382500 | 445 | 398500 | 382500
[5 empty] | 367500381500 | 445 | 367500 | 381500
[5 empty] | 368500381500 | 445 | 368500 | 381500
[5 empty] | 369500381500 | 445 | 369500 | 381500
[5 empty] | 370500381500 | 445 | 370500 | 381500
[5 empty] | 371500381500 | 445 | 371500 | 381500
[5 empty] | 372500381500 | 445 | 372500 | 381500
[5 empty] | 373500381500 | 445 | 373500 | 381500
[5 empty] | 374500381500 | 445 | 374500 | 381500
[5 empty] | 375500381500 | 445 | 375500 | 381500
[5 empty] | 376500381500 | 445 | 376500 | 381500
[5 empty] | 377500381500 | 445 | 377500 | 381500
[5 empty] | 378500381500 | 445 | 378500 | 381500
[5 empty] | 379500381500 | 445 | 379500 | 381500
[5 empty] | 380500381500 | 445 | 380500 | 381500
[5 empty] | 381500381500 | 445 | 381500 | 381500
[5 empty] | 382500381500 | 445 | 382500 | 381500
[5 empty] | 383500381500 | 445 | 383500 | 381500
[5 empty] | 384500381500 | 445 | 384500 | 381500
[5 empty] | 385500381500 | 445 | 385500 | 381500
[5 empty] | 386500381500 | 445 | 386500 | 381500
[5 empty] | 387500381500 | 445 | 387500 | 381500
[5 empty] | 388500381500 | 445 | 388500 | 381500
[5 empty] | 390500381500 | 445 | 390500 | 381500
[5 empty] | 391500381500 | 445 | 391500 | 381500
[5 empty] | 392500381500 | 445 | 392500 | 381500
[5 empty] | 393500381500 | 445 | 393500 | 381500
[5 empty] | 394500381500 | 445 | 394500 | 381500
[5 empty] | 395500381500 | 445 | 395500 | 381500
[5 empty] | 396500381500 | 445 | 396500 | 381500
[5 empty] | 397500381500 | 445 | 397500 | 381500
[5 empty] | 398500381500 | 445 | 398500 | 381500
[5 empty] | 366500380500 | 445 | 366500 | 380500
[5 empty] | 367500380500 | 445 | 367500 | 380500
[5 empty] | 368500380500 | 445 | 368500 | 380500
[5 empty] | 369500380500 | 445 | 369500 | 380500
[5 empty] | 370500380500 | 445 | 370500 | 380500
[5 empty] | 371500380500 | 445 | 371500 | 380500
[5 empty] | 372500380500 | 445 | 372500 | 380500
[5 empty] | 373500380500 | 445 | 373500 | 380500
[5 empty] | 374500380500 | 445 | 374500 | 380500
[5 empty] | 375500380500 | 445 | 375500 | 380500
[5 empty] | 376500380500 | 445 | 376500 | 380500
[5 empty] | 377500380500 | 445 | 377500 | 380500
[5 empty] | 378500380500 | 445 | 378500 | 380500
[5 empty] | 379500380500 | 445 | 379500 | 380500
[5 empty] | 380500380500 | 445 | 380500 | 380500
[5 empty] | 381500380500 | 445 | 381500 | 380500
[5 empty] | 382500380500 | 445 | 382500 | 380500
[5 empty] | 383500380500 | 445 | 383500 | 380500
[5 empty] | 384500380500 | 445 | 384500 | 380500
[5 empty] | 385500380500 | 445 | 385500 | 380500
[5 empty] | 386500380500 | 445 | 386500 | 380500
[5 empty] | 387500380500 | 445 | 387500 | 380500
[5 empty] | 388500380500 | 445 | 388500 | 380500
[5 empty] | 389500380500 | 445 | 389500 | 380500
[5 empty] | 390500380500 | 445 | 390500 | 380500
[5 empty] | 391500380500 | 445 | 391500 | 380500
[5 empty] | 392500380500 | 445 | 392500 | 380500
[5 empty] | 393500380500 | 445 | 393500 | 380500
[5 empty] | 394500380500 | 445 | 394500 | 380500
[5 empty] | 395500380500 | 445 | 395500 | 380500
[5 empty] | 396500380500 | 445 | 396500 | 380500
[5 empty] | 397500380500 | 445 | 397500 | 380500
[5 empty] | 398500380500 | 445 | 398500 | 380500
[5 empty] | 399500380500 | 445 | 399500 | 380500
[5 empty] | 366500379500 | 445 | 366500 | 379500
[5 empty] | 367500379500 | 445 | 367500 | 379500
[5 empty] | 368500379500 | 445 | 368500 | 379500
[5 empty] | 369500379500 | 445 | 369500 | 379500
[5 empty] | 370500379500 | 445 | 370500 | 379500
[5 empty] | 371500379500 | 445 | 371500 | 379500
[5 empty] | 372500379500 | 445 | 372500 | 379500
[5 empty] | 373500379500 | 445 | 373500 | 379500
[5 empty] | 374500379500 | 445 | 374500 | 379500
[5 empty] | 375500379500 | 445 | 375500 | 379500
[5 empty] | 376500379500 | 445 | 376500 | 379500
[5 empty] | 377500379500 | 445 | 377500 | 379500
[5 empty] | 378500379500 | 445 | 378500 | 379500
[5 empty] | 379500379500 | 445 | 379500 | 379500
[5 empty] | 380500379500 | 445 | 380500 | 379500
[5 empty] | 381500379500 | 445 | 381500 | 379500
[5 empty] | 382500379500 | 445 | 382500 | 379500
[5 empty] | 383500379500 | 445 | 383500 | 379500
[5 empty] | 384500379500 | 445 | 384500 | 379500
[5 empty] | 385500379500 | 445 | 385500 | 379500
[5 empty] | 386500379500 | 445 | 386500 | 379500
[5 empty] | 387500379500 | 445 | 387500 | 379500
[5 empty] | 388500379500 | 445 | 388500 | 379500
[5 empty] | 389500379500 | 445 | 389500 | 379500
[5 empty] | 390500379500 | 445 | 390500 | 379500
[5 empty] | 391500379500 | 445 | 391500 | 379500
[5 empty] | 392500379500 | 445 | 392500 | 379500
[5 empty] | 393500379500 | 445 | 393500 | 379500
[5 empty] | 394500379500 | 445 | 394500 | 379500
[5 empty] | 395500379500 | 445 | 395500 | 379500
[5 empty] | 396500379500 | 445 | 396500 | 379500
[5 empty] | 397500379500 | 445 | 397500 | 379500
[5 empty] | 398500379500 | 445 | 398500 | 379500
[5 empty] | 399500379500 | 445 | 399500 | 379500
[5 empty] | 367500378500 | 445 | 367500 | 378500
[5 empty] | 368500378500 | 445 | 368500 | 378500
[5 empty] | 369500378500 | 445 | 369500 | 378500
[5 empty] | 370500378500 | 445 | 370500 | 378500
[5 empty] | 371500378500 | 445 | 371500 | 378500
[5 empty] | 372500378500 | 445 | 372500 | 378500
[5 empty] | 373500378500 | 445 | 373500 | 378500
[5 empty] | 374500378500 | 445 | 374500 | 378500
[5 empty] | 375500378500 | 445 | 375500 | 378500
[5 empty] | 376500378500 | 445 | 376500 | 378500
[5 empty] | 377500378500 | 445 | 377500 | 378500
[5 empty] | 378500378500 | 445 | 378500 | 378500
[5 empty] | 379500378500 | 445 | 379500 | 378500
[5 empty] | 380500378500 | 445 | 380500 | 378500
[5 empty] | 381500378500 | 445 | 381500 | 378500
[5 empty] | 382500378500 | 445 | 382500 | 378500
[5 empty] | 383500378500 | 445 | 383500 | 378500
[5 empty] | 384500378500 | 445 | 384500 | 378500
[5 empty] | 385500378500 | 445 | 385500 | 378500
[5 empty] | 386500378500 | 445 | 386500 | 378500
[5 empty] | 387500378500 | 445 | 387500 | 378500
[5 empty] | 388500378500 | 445 | 388500 | 378500
[5 empty] | 389500378500 | 445 | 389500 | 378500
[5 empty] | 390500378500 | 445 | 390500 | 378500
[5 empty] | 391500378500 | 445 | 391500 | 378500
[5 empty] | 392500378500 | 445 | 392500 | 378500
[5 empty] | 393500378500 | 445 | 393500 | 378500
[5 empty] | 394500378500 | 445 | 394500 | 378500
[5 empty] | 395500378500 | 445 | 395500 | 378500
[5 empty] | 396500378500 | 445 | 396500 | 378500
[5 empty] | 397500378500 | 445 | 397500 | 378500
[5 empty] | 398500378500 | 445 | 398500 | 378500
[5 empty] | 399500378500 | 445 | 399500 | 378500
[5 empty] | 367500377500 | 445 | 367500 | 377500
[5 empty] | 368500377500 | 445 | 368500 | 377500
[5 empty] | 369500377500 | 445 | 369500 | 377500
[5 empty] | 370500377500 | 445 | 370500 | 377500
[5 empty] | 371500377500 | 445 | 371500 | 377500
[5 empty] | 372500377500 | 445 | 372500 | 377500
[5 empty] | 373500377500 | 445 | 373500 | 377500
[5 empty] | 374500377500 | 445 | 374500 | 377500
[5 empty] | 375500377500 | 445 | 375500 | 377500
[5 empty] | 376500377500 | 445 | 376500 | 377500
[5 empty] | 377500377500 | 445 | 377500 | 377500
[5 empty] | 378500377500 | 445 | 378500 | 377500
[5 empty] | 379500377500 | 445 | 379500 | 377500
[5 empty] | 380500377500 | 445 | 380500 | 377500
[5 empty] | 381500377500 | 445 | 381500 | 377500
[5 empty] | 382500377500 | 445 | 382500 | 377500
[5 empty] | 383500377500 | 445 | 383500 | 377500
[5 empty] | 384500377500 | 445 | 384500 | 377500
[5 empty] | 385500377500 | 445 | 385500 | 377500
[5 empty] | 386500377500 | 445 | 386500 | 377500
[5 empty] | 387500377500 | 445 | 387500 | 377500
[5 empty] | 388500377500 | 445 | 388500 | 377500
[5 empty] | 389500377500 | 445 | 389500 | 377500
[5 empty] | 390500377500 | 445 | 390500 | 377500
[5 empty] | 391500377500 | 445 | 391500 | 377500
[5 empty] | 392500377500 | 445 | 392500 | 377500
[5 empty] | 393500377500 | 445 | 393500 | 377500
[5 empty] | 394500377500 | 445 | 394500 | 377500
[5 empty] | 395500377500 | 445 | 395500 | 377500
[5 empty] | 396500377500 | 445 | 396500 | 377500
[5 empty] | 397500377500 | 445 | 397500 | 377500
[5 empty] | 398500377500 | 445 | 398500 | 377500
[5 empty] | 399500377500 | 445 | 399500 | 377500
[5 empty] | 370500376500 | 445 | 370500 | 376500
[5 empty] | 371500376500 | 445 | 371500 | 376500
[5 empty] | 372500376500 | 445 | 372500 | 376500
[5 empty] | 373500376500 | 445 | 373500 | 376500
[5 empty] | 374500376500 | 445 | 374500 | 376500
[5 empty] | 375500376500 | 445 | 375500 | 376500
[5 empty] | 376500376500 | 445 | 376500 | 376500
[5 empty] | 377500376500 | 445 | 377500 | 376500
[5 empty] | 378500376500 | 445 | 378500 | 376500
[5 empty] | 379500376500 | 445 | 379500 | 376500
[5 empty] | 380500376500 | 445 | 380500 | 376500
[5 empty] | 381500376500 | 445 | 381500 | 376500
[5 empty] | 382500376500 | 445 | 382500 | 376500
[5 empty] | 383500376500 | 445 | 383500 | 376500
[5 empty] | 384500376500 | 445 | 384500 | 376500
[5 empty] | 385500376500 | 445 | 385500 | 376500
[5 empty] | 386500376500 | 445 | 386500 | 376500
[5 empty] | 387500376500 | 445 | 387500 | 376500
[5 empty] | 388500376500 | 445 | 388500 | 376500
[5 empty] | 389500376500 | 445 | 389500 | 376500
[5 empty] | 390500376500 | 445 | 390500 | 376500
[5 empty] | 391500376500 | 445 | 391500 | 376500
[5 empty] | 392500376500 | 445 | 392500 | 376500
[5 empty] | 393500376500 | 445 | 393500 | 376500
[5 empty] | 394500376500 | 445 | 394500 | 376500
[5 empty] | 395500376500 | 445 | 395500 | 376500
[5 empty] | 396500376500 | 445 | 396500 | 376500
[5 empty] | 397500376500 | 445 | 397500 | 376500
[5 empty] | 398500376500 | 445 | 398500 | 376500
[5 empty] | 399500376500 | 445 | 399500 | 376500
[5 empty] | 370500375500 | 445 | 370500 | 375500
[5 empty] | 371500375500 | 445 | 371500 | 375500
[5 empty] | 372500375500 | 445 | 372500 | 375500
[5 empty] | 373500375500 | 445 | 373500 | 375500
[5 empty] | 374500375500 | 445 | 374500 | 375500
[5 empty] | 375500375500 | 445 | 375500 | 375500
[5 empty] | 376500375500 | 445 | 376500 | 375500
[5 empty] | 377500375500 | 445 | 377500 | 375500
[5 empty] | 378500375500 | 445 | 378500 | 375500
[5 empty] | 379500375500 | 445 | 379500 | 375500
[5 empty] | 380500375500 | 445 | 380500 | 375500
[5 empty] | 381500375500 | 445 | 381500 | 375500
[5 empty] | 382500375500 | 445 | 382500 | 375500
[5 empty] | 383500375500 | 445 | 383500 | 375500
[5 empty] | 384500375500 | 445 | 384500 | 375500
[5 empty] | 385500375500 | 445 | 385500 | 375500
[5 empty] | 386500375500 | 445 | 386500 | 375500
[5 empty] | 387500375500 | 445 | 387500 | 375500
[5 empty] | 388500375500 | 445 | 388500 | 375500
[5 empty] | 389500375500 | 445 | 389500 | 375500
[5 empty] | 390500375500 | 445 | 390500 | 375500
[5 empty] | 391500375500 | 445 | 391500 | 375500
[5 empty] | 392500375500 | 445 | 392500 | 375500
[5 empty] | 393500375500 | 445 | 393500 | 375500
[5 empty] | 394500375500 | 445 | 394500 | 375500
[5 empty] | 395500375500 | 445 | 395500 | 375500
[5 empty] | 396500375500 | 445 | 396500 | 375500
[5 empty] | 397500375500 | 445 | 397500 | 375500
[5 empty] | 398500375500 | 445 | 398500 | 375500
[5 empty] | 399500375500 | 445 | 399500 | 375500
[5 empty] | 371500374500 | 445 | 371500 | 374500
[5 empty] | 372500374500 | 445 | 372500 | 374500
[5 empty] | 373500374500 | 445 | 373500 | 374500
[5 empty] | 374500374500 | 445 | 374500 | 374500
[5 empty] | 375500374500 | 445 | 375500 | 374500
[5 empty] | 376500374500 | 445 | 376500 | 374500
[5 empty] | 377500374500 | 445 | 377500 | 374500
[5 empty] | 378500374500 | 445 | 378500 | 374500
[5 empty] | 379500374500 | 445 | 379500 | 374500
[5 empty] | 380500374500 | 445 | 380500 | 374500
[5 empty] | 381500374500 | 445 | 381500 | 374500
[5 empty] | 382500374500 | 445 | 382500 | 374500
[5 empty] | 383500374500 | 445 | 383500 | 374500
[5 empty] | 384500374500 | 445 | 384500 | 374500
[5 empty] | 385500374500 | 445 | 385500 | 374500
[5 empty] | 386500374500 | 445 | 386500 | 374500
[5 empty] | 387500374500 | 445 | 387500 | 374500
[5 empty] | 388500374500 | 445 | 388500 | 374500
[5 empty] | 389500374500 | 445 | 389500 | 374500
[5 empty] | 390500374500 | 445 | 390500 | 374500
[5 empty] | 391500374500 | 445 | 391500 | 374500
[5 empty] | 392500374500 | 445 | 392500 | 374500
[5 empty] | 393500374500 | 445 | 393500 | 374500
[5 empty] | 394500374500 | 445 | 394500 | 374500
[5 empty] | 395500374500 | 445 | 395500 | 374500
[5 empty] | 396500374500 | 445 | 396500 | 374500
[5 empty] | 397500374500 | 445 | 397500 | 374500
[5 empty] | 398500374500 | 445 | 398500 | 374500
[5 empty] | 399500374500 | 445 | 399500 | 374500
[5 empty] | 375500373500 | 445 | 375500 | 373500
[5 empty] | 376500373500 | 445 | 376500 | 373500
[5 empty] | 377500373500 | 445 | 377500 | 373500
[5 empty] | 378500373500 | 445 | 378500 | 373500
[5 empty] | 379500373500 | 445 | 379500 | 373500
[5 empty] | 380500373500 | 445 | 380500 | 373500
[5 empty] | 381500373500 | 445 | 381500 | 373500
[5 empty] | 382500373500 | 445 | 382500 | 373500
[5 empty] | 383500373500 | 445 | 383500 | 373500
[5 empty] | 384500373500 | 445 | 384500 | 373500
[5 empty] | 385500373500 | 445 | 385500 | 373500
[5 empty] | 386500373500 | 445 | 386500 | 373500
[5 empty] | 387500373500 | 445 | 387500 | 373500
[5 empty] | 388500373500 | 445 | 388500 | 373500
[5 empty] | 389500373500 | 445 | 389500 | 373500
[5 empty] | 390500373500 | 445 | 390500 | 373500
[5 empty] | 391500373500 | 445 | 391500 | 373500
[5 empty] | 392500373500 | 445 | 392500 | 373500
[5 empty] | 393500373500 | 445 | 393500 | 373500
[5 empty] | 394500373500 | 445 | 394500 | 373500
[5 empty] | 395500373500 | 445 | 395500 | 373500
[5 empty] | 396500373500 | 445 | 396500 | 373500
[5 empty] | 397500373500 | 445 | 397500 | 373500
[5 empty] | 398500373500 | 445 | 398500 | 373500
[5 empty] | 399500373500 | 445 | 399500 | 373500
[5 empty] | 376500372500 | 445 | 376500 | 372500
[5 empty] | 377500372500 | 445 | 377500 | 372500
[5 empty] | 378500372500 | 445 | 378500 | 372500
[5 empty] | 379500372500 | 445 | 379500 | 372500
[5 empty] | 380500372500 | 445 | 380500 | 372500
[5 empty] | 381500372500 | 445 | 381500 | 372500
[5 empty] | 382500372500 | 445 | 382500 | 372500
[5 empty] | 383500372500 | 445 | 383500 | 372500
[5 empty] | 384500372500 | 445 | 384500 | 372500
[5 empty] | 385500372500 | 445 | 385500 | 372500
[5 empty] | 386500372500 | 445 | 386500 | 372500
[5 empty] | 387500372500 | 445 | 387500 | 372500
[5 empty] | 388500372500 | 445 | 388500 | 372500
[5 empty] | 389500372500 | 445 | 389500 | 372500
[5 empty] | 390500372500 | 445 | 390500 | 372500
[5 empty] | 391500372500 | 445 | 391500 | 372500
[5 empty] | 392500372500 | 445 | 392500 | 372500
[5 empty] | 393500372500 | 445 | 393500 | 372500
[5 empty] | 394500372500 | 445 | 394500 | 372500
[5 empty] | 395500372500 | 445 | 395500 | 372500
[5 empty] | 396500372500 | 445 | 396500 | 372500
[5 empty] | 397500372500 | 445 | 397500 | 372500
[5 empty] | 398500372500 | 445 | 398500 | 372500
[5 empty] | 399500372500 | 445 | 399500 | 372500
[5 empty] | 377500371500 | 445 | 377500 | 371500
[5 empty] | 378500371500 | 445 | 378500 | 371500
[5 empty] | 379500371500 | 445 | 379500 | 371500
[5 empty] | 380500371500 | 445 | 380500 | 371500
[5 empty] | 381500371500 | 445 | 381500 | 371500
[5 empty] | 382500371500 | 445 | 382500 | 371500
[5 empty] | 383500371500 | 445 | 383500 | 371500
[5 empty] | 384500371500 | 445 | 384500 | 371500
[5 empty] | 385500371500 | 445 | 385500 | 371500
[5 empty] | 386500371500 | 445 | 386500 | 371500
[5 empty] | 387500371500 | 445 | 387500 | 371500
[5 empty] | 388500371500 | 445 | 388500 | 371500
[5 empty] | 389500371500 | 445 | 389500 | 371500
[5 empty] | 390500371500 | 445 | 390500 | 371500
[5 empty] | 391500371500 | 445 | 391500 | 371500
[5 empty] | 392500371500 | 445 | 392500 | 371500
[5 empty] | 393500371500 | 445 | 393500 | 371500
[5 empty] | 394500371500 | 445 | 394500 | 371500
[5 empty] | 395500371500 | 445 | 395500 | 371500
[5 empty] | 396500371500 | 445 | 396500 | 371500
[5 empty] | 397500371500 | 445 | 397500 | 371500
[5 empty] | 398500371500 | 445 | 398500 | 371500
[5 empty] | 399500371500 | 445 | 399500 | 371500
[5 empty] | 400500371500 | 445 | 400500 | 371500
[5 empty] | 376500370500 | 445 | 376500 | 370500
[5 empty] | 377500370500 | 445 | 377500 | 370500
[5 empty] | 378500370500 | 445 | 378500 | 370500
[5 empty] | 379500370500 | 445 | 379500 | 370500
[5 empty] | 380500370500 | 445 | 380500 | 370500
[5 empty] | 381500370500 | 445 | 381500 | 370500
[5 empty] | 382500370500 | 445 | 382500 | 370500
[5 empty] | 383500370500 | 445 | 383500 | 370500
[5 empty] | 384500370500 | 445 | 384500 | 370500
[5 empty] | 385500370500 | 445 | 385500 | 370500
[5 empty] | 386500370500 | 445 | 386500 | 370500
[5 empty] | 387500370500 | 445 | 387500 | 370500
[5 empty] | 388500370500 | 445 | 388500 | 370500
[5 empty] | 389500370500 | 445 | 389500 | 370500
[5 empty] | 390500370500 | 445 | 390500 | 370500
[5 empty] | 391500370500 | 445 | 391500 | 370500
[5 empty] | 392500370500 | 445 | 392500 | 370500
[5 empty] | 393500370500 | 445 | 393500 | 370500
[5 empty] | 394500370500 | 445 | 394500 | 370500
[5 empty] | 395500370500 | 445 | 395500 | 370500
[5 empty] | 396500370500 | 445 | 396500 | 370500
[5 empty] | 397500370500 | 445 | 397500 | 370500
[5 empty] | 398500370500 | 445 | 398500 | 370500
[5 empty] | 399500370500 | 445 | 399500 | 370500
[5 empty] | 400500370500 | 445 | 400500 | 370500
[5 empty] | 401500370500 | 445 | 401500 | 370500
[5 empty] | 373500369500 | 445 | 373500 | 369500
[5 empty] | 374500369500 | 445 | 374500 | 369500
[5 empty] | 375500369500 | 445 | 375500 | 369500
[5 empty] | 376500369500 | 445 | 376500 | 369500
[5 empty] | 377500369500 | 445 | 377500 | 369500
[5 empty] | 378500369500 | 445 | 378500 | 369500
[5 empty] | 379500369500 | 445 | 379500 | 369500
[5 empty] | 380500369500 | 445 | 380500 | 369500
[5 empty] | 381500369500 | 445 | 381500 | 369500
[5 empty] | 382500369500 | 445 | 382500 | 369500
[5 empty] | 383500369500 | 445 | 383500 | 369500
[5 empty] | 384500369500 | 445 | 384500 | 369500
[5 empty] | 385500369500 | 445 | 385500 | 369500
[5 empty] | 386500369500 | 445 | 386500 | 369500
[5 empty] | 387500369500 | 445 | 387500 | 369500
[5 empty] | 388500369500 | 445 | 388500 | 369500
[5 empty] | 389500369500 | 445 | 389500 | 369500
[5 empty] | 390500369500 | 445 | 390500 | 369500
[5 empty] | 391500369500 | 445 | 391500 | 369500
[5 empty] | 392500369500 | 445 | 392500 | 369500
[5 empty] | 393500369500 | 445 | 393500 | 369500
[5 empty] | 394500369500 | 445 | 394500 | 369500
[5 empty] | 395500369500 | 445 | 395500 | 369500
[5 empty] | 396500369500 | 445 | 396500 | 369500
[5 empty] | 397500369500 | 445 | 397500 | 369500
[5 empty] | 398500369500 | 445 | 398500 | 369500
[5 empty] | 399500369500 | 445 | 399500 | 369500
[5 empty] | 400500369500 | 445 | 400500 | 369500
[5 empty] | 373500368500 | 445 | 373500 | 368500
[5 empty] | 374500368500 | 445 | 374500 | 368500
[5 empty] | 375500368500 | 445 | 375500 | 368500
[5 empty] | 376500368500 | 445 | 376500 | 368500
[5 empty] | 377500368500 | 445 | 377500 | 368500
[5 empty] | 378500368500 | 445 | 378500 | 368500
[5 empty] | 379500368500 | 445 | 379500 | 368500
[5 empty] | 380500368500 | 445 | 380500 | 368500
[5 empty] | 381500368500 | 445 | 381500 | 368500
[5 empty] | 382500368500 | 445 | 382500 | 368500
[5 empty] | 383500368500 | 445 | 383500 | 368500
[5 empty] | 384500368500 | 445 | 384500 | 368500
[5 empty] | 385500368500 | 445 | 385500 | 368500
[5 empty] | 386500368500 | 445 | 386500 | 368500
[5 empty] | 387500368500 | 445 | 387500 | 368500
[5 empty] | 388500368500 | 445 | 388500 | 368500
[5 empty] | 389500368500 | 445 | 389500 | 368500
[5 empty] | 390500368500 | 445 | 390500 | 368500
[5 empty] | 391500368500 | 445 | 391500 | 368500
[5 empty] | 392500368500 | 445 | 392500 | 368500
[5 empty] | 393500368500 | 445 | 393500 | 368500
[5 empty] | 394500368500 | 445 | 394500 | 368500
[5 empty] | 395500368500 | 445 | 395500 | 368500
[5 empty] | 396500368500 | 445 | 396500 | 368500
[5 empty] | 397500368500 | 445 | 397500 | 368500
[5 empty] | 398500368500 | 445 | 398500 | 368500
[5 empty] | 399500368500 | 445 | 399500 | 368500
[5 empty] | 400500368500 | 445 | 400500 | 368500
[5 empty] | 373500367500 | 445 | 373500 | 367500
[5 empty] | 374500367500 | 445 | 374500 | 367500
[5 empty] | 375500367500 | 445 | 375500 | 367500
[5 empty] | 376500367500 | 445 | 376500 | 367500
[5 empty] | 377500367500 | 445 | 377500 | 367500
[5 empty] | 378500367500 | 445 | 378500 | 367500
[5 empty] | 379500367500 | 445 | 379500 | 367500
[5 empty] | 380500367500 | 445 | 380500 | 367500
[5 empty] | 381500367500 | 445 | 381500 | 367500
[5 empty] | 382500367500 | 445 | 382500 | 367500
[5 empty] | 383500367500 | 445 | 383500 | 367500
[5 empty] | 384500367500 | 445 | 384500 | 367500
[5 empty] | 385500367500 | 445 | 385500 | 367500
[5 empty] | 386500367500 | 445 | 386500 | 367500
[5 empty] | 387500367500 | 445 | 387500 | 367500
[5 empty] | 388500367500 | 445 | 388500 | 367500
[5 empty] | 389500367500 | 445 | 389500 | 367500
[5 empty] | 390500367500 | 445 | 390500 | 367500
[5 empty] | 391500367500 | 445 | 391500 | 367500
[5 empty] | 392500367500 | 445 | 392500 | 367500
[5 empty] | 393500367500 | 445 | 393500 | 367500
[5 empty] | 394500367500 | 445 | 394500 | 367500
[5 empty] | 395500367500 | 445 | 395500 | 367500
[5 empty] | 396500367500 | 445 | 396500 | 367500
[5 empty] | 397500367500 | 445 | 397500 | 367500
[5 empty] | 398500367500 | 445 | 398500 | 367500
[5 empty] | 399500367500 | 445 | 399500 | 367500
[5 empty] | 400500367500 | 445 | 400500 | 367500
[5 empty] | 369500366500 | 445 | 369500 | 366500
[5 empty] | 370500366500 | 445 | 370500 | 366500
[5 empty] | 375500366500 | 445 | 375500 | 366500
[5 empty] | 376500366500 | 445 | 376500 | 366500
[5 empty] | 377500366500 | 445 | 377500 | 366500
[5 empty] | 378500366500 | 445 | 378500 | 366500
[5 empty] | 379500366500 | 445 | 379500 | 366500
[5 empty] | 380500366500 | 445 | 380500 | 366500
[5 empty] | 381500366500 | 445 | 381500 | 366500
[5 empty] | 382500366500 | 445 | 382500 | 366500
[5 empty] | 383500366500 | 445 | 383500 | 366500
[5 empty] | 384500366500 | 445 | 384500 | 366500
[5 empty] | 385500366500 | 445 | 385500 | 366500
[5 empty] | 386500366500 | 445 | 386500 | 366500
[5 empty] | 387500366500 | 445 | 387500 | 366500
[5 empty] | 388500366500 | 445 | 388500 | 366500
[5 empty] | 389500366500 | 445 | 389500 | 366500
[5 empty] | 390500366500 | 445 | 390500 | 366500
[5 empty] | 391500366500 | 445 | 391500 | 366500
[5 empty] | 392500366500 | 445 | 392500 | 366500
[5 empty] | 393500366500 | 445 | 393500 | 366500
[5 empty] | 394500366500 | 445 | 394500 | 366500
[5 empty] | 395500366500 | 445 | 395500 | 366500
[5 empty] | 396500366500 | 445 | 396500 | 366500
[5 empty] | 397500366500 | 445 | 397500 | 366500
[5 empty] | 398500366500 | 445 | 398500 | 366500
[5 empty] | 399500366500 | 445 | 399500 | 366500
[5 empty] | 370500365500 | 445 | 370500 | 365500
[5 empty] | 371500365500 | 445 | 371500 | 365500
[5 empty] | 375500365500 | 445 | 375500 | 365500
[5 empty] | 376500365500 | 445 | 376500 | 365500
[5 empty] | 377500365500 | 445 | 377500 | 365500
[5 empty] | 378500365500 | 445 | 378500 | 365500
[5 empty] | 379500365500 | 445 | 379500 | 365500
[5 empty] | 380500365500 | 445 | 380500 | 365500
[5 empty] | 381500365500 | 445 | 381500 | 365500
[5 empty] | 382500365500 | 445 | 382500 | 365500
[5 empty] | 383500365500 | 445 | 383500 | 365500
[5 empty] | 384500365500 | 445 | 384500 | 365500
[5 empty] | 385500365500 | 445 | 385500 | 365500
[5 empty] | 386500365500 | 445 | 386500 | 365500
[5 empty] | 387500365500 | 445 | 387500 | 365500
[5 empty] | 388500365500 | 445 | 388500 | 365500
[5 empty] | 389500365500 | 445 | 389500 | 365500
[5 empty] | 390500365500 | 445 | 390500 | 365500
[5 empty] | 391500365500 | 445 | 391500 | 365500
[5 empty] | 392500365500 | 445 | 392500 | 365500
[5 empty] | 393500365500 | 445 | 393500 | 365500
[5 empty] | 394500365500 | 445 | 394500 | 365500
[5 empty] | 395500365500 | 445 | 395500 | 365500
[5 empty] | 396500365500 | 445 | 396500 | 365500
[5 empty] | 370500364500 | 445 | 370500 | 364500
[5 empty] | 371500364500 | 445 | 371500 | 364500
[5 empty] | 372500364500 | 445 | 372500 | 364500
[5 empty] | 375500364500 | 445 | 375500 | 364500
[5 empty] | 376500364500 | 445 | 376500 | 364500
[5 empty] | 377500364500 | 445 | 377500 | 364500
[5 empty] | 378500364500 | 445 | 378500 | 364500
[5 empty] | 379500364500 | 445 | 379500 | 364500
[5 empty] | 380500364500 | 445 | 380500 | 364500
[5 empty] | 381500364500 | 445 | 381500 | 364500
[5 empty] | 382500364500 | 445 | 382500 | 364500
[5 empty] | 383500364500 | 445 | 383500 | 364500
[5 empty] | 384500364500 | 445 | 384500 | 364500
[5 empty] | 385500364500 | 445 | 385500 | 364500
[5 empty] | 386500364500 | 445 | 386500 | 364500
[5 empty] | 387500364500 | 445 | 387500 | 364500
[5 empty] | 388500364500 | 445 | 388500 | 364500
[5 empty] | 389500364500 | 445 | 389500 | 364500
[5 empty] | 390500364500 | 445 | 390500 | 364500
[5 empty] | 391500364500 | 445 | 391500 | 364500
[5 empty] | 392500364500 | 445 | 392500 | 364500
[5 empty] | 393500364500 | 445 | 393500 | 364500
[5 empty] | 394500364500 | 445 | 394500 | 364500
[5 empty] | 395500364500 | 445 | 395500 | 364500
[5 empty] | 370500363500 | 445 | 370500 | 363500
[5 empty] | 371500363500 | 445 | 371500 | 363500
[5 empty] | 372500363500 | 445 | 372500 | 363500
[5 empty] | 373500363500 | 445 | 373500 | 363500
[5 empty] | 374500363500 | 445 | 374500 | 363500
[5 empty] | 375500363500 | 445 | 375500 | 363500
[5 empty] | 376500363500 | 445 | 376500 | 363500
[5 empty] | 377500363500 | 445 | 377500 | 363500
[5 empty] | 378500363500 | 445 | 378500 | 363500
[5 empty] | 379500363500 | 445 | 379500 | 363500
[5 empty] | 380500363500 | 445 | 380500 | 363500
[5 empty] | 381500363500 | 445 | 381500 | 363500
[5 empty] | 382500363500 | 445 | 382500 | 363500
[5 empty] | 383500363500 | 445 | 383500 | 363500
[5 empty] | 384500363500 | 445 | 384500 | 363500
[5 empty] | 385500363500 | 445 | 385500 | 363500
[5 empty] | 386500363500 | 445 | 386500 | 363500
[5 empty] | 387500363500 | 445 | 387500 | 363500
[5 empty] | 388500363500 | 445 | 388500 | 363500
[5 empty] | 389500363500 | 445 | 389500 | 363500
[5 empty] | 361500362500 | 445 | 361500 | 362500
[5 empty] | 362500362500 | 445 | 362500 | 362500
[5 empty] | 365500362500 | 445 | 365500 | 362500
[5 empty] | 366500362500 | 445 | 366500 | 362500
[5 empty] | 367500362500 | 445 | 367500 | 362500
[5 empty] | 370500362500 | 445 | 370500 | 362500
[5 empty] | 371500362500 | 445 | 371500 | 362500
[5 empty] | 372500362500 | 445 | 372500 | 362500
[5 empty] | 373500362500 | 445 | 373500 | 362500
[5 empty] | 374500362500 | 445 | 374500 | 362500
[5 empty] | 375500362500 | 445 | 375500 | 362500
[5 empty] | 376500362500 | 445 | 376500 | 362500
[5 empty] | 377500362500 | 445 | 377500 | 362500
[5 empty] | 378500362500 | 445 | 378500 | 362500
[5 empty] | 379500362500 | 445 | 379500 | 362500
[5 empty] | 380500362500 | 445 | 380500 | 362500
[5 empty] | 381500362500 | 445 | 381500 | 362500
[5 empty] | 382500362500 | 445 | 382500 | 362500
[5 empty] | 383500362500 | 445 | 383500 | 362500
[5 empty] | 384500362500 | 445 | 384500 | 362500
[5 empty] | 385500362500 | 445 | 385500 | 362500
[5 empty] | 386500362500 | 445 | 386500 | 362500
[5 empty] | 387500362500 | 445 | 387500 | 362500
[5 empty] | 388500362500 | 445 | 388500 | 362500
[5 empty] | 389500362500 | 445 | 389500 | 362500
[5 empty] | 358500361500 | 445 | 358500 | 361500
[5 empty] | 360500361500 | 445 | 360500 | 361500
[5 empty] | 361500361500 | 445 | 361500 | 361500
[5 empty] | 362500361500 | 445 | 362500 | 361500
[5 empty] | 363500361500 | 445 | 363500 | 361500
[5 empty] | 364500361500 | 445 | 364500 | 361500
[5 empty] | 365500361500 | 445 | 365500 | 361500
[5 empty] | 366500361500 | 445 | 366500 | 361500
[5 empty] | 367500361500 | 445 | 367500 | 361500
[5 empty] | 368500361500 | 445 | 368500 | 361500
[5 empty] | 369500361500 | 445 | 369500 | 361500
[5 empty] | 370500361500 | 445 | 370500 | 361500
[5 empty] | 371500361500 | 445 | 371500 | 361500
[5 empty] | 372500361500 | 445 | 372500 | 361500
[5 empty] | 373500361500 | 445 | 373500 | 361500
[5 empty] | 374500361500 | 445 | 374500 | 361500
[5 empty] | 375500361500 | 445 | 375500 | 361500
[5 empty] | 376500361500 | 445 | 376500 | 361500
[5 empty] | 377500361500 | 445 | 377500 | 361500
[5 empty] | 378500361500 | 445 | 378500 | 361500
[5 empty] | 379500361500 | 445 | 379500 | 361500
[5 empty] | 380500361500 | 445 | 380500 | 361500
[5 empty] | 381500361500 | 445 | 381500 | 361500
[5 empty] | 382500361500 | 445 | 382500 | 361500
[5 empty] | 383500361500 | 445 | 383500 | 361500
[5 empty] | 384500361500 | 445 | 384500 | 361500
[5 empty] | 385500361500 | 445 | 385500 | 361500
[5 empty] | 386500361500 | 445 | 386500 | 361500
[5 empty] | 387500361500 | 445 | 387500 | 361500
[5 empty] | 388500361500 | 445 | 388500 | 361500
[5 empty] | 357500360500 | 445 | 357500 | 360500
[5 empty] | 358500360500 | 445 | 358500 | 360500
[5 empty] | 359500360500 | 445 | 359500 | 360500
[5 empty] | 360500360500 | 445 | 360500 | 360500
[5 empty] | 361500360500 | 445 | 361500 | 360500
[5 empty] | 362500360500 | 445 | 362500 | 360500
[5 empty] | 363500360500 | 445 | 363500 | 360500
[5 empty] | 364500360500 | 445 | 364500 | 360500
[5 empty] | 365500360500 | 445 | 365500 | 360500
[5 empty] | 366500360500 | 445 | 366500 | 360500
[5 empty] | 367500360500 | 445 | 367500 | 360500
[5 empty] | 368500360500 | 445 | 368500 | 360500
[5 empty] | 369500360500 | 445 | 369500 | 360500
[5 empty] | 370500360500 | 445 | 370500 | 360500
[5 empty] | 371500360500 | 445 | 371500 | 360500
[5 empty] | 372500360500 | 445 | 372500 | 360500
[5 empty] | 373500360500 | 445 | 373500 | 360500
[5 empty] | 374500360500 | 445 | 374500 | 360500
[5 empty] | 375500360500 | 445 | 375500 | 360500
[5 empty] | 376500360500 | 445 | 376500 | 360500
[5 empty] | 377500360500 | 445 | 377500 | 360500
[5 empty] | 378500360500 | 445 | 378500 | 360500
[5 empty] | 379500360500 | 445 | 379500 | 360500
[5 empty] | 380500360500 | 445 | 380500 | 360500
[5 empty] | 381500360500 | 445 | 381500 | 360500
[5 empty] | 382500360500 | 445 | 382500 | 360500
[5 empty] | 383500360500 | 445 | 383500 | 360500
[5 empty] | 384500360500 | 445 | 384500 | 360500
[5 empty] | 385500360500 | 445 | 385500 | 360500
[5 empty] | 386500360500 | 445 | 386500 | 360500
[5 empty] | 387500360500 | 445 | 387500 | 360500
[5 empty] | 357500359500 | 445 | 357500 | 359500
[5 empty] | 358500359500 | 445 | 358500 | 359500
[5 empty] | 359500359500 | 445 | 359500 | 359500
[5 empty] | 360500359500 | 445 | 360500 | 359500
[5 empty] | 361500359500 | 445 | 361500 | 359500
[5 empty] | 362500359500 | 445 | 362500 | 359500
[5 empty] | 363500359500 | 445 | 363500 | 359500
[5 empty] | 364500359500 | 445 | 364500 | 359500
[5 empty] | 365500359500 | 445 | 365500 | 359500
[5 empty] | 366500359500 | 445 | 366500 | 359500
[5 empty] | 367500359500 | 445 | 367500 | 359500
[5 empty] | 368500359500 | 445 | 368500 | 359500
[5 empty] | 369500359500 | 445 | 369500 | 359500
[5 empty] | 370500359500 | 445 | 370500 | 359500
[5 empty] | 371500359500 | 445 | 371500 | 359500
[5 empty] | 372500359500 | 445 | 372500 | 359500
[5 empty] | 373500359500 | 445 | 373500 | 359500
[5 empty] | 374500359500 | 445 | 374500 | 359500
[5 empty] | 375500359500 | 445 | 375500 | 359500
[5 empty] | 376500359500 | 445 | 376500 | 359500
[5 empty] | 377500359500 | 445 | 377500 | 359500
[5 empty] | 378500359500 | 445 | 378500 | 359500
[5 empty] | 379500359500 | 445 | 379500 | 359500
[5 empty] | 380500359500 | 445 | 380500 | 359500
[5 empty] | 381500359500 | 445 | 381500 | 359500
[5 empty] | 382500359500 | 445 | 382500 | 359500
[5 empty] | 383500359500 | 445 | 383500 | 359500
[5 empty] | 384500359500 | 445 | 384500 | 359500
[5 empty] | 385500359500 | 445 | 385500 | 359500
[5 empty] | 386500359500 | 445 | 386500 | 359500
[5 empty] | 356500358500 | 445 | 356500 | 358500
[5 empty] | 357500358500 | 445 | 357500 | 358500
[5 empty] | 358500358500 | 445 | 358500 | 358500
[5 empty] | 359500358500 | 445 | 359500 | 358500
[5 empty] | 360500358500 | 445 | 360500 | 358500
[5 empty] | 361500358500 | 445 | 361500 | 358500
[5 empty] | 362500358500 | 445 | 362500 | 358500
[5 empty] | 363500358500 | 445 | 363500 | 358500
[5 empty] | 364500358500 | 445 | 364500 | 358500
[5 empty] | 365500358500 | 445 | 365500 | 358500
[5 empty] | 366500358500 | 445 | 366500 | 358500
[5 empty] | 367500358500 | 445 | 367500 | 358500
[5 empty] | 368500358500 | 445 | 368500 | 358500
[5 empty] | 369500358500 | 445 | 369500 | 358500
[5 empty] | 370500358500 | 445 | 370500 | 358500
[5 empty] | 371500358500 | 445 | 371500 | 358500
[5 empty] | 372500358500 | 445 | 372500 | 358500
[5 empty] | 373500358500 | 445 | 373500 | 358500
[5 empty] | 374500358500 | 445 | 374500 | 358500
[5 empty] | 375500358500 | 445 | 375500 | 358500
[5 empty] | 376500358500 | 445 | 376500 | 358500
[5 empty] | 377500358500 | 445 | 377500 | 358500
[5 empty] | 378500358500 | 445 | 378500 | 358500
[5 empty] | 379500358500 | 445 | 379500 | 358500
[5 empty] | 380500358500 | 445 | 380500 | 358500
[5 empty] | 381500358500 | 445 | 381500 | 358500
[5 empty] | 382500358500 | 445 | 382500 | 358500
[5 empty] | 383500358500 | 445 | 383500 | 358500
[5 empty] | 384500358500 | 445 | 384500 | 358500
[5 empty] | 385500358500 | 445 | 385500 | 358500
[5 empty] | 386500358500 | 445 | 386500 | 358500
[5 empty] | 353500357500 | 445 | 353500 | 357500
[5 empty] | 354500357500 | 445 | 354500 | 357500
[5 empty] | 355500357500 | 445 | 355500 | 357500
[5 empty] | 356500357500 | 445 | 356500 | 357500
[5 empty] | 357500357500 | 445 | 357500 | 357500
[5 empty] | 358500357500 | 445 | 358500 | 357500
[5 empty] | 359500357500 | 445 | 359500 | 357500
[5 empty] | 360500357500 | 445 | 360500 | 357500
[5 empty] | 361500357500 | 445 | 361500 | 357500
[5 empty] | 362500357500 | 445 | 362500 | 357500
[5 empty] | 363500357500 | 445 | 363500 | 357500
[5 empty] | 364500357500 | 445 | 364500 | 357500
[5 empty] | 365500357500 | 445 | 365500 | 357500
[5 empty] | 366500357500 | 445 | 366500 | 357500
[5 empty] | 367500357500 | 445 | 367500 | 357500
[5 empty] | 368500357500 | 445 | 368500 | 357500
[5 empty] | 369500357500 | 445 | 369500 | 357500
[5 empty] | 370500357500 | 445 | 370500 | 357500
[5 empty] | 371500357500 | 445 | 371500 | 357500
[5 empty] | 372500357500 | 445 | 372500 | 357500
[5 empty] | 373500357500 | 445 | 373500 | 357500
[5 empty] | 374500357500 | 445 | 374500 | 357500
[5 empty] | 375500357500 | 445 | 375500 | 357500
[5 empty] | 376500357500 | 445 | 376500 | 357500
[5 empty] | 377500357500 | 445 | 377500 | 357500
[5 empty] | 378500357500 | 445 | 378500 | 357500
[5 empty] | 379500357500 | 445 | 379500 | 357500
[5 empty] | 380500357500 | 445 | 380500 | 357500
[5 empty] | 381500357500 | 445 | 381500 | 357500
[5 empty] | 382500357500 | 445 | 382500 | 357500
[5 empty] | 383500357500 | 445 | 383500 | 357500
[5 empty] | 384500357500 | 445 | 384500 | 357500
[5 empty] | 385500357500 | 445 | 385500 | 357500
[5 empty] | 353500356500 | 445 | 353500 | 356500
[5 empty] | 354500356500 | 445 | 354500 | 356500
[5 empty] | 355500356500 | 445 | 355500 | 356500
[5 empty] | 356500356500 | 445 | 356500 | 356500
[5 empty] | 357500356500 | 445 | 357500 | 356500
[5 empty] | 358500356500 | 445 | 358500 | 356500
[5 empty] | 359500356500 | 445 | 359500 | 356500
[5 empty] | 360500356500 | 445 | 360500 | 356500
[5 empty] | 361500356500 | 445 | 361500 | 356500
[5 empty] | 362500356500 | 445 | 362500 | 356500
[5 empty] | 363500356500 | 445 | 363500 | 356500
[5 empty] | 364500356500 | 445 | 364500 | 356500
[5 empty] | 365500356500 | 445 | 365500 | 356500
[5 empty] | 366500356500 | 445 | 366500 | 356500
[5 empty] | 367500356500 | 445 | 367500 | 356500
[5 empty] | 368500356500 | 445 | 368500 | 356500
[5 empty] | 369500356500 | 445 | 369500 | 356500
[5 empty] | 370500356500 | 445 | 370500 | 356500
[5 empty] | 371500356500 | 445 | 371500 | 356500
[5 empty] | 372500356500 | 445 | 372500 | 356500
[5 empty] | 373500356500 | 445 | 373500 | 356500
[5 empty] | 374500356500 | 445 | 374500 | 356500
[5 empty] | 375500356500 | 445 | 375500 | 356500
[5 empty] | 376500356500 | 445 | 376500 | 356500
[5 empty] | 377500356500 | 445 | 377500 | 356500
[5 empty] | 378500356500 | 445 | 378500 | 356500
[5 empty] | 379500356500 | 445 | 379500 | 356500
[5 empty] | 380500356500 | 445 | 380500 | 356500
[5 empty] | 381500356500 | 445 | 381500 | 356500
[5 empty] | 382500356500 | 445 | 382500 | 356500
[5 empty] | 383500356500 | 445 | 383500 | 356500
[5 empty] | 384500356500 | 445 | 384500 | 356500
[5 empty] | 352500355500 | 445 | 352500 | 355500
[5 empty] | 353500355500 | 445 | 353500 | 355500
[5 empty] | 354500355500 | 445 | 354500 | 355500
[5 empty] | 355500355500 | 445 | 355500 | 355500
[5 empty] | 356500355500 | 445 | 356500 | 355500
[5 empty] | 357500355500 | 445 | 357500 | 355500
[5 empty] | 358500355500 | 445 | 358500 | 355500
[5 empty] | 359500355500 | 445 | 359500 | 355500
[5 empty] | 360500355500 | 445 | 360500 | 355500
[5 empty] | 361500355500 | 445 | 361500 | 355500
[5 empty] | 362500355500 | 445 | 362500 | 355500
[5 empty] | 363500355500 | 445 | 363500 | 355500
[5 empty] | 364500355500 | 445 | 364500 | 355500
[5 empty] | 365500355500 | 445 | 365500 | 355500
[5 empty] | 366500355500 | 445 | 366500 | 355500
[5 empty] | 367500355500 | 445 | 367500 | 355500
[5 empty] | 368500355500 | 445 | 368500 | 355500
[5 empty] | 369500355500 | 445 | 369500 | 355500
[5 empty] | 370500355500 | 445 | 370500 | 355500
[5 empty] | 371500355500 | 445 | 371500 | 355500
[5 empty] | 372500355500 | 445 | 372500 | 355500
[5 empty] | 373500355500 | 445 | 373500 | 355500
[5 empty] | 374500355500 | 445 | 374500 | 355500
[5 empty] | 375500355500 | 445 | 375500 | 355500
[5 empty] | 376500355500 | 445 | 376500 | 355500
[5 empty] | 377500355500 | 445 | 377500 | 355500
[5 empty] | 378500355500 | 445 | 378500 | 355500
[5 empty] | 379500355500 | 445 | 379500 | 355500
[5 empty] | 380500355500 | 445 | 380500 | 355500
[5 empty] | 381500355500 | 445 | 381500 | 355500
[5 empty] | 382500355500 | 445 | 382500 | 355500
[5 empty] | 383500355500 | 445 | 383500 | 355500
[5 empty] | 351500354500 | 445 | 351500 | 354500
[5 empty] | 352500354500 | 445 | 352500 | 354500
[5 empty] | 353500354500 | 445 | 353500 | 354500
[5 empty] | 354500354500 | 445 | 354500 | 354500
[5 empty] | 355500354500 | 445 | 355500 | 354500
[5 empty] | 356500354500 | 445 | 356500 | 354500
[5 empty] | 357500354500 | 445 | 357500 | 354500
[5 empty] | 358500354500 | 445 | 358500 | 354500
[5 empty] | 359500354500 | 445 | 359500 | 354500
[5 empty] | 360500354500 | 445 | 360500 | 354500
[5 empty] | 361500354500 | 445 | 361500 | 354500
[5 empty] | 362500354500 | 445 | 362500 | 354500
[5 empty] | 363500354500 | 445 | 363500 | 354500
[5 empty] | 364500354500 | 445 | 364500 | 354500
[5 empty] | 365500354500 | 445 | 365500 | 354500
[5 empty] | 366500354500 | 445 | 366500 | 354500
[5 empty] | 367500354500 | 445 | 367500 | 354500
[5 empty] | 368500354500 | 445 | 368500 | 354500
[5 empty] | 369500354500 | 445 | 369500 | 354500
[5 empty] | 370500354500 | 445 | 370500 | 354500
[5 empty] | 371500354500 | 445 | 371500 | 354500
[5 empty] | 372500354500 | 445 | 372500 | 354500
[5 empty] | 373500354500 | 445 | 373500 | 354500
[5 empty] | 374500354500 | 445 | 374500 | 354500
[5 empty] | 375500354500 | 445 | 375500 | 354500
[5 empty] | 376500354500 | 445 | 376500 | 354500
[5 empty] | 377500354500 | 445 | 377500 | 354500
[5 empty] | 378500354500 | 445 | 378500 | 354500
[5 empty] | 379500354500 | 445 | 379500 | 354500
[5 empty] | 380500354500 | 445 | 380500 | 354500
[5 empty] | 381500354500 | 445 | 381500 | 354500
[5 empty] | 350500353500 | 445 | 350500 | 353500
[5 empty] | 351500353500 | 445 | 351500 | 353500
[5 empty] | 352500353500 | 445 | 352500 | 353500
[5 empty] | 353500353500 | 445 | 353500 | 353500
[5 empty] | 354500353500 | 445 | 354500 | 353500
[5 empty] | 355500353500 | 445 | 355500 | 353500
[5 empty] | 356500353500 | 445 | 356500 | 353500
[5 empty] | 357500353500 | 445 | 357500 | 353500
[5 empty] | 358500353500 | 445 | 358500 | 353500
[5 empty] | 359500353500 | 445 | 359500 | 353500
[5 empty] | 360500353500 | 445 | 360500 | 353500
[5 empty] | 361500353500 | 445 | 361500 | 353500
[5 empty] | 362500353500 | 445 | 362500 | 353500
[5 empty] | 363500353500 | 445 | 363500 | 353500
[5 empty] | 364500353500 | 445 | 364500 | 353500
[5 empty] | 365500353500 | 445 | 365500 | 353500
[5 empty] | 366500353500 | 445 | 366500 | 353500
[5 empty] | 367500353500 | 445 | 367500 | 353500
[5 empty] | 368500353500 | 445 | 368500 | 353500
[5 empty] | 369500353500 | 445 | 369500 | 353500
[5 empty] | 370500353500 | 445 | 370500 | 353500
[5 empty] | 371500353500 | 445 | 371500 | 353500
[5 empty] | 372500353500 | 445 | 372500 | 353500
[5 empty] | 373500353500 | 445 | 373500 | 353500
[5 empty] | 374500353500 | 445 | 374500 | 353500
[5 empty] | 375500353500 | 445 | 375500 | 353500
[5 empty] | 376500353500 | 445 | 376500 | 353500
[5 empty] | 377500353500 | 445 | 377500 | 353500
[5 empty] | 350500352500 | 445 | 350500 | 352500
[5 empty] | 351500352500 | 445 | 351500 | 352500
[5 empty] | 352500352500 | 445 | 352500 | 352500
[5 empty] | 353500352500 | 445 | 353500 | 352500
[5 empty] | 354500352500 | 445 | 354500 | 352500
[5 empty] | 355500352500 | 445 | 355500 | 352500
[5 empty] | 356500352500 | 445 | 356500 | 352500
[5 empty] | 357500352500 | 445 | 357500 | 352500
[5 empty] | 358500352500 | 445 | 358500 | 352500
[5 empty] | 359500352500 | 445 | 359500 | 352500
[5 empty] | 360500352500 | 445 | 360500 | 352500
[5 empty] | 361500352500 | 445 | 361500 | 352500
[5 empty] | 362500352500 | 445 | 362500 | 352500
[5 empty] | 363500352500 | 445 | 363500 | 352500
[5 empty] | 364500352500 | 445 | 364500 | 352500
[5 empty] | 365500352500 | 445 | 365500 | 352500
[5 empty] | 366500352500 | 445 | 366500 | 352500
[5 empty] | 367500352500 | 445 | 367500 | 352500
[5 empty] | 368500352500 | 445 | 368500 | 352500
[5 empty] | 369500352500 | 445 | 369500 | 352500
[5 empty] | 370500352500 | 445 | 370500 | 352500
[5 empty] | 371500352500 | 445 | 371500 | 352500
[5 empty] | 372500352500 | 445 | 372500 | 352500
[5 empty] | 373500352500 | 445 | 373500 | 352500
[5 empty] | 374500352500 | 445 | 374500 | 352500
[5 empty] | 375500352500 | 445 | 375500 | 352500
[5 empty] | 376500352500 | 445 | 376500 | 352500
[5 empty] | 377500352500 | 445 | 377500 | 352500
[5 empty] | 351500351500 | 445 | 351500 | 351500
[5 empty] | 352500351500 | 445 | 352500 | 351500
[5 empty] | 353500351500 | 445 | 353500 | 351500
[5 empty] | 354500351500 | 445 | 354500 | 351500
[5 empty] | 355500351500 | 445 | 355500 | 351500
[5 empty] | 356500351500 | 445 | 356500 | 351500
[5 empty] | 357500351500 | 445 | 357500 | 351500
[5 empty] | 358500351500 | 445 | 358500 | 351500
[5 empty] | 359500351500 | 445 | 359500 | 351500
[5 empty] | 360500351500 | 445 | 360500 | 351500
[5 empty] | 361500351500 | 445 | 361500 | 351500
[5 empty] | 362500351500 | 445 | 362500 | 351500
[5 empty] | 363500351500 | 445 | 363500 | 351500
[5 empty] | 364500351500 | 445 | 364500 | 351500
[5 empty] | 365500351500 | 445 | 365500 | 351500
[5 empty] | 366500351500 | 445 | 366500 | 351500
[5 empty] | 367500351500 | 445 | 367500 | 351500
[5 empty] | 368500351500 | 445 | 368500 | 351500
[5 empty] | 369500351500 | 445 | 369500 | 351500
[5 empty] | 370500351500 | 445 | 370500 | 351500
[5 empty] | 371500351500 | 445 | 371500 | 351500
[5 empty] | 372500351500 | 445 | 372500 | 351500
[5 empty] | 373500351500 | 445 | 373500 | 351500
[5 empty] | 374500351500 | 445 | 374500 | 351500
[5 empty] | 375500351500 | 445 | 375500 | 351500
[5 empty] | 376500351500 | 445 | 376500 | 351500
[5 empty] | 354500350500 | 445 | 354500 | 350500
[5 empty] | 355500350500 | 445 | 355500 | 350500
[5 empty] | 356500350500 | 445 | 356500 | 350500
[5 empty] | 357500350500 | 445 | 357500 | 350500
[5 empty] | 358500350500 | 445 | 358500 | 350500
[5 empty] | 359500350500 | 445 | 359500 | 350500
[5 empty] | 360500350500 | 445 | 360500 | 350500
[5 empty] | 361500350500 | 445 | 361500 | 350500
[5 empty] | 362500350500 | 445 | 362500 | 350500
[5 empty] | 363500350500 | 445 | 363500 | 350500
[5 empty] | 364500350500 | 445 | 364500 | 350500
[5 empty] | 365500350500 | 445 | 365500 | 350500
[5 empty] | 366500350500 | 445 | 366500 | 350500
[5 empty] | 367500350500 | 445 | 367500 | 350500
[5 empty] | 368500350500 | 445 | 368500 | 350500
[5 empty] | 369500350500 | 445 | 369500 | 350500
[5 empty] | 370500350500 | 445 | 370500 | 350500
[5 empty] | 371500350500 | 445 | 371500 | 350500
[5 empty] | 372500350500 | 445 | 372500 | 350500
[5 empty] | 373500350500 | 445 | 373500 | 350500
[5 empty] | 374500350500 | 445 | 374500 | 350500
[5 empty] | 355500349500 | 445 | 355500 | 349500
[5 empty] | 356500349500 | 445 | 356500 | 349500
[5 empty] | 357500349500 | 445 | 357500 | 349500
[5 empty] | 358500349500 | 445 | 358500 | 349500
[5 empty] | 359500349500 | 445 | 359500 | 349500
[5 empty] | 360500349500 | 445 | 360500 | 349500
[5 empty] | 361500349500 | 445 | 361500 | 349500
[5 empty] | 362500349500 | 445 | 362500 | 349500
[5 empty] | 363500349500 | 445 | 363500 | 349500
[5 empty] | 364500349500 | 445 | 364500 | 349500
[5 empty] | 365500349500 | 445 | 365500 | 349500
[5 empty] | 366500349500 | 445 | 366500 | 349500
[5 empty] | 367500349500 | 445 | 367500 | 349500
[5 empty] | 368500349500 | 445 | 368500 | 349500
[5 empty] | 369500349500 | 445 | 369500 | 349500
[5 empty] | 370500349500 | 445 | 370500 | 349500
[5 empty] | 371500349500 | 445 | 371500 | 349500
[5 empty] | 372500349500 | 445 | 372500 | 349500
[5 empty] | 373500349500 | 445 | 373500 | 349500
[5 empty] | 355500348500 | 445 | 355500 | 348500
[5 empty] | 356500348500 | 445 | 356500 | 348500
[5 empty] | 357500348500 | 445 | 357500 | 348500
[5 empty] | 358500348500 | 445 | 358500 | 348500
[5 empty] | 359500348500 | 445 | 359500 | 348500
[5 empty] | 360500348500 | 445 | 360500 | 348500
[5 empty] | 361500348500 | 445 | 361500 | 348500
[5 empty] | 362500348500 | 445 | 362500 | 348500
[5 empty] | 363500348500 | 445 | 363500 | 348500
[5 empty] | 364500348500 | 445 | 364500 | 348500
[5 empty] | 365500348500 | 445 | 365500 | 348500
[5 empty] | 366500348500 | 445 | 366500 | 348500
[5 empty] | 367500348500 | 445 | 367500 | 348500
[5 empty] | 368500348500 | 445 | 368500 | 348500
[5 empty] | 369500348500 | 445 | 369500 | 348500
[5 empty] | 370500348500 | 445 | 370500 | 348500
[5 empty] | 371500348500 | 445 | 371500 | 348500
[5 empty] | 372500348500 | 445 | 372500 | 348500
[5 empty] | 373500348500 | 445 | 373500 | 348500
[5 empty] | 354500347500 | 445 | 354500 | 347500
[5 empty] | 355500347500 | 445 | 355500 | 347500
[5 empty] | 356500347500 | 445 | 356500 | 347500
[5 empty] | 357500347500 | 445 | 357500 | 347500
[5 empty] | 358500347500 | 445 | 358500 | 347500
[5 empty] | 359500347500 | 445 | 359500 | 347500
[5 empty] | 360500347500 | 445 | 360500 | 347500
[5 empty] | 361500347500 | 445 | 361500 | 347500
[5 empty] | 362500347500 | 445 | 362500 | 347500
[5 empty] | 363500347500 | 445 | 363500 | 347500
[5 empty] | 364500347500 | 445 | 364500 | 347500
[5 empty] | 365500347500 | 445 | 365500 | 347500
[5 empty] | 366500347500 | 445 | 366500 | 347500
[5 empty] | 367500347500 | 445 | 367500 | 347500
[5 empty] | 368500347500 | 445 | 368500 | 347500
[5 empty] | 369500347500 | 445 | 369500 | 347500
[5 empty] | 370500347500 | 445 | 370500 | 347500
[5 empty] | 371500347500 | 445 | 371500 | 347500
[5 empty] | 372500347500 | 445 | 372500 | 347500
[5 empty] | 373500347500 | 445 | 373500 | 347500
[5 empty] | 374500347500 | 445 | 374500 | 347500
[5 empty] | 354500346500 | 445 | 354500 | 346500
[5 empty] | 355500346500 | 445 | 355500 | 346500
[5 empty] | 356500346500 | 445 | 356500 | 346500
[5 empty] | 357500346500 | 445 | 357500 | 346500
[5 empty] | 358500346500 | 445 | 358500 | 346500
[5 empty] | 359500346500 | 445 | 359500 | 346500
[5 empty] | 360500346500 | 445 | 360500 | 346500
[5 empty] | 361500346500 | 445 | 361500 | 346500
[5 empty] | 362500346500 | 445 | 362500 | 346500
[5 empty] | 363500346500 | 445 | 363500 | 346500
[5 empty] | 364500346500 | 445 | 364500 | 346500
[5 empty] | 365500346500 | 445 | 365500 | 346500
[5 empty] | 366500346500 | 445 | 366500 | 346500
[5 empty] | 367500346500 | 445 | 367500 | 346500
[5 empty] | 368500346500 | 445 | 368500 | 346500
[5 empty] | 369500346500 | 445 | 369500 | 346500
[5 empty] | 370500346500 | 445 | 370500 | 346500
[5 empty] | 371500346500 | 445 | 371500 | 346500
[5 empty] | 372500346500 | 445 | 372500 | 346500
[5 empty] | 373500346500 | 445 | 373500 | 346500
[5 empty] | 374500346500 | 445 | 374500 | 346500
[5 empty] | 354500345500 | 445 | 354500 | 345500
[5 empty] | 355500345500 | 445 | 355500 | 345500
[5 empty] | 356500345500 | 445 | 356500 | 345500
[5 empty] | 357500345500 | 445 | 357500 | 345500
[5 empty] | 358500345500 | 445 | 358500 | 345500
[5 empty] | 359500345500 | 445 | 359500 | 345500
[5 empty] | 360500345500 | 445 | 360500 | 345500
[5 empty] | 361500345500 | 445 | 361500 | 345500
[5 empty] | 362500345500 | 445 | 362500 | 345500
[5 empty] | 363500345500 | 445 | 363500 | 345500
[5 empty] | 364500345500 | 445 | 364500 | 345500
[5 empty] | 365500345500 | 445 | 365500 | 345500
[5 empty] | 366500345500 | 445 | 366500 | 345500
[5 empty] | 367500345500 | 445 | 367500 | 345500
[5 empty] | 368500345500 | 445 | 368500 | 345500
[5 empty] | 369500345500 | 445 | 369500 | 345500
[5 empty] | 370500345500 | 445 | 370500 | 345500
[5 empty] | 371500345500 | 445 | 371500 | 345500
[5 empty] | 372500345500 | 445 | 372500 | 345500
[5 empty] | 373500345500 | 445 | 373500 | 345500
[5 empty] | 374500345500 | 445 | 374500 | 345500
[5 empty] | 353500344500 | 445 | 353500 | 344500
[5 empty] | 354500344500 | 445 | 354500 | 344500
[5 empty] | 355500344500 | 445 | 355500 | 344500
[5 empty] | 356500344500 | 445 | 356500 | 344500
[5 empty] | 357500344500 | 445 | 357500 | 344500
[5 empty] | 358500344500 | 445 | 358500 | 344500
[5 empty] | 359500344500 | 445 | 359500 | 344500
[5 empty] | 360500344500 | 445 | 360500 | 344500
[5 empty] | 361500344500 | 445 | 361500 | 344500
[5 empty] | 362500344500 | 445 | 362500 | 344500
[5 empty] | 363500344500 | 445 | 363500 | 344500
[5 empty] | 364500344500 | 445 | 364500 | 344500
[5 empty] | 365500344500 | 445 | 365500 | 344500
[5 empty] | 366500344500 | 445 | 366500 | 344500
[5 empty] | 367500344500 | 445 | 367500 | 344500
[5 empty] | 368500344500 | 445 | 368500 | 344500
[5 empty] | 369500344500 | 445 | 369500 | 344500
[5 empty] | 370500344500 | 445 | 370500 | 344500
[5 empty] | 371500344500 | 445 | 371500 | 344500
[5 empty] | 372500344500 | 445 | 372500 | 344500
[5 empty] | 373500344500 | 445 | 373500 | 344500
[5 empty] | 354500343500 | 445 | 354500 | 343500
[5 empty] | 359500343500 | 445 | 359500 | 343500
[5 empty] | 360500343500 | 445 | 360500 | 343500
[5 empty] | 361500343500 | 445 | 361500 | 343500
[5 empty] | 362500343500 | 445 | 362500 | 343500
[5 empty] | 363500343500 | 445 | 363500 | 343500
[5 empty] | 364500343500 | 445 | 364500 | 343500
[5 empty] | 365500343500 | 445 | 365500 | 343500
[5 empty] | 366500343500 | 445 | 366500 | 343500
[5 empty] | 367500343500 | 445 | 367500 | 343500
[5 empty] | 368500343500 | 445 | 368500 | 343500
[5 empty] | 369500343500 | 445 | 369500 | 343500
[5 empty] | 370500343500 | 445 | 370500 | 343500
[5 empty] | 371500343500 | 445 | 371500 | 343500
[5 empty] | 360500342500 | 445 | 360500 | 342500
[5 empty] | 361500342500 | 445 | 361500 | 342500
[5 empty] | 362500342500 | 445 | 362500 | 342500
[5 empty] | 363500342500 | 445 | 363500 | 342500
[5 empty] | 364500342500 | 445 | 364500 | 342500
[5 empty] | 365500342500 | 445 | 365500 | 342500
[5 empty] | 366500342500 | 445 | 366500 | 342500
[5 empty] | 367500342500 | 445 | 367500 | 342500
[5 empty] | 368500342500 | 445 | 368500 | 342500
[5 empty] | 369500342500 | 445 | 369500 | 342500
[5 empty] | 370500342500 | 445 | 370500 | 342500
[5 empty] | 360500341500 | 445 | 360500 | 341500
[5 empty] | 361500341500 | 445 | 361500 | 341500
[5 empty] | 362500341500 | 445 | 362500 | 341500
[5 empty] | 363500341500 | 445 | 363500 | 341500
[5 empty] | 364500341500 | 445 | 364500 | 341500
[5 empty] | 366500341500 | 445 | 366500 | 341500
[5 empty] | 367500341500 | 445 | 367500 | 341500
[5 empty] | 368500341500 | 445 | 368500 | 341500
[5 empty] | 369500341500 | 445 | 369500 | 341500
[5 empty] | 370500341500 | 445 | 370500 | 341500
[5 empty] | 360500340500 | 445 | 360500 | 340500
[5 empty] | 361500340500 | 445 | 361500 | 340500
[5 empty] | 363500340500 | 445 | 363500 | 340500
[5 empty] | 364500340500 | 445 | 364500 | 340500
[5 empty] | 364500339500 | 445 | 364500 | 339500
[5 empty] | 365500382500 | 446 | 365500 | 382500
[5 empty] | 366500382500 | 446 | 366500 | 382500
[5 empty] | 363500381500 | 446 | 363500 | 381500
[5 empty] | 364500381500 | 446 | 364500 | 381500
[5 empty] | 365500381500 | 446 | 365500 | 381500
[5 empty] | 366500381500 | 446 | 366500 | 381500
[5 empty] | 360500380500 | 446 | 360500 | 380500
[5 empty] | 361500380500 | 446 | 361500 | 380500
[5 empty] | 362500380500 | 446 | 362500 | 380500
[5 empty] | 363500380500 | 446 | 363500 | 380500
[5 empty] | 364500380500 | 446 | 364500 | 380500
[5 empty] | 365500380500 | 446 | 365500 | 380500
[5 empty] | 327500379500 | 446 | 327500 | 379500
[5 empty] | 328500379500 | 446 | 328500 | 379500
[5 empty] | 329500379500 | 446 | 329500 | 379500
[5 empty] | 338500379500 | 446 | 338500 | 379500
[5 empty] | 339500379500 | 446 | 339500 | 379500
[5 empty] | 343500379500 | 446 | 343500 | 379500
[5 empty] | 344500379500 | 446 | 344500 | 379500
[5 empty] | 345500379500 | 446 | 345500 | 379500
[5 empty] | 348500379500 | 446 | 348500 | 379500
[5 empty] | 349500379500 | 446 | 349500 | 379500
[5 empty] | 350500379500 | 446 | 350500 | 379500
[5 empty] | 351500379500 | 446 | 351500 | 379500
[5 empty] | 352500379500 | 446 | 352500 | 379500
[5 empty] | 354500379500 | 446 | 354500 | 379500
[5 empty] | 355500379500 | 446 | 355500 | 379500
[5 empty] | 358500379500 | 446 | 358500 | 379500
[5 empty] | 359500379500 | 446 | 359500 | 379500
[5 empty] | 360500379500 | 446 | 360500 | 379500
[5 empty] | 361500379500 | 446 | 361500 | 379500
[5 empty] | 362500379500 | 446 | 362500 | 379500
[5 empty] | 363500379500 | 446 | 363500 | 379500
[5 empty] | 364500379500 | 446 | 364500 | 379500
[5 empty] | 365500379500 | 446 | 365500 | 379500
[5 empty] | 326500378500 | 446 | 326500 | 378500
[5 empty] | 327500378500 | 446 | 327500 | 378500
[5 empty] | 328500378500 | 446 | 328500 | 378500
[5 empty] | 329500378500 | 446 | 329500 | 378500
[5 empty] | 330500378500 | 446 | 330500 | 378500
[5 empty] | 331500378500 | 446 | 331500 | 378500
[5 empty] | 332500378500 | 446 | 332500 | 378500
[5 empty] | 333500378500 | 446 | 333500 | 378500
[5 empty] | 334500378500 | 446 | 334500 | 378500
[5 empty] | 335500378500 | 446 | 335500 | 378500
[5 empty] | 336500378500 | 446 | 336500 | 378500
[5 empty] | 337500378500 | 446 | 337500 | 378500
[5 empty] | 338500378500 | 446 | 338500 | 378500
[5 empty] | 339500378500 | 446 | 339500 | 378500
[5 empty] | 340500378500 | 446 | 340500 | 378500
[5 empty] | 341500378500 | 446 | 341500 | 378500
[5 empty] | 343500378500 | 446 | 343500 | 378500
[5 empty] | 344500378500 | 446 | 344500 | 378500
[5 empty] | 345500378500 | 446 | 345500 | 378500
[5 empty] | 346500378500 | 446 | 346500 | 378500
[5 empty] | 347500378500 | 446 | 347500 | 378500
[5 empty] | 348500378500 | 446 | 348500 | 378500
[5 empty] | 349500378500 | 446 | 349500 | 378500
[5 empty] | 350500378500 | 446 | 350500 | 378500
[5 empty] | 351500378500 | 446 | 351500 | 378500
[5 empty] | 352500378500 | 446 | 352500 | 378500
[5 empty] | 353500378500 | 446 | 353500 | 378500
[5 empty] | 354500378500 | 446 | 354500 | 378500
[5 empty] | 355500378500 | 446 | 355500 | 378500
[5 empty] | 356500378500 | 446 | 356500 | 378500
[5 empty] | 357500378500 | 446 | 357500 | 378500
[5 empty] | 358500378500 | 446 | 358500 | 378500
[5 empty] | 359500378500 | 446 | 359500 | 378500
[5 empty] | 360500378500 | 446 | 360500 | 378500
[5 empty] | 361500378500 | 446 | 361500 | 378500
[5 empty] | 362500378500 | 446 | 362500 | 378500
[5 empty] | 363500378500 | 446 | 363500 | 378500
[5 empty] | 364500378500 | 446 | 364500 | 378500
[5 empty] | 365500378500 | 446 | 365500 | 378500
[5 empty] | 366500378500 | 446 | 366500 | 378500
[5 empty] | 326500377500 | 446 | 326500 | 377500
[5 empty] | 327500377500 | 446 | 327500 | 377500
[5 empty] | 328500377500 | 446 | 328500 | 377500
[5 empty] | 329500377500 | 446 | 329500 | 377500
[5 empty] | 330500377500 | 446 | 330500 | 377500
[5 empty] | 331500377500 | 446 | 331500 | 377500
[5 empty] | 332500377500 | 446 | 332500 | 377500
[5 empty] | 333500377500 | 446 | 333500 | 377500
[5 empty] | 334500377500 | 446 | 334500 | 377500
[5 empty] | 335500377500 | 446 | 335500 | 377500
[5 empty] | 336500377500 | 446 | 336500 | 377500
[5 empty] | 337500377500 | 446 | 337500 | 377500
[5 empty] | 338500377500 | 446 | 338500 | 377500
[5 empty] | 339500377500 | 446 | 339500 | 377500
[5 empty] | 340500377500 | 446 | 340500 | 377500
[5 empty] | 341500377500 | 446 | 341500 | 377500
[5 empty] | 342500377500 | 446 | 342500 | 377500
[5 empty] | 343500377500 | 446 | 343500 | 377500
[5 empty] | 344500377500 | 446 | 344500 | 377500
[5 empty] | 345500377500 | 446 | 345500 | 377500
[5 empty] | 346500377500 | 446 | 346500 | 377500
[5 empty] | 347500377500 | 446 | 347500 | 377500
[5 empty] | 348500377500 | 446 | 348500 | 377500
[5 empty] | 349500377500 | 446 | 349500 | 377500
[5 empty] | 350500377500 | 446 | 350500 | 377500
[5 empty] | 351500377500 | 446 | 351500 | 377500
[5 empty] | 352500377500 | 446 | 352500 | 377500
[5 empty] | 353500377500 | 446 | 353500 | 377500
[5 empty] | 354500377500 | 446 | 354500 | 377500
[5 empty] | 355500377500 | 446 | 355500 | 377500
[5 empty] | 356500377500 | 446 | 356500 | 377500
[5 empty] | 357500377500 | 446 | 357500 | 377500
[5 empty] | 358500377500 | 446 | 358500 | 377500
[5 empty] | 359500377500 | 446 | 359500 | 377500
[5 empty] | 360500377500 | 446 | 360500 | 377500
[5 empty] | 361500377500 | 446 | 361500 | 377500
[5 empty] | 362500377500 | 446 | 362500 | 377500
[5 empty] | 363500377500 | 446 | 363500 | 377500
[5 empty] | 364500377500 | 446 | 364500 | 377500
[5 empty] | 365500377500 | 446 | 365500 | 377500
[5 empty] | 366500377500 | 446 | 366500 | 377500
[5 empty] | 326500376500 | 446 | 326500 | 376500
[5 empty] | 327500376500 | 446 | 327500 | 376500
[5 empty] | 328500376500 | 446 | 328500 | 376500
[5 empty] | 329500376500 | 446 | 329500 | 376500
[5 empty] | 330500376500 | 446 | 330500 | 376500
[5 empty] | 331500376500 | 446 | 331500 | 376500
[5 empty] | 332500376500 | 446 | 332500 | 376500
[5 empty] | 333500376500 | 446 | 333500 | 376500
[5 empty] | 334500376500 | 446 | 334500 | 376500
[5 empty] | 335500376500 | 446 | 335500 | 376500
[5 empty] | 336500376500 | 446 | 336500 | 376500
[5 empty] | 337500376500 | 446 | 337500 | 376500
[5 empty] | 338500376500 | 446 | 338500 | 376500
[5 empty] | 339500376500 | 446 | 339500 | 376500
[5 empty] | 340500376500 | 446 | 340500 | 376500
[5 empty] | 341500376500 | 446 | 341500 | 376500
[5 empty] | 342500376500 | 446 | 342500 | 376500
[5 empty] | 343500376500 | 446 | 343500 | 376500
[5 empty] | 344500376500 | 446 | 344500 | 376500
[5 empty] | 345500376500 | 446 | 345500 | 376500
[5 empty] | 346500376500 | 446 | 346500 | 376500
[5 empty] | 347500376500 | 446 | 347500 | 376500
[5 empty] | 348500376500 | 446 | 348500 | 376500
[5 empty] | 349500376500 | 446 | 349500 | 376500
[5 empty] | 350500376500 | 446 | 350500 | 376500
[5 empty] | 351500376500 | 446 | 351500 | 376500
[5 empty] | 352500376500 | 446 | 352500 | 376500
[5 empty] | 353500376500 | 446 | 353500 | 376500
[5 empty] | 354500376500 | 446 | 354500 | 376500
[5 empty] | 355500376500 | 446 | 355500 | 376500
[5 empty] | 356500376500 | 446 | 356500 | 376500
[5 empty] | 357500376500 | 446 | 357500 | 376500
[5 empty] | 358500376500 | 446 | 358500 | 376500
[5 empty] | 359500376500 | 446 | 359500 | 376500
[5 empty] | 360500376500 | 446 | 360500 | 376500
[5 empty] | 361500376500 | 446 | 361500 | 376500
[5 empty] | 362500376500 | 446 | 362500 | 376500
[5 empty] | 363500376500 | 446 | 363500 | 376500
[5 empty] | 364500376500 | 446 | 364500 | 376500
[5 empty] | 365500376500 | 446 | 365500 | 376500
[5 empty] | 366500376500 | 446 | 366500 | 376500
[5 empty] | 367500376500 | 446 | 367500 | 376500
[5 empty] | 368500376500 | 446 | 368500 | 376500
[5 empty] | 369500376500 | 446 | 369500 | 376500
[5 empty] | 326500375500 | 446 | 326500 | 375500
[5 empty] | 327500375500 | 446 | 327500 | 375500
[5 empty] | 328500375500 | 446 | 328500 | 375500
[5 empty] | 329500375500 | 446 | 329500 | 375500
[5 empty] | 330500375500 | 446 | 330500 | 375500
[5 empty] | 331500375500 | 446 | 331500 | 375500
[5 empty] | 332500375500 | 446 | 332500 | 375500
[5 empty] | 333500375500 | 446 | 333500 | 375500
[5 empty] | 334500375500 | 446 | 334500 | 375500
[5 empty] | 335500375500 | 446 | 335500 | 375500
[5 empty] | 336500375500 | 446 | 336500 | 375500
[5 empty] | 337500375500 | 446 | 337500 | 375500
[5 empty] | 338500375500 | 446 | 338500 | 375500
[5 empty] | 339500375500 | 446 | 339500 | 375500
[5 empty] | 340500375500 | 446 | 340500 | 375500
[5 empty] | 341500375500 | 446 | 341500 | 375500
[5 empty] | 342500375500 | 446 | 342500 | 375500
[5 empty] | 343500375500 | 446 | 343500 | 375500
[5 empty] | 344500375500 | 446 | 344500 | 375500
[5 empty] | 345500375500 | 446 | 345500 | 375500
[5 empty] | 346500375500 | 446 | 346500 | 375500
[5 empty] | 347500375500 | 446 | 347500 | 375500
[5 empty] | 348500375500 | 446 | 348500 | 375500
[5 empty] | 349500375500 | 446 | 349500 | 375500
[5 empty] | 350500375500 | 446 | 350500 | 375500
[5 empty] | 351500375500 | 446 | 351500 | 375500
[5 empty] | 352500375500 | 446 | 352500 | 375500
[5 empty] | 353500375500 | 446 | 353500 | 375500
[5 empty] | 354500375500 | 446 | 354500 | 375500
[5 empty] | 355500375500 | 446 | 355500 | 375500
[5 empty] | 356500375500 | 446 | 356500 | 375500
[5 empty] | 357500375500 | 446 | 357500 | 375500
[5 empty] | 358500375500 | 446 | 358500 | 375500
[5 empty] | 359500375500 | 446 | 359500 | 375500
[5 empty] | 360500375500 | 446 | 360500 | 375500
[5 empty] | 361500375500 | 446 | 361500 | 375500
[5 empty] | 362500375500 | 446 | 362500 | 375500
[5 empty] | 363500375500 | 446 | 363500 | 375500
[5 empty] | 364500375500 | 446 | 364500 | 375500
[5 empty] | 365500375500 | 446 | 365500 | 375500
[5 empty] | 366500375500 | 446 | 366500 | 375500
[5 empty] | 367500375500 | 446 | 367500 | 375500
[5 empty] | 368500375500 | 446 | 368500 | 375500
[5 empty] | 369500375500 | 446 | 369500 | 375500
[5 empty] | 327500374500 | 446 | 327500 | 374500
[5 empty] | 328500374500 | 446 | 328500 | 374500
[5 empty] | 329500374500 | 446 | 329500 | 374500
[5 empty] | 330500374500 | 446 | 330500 | 374500
[5 empty] | 331500374500 | 446 | 331500 | 374500
[5 empty] | 332500374500 | 446 | 332500 | 374500
[5 empty] | 333500374500 | 446 | 333500 | 374500
[5 empty] | 334500374500 | 446 | 334500 | 374500
[5 empty] | 335500374500 | 446 | 335500 | 374500
[5 empty] | 336500374500 | 446 | 336500 | 374500
[5 empty] | 337500374500 | 446 | 337500 | 374500
[5 empty] | 338500374500 | 446 | 338500 | 374500
[5 empty] | 339500374500 | 446 | 339500 | 374500
[5 empty] | 340500374500 | 446 | 340500 | 374500
[5 empty] | 341500374500 | 446 | 341500 | 374500
[5 empty] | 342500374500 | 446 | 342500 | 374500
[5 empty] | 343500374500 | 446 | 343500 | 374500
[5 empty] | 344500374500 | 446 | 344500 | 374500
[5 empty] | 345500374500 | 446 | 345500 | 374500
[5 empty] | 346500374500 | 446 | 346500 | 374500
[5 empty] | 347500374500 | 446 | 347500 | 374500
[5 empty] | 348500374500 | 446 | 348500 | 374500
[5 empty] | 349500374500 | 446 | 349500 | 374500
[5 empty] | 350500374500 | 446 | 350500 | 374500
[5 empty] | 351500374500 | 446 | 351500 | 374500
[5 empty] | 352500374500 | 446 | 352500 | 374500
[5 empty] | 353500374500 | 446 | 353500 | 374500
[5 empty] | 354500374500 | 446 | 354500 | 374500
[5 empty] | 355500374500 | 446 | 355500 | 374500
[5 empty] | 356500374500 | 446 | 356500 | 374500
[5 empty] | 357500374500 | 446 | 357500 | 374500
[5 empty] | 358500374500 | 446 | 358500 | 374500
[5 empty] | 359500374500 | 446 | 359500 | 374500
[5 empty] | 360500374500 | 446 | 360500 | 374500
[5 empty] | 361500374500 | 446 | 361500 | 374500
[5 empty] | 362500374500 | 446 | 362500 | 374500
[5 empty] | 363500374500 | 446 | 363500 | 374500
[5 empty] | 364500374500 | 446 | 364500 | 374500
[5 empty] | 365500374500 | 446 | 365500 | 374500
[5 empty] | 366500374500 | 446 | 366500 | 374500
[5 empty] | 367500374500 | 446 | 367500 | 374500
[5 empty] | 368500374500 | 446 | 368500 | 374500
[5 empty] | 369500374500 | 446 | 369500 | 374500
[5 empty] | 370500374500 | 446 | 370500 | 374500
[5 empty] | 328500373500 | 446 | 328500 | 373500
[5 empty] | 329500373500 | 446 | 329500 | 373500
[5 empty] | 330500373500 | 446 | 330500 | 373500
[5 empty] | 331500373500 | 446 | 331500 | 373500
[5 empty] | 332500373500 | 446 | 332500 | 373500
[5 empty] | 333500373500 | 446 | 333500 | 373500
[5 empty] | 334500373500 | 446 | 334500 | 373500
[5 empty] | 335500373500 | 446 | 335500 | 373500
[5 empty] | 336500373500 | 446 | 336500 | 373500
[5 empty] | 337500373500 | 446 | 337500 | 373500
[5 empty] | 338500373500 | 446 | 338500 | 373500
[5 empty] | 339500373500 | 446 | 339500 | 373500
[5 empty] | 340500373500 | 446 | 340500 | 373500
[5 empty] | 341500373500 | 446 | 341500 | 373500
[5 empty] | 342500373500 | 446 | 342500 | 373500
[5 empty] | 343500373500 | 446 | 343500 | 373500
[5 empty] | 344500373500 | 446 | 344500 | 373500
[5 empty] | 345500373500 | 446 | 345500 | 373500
[5 empty] | 346500373500 | 446 | 346500 | 373500
[5 empty] | 347500373500 | 446 | 347500 | 373500
[5 empty] | 348500373500 | 446 | 348500 | 373500
[5 empty] | 349500373500 | 446 | 349500 | 373500
[5 empty] | 350500373500 | 446 | 350500 | 373500
[5 empty] | 351500373500 | 446 | 351500 | 373500
[5 empty] | 352500373500 | 446 | 352500 | 373500
[5 empty] | 353500373500 | 446 | 353500 | 373500
[5 empty] | 354500373500 | 446 | 354500 | 373500
[5 empty] | 355500373500 | 446 | 355500 | 373500
[5 empty] | 356500373500 | 446 | 356500 | 373500
[5 empty] | 357500373500 | 446 | 357500 | 373500
[5 empty] | 358500373500 | 446 | 358500 | 373500
[5 empty] | 359500373500 | 446 | 359500 | 373500
[5 empty] | 360500373500 | 446 | 360500 | 373500
[5 empty] | 361500373500 | 446 | 361500 | 373500
[5 empty] | 362500373500 | 446 | 362500 | 373500
[5 empty] | 363500373500 | 446 | 363500 | 373500
[5 empty] | 364500373500 | 446 | 364500 | 373500
[5 empty] | 365500373500 | 446 | 365500 | 373500
[5 empty] | 366500373500 | 446 | 366500 | 373500
[5 empty] | 367500373500 | 446 | 367500 | 373500
[5 empty] | 368500373500 | 446 | 368500 | 373500
[5 empty] | 369500373500 | 446 | 369500 | 373500
[5 empty] | 370500373500 | 446 | 370500 | 373500
[5 empty] | 371500373500 | 446 | 371500 | 373500
[5 empty] | 372500373500 | 446 | 372500 | 373500
[5 empty] | 373500373500 | 446 | 373500 | 373500
[5 empty] | 374500373500 | 446 | 374500 | 373500
[5 empty] | 332500372500 | 446 | 332500 | 372500
[5 empty] | 333500372500 | 446 | 333500 | 372500
[5 empty] | 334500372500 | 446 | 334500 | 372500
[5 empty] | 335500372500 | 446 | 335500 | 372500
[5 empty] | 336500372500 | 446 | 336500 | 372500
[5 empty] | 337500372500 | 446 | 337500 | 372500
[5 empty] | 338500372500 | 446 | 338500 | 372500
[5 empty] | 339500372500 | 446 | 339500 | 372500
[5 empty] | 340500372500 | 446 | 340500 | 372500
[5 empty] | 341500372500 | 446 | 341500 | 372500
[5 empty] | 342500372500 | 446 | 342500 | 372500
[5 empty] | 343500372500 | 446 | 343500 | 372500
[5 empty] | 344500372500 | 446 | 344500 | 372500
[5 empty] | 345500372500 | 446 | 345500 | 372500
[5 empty] | 346500372500 | 446 | 346500 | 372500
[5 empty] | 347500372500 | 446 | 347500 | 372500
[5 empty] | 348500372500 | 446 | 348500 | 372500
[5 empty] | 349500372500 | 446 | 349500 | 372500
[5 empty] | 350500372500 | 446 | 350500 | 372500
[5 empty] | 351500372500 | 446 | 351500 | 372500
[5 empty] | 352500372500 | 446 | 352500 | 372500
[5 empty] | 353500372500 | 446 | 353500 | 372500
[5 empty] | 354500372500 | 446 | 354500 | 372500
[5 empty] | 355500372500 | 446 | 355500 | 372500
[5 empty] | 356500372500 | 446 | 356500 | 372500
[5 empty] | 357500372500 | 446 | 357500 | 372500
[5 empty] | 358500372500 | 446 | 358500 | 372500
[5 empty] | 359500372500 | 446 | 359500 | 372500
[5 empty] | 360500372500 | 446 | 360500 | 372500
[5 empty] | 361500372500 | 446 | 361500 | 372500
[5 empty] | 362500372500 | 446 | 362500 | 372500
[5 empty] | 363500372500 | 446 | 363500 | 372500
[5 empty] | 364500372500 | 446 | 364500 | 372500
[5 empty] | 365500372500 | 446 | 365500 | 372500
[5 empty] | 366500372500 | 446 | 366500 | 372500
[5 empty] | 367500372500 | 446 | 367500 | 372500
[5 empty] | 368500372500 | 446 | 368500 | 372500
[5 empty] | 369500372500 | 446 | 369500 | 372500
[5 empty] | 370500372500 | 446 | 370500 | 372500
[5 empty] | 371500372500 | 446 | 371500 | 372500
[5 empty] | 372500372500 | 446 | 372500 | 372500
[5 empty] | 373500372500 | 446 | 373500 | 372500
[5 empty] | 374500372500 | 446 | 374500 | 372500
[5 empty] | 375500372500 | 446 | 375500 | 372500
[5 empty] | 333500371500 | 446 | 333500 | 371500
[5 empty] | 334500371500 | 446 | 334500 | 371500
[5 empty] | 335500371500 | 446 | 335500 | 371500
[5 empty] | 336500371500 | 446 | 336500 | 371500
[5 empty] | 337500371500 | 446 | 337500 | 371500
[5 empty] | 338500371500 | 446 | 338500 | 371500
[5 empty] | 339500371500 | 446 | 339500 | 371500
[5 empty] | 340500371500 | 446 | 340500 | 371500
[5 empty] | 341500371500 | 446 | 341500 | 371500
[5 empty] | 342500371500 | 446 | 342500 | 371500
[5 empty] | 343500371500 | 446 | 343500 | 371500
[5 empty] | 344500371500 | 446 | 344500 | 371500
[5 empty] | 345500371500 | 446 | 345500 | 371500
[5 empty] | 346500371500 | 446 | 346500 | 371500
[5 empty] | 347500371500 | 446 | 347500 | 371500
[5 empty] | 348500371500 | 446 | 348500 | 371500
[5 empty] | 349500371500 | 446 | 349500 | 371500
[5 empty] | 350500371500 | 446 | 350500 | 371500
[5 empty] | 351500371500 | 446 | 351500 | 371500
[5 empty] | 352500371500 | 446 | 352500 | 371500
[5 empty] | 353500371500 | 446 | 353500 | 371500
[5 empty] | 354500371500 | 446 | 354500 | 371500
[5 empty] | 355500371500 | 446 | 355500 | 371500
[5 empty] | 356500371500 | 446 | 356500 | 371500
[5 empty] | 357500371500 | 446 | 357500 | 371500
[5 empty] | 358500371500 | 446 | 358500 | 371500
[5 empty] | 359500371500 | 446 | 359500 | 371500
[5 empty] | 360500371500 | 446 | 360500 | 371500
[5 empty] | 361500371500 | 446 | 361500 | 371500
[5 empty] | 362500371500 | 446 | 362500 | 371500
[5 empty] | 363500371500 | 446 | 363500 | 371500
[5 empty] | 364500371500 | 446 | 364500 | 371500
[5 empty] | 365500371500 | 446 | 365500 | 371500
[5 empty] | 366500371500 | 446 | 366500 | 371500
[5 empty] | 367500371500 | 446 | 367500 | 371500
[5 empty] | 368500371500 | 446 | 368500 | 371500
[5 empty] | 369500371500 | 446 | 369500 | 371500
[5 empty] | 370500371500 | 446 | 370500 | 371500
[5 empty] | 371500371500 | 446 | 371500 | 371500
[5 empty] | 372500371500 | 446 | 372500 | 371500
[5 empty] | 373500371500 | 446 | 373500 | 371500
[5 empty] | 374500371500 | 446 | 374500 | 371500
[5 empty] | 375500371500 | 446 | 375500 | 371500
[5 empty] | 376500371500 | 446 | 376500 | 371500
[5 empty] | 335500370500 | 446 | 335500 | 370500
[5 empty] | 336500370500 | 446 | 336500 | 370500
[5 empty] | 337500370500 | 446 | 337500 | 370500
[5 empty] | 338500370500 | 446 | 338500 | 370500
[5 empty] | 339500370500 | 446 | 339500 | 370500
[5 empty] | 340500370500 | 446 | 340500 | 370500
[5 empty] | 341500370500 | 446 | 341500 | 370500
[5 empty] | 342500370500 | 446 | 342500 | 370500
[5 empty] | 343500370500 | 446 | 343500 | 370500
[5 empty] | 344500370500 | 446 | 344500 | 370500
[5 empty] | 345500370500 | 446 | 345500 | 370500
[5 empty] | 346500370500 | 446 | 346500 | 370500
[5 empty] | 347500370500 | 446 | 347500 | 370500
[5 empty] | 348500370500 | 446 | 348500 | 370500
[5 empty] | 349500370500 | 446 | 349500 | 370500
[5 empty] | 350500370500 | 446 | 350500 | 370500
[5 empty] | 351500370500 | 446 | 351500 | 370500
[5 empty] | 352500370500 | 446 | 352500 | 370500
[5 empty] | 353500370500 | 446 | 353500 | 370500
[5 empty] | 354500370500 | 446 | 354500 | 370500
[5 empty] | 355500370500 | 446 | 355500 | 370500
[5 empty] | 356500370500 | 446 | 356500 | 370500
[5 empty] | 357500370500 | 446 | 357500 | 370500
[5 empty] | 358500370500 | 446 | 358500 | 370500
[5 empty] | 359500370500 | 446 | 359500 | 370500
[5 empty] | 360500370500 | 446 | 360500 | 370500
[5 empty] | 361500370500 | 446 | 361500 | 370500
[5 empty] | 362500370500 | 446 | 362500 | 370500
[5 empty] | 363500370500 | 446 | 363500 | 370500
[5 empty] | 364500370500 | 446 | 364500 | 370500
[5 empty] | 365500370500 | 446 | 365500 | 370500
[5 empty] | 366500370500 | 446 | 366500 | 370500
[5 empty] | 367500370500 | 446 | 367500 | 370500
[5 empty] | 368500370500 | 446 | 368500 | 370500
[5 empty] | 369500370500 | 446 | 369500 | 370500
[5 empty] | 370500370500 | 446 | 370500 | 370500
[5 empty] | 371500370500 | 446 | 371500 | 370500
[5 empty] | 372500370500 | 446 | 372500 | 370500
[5 empty] | 373500370500 | 446 | 373500 | 370500
[5 empty] | 374500370500 | 446 | 374500 | 370500
[5 empty] | 375500370500 | 446 | 375500 | 370500
[5 empty] | 336500369500 | 446 | 336500 | 369500
[5 empty] | 337500369500 | 446 | 337500 | 369500
[5 empty] | 338500369500 | 446 | 338500 | 369500
[5 empty] | 339500369500 | 446 | 339500 | 369500
[5 empty] | 340500369500 | 446 | 340500 | 369500
[5 empty] | 341500369500 | 446 | 341500 | 369500
[5 empty] | 342500369500 | 446 | 342500 | 369500
[5 empty] | 343500369500 | 446 | 343500 | 369500
[5 empty] | 344500369500 | 446 | 344500 | 369500
[5 empty] | 345500369500 | 446 | 345500 | 369500
[5 empty] | 346500369500 | 446 | 346500 | 369500
[5 empty] | 347500369500 | 446 | 347500 | 369500
[5 empty] | 348500369500 | 446 | 348500 | 369500
[5 empty] | 349500369500 | 446 | 349500 | 369500
[5 empty] | 350500369500 | 446 | 350500 | 369500
[5 empty] | 351500369500 | 446 | 351500 | 369500
[5 empty] | 352500369500 | 446 | 352500 | 369500
[5 empty] | 353500369500 | 446 | 353500 | 369500
[5 empty] | 354500369500 | 446 | 354500 | 369500
[5 empty] | 355500369500 | 446 | 355500 | 369500
[5 empty] | 356500369500 | 446 | 356500 | 369500
[5 empty] | 357500369500 | 446 | 357500 | 369500
[5 empty] | 358500369500 | 446 | 358500 | 369500
[5 empty] | 359500369500 | 446 | 359500 | 369500
[5 empty] | 360500369500 | 446 | 360500 | 369500
[5 empty] | 361500369500 | 446 | 361500 | 369500
[5 empty] | 362500369500 | 446 | 362500 | 369500
[5 empty] | 363500369500 | 446 | 363500 | 369500
[5 empty] | 364500369500 | 446 | 364500 | 369500
[5 empty] | 365500369500 | 446 | 365500 | 369500
[5 empty] | 366500369500 | 446 | 366500 | 369500
[5 empty] | 367500369500 | 446 | 367500 | 369500
[5 empty] | 368500369500 | 446 | 368500 | 369500
[5 empty] | 369500369500 | 446 | 369500 | 369500
[5 empty] | 370500369500 | 446 | 370500 | 369500
[5 empty] | 371500369500 | 446 | 371500 | 369500
[5 empty] | 372500369500 | 446 | 372500 | 369500
[5 empty] | 337500368500 | 446 | 337500 | 368500
[5 empty] | 338500368500 | 446 | 338500 | 368500
[5 empty] | 339500368500 | 446 | 339500 | 368500
[5 empty] | 340500368500 | 446 | 340500 | 368500
[5 empty] | 341500368500 | 446 | 341500 | 368500
[5 empty] | 342500368500 | 446 | 342500 | 368500
[5 empty] | 343500368500 | 446 | 343500 | 368500
[5 empty] | 344500368500 | 446 | 344500 | 368500
[5 empty] | 345500368500 | 446 | 345500 | 368500
[5 empty] | 346500368500 | 446 | 346500 | 368500
[5 empty] | 347500368500 | 446 | 347500 | 368500
[5 empty] | 348500368500 | 446 | 348500 | 368500
[5 empty] | 349500368500 | 446 | 349500 | 368500
[5 empty] | 350500368500 | 446 | 350500 | 368500
[5 empty] | 351500368500 | 446 | 351500 | 368500
[5 empty] | 352500368500 | 446 | 352500 | 368500
[5 empty] | 353500368500 | 446 | 353500 | 368500
[5 empty] | 354500368500 | 446 | 354500 | 368500
[5 empty] | 355500368500 | 446 | 355500 | 368500
[5 empty] | 356500368500 | 446 | 356500 | 368500
[5 empty] | 357500368500 | 446 | 357500 | 368500
[5 empty] | 358500368500 | 446 | 358500 | 368500
[5 empty] | 359500368500 | 446 | 359500 | 368500
[5 empty] | 360500368500 | 446 | 360500 | 368500
[5 empty] | 361500368500 | 446 | 361500 | 368500
[5 empty] | 362500368500 | 446 | 362500 | 368500
[5 empty] | 363500368500 | 446 | 363500 | 368500
[5 empty] | 364500368500 | 446 | 364500 | 368500
[5 empty] | 365500368500 | 446 | 365500 | 368500
[5 empty] | 366500368500 | 446 | 366500 | 368500
[5 empty] | 367500368500 | 446 | 367500 | 368500
[5 empty] | 368500368500 | 446 | 368500 | 368500
[5 empty] | 369500368500 | 446 | 369500 | 368500
[5 empty] | 370500368500 | 446 | 370500 | 368500
[5 empty] | 371500368500 | 446 | 371500 | 368500
[5 empty] | 372500368500 | 446 | 372500 | 368500
[5 empty] | 337500367500 | 446 | 337500 | 367500
[5 empty] | 338500367500 | 446 | 338500 | 367500
[5 empty] | 339500367500 | 446 | 339500 | 367500
[5 empty] | 340500367500 | 446 | 340500 | 367500
[5 empty] | 341500367500 | 446 | 341500 | 367500
[5 empty] | 342500367500 | 446 | 342500 | 367500
[5 empty] | 343500367500 | 446 | 343500 | 367500
[5 empty] | 344500367500 | 446 | 344500 | 367500
[5 empty] | 345500367500 | 446 | 345500 | 367500
[5 empty] | 346500367500 | 446 | 346500 | 367500
[5 empty] | 347500367500 | 446 | 347500 | 367500
[5 empty] | 348500367500 | 446 | 348500 | 367500
[5 empty] | 349500367500 | 446 | 349500 | 367500
[5 empty] | 350500367500 | 446 | 350500 | 367500
[5 empty] | 351500367500 | 446 | 351500 | 367500
[5 empty] | 352500367500 | 446 | 352500 | 367500
[5 empty] | 353500367500 | 446 | 353500 | 367500
[5 empty] | 354500367500 | 446 | 354500 | 367500
[5 empty] | 355500367500 | 446 | 355500 | 367500
[5 empty] | 356500367500 | 446 | 356500 | 367500
[5 empty] | 357500367500 | 446 | 357500 | 367500
[5 empty] | 358500367500 | 446 | 358500 | 367500
[5 empty] | 359500367500 | 446 | 359500 | 367500
[5 empty] | 360500367500 | 446 | 360500 | 367500
[5 empty] | 361500367500 | 446 | 361500 | 367500
[5 empty] | 362500367500 | 446 | 362500 | 367500
[5 empty] | 363500367500 | 446 | 363500 | 367500
[5 empty] | 364500367500 | 446 | 364500 | 367500
[5 empty] | 365500367500 | 446 | 365500 | 367500
[5 empty] | 366500367500 | 446 | 366500 | 367500
[5 empty] | 367500367500 | 446 | 367500 | 367500
[5 empty] | 368500367500 | 446 | 368500 | 367500
[5 empty] | 369500367500 | 446 | 369500 | 367500
[5 empty] | 370500367500 | 446 | 370500 | 367500
[5 empty] | 371500367500 | 446 | 371500 | 367500
[5 empty] | 372500367500 | 446 | 372500 | 367500
[5 empty] | 338500366500 | 446 | 338500 | 366500
[5 empty] | 339500366500 | 446 | 339500 | 366500
[5 empty] | 340500366500 | 446 | 340500 | 366500
[5 empty] | 341500366500 | 446 | 341500 | 366500
[5 empty] | 342500366500 | 446 | 342500 | 366500
[5 empty] | 343500366500 | 446 | 343500 | 366500
[5 empty] | 344500366500 | 446 | 344500 | 366500
[5 empty] | 345500366500 | 446 | 345500 | 366500
[5 empty] | 346500366500 | 446 | 346500 | 366500
[5 empty] | 347500366500 | 446 | 347500 | 366500
[5 empty] | 348500366500 | 446 | 348500 | 366500
[5 empty] | 349500366500 | 446 | 349500 | 366500
[5 empty] | 350500366500 | 446 | 350500 | 366500
[5 empty] | 351500366500 | 446 | 351500 | 366500
[5 empty] | 352500366500 | 446 | 352500 | 366500
[5 empty] | 353500366500 | 446 | 353500 | 366500
[5 empty] | 354500366500 | 446 | 354500 | 366500
[5 empty] | 355500366500 | 446 | 355500 | 366500
[5 empty] | 356500366500 | 446 | 356500 | 366500
[5 empty] | 357500366500 | 446 | 357500 | 366500
[5 empty] | 358500366500 | 446 | 358500 | 366500
[5 empty] | 359500366500 | 446 | 359500 | 366500
[5 empty] | 360500366500 | 446 | 360500 | 366500
[5 empty] | 361500366500 | 446 | 361500 | 366500
[5 empty] | 362500366500 | 446 | 362500 | 366500
[5 empty] | 363500366500 | 446 | 363500 | 366500
[5 empty] | 364500366500 | 446 | 364500 | 366500
[5 empty] | 365500366500 | 446 | 365500 | 366500
[5 empty] | 366500366500 | 446 | 366500 | 366500
[5 empty] | 367500366500 | 446 | 367500 | 366500
[5 empty] | 368500366500 | 446 | 368500 | 366500
[5 empty] | 371500366500 | 446 | 371500 | 366500
[5 empty] | 372500366500 | 446 | 372500 | 366500
[5 empty] | 373500366500 | 446 | 373500 | 366500
[5 empty] | 374500366500 | 446 | 374500 | 366500
[5 empty] | 339500365500 | 446 | 339500 | 365500
[5 empty] | 340500365500 | 446 | 340500 | 365500
[5 empty] | 341500365500 | 446 | 341500 | 365500
[5 empty] | 342500365500 | 446 | 342500 | 365500
[5 empty] | 343500365500 | 446 | 343500 | 365500
[5 empty] | 344500365500 | 446 | 344500 | 365500
[5 empty] | 345500365500 | 446 | 345500 | 365500
[5 empty] | 346500365500 | 446 | 346500 | 365500
[5 empty] | 347500365500 | 446 | 347500 | 365500
[5 empty] | 348500365500 | 446 | 348500 | 365500
[5 empty] | 349500365500 | 446 | 349500 | 365500
[5 empty] | 350500365500 | 446 | 350500 | 365500
[5 empty] | 351500365500 | 446 | 351500 | 365500
[5 empty] | 352500365500 | 446 | 352500 | 365500
[5 empty] | 353500365500 | 446 | 353500 | 365500
[5 empty] | 354500365500 | 446 | 354500 | 365500
[5 empty] | 355500365500 | 446 | 355500 | 365500
[5 empty] | 356500365500 | 446 | 356500 | 365500
[5 empty] | 357500365500 | 446 | 357500 | 365500
[5 empty] | 358500365500 | 446 | 358500 | 365500
[5 empty] | 359500365500 | 446 | 359500 | 365500
[5 empty] | 360500365500 | 446 | 360500 | 365500
[5 empty] | 361500365500 | 446 | 361500 | 365500
[5 empty] | 362500365500 | 446 | 362500 | 365500
[5 empty] | 363500365500 | 446 | 363500 | 365500
[5 empty] | 364500365500 | 446 | 364500 | 365500
[5 empty] | 365500365500 | 446 | 365500 | 365500
[5 empty] | 366500365500 | 446 | 366500 | 365500
[5 empty] | 367500365500 | 446 | 367500 | 365500
[5 empty] | 368500365500 | 446 | 368500 | 365500
[5 empty] | 369500365500 | 446 | 369500 | 365500
[5 empty] | 372500365500 | 446 | 372500 | 365500
[5 empty] | 373500365500 | 446 | 373500 | 365500
[5 empty] | 374500365500 | 446 | 374500 | 365500
[5 empty] | 338500364500 | 446 | 338500 | 364500
[5 empty] | 339500364500 | 446 | 339500 | 364500
[5 empty] | 340500364500 | 446 | 340500 | 364500
[5 empty] | 341500364500 | 446 | 341500 | 364500
[5 empty] | 342500364500 | 446 | 342500 | 364500
[5 empty] | 343500364500 | 446 | 343500 | 364500
[5 empty] | 344500364500 | 446 | 344500 | 364500
[5 empty] | 345500364500 | 446 | 345500 | 364500
[5 empty] | 346500364500 | 446 | 346500 | 364500
[5 empty] | 347500364500 | 446 | 347500 | 364500
[5 empty] | 348500364500 | 446 | 348500 | 364500
[5 empty] | 349500364500 | 446 | 349500 | 364500
[5 empty] | 350500364500 | 446 | 350500 | 364500
[5 empty] | 351500364500 | 446 | 351500 | 364500
[5 empty] | 352500364500 | 446 | 352500 | 364500
[5 empty] | 353500364500 | 446 | 353500 | 364500
[5 empty] | 354500364500 | 446 | 354500 | 364500
[5 empty] | 355500364500 | 446 | 355500 | 364500
[5 empty] | 356500364500 | 446 | 356500 | 364500
[5 empty] | 357500364500 | 446 | 357500 | 364500
[5 empty] | 358500364500 | 446 | 358500 | 364500
[5 empty] | 359500364500 | 446 | 359500 | 364500
[5 empty] | 360500364500 | 446 | 360500 | 364500
[5 empty] | 361500364500 | 446 | 361500 | 364500
[5 empty] | 362500364500 | 446 | 362500 | 364500
[5 empty] | 363500364500 | 446 | 363500 | 364500
[5 empty] | 364500364500 | 446 | 364500 | 364500
[5 empty] | 365500364500 | 446 | 365500 | 364500
[5 empty] | 366500364500 | 446 | 366500 | 364500
[5 empty] | 367500364500 | 446 | 367500 | 364500
[5 empty] | 368500364500 | 446 | 368500 | 364500
[5 empty] | 369500364500 | 446 | 369500 | 364500
[5 empty] | 373500364500 | 446 | 373500 | 364500
[5 empty] | 374500364500 | 446 | 374500 | 364500
[5 empty] | 336500363500 | 446 | 336500 | 363500
[5 empty] | 337500363500 | 446 | 337500 | 363500
[5 empty] | 338500363500 | 446 | 338500 | 363500
[5 empty] | 339500363500 | 446 | 339500 | 363500
[5 empty] | 340500363500 | 446 | 340500 | 363500
[5 empty] | 341500363500 | 446 | 341500 | 363500
[5 empty] | 342500363500 | 446 | 342500 | 363500
[5 empty] | 343500363500 | 446 | 343500 | 363500
[5 empty] | 344500363500 | 446 | 344500 | 363500
[5 empty] | 345500363500 | 446 | 345500 | 363500
[5 empty] | 346500363500 | 446 | 346500 | 363500
[5 empty] | 347500363500 | 446 | 347500 | 363500
[5 empty] | 348500363500 | 446 | 348500 | 363500
[5 empty] | 349500363500 | 446 | 349500 | 363500
[5 empty] | 350500363500 | 446 | 350500 | 363500
[5 empty] | 351500363500 | 446 | 351500 | 363500
[5 empty] | 352500363500 | 446 | 352500 | 363500
[5 empty] | 353500363500 | 446 | 353500 | 363500
[5 empty] | 354500363500 | 446 | 354500 | 363500
[5 empty] | 355500363500 | 446 | 355500 | 363500
[5 empty] | 356500363500 | 446 | 356500 | 363500
[5 empty] | 357500363500 | 446 | 357500 | 363500
[5 empty] | 358500363500 | 446 | 358500 | 363500
[5 empty] | 359500363500 | 446 | 359500 | 363500
[5 empty] | 360500363500 | 446 | 360500 | 363500
[5 empty] | 361500363500 | 446 | 361500 | 363500
[5 empty] | 362500363500 | 446 | 362500 | 363500
[5 empty] | 363500363500 | 446 | 363500 | 363500
[5 empty] | 364500363500 | 446 | 364500 | 363500
[5 empty] | 365500363500 | 446 | 365500 | 363500
[5 empty] | 366500363500 | 446 | 366500 | 363500
[5 empty] | 367500363500 | 446 | 367500 | 363500
[5 empty] | 368500363500 | 446 | 368500 | 363500
[5 empty] | 369500363500 | 446 | 369500 | 363500
[5 empty] | 334500362500 | 446 | 334500 | 362500
[5 empty] | 335500362500 | 446 | 335500 | 362500
[5 empty] | 336500362500 | 446 | 336500 | 362500
[5 empty] | 337500362500 | 446 | 337500 | 362500
[5 empty] | 338500362500 | 446 | 338500 | 362500
[5 empty] | 339500362500 | 446 | 339500 | 362500
[5 empty] | 340500362500 | 446 | 340500 | 362500
[5 empty] | 341500362500 | 446 | 341500 | 362500
[5 empty] | 342500362500 | 446 | 342500 | 362500
[5 empty] | 343500362500 | 446 | 343500 | 362500
[5 empty] | 344500362500 | 446 | 344500 | 362500
[5 empty] | 345500362500 | 446 | 345500 | 362500
[5 empty] | 346500362500 | 446 | 346500 | 362500
[5 empty] | 347500362500 | 446 | 347500 | 362500
[5 empty] | 348500362500 | 446 | 348500 | 362500
[5 empty] | 349500362500 | 446 | 349500 | 362500
[5 empty] | 350500362500 | 446 | 350500 | 362500
[5 empty] | 351500362500 | 446 | 351500 | 362500
[5 empty] | 352500362500 | 446 | 352500 | 362500
[5 empty] | 353500362500 | 446 | 353500 | 362500
[5 empty] | 354500362500 | 446 | 354500 | 362500
[5 empty] | 355500362500 | 446 | 355500 | 362500
[5 empty] | 356500362500 | 446 | 356500 | 362500
[5 empty] | 357500362500 | 446 | 357500 | 362500
[5 empty] | 358500362500 | 446 | 358500 | 362500
[5 empty] | 359500362500 | 446 | 359500 | 362500
[5 empty] | 360500362500 | 446 | 360500 | 362500
[5 empty] | 363500362500 | 446 | 363500 | 362500
[5 empty] | 364500362500 | 446 | 364500 | 362500
[5 empty] | 368500362500 | 446 | 368500 | 362500
[5 empty] | 369500362500 | 446 | 369500 | 362500
[5 empty] | 335500361500 | 446 | 335500 | 361500
[5 empty] | 336500361500 | 446 | 336500 | 361500
[5 empty] | 337500361500 | 446 | 337500 | 361500
[5 empty] | 338500361500 | 446 | 338500 | 361500
[5 empty] | 339500361500 | 446 | 339500 | 361500
[5 empty] | 340500361500 | 446 | 340500 | 361500
[5 empty] | 341500361500 | 446 | 341500 | 361500
[5 empty] | 342500361500 | 446 | 342500 | 361500
[5 empty] | 343500361500 | 446 | 343500 | 361500
[5 empty] | 344500361500 | 446 | 344500 | 361500
[5 empty] | 345500361500 | 446 | 345500 | 361500
[5 empty] | 346500361500 | 446 | 346500 | 361500
[5 empty] | 347500361500 | 446 | 347500 | 361500
[5 empty] | 348500361500 | 446 | 348500 | 361500
[5 empty] | 349500361500 | 446 | 349500 | 361500
[5 empty] | 350500361500 | 446 | 350500 | 361500
[5 empty] | 351500361500 | 446 | 351500 | 361500
[5 empty] | 352500361500 | 446 | 352500 | 361500
[5 empty] | 353500361500 | 446 | 353500 | 361500
[5 empty] | 354500361500 | 446 | 354500 | 361500
[5 empty] | 355500361500 | 446 | 355500 | 361500
[5 empty] | 356500361500 | 446 | 356500 | 361500
[5 empty] | 357500361500 | 446 | 357500 | 361500
[5 empty] | 359500361500 | 446 | 359500 | 361500
[5 empty] | 335500360500 | 446 | 335500 | 360500
[5 empty] | 336500360500 | 446 | 336500 | 360500
[5 empty] | 337500360500 | 446 | 337500 | 360500
[5 empty] | 338500360500 | 446 | 338500 | 360500
[5 empty] | 339500360500 | 446 | 339500 | 360500
[5 empty] | 340500360500 | 446 | 340500 | 360500
[5 empty] | 341500360500 | 446 | 341500 | 360500
[5 empty] | 342500360500 | 446 | 342500 | 360500
[5 empty] | 343500360500 | 446 | 343500 | 360500
[5 empty] | 344500360500 | 446 | 344500 | 360500
[5 empty] | 345500360500 | 446 | 345500 | 360500
[5 empty] | 346500360500 | 446 | 346500 | 360500
[5 empty] | 347500360500 | 446 | 347500 | 360500
[5 empty] | 348500360500 | 446 | 348500 | 360500
[5 empty] | 349500360500 | 446 | 349500 | 360500
[5 empty] | 350500360500 | 446 | 350500 | 360500
[5 empty] | 351500360500 | 446 | 351500 | 360500
[5 empty] | 352500360500 | 446 | 352500 | 360500
[5 empty] | 353500360500 | 446 | 353500 | 360500
[5 empty] | 354500360500 | 446 | 354500 | 360500
[5 empty] | 355500360500 | 446 | 355500 | 360500
[5 empty] | 356500360500 | 446 | 356500 | 360500
[5 empty] | 336500359500 | 446 | 336500 | 359500
[5 empty] | 337500359500 | 446 | 337500 | 359500
[5 empty] | 338500359500 | 446 | 338500 | 359500
[5 empty] | 339500359500 | 446 | 339500 | 359500
[5 empty] | 340500359500 | 446 | 340500 | 359500
[5 empty] | 341500359500 | 446 | 341500 | 359500
[5 empty] | 342500359500 | 446 | 342500 | 359500
[5 empty] | 343500359500 | 446 | 343500 | 359500
[5 empty] | 344500359500 | 446 | 344500 | 359500
[5 empty] | 345500359500 | 446 | 345500 | 359500
[5 empty] | 346500359500 | 446 | 346500 | 359500
[5 empty] | 347500359500 | 446 | 347500 | 359500
[5 empty] | 348500359500 | 446 | 348500 | 359500
[5 empty] | 349500359500 | 446 | 349500 | 359500
[5 empty] | 350500359500 | 446 | 350500 | 359500
[5 empty] | 351500359500 | 446 | 351500 | 359500
[5 empty] | 352500359500 | 446 | 352500 | 359500
[5 empty] | 353500359500 | 446 | 353500 | 359500
[5 empty] | 354500359500 | 446 | 354500 | 359500
[5 empty] | 355500359500 | 446 | 355500 | 359500
[5 empty] | 356500359500 | 446 | 356500 | 359500
[5 empty] | 338500358500 | 446 | 338500 | 358500
[5 empty] | 339500358500 | 446 | 339500 | 358500
[5 empty] | 340500358500 | 446 | 340500 | 358500
[5 empty] | 341500358500 | 446 | 341500 | 358500
[5 empty] | 342500358500 | 446 | 342500 | 358500
[5 empty] | 343500358500 | 446 | 343500 | 358500
[5 empty] | 344500358500 | 446 | 344500 | 358500
[5 empty] | 345500358500 | 446 | 345500 | 358500
[5 empty] | 346500358500 | 446 | 346500 | 358500
[5 empty] | 347500358500 | 446 | 347500 | 358500
[5 empty] | 348500358500 | 446 | 348500 | 358500
[5 empty] | 349500358500 | 446 | 349500 | 358500
[5 empty] | 350500358500 | 446 | 350500 | 358500
[5 empty] | 351500358500 | 446 | 351500 | 358500
[5 empty] | 352500358500 | 446 | 352500 | 358500
[5 empty] | 353500358500 | 446 | 353500 | 358500
[5 empty] | 354500358500 | 446 | 354500 | 358500
[5 empty] | 355500358500 | 446 | 355500 | 358500
[5 empty] | 341500357500 | 446 | 341500 | 357500
[5 empty] | 342500357500 | 446 | 342500 | 357500
[5 empty] | 343500357500 | 446 | 343500 | 357500
[5 empty] | 344500357500 | 446 | 344500 | 357500
[5 empty] | 345500357500 | 446 | 345500 | 357500
[5 empty] | 346500357500 | 446 | 346500 | 357500
[5 empty] | 347500357500 | 446 | 347500 | 357500
[5 empty] | 348500357500 | 446 | 348500 | 357500
[5 empty] | 349500357500 | 446 | 349500 | 357500
[5 empty] | 350500357500 | 446 | 350500 | 357500
[5 empty] | 351500357500 | 446 | 351500 | 357500
[5 empty] | 352500357500 | 446 | 352500 | 357500
[5 empty] | 340500356500 | 446 | 340500 | 356500
[5 empty] | 341500356500 | 446 | 341500 | 356500
[5 empty] | 342500356500 | 446 | 342500 | 356500
[5 empty] | 343500356500 | 446 | 343500 | 356500
[5 empty] | 344500356500 | 446 | 344500 | 356500
[5 empty] | 345500356500 | 446 | 345500 | 356500
[5 empty] | 346500356500 | 446 | 346500 | 356500
[5 empty] | 347500356500 | 446 | 347500 | 356500
[5 empty] | 348500356500 | 446 | 348500 | 356500
[5 empty] | 349500356500 | 446 | 349500 | 356500
[5 empty] | 350500356500 | 446 | 350500 | 356500
[5 empty] | 351500356500 | 446 | 351500 | 356500
[5 empty] | 352500356500 | 446 | 352500 | 356500
[5 empty] | 340500355500 | 446 | 340500 | 355500
[5 empty] | 341500355500 | 446 | 341500 | 355500
[5 empty] | 342500355500 | 446 | 342500 | 355500
[5 empty] | 343500355500 | 446 | 343500 | 355500
[5 empty] | 344500355500 | 446 | 344500 | 355500
[5 empty] | 345500355500 | 446 | 345500 | 355500
[5 empty] | 346500355500 | 446 | 346500 | 355500
[5 empty] | 347500355500 | 446 | 347500 | 355500
[5 empty] | 348500355500 | 446 | 348500 | 355500
[5 empty] | 349500355500 | 446 | 349500 | 355500
[5 empty] | 350500355500 | 446 | 350500 | 355500
[5 empty] | 351500355500 | 446 | 351500 | 355500
[5 empty] | 341500354500 | 446 | 341500 | 354500
[5 empty] | 342500354500 | 446 | 342500 | 354500
[5 empty] | 343500354500 | 446 | 343500 | 354500
[5 empty] | 344500354500 | 446 | 344500 | 354500
[5 empty] | 345500354500 | 446 | 345500 | 354500
[5 empty] | 346500354500 | 446 | 346500 | 354500
[5 empty] | 347500354500 | 446 | 347500 | 354500
[5 empty] | 348500354500 | 446 | 348500 | 354500
[5 empty] | 349500354500 | 446 | 349500 | 354500
[5 empty] | 350500354500 | 446 | 350500 | 354500
[5 empty] | 341500353500 | 446 | 341500 | 353500
[5 empty] | 342500353500 | 446 | 342500 | 353500
[5 empty] | 343500353500 | 446 | 343500 | 353500
[5 empty] | 344500353500 | 446 | 344500 | 353500
[5 empty] | 345500353500 | 446 | 345500 | 353500
[5 empty] | 346500353500 | 446 | 346500 | 353500
[5 empty] | 347500353500 | 446 | 347500 | 353500
[5 empty] | 348500353500 | 446 | 348500 | 353500
[5 empty] | 349500353500 | 446 | 349500 | 353500
[5 empty] | 342500352500 | 446 | 342500 | 352500
[5 empty] | 343500352500 | 446 | 343500 | 352500
[5 empty] | 344500352500 | 446 | 344500 | 352500
[5 empty] | 345500352500 | 446 | 345500 | 352500
[5 empty] | 346500352500 | 446 | 346500 | 352500
[5 empty] | 347500352500 | 446 | 347500 | 352500
[5 empty] | 348500352500 | 446 | 348500 | 352500
[5 empty] | 349500352500 | 446 | 349500 | 352500
[5 empty] | 342500351500 | 446 | 342500 | 351500
[5 empty] | 343500351500 | 446 | 343500 | 351500
[5 empty] | 344500351500 | 446 | 344500 | 351500
[5 empty] | 345500351500 | 446 | 345500 | 351500
[5 empty] | 346500351500 | 446 | 346500 | 351500
[5 empty] | 347500351500 | 446 | 347500 | 351500
[5 empty] | 348500351500 | 446 | 348500 | 351500
[5 empty] | 349500351500 | 446 | 349500 | 351500
[5 empty] | 350500351500 | 446 | 350500 | 351500
[5 empty] | 342500350500 | 446 | 342500 | 350500
[5 empty] | 343500350500 | 446 | 343500 | 350500
[5 empty] | 344500350500 | 446 | 344500 | 350500
[5 empty] | 345500350500 | 446 | 345500 | 350500
[5 empty] | 346500350500 | 446 | 346500 | 350500
[5 empty] | 347500350500 | 446 | 347500 | 350500
[5 empty] | 348500350500 | 446 | 348500 | 350500
[5 empty] | 349500350500 | 446 | 349500 | 350500
[5 empty] | 350500350500 | 446 | 350500 | 350500
[5 empty] | 351500350500 | 446 | 351500 | 350500
[5 empty] | 352500350500 | 446 | 352500 | 350500
[5 empty] | 353500350500 | 446 | 353500 | 350500
[5 empty] | 342500349500 | 446 | 342500 | 349500
[5 empty] | 343500349500 | 446 | 343500 | 349500
[5 empty] | 344500349500 | 446 | 344500 | 349500
[5 empty] | 345500349500 | 446 | 345500 | 349500
[5 empty] | 346500349500 | 446 | 346500 | 349500
[5 empty] | 347500349500 | 446 | 347500 | 349500
[5 empty] | 348500349500 | 446 | 348500 | 349500
[5 empty] | 349500349500 | 446 | 349500 | 349500
[5 empty] | 350500349500 | 446 | 350500 | 349500
[5 empty] | 351500349500 | 446 | 351500 | 349500
[5 empty] | 352500349500 | 446 | 352500 | 349500
[5 empty] | 353500349500 | 446 | 353500 | 349500
[5 empty] | 354500349500 | 446 | 354500 | 349500
[5 empty] | 343500348500 | 446 | 343500 | 348500
[5 empty] | 344500348500 | 446 | 344500 | 348500
[5 empty] | 345500348500 | 446 | 345500 | 348500
[5 empty] | 346500348500 | 446 | 346500 | 348500
[5 empty] | 347500348500 | 446 | 347500 | 348500
[5 empty] | 348500348500 | 446 | 348500 | 348500
[5 empty] | 349500348500 | 446 | 349500 | 348500
[5 empty] | 350500348500 | 446 | 350500 | 348500
[5 empty] | 351500348500 | 446 | 351500 | 348500
[5 empty] | 352500348500 | 446 | 352500 | 348500
[5 empty] | 353500348500 | 446 | 353500 | 348500
[5 empty] | 354500348500 | 446 | 354500 | 348500
[5 empty] | 343500347500 | 446 | 343500 | 347500
[5 empty] | 344500347500 | 446 | 344500 | 347500
[5 empty] | 345500347500 | 446 | 345500 | 347500
[5 empty] | 346500347500 | 446 | 346500 | 347500
[5 empty] | 347500347500 | 446 | 347500 | 347500
[5 empty] | 348500347500 | 446 | 348500 | 347500
[5 empty] | 349500347500 | 446 | 349500 | 347500
[5 empty] | 350500347500 | 446 | 350500 | 347500
[5 empty] | 351500347500 | 446 | 351500 | 347500
[5 empty] | 352500347500 | 446 | 352500 | 347500
[5 empty] | 353500347500 | 446 | 353500 | 347500
[5 empty] | 344500346500 | 446 | 344500 | 346500
[5 empty] | 345500346500 | 446 | 345500 | 346500
[5 empty] | 346500346500 | 446 | 346500 | 346500
[5 empty] | 347500346500 | 446 | 347500 | 346500
[5 empty] | 348500346500 | 446 | 348500 | 346500
[5 empty] | 349500346500 | 446 | 349500 | 346500
[5 empty] | 350500346500 | 446 | 350500 | 346500
[5 empty] | 351500346500 | 446 | 351500 | 346500
[5 empty] | 352500346500 | 446 | 352500 | 346500
[5 empty] | 353500346500 | 446 | 353500 | 346500
[5 empty] | 344500345500 | 446 | 344500 | 345500
[5 empty] | 345500345500 | 446 | 345500 | 345500
[5 empty] | 346500345500 | 446 | 346500 | 345500
[5 empty] | 347500345500 | 446 | 347500 | 345500
[5 empty] | 348500345500 | 446 | 348500 | 345500
[5 empty] | 349500345500 | 446 | 349500 | 345500
[5 empty] | 350500345500 | 446 | 350500 | 345500
[5 empty] | 351500345500 | 446 | 351500 | 345500
[5 empty] | 352500345500 | 446 | 352500 | 345500
[5 empty] | 353500345500 | 446 | 353500 | 345500
[5 empty] | 345500344500 | 446 | 345500 | 344500
[5 empty] | 346500344500 | 446 | 346500 | 344500
[5 empty] | 347500344500 | 446 | 347500 | 344500
[5 empty] | 348500344500 | 446 | 348500 | 344500
[5 empty] | 349500344500 | 446 | 349500 | 344500
[5 empty] | 350500344500 | 446 | 350500 | 344500
[5 empty] | 351500344500 | 446 | 351500 | 344500
[5 empty] | 352500344500 | 446 | 352500 | 344500
[5 empty] | 350500343500 | 446 | 350500 | 343500
[5 empty] | 351500343500 | 446 | 351500 | 343500
[5 empty] | 220500117500 | 447 | 220500 | 117500
[5 empty] | 226500117500 | 447 | 226500 | 117500
[5 empty] | 219500116500 | 447 | 219500 | 116500
[5 empty] | 220500116500 | 447 | 220500 | 116500
[5 empty] | 221500116500 | 447 | 221500 | 116500
[5 empty] | 222500116500 | 447 | 222500 | 116500
[5 empty] | 223500116500 | 447 | 223500 | 116500
[5 empty] | 224500116500 | 447 | 224500 | 116500
[5 empty] | 225500116500 | 447 | 225500 | 116500
[5 empty] | 226500116500 | 447 | 226500 | 116500
[5 empty] | 219500115500 | 447 | 219500 | 115500
[5 empty] | 220500115500 | 447 | 220500 | 115500
[5 empty] | 221500115500 | 447 | 221500 | 115500
[5 empty] | 222500115500 | 447 | 222500 | 115500
[5 empty] | 223500115500 | 447 | 223500 | 115500
[5 empty] | 224500115500 | 447 | 224500 | 115500
[5 empty] | 225500115500 | 447 | 225500 | 115500
[5 empty] | 226500115500 | 447 | 226500 | 115500
[5 empty] | 219500114500 | 447 | 219500 | 114500
[5 empty] | 220500114500 | 447 | 220500 | 114500
[5 empty] | 221500114500 | 447 | 221500 | 114500
[5 empty] | 222500114500 | 447 | 222500 | 114500
[5 empty] | 223500114500 | 447 | 223500 | 114500
[5 empty] | 224500114500 | 447 | 224500 | 114500
[5 empty] | 225500114500 | 447 | 225500 | 114500
[5 empty] | 226500114500 | 447 | 226500 | 114500
[5 empty] | 227500114500 | 447 | 227500 | 114500
[5 empty] | 219500113500 | 447 | 219500 | 113500
[5 empty] | 220500113500 | 447 | 220500 | 113500
[5 empty] | 221500113500 | 447 | 221500 | 113500
[5 empty] | 222500113500 | 447 | 222500 | 113500
[5 empty] | 223500113500 | 447 | 223500 | 113500
[5 empty] | 224500113500 | 447 | 224500 | 113500
[5 empty] | 225500113500 | 447 | 225500 | 113500
[5 empty] | 226500113500 | 447 | 226500 | 113500
[5 empty] | 227500113500 | 447 | 227500 | 113500
[5 empty] | 219500112500 | 447 | 219500 | 112500
[5 empty] | 220500112500 | 447 | 220500 | 112500
[5 empty] | 221500112500 | 447 | 221500 | 112500
[5 empty] | 222500112500 | 447 | 222500 | 112500
[5 empty] | 223500112500 | 447 | 223500 | 112500
[5 empty] | 224500112500 | 447 | 224500 | 112500
[5 empty] | 225500112500 | 447 | 225500 | 112500
[5 empty] | 226500112500 | 447 | 226500 | 112500
[5 empty] | 227500112500 | 447 | 227500 | 112500
[5 empty] | 219500111500 | 447 | 219500 | 111500
[5 empty] | 220500111500 | 447 | 220500 | 111500
[5 empty] | 221500111500 | 447 | 221500 | 111500
[5 empty] | 222500111500 | 447 | 222500 | 111500
[5 empty] | 223500111500 | 447 | 223500 | 111500
[5 empty] | 224500111500 | 447 | 224500 | 111500
[5 empty] | 225500111500 | 447 | 225500 | 111500
[5 empty] | 226500111500 | 447 | 226500 | 111500
[5 empty] | 227500111500 | 447 | 227500 | 111500
[5 empty] | 228500111500 | 447 | 228500 | 111500
[5 empty] | 219500110500 | 447 | 219500 | 110500
[5 empty] | 220500110500 | 447 | 220500 | 110500
[5 empty] | 221500110500 | 447 | 221500 | 110500
[5 empty] | 222500110500 | 447 | 222500 | 110500
[5 empty] | 223500110500 | 447 | 223500 | 110500
[5 empty] | 224500110500 | 447 | 224500 | 110500
[5 empty] | 225500110500 | 447 | 225500 | 110500
[5 empty] | 226500110500 | 447 | 226500 | 110500
[5 empty] | 227500110500 | 447 | 227500 | 110500
[5 empty] | 228500110500 | 447 | 228500 | 110500
[5 empty] | 219500109500 | 447 | 219500 | 109500
[5 empty] | 220500109500 | 447 | 220500 | 109500
[5 empty] | 221500109500 | 447 | 221500 | 109500
[5 empty] | 222500109500 | 447 | 222500 | 109500
[5 empty] | 223500109500 | 447 | 223500 | 109500
[5 empty] | 224500109500 | 447 | 224500 | 109500
[5 empty] | 225500109500 | 447 | 225500 | 109500
[5 empty] | 226500109500 | 447 | 226500 | 109500
[5 empty] | 227500109500 | 447 | 227500 | 109500
[5 empty] | 228500109500 | 447 | 228500 | 109500
[5 empty] | 219500108500 | 447 | 219500 | 108500
[5 empty] | 220500108500 | 447 | 220500 | 108500
[5 empty] | 221500108500 | 447 | 221500 | 108500
[5 empty] | 222500108500 | 447 | 222500 | 108500
[5 empty] | 223500108500 | 447 | 223500 | 108500
[5 empty] | 224500108500 | 447 | 224500 | 108500
[5 empty] | 225500108500 | 447 | 225500 | 108500
[5 empty] | 226500108500 | 447 | 226500 | 108500
[5 empty] | 227500108500 | 447 | 227500 | 108500
[5 empty] | 219500107500 | 447 | 219500 | 107500
[5 empty] | 220500107500 | 447 | 220500 | 107500
[5 empty] | 221500107500 | 447 | 221500 | 107500
[5 empty] | 222500107500 | 447 | 222500 | 107500
[5 empty] | 223500107500 | 447 | 223500 | 107500
[5 empty] | 224500107500 | 447 | 224500 | 107500
[5 empty] | 225500107500 | 447 | 225500 | 107500
[5 empty] | 226500107500 | 447 | 226500 | 107500
[5 empty] | 227500107500 | 447 | 227500 | 107500
[5 empty] | 219500106500 | 447 | 219500 | 106500
[5 empty] | 220500106500 | 447 | 220500 | 106500
[5 empty] | 221500106500 | 447 | 221500 | 106500
[5 empty] | 222500106500 | 447 | 222500 | 106500
[5 empty] | 223500106500 | 447 | 223500 | 106500
[5 empty] | 224500106500 | 447 | 224500 | 106500
[5 empty] | 225500106500 | 447 | 225500 | 106500
[5 empty] | 226500106500 | 447 | 226500 | 106500
[5 empty] | 227500106500 | 447 | 227500 | 106500
[5 empty] | 219500105500 | 447 | 219500 | 105500
[5 empty] | 220500105500 | 447 | 220500 | 105500
[5 empty] | 221500105500 | 447 | 221500 | 105500
[5 empty] | 222500105500 | 447 | 222500 | 105500
[5 empty] | 223500105500 | 447 | 223500 | 105500
[5 empty] | 224500105500 | 447 | 224500 | 105500
[5 empty] | 225500105500 | 447 | 225500 | 105500
[5 empty] | 226500105500 | 447 | 226500 | 105500
[5 empty] | 227500105500 | 447 | 227500 | 105500
[5 empty] | 219500104500 | 447 | 219500 | 104500
[5 empty] | 220500104500 | 447 | 220500 | 104500
[5 empty] | 221500104500 | 447 | 221500 | 104500
[5 empty] | 222500104500 | 447 | 222500 | 104500
[5 empty] | 223500104500 | 447 | 223500 | 104500
[5 empty] | 224500104500 | 447 | 224500 | 104500
[5 empty] | 225500104500 | 447 | 225500 | 104500
[5 empty] | 226500104500 | 447 | 226500 | 104500
[5 empty] | 227500104500 | 447 | 227500 | 104500
[5 empty] | 219500103500 | 447 | 219500 | 103500
[5 empty] | 220500103500 | 447 | 220500 | 103500
[5 empty] | 221500103500 | 447 | 221500 | 103500
[5 empty] | 222500103500 | 447 | 222500 | 103500
[5 empty] | 223500103500 | 447 | 223500 | 103500
[5 empty] | 224500103500 | 447 | 224500 | 103500
[5 empty] | 225500103500 | 447 | 225500 | 103500
[5 empty] | 226500103500 | 447 | 226500 | 103500
[5 empty] | 219500102500 | 447 | 219500 | 102500
[5 empty] | 220500102500 | 447 | 220500 | 102500
[5 empty] | 221500102500 | 447 | 221500 | 102500
[5 empty] | 222500102500 | 447 | 222500 | 102500
[5 empty] | 223500102500 | 447 | 223500 | 102500
[5 empty] | 224500102500 | 447 | 224500 | 102500
[5 empty] | 219500101500 | 447 | 219500 | 101500
[5 empty] | 220500101500 | 447 | 220500 | 101500
[5 empty] | 221500101500 | 447 | 221500 | 101500
[5 empty] | 222500101500 | 447 | 222500 | 101500
[5 empty] | 223500101500 | 447 | 223500 | 101500
[5 empty] | 224500101500 | 447 | 224500 | 101500
[5 empty] | 225500101500 | 447 | 225500 | 101500
[5 empty] | 217500100500 | 447 | 217500 | 100500
[5 empty] | 218500100500 | 447 | 218500 | 100500
[5 empty] | 219500100500 | 447 | 219500 | 100500
[5 empty] | 220500100500 | 447 | 220500 | 100500
[5 empty] | 221500100500 | 447 | 221500 | 100500
[5 empty] | 222500100500 | 447 | 222500 | 100500
[5 empty] | 223500100500 | 447 | 223500 | 100500
[5 empty] | 224500100500 | 447 | 224500 | 100500
[5 empty] | 225500100500 | 447 | 225500 | 100500
[5 empty] | 226500100500 | 447 | 226500 | 100500
[5 empty] | 227500100500 | 447 | 227500 | 100500
[5 empty] | 21550099500 | 447 | 215500 | 99500
[5 empty] | 21650099500 | 447 | 216500 | 99500
[5 empty] | 21750099500 | 447 | 217500 | 99500
[5 empty] | 21850099500 | 447 | 218500 | 99500
[5 empty] | 21950099500 | 447 | 219500 | 99500
[5 empty] | 22050099500 | 447 | 220500 | 99500
[5 empty] | 22150099500 | 447 | 221500 | 99500
[5 empty] | 22250099500 | 447 | 222500 | 99500
[5 empty] | 22350099500 | 447 | 223500 | 99500
[5 empty] | 22450099500 | 447 | 224500 | 99500
[5 empty] | 22550099500 | 447 | 225500 | 99500
[5 empty] | 22650099500 | 447 | 226500 | 99500
[5 empty] | 22750099500 | 447 | 227500 | 99500
[5 empty] | 22850099500 | 447 | 228500 | 99500
[5 empty] | 23050099500 | 447 | 230500 | 99500
[5 empty] | 23150099500 | 447 | 231500 | 99500
[5 empty] | 21550098500 | 447 | 215500 | 98500
[5 empty] | 21650098500 | 447 | 216500 | 98500
[5 empty] | 21750098500 | 447 | 217500 | 98500
[5 empty] | 21850098500 | 447 | 218500 | 98500
[5 empty] | 21950098500 | 447 | 219500 | 98500
[5 empty] | 22050098500 | 447 | 220500 | 98500
[5 empty] | 22150098500 | 447 | 221500 | 98500
[5 empty] | 22250098500 | 447 | 222500 | 98500
[5 empty] | 22350098500 | 447 | 223500 | 98500
[5 empty] | 22450098500 | 447 | 224500 | 98500
[5 empty] | 22550098500 | 447 | 225500 | 98500
[5 empty] | 22650098500 | 447 | 226500 | 98500
[5 empty] | 22750098500 | 447 | 227500 | 98500
[5 empty] | 22850098500 | 447 | 228500 | 98500
[5 empty] | 22950098500 | 447 | 229500 | 98500
[5 empty] | 23050098500 | 447 | 230500 | 98500
[5 empty] | 23150098500 | 447 | 231500 | 98500
[5 empty] | 21350097500 | 447 | 213500 | 97500
[5 empty] | 21450097500 | 447 | 214500 | 97500
[5 empty] | 21550097500 | 447 | 215500 | 97500
[5 empty] | 21650097500 | 447 | 216500 | 97500
[5 empty] | 21750097500 | 447 | 217500 | 97500
[5 empty] | 21850097500 | 447 | 218500 | 97500
[5 empty] | 21950097500 | 447 | 219500 | 97500
[5 empty] | 22050097500 | 447 | 220500 | 97500
[5 empty] | 22150097500 | 447 | 221500 | 97500
[5 empty] | 22250097500 | 447 | 222500 | 97500
[5 empty] | 22350097500 | 447 | 223500 | 97500
[5 empty] | 22450097500 | 447 | 224500 | 97500
[5 empty] | 22550097500 | 447 | 225500 | 97500
[5 empty] | 22650097500 | 447 | 226500 | 97500
[5 empty] | 22750097500 | 447 | 227500 | 97500
[5 empty] | 22850097500 | 447 | 228500 | 97500
[5 empty] | 22950097500 | 447 | 229500 | 97500
[5 empty] | 23050097500 | 447 | 230500 | 97500
[5 empty] | 23150097500 | 447 | 231500 | 97500
[5 empty] | 21250096500 | 447 | 212500 | 96500
[5 empty] | 21350096500 | 447 | 213500 | 96500
[5 empty] | 21450096500 | 447 | 214500 | 96500
[5 empty] | 21550096500 | 447 | 215500 | 96500
[5 empty] | 21650096500 | 447 | 216500 | 96500
[5 empty] | 21750096500 | 447 | 217500 | 96500
[5 empty] | 21850096500 | 447 | 218500 | 96500
[5 empty] | 21950096500 | 447 | 219500 | 96500
[5 empty] | 22050096500 | 447 | 220500 | 96500
[5 empty] | 22150096500 | 447 | 221500 | 96500
[5 empty] | 22250096500 | 447 | 222500 | 96500
[5 empty] | 22350096500 | 447 | 223500 | 96500
[5 empty] | 22450096500 | 447 | 224500 | 96500
[5 empty] | 22550096500 | 447 | 225500 | 96500
[5 empty] | 22650096500 | 447 | 226500 | 96500
[5 empty] | 22750096500 | 447 | 227500 | 96500
[5 empty] | 22850096500 | 447 | 228500 | 96500
[5 empty] | 22950096500 | 447 | 229500 | 96500
[5 empty] | 23050096500 | 447 | 230500 | 96500
[5 empty] | 23150096500 | 447 | 231500 | 96500
[5 empty] | 21250095500 | 447 | 212500 | 95500
[5 empty] | 21350095500 | 447 | 213500 | 95500
[5 empty] | 21450095500 | 447 | 214500 | 95500
[5 empty] | 21550095500 | 447 | 215500 | 95500
[5 empty] | 21650095500 | 447 | 216500 | 95500
[5 empty] | 21750095500 | 447 | 217500 | 95500
[5 empty] | 21850095500 | 447 | 218500 | 95500
[5 empty] | 21950095500 | 447 | 219500 | 95500
[5 empty] | 22050095500 | 447 | 220500 | 95500
[5 empty] | 22150095500 | 447 | 221500 | 95500
[5 empty] | 22250095500 | 447 | 222500 | 95500
[5 empty] | 22350095500 | 447 | 223500 | 95500
[5 empty] | 22450095500 | 447 | 224500 | 95500
[5 empty] | 22550095500 | 447 | 225500 | 95500
[5 empty] | 22650095500 | 447 | 226500 | 95500
[5 empty] | 22750095500 | 447 | 227500 | 95500
[5 empty] | 22850095500 | 447 | 228500 | 95500
[5 empty] | 22950095500 | 447 | 229500 | 95500
[5 empty] | 23050095500 | 447 | 230500 | 95500
[5 empty] | 23150095500 | 447 | 231500 | 95500
[5 empty] | 23250095500 | 447 | 232500 | 95500
[5 empty] | 21250094500 | 447 | 212500 | 94500
[5 empty] | 21350094500 | 447 | 213500 | 94500
[5 empty] | 21450094500 | 447 | 214500 | 94500
[5 empty] | 21550094500 | 447 | 215500 | 94500
[5 empty] | 21650094500 | 447 | 216500 | 94500
[5 empty] | 21750094500 | 447 | 217500 | 94500
[5 empty] | 21850094500 | 447 | 218500 | 94500
[5 empty] | 21950094500 | 447 | 219500 | 94500
[5 empty] | 22050094500 | 447 | 220500 | 94500
[5 empty] | 22150094500 | 447 | 221500 | 94500
[5 empty] | 22250094500 | 447 | 222500 | 94500
[5 empty] | 22350094500 | 447 | 223500 | 94500
[5 empty] | 22450094500 | 447 | 224500 | 94500
[5 empty] | 22550094500 | 447 | 225500 | 94500
[5 empty] | 22650094500 | 447 | 226500 | 94500
[5 empty] | 22750094500 | 447 | 227500 | 94500
[5 empty] | 22850094500 | 447 | 228500 | 94500
[5 empty] | 22950094500 | 447 | 229500 | 94500
[5 empty] | 23050094500 | 447 | 230500 | 94500
[5 empty] | 23150094500 | 447 | 231500 | 94500
[5 empty] | 23250094500 | 447 | 232500 | 94500
[5 empty] | 21050093500 | 447 | 210500 | 93500
[5 empty] | 21150093500 | 447 | 211500 | 93500
[5 empty] | 21250093500 | 447 | 212500 | 93500
[5 empty] | 21350093500 | 447 | 213500 | 93500
[5 empty] | 21450093500 | 447 | 214500 | 93500
[5 empty] | 21550093500 | 447 | 215500 | 93500
[5 empty] | 21650093500 | 447 | 216500 | 93500
[5 empty] | 21750093500 | 447 | 217500 | 93500
[5 empty] | 21850093500 | 447 | 218500 | 93500
[5 empty] | 21950093500 | 447 | 219500 | 93500
[5 empty] | 22050093500 | 447 | 220500 | 93500
[5 empty] | 22150093500 | 447 | 221500 | 93500
[5 empty] | 22250093500 | 447 | 222500 | 93500
[5 empty] | 22350093500 | 447 | 223500 | 93500
[5 empty] | 22450093500 | 447 | 224500 | 93500
[5 empty] | 22550093500 | 447 | 225500 | 93500
[5 empty] | 22650093500 | 447 | 226500 | 93500
[5 empty] | 22750093500 | 447 | 227500 | 93500
[5 empty] | 22850093500 | 447 | 228500 | 93500
[5 empty] | 22950093500 | 447 | 229500 | 93500
[5 empty] | 23050093500 | 447 | 230500 | 93500
[5 empty] | 23150093500 | 447 | 231500 | 93500
[5 empty] | 23250093500 | 447 | 232500 | 93500
[5 empty] | 21050092500 | 447 | 210500 | 92500
[5 empty] | 21150092500 | 447 | 211500 | 92500
[5 empty] | 21250092500 | 447 | 212500 | 92500
[5 empty] | 21350092500 | 447 | 213500 | 92500
[5 empty] | 21450092500 | 447 | 214500 | 92500
[5 empty] | 21550092500 | 447 | 215500 | 92500
[5 empty] | 21650092500 | 447 | 216500 | 92500
[5 empty] | 21750092500 | 447 | 217500 | 92500
[5 empty] | 21850092500 | 447 | 218500 | 92500
[5 empty] | 21950092500 | 447 | 219500 | 92500
[5 empty] | 22050092500 | 447 | 220500 | 92500
[5 empty] | 22150092500 | 447 | 221500 | 92500
[5 empty] | 22250092500 | 447 | 222500 | 92500
[5 empty] | 22350092500 | 447 | 223500 | 92500
[5 empty] | 22450092500 | 447 | 224500 | 92500
[5 empty] | 22550092500 | 447 | 225500 | 92500
[5 empty] | 22650092500 | 447 | 226500 | 92500
[5 empty] | 22750092500 | 447 | 227500 | 92500
[5 empty] | 22850092500 | 447 | 228500 | 92500
[5 empty] | 22950092500 | 447 | 229500 | 92500
[5 empty] | 23050092500 | 447 | 230500 | 92500
[5 empty] | 23150092500 | 447 | 231500 | 92500
[5 empty] | 23250092500 | 447 | 232500 | 92500
[5 empty] | 20850091500 | 447 | 208500 | 91500
[5 empty] | 20950091500 | 447 | 209500 | 91500
[5 empty] | 21050091500 | 447 | 210500 | 91500
[5 empty] | 21150091500 | 447 | 211500 | 91500
[5 empty] | 21250091500 | 447 | 212500 | 91500
[5 empty] | 21350091500 | 447 | 213500 | 91500
[5 empty] | 21450091500 | 447 | 214500 | 91500
[5 empty] | 21550091500 | 447 | 215500 | 91500
[5 empty] | 21650091500 | 447 | 216500 | 91500
[5 empty] | 21750091500 | 447 | 217500 | 91500
[5 empty] | 21850091500 | 447 | 218500 | 91500
[5 empty] | 21950091500 | 447 | 219500 | 91500
[5 empty] | 22050091500 | 447 | 220500 | 91500
[5 empty] | 22150091500 | 447 | 221500 | 91500
[5 empty] | 22250091500 | 447 | 222500 | 91500
[5 empty] | 22350091500 | 447 | 223500 | 91500
[5 empty] | 22450091500 | 447 | 224500 | 91500
[5 empty] | 22550091500 | 447 | 225500 | 91500
[5 empty] | 22650091500 | 447 | 226500 | 91500
[5 empty] | 22750091500 | 447 | 227500 | 91500
[5 empty] | 22850091500 | 447 | 228500 | 91500
[5 empty] | 22950091500 | 447 | 229500 | 91500
[5 empty] | 23050091500 | 447 | 230500 | 91500
[5 empty] | 23150091500 | 447 | 231500 | 91500
[5 empty] | 23250091500 | 447 | 232500 | 91500
[5 empty] | 20750090500 | 447 | 207500 | 90500
[5 empty] | 20850090500 | 447 | 208500 | 90500
[5 empty] | 20950090500 | 447 | 209500 | 90500
[5 empty] | 21050090500 | 447 | 210500 | 90500
[5 empty] | 21150090500 | 447 | 211500 | 90500
[5 empty] | 21250090500 | 447 | 212500 | 90500
[5 empty] | 21350090500 | 447 | 213500 | 90500
[5 empty] | 21450090500 | 447 | 214500 | 90500
[5 empty] | 21550090500 | 447 | 215500 | 90500
[5 empty] | 21650090500 | 447 | 216500 | 90500
[5 empty] | 21750090500 | 447 | 217500 | 90500
[5 empty] | 21850090500 | 447 | 218500 | 90500
[5 empty] | 21950090500 | 447 | 219500 | 90500
[5 empty] | 22050090500 | 447 | 220500 | 90500
[5 empty] | 22150090500 | 447 | 221500 | 90500
[5 empty] | 22250090500 | 447 | 222500 | 90500
[5 empty] | 22350090500 | 447 | 223500 | 90500
[5 empty] | 22450090500 | 447 | 224500 | 90500
[5 empty] | 22550090500 | 447 | 225500 | 90500
[5 empty] | 22650090500 | 447 | 226500 | 90500
[5 empty] | 22750090500 | 447 | 227500 | 90500
[5 empty] | 22850090500 | 447 | 228500 | 90500
[5 empty] | 22950090500 | 447 | 229500 | 90500
[5 empty] | 23050090500 | 447 | 230500 | 90500
[5 empty] | 23150090500 | 447 | 231500 | 90500
[5 empty] | 23250090500 | 447 | 232500 | 90500
[5 empty] | 23350090500 | 447 | 233500 | 90500
[5 empty] | 20450089500 | 447 | 204500 | 89500
[5 empty] | 20550089500 | 447 | 205500 | 89500
[5 empty] | 20650089500 | 447 | 206500 | 89500
[5 empty] | 20750089500 | 447 | 207500 | 89500
[5 empty] | 20850089500 | 447 | 208500 | 89500
[5 empty] | 20950089500 | 447 | 209500 | 89500
[5 empty] | 21050089500 | 447 | 210500 | 89500
[5 empty] | 21150089500 | 447 | 211500 | 89500
[5 empty] | 21250089500 | 447 | 212500 | 89500
[5 empty] | 21350089500 | 447 | 213500 | 89500
[5 empty] | 21450089500 | 447 | 214500 | 89500
[5 empty] | 21550089500 | 447 | 215500 | 89500
[5 empty] | 21650089500 | 447 | 216500 | 89500
[5 empty] | 21750089500 | 447 | 217500 | 89500
[5 empty] | 21850089500 | 447 | 218500 | 89500
[5 empty] | 21950089500 | 447 | 219500 | 89500
[5 empty] | 22050089500 | 447 | 220500 | 89500
[5 empty] | 22150089500 | 447 | 221500 | 89500
[5 empty] | 22250089500 | 447 | 222500 | 89500
[5 empty] | 22350089500 | 447 | 223500 | 89500
[5 empty] | 22450089500 | 447 | 224500 | 89500
[5 empty] | 22550089500 | 447 | 225500 | 89500
[5 empty] | 22650089500 | 447 | 226500 | 89500
[5 empty] | 22750089500 | 447 | 227500 | 89500
[5 empty] | 22850089500 | 447 | 228500 | 89500
[5 empty] | 22950089500 | 447 | 229500 | 89500
[5 empty] | 23050089500 | 447 | 230500 | 89500
[5 empty] | 23150089500 | 447 | 231500 | 89500
[5 empty] | 23250089500 | 447 | 232500 | 89500
[5 empty] | 23350089500 | 447 | 233500 | 89500
[5 empty] | 20450088500 | 447 | 204500 | 88500
[5 empty] | 20550088500 | 447 | 205500 | 88500
[5 empty] | 20650088500 | 447 | 206500 | 88500
[5 empty] | 20750088500 | 447 | 207500 | 88500
[5 empty] | 20850088500 | 447 | 208500 | 88500
[5 empty] | 20950088500 | 447 | 209500 | 88500
[5 empty] | 21050088500 | 447 | 210500 | 88500
[5 empty] | 21150088500 | 447 | 211500 | 88500
[5 empty] | 21250088500 | 447 | 212500 | 88500
[5 empty] | 21350088500 | 447 | 213500 | 88500
[5 empty] | 21450088500 | 447 | 214500 | 88500
[5 empty] | 21550088500 | 447 | 215500 | 88500
[5 empty] | 21650088500 | 447 | 216500 | 88500
[5 empty] | 21750088500 | 447 | 217500 | 88500
[5 empty] | 21850088500 | 447 | 218500 | 88500
[5 empty] | 21950088500 | 447 | 219500 | 88500
[5 empty] | 22050088500 | 447 | 220500 | 88500
[5 empty] | 22150088500 | 447 | 221500 | 88500
[5 empty] | 22250088500 | 447 | 222500 | 88500
[5 empty] | 22350088500 | 447 | 223500 | 88500
[5 empty] | 22450088500 | 447 | 224500 | 88500
[5 empty] | 22550088500 | 447 | 225500 | 88500
[5 empty] | 22650088500 | 447 | 226500 | 88500
[5 empty] | 22750088500 | 447 | 227500 | 88500
[5 empty] | 22850088500 | 447 | 228500 | 88500
[5 empty] | 22950088500 | 447 | 229500 | 88500
[5 empty] | 23050088500 | 447 | 230500 | 88500
[5 empty] | 23150088500 | 447 | 231500 | 88500
[5 empty] | 23250088500 | 447 | 232500 | 88500
[5 empty] | 23350088500 | 447 | 233500 | 88500
[5 empty] | 20450087500 | 447 | 204500 | 87500
[5 empty] | 20550087500 | 447 | 205500 | 87500
[5 empty] | 20650087500 | 447 | 206500 | 87500
[5 empty] | 20750087500 | 447 | 207500 | 87500
[5 empty] | 20850087500 | 447 | 208500 | 87500
[5 empty] | 20950087500 | 447 | 209500 | 87500
[5 empty] | 21050087500 | 447 | 210500 | 87500
[5 empty] | 21150087500 | 447 | 211500 | 87500
[5 empty] | 21250087500 | 447 | 212500 | 87500
[5 empty] | 21350087500 | 447 | 213500 | 87500
[5 empty] | 21450087500 | 447 | 214500 | 87500
[5 empty] | 21550087500 | 447 | 215500 | 87500
[5 empty] | 21650087500 | 447 | 216500 | 87500
[5 empty] | 21750087500 | 447 | 217500 | 87500
[5 empty] | 21850087500 | 447 | 218500 | 87500
[5 empty] | 21950087500 | 447 | 219500 | 87500
[5 empty] | 22050087500 | 447 | 220500 | 87500
[5 empty] | 22150087500 | 447 | 221500 | 87500
[5 empty] | 22250087500 | 447 | 222500 | 87500
[5 empty] | 22350087500 | 447 | 223500 | 87500
[5 empty] | 22450087500 | 447 | 224500 | 87500
[5 empty] | 22550087500 | 447 | 225500 | 87500
[5 empty] | 22650087500 | 447 | 226500 | 87500
[5 empty] | 22750087500 | 447 | 227500 | 87500
[5 empty] | 22850087500 | 447 | 228500 | 87500
[5 empty] | 22950087500 | 447 | 229500 | 87500
[5 empty] | 23050087500 | 447 | 230500 | 87500
[5 empty] | 23150087500 | 447 | 231500 | 87500
[5 empty] | 23250087500 | 447 | 232500 | 87500
[5 empty] | 23350087500 | 447 | 233500 | 87500
[5 empty] | 20450086500 | 447 | 204500 | 86500
[5 empty] | 20550086500 | 447 | 205500 | 86500
[5 empty] | 20650086500 | 447 | 206500 | 86500
[5 empty] | 20750086500 | 447 | 207500 | 86500
[5 empty] | 20850086500 | 447 | 208500 | 86500
[5 empty] | 20950086500 | 447 | 209500 | 86500
[5 empty] | 21050086500 | 447 | 210500 | 86500
[5 empty] | 21150086500 | 447 | 211500 | 86500
[5 empty] | 21250086500 | 447 | 212500 | 86500
[5 empty] | 21350086500 | 447 | 213500 | 86500
[5 empty] | 21450086500 | 447 | 214500 | 86500
[5 empty] | 21550086500 | 447 | 215500 | 86500
[5 empty] | 21650086500 | 447 | 216500 | 86500
[5 empty] | 21750086500 | 447 | 217500 | 86500
[5 empty] | 21850086500 | 447 | 218500 | 86500
[5 empty] | 21950086500 | 447 | 219500 | 86500
[5 empty] | 22050086500 | 447 | 220500 | 86500
[5 empty] | 22150086500 | 447 | 221500 | 86500
[5 empty] | 22250086500 | 447 | 222500 | 86500
[5 empty] | 22350086500 | 447 | 223500 | 86500
[5 empty] | 22450086500 | 447 | 224500 | 86500
[5 empty] | 22550086500 | 447 | 225500 | 86500
[5 empty] | 22650086500 | 447 | 226500 | 86500
[5 empty] | 22750086500 | 447 | 227500 | 86500
[5 empty] | 22850086500 | 447 | 228500 | 86500
[5 empty] | 22950086500 | 447 | 229500 | 86500
[5 empty] | 23050086500 | 447 | 230500 | 86500
[5 empty] | 23150086500 | 447 | 231500 | 86500
[5 empty] | 23250086500 | 447 | 232500 | 86500
[5 empty] | 23350086500 | 447 | 233500 | 86500
[5 empty] | 23450086500 | 447 | 234500 | 86500
[5 empty] | 20450085500 | 447 | 204500 | 85500
[5 empty] | 20550085500 | 447 | 205500 | 85500
[5 empty] | 20650085500 | 447 | 206500 | 85500
[5 empty] | 20750085500 | 447 | 207500 | 85500
[5 empty] | 20850085500 | 447 | 208500 | 85500
[5 empty] | 20950085500 | 447 | 209500 | 85500
[5 empty] | 21050085500 | 447 | 210500 | 85500
[5 empty] | 21150085500 | 447 | 211500 | 85500
[5 empty] | 21250085500 | 447 | 212500 | 85500
[5 empty] | 21350085500 | 447 | 213500 | 85500
[5 empty] | 21450085500 | 447 | 214500 | 85500
[5 empty] | 21550085500 | 447 | 215500 | 85500
[5 empty] | 21650085500 | 447 | 216500 | 85500
[5 empty] | 21750085500 | 447 | 217500 | 85500
[5 empty] | 21850085500 | 447 | 218500 | 85500
[5 empty] | 21950085500 | 447 | 219500 | 85500
[5 empty] | 22050085500 | 447 | 220500 | 85500
[5 empty] | 22150085500 | 447 | 221500 | 85500
[5 empty] | 22250085500 | 447 | 222500 | 85500
[5 empty] | 22350085500 | 447 | 223500 | 85500
[5 empty] | 22450085500 | 447 | 224500 | 85500
[5 empty] | 22550085500 | 447 | 225500 | 85500
[5 empty] | 22650085500 | 447 | 226500 | 85500
[5 empty] | 22750085500 | 447 | 227500 | 85500
[5 empty] | 22850085500 | 447 | 228500 | 85500
[5 empty] | 22950085500 | 447 | 229500 | 85500
[5 empty] | 23050085500 | 447 | 230500 | 85500
[5 empty] | 23150085500 | 447 | 231500 | 85500
[5 empty] | 23250085500 | 447 | 232500 | 85500
[5 empty] | 23350085500 | 447 | 233500 | 85500
[5 empty] | 23450085500 | 447 | 234500 | 85500
[5 empty] | 20350084500 | 447 | 203500 | 84500
[5 empty] | 20450084500 | 447 | 204500 | 84500
[5 empty] | 20550084500 | 447 | 205500 | 84500
[5 empty] | 20650084500 | 447 | 206500 | 84500
[5 empty] | 20750084500 | 447 | 207500 | 84500
[5 empty] | 20850084500 | 447 | 208500 | 84500
[5 empty] | 20950084500 | 447 | 209500 | 84500
[5 empty] | 21050084500 | 447 | 210500 | 84500
[5 empty] | 21150084500 | 447 | 211500 | 84500
[5 empty] | 21250084500 | 447 | 212500 | 84500
[5 empty] | 21350084500 | 447 | 213500 | 84500
[5 empty] | 21450084500 | 447 | 214500 | 84500
[5 empty] | 21550084500 | 447 | 215500 | 84500
[5 empty] | 21650084500 | 447 | 216500 | 84500
[5 empty] | 21750084500 | 447 | 217500 | 84500
[5 empty] | 21850084500 | 447 | 218500 | 84500
[5 empty] | 21950084500 | 447 | 219500 | 84500
[5 empty] | 22050084500 | 447 | 220500 | 84500
[5 empty] | 22150084500 | 447 | 221500 | 84500
[5 empty] | 22250084500 | 447 | 222500 | 84500
[5 empty] | 22350084500 | 447 | 223500 | 84500
[5 empty] | 22450084500 | 447 | 224500 | 84500
[5 empty] | 22550084500 | 447 | 225500 | 84500
[5 empty] | 22650084500 | 447 | 226500 | 84500
[5 empty] | 22750084500 | 447 | 227500 | 84500
[5 empty] | 22850084500 | 447 | 228500 | 84500
[5 empty] | 22950084500 | 447 | 229500 | 84500
[5 empty] | 23050084500 | 447 | 230500 | 84500
[5 empty] | 23150084500 | 447 | 231500 | 84500
[5 empty] | 23250084500 | 447 | 232500 | 84500
[5 empty] | 23350084500 | 447 | 233500 | 84500
[5 empty] | 23450084500 | 447 | 234500 | 84500
[5 empty] | 23550084500 | 447 | 235500 | 84500
[5 empty] | 20350083500 | 447 | 203500 | 83500
[5 empty] | 20450083500 | 447 | 204500 | 83500
[5 empty] | 20550083500 | 447 | 205500 | 83500
[5 empty] | 20650083500 | 447 | 206500 | 83500
[5 empty] | 20750083500 | 447 | 207500 | 83500
[5 empty] | 20850083500 | 447 | 208500 | 83500
[5 empty] | 20950083500 | 447 | 209500 | 83500
[5 empty] | 21050083500 | 447 | 210500 | 83500
[5 empty] | 21150083500 | 447 | 211500 | 83500
[5 empty] | 21250083500 | 447 | 212500 | 83500
[5 empty] | 21350083500 | 447 | 213500 | 83500
[5 empty] | 21450083500 | 447 | 214500 | 83500
[5 empty] | 21550083500 | 447 | 215500 | 83500
[5 empty] | 21650083500 | 447 | 216500 | 83500
[5 empty] | 21750083500 | 447 | 217500 | 83500
[5 empty] | 21850083500 | 447 | 218500 | 83500
[5 empty] | 21950083500 | 447 | 219500 | 83500
[5 empty] | 22050083500 | 447 | 220500 | 83500
[5 empty] | 22150083500 | 447 | 221500 | 83500
[5 empty] | 22250083500 | 447 | 222500 | 83500
[5 empty] | 22350083500 | 447 | 223500 | 83500
[5 empty] | 22450083500 | 447 | 224500 | 83500
[5 empty] | 22550083500 | 447 | 225500 | 83500
[5 empty] | 22650083500 | 447 | 226500 | 83500
[5 empty] | 22750083500 | 447 | 227500 | 83500
[5 empty] | 22850083500 | 447 | 228500 | 83500
[5 empty] | 22950083500 | 447 | 229500 | 83500
[5 empty] | 23050083500 | 447 | 230500 | 83500
[5 empty] | 23150083500 | 447 | 231500 | 83500
[5 empty] | 23250083500 | 447 | 232500 | 83500
[5 empty] | 23350083500 | 447 | 233500 | 83500
[5 empty] | 23450083500 | 447 | 234500 | 83500
[5 empty] | 23550083500 | 447 | 235500 | 83500
[5 empty] | 23650083500 | 447 | 236500 | 83500
[5 empty] | 20250082500 | 447 | 202500 | 82500
[5 empty] | 20350082500 | 447 | 203500 | 82500
[5 empty] | 20450082500 | 447 | 204500 | 82500
[5 empty] | 20550082500 | 447 | 205500 | 82500
[5 empty] | 20650082500 | 447 | 206500 | 82500
[5 empty] | 20750082500 | 447 | 207500 | 82500
[5 empty] | 20850082500 | 447 | 208500 | 82500
[5 empty] | 20950082500 | 447 | 209500 | 82500
[5 empty] | 21050082500 | 447 | 210500 | 82500
[5 empty] | 21150082500 | 447 | 211500 | 82500
[5 empty] | 21250082500 | 447 | 212500 | 82500
[5 empty] | 21350082500 | 447 | 213500 | 82500
[5 empty] | 21450082500 | 447 | 214500 | 82500
[5 empty] | 21550082500 | 447 | 215500 | 82500
[5 empty] | 21650082500 | 447 | 216500 | 82500
[5 empty] | 21750082500 | 447 | 217500 | 82500
[5 empty] | 21850082500 | 447 | 218500 | 82500
[5 empty] | 21950082500 | 447 | 219500 | 82500
[5 empty] | 22050082500 | 447 | 220500 | 82500
[5 empty] | 22150082500 | 447 | 221500 | 82500
[5 empty] | 22250082500 | 447 | 222500 | 82500
[5 empty] | 22350082500 | 447 | 223500 | 82500
[5 empty] | 22450082500 | 447 | 224500 | 82500
[5 empty] | 22550082500 | 447 | 225500 | 82500
[5 empty] | 22650082500 | 447 | 226500 | 82500
[5 empty] | 22750082500 | 447 | 227500 | 82500
[5 empty] | 22850082500 | 447 | 228500 | 82500
[5 empty] | 22950082500 | 447 | 229500 | 82500
[5 empty] | 23050082500 | 447 | 230500 | 82500
[5 empty] | 23150082500 | 447 | 231500 | 82500
[5 empty] | 23250082500 | 447 | 232500 | 82500
[5 empty] | 23350082500 | 447 | 233500 | 82500
[5 empty] | 23450082500 | 447 | 234500 | 82500
[5 empty] | 23550082500 | 447 | 235500 | 82500
[5 empty] | 23650082500 | 447 | 236500 | 82500
[5 empty] | 19150081500 | 447 | 191500 | 81500
[5 empty] | 19350081500 | 447 | 193500 | 81500
[5 empty] | 19650081500 | 447 | 196500 | 81500
[5 empty] | 19750081500 | 447 | 197500 | 81500
[5 empty] | 19850081500 | 447 | 198500 | 81500
[5 empty] | 19950081500 | 447 | 199500 | 81500
[5 empty] | 20050081500 | 447 | 200500 | 81500
[5 empty] | 20150081500 | 447 | 201500 | 81500
[5 empty] | 20250081500 | 447 | 202500 | 81500
[5 empty] | 20350081500 | 447 | 203500 | 81500
[5 empty] | 20450081500 | 447 | 204500 | 81500
[5 empty] | 20550081500 | 447 | 205500 | 81500
[5 empty] | 20650081500 | 447 | 206500 | 81500
[5 empty] | 20750081500 | 447 | 207500 | 81500
[5 empty] | 20850081500 | 447 | 208500 | 81500
[5 empty] | 20950081500 | 447 | 209500 | 81500
[5 empty] | 21050081500 | 447 | 210500 | 81500
[5 empty] | 21150081500 | 447 | 211500 | 81500
[5 empty] | 21250081500 | 447 | 212500 | 81500
[5 empty] | 21350081500 | 447 | 213500 | 81500
[5 empty] | 21450081500 | 447 | 214500 | 81500
[5 empty] | 21550081500 | 447 | 215500 | 81500
[5 empty] | 21650081500 | 447 | 216500 | 81500
[5 empty] | 21750081500 | 447 | 217500 | 81500
[5 empty] | 21850081500 | 447 | 218500 | 81500
[5 empty] | 21950081500 | 447 | 219500 | 81500
[5 empty] | 22050081500 | 447 | 220500 | 81500
[5 empty] | 22150081500 | 447 | 221500 | 81500
[5 empty] | 22250081500 | 447 | 222500 | 81500
[5 empty] | 22350081500 | 447 | 223500 | 81500
[5 empty] | 22450081500 | 447 | 224500 | 81500
[5 empty] | 22550081500 | 447 | 225500 | 81500
[5 empty] | 22650081500 | 447 | 226500 | 81500
[5 empty] | 22750081500 | 447 | 227500 | 81500
[5 empty] | 22850081500 | 447 | 228500 | 81500
[5 empty] | 22950081500 | 447 | 229500 | 81500
[5 empty] | 23050081500 | 447 | 230500 | 81500
[5 empty] | 23150081500 | 447 | 231500 | 81500
[5 empty] | 23250081500 | 447 | 232500 | 81500
[5 empty] | 23350081500 | 447 | 233500 | 81500
[5 empty] | 23450081500 | 447 | 234500 | 81500
[5 empty] | 23550081500 | 447 | 235500 | 81500
[5 empty] | 23650081500 | 447 | 236500 | 81500
[5 empty] | 19250080500 | 447 | 192500 | 80500
[5 empty] | 19350080500 | 447 | 193500 | 80500
[5 empty] | 19450080500 | 447 | 194500 | 80500
[5 empty] | 19550080500 | 447 | 195500 | 80500
[5 empty] | 19650080500 | 447 | 196500 | 80500
[5 empty] | 19750080500 | 447 | 197500 | 80500
[5 empty] | 19850080500 | 447 | 198500 | 80500
[5 empty] | 19950080500 | 447 | 199500 | 80500
[5 empty] | 20050080500 | 447 | 200500 | 80500
[5 empty] | 20150080500 | 447 | 201500 | 80500
[5 empty] | 20250080500 | 447 | 202500 | 80500
[5 empty] | 20350080500 | 447 | 203500 | 80500
[5 empty] | 20450080500 | 447 | 204500 | 80500
[5 empty] | 20550080500 | 447 | 205500 | 80500
[5 empty] | 20650080500 | 447 | 206500 | 80500
[5 empty] | 20750080500 | 447 | 207500 | 80500
[5 empty] | 20850080500 | 447 | 208500 | 80500
[5 empty] | 20950080500 | 447 | 209500 | 80500
[5 empty] | 21050080500 | 447 | 210500 | 80500
[5 empty] | 21150080500 | 447 | 211500 | 80500
[5 empty] | 21250080500 | 447 | 212500 | 80500
[5 empty] | 21350080500 | 447 | 213500 | 80500
[5 empty] | 21450080500 | 447 | 214500 | 80500
[5 empty] | 21550080500 | 447 | 215500 | 80500
[5 empty] | 21650080500 | 447 | 216500 | 80500
[5 empty] | 21750080500 | 447 | 217500 | 80500
[5 empty] | 21850080500 | 447 | 218500 | 80500
[5 empty] | 21950080500 | 447 | 219500 | 80500
[5 empty] | 22050080500 | 447 | 220500 | 80500
[5 empty] | 22150080500 | 447 | 221500 | 80500
[5 empty] | 22250080500 | 447 | 222500 | 80500
[5 empty] | 22350080500 | 447 | 223500 | 80500
[5 empty] | 22450080500 | 447 | 224500 | 80500
[5 empty] | 22550080500 | 447 | 225500 | 80500
[5 empty] | 22650080500 | 447 | 226500 | 80500
[5 empty] | 22750080500 | 447 | 227500 | 80500
[5 empty] | 22850080500 | 447 | 228500 | 80500
[5 empty] | 22950080500 | 447 | 229500 | 80500
[5 empty] | 23050080500 | 447 | 230500 | 80500
[5 empty] | 23150080500 | 447 | 231500 | 80500
[5 empty] | 23250080500 | 447 | 232500 | 80500
[5 empty] | 23350080500 | 447 | 233500 | 80500
[5 empty] | 23450080500 | 447 | 234500 | 80500
[5 empty] | 23550080500 | 447 | 235500 | 80500
[5 empty] | 23650080500 | 447 | 236500 | 80500
[5 empty] | 18750079500 | 447 | 187500 | 79500
[5 empty] | 19250079500 | 447 | 192500 | 79500
[5 empty] | 19350079500 | 447 | 193500 | 79500
[5 empty] | 19450079500 | 447 | 194500 | 79500
[5 empty] | 19550079500 | 447 | 195500 | 79500
[5 empty] | 19650079500 | 447 | 196500 | 79500
[5 empty] | 19750079500 | 447 | 197500 | 79500
[5 empty] | 19850079500 | 447 | 198500 | 79500
[5 empty] | 19950079500 | 447 | 199500 | 79500
[5 empty] | 20050079500 | 447 | 200500 | 79500
[5 empty] | 20150079500 | 447 | 201500 | 79500
[5 empty] | 20250079500 | 447 | 202500 | 79500
[5 empty] | 20350079500 | 447 | 203500 | 79500
[5 empty] | 20450079500 | 447 | 204500 | 79500
[5 empty] | 20550079500 | 447 | 205500 | 79500
[5 empty] | 20650079500 | 447 | 206500 | 79500
[5 empty] | 20750079500 | 447 | 207500 | 79500
[5 empty] | 20850079500 | 447 | 208500 | 79500
[5 empty] | 20950079500 | 447 | 209500 | 79500
[5 empty] | 21050079500 | 447 | 210500 | 79500
[5 empty] | 21150079500 | 447 | 211500 | 79500
[5 empty] | 21250079500 | 447 | 212500 | 79500
[5 empty] | 21350079500 | 447 | 213500 | 79500
[5 empty] | 21450079500 | 447 | 214500 | 79500
[5 empty] | 21550079500 | 447 | 215500 | 79500
[5 empty] | 21650079500 | 447 | 216500 | 79500
[5 empty] | 21750079500 | 447 | 217500 | 79500
[5 empty] | 21850079500 | 447 | 218500 | 79500
[5 empty] | 21950079500 | 447 | 219500 | 79500
[5 empty] | 22050079500 | 447 | 220500 | 79500
[5 empty] | 22150079500 | 447 | 221500 | 79500
[5 empty] | 22250079500 | 447 | 222500 | 79500
[5 empty] | 22350079500 | 447 | 223500 | 79500
[5 empty] | 22450079500 | 447 | 224500 | 79500
[5 empty] | 22550079500 | 447 | 225500 | 79500
[5 empty] | 22650079500 | 447 | 226500 | 79500
[5 empty] | 22750079500 | 447 | 227500 | 79500
[5 empty] | 22850079500 | 447 | 228500 | 79500
[5 empty] | 22950079500 | 447 | 229500 | 79500
[5 empty] | 23050079500 | 447 | 230500 | 79500
[5 empty] | 23150079500 | 447 | 231500 | 79500
[5 empty] | 23250079500 | 447 | 232500 | 79500
[5 empty] | 23350079500 | 447 | 233500 | 79500
[5 empty] | 23450079500 | 447 | 234500 | 79500
[5 empty] | 23550079500 | 447 | 235500 | 79500
[5 empty] | 23650079500 | 447 | 236500 | 79500
[5 empty] | 18750078500 | 447 | 187500 | 78500
[5 empty] | 19050078500 | 447 | 190500 | 78500
[5 empty] | 19150078500 | 447 | 191500 | 78500
[5 empty] | 19250078500 | 447 | 192500 | 78500
[5 empty] | 19350078500 | 447 | 193500 | 78500
[5 empty] | 19450078500 | 447 | 194500 | 78500
[5 empty] | 19550078500 | 447 | 195500 | 78500
[5 empty] | 19650078500 | 447 | 196500 | 78500
[5 empty] | 19750078500 | 447 | 197500 | 78500
[5 empty] | 19850078500 | 447 | 198500 | 78500
[5 empty] | 19950078500 | 447 | 199500 | 78500
[5 empty] | 20050078500 | 447 | 200500 | 78500
[5 empty] | 20150078500 | 447 | 201500 | 78500
[5 empty] | 20250078500 | 447 | 202500 | 78500
[5 empty] | 20350078500 | 447 | 203500 | 78500
[5 empty] | 20450078500 | 447 | 204500 | 78500
[5 empty] | 20550078500 | 447 | 205500 | 78500
[5 empty] | 20650078500 | 447 | 206500 | 78500
[5 empty] | 20750078500 | 447 | 207500 | 78500
[5 empty] | 20850078500 | 447 | 208500 | 78500
[5 empty] | 20950078500 | 447 | 209500 | 78500
[5 empty] | 21050078500 | 447 | 210500 | 78500
[5 empty] | 21150078500 | 447 | 211500 | 78500
[5 empty] | 21250078500 | 447 | 212500 | 78500
[5 empty] | 21350078500 | 447 | 213500 | 78500
[5 empty] | 21450078500 | 447 | 214500 | 78500
[5 empty] | 21550078500 | 447 | 215500 | 78500
[5 empty] | 21650078500 | 447 | 216500 | 78500
[5 empty] | 21750078500 | 447 | 217500 | 78500
[5 empty] | 21850078500 | 447 | 218500 | 78500
[5 empty] | 21950078500 | 447 | 219500 | 78500
[5 empty] | 22050078500 | 447 | 220500 | 78500
[5 empty] | 22150078500 | 447 | 221500 | 78500
[5 empty] | 22250078500 | 447 | 222500 | 78500
[5 empty] | 22350078500 | 447 | 223500 | 78500
[5 empty] | 22450078500 | 447 | 224500 | 78500
[5 empty] | 22550078500 | 447 | 225500 | 78500
[5 empty] | 22650078500 | 447 | 226500 | 78500
[5 empty] | 22750078500 | 447 | 227500 | 78500
[5 empty] | 22850078500 | 447 | 228500 | 78500
[5 empty] | 22950078500 | 447 | 229500 | 78500
[5 empty] | 23050078500 | 447 | 230500 | 78500
[5 empty] | 23150078500 | 447 | 231500 | 78500
[5 empty] | 23250078500 | 447 | 232500 | 78500
[5 empty] | 23350078500 | 447 | 233500 | 78500
[5 empty] | 23450078500 | 447 | 234500 | 78500
[5 empty] | 23550078500 | 447 | 235500 | 78500
[5 empty] | 23650078500 | 447 | 236500 | 78500
[5 empty] | 18950077500 | 447 | 189500 | 77500
[5 empty] | 19050077500 | 447 | 190500 | 77500
[5 empty] | 19150077500 | 447 | 191500 | 77500
[5 empty] | 19250077500 | 447 | 192500 | 77500
[5 empty] | 19350077500 | 447 | 193500 | 77500
[5 empty] | 19450077500 | 447 | 194500 | 77500
[5 empty] | 19550077500 | 447 | 195500 | 77500
[5 empty] | 19650077500 | 447 | 196500 | 77500
[5 empty] | 19750077500 | 447 | 197500 | 77500
[5 empty] | 19850077500 | 447 | 198500 | 77500
[5 empty] | 19950077500 | 447 | 199500 | 77500
[5 empty] | 20050077500 | 447 | 200500 | 77500
[5 empty] | 20150077500 | 447 | 201500 | 77500
[5 empty] | 20250077500 | 447 | 202500 | 77500
[5 empty] | 20350077500 | 447 | 203500 | 77500
[5 empty] | 20450077500 | 447 | 204500 | 77500
[5 empty] | 20550077500 | 447 | 205500 | 77500
[5 empty] | 20650077500 | 447 | 206500 | 77500
[5 empty] | 20750077500 | 447 | 207500 | 77500
[5 empty] | 20850077500 | 447 | 208500 | 77500
[5 empty] | 20950077500 | 447 | 209500 | 77500
[5 empty] | 21050077500 | 447 | 210500 | 77500
[5 empty] | 21150077500 | 447 | 211500 | 77500
[5 empty] | 21250077500 | 447 | 212500 | 77500
[5 empty] | 21350077500 | 447 | 213500 | 77500
[5 empty] | 21450077500 | 447 | 214500 | 77500
[5 empty] | 21550077500 | 447 | 215500 | 77500
[5 empty] | 21650077500 | 447 | 216500 | 77500
[5 empty] | 21750077500 | 447 | 217500 | 77500
[5 empty] | 21850077500 | 447 | 218500 | 77500
[5 empty] | 21950077500 | 447 | 219500 | 77500
[5 empty] | 22050077500 | 447 | 220500 | 77500
[5 empty] | 22150077500 | 447 | 221500 | 77500
[5 empty] | 22250077500 | 447 | 222500 | 77500
[5 empty] | 22350077500 | 447 | 223500 | 77500
[5 empty] | 22450077500 | 447 | 224500 | 77500
[5 empty] | 22550077500 | 447 | 225500 | 77500
[5 empty] | 22650077500 | 447 | 226500 | 77500
[5 empty] | 22750077500 | 447 | 227500 | 77500
[5 empty] | 22850077500 | 447 | 228500 | 77500
[5 empty] | 22950077500 | 447 | 229500 | 77500
[5 empty] | 23050077500 | 447 | 230500 | 77500
[5 empty] | 23150077500 | 447 | 231500 | 77500
[5 empty] | 23250077500 | 447 | 232500 | 77500
[5 empty] | 23350077500 | 447 | 233500 | 77500
[5 empty] | 23450077500 | 447 | 234500 | 77500
[5 empty] | 23550077500 | 447 | 235500 | 77500
[5 empty] | 23650077500 | 447 | 236500 | 77500
[5 empty] | 23750077500 | 447 | 237500 | 77500
[5 empty] | 23850077500 | 447 | 238500 | 77500
[5 empty] | 18450076500 | 447 | 184500 | 76500
[5 empty] | 18550076500 | 447 | 185500 | 76500
[5 empty] | 18650076500 | 447 | 186500 | 76500
[5 empty] | 18750076500 | 447 | 187500 | 76500
[5 empty] | 18850076500 | 447 | 188500 | 76500
[5 empty] | 18950076500 | 447 | 189500 | 76500
[5 empty] | 19050076500 | 447 | 190500 | 76500
[5 empty] | 19150076500 | 447 | 191500 | 76500
[5 empty] | 19250076500 | 447 | 192500 | 76500
[5 empty] | 19350076500 | 447 | 193500 | 76500
[5 empty] | 19450076500 | 447 | 194500 | 76500
[5 empty] | 19550076500 | 447 | 195500 | 76500
[5 empty] | 19650076500 | 447 | 196500 | 76500
[5 empty] | 19750076500 | 447 | 197500 | 76500
[5 empty] | 19850076500 | 447 | 198500 | 76500
[5 empty] | 19950076500 | 447 | 199500 | 76500
[5 empty] | 20050076500 | 447 | 200500 | 76500
[5 empty] | 20150076500 | 447 | 201500 | 76500
[5 empty] | 20250076500 | 447 | 202500 | 76500
[5 empty] | 20350076500 | 447 | 203500 | 76500
[5 empty] | 20450076500 | 447 | 204500 | 76500
[5 empty] | 20550076500 | 447 | 205500 | 76500
[5 empty] | 20650076500 | 447 | 206500 | 76500
[5 empty] | 20750076500 | 447 | 207500 | 76500
[5 empty] | 20850076500 | 447 | 208500 | 76500
[5 empty] | 20950076500 | 447 | 209500 | 76500
[5 empty] | 21050076500 | 447 | 210500 | 76500
[5 empty] | 21150076500 | 447 | 211500 | 76500
[5 empty] | 21250076500 | 447 | 212500 | 76500
[5 empty] | 21350076500 | 447 | 213500 | 76500
[5 empty] | 21450076500 | 447 | 214500 | 76500
[5 empty] | 21550076500 | 447 | 215500 | 76500
[5 empty] | 21650076500 | 447 | 216500 | 76500
[5 empty] | 21750076500 | 447 | 217500 | 76500
[5 empty] | 21850076500 | 447 | 218500 | 76500
[5 empty] | 21950076500 | 447 | 219500 | 76500
[5 empty] | 22050076500 | 447 | 220500 | 76500
[5 empty] | 22150076500 | 447 | 221500 | 76500
[5 empty] | 22250076500 | 447 | 222500 | 76500
[5 empty] | 22350076500 | 447 | 223500 | 76500
[5 empty] | 22450076500 | 447 | 224500 | 76500
[5 empty] | 22550076500 | 447 | 225500 | 76500
[5 empty] | 22650076500 | 447 | 226500 | 76500
[5 empty] | 22750076500 | 447 | 227500 | 76500
[5 empty] | 22850076500 | 447 | 228500 | 76500
[5 empty] | 22950076500 | 447 | 229500 | 76500
[5 empty] | 23050076500 | 447 | 230500 | 76500
[5 empty] | 23150076500 | 447 | 231500 | 76500
[5 empty] | 23250076500 | 447 | 232500 | 76500
[5 empty] | 23350076500 | 447 | 233500 | 76500
[5 empty] | 23450076500 | 447 | 234500 | 76500
[5 empty] | 23550076500 | 447 | 235500 | 76500
[5 empty] | 23650076500 | 447 | 236500 | 76500
[5 empty] | 23750076500 | 447 | 237500 | 76500
[5 empty] | 23850076500 | 447 | 238500 | 76500
[5 empty] | 18550075500 | 447 | 185500 | 75500
[5 empty] | 18650075500 | 447 | 186500 | 75500
[5 empty] | 18750075500 | 447 | 187500 | 75500
[5 empty] | 18850075500 | 447 | 188500 | 75500
[5 empty] | 18950075500 | 447 | 189500 | 75500
[5 empty] | 19050075500 | 447 | 190500 | 75500
[5 empty] | 19150075500 | 447 | 191500 | 75500
[5 empty] | 19250075500 | 447 | 192500 | 75500
[5 empty] | 19350075500 | 447 | 193500 | 75500
[5 empty] | 19450075500 | 447 | 194500 | 75500
[5 empty] | 19550075500 | 447 | 195500 | 75500
[5 empty] | 19650075500 | 447 | 196500 | 75500
[5 empty] | 19750075500 | 447 | 197500 | 75500
[5 empty] | 19850075500 | 447 | 198500 | 75500
[5 empty] | 19950075500 | 447 | 199500 | 75500
[5 empty] | 20050075500 | 447 | 200500 | 75500
[5 empty] | 20150075500 | 447 | 201500 | 75500
[5 empty] | 20250075500 | 447 | 202500 | 75500
[5 empty] | 20350075500 | 447 | 203500 | 75500
[5 empty] | 20450075500 | 447 | 204500 | 75500
[5 empty] | 20550075500 | 447 | 205500 | 75500
[5 empty] | 20650075500 | 447 | 206500 | 75500
[5 empty] | 20750075500 | 447 | 207500 | 75500
[5 empty] | 20850075500 | 447 | 208500 | 75500
[5 empty] | 20950075500 | 447 | 209500 | 75500
[5 empty] | 21050075500 | 447 | 210500 | 75500
[5 empty] | 21150075500 | 447 | 211500 | 75500
[5 empty] | 21250075500 | 447 | 212500 | 75500
[5 empty] | 21350075500 | 447 | 213500 | 75500
[5 empty] | 21450075500 | 447 | 214500 | 75500
[5 empty] | 21550075500 | 447 | 215500 | 75500
[5 empty] | 21650075500 | 447 | 216500 | 75500
[5 empty] | 21750075500 | 447 | 217500 | 75500
[5 empty] | 21850075500 | 447 | 218500 | 75500
[5 empty] | 21950075500 | 447 | 219500 | 75500
[5 empty] | 22050075500 | 447 | 220500 | 75500
[5 empty] | 22150075500 | 447 | 221500 | 75500
[5 empty] | 22250075500 | 447 | 222500 | 75500
[5 empty] | 22350075500 | 447 | 223500 | 75500
[5 empty] | 22450075500 | 447 | 224500 | 75500
[5 empty] | 22550075500 | 447 | 225500 | 75500
[5 empty] | 22650075500 | 447 | 226500 | 75500
[5 empty] | 22750075500 | 447 | 227500 | 75500
[5 empty] | 22850075500 | 447 | 228500 | 75500
[5 empty] | 22950075500 | 447 | 229500 | 75500
[5 empty] | 23050075500 | 447 | 230500 | 75500
[5 empty] | 23150075500 | 447 | 231500 | 75500
[5 empty] | 23250075500 | 447 | 232500 | 75500
[5 empty] | 23350075500 | 447 | 233500 | 75500
[5 empty] | 23450075500 | 447 | 234500 | 75500
[5 empty] | 23550075500 | 447 | 235500 | 75500
[5 empty] | 23650075500 | 447 | 236500 | 75500
[5 empty] | 23750075500 | 447 | 237500 | 75500
[5 empty] | 23850075500 | 447 | 238500 | 75500
[5 empty] | 23950075500 | 447 | 239500 | 75500
[5 empty] | 18550074500 | 447 | 185500 | 74500
[5 empty] | 18650074500 | 447 | 186500 | 74500
[5 empty] | 18750074500 | 447 | 187500 | 74500
[5 empty] | 18850074500 | 447 | 188500 | 74500
[5 empty] | 18950074500 | 447 | 189500 | 74500
[5 empty] | 19050074500 | 447 | 190500 | 74500
[5 empty] | 19150074500 | 447 | 191500 | 74500
[5 empty] | 19250074500 | 447 | 192500 | 74500
[5 empty] | 19350074500 | 447 | 193500 | 74500
[5 empty] | 19450074500 | 447 | 194500 | 74500
[5 empty] | 19550074500 | 447 | 195500 | 74500
[5 empty] | 19650074500 | 447 | 196500 | 74500
[5 empty] | 19750074500 | 447 | 197500 | 74500
[5 empty] | 19850074500 | 447 | 198500 | 74500
[5 empty] | 19950074500 | 447 | 199500 | 74500
[5 empty] | 20050074500 | 447 | 200500 | 74500
[5 empty] | 20150074500 | 447 | 201500 | 74500
[5 empty] | 20250074500 | 447 | 202500 | 74500
[5 empty] | 20350074500 | 447 | 203500 | 74500
[5 empty] | 20450074500 | 447 | 204500 | 74500
[5 empty] | 20550074500 | 447 | 205500 | 74500
[5 empty] | 20650074500 | 447 | 206500 | 74500
[5 empty] | 20750074500 | 447 | 207500 | 74500
[5 empty] | 20850074500 | 447 | 208500 | 74500
[5 empty] | 20950074500 | 447 | 209500 | 74500
[5 empty] | 21050074500 | 447 | 210500 | 74500
[5 empty] | 21150074500 | 447 | 211500 | 74500
[5 empty] | 21250074500 | 447 | 212500 | 74500
[5 empty] | 21350074500 | 447 | 213500 | 74500
[5 empty] | 21450074500 | 447 | 214500 | 74500
[5 empty] | 21550074500 | 447 | 215500 | 74500
[5 empty] | 21650074500 | 447 | 216500 | 74500
[5 empty] | 21750074500 | 447 | 217500 | 74500
[5 empty] | 21850074500 | 447 | 218500 | 74500
[5 empty] | 21950074500 | 447 | 219500 | 74500
[5 empty] | 22050074500 | 447 | 220500 | 74500
[5 empty] | 22150074500 | 447 | 221500 | 74500
[5 empty] | 22250074500 | 447 | 222500 | 74500
[5 empty] | 22350074500 | 447 | 223500 | 74500
[5 empty] | 22450074500 | 447 | 224500 | 74500
[5 empty] | 22550074500 | 447 | 225500 | 74500
[5 empty] | 22650074500 | 447 | 226500 | 74500
[5 empty] | 22750074500 | 447 | 227500 | 74500
[5 empty] | 22850074500 | 447 | 228500 | 74500
[5 empty] | 22950074500 | 447 | 229500 | 74500
[5 empty] | 23050074500 | 447 | 230500 | 74500
[5 empty] | 23150074500 | 447 | 231500 | 74500
[5 empty] | 23250074500 | 447 | 232500 | 74500
[5 empty] | 23350074500 | 447 | 233500 | 74500
[5 empty] | 23450074500 | 447 | 234500 | 74500
[5 empty] | 23550074500 | 447 | 235500 | 74500
[5 empty] | 23650074500 | 447 | 236500 | 74500
[5 empty] | 23750074500 | 447 | 237500 | 74500
[5 empty] | 23850074500 | 447 | 238500 | 74500
[5 empty] | 23950074500 | 447 | 239500 | 74500
[5 empty] | 18550073500 | 447 | 185500 | 73500
[5 empty] | 18650073500 | 447 | 186500 | 73500
[5 empty] | 18750073500 | 447 | 187500 | 73500
[5 empty] | 18850073500 | 447 | 188500 | 73500
[5 empty] | 18950073500 | 447 | 189500 | 73500
[5 empty] | 19050073500 | 447 | 190500 | 73500
[5 empty] | 19150073500 | 447 | 191500 | 73500
[5 empty] | 19250073500 | 447 | 192500 | 73500
[5 empty] | 19350073500 | 447 | 193500 | 73500
[5 empty] | 19450073500 | 447 | 194500 | 73500
[5 empty] | 19550073500 | 447 | 195500 | 73500
[5 empty] | 19650073500 | 447 | 196500 | 73500
[5 empty] | 19750073500 | 447 | 197500 | 73500
[5 empty] | 19850073500 | 447 | 198500 | 73500
[5 empty] | 19950073500 | 447 | 199500 | 73500
[5 empty] | 20050073500 | 447 | 200500 | 73500
[5 empty] | 20150073500 | 447 | 201500 | 73500
[5 empty] | 20250073500 | 447 | 202500 | 73500
[5 empty] | 20350073500 | 447 | 203500 | 73500
[5 empty] | 20450073500 | 447 | 204500 | 73500
[5 empty] | 20550073500 | 447 | 205500 | 73500
[5 empty] | 20650073500 | 447 | 206500 | 73500
[5 empty] | 20750073500 | 447 | 207500 | 73500
[5 empty] | 20850073500 | 447 | 208500 | 73500
[5 empty] | 20950073500 | 447 | 209500 | 73500
[5 empty] | 21050073500 | 447 | 210500 | 73500
[5 empty] | 21150073500 | 447 | 211500 | 73500
[5 empty] | 21250073500 | 447 | 212500 | 73500
[5 empty] | 21350073500 | 447 | 213500 | 73500
[5 empty] | 21450073500 | 447 | 214500 | 73500
[5 empty] | 21550073500 | 447 | 215500 | 73500
[5 empty] | 21650073500 | 447 | 216500 | 73500
[5 empty] | 21750073500 | 447 | 217500 | 73500
[5 empty] | 21850073500 | 447 | 218500 | 73500
[5 empty] | 21950073500 | 447 | 219500 | 73500
[5 empty] | 22050073500 | 447 | 220500 | 73500
[5 empty] | 22150073500 | 447 | 221500 | 73500
[5 empty] | 22250073500 | 447 | 222500 | 73500
[5 empty] | 22350073500 | 447 | 223500 | 73500
[5 empty] | 22450073500 | 447 | 224500 | 73500
[5 empty] | 22550073500 | 447 | 225500 | 73500
[5 empty] | 22650073500 | 447 | 226500 | 73500
[5 empty] | 22750073500 | 447 | 227500 | 73500
[5 empty] | 22850073500 | 447 | 228500 | 73500
[5 empty] | 22950073500 | 447 | 229500 | 73500
[5 empty] | 23050073500 | 447 | 230500 | 73500
[5 empty] | 23150073500 | 447 | 231500 | 73500
[5 empty] | 23250073500 | 447 | 232500 | 73500
[5 empty] | 23350073500 | 447 | 233500 | 73500
[5 empty] | 23450073500 | 447 | 234500 | 73500
[5 empty] | 23550073500 | 447 | 235500 | 73500
[5 empty] | 23650073500 | 447 | 236500 | 73500
[5 empty] | 23750073500 | 447 | 237500 | 73500
[5 empty] | 23850073500 | 447 | 238500 | 73500
[5 empty] | 24050073500 | 447 | 240500 | 73500
[5 empty] | 18450072500 | 447 | 184500 | 72500
[5 empty] | 18550072500 | 447 | 185500 | 72500
[5 empty] | 18650072500 | 447 | 186500 | 72500
[5 empty] | 18750072500 | 447 | 187500 | 72500
[5 empty] | 18850072500 | 447 | 188500 | 72500
[5 empty] | 18950072500 | 447 | 189500 | 72500
[5 empty] | 19050072500 | 447 | 190500 | 72500
[5 empty] | 19150072500 | 447 | 191500 | 72500
[5 empty] | 19250072500 | 447 | 192500 | 72500
[5 empty] | 19350072500 | 447 | 193500 | 72500
[5 empty] | 19450072500 | 447 | 194500 | 72500
[5 empty] | 19550072500 | 447 | 195500 | 72500
[5 empty] | 19650072500 | 447 | 196500 | 72500
[5 empty] | 19750072500 | 447 | 197500 | 72500
[5 empty] | 19850072500 | 447 | 198500 | 72500
[5 empty] | 19950072500 | 447 | 199500 | 72500
[5 empty] | 20050072500 | 447 | 200500 | 72500
[5 empty] | 20150072500 | 447 | 201500 | 72500
[5 empty] | 20250072500 | 447 | 202500 | 72500
[5 empty] | 20350072500 | 447 | 203500 | 72500
[5 empty] | 20450072500 | 447 | 204500 | 72500
[5 empty] | 20550072500 | 447 | 205500 | 72500
[5 empty] | 20650072500 | 447 | 206500 | 72500
[5 empty] | 20750072500 | 447 | 207500 | 72500
[5 empty] | 20850072500 | 447 | 208500 | 72500
[5 empty] | 20950072500 | 447 | 209500 | 72500
[5 empty] | 21050072500 | 447 | 210500 | 72500
[5 empty] | 21150072500 | 447 | 211500 | 72500
[5 empty] | 21250072500 | 447 | 212500 | 72500
[5 empty] | 21350072500 | 447 | 213500 | 72500
[5 empty] | 21450072500 | 447 | 214500 | 72500
[5 empty] | 21550072500 | 447 | 215500 | 72500
[5 empty] | 21650072500 | 447 | 216500 | 72500
[5 empty] | 21750072500 | 447 | 217500 | 72500
[5 empty] | 21850072500 | 447 | 218500 | 72500
[5 empty] | 21950072500 | 447 | 219500 | 72500
[5 empty] | 22050072500 | 447 | 220500 | 72500
[5 empty] | 22150072500 | 447 | 221500 | 72500
[5 empty] | 22250072500 | 447 | 222500 | 72500
[5 empty] | 22350072500 | 447 | 223500 | 72500
[5 empty] | 22450072500 | 447 | 224500 | 72500
[5 empty] | 22550072500 | 447 | 225500 | 72500
[5 empty] | 22650072500 | 447 | 226500 | 72500
[5 empty] | 22750072500 | 447 | 227500 | 72500
[5 empty] | 22850072500 | 447 | 228500 | 72500
[5 empty] | 22950072500 | 447 | 229500 | 72500
[5 empty] | 23050072500 | 447 | 230500 | 72500
[5 empty] | 23150072500 | 447 | 231500 | 72500
[5 empty] | 23250072500 | 447 | 232500 | 72500
[5 empty] | 23350072500 | 447 | 233500 | 72500
[5 empty] | 23450072500 | 447 | 234500 | 72500
[5 empty] | 23550072500 | 447 | 235500 | 72500
[5 empty] | 23650072500 | 447 | 236500 | 72500
[5 empty] | 23750072500 | 447 | 237500 | 72500
[5 empty] | 23850072500 | 447 | 238500 | 72500
[5 empty] | 23950072500 | 447 | 239500 | 72500
[5 empty] | 24050072500 | 447 | 240500 | 72500
[5 empty] | 24150072500 | 447 | 241500 | 72500
[5 empty] | 18450071500 | 447 | 184500 | 71500
[5 empty] | 18550071500 | 447 | 185500 | 71500
[5 empty] | 18650071500 | 447 | 186500 | 71500
[5 empty] | 18750071500 | 447 | 187500 | 71500
[5 empty] | 18850071500 | 447 | 188500 | 71500
[5 empty] | 18950071500 | 447 | 189500 | 71500
[5 empty] | 19050071500 | 447 | 190500 | 71500
[5 empty] | 19150071500 | 447 | 191500 | 71500
[5 empty] | 19250071500 | 447 | 192500 | 71500
[5 empty] | 19350071500 | 447 | 193500 | 71500
[5 empty] | 19450071500 | 447 | 194500 | 71500
[5 empty] | 19550071500 | 447 | 195500 | 71500
[5 empty] | 19650071500 | 447 | 196500 | 71500
[5 empty] | 19750071500 | 447 | 197500 | 71500
[5 empty] | 19850071500 | 447 | 198500 | 71500
[5 empty] | 19950071500 | 447 | 199500 | 71500
[5 empty] | 20050071500 | 447 | 200500 | 71500
[5 empty] | 20150071500 | 447 | 201500 | 71500
[5 empty] | 20250071500 | 447 | 202500 | 71500
[5 empty] | 20350071500 | 447 | 203500 | 71500
[5 empty] | 20450071500 | 447 | 204500 | 71500
[5 empty] | 20550071500 | 447 | 205500 | 71500
[5 empty] | 20650071500 | 447 | 206500 | 71500
[5 empty] | 20750071500 | 447 | 207500 | 71500
[5 empty] | 20850071500 | 447 | 208500 | 71500
[5 empty] | 20950071500 | 447 | 209500 | 71500
[5 empty] | 21050071500 | 447 | 210500 | 71500
[5 empty] | 21150071500 | 447 | 211500 | 71500
[5 empty] | 21250071500 | 447 | 212500 | 71500
[5 empty] | 21350071500 | 447 | 213500 | 71500
[5 empty] | 21450071500 | 447 | 214500 | 71500
[5 empty] | 21550071500 | 447 | 215500 | 71500
[5 empty] | 21650071500 | 447 | 216500 | 71500
[5 empty] | 21750071500 | 447 | 217500 | 71500
[5 empty] | 21850071500 | 447 | 218500 | 71500
[5 empty] | 21950071500 | 447 | 219500 | 71500
[5 empty] | 22050071500 | 447 | 220500 | 71500
[5 empty] | 22150071500 | 447 | 221500 | 71500
[5 empty] | 22250071500 | 447 | 222500 | 71500
[5 empty] | 22350071500 | 447 | 223500 | 71500
[5 empty] | 22450071500 | 447 | 224500 | 71500
[5 empty] | 22550071500 | 447 | 225500 | 71500
[5 empty] | 22650071500 | 447 | 226500 | 71500
[5 empty] | 22750071500 | 447 | 227500 | 71500
[5 empty] | 22850071500 | 447 | 228500 | 71500
[5 empty] | 22950071500 | 447 | 229500 | 71500
[5 empty] | 23050071500 | 447 | 230500 | 71500
[5 empty] | 23150071500 | 447 | 231500 | 71500
[5 empty] | 23250071500 | 447 | 232500 | 71500
[5 empty] | 23350071500 | 447 | 233500 | 71500
[5 empty] | 23450071500 | 447 | 234500 | 71500
[5 empty] | 23550071500 | 447 | 235500 | 71500
[5 empty] | 23650071500 | 447 | 236500 | 71500
[5 empty] | 23750071500 | 447 | 237500 | 71500
[5 empty] | 23850071500 | 447 | 238500 | 71500
[5 empty] | 23950071500 | 447 | 239500 | 71500
[5 empty] | 24050071500 | 447 | 240500 | 71500
[5 empty] | 24150071500 | 447 | 241500 | 71500
[5 empty] | 24250071500 | 447 | 242500 | 71500
[5 empty] | 24350071500 | 447 | 243500 | 71500
[5 empty] | 18450070500 | 447 | 184500 | 70500
[5 empty] | 18550070500 | 447 | 185500 | 70500
[5 empty] | 18650070500 | 447 | 186500 | 70500
[5 empty] | 18750070500 | 447 | 187500 | 70500
[5 empty] | 18850070500 | 447 | 188500 | 70500
[5 empty] | 18950070500 | 447 | 189500 | 70500
[5 empty] | 19050070500 | 447 | 190500 | 70500
[5 empty] | 19150070500 | 447 | 191500 | 70500
[5 empty] | 19250070500 | 447 | 192500 | 70500
[5 empty] | 19350070500 | 447 | 193500 | 70500
[5 empty] | 19450070500 | 447 | 194500 | 70500
[5 empty] | 19550070500 | 447 | 195500 | 70500
[5 empty] | 19650070500 | 447 | 196500 | 70500
[5 empty] | 19750070500 | 447 | 197500 | 70500
[5 empty] | 19850070500 | 447 | 198500 | 70500
[5 empty] | 19950070500 | 447 | 199500 | 70500
[5 empty] | 20050070500 | 447 | 200500 | 70500
[5 empty] | 20150070500 | 447 | 201500 | 70500
[5 empty] | 20250070500 | 447 | 202500 | 70500
[5 empty] | 20350070500 | 447 | 203500 | 70500
[5 empty] | 20450070500 | 447 | 204500 | 70500
[5 empty] | 20550070500 | 447 | 205500 | 70500
[5 empty] | 20650070500 | 447 | 206500 | 70500
[5 empty] | 20750070500 | 447 | 207500 | 70500
[5 empty] | 20850070500 | 447 | 208500 | 70500
[5 empty] | 20950070500 | 447 | 209500 | 70500
[5 empty] | 21050070500 | 447 | 210500 | 70500
[5 empty] | 21150070500 | 447 | 211500 | 70500
[5 empty] | 21250070500 | 447 | 212500 | 70500
[5 empty] | 21350070500 | 447 | 213500 | 70500
[5 empty] | 21450070500 | 447 | 214500 | 70500
[5 empty] | 21550070500 | 447 | 215500 | 70500
[5 empty] | 21650070500 | 447 | 216500 | 70500
[5 empty] | 21750070500 | 447 | 217500 | 70500
[5 empty] | 21850070500 | 447 | 218500 | 70500
[5 empty] | 21950070500 | 447 | 219500 | 70500
[5 empty] | 22050070500 | 447 | 220500 | 70500
[5 empty] | 22150070500 | 447 | 221500 | 70500
[5 empty] | 22250070500 | 447 | 222500 | 70500
[5 empty] | 22350070500 | 447 | 223500 | 70500
[5 empty] | 22450070500 | 447 | 224500 | 70500
[5 empty] | 22550070500 | 447 | 225500 | 70500
[5 empty] | 22650070500 | 447 | 226500 | 70500
[5 empty] | 22750070500 | 447 | 227500 | 70500
[5 empty] | 22850070500 | 447 | 228500 | 70500
[5 empty] | 22950070500 | 447 | 229500 | 70500
[5 empty] | 23050070500 | 447 | 230500 | 70500
[5 empty] | 23150070500 | 447 | 231500 | 70500
[5 empty] | 23250070500 | 447 | 232500 | 70500
[5 empty] | 23350070500 | 447 | 233500 | 70500
[5 empty] | 23450070500 | 447 | 234500 | 70500
[5 empty] | 23550070500 | 447 | 235500 | 70500
[5 empty] | 23650070500 | 447 | 236500 | 70500
[5 empty] | 23750070500 | 447 | 237500 | 70500
[5 empty] | 23850070500 | 447 | 238500 | 70500
[5 empty] | 23950070500 | 447 | 239500 | 70500
[5 empty] | 24050070500 | 447 | 240500 | 70500
[5 empty] | 24150070500 | 447 | 241500 | 70500
[5 empty] | 24250070500 | 447 | 242500 | 70500
[5 empty] | 24350070500 | 447 | 243500 | 70500
[5 empty] | 18450069500 | 447 | 184500 | 69500
[5 empty] | 18550069500 | 447 | 185500 | 69500
[5 empty] | 18650069500 | 447 | 186500 | 69500
[5 empty] | 18750069500 | 447 | 187500 | 69500
[5 empty] | 18850069500 | 447 | 188500 | 69500
[5 empty] | 18950069500 | 447 | 189500 | 69500
[5 empty] | 19050069500 | 447 | 190500 | 69500
[5 empty] | 19150069500 | 447 | 191500 | 69500
[5 empty] | 19250069500 | 447 | 192500 | 69500
[5 empty] | 19350069500 | 447 | 193500 | 69500
[5 empty] | 19450069500 | 447 | 194500 | 69500
[5 empty] | 19550069500 | 447 | 195500 | 69500
[5 empty] | 19650069500 | 447 | 196500 | 69500
[5 empty] | 19750069500 | 447 | 197500 | 69500
[5 empty] | 19850069500 | 447 | 198500 | 69500
[5 empty] | 19950069500 | 447 | 199500 | 69500
[5 empty] | 20050069500 | 447 | 200500 | 69500
[5 empty] | 20150069500 | 447 | 201500 | 69500
[5 empty] | 20250069500 | 447 | 202500 | 69500
[5 empty] | 20350069500 | 447 | 203500 | 69500
[5 empty] | 20450069500 | 447 | 204500 | 69500
[5 empty] | 20550069500 | 447 | 205500 | 69500
[5 empty] | 20650069500 | 447 | 206500 | 69500
[5 empty] | 20750069500 | 447 | 207500 | 69500
[5 empty] | 20850069500 | 447 | 208500 | 69500
[5 empty] | 20950069500 | 447 | 209500 | 69500
[5 empty] | 21050069500 | 447 | 210500 | 69500
[5 empty] | 21150069500 | 447 | 211500 | 69500
[5 empty] | 21250069500 | 447 | 212500 | 69500
[5 empty] | 21350069500 | 447 | 213500 | 69500
[5 empty] | 21450069500 | 447 | 214500 | 69500
[5 empty] | 21550069500 | 447 | 215500 | 69500
[5 empty] | 21650069500 | 447 | 216500 | 69500
[5 empty] | 21750069500 | 447 | 217500 | 69500
[5 empty] | 21850069500 | 447 | 218500 | 69500
[5 empty] | 21950069500 | 447 | 219500 | 69500
[5 empty] | 22050069500 | 447 | 220500 | 69500
[5 empty] | 22150069500 | 447 | 221500 | 69500
[5 empty] | 22250069500 | 447 | 222500 | 69500
[5 empty] | 22350069500 | 447 | 223500 | 69500
[5 empty] | 22450069500 | 447 | 224500 | 69500
[5 empty] | 22550069500 | 447 | 225500 | 69500
[5 empty] | 22650069500 | 447 | 226500 | 69500
[5 empty] | 22750069500 | 447 | 227500 | 69500
[5 empty] | 22850069500 | 447 | 228500 | 69500
[5 empty] | 22950069500 | 447 | 229500 | 69500
[5 empty] | 23050069500 | 447 | 230500 | 69500
[5 empty] | 23150069500 | 447 | 231500 | 69500
[5 empty] | 23250069500 | 447 | 232500 | 69500
[5 empty] | 23350069500 | 447 | 233500 | 69500
[5 empty] | 23450069500 | 447 | 234500 | 69500
[5 empty] | 23550069500 | 447 | 235500 | 69500
[5 empty] | 23650069500 | 447 | 236500 | 69500
[5 empty] | 23750069500 | 447 | 237500 | 69500
[5 empty] | 23850069500 | 447 | 238500 | 69500
[5 empty] | 23950069500 | 447 | 239500 | 69500
[5 empty] | 24050069500 | 447 | 240500 | 69500
[5 empty] | 24150069500 | 447 | 241500 | 69500
[5 empty] | 24250069500 | 447 | 242500 | 69500
[5 empty] | 24350069500 | 447 | 243500 | 69500
[5 empty] | 18450068500 | 447 | 184500 | 68500
[5 empty] | 18550068500 | 447 | 185500 | 68500
[5 empty] | 18650068500 | 447 | 186500 | 68500
[5 empty] | 18750068500 | 447 | 187500 | 68500
[5 empty] | 18850068500 | 447 | 188500 | 68500
[5 empty] | 18950068500 | 447 | 189500 | 68500
[5 empty] | 19050068500 | 447 | 190500 | 68500
[5 empty] | 19150068500 | 447 | 191500 | 68500
[5 empty] | 19250068500 | 447 | 192500 | 68500
[5 empty] | 19350068500 | 447 | 193500 | 68500
[5 empty] | 19450068500 | 447 | 194500 | 68500
[5 empty] | 19550068500 | 447 | 195500 | 68500
[5 empty] | 19650068500 | 447 | 196500 | 68500
[5 empty] | 19750068500 | 447 | 197500 | 68500
[5 empty] | 19850068500 | 447 | 198500 | 68500
[5 empty] | 19950068500 | 447 | 199500 | 68500
[5 empty] | 20050068500 | 447 | 200500 | 68500
[5 empty] | 20150068500 | 447 | 201500 | 68500
[5 empty] | 20250068500 | 447 | 202500 | 68500
[5 empty] | 20350068500 | 447 | 203500 | 68500
[5 empty] | 20450068500 | 447 | 204500 | 68500
[5 empty] | 20550068500 | 447 | 205500 | 68500
[5 empty] | 20650068500 | 447 | 206500 | 68500
[5 empty] | 20750068500 | 447 | 207500 | 68500
[5 empty] | 20850068500 | 447 | 208500 | 68500
[5 empty] | 20950068500 | 447 | 209500 | 68500
[5 empty] | 21050068500 | 447 | 210500 | 68500
[5 empty] | 21150068500 | 447 | 211500 | 68500
[5 empty] | 21250068500 | 447 | 212500 | 68500
[5 empty] | 21350068500 | 447 | 213500 | 68500
[5 empty] | 21450068500 | 447 | 214500 | 68500
[5 empty] | 21550068500 | 447 | 215500 | 68500
[5 empty] | 21650068500 | 447 | 216500 | 68500
[5 empty] | 21750068500 | 447 | 217500 | 68500
[5 empty] | 21850068500 | 447 | 218500 | 68500
[5 empty] | 21950068500 | 447 | 219500 | 68500
[5 empty] | 22050068500 | 447 | 220500 | 68500
[5 empty] | 22150068500 | 447 | 221500 | 68500
[5 empty] | 22250068500 | 447 | 222500 | 68500
[5 empty] | 22350068500 | 447 | 223500 | 68500
[5 empty] | 22450068500 | 447 | 224500 | 68500
[5 empty] | 22550068500 | 447 | 225500 | 68500
[5 empty] | 22650068500 | 447 | 226500 | 68500
[5 empty] | 22750068500 | 447 | 227500 | 68500
[5 empty] | 22850068500 | 447 | 228500 | 68500
[5 empty] | 22950068500 | 447 | 229500 | 68500
[5 empty] | 23050068500 | 447 | 230500 | 68500
[5 empty] | 23150068500 | 447 | 231500 | 68500
[5 empty] | 23250068500 | 447 | 232500 | 68500
[5 empty] | 23350068500 | 447 | 233500 | 68500
[5 empty] | 23450068500 | 447 | 234500 | 68500
[5 empty] | 23550068500 | 447 | 235500 | 68500
[5 empty] | 23650068500 | 447 | 236500 | 68500
[5 empty] | 23750068500 | 447 | 237500 | 68500
[5 empty] | 23850068500 | 447 | 238500 | 68500
[5 empty] | 23950068500 | 447 | 239500 | 68500
[5 empty] | 24050068500 | 447 | 240500 | 68500
[5 empty] | 24150068500 | 447 | 241500 | 68500
[5 empty] | 24250068500 | 447 | 242500 | 68500
[5 empty] | 24350068500 | 447 | 243500 | 68500
[5 empty] | 18450067500 | 447 | 184500 | 67500
[5 empty] | 18550067500 | 447 | 185500 | 67500
[5 empty] | 18650067500 | 447 | 186500 | 67500
[5 empty] | 18750067500 | 447 | 187500 | 67500
[5 empty] | 18850067500 | 447 | 188500 | 67500
[5 empty] | 18950067500 | 447 | 189500 | 67500
[5 empty] | 19050067500 | 447 | 190500 | 67500
[5 empty] | 19150067500 | 447 | 191500 | 67500
[5 empty] | 19250067500 | 447 | 192500 | 67500
[5 empty] | 19350067500 | 447 | 193500 | 67500
[5 empty] | 19450067500 | 447 | 194500 | 67500
[5 empty] | 19550067500 | 447 | 195500 | 67500
[5 empty] | 19650067500 | 447 | 196500 | 67500
[5 empty] | 19750067500 | 447 | 197500 | 67500
[5 empty] | 19850067500 | 447 | 198500 | 67500
[5 empty] | 19950067500 | 447 | 199500 | 67500
[5 empty] | 20050067500 | 447 | 200500 | 67500
[5 empty] | 20150067500 | 447 | 201500 | 67500
[5 empty] | 20250067500 | 447 | 202500 | 67500
[5 empty] | 20350067500 | 447 | 203500 | 67500
[5 empty] | 20450067500 | 447 | 204500 | 67500
[5 empty] | 20550067500 | 447 | 205500 | 67500
[5 empty] | 20650067500 | 447 | 206500 | 67500
[5 empty] | 20750067500 | 447 | 207500 | 67500
[5 empty] | 20850067500 | 447 | 208500 | 67500
[5 empty] | 20950067500 | 447 | 209500 | 67500
[5 empty] | 21050067500 | 447 | 210500 | 67500
[5 empty] | 21150067500 | 447 | 211500 | 67500
[5 empty] | 21250067500 | 447 | 212500 | 67500
[5 empty] | 21350067500 | 447 | 213500 | 67500
[5 empty] | 21450067500 | 447 | 214500 | 67500
[5 empty] | 21550067500 | 447 | 215500 | 67500
[5 empty] | 21650067500 | 447 | 216500 | 67500
[5 empty] | 21750067500 | 447 | 217500 | 67500
[5 empty] | 21850067500 | 447 | 218500 | 67500
[5 empty] | 21950067500 | 447 | 219500 | 67500
[5 empty] | 22050067500 | 447 | 220500 | 67500
[5 empty] | 22150067500 | 447 | 221500 | 67500
[5 empty] | 22250067500 | 447 | 222500 | 67500
[5 empty] | 22350067500 | 447 | 223500 | 67500
[5 empty] | 22450067500 | 447 | 224500 | 67500
[5 empty] | 22550067500 | 447 | 225500 | 67500
[5 empty] | 22650067500 | 447 | 226500 | 67500
[5 empty] | 22750067500 | 447 | 227500 | 67500
[5 empty] | 22850067500 | 447 | 228500 | 67500
[5 empty] | 22950067500 | 447 | 229500 | 67500
[5 empty] | 23050067500 | 447 | 230500 | 67500
[5 empty] | 23150067500 | 447 | 231500 | 67500
[5 empty] | 23250067500 | 447 | 232500 | 67500
[5 empty] | 23350067500 | 447 | 233500 | 67500
[5 empty] | 23450067500 | 447 | 234500 | 67500
[5 empty] | 23550067500 | 447 | 235500 | 67500
[5 empty] | 23650067500 | 447 | 236500 | 67500
[5 empty] | 23750067500 | 447 | 237500 | 67500
[5 empty] | 23850067500 | 447 | 238500 | 67500
[5 empty] | 23950067500 | 447 | 239500 | 67500
[5 empty] | 24050067500 | 447 | 240500 | 67500
[5 empty] | 24150067500 | 447 | 241500 | 67500
[5 empty] | 24250067500 | 447 | 242500 | 67500
[5 empty] | 18450066500 | 447 | 184500 | 66500
[5 empty] | 18550066500 | 447 | 185500 | 66500
[5 empty] | 18650066500 | 447 | 186500 | 66500
[5 empty] | 18750066500 | 447 | 187500 | 66500
[5 empty] | 18850066500 | 447 | 188500 | 66500
[5 empty] | 18950066500 | 447 | 189500 | 66500
[5 empty] | 19050066500 | 447 | 190500 | 66500
[5 empty] | 19150066500 | 447 | 191500 | 66500
[5 empty] | 19250066500 | 447 | 192500 | 66500
[5 empty] | 19350066500 | 447 | 193500 | 66500
[5 empty] | 19450066500 | 447 | 194500 | 66500
[5 empty] | 19550066500 | 447 | 195500 | 66500
[5 empty] | 19650066500 | 447 | 196500 | 66500
[5 empty] | 19750066500 | 447 | 197500 | 66500
[5 empty] | 19850066500 | 447 | 198500 | 66500
[5 empty] | 19950066500 | 447 | 199500 | 66500
[5 empty] | 20050066500 | 447 | 200500 | 66500
[5 empty] | 20150066500 | 447 | 201500 | 66500
[5 empty] | 20250066500 | 447 | 202500 | 66500
[5 empty] | 20350066500 | 447 | 203500 | 66500
[5 empty] | 20450066500 | 447 | 204500 | 66500
[5 empty] | 20550066500 | 447 | 205500 | 66500
[5 empty] | 20650066500 | 447 | 206500 | 66500
[5 empty] | 20750066500 | 447 | 207500 | 66500
[5 empty] | 20850066500 | 447 | 208500 | 66500
[5 empty] | 20950066500 | 447 | 209500 | 66500
[5 empty] | 21050066500 | 447 | 210500 | 66500
[5 empty] | 21150066500 | 447 | 211500 | 66500
[5 empty] | 21250066500 | 447 | 212500 | 66500
[5 empty] | 21350066500 | 447 | 213500 | 66500
[5 empty] | 21450066500 | 447 | 214500 | 66500
[5 empty] | 21550066500 | 447 | 215500 | 66500
[5 empty] | 21650066500 | 447 | 216500 | 66500
[5 empty] | 21750066500 | 447 | 217500 | 66500
[5 empty] | 21850066500 | 447 | 218500 | 66500
[5 empty] | 21950066500 | 447 | 219500 | 66500
[5 empty] | 22050066500 | 447 | 220500 | 66500
[5 empty] | 22150066500 | 447 | 221500 | 66500
[5 empty] | 22250066500 | 447 | 222500 | 66500
[5 empty] | 22350066500 | 447 | 223500 | 66500
[5 empty] | 22450066500 | 447 | 224500 | 66500
[5 empty] | 22550066500 | 447 | 225500 | 66500
[5 empty] | 22650066500 | 447 | 226500 | 66500
[5 empty] | 22750066500 | 447 | 227500 | 66500
[5 empty] | 22850066500 | 447 | 228500 | 66500
[5 empty] | 22950066500 | 447 | 229500 | 66500
[5 empty] | 23050066500 | 447 | 230500 | 66500
[5 empty] | 23150066500 | 447 | 231500 | 66500
[5 empty] | 23250066500 | 447 | 232500 | 66500
[5 empty] | 23350066500 | 447 | 233500 | 66500
[5 empty] | 23450066500 | 447 | 234500 | 66500
[5 empty] | 23550066500 | 447 | 235500 | 66500
[5 empty] | 23650066500 | 447 | 236500 | 66500
[5 empty] | 23750066500 | 447 | 237500 | 66500
[5 empty] | 23850066500 | 447 | 238500 | 66500
[5 empty] | 23950066500 | 447 | 239500 | 66500
[5 empty] | 24050066500 | 447 | 240500 | 66500
[5 empty] | 24150066500 | 447 | 241500 | 66500
[5 empty] | 24250066500 | 447 | 242500 | 66500
[5 empty] | 18450065500 | 447 | 184500 | 65500
[5 empty] | 18550065500 | 447 | 185500 | 65500
[5 empty] | 18650065500 | 447 | 186500 | 65500
[5 empty] | 18750065500 | 447 | 187500 | 65500
[5 empty] | 18850065500 | 447 | 188500 | 65500
[5 empty] | 18950065500 | 447 | 189500 | 65500
[5 empty] | 19050065500 | 447 | 190500 | 65500
[5 empty] | 19150065500 | 447 | 191500 | 65500
[5 empty] | 19250065500 | 447 | 192500 | 65500
[5 empty] | 19350065500 | 447 | 193500 | 65500
[5 empty] | 19450065500 | 447 | 194500 | 65500
[5 empty] | 19550065500 | 447 | 195500 | 65500
[5 empty] | 19650065500 | 447 | 196500 | 65500
[5 empty] | 19750065500 | 447 | 197500 | 65500
[5 empty] | 19850065500 | 447 | 198500 | 65500
[5 empty] | 19950065500 | 447 | 199500 | 65500
[5 empty] | 20050065500 | 447 | 200500 | 65500
[5 empty] | 20150065500 | 447 | 201500 | 65500
[5 empty] | 20250065500 | 447 | 202500 | 65500
[5 empty] | 20350065500 | 447 | 203500 | 65500
[5 empty] | 20450065500 | 447 | 204500 | 65500
[5 empty] | 20550065500 | 447 | 205500 | 65500
[5 empty] | 20650065500 | 447 | 206500 | 65500
[5 empty] | 20750065500 | 447 | 207500 | 65500
[5 empty] | 20850065500 | 447 | 208500 | 65500
[5 empty] | 20950065500 | 447 | 209500 | 65500
[5 empty] | 21050065500 | 447 | 210500 | 65500
[5 empty] | 21150065500 | 447 | 211500 | 65500
[5 empty] | 21250065500 | 447 | 212500 | 65500
[5 empty] | 21350065500 | 447 | 213500 | 65500
[5 empty] | 21450065500 | 447 | 214500 | 65500
[5 empty] | 21550065500 | 447 | 215500 | 65500
[5 empty] | 21650065500 | 447 | 216500 | 65500
[5 empty] | 21750065500 | 447 | 217500 | 65500
[5 empty] | 21850065500 | 447 | 218500 | 65500
[5 empty] | 21950065500 | 447 | 219500 | 65500
[5 empty] | 22050065500 | 447 | 220500 | 65500
[5 empty] | 22150065500 | 447 | 221500 | 65500
[5 empty] | 22250065500 | 447 | 222500 | 65500
[5 empty] | 22350065500 | 447 | 223500 | 65500
[5 empty] | 22450065500 | 447 | 224500 | 65500
[5 empty] | 22550065500 | 447 | 225500 | 65500
[5 empty] | 22650065500 | 447 | 226500 | 65500
[5 empty] | 22750065500 | 447 | 227500 | 65500
[5 empty] | 22850065500 | 447 | 228500 | 65500
[5 empty] | 22950065500 | 447 | 229500 | 65500
[5 empty] | 23050065500 | 447 | 230500 | 65500
[5 empty] | 23150065500 | 447 | 231500 | 65500
[5 empty] | 23250065500 | 447 | 232500 | 65500
[5 empty] | 23350065500 | 447 | 233500 | 65500
[5 empty] | 23450065500 | 447 | 234500 | 65500
[5 empty] | 23550065500 | 447 | 235500 | 65500
[5 empty] | 23650065500 | 447 | 236500 | 65500
[5 empty] | 23750065500 | 447 | 237500 | 65500
[5 empty] | 23850065500 | 447 | 238500 | 65500
[5 empty] | 23950065500 | 447 | 239500 | 65500
[5 empty] | 24050065500 | 447 | 240500 | 65500
[5 empty] | 24150065500 | 447 | 241500 | 65500
[5 empty] | 18350064500 | 447 | 183500 | 64500
[5 empty] | 18450064500 | 447 | 184500 | 64500
[5 empty] | 18550064500 | 447 | 185500 | 64500
[5 empty] | 18650064500 | 447 | 186500 | 64500
[5 empty] | 18750064500 | 447 | 187500 | 64500
[5 empty] | 18850064500 | 447 | 188500 | 64500
[5 empty] | 18950064500 | 447 | 189500 | 64500
[5 empty] | 19050064500 | 447 | 190500 | 64500
[5 empty] | 19150064500 | 447 | 191500 | 64500
[5 empty] | 19250064500 | 447 | 192500 | 64500
[5 empty] | 19350064500 | 447 | 193500 | 64500
[5 empty] | 19450064500 | 447 | 194500 | 64500
[5 empty] | 19550064500 | 447 | 195500 | 64500
[5 empty] | 19650064500 | 447 | 196500 | 64500
[5 empty] | 19750064500 | 447 | 197500 | 64500
[5 empty] | 19850064500 | 447 | 198500 | 64500
[5 empty] | 19950064500 | 447 | 199500 | 64500
[5 empty] | 20050064500 | 447 | 200500 | 64500
[5 empty] | 20150064500 | 447 | 201500 | 64500
[5 empty] | 20250064500 | 447 | 202500 | 64500
[5 empty] | 20350064500 | 447 | 203500 | 64500
[5 empty] | 20450064500 | 447 | 204500 | 64500
[5 empty] | 20550064500 | 447 | 205500 | 64500
[5 empty] | 20650064500 | 447 | 206500 | 64500
[5 empty] | 20750064500 | 447 | 207500 | 64500
[5 empty] | 20850064500 | 447 | 208500 | 64500
[5 empty] | 20950064500 | 447 | 209500 | 64500
[5 empty] | 21050064500 | 447 | 210500 | 64500
[5 empty] | 21150064500 | 447 | 211500 | 64500
[5 empty] | 21250064500 | 447 | 212500 | 64500
[5 empty] | 21350064500 | 447 | 213500 | 64500
[5 empty] | 21450064500 | 447 | 214500 | 64500
[5 empty] | 21550064500 | 447 | 215500 | 64500
[5 empty] | 21650064500 | 447 | 216500 | 64500
[5 empty] | 21750064500 | 447 | 217500 | 64500
[5 empty] | 21850064500 | 447 | 218500 | 64500
[5 empty] | 21950064500 | 447 | 219500 | 64500
[5 empty] | 22050064500 | 447 | 220500 | 64500
[5 empty] | 22150064500 | 447 | 221500 | 64500
[5 empty] | 22250064500 | 447 | 222500 | 64500
[5 empty] | 22350064500 | 447 | 223500 | 64500
[5 empty] | 22450064500 | 447 | 224500 | 64500
[5 empty] | 22550064500 | 447 | 225500 | 64500
[5 empty] | 22650064500 | 447 | 226500 | 64500
[5 empty] | 22750064500 | 447 | 227500 | 64500
[5 empty] | 22850064500 | 447 | 228500 | 64500
[5 empty] | 22950064500 | 447 | 229500 | 64500
[5 empty] | 23050064500 | 447 | 230500 | 64500
[5 empty] | 23150064500 | 447 | 231500 | 64500
[5 empty] | 23250064500 | 447 | 232500 | 64500
[5 empty] | 23350064500 | 447 | 233500 | 64500
[5 empty] | 23450064500 | 447 | 234500 | 64500
[5 empty] | 23550064500 | 447 | 235500 | 64500
[5 empty] | 23650064500 | 447 | 236500 | 64500
[5 empty] | 23750064500 | 447 | 237500 | 64500
[5 empty] | 23850064500 | 447 | 238500 | 64500
[5 empty] | 23950064500 | 447 | 239500 | 64500
[5 empty] | 24050064500 | 447 | 240500 | 64500
[5 empty] | 24250064500 | 447 | 242500 | 64500
[5 empty] | 17950063500 | 447 | 179500 | 63500
[5 empty] | 18050063500 | 447 | 180500 | 63500
[5 empty] | 18250063500 | 447 | 182500 | 63500
[5 empty] | 18350063500 | 447 | 183500 | 63500
[5 empty] | 18450063500 | 447 | 184500 | 63500
[5 empty] | 18550063500 | 447 | 185500 | 63500
[5 empty] | 18650063500 | 447 | 186500 | 63500
[5 empty] | 18750063500 | 447 | 187500 | 63500
[5 empty] | 18850063500 | 447 | 188500 | 63500
[5 empty] | 18950063500 | 447 | 189500 | 63500
[5 empty] | 19050063500 | 447 | 190500 | 63500
[5 empty] | 19150063500 | 447 | 191500 | 63500
[5 empty] | 19250063500 | 447 | 192500 | 63500
[5 empty] | 19350063500 | 447 | 193500 | 63500
[5 empty] | 19450063500 | 447 | 194500 | 63500
[5 empty] | 19550063500 | 447 | 195500 | 63500
[5 empty] | 19650063500 | 447 | 196500 | 63500
[5 empty] | 19750063500 | 447 | 197500 | 63500
[5 empty] | 19850063500 | 447 | 198500 | 63500
[5 empty] | 19950063500 | 447 | 199500 | 63500
[5 empty] | 20050063500 | 447 | 200500 | 63500
[5 empty] | 20150063500 | 447 | 201500 | 63500
[5 empty] | 20250063500 | 447 | 202500 | 63500
[5 empty] | 20350063500 | 447 | 203500 | 63500
[5 empty] | 20450063500 | 447 | 204500 | 63500
[5 empty] | 20550063500 | 447 | 205500 | 63500
[5 empty] | 20650063500 | 447 | 206500 | 63500
[5 empty] | 20750063500 | 447 | 207500 | 63500
[5 empty] | 20850063500 | 447 | 208500 | 63500
[5 empty] | 20950063500 | 447 | 209500 | 63500
[5 empty] | 21050063500 | 447 | 210500 | 63500
[5 empty] | 21150063500 | 447 | 211500 | 63500
[5 empty] | 21250063500 | 447 | 212500 | 63500
[5 empty] | 21350063500 | 447 | 213500 | 63500
[5 empty] | 21450063500 | 447 | 214500 | 63500
[5 empty] | 21550063500 | 447 | 215500 | 63500
[5 empty] | 21650063500 | 447 | 216500 | 63500
[5 empty] | 21750063500 | 447 | 217500 | 63500
[5 empty] | 21850063500 | 447 | 218500 | 63500
[5 empty] | 21950063500 | 447 | 219500 | 63500
[5 empty] | 22050063500 | 447 | 220500 | 63500
[5 empty] | 22150063500 | 447 | 221500 | 63500
[5 empty] | 22250063500 | 447 | 222500 | 63500
[5 empty] | 22350063500 | 447 | 223500 | 63500
[5 empty] | 22450063500 | 447 | 224500 | 63500
[5 empty] | 22550063500 | 447 | 225500 | 63500
[5 empty] | 22650063500 | 447 | 226500 | 63500
[5 empty] | 22750063500 | 447 | 227500 | 63500
[5 empty] | 22850063500 | 447 | 228500 | 63500
[5 empty] | 22950063500 | 447 | 229500 | 63500
[5 empty] | 23050063500 | 447 | 230500 | 63500
[5 empty] | 23150063500 | 447 | 231500 | 63500
[5 empty] | 23250063500 | 447 | 232500 | 63500
[5 empty] | 23350063500 | 447 | 233500 | 63500
[5 empty] | 23450063500 | 447 | 234500 | 63500
[5 empty] | 23550063500 | 447 | 235500 | 63500
[5 empty] | 23650063500 | 447 | 236500 | 63500
[5 empty] | 23750063500 | 447 | 237500 | 63500
[5 empty] | 23850063500 | 447 | 238500 | 63500
[5 empty] | 23950063500 | 447 | 239500 | 63500
[5 empty] | 24050063500 | 447 | 240500 | 63500
[5 empty] | 24150063500 | 447 | 241500 | 63500
[5 empty] | 24250063500 | 447 | 242500 | 63500
[5 empty] | 17950062500 | 447 | 179500 | 62500
[5 empty] | 18050062500 | 447 | 180500 | 62500
[5 empty] | 18150062500 | 447 | 181500 | 62500
[5 empty] | 18250062500 | 447 | 182500 | 62500
[5 empty] | 18350062500 | 447 | 183500 | 62500
[5 empty] | 18450062500 | 447 | 184500 | 62500
[5 empty] | 18550062500 | 447 | 185500 | 62500
[5 empty] | 18650062500 | 447 | 186500 | 62500
[5 empty] | 18750062500 | 447 | 187500 | 62500
[5 empty] | 18850062500 | 447 | 188500 | 62500
[5 empty] | 18950062500 | 447 | 189500 | 62500
[5 empty] | 19050062500 | 447 | 190500 | 62500
[5 empty] | 19150062500 | 447 | 191500 | 62500
[5 empty] | 19250062500 | 447 | 192500 | 62500
[5 empty] | 19350062500 | 447 | 193500 | 62500
[5 empty] | 19450062500 | 447 | 194500 | 62500
[5 empty] | 19550062500 | 447 | 195500 | 62500
[5 empty] | 19650062500 | 447 | 196500 | 62500
[5 empty] | 19750062500 | 447 | 197500 | 62500
[5 empty] | 19850062500 | 447 | 198500 | 62500
[5 empty] | 19950062500 | 447 | 199500 | 62500
[5 empty] | 20050062500 | 447 | 200500 | 62500
[5 empty] | 20150062500 | 447 | 201500 | 62500
[5 empty] | 20250062500 | 447 | 202500 | 62500
[5 empty] | 20350062500 | 447 | 203500 | 62500
[5 empty] | 20450062500 | 447 | 204500 | 62500
[5 empty] | 20550062500 | 447 | 205500 | 62500
[5 empty] | 20650062500 | 447 | 206500 | 62500
[5 empty] | 20750062500 | 447 | 207500 | 62500
[5 empty] | 20850062500 | 447 | 208500 | 62500
[5 empty] | 20950062500 | 447 | 209500 | 62500
[5 empty] | 21050062500 | 447 | 210500 | 62500
[5 empty] | 21150062500 | 447 | 211500 | 62500
[5 empty] | 21250062500 | 447 | 212500 | 62500
[5 empty] | 21350062500 | 447 | 213500 | 62500
[5 empty] | 21450062500 | 447 | 214500 | 62500
[5 empty] | 21550062500 | 447 | 215500 | 62500
[5 empty] | 21650062500 | 447 | 216500 | 62500
[5 empty] | 21750062500 | 447 | 217500 | 62500
[5 empty] | 21850062500 | 447 | 218500 | 62500
[5 empty] | 21950062500 | 447 | 219500 | 62500
[5 empty] | 22050062500 | 447 | 220500 | 62500
[5 empty] | 22150062500 | 447 | 221500 | 62500
[5 empty] | 22250062500 | 447 | 222500 | 62500
[5 empty] | 22350062500 | 447 | 223500 | 62500
[5 empty] | 22450062500 | 447 | 224500 | 62500
[5 empty] | 22550062500 | 447 | 225500 | 62500
[5 empty] | 22650062500 | 447 | 226500 | 62500
[5 empty] | 22750062500 | 447 | 227500 | 62500
[5 empty] | 22850062500 | 447 | 228500 | 62500
[5 empty] | 22950062500 | 447 | 229500 | 62500
[5 empty] | 23050062500 | 447 | 230500 | 62500
[5 empty] | 23150062500 | 447 | 231500 | 62500
[5 empty] | 23250062500 | 447 | 232500 | 62500
[5 empty] | 23350062500 | 447 | 233500 | 62500
[5 empty] | 23450062500 | 447 | 234500 | 62500
[5 empty] | 23550062500 | 447 | 235500 | 62500
[5 empty] | 23650062500 | 447 | 236500 | 62500
[5 empty] | 23750062500 | 447 | 237500 | 62500
[5 empty] | 23850062500 | 447 | 238500 | 62500
[5 empty] | 23950062500 | 447 | 239500 | 62500
[5 empty] | 24050062500 | 447 | 240500 | 62500
[5 empty] | 24150062500 | 447 | 241500 | 62500
[5 empty] | 24250062500 | 447 | 242500 | 62500
[5 empty] | 24350062500 | 447 | 243500 | 62500
[5 empty] | 17750061500 | 447 | 177500 | 61500
[5 empty] | 17850061500 | 447 | 178500 | 61500
[5 empty] | 17950061500 | 447 | 179500 | 61500
[5 empty] | 18050061500 | 447 | 180500 | 61500
[5 empty] | 18150061500 | 447 | 181500 | 61500
[5 empty] | 18250061500 | 447 | 182500 | 61500
[5 empty] | 18350061500 | 447 | 183500 | 61500
[5 empty] | 18450061500 | 447 | 184500 | 61500
[5 empty] | 18550061500 | 447 | 185500 | 61500
[5 empty] | 18650061500 | 447 | 186500 | 61500
[5 empty] | 18750061500 | 447 | 187500 | 61500
[5 empty] | 18850061500 | 447 | 188500 | 61500
[5 empty] | 18950061500 | 447 | 189500 | 61500
[5 empty] | 19050061500 | 447 | 190500 | 61500
[5 empty] | 19150061500 | 447 | 191500 | 61500
[5 empty] | 19250061500 | 447 | 192500 | 61500
[5 empty] | 19350061500 | 447 | 193500 | 61500
[5 empty] | 19450061500 | 447 | 194500 | 61500
[5 empty] | 19550061500 | 447 | 195500 | 61500
[5 empty] | 19650061500 | 447 | 196500 | 61500
[5 empty] | 19750061500 | 447 | 197500 | 61500
[5 empty] | 19850061500 | 447 | 198500 | 61500
[5 empty] | 19950061500 | 447 | 199500 | 61500
[5 empty] | 20050061500 | 447 | 200500 | 61500
[5 empty] | 20150061500 | 447 | 201500 | 61500
[5 empty] | 20250061500 | 447 | 202500 | 61500
[5 empty] | 20350061500 | 447 | 203500 | 61500
[5 empty] | 20450061500 | 447 | 204500 | 61500
[5 empty] | 20550061500 | 447 | 205500 | 61500
[5 empty] | 20650061500 | 447 | 206500 | 61500
[5 empty] | 20750061500 | 447 | 207500 | 61500
[5 empty] | 20850061500 | 447 | 208500 | 61500
[5 empty] | 20950061500 | 447 | 209500 | 61500
[5 empty] | 21050061500 | 447 | 210500 | 61500
[5 empty] | 21150061500 | 447 | 211500 | 61500
[5 empty] | 21250061500 | 447 | 212500 | 61500
[5 empty] | 21350061500 | 447 | 213500 | 61500
[5 empty] | 21450061500 | 447 | 214500 | 61500
[5 empty] | 21550061500 | 447 | 215500 | 61500
[5 empty] | 21650061500 | 447 | 216500 | 61500
[5 empty] | 21750061500 | 447 | 217500 | 61500
[5 empty] | 21850061500 | 447 | 218500 | 61500
[5 empty] | 21950061500 | 447 | 219500 | 61500
[5 empty] | 22050061500 | 447 | 220500 | 61500
[5 empty] | 22150061500 | 447 | 221500 | 61500
[5 empty] | 22250061500 | 447 | 222500 | 61500
[5 empty] | 22350061500 | 447 | 223500 | 61500
[5 empty] | 22450061500 | 447 | 224500 | 61500
[5 empty] | 22550061500 | 447 | 225500 | 61500
[5 empty] | 22650061500 | 447 | 226500 | 61500
[5 empty] | 22750061500 | 447 | 227500 | 61500
[5 empty] | 22850061500 | 447 | 228500 | 61500
[5 empty] | 22950061500 | 447 | 229500 | 61500
[5 empty] | 23050061500 | 447 | 230500 | 61500
[5 empty] | 23150061500 | 447 | 231500 | 61500
[5 empty] | 23250061500 | 447 | 232500 | 61500
[5 empty] | 23350061500 | 447 | 233500 | 61500
[5 empty] | 23450061500 | 447 | 234500 | 61500
[5 empty] | 23550061500 | 447 | 235500 | 61500
[5 empty] | 23650061500 | 447 | 236500 | 61500
[5 empty] | 23750061500 | 447 | 237500 | 61500
[5 empty] | 23850061500 | 447 | 238500 | 61500
[5 empty] | 23950061500 | 447 | 239500 | 61500
[5 empty] | 24050061500 | 447 | 240500 | 61500
[5 empty] | 24150061500 | 447 | 241500 | 61500
[5 empty] | 24250061500 | 447 | 242500 | 61500
[5 empty] | 24350061500 | 447 | 243500 | 61500
[5 empty] | 17650060500 | 447 | 176500 | 60500
[5 empty] | 17750060500 | 447 | 177500 | 60500
[5 empty] | 17850060500 | 447 | 178500 | 60500
[5 empty] | 17950060500 | 447 | 179500 | 60500
[5 empty] | 18050060500 | 447 | 180500 | 60500
[5 empty] | 18150060500 | 447 | 181500 | 60500
[5 empty] | 18250060500 | 447 | 182500 | 60500
[5 empty] | 18350060500 | 447 | 183500 | 60500
[5 empty] | 18450060500 | 447 | 184500 | 60500
[5 empty] | 18550060500 | 447 | 185500 | 60500
[5 empty] | 18650060500 | 447 | 186500 | 60500
[5 empty] | 18750060500 | 447 | 187500 | 60500
[5 empty] | 18850060500 | 447 | 188500 | 60500
[5 empty] | 18950060500 | 447 | 189500 | 60500
[5 empty] | 19050060500 | 447 | 190500 | 60500
[5 empty] | 19150060500 | 447 | 191500 | 60500
[5 empty] | 19250060500 | 447 | 192500 | 60500
[5 empty] | 19350060500 | 447 | 193500 | 60500
[5 empty] | 19450060500 | 447 | 194500 | 60500
[5 empty] | 19550060500 | 447 | 195500 | 60500
[5 empty] | 19650060500 | 447 | 196500 | 60500
[5 empty] | 19750060500 | 447 | 197500 | 60500
[5 empty] | 19850060500 | 447 | 198500 | 60500
[5 empty] | 19950060500 | 447 | 199500 | 60500
[5 empty] | 20050060500 | 447 | 200500 | 60500
[5 empty] | 20150060500 | 447 | 201500 | 60500
[5 empty] | 20250060500 | 447 | 202500 | 60500
[5 empty] | 20350060500 | 447 | 203500 | 60500
[5 empty] | 20450060500 | 447 | 204500 | 60500
[5 empty] | 20550060500 | 447 | 205500 | 60500
[5 empty] | 20650060500 | 447 | 206500 | 60500
[5 empty] | 20750060500 | 447 | 207500 | 60500
[5 empty] | 20850060500 | 447 | 208500 | 60500
[5 empty] | 20950060500 | 447 | 209500 | 60500
[5 empty] | 21050060500 | 447 | 210500 | 60500
[5 empty] | 21150060500 | 447 | 211500 | 60500
[5 empty] | 21250060500 | 447 | 212500 | 60500
[5 empty] | 21350060500 | 447 | 213500 | 60500
[5 empty] | 21450060500 | 447 | 214500 | 60500
[5 empty] | 21550060500 | 447 | 215500 | 60500
[5 empty] | 21650060500 | 447 | 216500 | 60500
[5 empty] | 21750060500 | 447 | 217500 | 60500
[5 empty] | 21850060500 | 447 | 218500 | 60500
[5 empty] | 21950060500 | 447 | 219500 | 60500
[5 empty] | 22050060500 | 447 | 220500 | 60500
[5 empty] | 22150060500 | 447 | 221500 | 60500
[5 empty] | 22250060500 | 447 | 222500 | 60500
[5 empty] | 22350060500 | 447 | 223500 | 60500
[5 empty] | 22450060500 | 447 | 224500 | 60500
[5 empty] | 22550060500 | 447 | 225500 | 60500
[5 empty] | 22650060500 | 447 | 226500 | 60500
[5 empty] | 22750060500 | 447 | 227500 | 60500
[5 empty] | 22850060500 | 447 | 228500 | 60500
[5 empty] | 22950060500 | 447 | 229500 | 60500
[5 empty] | 23050060500 | 447 | 230500 | 60500
[5 empty] | 23150060500 | 447 | 231500 | 60500
[5 empty] | 23250060500 | 447 | 232500 | 60500
[5 empty] | 23350060500 | 447 | 233500 | 60500
[5 empty] | 23450060500 | 447 | 234500 | 60500
[5 empty] | 23550060500 | 447 | 235500 | 60500
[5 empty] | 23650060500 | 447 | 236500 | 60500
[5 empty] | 23750060500 | 447 | 237500 | 60500
[5 empty] | 23850060500 | 447 | 238500 | 60500
[5 empty] | 23950060500 | 447 | 239500 | 60500
[5 empty] | 24050060500 | 447 | 240500 | 60500
[5 empty] | 24150060500 | 447 | 241500 | 60500
[5 empty] | 24250060500 | 447 | 242500 | 60500
[5 empty] | 24350060500 | 447 | 243500 | 60500
[5 empty] | 17550059500 | 447 | 175500 | 59500
[5 empty] | 17650059500 | 447 | 176500 | 59500
[5 empty] | 17750059500 | 447 | 177500 | 59500
[5 empty] | 17850059500 | 447 | 178500 | 59500
[5 empty] | 17950059500 | 447 | 179500 | 59500
[5 empty] | 18050059500 | 447 | 180500 | 59500
[5 empty] | 18150059500 | 447 | 181500 | 59500
[5 empty] | 18250059500 | 447 | 182500 | 59500
[5 empty] | 18350059500 | 447 | 183500 | 59500
[5 empty] | 18450059500 | 447 | 184500 | 59500
[5 empty] | 18550059500 | 447 | 185500 | 59500
[5 empty] | 18650059500 | 447 | 186500 | 59500
[5 empty] | 18750059500 | 447 | 187500 | 59500
[5 empty] | 18850059500 | 447 | 188500 | 59500
[5 empty] | 18950059500 | 447 | 189500 | 59500
[5 empty] | 19050059500 | 447 | 190500 | 59500
[5 empty] | 19150059500 | 447 | 191500 | 59500
[5 empty] | 19250059500 | 447 | 192500 | 59500
[5 empty] | 19350059500 | 447 | 193500 | 59500
[5 empty] | 19450059500 | 447 | 194500 | 59500
[5 empty] | 19550059500 | 447 | 195500 | 59500
[5 empty] | 19650059500 | 447 | 196500 | 59500
[5 empty] | 19750059500 | 447 | 197500 | 59500
[5 empty] | 19850059500 | 447 | 198500 | 59500
[5 empty] | 19950059500 | 447 | 199500 | 59500
[5 empty] | 20050059500 | 447 | 200500 | 59500
[5 empty] | 20150059500 | 447 | 201500 | 59500
[5 empty] | 20250059500 | 447 | 202500 | 59500
[5 empty] | 20350059500 | 447 | 203500 | 59500
[5 empty] | 20450059500 | 447 | 204500 | 59500
[5 empty] | 20550059500 | 447 | 205500 | 59500
[5 empty] | 20650059500 | 447 | 206500 | 59500
[5 empty] | 20750059500 | 447 | 207500 | 59500
[5 empty] | 20850059500 | 447 | 208500 | 59500
[5 empty] | 20950059500 | 447 | 209500 | 59500
[5 empty] | 21050059500 | 447 | 210500 | 59500
[5 empty] | 21150059500 | 447 | 211500 | 59500
[5 empty] | 21250059500 | 447 | 212500 | 59500
[5 empty] | 21350059500 | 447 | 213500 | 59500
[5 empty] | 21450059500 | 447 | 214500 | 59500
[5 empty] | 21550059500 | 447 | 215500 | 59500
[5 empty] | 21650059500 | 447 | 216500 | 59500
[5 empty] | 21750059500 | 447 | 217500 | 59500
[5 empty] | 21850059500 | 447 | 218500 | 59500
[5 empty] | 21950059500 | 447 | 219500 | 59500
[5 empty] | 22050059500 | 447 | 220500 | 59500
[5 empty] | 22150059500 | 447 | 221500 | 59500
[5 empty] | 22250059500 | 447 | 222500 | 59500
[5 empty] | 22350059500 | 447 | 223500 | 59500
[5 empty] | 22450059500 | 447 | 224500 | 59500
[5 empty] | 22550059500 | 447 | 225500 | 59500
[5 empty] | 22650059500 | 447 | 226500 | 59500
[5 empty] | 22750059500 | 447 | 227500 | 59500
[5 empty] | 22850059500 | 447 | 228500 | 59500
[5 empty] | 22950059500 | 447 | 229500 | 59500
[5 empty] | 23050059500 | 447 | 230500 | 59500
[5 empty] | 23150059500 | 447 | 231500 | 59500
[5 empty] | 23250059500 | 447 | 232500 | 59500
[5 empty] | 23350059500 | 447 | 233500 | 59500
[5 empty] | 23450059500 | 447 | 234500 | 59500
[5 empty] | 23550059500 | 447 | 235500 | 59500
[5 empty] | 23650059500 | 447 | 236500 | 59500
[5 empty] | 23750059500 | 447 | 237500 | 59500
[5 empty] | 23850059500 | 447 | 238500 | 59500
[5 empty] | 23950059500 | 447 | 239500 | 59500
[5 empty] | 24050059500 | 447 | 240500 | 59500
[5 empty] | 24150059500 | 447 | 241500 | 59500
[5 empty] | 24250059500 | 447 | 242500 | 59500
[5 empty] | 24350059500 | 447 | 243500 | 59500
[5 empty] | 17550058500 | 447 | 175500 | 58500
[5 empty] | 17650058500 | 447 | 176500 | 58500
[5 empty] | 17750058500 | 447 | 177500 | 58500
[5 empty] | 17850058500 | 447 | 178500 | 58500
[5 empty] | 17950058500 | 447 | 179500 | 58500
[5 empty] | 18050058500 | 447 | 180500 | 58500
[5 empty] | 18150058500 | 447 | 181500 | 58500
[5 empty] | 18250058500 | 447 | 182500 | 58500
[5 empty] | 18350058500 | 447 | 183500 | 58500
[5 empty] | 18450058500 | 447 | 184500 | 58500
[5 empty] | 18550058500 | 447 | 185500 | 58500
[5 empty] | 18650058500 | 447 | 186500 | 58500
[5 empty] | 18750058500 | 447 | 187500 | 58500
[5 empty] | 18850058500 | 447 | 188500 | 58500
[5 empty] | 18950058500 | 447 | 189500 | 58500
[5 empty] | 19050058500 | 447 | 190500 | 58500
[5 empty] | 19150058500 | 447 | 191500 | 58500
[5 empty] | 19250058500 | 447 | 192500 | 58500
[5 empty] | 19350058500 | 447 | 193500 | 58500
[5 empty] | 19450058500 | 447 | 194500 | 58500
[5 empty] | 19550058500 | 447 | 195500 | 58500
[5 empty] | 19650058500 | 447 | 196500 | 58500
[5 empty] | 19750058500 | 447 | 197500 | 58500
[5 empty] | 19850058500 | 447 | 198500 | 58500
[5 empty] | 19950058500 | 447 | 199500 | 58500
[5 empty] | 20050058500 | 447 | 200500 | 58500
[5 empty] | 20150058500 | 447 | 201500 | 58500
[5 empty] | 20250058500 | 447 | 202500 | 58500
[5 empty] | 20350058500 | 447 | 203500 | 58500
[5 empty] | 20450058500 | 447 | 204500 | 58500
[5 empty] | 20550058500 | 447 | 205500 | 58500
[5 empty] | 20650058500 | 447 | 206500 | 58500
[5 empty] | 20750058500 | 447 | 207500 | 58500
[5 empty] | 20850058500 | 447 | 208500 | 58500
[5 empty] | 20950058500 | 447 | 209500 | 58500
[5 empty] | 21050058500 | 447 | 210500 | 58500
[5 empty] | 21150058500 | 447 | 211500 | 58500
[5 empty] | 21250058500 | 447 | 212500 | 58500
[5 empty] | 21350058500 | 447 | 213500 | 58500
[5 empty] | 21450058500 | 447 | 214500 | 58500
[5 empty] | 21550058500 | 447 | 215500 | 58500
[5 empty] | 21650058500 | 447 | 216500 | 58500
[5 empty] | 21750058500 | 447 | 217500 | 58500
[5 empty] | 21850058500 | 447 | 218500 | 58500
[5 empty] | 21950058500 | 447 | 219500 | 58500
[5 empty] | 22050058500 | 447 | 220500 | 58500
[5 empty] | 22150058500 | 447 | 221500 | 58500
[5 empty] | 22250058500 | 447 | 222500 | 58500
[5 empty] | 22350058500 | 447 | 223500 | 58500
[5 empty] | 22450058500 | 447 | 224500 | 58500
[5 empty] | 22550058500 | 447 | 225500 | 58500
[5 empty] | 22650058500 | 447 | 226500 | 58500
[5 empty] | 22750058500 | 447 | 227500 | 58500
[5 empty] | 22850058500 | 447 | 228500 | 58500
[5 empty] | 22950058500 | 447 | 229500 | 58500
[5 empty] | 23050058500 | 447 | 230500 | 58500
[5 empty] | 23150058500 | 447 | 231500 | 58500
[5 empty] | 23250058500 | 447 | 232500 | 58500
[5 empty] | 23350058500 | 447 | 233500 | 58500
[5 empty] | 23450058500 | 447 | 234500 | 58500
[5 empty] | 23550058500 | 447 | 235500 | 58500
[5 empty] | 23650058500 | 447 | 236500 | 58500
[5 empty] | 23750058500 | 447 | 237500 | 58500
[5 empty] | 23850058500 | 447 | 238500 | 58500
[5 empty] | 23950058500 | 447 | 239500 | 58500
[5 empty] | 24050058500 | 447 | 240500 | 58500
[5 empty] | 24150058500 | 447 | 241500 | 58500
[5 empty] | 24250058500 | 447 | 242500 | 58500
[5 empty] | 17550057500 | 447 | 175500 | 57500
[5 empty] | 17650057500 | 447 | 176500 | 57500
[5 empty] | 17750057500 | 447 | 177500 | 57500
[5 empty] | 17850057500 | 447 | 178500 | 57500
[5 empty] | 17950057500 | 447 | 179500 | 57500
[5 empty] | 18050057500 | 447 | 180500 | 57500
[5 empty] | 18150057500 | 447 | 181500 | 57500
[5 empty] | 18250057500 | 447 | 182500 | 57500
[5 empty] | 18350057500 | 447 | 183500 | 57500
[5 empty] | 18450057500 | 447 | 184500 | 57500
[5 empty] | 18550057500 | 447 | 185500 | 57500
[5 empty] | 18650057500 | 447 | 186500 | 57500
[5 empty] | 18750057500 | 447 | 187500 | 57500
[5 empty] | 18850057500 | 447 | 188500 | 57500
[5 empty] | 18950057500 | 447 | 189500 | 57500
[5 empty] | 19050057500 | 447 | 190500 | 57500
[5 empty] | 19150057500 | 447 | 191500 | 57500
[5 empty] | 19250057500 | 447 | 192500 | 57500
[5 empty] | 19350057500 | 447 | 193500 | 57500
[5 empty] | 19450057500 | 447 | 194500 | 57500
[5 empty] | 19550057500 | 447 | 195500 | 57500
[5 empty] | 19650057500 | 447 | 196500 | 57500
[5 empty] | 19750057500 | 447 | 197500 | 57500
[5 empty] | 19850057500 | 447 | 198500 | 57500
[5 empty] | 19950057500 | 447 | 199500 | 57500
[5 empty] | 20050057500 | 447 | 200500 | 57500
[5 empty] | 20150057500 | 447 | 201500 | 57500
[5 empty] | 20250057500 | 447 | 202500 | 57500
[5 empty] | 20350057500 | 447 | 203500 | 57500
[5 empty] | 20450057500 | 447 | 204500 | 57500
[5 empty] | 20550057500 | 447 | 205500 | 57500
[5 empty] | 20650057500 | 447 | 206500 | 57500
[5 empty] | 20750057500 | 447 | 207500 | 57500
[5 empty] | 20850057500 | 447 | 208500 | 57500
[5 empty] | 20950057500 | 447 | 209500 | 57500
[5 empty] | 21050057500 | 447 | 210500 | 57500
[5 empty] | 21150057500 | 447 | 211500 | 57500
[5 empty] | 21250057500 | 447 | 212500 | 57500
[5 empty] | 21350057500 | 447 | 213500 | 57500
[5 empty] | 21450057500 | 447 | 214500 | 57500
[5 empty] | 21550057500 | 447 | 215500 | 57500
[5 empty] | 21650057500 | 447 | 216500 | 57500
[5 empty] | 21750057500 | 447 | 217500 | 57500
[5 empty] | 21850057500 | 447 | 218500 | 57500
[5 empty] | 21950057500 | 447 | 219500 | 57500
[5 empty] | 22050057500 | 447 | 220500 | 57500
[5 empty] | 22150057500 | 447 | 221500 | 57500
[5 empty] | 22250057500 | 447 | 222500 | 57500
[5 empty] | 22350057500 | 447 | 223500 | 57500
[5 empty] | 22450057500 | 447 | 224500 | 57500
[5 empty] | 22550057500 | 447 | 225500 | 57500
[5 empty] | 22650057500 | 447 | 226500 | 57500
[5 empty] | 22750057500 | 447 | 227500 | 57500
[5 empty] | 22850057500 | 447 | 228500 | 57500
[5 empty] | 22950057500 | 447 | 229500 | 57500
[5 empty] | 23050057500 | 447 | 230500 | 57500
[5 empty] | 23150057500 | 447 | 231500 | 57500
[5 empty] | 23250057500 | 447 | 232500 | 57500
[5 empty] | 23350057500 | 447 | 233500 | 57500
[5 empty] | 23450057500 | 447 | 234500 | 57500
[5 empty] | 23550057500 | 447 | 235500 | 57500
[5 empty] | 23650057500 | 447 | 236500 | 57500
[5 empty] | 23750057500 | 447 | 237500 | 57500
[5 empty] | 23850057500 | 447 | 238500 | 57500
[5 empty] | 23950057500 | 447 | 239500 | 57500
[5 empty] | 24050057500 | 447 | 240500 | 57500
[5 empty] | 24150057500 | 447 | 241500 | 57500
[5 empty] | 24250057500 | 447 | 242500 | 57500
[5 empty] | 17650056500 | 447 | 176500 | 56500
[5 empty] | 17750056500 | 447 | 177500 | 56500
[5 empty] | 17850056500 | 447 | 178500 | 56500
[5 empty] | 17950056500 | 447 | 179500 | 56500
[5 empty] | 18050056500 | 447 | 180500 | 56500
[5 empty] | 18150056500 | 447 | 181500 | 56500
[5 empty] | 18250056500 | 447 | 182500 | 56500
[5 empty] | 18350056500 | 447 | 183500 | 56500
[5 empty] | 18450056500 | 447 | 184500 | 56500
[5 empty] | 18550056500 | 447 | 185500 | 56500
[5 empty] | 18650056500 | 447 | 186500 | 56500
[5 empty] | 18750056500 | 447 | 187500 | 56500
[5 empty] | 18850056500 | 447 | 188500 | 56500
[5 empty] | 18950056500 | 447 | 189500 | 56500
[5 empty] | 19050056500 | 447 | 190500 | 56500
[5 empty] | 19150056500 | 447 | 191500 | 56500
[5 empty] | 19250056500 | 447 | 192500 | 56500
[5 empty] | 19350056500 | 447 | 193500 | 56500
[5 empty] | 19450056500 | 447 | 194500 | 56500
[5 empty] | 19550056500 | 447 | 195500 | 56500
[5 empty] | 19650056500 | 447 | 196500 | 56500
[5 empty] | 19750056500 | 447 | 197500 | 56500
[5 empty] | 19850056500 | 447 | 198500 | 56500
[5 empty] | 19950056500 | 447 | 199500 | 56500
[5 empty] | 20050056500 | 447 | 200500 | 56500
[5 empty] | 20150056500 | 447 | 201500 | 56500
[5 empty] | 20250056500 | 447 | 202500 | 56500
[5 empty] | 20350056500 | 447 | 203500 | 56500
[5 empty] | 20450056500 | 447 | 204500 | 56500
[5 empty] | 20550056500 | 447 | 205500 | 56500
[5 empty] | 20650056500 | 447 | 206500 | 56500
[5 empty] | 20750056500 | 447 | 207500 | 56500
[5 empty] | 20850056500 | 447 | 208500 | 56500
[5 empty] | 20950056500 | 447 | 209500 | 56500
[5 empty] | 21050056500 | 447 | 210500 | 56500
[5 empty] | 21150056500 | 447 | 211500 | 56500
[5 empty] | 21250056500 | 447 | 212500 | 56500
[5 empty] | 21350056500 | 447 | 213500 | 56500
[5 empty] | 21450056500 | 447 | 214500 | 56500
[5 empty] | 21550056500 | 447 | 215500 | 56500
[5 empty] | 21650056500 | 447 | 216500 | 56500
[5 empty] | 21750056500 | 447 | 217500 | 56500
[5 empty] | 21850056500 | 447 | 218500 | 56500
[5 empty] | 21950056500 | 447 | 219500 | 56500
[5 empty] | 22050056500 | 447 | 220500 | 56500
[5 empty] | 22150056500 | 447 | 221500 | 56500
[5 empty] | 22250056500 | 447 | 222500 | 56500
[5 empty] | 22350056500 | 447 | 223500 | 56500
[5 empty] | 22450056500 | 447 | 224500 | 56500
[5 empty] | 22550056500 | 447 | 225500 | 56500
[5 empty] | 22650056500 | 447 | 226500 | 56500
[5 empty] | 22750056500 | 447 | 227500 | 56500
[5 empty] | 22850056500 | 447 | 228500 | 56500
[5 empty] | 22950056500 | 447 | 229500 | 56500
[5 empty] | 23050056500 | 447 | 230500 | 56500
[5 empty] | 23150056500 | 447 | 231500 | 56500
[5 empty] | 23250056500 | 447 | 232500 | 56500
[5 empty] | 23350056500 | 447 | 233500 | 56500
[5 empty] | 23450056500 | 447 | 234500 | 56500
[5 empty] | 23550056500 | 447 | 235500 | 56500
[5 empty] | 23650056500 | 447 | 236500 | 56500
[5 empty] | 23750056500 | 447 | 237500 | 56500
[5 empty] | 23850056500 | 447 | 238500 | 56500
[5 empty] | 23950056500 | 447 | 239500 | 56500
[5 empty] | 24050056500 | 447 | 240500 | 56500
[5 empty] | 24150056500 | 447 | 241500 | 56500
[5 empty] | 24250056500 | 447 | 242500 | 56500
[5 empty] | 24350056500 | 447 | 243500 | 56500
[5 empty] | 17550055500 | 447 | 175500 | 55500
[5 empty] | 17650055500 | 447 | 176500 | 55500
[5 empty] | 17750055500 | 447 | 177500 | 55500
[5 empty] | 17850055500 | 447 | 178500 | 55500
[5 empty] | 17950055500 | 447 | 179500 | 55500
[5 empty] | 18050055500 | 447 | 180500 | 55500
[5 empty] | 18150055500 | 447 | 181500 | 55500
[5 empty] | 18250055500 | 447 | 182500 | 55500
[5 empty] | 18350055500 | 447 | 183500 | 55500
[5 empty] | 18450055500 | 447 | 184500 | 55500
[5 empty] | 18550055500 | 447 | 185500 | 55500
[5 empty] | 18650055500 | 447 | 186500 | 55500
[5 empty] | 18750055500 | 447 | 187500 | 55500
[5 empty] | 18850055500 | 447 | 188500 | 55500
[5 empty] | 18950055500 | 447 | 189500 | 55500
[5 empty] | 19050055500 | 447 | 190500 | 55500
[5 empty] | 19150055500 | 447 | 191500 | 55500
[5 empty] | 19250055500 | 447 | 192500 | 55500
[5 empty] | 19350055500 | 447 | 193500 | 55500
[5 empty] | 19450055500 | 447 | 194500 | 55500
[5 empty] | 19550055500 | 447 | 195500 | 55500
[5 empty] | 19650055500 | 447 | 196500 | 55500
[5 empty] | 19750055500 | 447 | 197500 | 55500
[5 empty] | 19850055500 | 447 | 198500 | 55500
[5 empty] | 19950055500 | 447 | 199500 | 55500
[5 empty] | 20050055500 | 447 | 200500 | 55500
[5 empty] | 20150055500 | 447 | 201500 | 55500
[5 empty] | 20250055500 | 447 | 202500 | 55500
[5 empty] | 20350055500 | 447 | 203500 | 55500
[5 empty] | 20450055500 | 447 | 204500 | 55500
[5 empty] | 20550055500 | 447 | 205500 | 55500
[5 empty] | 20650055500 | 447 | 206500 | 55500
[5 empty] | 20750055500 | 447 | 207500 | 55500
[5 empty] | 20850055500 | 447 | 208500 | 55500
[5 empty] | 20950055500 | 447 | 209500 | 55500
[5 empty] | 21050055500 | 447 | 210500 | 55500
[5 empty] | 21150055500 | 447 | 211500 | 55500
[5 empty] | 21250055500 | 447 | 212500 | 55500
[5 empty] | 21350055500 | 447 | 213500 | 55500
[5 empty] | 21450055500 | 447 | 214500 | 55500
[5 empty] | 21550055500 | 447 | 215500 | 55500
[5 empty] | 21650055500 | 447 | 216500 | 55500
[5 empty] | 21750055500 | 447 | 217500 | 55500
[5 empty] | 21850055500 | 447 | 218500 | 55500
[5 empty] | 21950055500 | 447 | 219500 | 55500
[5 empty] | 22050055500 | 447 | 220500 | 55500
[5 empty] | 22150055500 | 447 | 221500 | 55500
[5 empty] | 22250055500 | 447 | 222500 | 55500
[5 empty] | 22350055500 | 447 | 223500 | 55500
[5 empty] | 22450055500 | 447 | 224500 | 55500
[5 empty] | 22550055500 | 447 | 225500 | 55500
[5 empty] | 22650055500 | 447 | 226500 | 55500
[5 empty] | 22750055500 | 447 | 227500 | 55500
[5 empty] | 22850055500 | 447 | 228500 | 55500
[5 empty] | 22950055500 | 447 | 229500 | 55500
[5 empty] | 23050055500 | 447 | 230500 | 55500
[5 empty] | 23150055500 | 447 | 231500 | 55500
[5 empty] | 23250055500 | 447 | 232500 | 55500
[5 empty] | 23350055500 | 447 | 233500 | 55500
[5 empty] | 23450055500 | 447 | 234500 | 55500
[5 empty] | 23550055500 | 447 | 235500 | 55500
[5 empty] | 23650055500 | 447 | 236500 | 55500
[5 empty] | 23750055500 | 447 | 237500 | 55500
[5 empty] | 23850055500 | 447 | 238500 | 55500
[5 empty] | 23950055500 | 447 | 239500 | 55500
[5 empty] | 24050055500 | 447 | 240500 | 55500
[5 empty] | 24150055500 | 447 | 241500 | 55500
[5 empty] | 24250055500 | 447 | 242500 | 55500
[5 empty] | 24350055500 | 447 | 243500 | 55500
[5 empty] | 17450054500 | 447 | 174500 | 54500
[5 empty] | 17550054500 | 447 | 175500 | 54500
[5 empty] | 17650054500 | 447 | 176500 | 54500
[5 empty] | 17750054500 | 447 | 177500 | 54500
[5 empty] | 17850054500 | 447 | 178500 | 54500
[5 empty] | 17950054500 | 447 | 179500 | 54500
[5 empty] | 18050054500 | 447 | 180500 | 54500
[5 empty] | 18150054500 | 447 | 181500 | 54500
[5 empty] | 18250054500 | 447 | 182500 | 54500
[5 empty] | 18350054500 | 447 | 183500 | 54500
[5 empty] | 18450054500 | 447 | 184500 | 54500
[5 empty] | 18550054500 | 447 | 185500 | 54500
[5 empty] | 18650054500 | 447 | 186500 | 54500
[5 empty] | 18750054500 | 447 | 187500 | 54500
[5 empty] | 18850054500 | 447 | 188500 | 54500
[5 empty] | 18950054500 | 447 | 189500 | 54500
[5 empty] | 19050054500 | 447 | 190500 | 54500
[5 empty] | 19150054500 | 447 | 191500 | 54500
[5 empty] | 19250054500 | 447 | 192500 | 54500
[5 empty] | 19350054500 | 447 | 193500 | 54500
[5 empty] | 19450054500 | 447 | 194500 | 54500
[5 empty] | 19550054500 | 447 | 195500 | 54500
[5 empty] | 19650054500 | 447 | 196500 | 54500
[5 empty] | 19750054500 | 447 | 197500 | 54500
[5 empty] | 19850054500 | 447 | 198500 | 54500
[5 empty] | 19950054500 | 447 | 199500 | 54500
[5 empty] | 20050054500 | 447 | 200500 | 54500
[5 empty] | 20150054500 | 447 | 201500 | 54500
[5 empty] | 20250054500 | 447 | 202500 | 54500
[5 empty] | 20350054500 | 447 | 203500 | 54500
[5 empty] | 20450054500 | 447 | 204500 | 54500
[5 empty] | 20550054500 | 447 | 205500 | 54500
[5 empty] | 20650054500 | 447 | 206500 | 54500
[5 empty] | 20750054500 | 447 | 207500 | 54500
[5 empty] | 20850054500 | 447 | 208500 | 54500
[5 empty] | 20950054500 | 447 | 209500 | 54500
[5 empty] | 21050054500 | 447 | 210500 | 54500
[5 empty] | 21150054500 | 447 | 211500 | 54500
[5 empty] | 21250054500 | 447 | 212500 | 54500
[5 empty] | 21350054500 | 447 | 213500 | 54500
[5 empty] | 21450054500 | 447 | 214500 | 54500
[5 empty] | 21550054500 | 447 | 215500 | 54500
[5 empty] | 21650054500 | 447 | 216500 | 54500
[5 empty] | 21750054500 | 447 | 217500 | 54500
[5 empty] | 21850054500 | 447 | 218500 | 54500
[5 empty] | 21950054500 | 447 | 219500 | 54500
[5 empty] | 22050054500 | 447 | 220500 | 54500
[5 empty] | 22150054500 | 447 | 221500 | 54500
[5 empty] | 22250054500 | 447 | 222500 | 54500
[5 empty] | 22350054500 | 447 | 223500 | 54500
[5 empty] | 22450054500 | 447 | 224500 | 54500
[5 empty] | 22550054500 | 447 | 225500 | 54500
[5 empty] | 22650054500 | 447 | 226500 | 54500
[5 empty] | 22750054500 | 447 | 227500 | 54500
[5 empty] | 22850054500 | 447 | 228500 | 54500
[5 empty] | 22950054500 | 447 | 229500 | 54500
[5 empty] | 23050054500 | 447 | 230500 | 54500
[5 empty] | 23150054500 | 447 | 231500 | 54500
[5 empty] | 23250054500 | 447 | 232500 | 54500
[5 empty] | 23350054500 | 447 | 233500 | 54500
[5 empty] | 23450054500 | 447 | 234500 | 54500
[5 empty] | 23550054500 | 447 | 235500 | 54500
[5 empty] | 23650054500 | 447 | 236500 | 54500
[5 empty] | 23750054500 | 447 | 237500 | 54500
[5 empty] | 23850054500 | 447 | 238500 | 54500
[5 empty] | 23950054500 | 447 | 239500 | 54500
[5 empty] | 24050054500 | 447 | 240500 | 54500
[5 empty] | 24150054500 | 447 | 241500 | 54500
[5 empty] | 24250054500 | 447 | 242500 | 54500
[5 empty] | 24350054500 | 447 | 243500 | 54500
[5 empty] | 17050053500 | 447 | 170500 | 53500
[5 empty] | 17350053500 | 447 | 173500 | 53500
[5 empty] | 17450053500 | 447 | 174500 | 53500
[5 empty] | 17550053500 | 447 | 175500 | 53500
[5 empty] | 17650053500 | 447 | 176500 | 53500
[5 empty] | 17750053500 | 447 | 177500 | 53500
[5 empty] | 17850053500 | 447 | 178500 | 53500
[5 empty] | 17950053500 | 447 | 179500 | 53500
[5 empty] | 18050053500 | 447 | 180500 | 53500
[5 empty] | 18150053500 | 447 | 181500 | 53500
[5 empty] | 18250053500 | 447 | 182500 | 53500
[5 empty] | 18350053500 | 447 | 183500 | 53500
[5 empty] | 18450053500 | 447 | 184500 | 53500
[5 empty] | 18550053500 | 447 | 185500 | 53500
[5 empty] | 18650053500 | 447 | 186500 | 53500
[5 empty] | 18750053500 | 447 | 187500 | 53500
[5 empty] | 18850053500 | 447 | 188500 | 53500
[5 empty] | 18950053500 | 447 | 189500 | 53500
[5 empty] | 19050053500 | 447 | 190500 | 53500
[5 empty] | 19150053500 | 447 | 191500 | 53500
[5 empty] | 19250053500 | 447 | 192500 | 53500
[5 empty] | 19350053500 | 447 | 193500 | 53500
[5 empty] | 19450053500 | 447 | 194500 | 53500
[5 empty] | 19550053500 | 447 | 195500 | 53500
[5 empty] | 19650053500 | 447 | 196500 | 53500
[5 empty] | 19750053500 | 447 | 197500 | 53500
[5 empty] | 19850053500 | 447 | 198500 | 53500
[5 empty] | 19950053500 | 447 | 199500 | 53500
[5 empty] | 20050053500 | 447 | 200500 | 53500
[5 empty] | 20150053500 | 447 | 201500 | 53500
[5 empty] | 20250053500 | 447 | 202500 | 53500
[5 empty] | 20350053500 | 447 | 203500 | 53500
[5 empty] | 20450053500 | 447 | 204500 | 53500
[5 empty] | 20550053500 | 447 | 205500 | 53500
[5 empty] | 20650053500 | 447 | 206500 | 53500
[5 empty] | 20750053500 | 447 | 207500 | 53500
[5 empty] | 20850053500 | 447 | 208500 | 53500
[5 empty] | 20950053500 | 447 | 209500 | 53500
[5 empty] | 21050053500 | 447 | 210500 | 53500
[5 empty] | 21150053500 | 447 | 211500 | 53500
[5 empty] | 21250053500 | 447 | 212500 | 53500
[5 empty] | 21350053500 | 447 | 213500 | 53500
[5 empty] | 21450053500 | 447 | 214500 | 53500
[5 empty] | 21550053500 | 447 | 215500 | 53500
[5 empty] | 21650053500 | 447 | 216500 | 53500
[5 empty] | 21750053500 | 447 | 217500 | 53500
[5 empty] | 21850053500 | 447 | 218500 | 53500
[5 empty] | 21950053500 | 447 | 219500 | 53500
[5 empty] | 22050053500 | 447 | 220500 | 53500
[5 empty] | 22150053500 | 447 | 221500 | 53500
[5 empty] | 22250053500 | 447 | 222500 | 53500
[5 empty] | 22350053500 | 447 | 223500 | 53500
[5 empty] | 22450053500 | 447 | 224500 | 53500
[5 empty] | 22550053500 | 447 | 225500 | 53500
[5 empty] | 22650053500 | 447 | 226500 | 53500
[5 empty] | 23050053500 | 447 | 230500 | 53500
[5 empty] | 23150053500 | 447 | 231500 | 53500
[5 empty] | 23250053500 | 447 | 232500 | 53500
[5 empty] | 23350053500 | 447 | 233500 | 53500
[5 empty] | 23450053500 | 447 | 234500 | 53500
[5 empty] | 23550053500 | 447 | 235500 | 53500
[5 empty] | 23650053500 | 447 | 236500 | 53500
[5 empty] | 23750053500 | 447 | 237500 | 53500
[5 empty] | 23850053500 | 447 | 238500 | 53500
[5 empty] | 23950053500 | 447 | 239500 | 53500
[5 empty] | 24050053500 | 447 | 240500 | 53500
[5 empty] | 24150053500 | 447 | 241500 | 53500
[5 empty] | 24250053500 | 447 | 242500 | 53500
[5 empty] | 24350053500 | 447 | 243500 | 53500
[5 empty] | 24450053500 | 447 | 244500 | 53500
[5 empty] | 24550053500 | 447 | 245500 | 53500
[5 empty] | 17250052500 | 447 | 172500 | 52500
[5 empty] | 17350052500 | 447 | 173500 | 52500
[5 empty] | 17450052500 | 447 | 174500 | 52500
[5 empty] | 17550052500 | 447 | 175500 | 52500
[5 empty] | 17650052500 | 447 | 176500 | 52500
[5 empty] | 17750052500 | 447 | 177500 | 52500
[5 empty] | 17850052500 | 447 | 178500 | 52500
[5 empty] | 17950052500 | 447 | 179500 | 52500
[5 empty] | 18050052500 | 447 | 180500 | 52500
[5 empty] | 18150052500 | 447 | 181500 | 52500
[5 empty] | 18250052500 | 447 | 182500 | 52500
[5 empty] | 18350052500 | 447 | 183500 | 52500
[5 empty] | 18450052500 | 447 | 184500 | 52500
[5 empty] | 18550052500 | 447 | 185500 | 52500
[5 empty] | 18650052500 | 447 | 186500 | 52500
[5 empty] | 18750052500 | 447 | 187500 | 52500
[5 empty] | 18850052500 | 447 | 188500 | 52500
[5 empty] | 18950052500 | 447 | 189500 | 52500
[5 empty] | 19050052500 | 447 | 190500 | 52500
[5 empty] | 19150052500 | 447 | 191500 | 52500
[5 empty] | 19250052500 | 447 | 192500 | 52500
[5 empty] | 19350052500 | 447 | 193500 | 52500
[5 empty] | 19450052500 | 447 | 194500 | 52500
[5 empty] | 19550052500 | 447 | 195500 | 52500
[5 empty] | 19650052500 | 447 | 196500 | 52500
[5 empty] | 19750052500 | 447 | 197500 | 52500
[5 empty] | 19850052500 | 447 | 198500 | 52500
[5 empty] | 19950052500 | 447 | 199500 | 52500
[5 empty] | 20050052500 | 447 | 200500 | 52500
[5 empty] | 20150052500 | 447 | 201500 | 52500
[5 empty] | 20250052500 | 447 | 202500 | 52500
[5 empty] | 20350052500 | 447 | 203500 | 52500
[5 empty] | 20450052500 | 447 | 204500 | 52500
[5 empty] | 20550052500 | 447 | 205500 | 52500
[5 empty] | 20650052500 | 447 | 206500 | 52500
[5 empty] | 20750052500 | 447 | 207500 | 52500
[5 empty] | 20850052500 | 447 | 208500 | 52500
[5 empty] | 20950052500 | 447 | 209500 | 52500
[5 empty] | 21050052500 | 447 | 210500 | 52500
[5 empty] | 21150052500 | 447 | 211500 | 52500
[5 empty] | 21250052500 | 447 | 212500 | 52500
[5 empty] | 21350052500 | 447 | 213500 | 52500
[5 empty] | 21450052500 | 447 | 214500 | 52500
[5 empty] | 21550052500 | 447 | 215500 | 52500
[5 empty] | 21650052500 | 447 | 216500 | 52500
[5 empty] | 21750052500 | 447 | 217500 | 52500
[5 empty] | 21850052500 | 447 | 218500 | 52500
[5 empty] | 21950052500 | 447 | 219500 | 52500
[5 empty] | 22050052500 | 447 | 220500 | 52500
[5 empty] | 22150052500 | 447 | 221500 | 52500
[5 empty] | 22250052500 | 447 | 222500 | 52500
[5 empty] | 22350052500 | 447 | 223500 | 52500
[5 empty] | 22450052500 | 447 | 224500 | 52500
[5 empty] | 22550052500 | 447 | 225500 | 52500
[5 empty] | 23850052500 | 447 | 238500 | 52500
[5 empty] | 23950052500 | 447 | 239500 | 52500
[5 empty] | 24050052500 | 447 | 240500 | 52500
[5 empty] | 24150052500 | 447 | 241500 | 52500
[5 empty] | 24250052500 | 447 | 242500 | 52500
[5 empty] | 24350052500 | 447 | 243500 | 52500
[5 empty] | 24450052500 | 447 | 244500 | 52500
[5 empty] | 24550052500 | 447 | 245500 | 52500
[5 empty] | 16950051500 | 447 | 169500 | 51500
[5 empty] | 17050051500 | 447 | 170500 | 51500
[5 empty] | 17150051500 | 447 | 171500 | 51500
[5 empty] | 17250051500 | 447 | 172500 | 51500
[5 empty] | 17350051500 | 447 | 173500 | 51500
[5 empty] | 17450051500 | 447 | 174500 | 51500
[5 empty] | 17550051500 | 447 | 175500 | 51500
[5 empty] | 17650051500 | 447 | 176500 | 51500
[5 empty] | 17750051500 | 447 | 177500 | 51500
[5 empty] | 17850051500 | 447 | 178500 | 51500
[5 empty] | 17950051500 | 447 | 179500 | 51500
[5 empty] | 18050051500 | 447 | 180500 | 51500
[5 empty] | 18150051500 | 447 | 181500 | 51500
[5 empty] | 18250051500 | 447 | 182500 | 51500
[5 empty] | 18350051500 | 447 | 183500 | 51500
[5 empty] | 18450051500 | 447 | 184500 | 51500
[5 empty] | 18550051500 | 447 | 185500 | 51500
[5 empty] | 18650051500 | 447 | 186500 | 51500
[5 empty] | 18750051500 | 447 | 187500 | 51500
[5 empty] | 18850051500 | 447 | 188500 | 51500
[5 empty] | 18950051500 | 447 | 189500 | 51500
[5 empty] | 19050051500 | 447 | 190500 | 51500
[5 empty] | 19150051500 | 447 | 191500 | 51500
[5 empty] | 19250051500 | 447 | 192500 | 51500
[5 empty] | 19350051500 | 447 | 193500 | 51500
[5 empty] | 19450051500 | 447 | 194500 | 51500
[5 empty] | 19550051500 | 447 | 195500 | 51500
[5 empty] | 19650051500 | 447 | 196500 | 51500
[5 empty] | 19750051500 | 447 | 197500 | 51500
[5 empty] | 19850051500 | 447 | 198500 | 51500
[5 empty] | 19950051500 | 447 | 199500 | 51500
[5 empty] | 20050051500 | 447 | 200500 | 51500
[5 empty] | 20150051500 | 447 | 201500 | 51500
[5 empty] | 20250051500 | 447 | 202500 | 51500
[5 empty] | 20350051500 | 447 | 203500 | 51500
[5 empty] | 20450051500 | 447 | 204500 | 51500
[5 empty] | 20550051500 | 447 | 205500 | 51500
[5 empty] | 20950051500 | 447 | 209500 | 51500
[5 empty] | 21050051500 | 447 | 210500 | 51500
[5 empty] | 21150051500 | 447 | 211500 | 51500
[5 empty] | 21250051500 | 447 | 212500 | 51500
[5 empty] | 21350051500 | 447 | 213500 | 51500
[5 empty] | 21450051500 | 447 | 214500 | 51500
[5 empty] | 21550051500 | 447 | 215500 | 51500
[5 empty] | 21650051500 | 447 | 216500 | 51500
[5 empty] | 21750051500 | 447 | 217500 | 51500
[5 empty] | 21850051500 | 447 | 218500 | 51500
[5 empty] | 21950051500 | 447 | 219500 | 51500
[5 empty] | 22050051500 | 447 | 220500 | 51500
[5 empty] | 22150051500 | 447 | 221500 | 51500
[5 empty] | 22250051500 | 447 | 222500 | 51500
[5 empty] | 22350051500 | 447 | 223500 | 51500
[5 empty] | 22450051500 | 447 | 224500 | 51500
[5 empty] | 22550051500 | 447 | 225500 | 51500
[5 empty] | 22650051500 | 447 | 226500 | 51500
[5 empty] | 23950051500 | 447 | 239500 | 51500
[5 empty] | 24050051500 | 447 | 240500 | 51500
[5 empty] | 24150051500 | 447 | 241500 | 51500
[5 empty] | 24250051500 | 447 | 242500 | 51500
[5 empty] | 24350051500 | 447 | 243500 | 51500
[5 empty] | 24450051500 | 447 | 244500 | 51500
[5 empty] | 24550051500 | 447 | 245500 | 51500
[5 empty] | 16950050500 | 447 | 169500 | 50500
[5 empty] | 17050050500 | 447 | 170500 | 50500
[5 empty] | 17150050500 | 447 | 171500 | 50500
[5 empty] | 17250050500 | 447 | 172500 | 50500
[5 empty] | 17350050500 | 447 | 173500 | 50500
[5 empty] | 17450050500 | 447 | 174500 | 50500
[5 empty] | 17550050500 | 447 | 175500 | 50500
[5 empty] | 17650050500 | 447 | 176500 | 50500
[5 empty] | 17750050500 | 447 | 177500 | 50500
[5 empty] | 17850050500 | 447 | 178500 | 50500
[5 empty] | 17950050500 | 447 | 179500 | 50500
[5 empty] | 18050050500 | 447 | 180500 | 50500
[5 empty] | 18150050500 | 447 | 181500 | 50500
[5 empty] | 18250050500 | 447 | 182500 | 50500
[5 empty] | 18350050500 | 447 | 183500 | 50500
[5 empty] | 18450050500 | 447 | 184500 | 50500
[5 empty] | 18550050500 | 447 | 185500 | 50500
[5 empty] | 18650050500 | 447 | 186500 | 50500
[5 empty] | 18750050500 | 447 | 187500 | 50500
[5 empty] | 18850050500 | 447 | 188500 | 50500
[5 empty] | 18950050500 | 447 | 189500 | 50500
[5 empty] | 19050050500 | 447 | 190500 | 50500
[5 empty] | 19150050500 | 447 | 191500 | 50500
[5 empty] | 19250050500 | 447 | 192500 | 50500
[5 empty] | 19350050500 | 447 | 193500 | 50500
[5 empty] | 19450050500 | 447 | 194500 | 50500
[5 empty] | 19550050500 | 447 | 195500 | 50500
[5 empty] | 19650050500 | 447 | 196500 | 50500
[5 empty] | 19750050500 | 447 | 197500 | 50500
[5 empty] | 19850050500 | 447 | 198500 | 50500
[5 empty] | 19950050500 | 447 | 199500 | 50500
[5 empty] | 20050050500 | 447 | 200500 | 50500
[5 empty] | 20150050500 | 447 | 201500 | 50500
[5 empty] | 20250050500 | 447 | 202500 | 50500
[5 empty] | 20350050500 | 447 | 203500 | 50500
[5 empty] | 20850050500 | 447 | 208500 | 50500
[5 empty] | 20950050500 | 447 | 209500 | 50500
[5 empty] | 21050050500 | 447 | 210500 | 50500
[5 empty] | 21150050500 | 447 | 211500 | 50500
[5 empty] | 21250050500 | 447 | 212500 | 50500
[5 empty] | 21350050500 | 447 | 213500 | 50500
[5 empty] | 21450050500 | 447 | 214500 | 50500
[5 empty] | 21550050500 | 447 | 215500 | 50500
[5 empty] | 21650050500 | 447 | 216500 | 50500
[5 empty] | 21750050500 | 447 | 217500 | 50500
[5 empty] | 21850050500 | 447 | 218500 | 50500
[5 empty] | 21950050500 | 447 | 219500 | 50500
[5 empty] | 22050050500 | 447 | 220500 | 50500
[5 empty] | 22150050500 | 447 | 221500 | 50500
[5 empty] | 22250050500 | 447 | 222500 | 50500
[5 empty] | 24050050500 | 447 | 240500 | 50500
[5 empty] | 24150050500 | 447 | 241500 | 50500
[5 empty] | 24250050500 | 447 | 242500 | 50500
[5 empty] | 24350050500 | 447 | 243500 | 50500
[5 empty] | 24450050500 | 447 | 244500 | 50500
[5 empty] | 16950049500 | 447 | 169500 | 49500
[5 empty] | 17050049500 | 447 | 170500 | 49500
[5 empty] | 17150049500 | 447 | 171500 | 49500
[5 empty] | 17250049500 | 447 | 172500 | 49500
[5 empty] | 17350049500 | 447 | 173500 | 49500
[5 empty] | 17450049500 | 447 | 174500 | 49500
[5 empty] | 17550049500 | 447 | 175500 | 49500
[5 empty] | 17650049500 | 447 | 176500 | 49500
[5 empty] | 17750049500 | 447 | 177500 | 49500
[5 empty] | 17850049500 | 447 | 178500 | 49500
[5 empty] | 17950049500 | 447 | 179500 | 49500
[5 empty] | 18050049500 | 447 | 180500 | 49500
[5 empty] | 18150049500 | 447 | 181500 | 49500
[5 empty] | 18250049500 | 447 | 182500 | 49500
[5 empty] | 18350049500 | 447 | 183500 | 49500
[5 empty] | 18450049500 | 447 | 184500 | 49500
[5 empty] | 18550049500 | 447 | 185500 | 49500
[5 empty] | 18650049500 | 447 | 186500 | 49500
[5 empty] | 18750049500 | 447 | 187500 | 49500
[5 empty] | 18850049500 | 447 | 188500 | 49500
[5 empty] | 18950049500 | 447 | 189500 | 49500
[5 empty] | 19050049500 | 447 | 190500 | 49500
[5 empty] | 19150049500 | 447 | 191500 | 49500
[5 empty] | 19250049500 | 447 | 192500 | 49500
[5 empty] | 19350049500 | 447 | 193500 | 49500
[5 empty] | 19450049500 | 447 | 194500 | 49500
[5 empty] | 19550049500 | 447 | 195500 | 49500
[5 empty] | 19650049500 | 447 | 196500 | 49500
[5 empty] | 19750049500 | 447 | 197500 | 49500
[5 empty] | 19850049500 | 447 | 198500 | 49500
[5 empty] | 19950049500 | 447 | 199500 | 49500
[5 empty] | 20050049500 | 447 | 200500 | 49500
[5 empty] | 20150049500 | 447 | 201500 | 49500
[5 empty] | 20250049500 | 447 | 202500 | 49500
[5 empty] | 20350049500 | 447 | 203500 | 49500
[5 empty] | 20950049500 | 447 | 209500 | 49500
[5 empty] | 21050049500 | 447 | 210500 | 49500
[5 empty] | 24150049500 | 447 | 241500 | 49500
[5 empty] | 24250049500 | 447 | 242500 | 49500
[5 empty] | 24350049500 | 447 | 243500 | 49500
[5 empty] | 24450049500 | 447 | 244500 | 49500
[5 empty] | 16850048500 | 447 | 168500 | 48500
[5 empty] | 16950048500 | 447 | 169500 | 48500
[5 empty] | 17050048500 | 447 | 170500 | 48500
[5 empty] | 17150048500 | 447 | 171500 | 48500
[5 empty] | 17250048500 | 447 | 172500 | 48500
[5 empty] | 17350048500 | 447 | 173500 | 48500
[5 empty] | 17450048500 | 447 | 174500 | 48500
[5 empty] | 17550048500 | 447 | 175500 | 48500
[5 empty] | 17650048500 | 447 | 176500 | 48500
[5 empty] | 17750048500 | 447 | 177500 | 48500
[5 empty] | 17850048500 | 447 | 178500 | 48500
[5 empty] | 17950048500 | 447 | 179500 | 48500
[5 empty] | 18050048500 | 447 | 180500 | 48500
[5 empty] | 18150048500 | 447 | 181500 | 48500
[5 empty] | 18250048500 | 447 | 182500 | 48500
[5 empty] | 18350048500 | 447 | 183500 | 48500
[5 empty] | 18450048500 | 447 | 184500 | 48500
[5 empty] | 18550048500 | 447 | 185500 | 48500
[5 empty] | 18650048500 | 447 | 186500 | 48500
[5 empty] | 18750048500 | 447 | 187500 | 48500
[5 empty] | 18850048500 | 447 | 188500 | 48500
[5 empty] | 18950048500 | 447 | 189500 | 48500
[5 empty] | 19050048500 | 447 | 190500 | 48500
[5 empty] | 19150048500 | 447 | 191500 | 48500
[5 empty] | 19250048500 | 447 | 192500 | 48500
[5 empty] | 19350048500 | 447 | 193500 | 48500
[5 empty] | 19450048500 | 447 | 194500 | 48500
[5 empty] | 19550048500 | 447 | 195500 | 48500
[5 empty] | 19650048500 | 447 | 196500 | 48500
[5 empty] | 19750048500 | 447 | 197500 | 48500
[5 empty] | 19850048500 | 447 | 198500 | 48500
[5 empty] | 19950048500 | 447 | 199500 | 48500
[5 empty] | 20050048500 | 447 | 200500 | 48500
[5 empty] | 20150048500 | 447 | 201500 | 48500
[5 empty] | 20250048500 | 447 | 202500 | 48500
[5 empty] | 20350048500 | 447 | 203500 | 48500
[5 empty] | 20450048500 | 447 | 204500 | 48500
[5 empty] | 24150048500 | 447 | 241500 | 48500
[5 empty] | 24250048500 | 447 | 242500 | 48500
[5 empty] | 24350048500 | 447 | 243500 | 48500
[5 empty] | 24450048500 | 447 | 244500 | 48500
[5 empty] | 16750047500 | 447 | 167500 | 47500
[5 empty] | 16850047500 | 447 | 168500 | 47500
[5 empty] | 16950047500 | 447 | 169500 | 47500
[5 empty] | 17050047500 | 447 | 170500 | 47500
[5 empty] | 17150047500 | 447 | 171500 | 47500
[5 empty] | 17250047500 | 447 | 172500 | 47500
[5 empty] | 17350047500 | 447 | 173500 | 47500
[5 empty] | 17450047500 | 447 | 174500 | 47500
[5 empty] | 17550047500 | 447 | 175500 | 47500
[5 empty] | 17650047500 | 447 | 176500 | 47500
[5 empty] | 17750047500 | 447 | 177500 | 47500
[5 empty] | 17850047500 | 447 | 178500 | 47500
[5 empty] | 17950047500 | 447 | 179500 | 47500
[5 empty] | 18050047500 | 447 | 180500 | 47500
[5 empty] | 18150047500 | 447 | 181500 | 47500
[5 empty] | 18250047500 | 447 | 182500 | 47500
[5 empty] | 18350047500 | 447 | 183500 | 47500
[5 empty] | 18450047500 | 447 | 184500 | 47500
[5 empty] | 18550047500 | 447 | 185500 | 47500
[5 empty] | 18650047500 | 447 | 186500 | 47500
[5 empty] | 18750047500 | 447 | 187500 | 47500
[5 empty] | 18850047500 | 447 | 188500 | 47500
[5 empty] | 18950047500 | 447 | 189500 | 47500
[5 empty] | 19050047500 | 447 | 190500 | 47500
[5 empty] | 19150047500 | 447 | 191500 | 47500
[5 empty] | 19250047500 | 447 | 192500 | 47500
[5 empty] | 19350047500 | 447 | 193500 | 47500
[5 empty] | 19450047500 | 447 | 194500 | 47500
[5 empty] | 19550047500 | 447 | 195500 | 47500
[5 empty] | 19650047500 | 447 | 196500 | 47500
[5 empty] | 19750047500 | 447 | 197500 | 47500
[5 empty] | 19850047500 | 447 | 198500 | 47500
[5 empty] | 19950047500 | 447 | 199500 | 47500
[5 empty] | 20050047500 | 447 | 200500 | 47500
[5 empty] | 20150047500 | 447 | 201500 | 47500
[5 empty] | 20250047500 | 447 | 202500 | 47500
[5 empty] | 20350047500 | 447 | 203500 | 47500
[5 empty] | 20450047500 | 447 | 204500 | 47500
[5 empty] | 16550046500 | 447 | 165500 | 46500
[5 empty] | 16650046500 | 447 | 166500 | 46500
[5 empty] | 16750046500 | 447 | 167500 | 46500
[5 empty] | 16850046500 | 447 | 168500 | 46500
[5 empty] | 16950046500 | 447 | 169500 | 46500
[5 empty] | 17050046500 | 447 | 170500 | 46500
[5 empty] | 17150046500 | 447 | 171500 | 46500
[5 empty] | 17250046500 | 447 | 172500 | 46500
[5 empty] | 17350046500 | 447 | 173500 | 46500
[5 empty] | 17450046500 | 447 | 174500 | 46500
[5 empty] | 17550046500 | 447 | 175500 | 46500
[5 empty] | 17650046500 | 447 | 176500 | 46500
[5 empty] | 17750046500 | 447 | 177500 | 46500
[5 empty] | 17850046500 | 447 | 178500 | 46500
[5 empty] | 17950046500 | 447 | 179500 | 46500
[5 empty] | 18050046500 | 447 | 180500 | 46500
[5 empty] | 18150046500 | 447 | 181500 | 46500
[5 empty] | 18250046500 | 447 | 182500 | 46500
[5 empty] | 18350046500 | 447 | 183500 | 46500
[5 empty] | 18450046500 | 447 | 184500 | 46500
[5 empty] | 18550046500 | 447 | 185500 | 46500
[5 empty] | 18650046500 | 447 | 186500 | 46500
[5 empty] | 18750046500 | 447 | 187500 | 46500
[5 empty] | 18850046500 | 447 | 188500 | 46500
[5 empty] | 18950046500 | 447 | 189500 | 46500
[5 empty] | 19050046500 | 447 | 190500 | 46500
[5 empty] | 19150046500 | 447 | 191500 | 46500
[5 empty] | 19250046500 | 447 | 192500 | 46500
[5 empty] | 19350046500 | 447 | 193500 | 46500
[5 empty] | 19450046500 | 447 | 194500 | 46500
[5 empty] | 19550046500 | 447 | 195500 | 46500
[5 empty] | 19650046500 | 447 | 196500 | 46500
[5 empty] | 19750046500 | 447 | 197500 | 46500
[5 empty] | 19850046500 | 447 | 198500 | 46500
[5 empty] | 19950046500 | 447 | 199500 | 46500
[5 empty] | 20050046500 | 447 | 200500 | 46500
[5 empty] | 20150046500 | 447 | 201500 | 46500
[5 empty] | 20250046500 | 447 | 202500 | 46500
[5 empty] | 16450045500 | 447 | 164500 | 45500
[5 empty] | 16550045500 | 447 | 165500 | 45500
[5 empty] | 16650045500 | 447 | 166500 | 45500
[5 empty] | 16750045500 | 447 | 167500 | 45500
[5 empty] | 16850045500 | 447 | 168500 | 45500
[5 empty] | 16950045500 | 447 | 169500 | 45500
[5 empty] | 17050045500 | 447 | 170500 | 45500
[5 empty] | 17150045500 | 447 | 171500 | 45500
[5 empty] | 17250045500 | 447 | 172500 | 45500
[5 empty] | 17350045500 | 447 | 173500 | 45500
[5 empty] | 17450045500 | 447 | 174500 | 45500
[5 empty] | 17550045500 | 447 | 175500 | 45500
[5 empty] | 17650045500 | 447 | 176500 | 45500
[5 empty] | 17750045500 | 447 | 177500 | 45500
[5 empty] | 17850045500 | 447 | 178500 | 45500
[5 empty] | 17950045500 | 447 | 179500 | 45500
[5 empty] | 18050045500 | 447 | 180500 | 45500
[5 empty] | 18150045500 | 447 | 181500 | 45500
[5 empty] | 18250045500 | 447 | 182500 | 45500
[5 empty] | 18350045500 | 447 | 183500 | 45500
[5 empty] | 18450045500 | 447 | 184500 | 45500
[5 empty] | 18550045500 | 447 | 185500 | 45500
[5 empty] | 18650045500 | 447 | 186500 | 45500
[5 empty] | 18750045500 | 447 | 187500 | 45500
[5 empty] | 18850045500 | 447 | 188500 | 45500
[5 empty] | 18950045500 | 447 | 189500 | 45500
[5 empty] | 19050045500 | 447 | 190500 | 45500
[5 empty] | 19150045500 | 447 | 191500 | 45500
[5 empty] | 19250045500 | 447 | 192500 | 45500
[5 empty] | 19350045500 | 447 | 193500 | 45500
[5 empty] | 19450045500 | 447 | 194500 | 45500
[5 empty] | 19550045500 | 447 | 195500 | 45500
[5 empty] | 19650045500 | 447 | 196500 | 45500
[5 empty] | 19750045500 | 447 | 197500 | 45500
[5 empty] | 19850045500 | 447 | 198500 | 45500
[5 empty] | 19950045500 | 447 | 199500 | 45500
[5 empty] | 20050045500 | 447 | 200500 | 45500
[5 empty] | 20150045500 | 447 | 201500 | 45500
[5 empty] | 20250045500 | 447 | 202500 | 45500
[5 empty] | 16350044500 | 447 | 163500 | 44500
[5 empty] | 16450044500 | 447 | 164500 | 44500
[5 empty] | 16550044500 | 447 | 165500 | 44500
[5 empty] | 16650044500 | 447 | 166500 | 44500
[5 empty] | 16750044500 | 447 | 167500 | 44500
[5 empty] | 16850044500 | 447 | 168500 | 44500
[5 empty] | 16950044500 | 447 | 169500 | 44500
[5 empty] | 17050044500 | 447 | 170500 | 44500
[5 empty] | 17150044500 | 447 | 171500 | 44500
[5 empty] | 17250044500 | 447 | 172500 | 44500
[5 empty] | 17350044500 | 447 | 173500 | 44500
[5 empty] | 17450044500 | 447 | 174500 | 44500
[5 empty] | 17550044500 | 447 | 175500 | 44500
[5 empty] | 17650044500 | 447 | 176500 | 44500
[5 empty] | 17750044500 | 447 | 177500 | 44500
[5 empty] | 17850044500 | 447 | 178500 | 44500
[5 empty] | 17950044500 | 447 | 179500 | 44500
[5 empty] | 18050044500 | 447 | 180500 | 44500
[5 empty] | 18150044500 | 447 | 181500 | 44500
[5 empty] | 18250044500 | 447 | 182500 | 44500
[5 empty] | 18350044500 | 447 | 183500 | 44500
[5 empty] | 18450044500 | 447 | 184500 | 44500
[5 empty] | 18550044500 | 447 | 185500 | 44500
[5 empty] | 18650044500 | 447 | 186500 | 44500
[5 empty] | 18750044500 | 447 | 187500 | 44500
[5 empty] | 18850044500 | 447 | 188500 | 44500
[5 empty] | 18950044500 | 447 | 189500 | 44500
[5 empty] | 19050044500 | 447 | 190500 | 44500
[5 empty] | 19150044500 | 447 | 191500 | 44500
[5 empty] | 19250044500 | 447 | 192500 | 44500
[5 empty] | 19350044500 | 447 | 193500 | 44500
[5 empty] | 19450044500 | 447 | 194500 | 44500
[5 empty] | 19550044500 | 447 | 195500 | 44500
[5 empty] | 19650044500 | 447 | 196500 | 44500
[5 empty] | 19750044500 | 447 | 197500 | 44500
[5 empty] | 19850044500 | 447 | 198500 | 44500
[5 empty] | 19950044500 | 447 | 199500 | 44500
[5 empty] | 20050044500 | 447 | 200500 | 44500
[5 empty] | 20150044500 | 447 | 201500 | 44500
[5 empty] | 15750043500 | 447 | 157500 | 43500
[5 empty] | 15850043500 | 447 | 158500 | 43500
[5 empty] | 15950043500 | 447 | 159500 | 43500
[5 empty] | 16050043500 | 447 | 160500 | 43500
[5 empty] | 16150043500 | 447 | 161500 | 43500
[5 empty] | 16250043500 | 447 | 162500 | 43500
[5 empty] | 16350043500 | 447 | 163500 | 43500
[5 empty] | 16450043500 | 447 | 164500 | 43500
[5 empty] | 16550043500 | 447 | 165500 | 43500
[5 empty] | 16650043500 | 447 | 166500 | 43500
[5 empty] | 16750043500 | 447 | 167500 | 43500
[5 empty] | 16850043500 | 447 | 168500 | 43500
[5 empty] | 16950043500 | 447 | 169500 | 43500
[5 empty] | 17050043500 | 447 | 170500 | 43500
[5 empty] | 17150043500 | 447 | 171500 | 43500
[5 empty] | 17250043500 | 447 | 172500 | 43500
[5 empty] | 17350043500 | 447 | 173500 | 43500
[5 empty] | 17450043500 | 447 | 174500 | 43500
[5 empty] | 17550043500 | 447 | 175500 | 43500
[5 empty] | 17650043500 | 447 | 176500 | 43500
[5 empty] | 17750043500 | 447 | 177500 | 43500
[5 empty] | 17850043500 | 447 | 178500 | 43500
[5 empty] | 17950043500 | 447 | 179500 | 43500
[5 empty] | 18050043500 | 447 | 180500 | 43500
[5 empty] | 18150043500 | 447 | 181500 | 43500
[5 empty] | 18250043500 | 447 | 182500 | 43500
[5 empty] | 18350043500 | 447 | 183500 | 43500
[5 empty] | 18450043500 | 447 | 184500 | 43500
[5 empty] | 18550043500 | 447 | 185500 | 43500
[5 empty] | 18650043500 | 447 | 186500 | 43500
[5 empty] | 18750043500 | 447 | 187500 | 43500
[5 empty] | 18850043500 | 447 | 188500 | 43500
[5 empty] | 18950043500 | 447 | 189500 | 43500
[5 empty] | 19050043500 | 447 | 190500 | 43500
[5 empty] | 19150043500 | 447 | 191500 | 43500
[5 empty] | 19250043500 | 447 | 192500 | 43500
[5 empty] | 19350043500 | 447 | 193500 | 43500
[5 empty] | 19450043500 | 447 | 194500 | 43500
[5 empty] | 19550043500 | 447 | 195500 | 43500
[5 empty] | 19650043500 | 447 | 196500 | 43500
[5 empty] | 19750043500 | 447 | 197500 | 43500
[5 empty] | 19850043500 | 447 | 198500 | 43500
[5 empty] | 19950043500 | 447 | 199500 | 43500
[5 empty] | 20050043500 | 447 | 200500 | 43500
[5 empty] | 20150043500 | 447 | 201500 | 43500
[5 empty] | 20250043500 | 447 | 202500 | 43500
[5 empty] | 15750042500 | 447 | 157500 | 42500
[5 empty] | 15850042500 | 447 | 158500 | 42500
[5 empty] | 15950042500 | 447 | 159500 | 42500
[5 empty] | 16050042500 | 447 | 160500 | 42500
[5 empty] | 16150042500 | 447 | 161500 | 42500
[5 empty] | 16250042500 | 447 | 162500 | 42500
[5 empty] | 16350042500 | 447 | 163500 | 42500
[5 empty] | 16450042500 | 447 | 164500 | 42500
[5 empty] | 16550042500 | 447 | 165500 | 42500
[5 empty] | 16650042500 | 447 | 166500 | 42500
[5 empty] | 16750042500 | 447 | 167500 | 42500
[5 empty] | 16850042500 | 447 | 168500 | 42500
[5 empty] | 16950042500 | 447 | 169500 | 42500
[5 empty] | 17050042500 | 447 | 170500 | 42500
[5 empty] | 17150042500 | 447 | 171500 | 42500
[5 empty] | 17250042500 | 447 | 172500 | 42500
[5 empty] | 17350042500 | 447 | 173500 | 42500
[5 empty] | 17450042500 | 447 | 174500 | 42500
[5 empty] | 17550042500 | 447 | 175500 | 42500
[5 empty] | 17650042500 | 447 | 176500 | 42500
[5 empty] | 17750042500 | 447 | 177500 | 42500
[5 empty] | 17850042500 | 447 | 178500 | 42500
[5 empty] | 17950042500 | 447 | 179500 | 42500
[5 empty] | 18050042500 | 447 | 180500 | 42500
[5 empty] | 18150042500 | 447 | 181500 | 42500
[5 empty] | 18250042500 | 447 | 182500 | 42500
[5 empty] | 18350042500 | 447 | 183500 | 42500
[5 empty] | 18450042500 | 447 | 184500 | 42500
[5 empty] | 18550042500 | 447 | 185500 | 42500
[5 empty] | 18650042500 | 447 | 186500 | 42500
[5 empty] | 18750042500 | 447 | 187500 | 42500
[5 empty] | 18850042500 | 447 | 188500 | 42500
[5 empty] | 18950042500 | 447 | 189500 | 42500
[5 empty] | 19050042500 | 447 | 190500 | 42500
[5 empty] | 19150042500 | 447 | 191500 | 42500
[5 empty] | 19250042500 | 447 | 192500 | 42500
[5 empty] | 19350042500 | 447 | 193500 | 42500
[5 empty] | 19450042500 | 447 | 194500 | 42500
[5 empty] | 19550042500 | 447 | 195500 | 42500
[5 empty] | 19650042500 | 447 | 196500 | 42500
[5 empty] | 19750042500 | 447 | 197500 | 42500
[5 empty] | 19850042500 | 447 | 198500 | 42500
[5 empty] | 19950042500 | 447 | 199500 | 42500
[5 empty] | 20050042500 | 447 | 200500 | 42500
[5 empty] | 20150042500 | 447 | 201500 | 42500
[5 empty] | 20250042500 | 447 | 202500 | 42500
[5 empty] | 14750041500 | 447 | 147500 | 41500
[5 empty] | 14850041500 | 447 | 148500 | 41500
[5 empty] | 14950041500 | 447 | 149500 | 41500
[5 empty] | 15050041500 | 447 | 150500 | 41500
[5 empty] | 15150041500 | 447 | 151500 | 41500
[5 empty] | 15250041500 | 447 | 152500 | 41500
[5 empty] | 15750041500 | 447 | 157500 | 41500
[5 empty] | 15850041500 | 447 | 158500 | 41500
[5 empty] | 15950041500 | 447 | 159500 | 41500
[5 empty] | 16050041500 | 447 | 160500 | 41500
[5 empty] | 16150041500 | 447 | 161500 | 41500
[5 empty] | 16250041500 | 447 | 162500 | 41500
[5 empty] | 16350041500 | 447 | 163500 | 41500
[5 empty] | 16450041500 | 447 | 164500 | 41500
[5 empty] | 16550041500 | 447 | 165500 | 41500
[5 empty] | 16650041500 | 447 | 166500 | 41500
[5 empty] | 16750041500 | 447 | 167500 | 41500
[5 empty] | 16850041500 | 447 | 168500 | 41500
[5 empty] | 16950041500 | 447 | 169500 | 41500
[5 empty] | 17050041500 | 447 | 170500 | 41500
[5 empty] | 17150041500 | 447 | 171500 | 41500
[5 empty] | 17250041500 | 447 | 172500 | 41500
[5 empty] | 17350041500 | 447 | 173500 | 41500
[5 empty] | 17450041500 | 447 | 174500 | 41500
[5 empty] | 17550041500 | 447 | 175500 | 41500
[5 empty] | 17650041500 | 447 | 176500 | 41500
[5 empty] | 17750041500 | 447 | 177500 | 41500
[5 empty] | 17850041500 | 447 | 178500 | 41500
[5 empty] | 17950041500 | 447 | 179500 | 41500
[5 empty] | 18050041500 | 447 | 180500 | 41500
[5 empty] | 18150041500 | 447 | 181500 | 41500
[5 empty] | 18250041500 | 447 | 182500 | 41500
[5 empty] | 18350041500 | 447 | 183500 | 41500
[5 empty] | 18450041500 | 447 | 184500 | 41500
[5 empty] | 18550041500 | 447 | 185500 | 41500
[5 empty] | 18650041500 | 447 | 186500 | 41500
[5 empty] | 18750041500 | 447 | 187500 | 41500
[5 empty] | 18850041500 | 447 | 188500 | 41500
[5 empty] | 18950041500 | 447 | 189500 | 41500
[5 empty] | 19050041500 | 447 | 190500 | 41500
[5 empty] | 19150041500 | 447 | 191500 | 41500
[5 empty] | 19250041500 | 447 | 192500 | 41500
[5 empty] | 19350041500 | 447 | 193500 | 41500
[5 empty] | 19450041500 | 447 | 194500 | 41500
[5 empty] | 19550041500 | 447 | 195500 | 41500
[5 empty] | 19650041500 | 447 | 196500 | 41500
[5 empty] | 19750041500 | 447 | 197500 | 41500
[5 empty] | 19850041500 | 447 | 198500 | 41500
[5 empty] | 19950041500 | 447 | 199500 | 41500
[5 empty] | 20050041500 | 447 | 200500 | 41500
[5 empty] | 20150041500 | 447 | 201500 | 41500
[5 empty] | 14650040500 | 447 | 146500 | 40500
[5 empty] | 14750040500 | 447 | 147500 | 40500
[5 empty] | 14850040500 | 447 | 148500 | 40500
[5 empty] | 14950040500 | 447 | 149500 | 40500
[5 empty] | 15050040500 | 447 | 150500 | 40500
[5 empty] | 15150040500 | 447 | 151500 | 40500
[5 empty] | 15250040500 | 447 | 152500 | 40500
[5 empty] | 15650040500 | 447 | 156500 | 40500
[5 empty] | 15750040500 | 447 | 157500 | 40500
[5 empty] | 15850040500 | 447 | 158500 | 40500
[5 empty] | 15950040500 | 447 | 159500 | 40500
[5 empty] | 16050040500 | 447 | 160500 | 40500
[5 empty] | 16150040500 | 447 | 161500 | 40500
[5 empty] | 16250040500 | 447 | 162500 | 40500
[5 empty] | 16350040500 | 447 | 163500 | 40500
[5 empty] | 16450040500 | 447 | 164500 | 40500
[5 empty] | 16550040500 | 447 | 165500 | 40500
[5 empty] | 16650040500 | 447 | 166500 | 40500
[5 empty] | 16750040500 | 447 | 167500 | 40500
[5 empty] | 16850040500 | 447 | 168500 | 40500
[5 empty] | 16950040500 | 447 | 169500 | 40500
[5 empty] | 17050040500 | 447 | 170500 | 40500
[5 empty] | 17150040500 | 447 | 171500 | 40500
[5 empty] | 17250040500 | 447 | 172500 | 40500
[5 empty] | 17350040500 | 447 | 173500 | 40500
[5 empty] | 17450040500 | 447 | 174500 | 40500
[5 empty] | 17550040500 | 447 | 175500 | 40500
[5 empty] | 17650040500 | 447 | 176500 | 40500
[5 empty] | 17750040500 | 447 | 177500 | 40500
[5 empty] | 17850040500 | 447 | 178500 | 40500
[5 empty] | 17950040500 | 447 | 179500 | 40500
[5 empty] | 18050040500 | 447 | 180500 | 40500
[5 empty] | 18150040500 | 447 | 181500 | 40500
[5 empty] | 18250040500 | 447 | 182500 | 40500
[5 empty] | 18350040500 | 447 | 183500 | 40500
[5 empty] | 18450040500 | 447 | 184500 | 40500
[5 empty] | 18550040500 | 447 | 185500 | 40500
[5 empty] | 18650040500 | 447 | 186500 | 40500
[5 empty] | 18750040500 | 447 | 187500 | 40500
[5 empty] | 18850040500 | 447 | 188500 | 40500
[5 empty] | 18950040500 | 447 | 189500 | 40500
[5 empty] | 19050040500 | 447 | 190500 | 40500
[5 empty] | 19150040500 | 447 | 191500 | 40500
[5 empty] | 19250040500 | 447 | 192500 | 40500
[5 empty] | 19350040500 | 447 | 193500 | 40500
[5 empty] | 19450040500 | 447 | 194500 | 40500
[5 empty] | 19550040500 | 447 | 195500 | 40500
[5 empty] | 19750040500 | 447 | 197500 | 40500
[5 empty] | 19850040500 | 447 | 198500 | 40500
[5 empty] | 19950040500 | 447 | 199500 | 40500
[5 empty] | 20050040500 | 447 | 200500 | 40500
[5 empty] | 20150040500 | 447 | 201500 | 40500
[5 empty] | 14450039500 | 447 | 144500 | 39500
[5 empty] | 14550039500 | 447 | 145500 | 39500
[5 empty] | 14650039500 | 447 | 146500 | 39500
[5 empty] | 14750039500 | 447 | 147500 | 39500
[5 empty] | 14850039500 | 447 | 148500 | 39500
[5 empty] | 14950039500 | 447 | 149500 | 39500
[5 empty] | 15050039500 | 447 | 150500 | 39500
[5 empty] | 15150039500 | 447 | 151500 | 39500
[5 empty] | 15250039500 | 447 | 152500 | 39500
[5 empty] | 15550039500 | 447 | 155500 | 39500
[5 empty] | 15650039500 | 447 | 156500 | 39500
[5 empty] | 15750039500 | 447 | 157500 | 39500
[5 empty] | 15850039500 | 447 | 158500 | 39500
[5 empty] | 15950039500 | 447 | 159500 | 39500
[5 empty] | 16050039500 | 447 | 160500 | 39500
[5 empty] | 16150039500 | 447 | 161500 | 39500
[5 empty] | 16250039500 | 447 | 162500 | 39500
[5 empty] | 16350039500 | 447 | 163500 | 39500
[5 empty] | 16450039500 | 447 | 164500 | 39500
[5 empty] | 16550039500 | 447 | 165500 | 39500
[5 empty] | 16650039500 | 447 | 166500 | 39500
[5 empty] | 16750039500 | 447 | 167500 | 39500
[5 empty] | 16850039500 | 447 | 168500 | 39500
[5 empty] | 16950039500 | 447 | 169500 | 39500
[5 empty] | 17050039500 | 447 | 170500 | 39500
[5 empty] | 17150039500 | 447 | 171500 | 39500
[5 empty] | 17250039500 | 447 | 172500 | 39500
[5 empty] | 17350039500 | 447 | 173500 | 39500
[5 empty] | 17450039500 | 447 | 174500 | 39500
[5 empty] | 17550039500 | 447 | 175500 | 39500
[5 empty] | 17650039500 | 447 | 176500 | 39500
[5 empty] | 17750039500 | 447 | 177500 | 39500
[5 empty] | 17850039500 | 447 | 178500 | 39500
[5 empty] | 17950039500 | 447 | 179500 | 39500
[5 empty] | 18050039500 | 447 | 180500 | 39500
[5 empty] | 18150039500 | 447 | 181500 | 39500
[5 empty] | 18250039500 | 447 | 182500 | 39500
[5 empty] | 18350039500 | 447 | 183500 | 39500
[5 empty] | 18450039500 | 447 | 184500 | 39500
[5 empty] | 18550039500 | 447 | 185500 | 39500
[5 empty] | 18650039500 | 447 | 186500 | 39500
[5 empty] | 18750039500 | 447 | 187500 | 39500
[5 empty] | 18850039500 | 447 | 188500 | 39500
[5 empty] | 18950039500 | 447 | 189500 | 39500
[5 empty] | 19050039500 | 447 | 190500 | 39500
[5 empty] | 19150039500 | 447 | 191500 | 39500
[5 empty] | 19250039500 | 447 | 192500 | 39500
[5 empty] | 19350039500 | 447 | 193500 | 39500
[5 empty] | 19450039500 | 447 | 194500 | 39500
[5 empty] | 19950039500 | 447 | 199500 | 39500
[5 empty] | 20050039500 | 447 | 200500 | 39500
[5 empty] | 14250038500 | 447 | 142500 | 38500
[5 empty] | 14350038500 | 447 | 143500 | 38500
[5 empty] | 14450038500 | 447 | 144500 | 38500
[5 empty] | 14550038500 | 447 | 145500 | 38500
[5 empty] | 14650038500 | 447 | 146500 | 38500
[5 empty] | 14750038500 | 447 | 147500 | 38500
[5 empty] | 14850038500 | 447 | 148500 | 38500
[5 empty] | 14950038500 | 447 | 149500 | 38500
[5 empty] | 15050038500 | 447 | 150500 | 38500
[5 empty] | 15150038500 | 447 | 151500 | 38500
[5 empty] | 15250038500 | 447 | 152500 | 38500
[5 empty] | 15350038500 | 447 | 153500 | 38500
[5 empty] | 15450038500 | 447 | 154500 | 38500
[5 empty] | 15550038500 | 447 | 155500 | 38500
[5 empty] | 15650038500 | 447 | 156500 | 38500
[5 empty] | 15750038500 | 447 | 157500 | 38500
[5 empty] | 15850038500 | 447 | 158500 | 38500
[5 empty] | 15950038500 | 447 | 159500 | 38500
[5 empty] | 16050038500 | 447 | 160500 | 38500
[5 empty] | 16150038500 | 447 | 161500 | 38500
[5 empty] | 16250038500 | 447 | 162500 | 38500
[5 empty] | 16350038500 | 447 | 163500 | 38500
[5 empty] | 16450038500 | 447 | 164500 | 38500
[5 empty] | 16550038500 | 447 | 165500 | 38500
[5 empty] | 16650038500 | 447 | 166500 | 38500
[5 empty] | 16750038500 | 447 | 167500 | 38500
[5 empty] | 16850038500 | 447 | 168500 | 38500
[5 empty] | 16950038500 | 447 | 169500 | 38500
[5 empty] | 17050038500 | 447 | 170500 | 38500
[5 empty] | 17150038500 | 447 | 171500 | 38500
[5 empty] | 17250038500 | 447 | 172500 | 38500
[5 empty] | 17350038500 | 447 | 173500 | 38500
[5 empty] | 17450038500 | 447 | 174500 | 38500
[5 empty] | 17550038500 | 447 | 175500 | 38500
[5 empty] | 17650038500 | 447 | 176500 | 38500
[5 empty] | 17750038500 | 447 | 177500 | 38500
[5 empty] | 17850038500 | 447 | 178500 | 38500
[5 empty] | 17950038500 | 447 | 179500 | 38500
[5 empty] | 18050038500 | 447 | 180500 | 38500
[5 empty] | 18150038500 | 447 | 181500 | 38500
[5 empty] | 18250038500 | 447 | 182500 | 38500
[5 empty] | 18350038500 | 447 | 183500 | 38500
[5 empty] | 18450038500 | 447 | 184500 | 38500
[5 empty] | 18550038500 | 447 | 185500 | 38500
[5 empty] | 18650038500 | 447 | 186500 | 38500
[5 empty] | 18750038500 | 447 | 187500 | 38500
[5 empty] | 18850038500 | 447 | 188500 | 38500
[5 empty] | 18950038500 | 447 | 189500 | 38500
[5 empty] | 19050038500 | 447 | 190500 | 38500
[5 empty] | 19150038500 | 447 | 191500 | 38500
[5 empty] | 19250038500 | 447 | 192500 | 38500
[5 empty] | 19350038500 | 447 | 193500 | 38500
[5 empty] | 14150037500 | 447 | 141500 | 37500
[5 empty] | 14250037500 | 447 | 142500 | 37500
[5 empty] | 14350037500 | 447 | 143500 | 37500
[5 empty] | 14450037500 | 447 | 144500 | 37500
[5 empty] | 14550037500 | 447 | 145500 | 37500
[5 empty] | 14650037500 | 447 | 146500 | 37500
[5 empty] | 14750037500 | 447 | 147500 | 37500
[5 empty] | 14850037500 | 447 | 148500 | 37500
[5 empty] | 14950037500 | 447 | 149500 | 37500
[5 empty] | 15050037500 | 447 | 150500 | 37500
[5 empty] | 15150037500 | 447 | 151500 | 37500
[5 empty] | 15250037500 | 447 | 152500 | 37500
[5 empty] | 15350037500 | 447 | 153500 | 37500
[5 empty] | 15450037500 | 447 | 154500 | 37500
[5 empty] | 15550037500 | 447 | 155500 | 37500
[5 empty] | 15650037500 | 447 | 156500 | 37500
[5 empty] | 15750037500 | 447 | 157500 | 37500
[5 empty] | 15850037500 | 447 | 158500 | 37500
[5 empty] | 15950037500 | 447 | 159500 | 37500
[5 empty] | 16050037500 | 447 | 160500 | 37500
[5 empty] | 16150037500 | 447 | 161500 | 37500
[5 empty] | 16250037500 | 447 | 162500 | 37500
[5 empty] | 16350037500 | 447 | 163500 | 37500
[5 empty] | 16450037500 | 447 | 164500 | 37500
[5 empty] | 16550037500 | 447 | 165500 | 37500
[5 empty] | 16650037500 | 447 | 166500 | 37500
[5 empty] | 16750037500 | 447 | 167500 | 37500
[5 empty] | 16850037500 | 447 | 168500 | 37500
[5 empty] | 16950037500 | 447 | 169500 | 37500
[5 empty] | 17050037500 | 447 | 170500 | 37500
[5 empty] | 17150037500 | 447 | 171500 | 37500
[5 empty] | 17250037500 | 447 | 172500 | 37500
[5 empty] | 17350037500 | 447 | 173500 | 37500
[5 empty] | 17450037500 | 447 | 174500 | 37500
[5 empty] | 17550037500 | 447 | 175500 | 37500
[5 empty] | 17650037500 | 447 | 176500 | 37500
[5 empty] | 17750037500 | 447 | 177500 | 37500
[5 empty] | 17850037500 | 447 | 178500 | 37500
[5 empty] | 17950037500 | 447 | 179500 | 37500
[5 empty] | 18050037500 | 447 | 180500 | 37500
[5 empty] | 18150037500 | 447 | 181500 | 37500
[5 empty] | 18250037500 | 447 | 182500 | 37500
[5 empty] | 18350037500 | 447 | 183500 | 37500
[5 empty] | 18450037500 | 447 | 184500 | 37500
[5 empty] | 18550037500 | 447 | 185500 | 37500
[5 empty] | 18650037500 | 447 | 186500 | 37500
[5 empty] | 18750037500 | 447 | 187500 | 37500
[5 empty] | 18850037500 | 447 | 188500 | 37500
[5 empty] | 18950037500 | 447 | 189500 | 37500
[5 empty] | 19150037500 | 447 | 191500 | 37500
[5 empty] | 19250037500 | 447 | 192500 | 37500
[5 empty] | 13750036500 | 447 | 137500 | 36500
[5 empty] | 13850036500 | 447 | 138500 | 36500
[5 empty] | 13950036500 | 447 | 139500 | 36500
[5 empty] | 14050036500 | 447 | 140500 | 36500
[5 empty] | 14150036500 | 447 | 141500 | 36500
[5 empty] | 14250036500 | 447 | 142500 | 36500
[5 empty] | 14350036500 | 447 | 143500 | 36500
[5 empty] | 14450036500 | 447 | 144500 | 36500
[5 empty] | 14550036500 | 447 | 145500 | 36500
[5 empty] | 14650036500 | 447 | 146500 | 36500
[5 empty] | 14750036500 | 447 | 147500 | 36500
[5 empty] | 14850036500 | 447 | 148500 | 36500
[5 empty] | 14950036500 | 447 | 149500 | 36500
[5 empty] | 15050036500 | 447 | 150500 | 36500
[5 empty] | 15150036500 | 447 | 151500 | 36500
[5 empty] | 15250036500 | 447 | 152500 | 36500
[5 empty] | 15350036500 | 447 | 153500 | 36500
[5 empty] | 15450036500 | 447 | 154500 | 36500
[5 empty] | 15550036500 | 447 | 155500 | 36500
[5 empty] | 15650036500 | 447 | 156500 | 36500
[5 empty] | 15750036500 | 447 | 157500 | 36500
[5 empty] | 15850036500 | 447 | 158500 | 36500
[5 empty] | 15950036500 | 447 | 159500 | 36500
[5 empty] | 16050036500 | 447 | 160500 | 36500
[5 empty] | 16150036500 | 447 | 161500 | 36500
[5 empty] | 16250036500 | 447 | 162500 | 36500
[5 empty] | 16350036500 | 447 | 163500 | 36500
[5 empty] | 16450036500 | 447 | 164500 | 36500
[5 empty] | 16550036500 | 447 | 165500 | 36500
[5 empty] | 16650036500 | 447 | 166500 | 36500
[5 empty] | 16750036500 | 447 | 167500 | 36500
[5 empty] | 16850036500 | 447 | 168500 | 36500
[5 empty] | 16950036500 | 447 | 169500 | 36500
[5 empty] | 17050036500 | 447 | 170500 | 36500
[5 empty] | 17150036500 | 447 | 171500 | 36500
[5 empty] | 17250036500 | 447 | 172500 | 36500
[5 empty] | 17350036500 | 447 | 173500 | 36500
[5 empty] | 17450036500 | 447 | 174500 | 36500
[5 empty] | 17550036500 | 447 | 175500 | 36500
[5 empty] | 17650036500 | 447 | 176500 | 36500
[5 empty] | 17750036500 | 447 | 177500 | 36500
[5 empty] | 17850036500 | 447 | 178500 | 36500
[5 empty] | 17950036500 | 447 | 179500 | 36500
[5 empty] | 18050036500 | 447 | 180500 | 36500
[5 empty] | 18150036500 | 447 | 181500 | 36500
[5 empty] | 18250036500 | 447 | 182500 | 36500
[5 empty] | 18350036500 | 447 | 183500 | 36500
[5 empty] | 18450036500 | 447 | 184500 | 36500
[5 empty] | 18550036500 | 447 | 185500 | 36500
[5 empty] | 18650036500 | 447 | 186500 | 36500
[5 empty] | 18750036500 | 447 | 187500 | 36500
[5 empty] | 18850036500 | 447 | 188500 | 36500
[5 empty] | 19150036500 | 447 | 191500 | 36500
[5 empty] | 19250036500 | 447 | 192500 | 36500
[5 empty] | 13750035500 | 447 | 137500 | 35500
[5 empty] | 13850035500 | 447 | 138500 | 35500
[5 empty] | 13950035500 | 447 | 139500 | 35500
[5 empty] | 14050035500 | 447 | 140500 | 35500
[5 empty] | 14150035500 | 447 | 141500 | 35500
[5 empty] | 14250035500 | 447 | 142500 | 35500
[5 empty] | 14350035500 | 447 | 143500 | 35500
[5 empty] | 14450035500 | 447 | 144500 | 35500
[5 empty] | 14550035500 | 447 | 145500 | 35500
[5 empty] | 14650035500 | 447 | 146500 | 35500
[5 empty] | 14750035500 | 447 | 147500 | 35500
[5 empty] | 14850035500 | 447 | 148500 | 35500
[5 empty] | 14950035500 | 447 | 149500 | 35500
[5 empty] | 15050035500 | 447 | 150500 | 35500
[5 empty] | 15150035500 | 447 | 151500 | 35500
[5 empty] | 15250035500 | 447 | 152500 | 35500
[5 empty] | 15350035500 | 447 | 153500 | 35500
[5 empty] | 15450035500 | 447 | 154500 | 35500
[5 empty] | 15550035500 | 447 | 155500 | 35500
[5 empty] | 15650035500 | 447 | 156500 | 35500
[5 empty] | 15750035500 | 447 | 157500 | 35500
[5 empty] | 15850035500 | 447 | 158500 | 35500
[5 empty] | 15950035500 | 447 | 159500 | 35500
[5 empty] | 16050035500 | 447 | 160500 | 35500
[5 empty] | 16150035500 | 447 | 161500 | 35500
[5 empty] | 16250035500 | 447 | 162500 | 35500
[5 empty] | 16350035500 | 447 | 163500 | 35500
[5 empty] | 16450035500 | 447 | 164500 | 35500
[5 empty] | 16550035500 | 447 | 165500 | 35500
[5 empty] | 16650035500 | 447 | 166500 | 35500
[5 empty] | 16750035500 | 447 | 167500 | 35500
[5 empty] | 16850035500 | 447 | 168500 | 35500
[5 empty] | 16950035500 | 447 | 169500 | 35500
[5 empty] | 17050035500 | 447 | 170500 | 35500
[5 empty] | 17150035500 | 447 | 171500 | 35500
[5 empty] | 17250035500 | 447 | 172500 | 35500
[5 empty] | 17350035500 | 447 | 173500 | 35500
[5 empty] | 17450035500 | 447 | 174500 | 35500
[5 empty] | 17550035500 | 447 | 175500 | 35500
[5 empty] | 17650035500 | 447 | 176500 | 35500
[5 empty] | 17750035500 | 447 | 177500 | 35500
[5 empty] | 17850035500 | 447 | 178500 | 35500
[5 empty] | 17950035500 | 447 | 179500 | 35500
[5 empty] | 18050035500 | 447 | 180500 | 35500
[5 empty] | 18150035500 | 447 | 181500 | 35500
[5 empty] | 18250035500 | 447 | 182500 | 35500
[5 empty] | 18350035500 | 447 | 183500 | 35500
[5 empty] | 18450035500 | 447 | 184500 | 35500
[5 empty] | 18550035500 | 447 | 185500 | 35500
[5 empty] | 18650035500 | 447 | 186500 | 35500
[5 empty] | 18750035500 | 447 | 187500 | 35500
[5 empty] | 18850035500 | 447 | 188500 | 35500
[5 empty] | 13650034500 | 447 | 136500 | 34500
[5 empty] | 13750034500 | 447 | 137500 | 34500
[5 empty] | 13850034500 | 447 | 138500 | 34500
[5 empty] | 13950034500 | 447 | 139500 | 34500
[5 empty] | 14050034500 | 447 | 140500 | 34500
[5 empty] | 14150034500 | 447 | 141500 | 34500
[5 empty] | 14250034500 | 447 | 142500 | 34500
[5 empty] | 14350034500 | 447 | 143500 | 34500
[5 empty] | 14450034500 | 447 | 144500 | 34500
[5 empty] | 14550034500 | 447 | 145500 | 34500
[5 empty] | 14650034500 | 447 | 146500 | 34500
[5 empty] | 14750034500 | 447 | 147500 | 34500
[5 empty] | 14850034500 | 447 | 148500 | 34500
[5 empty] | 14950034500 | 447 | 149500 | 34500
[5 empty] | 15050034500 | 447 | 150500 | 34500
[5 empty] | 15150034500 | 447 | 151500 | 34500
[5 empty] | 15250034500 | 447 | 152500 | 34500
[5 empty] | 15350034500 | 447 | 153500 | 34500
[5 empty] | 15450034500 | 447 | 154500 | 34500
[5 empty] | 15550034500 | 447 | 155500 | 34500
[5 empty] | 15650034500 | 447 | 156500 | 34500
[5 empty] | 15750034500 | 447 | 157500 | 34500
[5 empty] | 15850034500 | 447 | 158500 | 34500
[5 empty] | 15950034500 | 447 | 159500 | 34500
[5 empty] | 16050034500 | 447 | 160500 | 34500
[5 empty] | 16150034500 | 447 | 161500 | 34500
[5 empty] | 16250034500 | 447 | 162500 | 34500
[5 empty] | 16350034500 | 447 | 163500 | 34500
[5 empty] | 16450034500 | 447 | 164500 | 34500
[5 empty] | 16550034500 | 447 | 165500 | 34500
[5 empty] | 16650034500 | 447 | 166500 | 34500
[5 empty] | 16750034500 | 447 | 167500 | 34500
[5 empty] | 16850034500 | 447 | 168500 | 34500
[5 empty] | 16950034500 | 447 | 169500 | 34500
[5 empty] | 17050034500 | 447 | 170500 | 34500
[5 empty] | 17150034500 | 447 | 171500 | 34500
[5 empty] | 17250034500 | 447 | 172500 | 34500
[5 empty] | 17350034500 | 447 | 173500 | 34500
[5 empty] | 17450034500 | 447 | 174500 | 34500
[5 empty] | 17550034500 | 447 | 175500 | 34500
[5 empty] | 17650034500 | 447 | 176500 | 34500
[5 empty] | 17750034500 | 447 | 177500 | 34500
[5 empty] | 17850034500 | 447 | 178500 | 34500
[5 empty] | 17950034500 | 447 | 179500 | 34500
[5 empty] | 18050034500 | 447 | 180500 | 34500
[5 empty] | 18150034500 | 447 | 181500 | 34500
[5 empty] | 18250034500 | 447 | 182500 | 34500
[5 empty] | 18450034500 | 447 | 184500 | 34500
[5 empty] | 18550034500 | 447 | 185500 | 34500
[5 empty] | 18650034500 | 447 | 186500 | 34500
[5 empty] | 18750034500 | 447 | 187500 | 34500
[5 empty] | 13650033500 | 447 | 136500 | 33500
[5 empty] | 13750033500 | 447 | 137500 | 33500
[5 empty] | 13850033500 | 447 | 138500 | 33500
[5 empty] | 13950033500 | 447 | 139500 | 33500
[5 empty] | 14050033500 | 447 | 140500 | 33500
[5 empty] | 14150033500 | 447 | 141500 | 33500
[5 empty] | 14250033500 | 447 | 142500 | 33500
[5 empty] | 14350033500 | 447 | 143500 | 33500
[5 empty] | 14450033500 | 447 | 144500 | 33500
[5 empty] | 14550033500 | 447 | 145500 | 33500
[5 empty] | 14650033500 | 447 | 146500 | 33500
[5 empty] | 14750033500 | 447 | 147500 | 33500
[5 empty] | 14850033500 | 447 | 148500 | 33500
[5 empty] | 14950033500 | 447 | 149500 | 33500
[5 empty] | 15050033500 | 447 | 150500 | 33500
[5 empty] | 15150033500 | 447 | 151500 | 33500
[5 empty] | 15250033500 | 447 | 152500 | 33500
[5 empty] | 15350033500 | 447 | 153500 | 33500
[5 empty] | 15450033500 | 447 | 154500 | 33500
[5 empty] | 15550033500 | 447 | 155500 | 33500
[5 empty] | 15650033500 | 447 | 156500 | 33500
[5 empty] | 15750033500 | 447 | 157500 | 33500
[5 empty] | 15850033500 | 447 | 158500 | 33500
[5 empty] | 15950033500 | 447 | 159500 | 33500
[5 empty] | 16050033500 | 447 | 160500 | 33500
[5 empty] | 16150033500 | 447 | 161500 | 33500
[5 empty] | 16250033500 | 447 | 162500 | 33500
[5 empty] | 16350033500 | 447 | 163500 | 33500
[5 empty] | 16450033500 | 447 | 164500 | 33500
[5 empty] | 16550033500 | 447 | 165500 | 33500
[5 empty] | 16650033500 | 447 | 166500 | 33500
[5 empty] | 16750033500 | 447 | 167500 | 33500
[5 empty] | 16850033500 | 447 | 168500 | 33500
[5 empty] | 16950033500 | 447 | 169500 | 33500
[5 empty] | 17050033500 | 447 | 170500 | 33500
[5 empty] | 17150033500 | 447 | 171500 | 33500
[5 empty] | 17250033500 | 447 | 172500 | 33500
[5 empty] | 17350033500 | 447 | 173500 | 33500
[5 empty] | 17450033500 | 447 | 174500 | 33500
[5 empty] | 17550033500 | 447 | 175500 | 33500
[5 empty] | 17650033500 | 447 | 176500 | 33500
[5 empty] | 17750033500 | 447 | 177500 | 33500
[5 empty] | 17850033500 | 447 | 178500 | 33500
[5 empty] | 17950033500 | 447 | 179500 | 33500
[5 empty] | 18050033500 | 447 | 180500 | 33500
[5 empty] | 18150033500 | 447 | 181500 | 33500
[5 empty] | 18250033500 | 447 | 182500 | 33500
[5 empty] | 18350033500 | 447 | 183500 | 33500
[5 empty] | 18450033500 | 447 | 184500 | 33500
[5 empty] | 18550033500 | 447 | 185500 | 33500
[5 empty] | 18650033500 | 447 | 186500 | 33500
[5 empty] | 18750033500 | 447 | 187500 | 33500
[5 empty] | 13550032500 | 447 | 135500 | 32500
[5 empty] | 13650032500 | 447 | 136500 | 32500
[5 empty] | 13750032500 | 447 | 137500 | 32500
[5 empty] | 13850032500 | 447 | 138500 | 32500
[5 empty] | 13950032500 | 447 | 139500 | 32500
[5 empty] | 14050032500 | 447 | 140500 | 32500
[5 empty] | 14150032500 | 447 | 141500 | 32500
[5 empty] | 14250032500 | 447 | 142500 | 32500
[5 empty] | 14350032500 | 447 | 143500 | 32500
[5 empty] | 14450032500 | 447 | 144500 | 32500
[5 empty] | 14550032500 | 447 | 145500 | 32500
[5 empty] | 14650032500 | 447 | 146500 | 32500
[5 empty] | 14750032500 | 447 | 147500 | 32500
[5 empty] | 14850032500 | 447 | 148500 | 32500
[5 empty] | 14950032500 | 447 | 149500 | 32500
[5 empty] | 15050032500 | 447 | 150500 | 32500
[5 empty] | 15150032500 | 447 | 151500 | 32500
[5 empty] | 15250032500 | 447 | 152500 | 32500
[5 empty] | 15350032500 | 447 | 153500 | 32500
[5 empty] | 15450032500 | 447 | 154500 | 32500
[5 empty] | 15550032500 | 447 | 155500 | 32500
[5 empty] | 15650032500 | 447 | 156500 | 32500
[5 empty] | 15750032500 | 447 | 157500 | 32500
[5 empty] | 15850032500 | 447 | 158500 | 32500
[5 empty] | 15950032500 | 447 | 159500 | 32500
[5 empty] | 16050032500 | 447 | 160500 | 32500
[5 empty] | 16150032500 | 447 | 161500 | 32500
[5 empty] | 16250032500 | 447 | 162500 | 32500
[5 empty] | 16350032500 | 447 | 163500 | 32500
[5 empty] | 16450032500 | 447 | 164500 | 32500
[5 empty] | 16550032500 | 447 | 165500 | 32500
[5 empty] | 16650032500 | 447 | 166500 | 32500
[5 empty] | 16750032500 | 447 | 167500 | 32500
[5 empty] | 16850032500 | 447 | 168500 | 32500
[5 empty] | 16950032500 | 447 | 169500 | 32500
[5 empty] | 17050032500 | 447 | 170500 | 32500
[5 empty] | 17150032500 | 447 | 171500 | 32500
[5 empty] | 17250032500 | 447 | 172500 | 32500
[5 empty] | 17350032500 | 447 | 173500 | 32500
[5 empty] | 17450032500 | 447 | 174500 | 32500
[5 empty] | 17550032500 | 447 | 175500 | 32500
[5 empty] | 17650032500 | 447 | 176500 | 32500
[5 empty] | 17750032500 | 447 | 177500 | 32500
[5 empty] | 17850032500 | 447 | 178500 | 32500
[5 empty] | 17950032500 | 447 | 179500 | 32500
[5 empty] | 18050032500 | 447 | 180500 | 32500
[5 empty] | 18150032500 | 447 | 181500 | 32500
[5 empty] | 18250032500 | 447 | 182500 | 32500
[5 empty] | 18350032500 | 447 | 183500 | 32500
[5 empty] | 18450032500 | 447 | 184500 | 32500
[5 empty] | 18550032500 | 447 | 185500 | 32500
[5 empty] | 18650032500 | 447 | 186500 | 32500
[5 empty] | 18750032500 | 447 | 187500 | 32500
[5 empty] | 13350031500 | 447 | 133500 | 31500
[5 empty] | 13450031500 | 447 | 134500 | 31500
[5 empty] | 13550031500 | 447 | 135500 | 31500
[5 empty] | 13650031500 | 447 | 136500 | 31500
[5 empty] | 13750031500 | 447 | 137500 | 31500
[5 empty] | 13850031500 | 447 | 138500 | 31500
[5 empty] | 13950031500 | 447 | 139500 | 31500
[5 empty] | 14050031500 | 447 | 140500 | 31500
[5 empty] | 14150031500 | 447 | 141500 | 31500
[5 empty] | 14250031500 | 447 | 142500 | 31500
[5 empty] | 14350031500 | 447 | 143500 | 31500
[5 empty] | 14450031500 | 447 | 144500 | 31500
[5 empty] | 14550031500 | 447 | 145500 | 31500
[5 empty] | 14650031500 | 447 | 146500 | 31500
[5 empty] | 14750031500 | 447 | 147500 | 31500
[5 empty] | 14850031500 | 447 | 148500 | 31500
[5 empty] | 14950031500 | 447 | 149500 | 31500
[5 empty] | 15050031500 | 447 | 150500 | 31500
[5 empty] | 15150031500 | 447 | 151500 | 31500
[5 empty] | 15250031500 | 447 | 152500 | 31500
[5 empty] | 15350031500 | 447 | 153500 | 31500
[5 empty] | 15450031500 | 447 | 154500 | 31500
[5 empty] | 15550031500 | 447 | 155500 | 31500
[5 empty] | 15650031500 | 447 | 156500 | 31500
[5 empty] | 15750031500 | 447 | 157500 | 31500
[5 empty] | 15850031500 | 447 | 158500 | 31500
[5 empty] | 15950031500 | 447 | 159500 | 31500
[5 empty] | 16050031500 | 447 | 160500 | 31500
[5 empty] | 16150031500 | 447 | 161500 | 31500
[5 empty] | 16250031500 | 447 | 162500 | 31500
[5 empty] | 16350031500 | 447 | 163500 | 31500
[5 empty] | 16450031500 | 447 | 164500 | 31500
[5 empty] | 16550031500 | 447 | 165500 | 31500
[5 empty] | 16650031500 | 447 | 166500 | 31500
[5 empty] | 16750031500 | 447 | 167500 | 31500
[5 empty] | 16850031500 | 447 | 168500 | 31500
[5 empty] | 16950031500 | 447 | 169500 | 31500
[5 empty] | 17050031500 | 447 | 170500 | 31500
[5 empty] | 17150031500 | 447 | 171500 | 31500
[5 empty] | 17250031500 | 447 | 172500 | 31500
[5 empty] | 17350031500 | 447 | 173500 | 31500
[5 empty] | 17450031500 | 447 | 174500 | 31500
[5 empty] | 17550031500 | 447 | 175500 | 31500
[5 empty] | 17650031500 | 447 | 176500 | 31500
[5 empty] | 17750031500 | 447 | 177500 | 31500
[5 empty] | 17850031500 | 447 | 178500 | 31500
[5 empty] | 17950031500 | 447 | 179500 | 31500
[5 empty] | 18050031500 | 447 | 180500 | 31500
[5 empty] | 18150031500 | 447 | 181500 | 31500
[5 empty] | 18250031500 | 447 | 182500 | 31500
[5 empty] | 18450031500 | 447 | 184500 | 31500
[5 empty] | 18550031500 | 447 | 185500 | 31500
[5 empty] | 18650031500 | 447 | 186500 | 31500
[5 empty] | 13550030500 | 447 | 135500 | 30500
[5 empty] | 13650030500 | 447 | 136500 | 30500
[5 empty] | 13750030500 | 447 | 137500 | 30500
[5 empty] | 13850030500 | 447 | 138500 | 30500
[5 empty] | 13950030500 | 447 | 139500 | 30500
[5 empty] | 14050030500 | 447 | 140500 | 30500
[5 empty] | 14150030500 | 447 | 141500 | 30500
[5 empty] | 14250030500 | 447 | 142500 | 30500
[5 empty] | 14350030500 | 447 | 143500 | 30500
[5 empty] | 14450030500 | 447 | 144500 | 30500
[5 empty] | 14550030500 | 447 | 145500 | 30500
[5 empty] | 14650030500 | 447 | 146500 | 30500
[5 empty] | 14750030500 | 447 | 147500 | 30500
[5 empty] | 14850030500 | 447 | 148500 | 30500
[5 empty] | 14950030500 | 447 | 149500 | 30500
[5 empty] | 15150030500 | 447 | 151500 | 30500
[5 empty] | 15250030500 | 447 | 152500 | 30500
[5 empty] | 15350030500 | 447 | 153500 | 30500
[5 empty] | 15450030500 | 447 | 154500 | 30500
[5 empty] | 15550030500 | 447 | 155500 | 30500
[5 empty] | 15650030500 | 447 | 156500 | 30500
[5 empty] | 15750030500 | 447 | 157500 | 30500
[5 empty] | 15850030500 | 447 | 158500 | 30500
[5 empty] | 15950030500 | 447 | 159500 | 30500
[5 empty] | 16050030500 | 447 | 160500 | 30500
[5 empty] | 16150030500 | 447 | 161500 | 30500
[5 empty] | 16250030500 | 447 | 162500 | 30500
[5 empty] | 16350030500 | 447 | 163500 | 30500
[5 empty] | 16450030500 | 447 | 164500 | 30500
[5 empty] | 16550030500 | 447 | 165500 | 30500
[5 empty] | 16650030500 | 447 | 166500 | 30500
[5 empty] | 16750030500 | 447 | 167500 | 30500
[5 empty] | 16850030500 | 447 | 168500 | 30500
[5 empty] | 16950030500 | 447 | 169500 | 30500
[5 empty] | 17050030500 | 447 | 170500 | 30500
[5 empty] | 17150030500 | 447 | 171500 | 30500
[5 empty] | 17250030500 | 447 | 172500 | 30500
[5 empty] | 17350030500 | 447 | 173500 | 30500
[5 empty] | 17450030500 | 447 | 174500 | 30500
[5 empty] | 17550030500 | 447 | 175500 | 30500
[5 empty] | 17650030500 | 447 | 176500 | 30500
[5 empty] | 17750030500 | 447 | 177500 | 30500
[5 empty] | 17850030500 | 447 | 178500 | 30500
[5 empty] | 17950030500 | 447 | 179500 | 30500
[5 empty] | 18050030500 | 447 | 180500 | 30500
[5 empty] | 18450030500 | 447 | 184500 | 30500
[5 empty] | 18550030500 | 447 | 185500 | 30500
[5 empty] | 13550029500 | 447 | 135500 | 29500
[5 empty] | 13650029500 | 447 | 136500 | 29500
[5 empty] | 13750029500 | 447 | 137500 | 29500
[5 empty] | 13850029500 | 447 | 138500 | 29500
[5 empty] | 13950029500 | 447 | 139500 | 29500
[5 empty] | 14050029500 | 447 | 140500 | 29500
[5 empty] | 14150029500 | 447 | 141500 | 29500
[5 empty] | 14250029500 | 447 | 142500 | 29500
[5 empty] | 14350029500 | 447 | 143500 | 29500
[5 empty] | 14450029500 | 447 | 144500 | 29500
[5 empty] | 14550029500 | 447 | 145500 | 29500
[5 empty] | 14650029500 | 447 | 146500 | 29500
[5 empty] | 14750029500 | 447 | 147500 | 29500
[5 empty] | 15150029500 | 447 | 151500 | 29500
[5 empty] | 15250029500 | 447 | 152500 | 29500
[5 empty] | 15350029500 | 447 | 153500 | 29500
[5 empty] | 15450029500 | 447 | 154500 | 29500
[5 empty] | 15550029500 | 447 | 155500 | 29500
[5 empty] | 15650029500 | 447 | 156500 | 29500
[5 empty] | 15750029500 | 447 | 157500 | 29500
[5 empty] | 15850029500 | 447 | 158500 | 29500
[5 empty] | 15950029500 | 447 | 159500 | 29500
[5 empty] | 16050029500 | 447 | 160500 | 29500
[5 empty] | 16150029500 | 447 | 161500 | 29500
[5 empty] | 16250029500 | 447 | 162500 | 29500
[5 empty] | 16350029500 | 447 | 163500 | 29500
[5 empty] | 16450029500 | 447 | 164500 | 29500
[5 empty] | 16550029500 | 447 | 165500 | 29500
[5 empty] | 16650029500 | 447 | 166500 | 29500
[5 empty] | 16750029500 | 447 | 167500 | 29500
[5 empty] | 16850029500 | 447 | 168500 | 29500
[5 empty] | 16950029500 | 447 | 169500 | 29500
[5 empty] | 17050029500 | 447 | 170500 | 29500
[5 empty] | 17150029500 | 447 | 171500 | 29500
[5 empty] | 17250029500 | 447 | 172500 | 29500
[5 empty] | 17350029500 | 447 | 173500 | 29500
[5 empty] | 17450029500 | 447 | 174500 | 29500
[5 empty] | 17550029500 | 447 | 175500 | 29500
[5 empty] | 17650029500 | 447 | 176500 | 29500
[5 empty] | 17750029500 | 447 | 177500 | 29500
[5 empty] | 17850029500 | 447 | 178500 | 29500
[5 empty] | 17950029500 | 447 | 179500 | 29500
[5 empty] | 13550028500 | 447 | 135500 | 28500
[5 empty] | 13650028500 | 447 | 136500 | 28500
[5 empty] | 13750028500 | 447 | 137500 | 28500
[5 empty] | 13850028500 | 447 | 138500 | 28500
[5 empty] | 13950028500 | 447 | 139500 | 28500
[5 empty] | 14050028500 | 447 | 140500 | 28500
[5 empty] | 14150028500 | 447 | 141500 | 28500
[5 empty] | 14250028500 | 447 | 142500 | 28500
[5 empty] | 14350028500 | 447 | 143500 | 28500
[5 empty] | 14450028500 | 447 | 144500 | 28500
[5 empty] | 14550028500 | 447 | 145500 | 28500
[5 empty] | 14650028500 | 447 | 146500 | 28500
[5 empty] | 15350028500 | 447 | 153500 | 28500
[5 empty] | 15450028500 | 447 | 154500 | 28500
[5 empty] | 15550028500 | 447 | 155500 | 28500
[5 empty] | 15650028500 | 447 | 156500 | 28500
[5 empty] | 15750028500 | 447 | 157500 | 28500
[5 empty] | 15850028500 | 447 | 158500 | 28500
[5 empty] | 15950028500 | 447 | 159500 | 28500
[5 empty] | 16050028500 | 447 | 160500 | 28500
[5 empty] | 16150028500 | 447 | 161500 | 28500
[5 empty] | 16250028500 | 447 | 162500 | 28500
[5 empty] | 16350028500 | 447 | 163500 | 28500
[5 empty] | 16450028500 | 447 | 164500 | 28500
[5 empty] | 16550028500 | 447 | 165500 | 28500
[5 empty] | 16650028500 | 447 | 166500 | 28500
[5 empty] | 16750028500 | 447 | 167500 | 28500
[5 empty] | 16850028500 | 447 | 168500 | 28500
[5 empty] | 16950028500 | 447 | 169500 | 28500
[5 empty] | 17050028500 | 447 | 170500 | 28500
[5 empty] | 17150028500 | 447 | 171500 | 28500
[5 empty] | 17250028500 | 447 | 172500 | 28500
[5 empty] | 17350028500 | 447 | 173500 | 28500
[5 empty] | 17450028500 | 447 | 174500 | 28500
[5 empty] | 17550028500 | 447 | 175500 | 28500
[5 empty] | 17650028500 | 447 | 176500 | 28500
[5 empty] | 17750028500 | 447 | 177500 | 28500
[5 empty] | 17850028500 | 447 | 178500 | 28500
[5 empty] | 17950028500 | 447 | 179500 | 28500
[5 empty] | 13550027500 | 447 | 135500 | 27500
[5 empty] | 13650027500 | 447 | 136500 | 27500
[5 empty] | 13750027500 | 447 | 137500 | 27500
[5 empty] | 13850027500 | 447 | 138500 | 27500
[5 empty] | 13950027500 | 447 | 139500 | 27500
[5 empty] | 14050027500 | 447 | 140500 | 27500
[5 empty] | 14150027500 | 447 | 141500 | 27500
[5 empty] | 14250027500 | 447 | 142500 | 27500
[5 empty] | 14350027500 | 447 | 143500 | 27500
[5 empty] | 14450027500 | 447 | 144500 | 27500
[5 empty] | 14550027500 | 447 | 145500 | 27500
[5 empty] | 14650027500 | 447 | 146500 | 27500
[5 empty] | 14750027500 | 447 | 147500 | 27500
[5 empty] | 15450027500 | 447 | 154500 | 27500
[5 empty] | 15550027500 | 447 | 155500 | 27500
[5 empty] | 15650027500 | 447 | 156500 | 27500
[5 empty] | 15750027500 | 447 | 157500 | 27500
[5 empty] | 15850027500 | 447 | 158500 | 27500
[5 empty] | 15950027500 | 447 | 159500 | 27500
[5 empty] | 16050027500 | 447 | 160500 | 27500
[5 empty] | 16150027500 | 447 | 161500 | 27500
[5 empty] | 16250027500 | 447 | 162500 | 27500
[5 empty] | 16350027500 | 447 | 163500 | 27500
[5 empty] | 16450027500 | 447 | 164500 | 27500
[5 empty] | 16550027500 | 447 | 165500 | 27500
[5 empty] | 16650027500 | 447 | 166500 | 27500
[5 empty] | 16750027500 | 447 | 167500 | 27500
[5 empty] | 16850027500 | 447 | 168500 | 27500
[5 empty] | 16950027500 | 447 | 169500 | 27500
[5 empty] | 17050027500 | 447 | 170500 | 27500
[5 empty] | 17150027500 | 447 | 171500 | 27500
[5 empty] | 17250027500 | 447 | 172500 | 27500
[5 empty] | 17350027500 | 447 | 173500 | 27500
[5 empty] | 17450027500 | 447 | 174500 | 27500
[5 empty] | 17550027500 | 447 | 175500 | 27500
[5 empty] | 17650027500 | 447 | 176500 | 27500
[5 empty] | 17750027500 | 447 | 177500 | 27500
[5 empty] | 17850027500 | 447 | 178500 | 27500
[5 empty] | 17950027500 | 447 | 179500 | 27500
[5 empty] | 13450026500 | 447 | 134500 | 26500
[5 empty] | 13550026500 | 447 | 135500 | 26500
[5 empty] | 13650026500 | 447 | 136500 | 26500
[5 empty] | 13750026500 | 447 | 137500 | 26500
[5 empty] | 13850026500 | 447 | 138500 | 26500
[5 empty] | 13950026500 | 447 | 139500 | 26500
[5 empty] | 14050026500 | 447 | 140500 | 26500
[5 empty] | 14150026500 | 447 | 141500 | 26500
[5 empty] | 14250026500 | 447 | 142500 | 26500
[5 empty] | 14350026500 | 447 | 143500 | 26500
[5 empty] | 14450026500 | 447 | 144500 | 26500
[5 empty] | 14550026500 | 447 | 145500 | 26500
[5 empty] | 14650026500 | 447 | 146500 | 26500
[5 empty] | 14750026500 | 447 | 147500 | 26500
[5 empty] | 15850026500 | 447 | 158500 | 26500
[5 empty] | 15950026500 | 447 | 159500 | 26500
[5 empty] | 16050026500 | 447 | 160500 | 26500
[5 empty] | 16150026500 | 447 | 161500 | 26500
[5 empty] | 16250026500 | 447 | 162500 | 26500
[5 empty] | 16350026500 | 447 | 163500 | 26500
[5 empty] | 16450026500 | 447 | 164500 | 26500
[5 empty] | 16550026500 | 447 | 165500 | 26500
[5 empty] | 16650026500 | 447 | 166500 | 26500
[5 empty] | 16750026500 | 447 | 167500 | 26500
[5 empty] | 16850026500 | 447 | 168500 | 26500
[5 empty] | 16950026500 | 447 | 169500 | 26500
[5 empty] | 17050026500 | 447 | 170500 | 26500
[5 empty] | 17150026500 | 447 | 171500 | 26500
[5 empty] | 17250026500 | 447 | 172500 | 26500
[5 empty] | 17350026500 | 447 | 173500 | 26500
[5 empty] | 17450026500 | 447 | 174500 | 26500
[5 empty] | 17550026500 | 447 | 175500 | 26500
[5 empty] | 17650026500 | 447 | 176500 | 26500
[5 empty] | 17750026500 | 447 | 177500 | 26500
[5 empty] | 17850026500 | 447 | 178500 | 26500
[5 empty] | 13150025500 | 447 | 131500 | 25500
[5 empty] | 13250025500 | 447 | 132500 | 25500
[5 empty] | 13450025500 | 447 | 134500 | 25500
[5 empty] | 13550025500 | 447 | 135500 | 25500
[5 empty] | 13650025500 | 447 | 136500 | 25500
[5 empty] | 13750025500 | 447 | 137500 | 25500
[5 empty] | 13850025500 | 447 | 138500 | 25500
[5 empty] | 13950025500 | 447 | 139500 | 25500
[5 empty] | 14050025500 | 447 | 140500 | 25500
[5 empty] | 14150025500 | 447 | 141500 | 25500
[5 empty] | 14250025500 | 447 | 142500 | 25500
[5 empty] | 14350025500 | 447 | 143500 | 25500
[5 empty] | 14450025500 | 447 | 144500 | 25500
[5 empty] | 14550025500 | 447 | 145500 | 25500
[5 empty] | 14650025500 | 447 | 146500 | 25500
[5 empty] | 14750025500 | 447 | 147500 | 25500
[5 empty] | 16150025500 | 447 | 161500 | 25500
[5 empty] | 16250025500 | 447 | 162500 | 25500
[5 empty] | 16350025500 | 447 | 163500 | 25500
[5 empty] | 16450025500 | 447 | 164500 | 25500
[5 empty] | 16550025500 | 447 | 165500 | 25500
[5 empty] | 16650025500 | 447 | 166500 | 25500
[5 empty] | 16750025500 | 447 | 167500 | 25500
[5 empty] | 16850025500 | 447 | 168500 | 25500
[5 empty] | 16950025500 | 447 | 169500 | 25500
[5 empty] | 17050025500 | 447 | 170500 | 25500
[5 empty] | 17150025500 | 447 | 171500 | 25500
[5 empty] | 17250025500 | 447 | 172500 | 25500
[5 empty] | 17350025500 | 447 | 173500 | 25500
[5 empty] | 17450025500 | 447 | 174500 | 25500
[5 empty] | 17550025500 | 447 | 175500 | 25500
[5 empty] | 17650025500 | 447 | 176500 | 25500
[5 empty] | 17750025500 | 447 | 177500 | 25500
[5 empty] | 17850025500 | 447 | 178500 | 25500
[5 empty] | 17950025500 | 447 | 179500 | 25500
[5 empty] | 18050025500 | 447 | 180500 | 25500
[5 empty] | 13250024500 | 447 | 132500 | 24500
[5 empty] | 13450024500 | 447 | 134500 | 24500
[5 empty] | 13550024500 | 447 | 135500 | 24500
[5 empty] | 13650024500 | 447 | 136500 | 24500
[5 empty] | 13750024500 | 447 | 137500 | 24500
[5 empty] | 13850024500 | 447 | 138500 | 24500
[5 empty] | 13950024500 | 447 | 139500 | 24500
[5 empty] | 14050024500 | 447 | 140500 | 24500
[5 empty] | 14150024500 | 447 | 141500 | 24500
[5 empty] | 14250024500 | 447 | 142500 | 24500
[5 empty] | 14350024500 | 447 | 143500 | 24500
[5 empty] | 14450024500 | 447 | 144500 | 24500
[5 empty] | 14550024500 | 447 | 145500 | 24500
[5 empty] | 14650024500 | 447 | 146500 | 24500
[5 empty] | 16350024500 | 447 | 163500 | 24500
[5 empty] | 16450024500 | 447 | 164500 | 24500
[5 empty] | 16550024500 | 447 | 165500 | 24500
[5 empty] | 16650024500 | 447 | 166500 | 24500
[5 empty] | 16750024500 | 447 | 167500 | 24500
[5 empty] | 16850024500 | 447 | 168500 | 24500
[5 empty] | 16950024500 | 447 | 169500 | 24500
[5 empty] | 17050024500 | 447 | 170500 | 24500
[5 empty] | 17150024500 | 447 | 171500 | 24500
[5 empty] | 17250024500 | 447 | 172500 | 24500
[5 empty] | 17350024500 | 447 | 173500 | 24500
[5 empty] | 17450024500 | 447 | 174500 | 24500
[5 empty] | 17550024500 | 447 | 175500 | 24500
[5 empty] | 17650024500 | 447 | 176500 | 24500
[5 empty] | 17750024500 | 447 | 177500 | 24500
[5 empty] | 17850024500 | 447 | 178500 | 24500
[5 empty] | 17950024500 | 447 | 179500 | 24500
[5 empty] | 18050024500 | 447 | 180500 | 24500
[5 empty] | 13450023500 | 447 | 134500 | 23500
[5 empty] | 13550023500 | 447 | 135500 | 23500
[5 empty] | 13650023500 | 447 | 136500 | 23500
[5 empty] | 13750023500 | 447 | 137500 | 23500
[5 empty] | 13850023500 | 447 | 138500 | 23500
[5 empty] | 13950023500 | 447 | 139500 | 23500
[5 empty] | 14050023500 | 447 | 140500 | 23500
[5 empty] | 14150023500 | 447 | 141500 | 23500
[5 empty] | 14250023500 | 447 | 142500 | 23500
[5 empty] | 14350023500 | 447 | 143500 | 23500
[5 empty] | 14450023500 | 447 | 144500 | 23500
[5 empty] | 14550023500 | 447 | 145500 | 23500
[5 empty] | 16450023500 | 447 | 164500 | 23500
[5 empty] | 16550023500 | 447 | 165500 | 23500
[5 empty] | 16650023500 | 447 | 166500 | 23500
[5 empty] | 16750023500 | 447 | 167500 | 23500
[5 empty] | 16850023500 | 447 | 168500 | 23500
[5 empty] | 16950023500 | 447 | 169500 | 23500
[5 empty] | 17050023500 | 447 | 170500 | 23500
[5 empty] | 17150023500 | 447 | 171500 | 23500
[5 empty] | 17250023500 | 447 | 172500 | 23500
[5 empty] | 17350023500 | 447 | 173500 | 23500
[5 empty] | 17450023500 | 447 | 174500 | 23500
[5 empty] | 17550023500 | 447 | 175500 | 23500
[5 empty] | 17650023500 | 447 | 176500 | 23500
[5 empty] | 17750023500 | 447 | 177500 | 23500
[5 empty] | 17850023500 | 447 | 178500 | 23500
[5 empty] | 17950023500 | 447 | 179500 | 23500
[5 empty] | 18050023500 | 447 | 180500 | 23500
[5 empty] | 13550022500 | 447 | 135500 | 22500
[5 empty] | 13650022500 | 447 | 136500 | 22500
[5 empty] | 13750022500 | 447 | 137500 | 22500
[5 empty] | 13850022500 | 447 | 138500 | 22500
[5 empty] | 13950022500 | 447 | 139500 | 22500
[5 empty] | 14050022500 | 447 | 140500 | 22500
[5 empty] | 14150022500 | 447 | 141500 | 22500
[5 empty] | 14250022500 | 447 | 142500 | 22500
[5 empty] | 14350022500 | 447 | 143500 | 22500
[5 empty] | 14450022500 | 447 | 144500 | 22500
[5 empty] | 16550022500 | 447 | 165500 | 22500
[5 empty] | 16650022500 | 447 | 166500 | 22500
[5 empty] | 16750022500 | 447 | 167500 | 22500
[5 empty] | 16850022500 | 447 | 168500 | 22500
[5 empty] | 16950022500 | 447 | 169500 | 22500
[5 empty] | 17050022500 | 447 | 170500 | 22500
[5 empty] | 17150022500 | 447 | 171500 | 22500
[5 empty] | 17250022500 | 447 | 172500 | 22500
[5 empty] | 17350022500 | 447 | 173500 | 22500
[5 empty] | 17450022500 | 447 | 174500 | 22500
[5 empty] | 17550022500 | 447 | 175500 | 22500
[5 empty] | 17650022500 | 447 | 176500 | 22500
[5 empty] | 17750022500 | 447 | 177500 | 22500
[5 empty] | 17850022500 | 447 | 178500 | 22500
[5 empty] | 17950022500 | 447 | 179500 | 22500
[5 empty] | 18050022500 | 447 | 180500 | 22500
[5 empty] | 18150022500 | 447 | 181500 | 22500
[5 empty] | 13650021500 | 447 | 136500 | 21500
[5 empty] | 13750021500 | 447 | 137500 | 21500
[5 empty] | 13850021500 | 447 | 138500 | 21500
[5 empty] | 13950021500 | 447 | 139500 | 21500
[5 empty] | 16550021500 | 447 | 165500 | 21500
[5 empty] | 16650021500 | 447 | 166500 | 21500
[5 empty] | 16750021500 | 447 | 167500 | 21500
[5 empty] | 16850021500 | 447 | 168500 | 21500
[5 empty] | 16950021500 | 447 | 169500 | 21500
[5 empty] | 17050021500 | 447 | 170500 | 21500
[5 empty] | 17150021500 | 447 | 171500 | 21500
[5 empty] | 17250021500 | 447 | 172500 | 21500
[5 empty] | 17350021500 | 447 | 173500 | 21500
[5 empty] | 17450021500 | 447 | 174500 | 21500
[5 empty] | 17550021500 | 447 | 175500 | 21500
[5 empty] | 17650021500 | 447 | 176500 | 21500
[5 empty] | 17750021500 | 447 | 177500 | 21500
[5 empty] | 17850021500 | 447 | 178500 | 21500
[5 empty] | 17950021500 | 447 | 179500 | 21500
[5 empty] | 18050021500 | 447 | 180500 | 21500
[5 empty] | 18150021500 | 447 | 181500 | 21500
[5 empty] | 16550020500 | 447 | 165500 | 20500
[5 empty] | 16650020500 | 447 | 166500 | 20500
[5 empty] | 16750020500 | 447 | 167500 | 20500
[5 empty] | 16850020500 | 447 | 168500 | 20500
[5 empty] | 16950020500 | 447 | 169500 | 20500
[5 empty] | 17050020500 | 447 | 170500 | 20500
[5 empty] | 17150020500 | 447 | 171500 | 20500
[5 empty] | 17250020500 | 447 | 172500 | 20500
[5 empty] | 17350020500 | 447 | 173500 | 20500
[5 empty] | 17450020500 | 447 | 174500 | 20500
[5 empty] | 17550020500 | 447 | 175500 | 20500
[5 empty] | 17650020500 | 447 | 176500 | 20500
[5 empty] | 17750020500 | 447 | 177500 | 20500
[5 empty] | 17850020500 | 447 | 178500 | 20500
[5 empty] | 17950020500 | 447 | 179500 | 20500
[5 empty] | 18050020500 | 447 | 180500 | 20500
[5 empty] | 16650019500 | 447 | 166500 | 19500
[5 empty] | 16750019500 | 447 | 167500 | 19500
[5 empty] | 16850019500 | 447 | 168500 | 19500
[5 empty] | 16950019500 | 447 | 169500 | 19500
[5 empty] | 17050019500 | 447 | 170500 | 19500
[5 empty] | 17150019500 | 447 | 171500 | 19500
[5 empty] | 17250019500 | 447 | 172500 | 19500
[5 empty] | 17350019500 | 447 | 173500 | 19500
[5 empty] | 17450019500 | 447 | 174500 | 19500
[5 empty] | 17550019500 | 447 | 175500 | 19500
[5 empty] | 17650019500 | 447 | 176500 | 19500
[5 empty] | 17750019500 | 447 | 177500 | 19500
[5 empty] | 17850019500 | 447 | 178500 | 19500
[5 empty] | 17950019500 | 447 | 179500 | 19500
[5 empty] | 18050019500 | 447 | 180500 | 19500
[5 empty] | 16650018500 | 447 | 166500 | 18500
[5 empty] | 16750018500 | 447 | 167500 | 18500
[5 empty] | 16850018500 | 447 | 168500 | 18500
[5 empty] | 16950018500 | 447 | 169500 | 18500
[5 empty] | 17050018500 | 447 | 170500 | 18500
[5 empty] | 17150018500 | 447 | 171500 | 18500
[5 empty] | 17250018500 | 447 | 172500 | 18500
[5 empty] | 17350018500 | 447 | 173500 | 18500
[5 empty] | 17450018500 | 447 | 174500 | 18500
[5 empty] | 17550018500 | 447 | 175500 | 18500
[5 empty] | 17650018500 | 447 | 176500 | 18500
[5 empty] | 17750018500 | 447 | 177500 | 18500
[5 empty] | 17850018500 | 447 | 178500 | 18500
[5 empty] | 16550017500 | 447 | 165500 | 17500
[5 empty] | 16650017500 | 447 | 166500 | 17500
[5 empty] | 16750017500 | 447 | 167500 | 17500
[5 empty] | 16850017500 | 447 | 168500 | 17500
[5 empty] | 16950017500 | 447 | 169500 | 17500
[5 empty] | 17050017500 | 447 | 170500 | 17500
[5 empty] | 17150017500 | 447 | 171500 | 17500
[5 empty] | 17250017500 | 447 | 172500 | 17500
[5 empty] | 17350017500 | 447 | 173500 | 17500
[5 empty] | 17450017500 | 447 | 174500 | 17500
[5 empty] | 17550017500 | 447 | 175500 | 17500
[5 empty] | 17650017500 | 447 | 176500 | 17500
[5 empty] | 17750017500 | 447 | 177500 | 17500
[5 empty] | 17850017500 | 447 | 178500 | 17500
[5 empty] | 16550016500 | 447 | 165500 | 16500
[5 empty] | 16650016500 | 447 | 166500 | 16500
[5 empty] | 16750016500 | 447 | 167500 | 16500
[5 empty] | 16850016500 | 447 | 168500 | 16500
[5 empty] | 16950016500 | 447 | 169500 | 16500
[5 empty] | 17050016500 | 447 | 170500 | 16500
[5 empty] | 17150016500 | 447 | 171500 | 16500
[5 empty] | 17250016500 | 447 | 172500 | 16500
[5 empty] | 17350016500 | 447 | 173500 | 16500
[5 empty] | 17450016500 | 447 | 174500 | 16500
[5 empty] | 17550016500 | 447 | 175500 | 16500
[5 empty] | 17650016500 | 447 | 176500 | 16500
[5 empty] | 17750016500 | 447 | 177500 | 16500
[5 empty] | 17850016500 | 447 | 178500 | 16500
[5 empty] | 16650015500 | 447 | 166500 | 15500
[5 empty] | 16750015500 | 447 | 167500 | 15500
[5 empty] | 16850015500 | 447 | 168500 | 15500
[5 empty] | 16950015500 | 447 | 169500 | 15500
[5 empty] | 17050015500 | 447 | 170500 | 15500
[5 empty] | 17150015500 | 447 | 171500 | 15500
[5 empty] | 17250015500 | 447 | 172500 | 15500
[5 empty] | 17350015500 | 447 | 173500 | 15500
[5 empty] | 17750015500 | 447 | 177500 | 15500
[5 empty] | 16650014500 | 447 | 166500 | 14500
[5 empty] | 16750014500 | 447 | 167500 | 14500
[5 empty] | 16850014500 | 447 | 168500 | 14500
[5 empty] | 16950014500 | 447 | 169500 | 14500
[5 empty] | 17050014500 | 447 | 170500 | 14500
[5 empty] | 17150014500 | 447 | 171500 | 14500
[5 empty] | 17250014500 | 447 | 172500 | 14500
[5 empty] | 16750013500 | 447 | 167500 | 13500
[5 empty] | 16850013500 | 447 | 168500 | 13500
[5 empty] | 16950013500 | 447 | 169500 | 13500
[5 empty] | 17050013500 | 447 | 170500 | 13500
[5 empty] | 17150013500 | 447 | 171500 | 13500
[5 empty] | 17250013500 | 447 | 172500 | 13500
[5 empty] | 16850012500 | 447 | 168500 | 12500
[5 empty] | 16950012500 | 447 | 169500 | 12500
[5 empty] | 17050012500 | 447 | 170500 | 12500
[5 empty] | 17150012500 | 447 | 171500 | 12500
[5 empty] | 16950011500 | 447 | 169500 | 11500
[5 empty] | 17050011500 | 447 | 170500 | 11500
[5 empty] | 17150011500 | 447 | 171500 | 11500
[5 empty] | 120500553500 | 448 | 120500 | 553500
[5 empty] | 130500553500 | 448 | 130500 | 553500
[5 empty] | 131500553500 | 448 | 131500 | 553500
[5 empty] | 132500553500 | 448 | 132500 | 553500
[5 empty] | 133500553500 | 448 | 133500 | 553500
[5 empty] | 134500553500 | 448 | 134500 | 553500
[5 empty] | 135500553500 | 448 | 135500 | 553500
[5 empty] | 114500552500 | 448 | 114500 | 552500
[5 empty] | 119500552500 | 448 | 119500 | 552500
[5 empty] | 120500552500 | 448 | 120500 | 552500
[5 empty] | 121500552500 | 448 | 121500 | 552500
[5 empty] | 122500552500 | 448 | 122500 | 552500
[5 empty] | 123500552500 | 448 | 123500 | 552500
[5 empty] | 126500552500 | 448 | 126500 | 552500
[5 empty] | 130500552500 | 448 | 130500 | 552500
[5 empty] | 131500552500 | 448 | 131500 | 552500
[5 empty] | 132500552500 | 448 | 132500 | 552500
[5 empty] | 133500552500 | 448 | 133500 | 552500
[5 empty] | 134500552500 | 448 | 134500 | 552500
[5 empty] | 135500552500 | 448 | 135500 | 552500
[5 empty] | 112500551500 | 448 | 112500 | 551500
[5 empty] | 113500551500 | 448 | 113500 | 551500
[5 empty] | 114500551500 | 448 | 114500 | 551500
[5 empty] | 115500551500 | 448 | 115500 | 551500
[5 empty] | 116500551500 | 448 | 116500 | 551500
[5 empty] | 117500551500 | 448 | 117500 | 551500
[5 empty] | 118500551500 | 448 | 118500 | 551500
[5 empty] | 119500551500 | 448 | 119500 | 551500
[5 empty] | 120500551500 | 448 | 120500 | 551500
[5 empty] | 121500551500 | 448 | 121500 | 551500
[5 empty] | 122500551500 | 448 | 122500 | 551500
[5 empty] | 123500551500 | 448 | 123500 | 551500
[5 empty] | 124500551500 | 448 | 124500 | 551500
[5 empty] | 125500551500 | 448 | 125500 | 551500
[5 empty] | 126500551500 | 448 | 126500 | 551500
[5 empty] | 127500551500 | 448 | 127500 | 551500
[5 empty] | 128500551500 | 448 | 128500 | 551500
[5 empty] | 129500551500 | 448 | 129500 | 551500
[5 empty] | 130500551500 | 448 | 130500 | 551500
[5 empty] | 131500551500 | 448 | 131500 | 551500
[5 empty] | 132500551500 | 448 | 132500 | 551500
[5 empty] | 133500551500 | 448 | 133500 | 551500
[5 empty] | 134500551500 | 448 | 134500 | 551500
[5 empty] | 135500551500 | 448 | 135500 | 551500
[5 empty] | 136500551500 | 448 | 136500 | 551500
[5 empty] | 137500551500 | 448 | 137500 | 551500
[5 empty] | 138500551500 | 448 | 138500 | 551500
[5 empty] | 139500551500 | 448 | 139500 | 551500
[5 empty] | 140500551500 | 448 | 140500 | 551500
[5 empty] | 141500551500 | 448 | 141500 | 551500
[5 empty] | 113500550500 | 448 | 113500 | 550500
[5 empty] | 114500550500 | 448 | 114500 | 550500
[5 empty] | 115500550500 | 448 | 115500 | 550500
[5 empty] | 116500550500 | 448 | 116500 | 550500
[5 empty] | 117500550500 | 448 | 117500 | 550500
[5 empty] | 118500550500 | 448 | 118500 | 550500
[5 empty] | 119500550500 | 448 | 119500 | 550500
[5 empty] | 120500550500 | 448 | 120500 | 550500
[5 empty] | 121500550500 | 448 | 121500 | 550500
[5 empty] | 122500550500 | 448 | 122500 | 550500
[5 empty] | 123500550500 | 448 | 123500 | 550500
[5 empty] | 124500550500 | 448 | 124500 | 550500
[5 empty] | 125500550500 | 448 | 125500 | 550500
[5 empty] | 126500550500 | 448 | 126500 | 550500
[5 empty] | 127500550500 | 448 | 127500 | 550500
[5 empty] | 128500550500 | 448 | 128500 | 550500
[5 empty] | 129500550500 | 448 | 129500 | 550500
[5 empty] | 130500550500 | 448 | 130500 | 550500
[5 empty] | 131500550500 | 448 | 131500 | 550500
[5 empty] | 132500550500 | 448 | 132500 | 550500
[5 empty] | 133500550500 | 448 | 133500 | 550500
[5 empty] | 134500550500 | 448 | 134500 | 550500
[5 empty] | 135500550500 | 448 | 135500 | 550500
[5 empty] | 136500550500 | 448 | 136500 | 550500
[5 empty] | 137500550500 | 448 | 137500 | 550500
[5 empty] | 138500550500 | 448 | 138500 | 550500
[5 empty] | 139500550500 | 448 | 139500 | 550500
[5 empty] | 140500550500 | 448 | 140500 | 550500
[5 empty] | 141500550500 | 448 | 141500 | 550500
[5 empty] | 142500550500 | 448 | 142500 | 550500
[5 empty] | 113500549500 | 448 | 113500 | 549500
[5 empty] | 114500549500 | 448 | 114500 | 549500
[5 empty] | 115500549500 | 448 | 115500 | 549500
[5 empty] | 116500549500 | 448 | 116500 | 549500
[5 empty] | 117500549500 | 448 | 117500 | 549500
[5 empty] | 118500549500 | 448 | 118500 | 549500
[5 empty] | 119500549500 | 448 | 119500 | 549500
[5 empty] | 120500549500 | 448 | 120500 | 549500
[5 empty] | 121500549500 | 448 | 121500 | 549500
[5 empty] | 122500549500 | 448 | 122500 | 549500
[5 empty] | 123500549500 | 448 | 123500 | 549500
[5 empty] | 124500549500 | 448 | 124500 | 549500
[5 empty] | 125500549500 | 448 | 125500 | 549500
[5 empty] | 126500549500 | 448 | 126500 | 549500
[5 empty] | 127500549500 | 448 | 127500 | 549500
[5 empty] | 128500549500 | 448 | 128500 | 549500
[5 empty] | 129500549500 | 448 | 129500 | 549500
[5 empty] | 130500549500 | 448 | 130500 | 549500
[5 empty] | 131500549500 | 448 | 131500 | 549500
[5 empty] | 132500549500 | 448 | 132500 | 549500
[5 empty] | 133500549500 | 448 | 133500 | 549500
[5 empty] | 134500549500 | 448 | 134500 | 549500
[5 empty] | 135500549500 | 448 | 135500 | 549500
[5 empty] | 136500549500 | 448 | 136500 | 549500
[5 empty] | 137500549500 | 448 | 137500 | 549500
[5 empty] | 138500549500 | 448 | 138500 | 549500
[5 empty] | 139500549500 | 448 | 139500 | 549500
[5 empty] | 140500549500 | 448 | 140500 | 549500
[5 empty] | 141500549500 | 448 | 141500 | 549500
[5 empty] | 142500549500 | 448 | 142500 | 549500
[5 empty] | 143500549500 | 448 | 143500 | 549500
[5 empty] | 144500549500 | 448 | 144500 | 549500
[5 empty] | 145500549500 | 448 | 145500 | 549500
[5 empty] | 146500549500 | 448 | 146500 | 549500
[5 empty] | 112500548500 | 448 | 112500 | 548500
[5 empty] | 113500548500 | 448 | 113500 | 548500
[5 empty] | 114500548500 | 448 | 114500 | 548500
[5 empty] | 115500548500 | 448 | 115500 | 548500
[5 empty] | 116500548500 | 448 | 116500 | 548500
[5 empty] | 117500548500 | 448 | 117500 | 548500
[5 empty] | 118500548500 | 448 | 118500 | 548500
[5 empty] | 119500548500 | 448 | 119500 | 548500
[5 empty] | 120500548500 | 448 | 120500 | 548500
[5 empty] | 121500548500 | 448 | 121500 | 548500
[5 empty] | 122500548500 | 448 | 122500 | 548500
[5 empty] | 123500548500 | 448 | 123500 | 548500
[5 empty] | 124500548500 | 448 | 124500 | 548500
[5 empty] | 125500548500 | 448 | 125500 | 548500
[5 empty] | 126500548500 | 448 | 126500 | 548500
[5 empty] | 127500548500 | 448 | 127500 | 548500
[5 empty] | 128500548500 | 448 | 128500 | 548500
[5 empty] | 129500548500 | 448 | 129500 | 548500
[5 empty] | 130500548500 | 448 | 130500 | 548500
[5 empty] | 131500548500 | 448 | 131500 | 548500
[5 empty] | 132500548500 | 448 | 132500 | 548500
[5 empty] | 133500548500 | 448 | 133500 | 548500
[5 empty] | 134500548500 | 448 | 134500 | 548500
[5 empty] | 135500548500 | 448 | 135500 | 548500
[5 empty] | 136500548500 | 448 | 136500 | 548500
[5 empty] | 137500548500 | 448 | 137500 | 548500
[5 empty] | 138500548500 | 448 | 138500 | 548500
[5 empty] | 139500548500 | 448 | 139500 | 548500
[5 empty] | 140500548500 | 448 | 140500 | 548500
[5 empty] | 141500548500 | 448 | 141500 | 548500
[5 empty] | 142500548500 | 448 | 142500 | 548500
[5 empty] | 143500548500 | 448 | 143500 | 548500
[5 empty] | 144500548500 | 448 | 144500 | 548500
[5 empty] | 145500548500 | 448 | 145500 | 548500
[5 empty] | 146500548500 | 448 | 146500 | 548500
[5 empty] | 147500548500 | 448 | 147500 | 548500
[5 empty] | 148500548500 | 448 | 148500 | 548500
[5 empty] | 112500547500 | 448 | 112500 | 547500
[5 empty] | 113500547500 | 448 | 113500 | 547500
[5 empty] | 114500547500 | 448 | 114500 | 547500
[5 empty] | 115500547500 | 448 | 115500 | 547500
[5 empty] | 116500547500 | 448 | 116500 | 547500
[5 empty] | 117500547500 | 448 | 117500 | 547500
[5 empty] | 118500547500 | 448 | 118500 | 547500
[5 empty] | 119500547500 | 448 | 119500 | 547500
[5 empty] | 120500547500 | 448 | 120500 | 547500
[5 empty] | 121500547500 | 448 | 121500 | 547500
[5 empty] | 122500547500 | 448 | 122500 | 547500
[5 empty] | 123500547500 | 448 | 123500 | 547500
[5 empty] | 124500547500 | 448 | 124500 | 547500
[5 empty] | 125500547500 | 448 | 125500 | 547500
[5 empty] | 126500547500 | 448 | 126500 | 547500
[5 empty] | 127500547500 | 448 | 127500 | 547500
[5 empty] | 128500547500 | 448 | 128500 | 547500
[5 empty] | 129500547500 | 448 | 129500 | 547500
[5 empty] | 130500547500 | 448 | 130500 | 547500
[5 empty] | 131500547500 | 448 | 131500 | 547500
[5 empty] | 132500547500 | 448 | 132500 | 547500
[5 empty] | 133500547500 | 448 | 133500 | 547500
[5 empty] | 134500547500 | 448 | 134500 | 547500
[5 empty] | 135500547500 | 448 | 135500 | 547500
[5 empty] | 136500547500 | 448 | 136500 | 547500
[5 empty] | 137500547500 | 448 | 137500 | 547500
[5 empty] | 138500547500 | 448 | 138500 | 547500
[5 empty] | 139500547500 | 448 | 139500 | 547500
[5 empty] | 140500547500 | 448 | 140500 | 547500
[5 empty] | 141500547500 | 448 | 141500 | 547500
[5 empty] | 142500547500 | 448 | 142500 | 547500
[5 empty] | 143500547500 | 448 | 143500 | 547500
[5 empty] | 144500547500 | 448 | 144500 | 547500
[5 empty] | 145500547500 | 448 | 145500 | 547500
[5 empty] | 146500547500 | 448 | 146500 | 547500
[5 empty] | 147500547500 | 448 | 147500 | 547500
[5 empty] | 148500547500 | 448 | 148500 | 547500
[5 empty] | 111500546500 | 448 | 111500 | 546500
[5 empty] | 112500546500 | 448 | 112500 | 546500
[5 empty] | 113500546500 | 448 | 113500 | 546500
[5 empty] | 114500546500 | 448 | 114500 | 546500
[5 empty] | 115500546500 | 448 | 115500 | 546500
[5 empty] | 116500546500 | 448 | 116500 | 546500
[5 empty] | 117500546500 | 448 | 117500 | 546500
[5 empty] | 118500546500 | 448 | 118500 | 546500
[5 empty] | 119500546500 | 448 | 119500 | 546500
[5 empty] | 120500546500 | 448 | 120500 | 546500
[5 empty] | 121500546500 | 448 | 121500 | 546500
[5 empty] | 122500546500 | 448 | 122500 | 546500
[5 empty] | 123500546500 | 448 | 123500 | 546500
[5 empty] | 124500546500 | 448 | 124500 | 546500
[5 empty] | 125500546500 | 448 | 125500 | 546500
[5 empty] | 126500546500 | 448 | 126500 | 546500
[5 empty] | 127500546500 | 448 | 127500 | 546500
[5 empty] | 128500546500 | 448 | 128500 | 546500
[5 empty] | 129500546500 | 448 | 129500 | 546500
[5 empty] | 130500546500 | 448 | 130500 | 546500
[5 empty] | 131500546500 | 448 | 131500 | 546500
[5 empty] | 132500546500 | 448 | 132500 | 546500
[5 empty] | 133500546500 | 448 | 133500 | 546500
[5 empty] | 134500546500 | 448 | 134500 | 546500
[5 empty] | 135500546500 | 448 | 135500 | 546500
[5 empty] | 136500546500 | 448 | 136500 | 546500
[5 empty] | 137500546500 | 448 | 137500 | 546500
[5 empty] | 138500546500 | 448 | 138500 | 546500
[5 empty] | 139500546500 | 448 | 139500 | 546500
[5 empty] | 140500546500 | 448 | 140500 | 546500
[5 empty] | 141500546500 | 448 | 141500 | 546500
[5 empty] | 142500546500 | 448 | 142500 | 546500
[5 empty] | 143500546500 | 448 | 143500 | 546500
[5 empty] | 144500546500 | 448 | 144500 | 546500
[5 empty] | 145500546500 | 448 | 145500 | 546500
[5 empty] | 146500546500 | 448 | 146500 | 546500
[5 empty] | 147500546500 | 448 | 147500 | 546500
[5 empty] | 148500546500 | 448 | 148500 | 546500
[5 empty] | 111500545500 | 448 | 111500 | 545500
[5 empty] | 112500545500 | 448 | 112500 | 545500
[5 empty] | 113500545500 | 448 | 113500 | 545500
[5 empty] | 114500545500 | 448 | 114500 | 545500
[5 empty] | 115500545500 | 448 | 115500 | 545500
[5 empty] | 116500545500 | 448 | 116500 | 545500
[5 empty] | 117500545500 | 448 | 117500 | 545500
[5 empty] | 118500545500 | 448 | 118500 | 545500
[5 empty] | 119500545500 | 448 | 119500 | 545500
[5 empty] | 120500545500 | 448 | 120500 | 545500
[5 empty] | 121500545500 | 448 | 121500 | 545500
[5 empty] | 122500545500 | 448 | 122500 | 545500
[5 empty] | 123500545500 | 448 | 123500 | 545500
[5 empty] | 124500545500 | 448 | 124500 | 545500
[5 empty] | 125500545500 | 448 | 125500 | 545500
[5 empty] | 126500545500 | 448 | 126500 | 545500
[5 empty] | 127500545500 | 448 | 127500 | 545500
[5 empty] | 128500545500 | 448 | 128500 | 545500
[5 empty] | 129500545500 | 448 | 129500 | 545500
[5 empty] | 130500545500 | 448 | 130500 | 545500
[5 empty] | 131500545500 | 448 | 131500 | 545500
[5 empty] | 132500545500 | 448 | 132500 | 545500
[5 empty] | 133500545500 | 448 | 133500 | 545500
[5 empty] | 134500545500 | 448 | 134500 | 545500
[5 empty] | 135500545500 | 448 | 135500 | 545500
[5 empty] | 136500545500 | 448 | 136500 | 545500
[5 empty] | 137500545500 | 448 | 137500 | 545500
[5 empty] | 138500545500 | 448 | 138500 | 545500
[5 empty] | 139500545500 | 448 | 139500 | 545500
[5 empty] | 140500545500 | 448 | 140500 | 545500
[5 empty] | 141500545500 | 448 | 141500 | 545500
[5 empty] | 142500545500 | 448 | 142500 | 545500
[5 empty] | 143500545500 | 448 | 143500 | 545500
[5 empty] | 144500545500 | 448 | 144500 | 545500
[5 empty] | 145500545500 | 448 | 145500 | 545500
[5 empty] | 146500545500 | 448 | 146500 | 545500
[5 empty] | 147500545500 | 448 | 147500 | 545500
[5 empty] | 148500545500 | 448 | 148500 | 545500
[5 empty] | 111500544500 | 448 | 111500 | 544500
[5 empty] | 112500544500 | 448 | 112500 | 544500
[5 empty] | 113500544500 | 448 | 113500 | 544500
[5 empty] | 114500544500 | 448 | 114500 | 544500
[5 empty] | 115500544500 | 448 | 115500 | 544500
[5 empty] | 116500544500 | 448 | 116500 | 544500
[5 empty] | 117500544500 | 448 | 117500 | 544500
[5 empty] | 118500544500 | 448 | 118500 | 544500
[5 empty] | 119500544500 | 448 | 119500 | 544500
[5 empty] | 120500544500 | 448 | 120500 | 544500
[5 empty] | 121500544500 | 448 | 121500 | 544500
[5 empty] | 122500544500 | 448 | 122500 | 544500
[5 empty] | 123500544500 | 448 | 123500 | 544500
[5 empty] | 124500544500 | 448 | 124500 | 544500
[5 empty] | 125500544500 | 448 | 125500 | 544500
[5 empty] | 126500544500 | 448 | 126500 | 544500
[5 empty] | 127500544500 | 448 | 127500 | 544500
[5 empty] | 128500544500 | 448 | 128500 | 544500
[5 empty] | 129500544500 | 448 | 129500 | 544500
[5 empty] | 130500544500 | 448 | 130500 | 544500
[5 empty] | 131500544500 | 448 | 131500 | 544500
[5 empty] | 132500544500 | 448 | 132500 | 544500
[5 empty] | 133500544500 | 448 | 133500 | 544500
[5 empty] | 134500544500 | 448 | 134500 | 544500
[5 empty] | 135500544500 | 448 | 135500 | 544500
[5 empty] | 136500544500 | 448 | 136500 | 544500
[5 empty] | 137500544500 | 448 | 137500 | 544500
[5 empty] | 138500544500 | 448 | 138500 | 544500
[5 empty] | 139500544500 | 448 | 139500 | 544500
[5 empty] | 140500544500 | 448 | 140500 | 544500
[5 empty] | 141500544500 | 448 | 141500 | 544500
[5 empty] | 142500544500 | 448 | 142500 | 544500
[5 empty] | 143500544500 | 448 | 143500 | 544500
[5 empty] | 144500544500 | 448 | 144500 | 544500
[5 empty] | 145500544500 | 448 | 145500 | 544500
[5 empty] | 146500544500 | 448 | 146500 | 544500
[5 empty] | 147500544500 | 448 | 147500 | 544500
[5 empty] | 148500544500 | 448 | 148500 | 544500
[5 empty] | 111500543500 | 448 | 111500 | 543500
[5 empty] | 112500543500 | 448 | 112500 | 543500
[5 empty] | 113500543500 | 448 | 113500 | 543500
[5 empty] | 114500543500 | 448 | 114500 | 543500
[5 empty] | 115500543500 | 448 | 115500 | 543500
[5 empty] | 116500543500 | 448 | 116500 | 543500
[5 empty] | 117500543500 | 448 | 117500 | 543500
[5 empty] | 118500543500 | 448 | 118500 | 543500
[5 empty] | 119500543500 | 448 | 119500 | 543500
[5 empty] | 120500543500 | 448 | 120500 | 543500
[5 empty] | 121500543500 | 448 | 121500 | 543500
[5 empty] | 122500543500 | 448 | 122500 | 543500
[5 empty] | 123500543500 | 448 | 123500 | 543500
[5 empty] | 124500543500 | 448 | 124500 | 543500
[5 empty] | 125500543500 | 448 | 125500 | 543500
[5 empty] | 126500543500 | 448 | 126500 | 543500
[5 empty] | 127500543500 | 448 | 127500 | 543500
[5 empty] | 128500543500 | 448 | 128500 | 543500
[5 empty] | 129500543500 | 448 | 129500 | 543500
[5 empty] | 130500543500 | 448 | 130500 | 543500
[5 empty] | 131500543500 | 448 | 131500 | 543500
[5 empty] | 132500543500 | 448 | 132500 | 543500
[5 empty] | 133500543500 | 448 | 133500 | 543500
[5 empty] | 134500543500 | 448 | 134500 | 543500
[5 empty] | 135500543500 | 448 | 135500 | 543500
[5 empty] | 136500543500 | 448 | 136500 | 543500
[5 empty] | 137500543500 | 448 | 137500 | 543500
[5 empty] | 138500543500 | 448 | 138500 | 543500
[5 empty] | 139500543500 | 448 | 139500 | 543500
[5 empty] | 140500543500 | 448 | 140500 | 543500
[5 empty] | 141500543500 | 448 | 141500 | 543500
[5 empty] | 142500543500 | 448 | 142500 | 543500
[5 empty] | 143500543500 | 448 | 143500 | 543500
[5 empty] | 144500543500 | 448 | 144500 | 543500
[5 empty] | 145500543500 | 448 | 145500 | 543500
[5 empty] | 146500543500 | 448 | 146500 | 543500
[5 empty] | 147500543500 | 448 | 147500 | 543500
[5 empty] | 112500542500 | 448 | 112500 | 542500
[5 empty] | 113500542500 | 448 | 113500 | 542500
[5 empty] | 114500542500 | 448 | 114500 | 542500
[5 empty] | 115500542500 | 448 | 115500 | 542500
[5 empty] | 116500542500 | 448 | 116500 | 542500
[5 empty] | 117500542500 | 448 | 117500 | 542500
[5 empty] | 118500542500 | 448 | 118500 | 542500
[5 empty] | 119500542500 | 448 | 119500 | 542500
[5 empty] | 120500542500 | 448 | 120500 | 542500
[5 empty] | 121500542500 | 448 | 121500 | 542500
[5 empty] | 122500542500 | 448 | 122500 | 542500
[5 empty] | 123500542500 | 448 | 123500 | 542500
[5 empty] | 124500542500 | 448 | 124500 | 542500
[5 empty] | 125500542500 | 448 | 125500 | 542500
[5 empty] | 126500542500 | 448 | 126500 | 542500
[5 empty] | 127500542500 | 448 | 127500 | 542500
[5 empty] | 128500542500 | 448 | 128500 | 542500
[5 empty] | 129500542500 | 448 | 129500 | 542500
[5 empty] | 130500542500 | 448 | 130500 | 542500
[5 empty] | 131500542500 | 448 | 131500 | 542500
[5 empty] | 132500542500 | 448 | 132500 | 542500
[5 empty] | 133500542500 | 448 | 133500 | 542500
[5 empty] | 134500542500 | 448 | 134500 | 542500
[5 empty] | 135500542500 | 448 | 135500 | 542500
[5 empty] | 136500542500 | 448 | 136500 | 542500
[5 empty] | 137500542500 | 448 | 137500 | 542500
[5 empty] | 138500542500 | 448 | 138500 | 542500
[5 empty] | 139500542500 | 448 | 139500 | 542500
[5 empty] | 140500542500 | 448 | 140500 | 542500
[5 empty] | 141500542500 | 448 | 141500 | 542500
[5 empty] | 142500542500 | 448 | 142500 | 542500
[5 empty] | 143500542500 | 448 | 143500 | 542500
[5 empty] | 144500542500 | 448 | 144500 | 542500
[5 empty] | 145500542500 | 448 | 145500 | 542500
[5 empty] | 146500542500 | 448 | 146500 | 542500
[5 empty] | 147500542500 | 448 | 147500 | 542500
[5 empty] | 112500541500 | 448 | 112500 | 541500
[5 empty] | 113500541500 | 448 | 113500 | 541500
[5 empty] | 114500541500 | 448 | 114500 | 541500
[5 empty] | 115500541500 | 448 | 115500 | 541500
[5 empty] | 116500541500 | 448 | 116500 | 541500
[5 empty] | 117500541500 | 448 | 117500 | 541500
[5 empty] | 118500541500 | 448 | 118500 | 541500
[5 empty] | 119500541500 | 448 | 119500 | 541500
[5 empty] | 120500541500 | 448 | 120500 | 541500
[5 empty] | 121500541500 | 448 | 121500 | 541500
[5 empty] | 122500541500 | 448 | 122500 | 541500
[5 empty] | 123500541500 | 448 | 123500 | 541500
[5 empty] | 124500541500 | 448 | 124500 | 541500
[5 empty] | 125500541500 | 448 | 125500 | 541500
[5 empty] | 126500541500 | 448 | 126500 | 541500
[5 empty] | 127500541500 | 448 | 127500 | 541500
[5 empty] | 128500541500 | 448 | 128500 | 541500
[5 empty] | 129500541500 | 448 | 129500 | 541500
[5 empty] | 130500541500 | 448 | 130500 | 541500
[5 empty] | 131500541500 | 448 | 131500 | 541500
[5 empty] | 132500541500 | 448 | 132500 | 541500
[5 empty] | 133500541500 | 448 | 133500 | 541500
[5 empty] | 134500541500 | 448 | 134500 | 541500
[5 empty] | 135500541500 | 448 | 135500 | 541500
[5 empty] | 136500541500 | 448 | 136500 | 541500
[5 empty] | 137500541500 | 448 | 137500 | 541500
[5 empty] | 138500541500 | 448 | 138500 | 541500
[5 empty] | 139500541500 | 448 | 139500 | 541500
[5 empty] | 140500541500 | 448 | 140500 | 541500
[5 empty] | 141500541500 | 448 | 141500 | 541500
[5 empty] | 142500541500 | 448 | 142500 | 541500
[5 empty] | 143500541500 | 448 | 143500 | 541500
[5 empty] | 144500541500 | 448 | 144500 | 541500
[5 empty] | 145500541500 | 448 | 145500 | 541500
[5 empty] | 146500541500 | 448 | 146500 | 541500
[5 empty] | 147500541500 | 448 | 147500 | 541500
[5 empty] | 148500541500 | 448 | 148500 | 541500
[5 empty] | 113500540500 | 448 | 113500 | 540500
[5 empty] | 114500540500 | 448 | 114500 | 540500
[5 empty] | 115500540500 | 448 | 115500 | 540500
[5 empty] | 116500540500 | 448 | 116500 | 540500
[5 empty] | 117500540500 | 448 | 117500 | 540500
[5 empty] | 118500540500 | 448 | 118500 | 540500
[5 empty] | 119500540500 | 448 | 119500 | 540500
[5 empty] | 120500540500 | 448 | 120500 | 540500
[5 empty] | 121500540500 | 448 | 121500 | 540500
[5 empty] | 122500540500 | 448 | 122500 | 540500
[5 empty] | 123500540500 | 448 | 123500 | 540500
[5 empty] | 124500540500 | 448 | 124500 | 540500
[5 empty] | 125500540500 | 448 | 125500 | 540500
[5 empty] | 126500540500 | 448 | 126500 | 540500
[5 empty] | 127500540500 | 448 | 127500 | 540500
[5 empty] | 128500540500 | 448 | 128500 | 540500
[5 empty] | 129500540500 | 448 | 129500 | 540500
[5 empty] | 130500540500 | 448 | 130500 | 540500
[5 empty] | 131500540500 | 448 | 131500 | 540500
[5 empty] | 132500540500 | 448 | 132500 | 540500
[5 empty] | 133500540500 | 448 | 133500 | 540500
[5 empty] | 134500540500 | 448 | 134500 | 540500
[5 empty] | 135500540500 | 448 | 135500 | 540500
[5 empty] | 136500540500 | 448 | 136500 | 540500
[5 empty] | 137500540500 | 448 | 137500 | 540500
[5 empty] | 138500540500 | 448 | 138500 | 540500
[5 empty] | 139500540500 | 448 | 139500 | 540500
[5 empty] | 140500540500 | 448 | 140500 | 540500
[5 empty] | 141500540500 | 448 | 141500 | 540500
[5 empty] | 142500540500 | 448 | 142500 | 540500
[5 empty] | 143500540500 | 448 | 143500 | 540500
[5 empty] | 144500540500 | 448 | 144500 | 540500
[5 empty] | 145500540500 | 448 | 145500 | 540500
[5 empty] | 146500540500 | 448 | 146500 | 540500
[5 empty] | 147500540500 | 448 | 147500 | 540500
[5 empty] | 148500540500 | 448 | 148500 | 540500
[5 empty] | 149500540500 | 448 | 149500 | 540500
[5 empty] | 114500539500 | 448 | 114500 | 539500
[5 empty] | 115500539500 | 448 | 115500 | 539500
[5 empty] | 116500539500 | 448 | 116500 | 539500
[5 empty] | 117500539500 | 448 | 117500 | 539500
[5 empty] | 118500539500 | 448 | 118500 | 539500
[5 empty] | 119500539500 | 448 | 119500 | 539500
[5 empty] | 120500539500 | 448 | 120500 | 539500
[5 empty] | 121500539500 | 448 | 121500 | 539500
[5 empty] | 122500539500 | 448 | 122500 | 539500
[5 empty] | 123500539500 | 448 | 123500 | 539500
[5 empty] | 124500539500 | 448 | 124500 | 539500
[5 empty] | 125500539500 | 448 | 125500 | 539500
[5 empty] | 126500539500 | 448 | 126500 | 539500
[5 empty] | 127500539500 | 448 | 127500 | 539500
[5 empty] | 128500539500 | 448 | 128500 | 539500
[5 empty] | 129500539500 | 448 | 129500 | 539500
[5 empty] | 130500539500 | 448 | 130500 | 539500
[5 empty] | 131500539500 | 448 | 131500 | 539500
[5 empty] | 132500539500 | 448 | 132500 | 539500
[5 empty] | 133500539500 | 448 | 133500 | 539500
[5 empty] | 134500539500 | 448 | 134500 | 539500
[5 empty] | 135500539500 | 448 | 135500 | 539500
[5 empty] | 136500539500 | 448 | 136500 | 539500
[5 empty] | 137500539500 | 448 | 137500 | 539500
[5 empty] | 138500539500 | 448 | 138500 | 539500
[5 empty] | 139500539500 | 448 | 139500 | 539500
[5 empty] | 140500539500 | 448 | 140500 | 539500
[5 empty] | 141500539500 | 448 | 141500 | 539500
[5 empty] | 142500539500 | 448 | 142500 | 539500
[5 empty] | 143500539500 | 448 | 143500 | 539500
[5 empty] | 144500539500 | 448 | 144500 | 539500
[5 empty] | 145500539500 | 448 | 145500 | 539500
[5 empty] | 146500539500 | 448 | 146500 | 539500
[5 empty] | 147500539500 | 448 | 147500 | 539500
[5 empty] | 148500539500 | 448 | 148500 | 539500
[5 empty] | 149500539500 | 448 | 149500 | 539500
[5 empty] | 150500539500 | 448 | 150500 | 539500
[5 empty] | 115500538500 | 448 | 115500 | 538500
[5 empty] | 116500538500 | 448 | 116500 | 538500
[5 empty] | 117500538500 | 448 | 117500 | 538500
[5 empty] | 118500538500 | 448 | 118500 | 538500
[5 empty] | 119500538500 | 448 | 119500 | 538500
[5 empty] | 120500538500 | 448 | 120500 | 538500
[5 empty] | 121500538500 | 448 | 121500 | 538500
[5 empty] | 122500538500 | 448 | 122500 | 538500
[5 empty] | 123500538500 | 448 | 123500 | 538500
[5 empty] | 124500538500 | 448 | 124500 | 538500
[5 empty] | 125500538500 | 448 | 125500 | 538500
[5 empty] | 126500538500 | 448 | 126500 | 538500
[5 empty] | 127500538500 | 448 | 127500 | 538500
[5 empty] | 128500538500 | 448 | 128500 | 538500
[5 empty] | 129500538500 | 448 | 129500 | 538500
[5 empty] | 130500538500 | 448 | 130500 | 538500
[5 empty] | 131500538500 | 448 | 131500 | 538500
[5 empty] | 132500538500 | 448 | 132500 | 538500
[5 empty] | 133500538500 | 448 | 133500 | 538500
[5 empty] | 134500538500 | 448 | 134500 | 538500
[5 empty] | 135500538500 | 448 | 135500 | 538500
[5 empty] | 136500538500 | 448 | 136500 | 538500
[5 empty] | 137500538500 | 448 | 137500 | 538500
[5 empty] | 138500538500 | 448 | 138500 | 538500
[5 empty] | 139500538500 | 448 | 139500 | 538500
[5 empty] | 140500538500 | 448 | 140500 | 538500
[5 empty] | 141500538500 | 448 | 141500 | 538500
[5 empty] | 142500538500 | 448 | 142500 | 538500
[5 empty] | 143500538500 | 448 | 143500 | 538500
[5 empty] | 144500538500 | 448 | 144500 | 538500
[5 empty] | 145500538500 | 448 | 145500 | 538500
[5 empty] | 146500538500 | 448 | 146500 | 538500
[5 empty] | 147500538500 | 448 | 147500 | 538500
[5 empty] | 148500538500 | 448 | 148500 | 538500
[5 empty] | 149500538500 | 448 | 149500 | 538500
[5 empty] | 150500538500 | 448 | 150500 | 538500
[5 empty] | 115500537500 | 448 | 115500 | 537500
[5 empty] | 116500537500 | 448 | 116500 | 537500
[5 empty] | 117500537500 | 448 | 117500 | 537500
[5 empty] | 118500537500 | 448 | 118500 | 537500
[5 empty] | 119500537500 | 448 | 119500 | 537500
[5 empty] | 120500537500 | 448 | 120500 | 537500
[5 empty] | 121500537500 | 448 | 121500 | 537500
[5 empty] | 122500537500 | 448 | 122500 | 537500
[5 empty] | 123500537500 | 448 | 123500 | 537500
[5 empty] | 124500537500 | 448 | 124500 | 537500
[5 empty] | 125500537500 | 448 | 125500 | 537500
[5 empty] | 126500537500 | 448 | 126500 | 537500
[5 empty] | 127500537500 | 448 | 127500 | 537500
[5 empty] | 128500537500 | 448 | 128500 | 537500
[5 empty] | 129500537500 | 448 | 129500 | 537500
[5 empty] | 130500537500 | 448 | 130500 | 537500
[5 empty] | 131500537500 | 448 | 131500 | 537500
[5 empty] | 132500537500 | 448 | 132500 | 537500
[5 empty] | 133500537500 | 448 | 133500 | 537500
[5 empty] | 134500537500 | 448 | 134500 | 537500
[5 empty] | 135500537500 | 448 | 135500 | 537500
[5 empty] | 136500537500 | 448 | 136500 | 537500
[5 empty] | 137500537500 | 448 | 137500 | 537500
[5 empty] | 138500537500 | 448 | 138500 | 537500
[5 empty] | 139500537500 | 448 | 139500 | 537500
[5 empty] | 140500537500 | 448 | 140500 | 537500
[5 empty] | 141500537500 | 448 | 141500 | 537500
[5 empty] | 142500537500 | 448 | 142500 | 537500
[5 empty] | 143500537500 | 448 | 143500 | 537500
[5 empty] | 144500537500 | 448 | 144500 | 537500
[5 empty] | 145500537500 | 448 | 145500 | 537500
[5 empty] | 146500537500 | 448 | 146500 | 537500
[5 empty] | 147500537500 | 448 | 147500 | 537500
[5 empty] | 148500537500 | 448 | 148500 | 537500
[5 empty] | 116500536500 | 448 | 116500 | 536500
[5 empty] | 117500536500 | 448 | 117500 | 536500
[5 empty] | 118500536500 | 448 | 118500 | 536500
[5 empty] | 119500536500 | 448 | 119500 | 536500
[5 empty] | 120500536500 | 448 | 120500 | 536500
[5 empty] | 121500536500 | 448 | 121500 | 536500
[5 empty] | 122500536500 | 448 | 122500 | 536500
[5 empty] | 123500536500 | 448 | 123500 | 536500
[5 empty] | 124500536500 | 448 | 124500 | 536500
[5 empty] | 125500536500 | 448 | 125500 | 536500
[5 empty] | 126500536500 | 448 | 126500 | 536500
[5 empty] | 127500536500 | 448 | 127500 | 536500
[5 empty] | 128500536500 | 448 | 128500 | 536500
[5 empty] | 129500536500 | 448 | 129500 | 536500
[5 empty] | 130500536500 | 448 | 130500 | 536500
[5 empty] | 131500536500 | 448 | 131500 | 536500
[5 empty] | 132500536500 | 448 | 132500 | 536500
[5 empty] | 133500536500 | 448 | 133500 | 536500
[5 empty] | 134500536500 | 448 | 134500 | 536500
[5 empty] | 135500536500 | 448 | 135500 | 536500
[5 empty] | 136500536500 | 448 | 136500 | 536500
[5 empty] | 137500536500 | 448 | 137500 | 536500
[5 empty] | 138500536500 | 448 | 138500 | 536500
[5 empty] | 139500536500 | 448 | 139500 | 536500
[5 empty] | 140500536500 | 448 | 140500 | 536500
[5 empty] | 141500536500 | 448 | 141500 | 536500
[5 empty] | 142500536500 | 448 | 142500 | 536500
[5 empty] | 143500536500 | 448 | 143500 | 536500
[5 empty] | 144500536500 | 448 | 144500 | 536500
[5 empty] | 146500536500 | 448 | 146500 | 536500
[5 empty] | 147500536500 | 448 | 147500 | 536500
[5 empty] | 148500536500 | 448 | 148500 | 536500
[5 empty] | 115500535500 | 448 | 115500 | 535500
[5 empty] | 116500535500 | 448 | 116500 | 535500
[5 empty] | 117500535500 | 448 | 117500 | 535500
[5 empty] | 118500535500 | 448 | 118500 | 535500
[5 empty] | 119500535500 | 448 | 119500 | 535500
[5 empty] | 120500535500 | 448 | 120500 | 535500
[5 empty] | 121500535500 | 448 | 121500 | 535500
[5 empty] | 122500535500 | 448 | 122500 | 535500
[5 empty] | 123500535500 | 448 | 123500 | 535500
[5 empty] | 124500535500 | 448 | 124500 | 535500
[5 empty] | 125500535500 | 448 | 125500 | 535500
[5 empty] | 126500535500 | 448 | 126500 | 535500
[5 empty] | 127500535500 | 448 | 127500 | 535500
[5 empty] | 128500535500 | 448 | 128500 | 535500
[5 empty] | 129500535500 | 448 | 129500 | 535500
[5 empty] | 130500535500 | 448 | 130500 | 535500
[5 empty] | 131500535500 | 448 | 131500 | 535500
[5 empty] | 132500535500 | 448 | 132500 | 535500
[5 empty] | 133500535500 | 448 | 133500 | 535500
[5 empty] | 134500535500 | 448 | 134500 | 535500
[5 empty] | 135500535500 | 448 | 135500 | 535500
[5 empty] | 136500535500 | 448 | 136500 | 535500
[5 empty] | 137500535500 | 448 | 137500 | 535500
[5 empty] | 138500535500 | 448 | 138500 | 535500
[5 empty] | 139500535500 | 448 | 139500 | 535500
[5 empty] | 140500535500 | 448 | 140500 | 535500
[5 empty] | 141500535500 | 448 | 141500 | 535500
[5 empty] | 144500535500 | 448 | 144500 | 535500
[5 empty] | 147500535500 | 448 | 147500 | 535500
[5 empty] | 148500535500 | 448 | 148500 | 535500
[5 empty] | 115500534500 | 448 | 115500 | 534500
[5 empty] | 116500534500 | 448 | 116500 | 534500
[5 empty] | 117500534500 | 448 | 117500 | 534500
[5 empty] | 118500534500 | 448 | 118500 | 534500
[5 empty] | 119500534500 | 448 | 119500 | 534500
[5 empty] | 120500534500 | 448 | 120500 | 534500
[5 empty] | 121500534500 | 448 | 121500 | 534500
[5 empty] | 122500534500 | 448 | 122500 | 534500
[5 empty] | 123500534500 | 448 | 123500 | 534500
[5 empty] | 124500534500 | 448 | 124500 | 534500
[5 empty] | 125500534500 | 448 | 125500 | 534500
[5 empty] | 126500534500 | 448 | 126500 | 534500
[5 empty] | 127500534500 | 448 | 127500 | 534500
[5 empty] | 128500534500 | 448 | 128500 | 534500
[5 empty] | 129500534500 | 448 | 129500 | 534500
[5 empty] | 130500534500 | 448 | 130500 | 534500
[5 empty] | 131500534500 | 448 | 131500 | 534500
[5 empty] | 132500534500 | 448 | 132500 | 534500
[5 empty] | 133500534500 | 448 | 133500 | 534500
[5 empty] | 134500534500 | 448 | 134500 | 534500
[5 empty] | 135500534500 | 448 | 135500 | 534500
[5 empty] | 136500534500 | 448 | 136500 | 534500
[5 empty] | 137500534500 | 448 | 137500 | 534500
[5 empty] | 138500534500 | 448 | 138500 | 534500
[5 empty] | 139500534500 | 448 | 139500 | 534500
[5 empty] | 140500534500 | 448 | 140500 | 534500
[5 empty] | 115500533500 | 448 | 115500 | 533500
[5 empty] | 116500533500 | 448 | 116500 | 533500
[5 empty] | 117500533500 | 448 | 117500 | 533500
[5 empty] | 118500533500 | 448 | 118500 | 533500
[5 empty] | 119500533500 | 448 | 119500 | 533500
[5 empty] | 120500533500 | 448 | 120500 | 533500
[5 empty] | 121500533500 | 448 | 121500 | 533500
[5 empty] | 122500533500 | 448 | 122500 | 533500
[5 empty] | 123500533500 | 448 | 123500 | 533500
[5 empty] | 124500533500 | 448 | 124500 | 533500
[5 empty] | 125500533500 | 448 | 125500 | 533500
[5 empty] | 126500533500 | 448 | 126500 | 533500
[5 empty] | 127500533500 | 448 | 127500 | 533500
[5 empty] | 128500533500 | 448 | 128500 | 533500
[5 empty] | 129500533500 | 448 | 129500 | 533500
[5 empty] | 130500533500 | 448 | 130500 | 533500
[5 empty] | 131500533500 | 448 | 131500 | 533500
[5 empty] | 132500533500 | 448 | 132500 | 533500
[5 empty] | 133500533500 | 448 | 133500 | 533500
[5 empty] | 134500533500 | 448 | 134500 | 533500
[5 empty] | 135500533500 | 448 | 135500 | 533500
[5 empty] | 136500533500 | 448 | 136500 | 533500
[5 empty] | 137500533500 | 448 | 137500 | 533500
[5 empty] | 138500533500 | 448 | 138500 | 533500
[5 empty] | 139500533500 | 448 | 139500 | 533500
[5 empty] | 140500533500 | 448 | 140500 | 533500
[5 empty] | 115500532500 | 448 | 115500 | 532500
[5 empty] | 116500532500 | 448 | 116500 | 532500
[5 empty] | 117500532500 | 448 | 117500 | 532500
[5 empty] | 118500532500 | 448 | 118500 | 532500
[5 empty] | 119500532500 | 448 | 119500 | 532500
[5 empty] | 120500532500 | 448 | 120500 | 532500
[5 empty] | 121500532500 | 448 | 121500 | 532500
[5 empty] | 122500532500 | 448 | 122500 | 532500
[5 empty] | 123500532500 | 448 | 123500 | 532500
[5 empty] | 124500532500 | 448 | 124500 | 532500
[5 empty] | 125500532500 | 448 | 125500 | 532500
[5 empty] | 126500532500 | 448 | 126500 | 532500
[5 empty] | 127500532500 | 448 | 127500 | 532500
[5 empty] | 128500532500 | 448 | 128500 | 532500
[5 empty] | 129500532500 | 448 | 129500 | 532500
[5 empty] | 130500532500 | 448 | 130500 | 532500
[5 empty] | 131500532500 | 448 | 131500 | 532500
[5 empty] | 137500532500 | 448 | 137500 | 532500
[5 empty] | 138500532500 | 448 | 138500 | 532500
[5 empty] | 139500532500 | 448 | 139500 | 532500
[5 empty] | 115500531500 | 448 | 115500 | 531500
[5 empty] | 116500531500 | 448 | 116500 | 531500
[5 empty] | 117500531500 | 448 | 117500 | 531500
[5 empty] | 118500531500 | 448 | 118500 | 531500
[5 empty] | 119500531500 | 448 | 119500 | 531500
[5 empty] | 120500531500 | 448 | 120500 | 531500
[5 empty] | 121500531500 | 448 | 121500 | 531500
[5 empty] | 122500531500 | 448 | 122500 | 531500
[5 empty] | 123500531500 | 448 | 123500 | 531500
[5 empty] | 124500531500 | 448 | 124500 | 531500
[5 empty] | 125500531500 | 448 | 125500 | 531500
[5 empty] | 126500531500 | 448 | 126500 | 531500
[5 empty] | 127500531500 | 448 | 127500 | 531500
[5 empty] | 128500531500 | 448 | 128500 | 531500
[5 empty] | 129500531500 | 448 | 129500 | 531500
[5 empty] | 130500531500 | 448 | 130500 | 531500
[5 empty] | 138500531500 | 448 | 138500 | 531500
[5 empty] | 114500530500 | 448 | 114500 | 530500
[5 empty] | 115500530500 | 448 | 115500 | 530500
[5 empty] | 116500530500 | 448 | 116500 | 530500
[5 empty] | 117500530500 | 448 | 117500 | 530500
[5 empty] | 118500530500 | 448 | 118500 | 530500
[5 empty] | 119500530500 | 448 | 119500 | 530500
[5 empty] | 120500530500 | 448 | 120500 | 530500
[5 empty] | 121500530500 | 448 | 121500 | 530500
[5 empty] | 122500530500 | 448 | 122500 | 530500
[5 empty] | 125500530500 | 448 | 125500 | 530500
[5 empty] | 126500530500 | 448 | 126500 | 530500
[5 empty] | 114500529500 | 448 | 114500 | 529500
[5 empty] | 115500529500 | 448 | 115500 | 529500
[5 empty] | 116500529500 | 448 | 116500 | 529500
[5 empty] | 117500529500 | 448 | 117500 | 529500
[5 empty] | 121500529500 | 448 | 121500 | 529500
[5 empty] | 122500529500 | 448 | 122500 | 529500
[5 empty] | 114500528500 | 448 | 114500 | 528500
[5 empty] | 118500529500 | 449 | 118500 | 529500
[5 empty] | 119500529500 | 449 | 119500 | 529500
[5 empty] | 120500529500 | 449 | 120500 | 529500
[5 empty] | 115500528500 | 449 | 115500 | 528500
[5 empty] | 116500528500 | 449 | 116500 | 528500
[5 empty] | 117500528500 | 449 | 117500 | 528500
[5 empty] | 118500528500 | 449 | 118500 | 528500
[5 empty] | 119500528500 | 449 | 119500 | 528500
[5 empty] | 120500528500 | 449 | 120500 | 528500
[5 empty] | 121500528500 | 449 | 121500 | 528500
[5 empty] | 112500527500 | 449 | 112500 | 527500
[5 empty] | 113500527500 | 449 | 113500 | 527500
[5 empty] | 114500527500 | 449 | 114500 | 527500
[5 empty] | 115500527500 | 449 | 115500 | 527500
[5 empty] | 116500527500 | 449 | 116500 | 527500
[5 empty] | 117500527500 | 449 | 117500 | 527500
[5 empty] | 118500527500 | 449 | 118500 | 527500
[5 empty] | 119500527500 | 449 | 119500 | 527500
[5 empty] | 120500527500 | 449 | 120500 | 527500
[5 empty] | 121500527500 | 449 | 121500 | 527500
[5 empty] | 108500526500 | 449 | 108500 | 526500
[5 empty] | 109500526500 | 449 | 109500 | 526500
[5 empty] | 110500526500 | 449 | 110500 | 526500
[5 empty] | 111500526500 | 449 | 111500 | 526500
[5 empty] | 112500526500 | 449 | 112500 | 526500
[5 empty] | 113500526500 | 449 | 113500 | 526500
[5 empty] | 114500526500 | 449 | 114500 | 526500
[5 empty] | 115500526500 | 449 | 115500 | 526500
[5 empty] | 116500526500 | 449 | 116500 | 526500
[5 empty] | 117500526500 | 449 | 117500 | 526500
[5 empty] | 118500526500 | 449 | 118500 | 526500
[5 empty] | 119500526500 | 449 | 119500 | 526500
[5 empty] | 120500526500 | 449 | 120500 | 526500
[5 empty] | 121500526500 | 449 | 121500 | 526500
[5 empty] | 122500526500 | 449 | 122500 | 526500
[5 empty] | 106500525500 | 449 | 106500 | 525500
[5 empty] | 107500525500 | 449 | 107500 | 525500
[5 empty] | 108500525500 | 449 | 108500 | 525500
[5 empty] | 109500525500 | 449 | 109500 | 525500
[5 empty] | 110500525500 | 449 | 110500 | 525500
[5 empty] | 111500525500 | 449 | 111500 | 525500
[5 empty] | 112500525500 | 449 | 112500 | 525500
[5 empty] | 113500525500 | 449 | 113500 | 525500
[5 empty] | 114500525500 | 449 | 114500 | 525500
[5 empty] | 115500525500 | 449 | 115500 | 525500
[5 empty] | 116500525500 | 449 | 116500 | 525500
[5 empty] | 117500525500 | 449 | 117500 | 525500
[5 empty] | 118500525500 | 449 | 118500 | 525500
[5 empty] | 119500525500 | 449 | 119500 | 525500
[5 empty] | 120500525500 | 449 | 120500 | 525500
[5 empty] | 121500525500 | 449 | 121500 | 525500
[5 empty] | 122500525500 | 449 | 122500 | 525500
[5 empty] | 105500524500 | 449 | 105500 | 524500
[5 empty] | 106500524500 | 449 | 106500 | 524500
[5 empty] | 107500524500 | 449 | 107500 | 524500
[5 empty] | 108500524500 | 449 | 108500 | 524500
[5 empty] | 109500524500 | 449 | 109500 | 524500
[5 empty] | 110500524500 | 449 | 110500 | 524500
[5 empty] | 111500524500 | 449 | 111500 | 524500
[5 empty] | 112500524500 | 449 | 112500 | 524500
[5 empty] | 113500524500 | 449 | 113500 | 524500
[5 empty] | 114500524500 | 449 | 114500 | 524500
[5 empty] | 115500524500 | 449 | 115500 | 524500
[5 empty] | 116500524500 | 449 | 116500 | 524500
[5 empty] | 117500524500 | 449 | 117500 | 524500
[5 empty] | 118500524500 | 449 | 118500 | 524500
[5 empty] | 119500524500 | 449 | 119500 | 524500
[5 empty] | 120500524500 | 449 | 120500 | 524500
[5 empty] | 121500524500 | 449 | 121500 | 524500
[5 empty] | 122500524500 | 449 | 122500 | 524500
[5 empty] | 104500523500 | 449 | 104500 | 523500
[5 empty] | 105500523500 | 449 | 105500 | 523500
[5 empty] | 106500523500 | 449 | 106500 | 523500
[5 empty] | 107500523500 | 449 | 107500 | 523500
[5 empty] | 108500523500 | 449 | 108500 | 523500
[5 empty] | 109500523500 | 449 | 109500 | 523500
[5 empty] | 110500523500 | 449 | 110500 | 523500
[5 empty] | 111500523500 | 449 | 111500 | 523500
[5 empty] | 112500523500 | 449 | 112500 | 523500
[5 empty] | 113500523500 | 449 | 113500 | 523500
[5 empty] | 114500523500 | 449 | 114500 | 523500
[5 empty] | 115500523500 | 449 | 115500 | 523500
[5 empty] | 116500523500 | 449 | 116500 | 523500
[5 empty] | 117500523500 | 449 | 117500 | 523500
[5 empty] | 118500523500 | 449 | 118500 | 523500
[5 empty] | 119500523500 | 449 | 119500 | 523500
[5 empty] | 120500523500 | 449 | 120500 | 523500
[5 empty] | 121500523500 | 449 | 121500 | 523500
[5 empty] | 122500523500 | 449 | 122500 | 523500
[5 empty] | 123500523500 | 449 | 123500 | 523500
[5 empty] | 104500522500 | 449 | 104500 | 522500
[5 empty] | 105500522500 | 449 | 105500 | 522500
[5 empty] | 106500522500 | 449 | 106500 | 522500
[5 empty] | 107500522500 | 449 | 107500 | 522500
[5 empty] | 108500522500 | 449 | 108500 | 522500
[5 empty] | 109500522500 | 449 | 109500 | 522500
[5 empty] | 110500522500 | 449 | 110500 | 522500
[5 empty] | 111500522500 | 449 | 111500 | 522500
[5 empty] | 112500522500 | 449 | 112500 | 522500
[5 empty] | 113500522500 | 449 | 113500 | 522500
[5 empty] | 114500522500 | 449 | 114500 | 522500
[5 empty] | 115500522500 | 449 | 115500 | 522500
[5 empty] | 116500522500 | 449 | 116500 | 522500
[5 empty] | 117500522500 | 449 | 117500 | 522500
[5 empty] | 118500522500 | 449 | 118500 | 522500
[5 empty] | 119500522500 | 449 | 119500 | 522500
[5 empty] | 120500522500 | 449 | 120500 | 522500
[5 empty] | 121500522500 | 449 | 121500 | 522500
[5 empty] | 122500522500 | 449 | 122500 | 522500
[5 empty] | 123500522500 | 449 | 123500 | 522500
[5 empty] | 100500521500 | 449 | 100500 | 521500
[5 empty] | 101500521500 | 449 | 101500 | 521500
[5 empty] | 102500521500 | 449 | 102500 | 521500
[5 empty] | 103500521500 | 449 | 103500 | 521500
[5 empty] | 104500521500 | 449 | 104500 | 521500
[5 empty] | 105500521500 | 449 | 105500 | 521500
[5 empty] | 106500521500 | 449 | 106500 | 521500
[5 empty] | 107500521500 | 449 | 107500 | 521500
[5 empty] | 108500521500 | 449 | 108500 | 521500
[5 empty] | 109500521500 | 449 | 109500 | 521500
[5 empty] | 110500521500 | 449 | 110500 | 521500
[5 empty] | 111500521500 | 449 | 111500 | 521500
[5 empty] | 112500521500 | 449 | 112500 | 521500
[5 empty] | 113500521500 | 449 | 113500 | 521500
[5 empty] | 114500521500 | 449 | 114500 | 521500
[5 empty] | 115500521500 | 449 | 115500 | 521500
[5 empty] | 116500521500 | 449 | 116500 | 521500
[5 empty] | 117500521500 | 449 | 117500 | 521500
[5 empty] | 118500521500 | 449 | 118500 | 521500
[5 empty] | 119500521500 | 449 | 119500 | 521500
[5 empty] | 120500521500 | 449 | 120500 | 521500
[5 empty] | 121500521500 | 449 | 121500 | 521500
[5 empty] | 122500521500 | 449 | 122500 | 521500
[5 empty] | 123500521500 | 449 | 123500 | 521500
[5 empty] | 99500520500 | 449 | 99500 | 520500
[5 empty] | 100500520500 | 449 | 100500 | 520500
[5 empty] | 101500520500 | 449 | 101500 | 520500
[5 empty] | 102500520500 | 449 | 102500 | 520500
[5 empty] | 103500520500 | 449 | 103500 | 520500
[5 empty] | 104500520500 | 449 | 104500 | 520500
[5 empty] | 105500520500 | 449 | 105500 | 520500
[5 empty] | 106500520500 | 449 | 106500 | 520500
[5 empty] | 107500520500 | 449 | 107500 | 520500
[5 empty] | 108500520500 | 449 | 108500 | 520500
[5 empty] | 109500520500 | 449 | 109500 | 520500
[5 empty] | 110500520500 | 449 | 110500 | 520500
[5 empty] | 111500520500 | 449 | 111500 | 520500
[5 empty] | 112500520500 | 449 | 112500 | 520500
[5 empty] | 113500520500 | 449 | 113500 | 520500
[5 empty] | 114500520500 | 449 | 114500 | 520500
[5 empty] | 115500520500 | 449 | 115500 | 520500
[5 empty] | 116500520500 | 449 | 116500 | 520500
[5 empty] | 117500520500 | 449 | 117500 | 520500
[5 empty] | 118500520500 | 449 | 118500 | 520500
[5 empty] | 119500520500 | 449 | 119500 | 520500
[5 empty] | 120500520500 | 449 | 120500 | 520500
[5 empty] | 121500520500 | 449 | 121500 | 520500
[5 empty] | 122500520500 | 449 | 122500 | 520500
[5 empty] | 123500520500 | 449 | 123500 | 520500
[5 empty] | 124500520500 | 449 | 124500 | 520500
[5 empty] | 99500519500 | 449 | 99500 | 519500
[5 empty] | 100500519500 | 449 | 100500 | 519500
[5 empty] | 101500519500 | 449 | 101500 | 519500
[5 empty] | 102500519500 | 449 | 102500 | 519500
[5 empty] | 103500519500 | 449 | 103500 | 519500
[5 empty] | 104500519500 | 449 | 104500 | 519500
[5 empty] | 105500519500 | 449 | 105500 | 519500
[5 empty] | 106500519500 | 449 | 106500 | 519500
[5 empty] | 107500519500 | 449 | 107500 | 519500
[5 empty] | 108500519500 | 449 | 108500 | 519500
[5 empty] | 109500519500 | 449 | 109500 | 519500
[5 empty] | 110500519500 | 449 | 110500 | 519500
[5 empty] | 111500519500 | 449 | 111500 | 519500
[5 empty] | 112500519500 | 449 | 112500 | 519500
[5 empty] | 113500519500 | 449 | 113500 | 519500
[5 empty] | 114500519500 | 449 | 114500 | 519500
[5 empty] | 115500519500 | 449 | 115500 | 519500
[5 empty] | 116500519500 | 449 | 116500 | 519500
[5 empty] | 117500519500 | 449 | 117500 | 519500
[5 empty] | 118500519500 | 449 | 118500 | 519500
[5 empty] | 119500519500 | 449 | 119500 | 519500
[5 empty] | 120500519500 | 449 | 120500 | 519500
[5 empty] | 121500519500 | 449 | 121500 | 519500
[5 empty] | 122500519500 | 449 | 122500 | 519500
[5 empty] | 123500519500 | 449 | 123500 | 519500
[5 empty] | 124500519500 | 449 | 124500 | 519500
[5 empty] | 99500518500 | 449 | 99500 | 518500
[5 empty] | 100500518500 | 449 | 100500 | 518500
[5 empty] | 101500518500 | 449 | 101500 | 518500
[5 empty] | 102500518500 | 449 | 102500 | 518500
[5 empty] | 103500518500 | 449 | 103500 | 518500
[5 empty] | 104500518500 | 449 | 104500 | 518500
[5 empty] | 105500518500 | 449 | 105500 | 518500
[5 empty] | 106500518500 | 449 | 106500 | 518500
[5 empty] | 107500518500 | 449 | 107500 | 518500
[5 empty] | 108500518500 | 449 | 108500 | 518500
[5 empty] | 109500518500 | 449 | 109500 | 518500
[5 empty] | 110500518500 | 449 | 110500 | 518500
[5 empty] | 111500518500 | 449 | 111500 | 518500
[5 empty] | 112500518500 | 449 | 112500 | 518500
[5 empty] | 113500518500 | 449 | 113500 | 518500
[5 empty] | 114500518500 | 449 | 114500 | 518500
[5 empty] | 115500518500 | 449 | 115500 | 518500
[5 empty] | 116500518500 | 449 | 116500 | 518500
[5 empty] | 117500518500 | 449 | 117500 | 518500
[5 empty] | 118500518500 | 449 | 118500 | 518500
[5 empty] | 119500518500 | 449 | 119500 | 518500
[5 empty] | 120500518500 | 449 | 120500 | 518500
[5 empty] | 121500518500 | 449 | 121500 | 518500
[5 empty] | 122500518500 | 449 | 122500 | 518500
[5 empty] | 123500518500 | 449 | 123500 | 518500
[5 empty] | 124500518500 | 449 | 124500 | 518500
[5 empty] | 98500517500 | 449 | 98500 | 517500
[5 empty] | 99500517500 | 449 | 99500 | 517500
[5 empty] | 100500517500 | 449 | 100500 | 517500
[5 empty] | 101500517500 | 449 | 101500 | 517500
[5 empty] | 102500517500 | 449 | 102500 | 517500
[5 empty] | 103500517500 | 449 | 103500 | 517500
[5 empty] | 104500517500 | 449 | 104500 | 517500
[5 empty] | 105500517500 | 449 | 105500 | 517500
[5 empty] | 106500517500 | 449 | 106500 | 517500
[5 empty] | 107500517500 | 449 | 107500 | 517500
[5 empty] | 108500517500 | 449 | 108500 | 517500
[5 empty] | 109500517500 | 449 | 109500 | 517500
[5 empty] | 110500517500 | 449 | 110500 | 517500
[5 empty] | 111500517500 | 449 | 111500 | 517500
[5 empty] | 112500517500 | 449 | 112500 | 517500
[5 empty] | 113500517500 | 449 | 113500 | 517500
[5 empty] | 114500517500 | 449 | 114500 | 517500
[5 empty] | 115500517500 | 449 | 115500 | 517500
[5 empty] | 116500517500 | 449 | 116500 | 517500
[5 empty] | 117500517500 | 449 | 117500 | 517500
[5 empty] | 118500517500 | 449 | 118500 | 517500
[5 empty] | 119500517500 | 449 | 119500 | 517500
[5 empty] | 120500517500 | 449 | 120500 | 517500
[5 empty] | 121500517500 | 449 | 121500 | 517500
[5 empty] | 122500517500 | 449 | 122500 | 517500
[5 empty] | 123500517500 | 449 | 123500 | 517500
[5 empty] | 124500517500 | 449 | 124500 | 517500
[5 empty] | 97500516500 | 449 | 97500 | 516500
[5 empty] | 98500516500 | 449 | 98500 | 516500
[5 empty] | 99500516500 | 449 | 99500 | 516500
[5 empty] | 100500516500 | 449 | 100500 | 516500
[5 empty] | 101500516500 | 449 | 101500 | 516500
[5 empty] | 102500516500 | 449 | 102500 | 516500
[5 empty] | 103500516500 | 449 | 103500 | 516500
[5 empty] | 104500516500 | 449 | 104500 | 516500
[5 empty] | 105500516500 | 449 | 105500 | 516500
[5 empty] | 106500516500 | 449 | 106500 | 516500
[5 empty] | 107500516500 | 449 | 107500 | 516500
[5 empty] | 108500516500 | 449 | 108500 | 516500
[5 empty] | 109500516500 | 449 | 109500 | 516500
[5 empty] | 110500516500 | 449 | 110500 | 516500
[5 empty] | 111500516500 | 449 | 111500 | 516500
[5 empty] | 112500516500 | 449 | 112500 | 516500
[5 empty] | 113500516500 | 449 | 113500 | 516500
[5 empty] | 114500516500 | 449 | 114500 | 516500
[5 empty] | 115500516500 | 449 | 115500 | 516500
[5 empty] | 116500516500 | 449 | 116500 | 516500
[5 empty] | 117500516500 | 449 | 117500 | 516500
[5 empty] | 118500516500 | 449 | 118500 | 516500
[5 empty] | 119500516500 | 449 | 119500 | 516500
[5 empty] | 120500516500 | 449 | 120500 | 516500
[5 empty] | 121500516500 | 449 | 121500 | 516500
[5 empty] | 122500516500 | 449 | 122500 | 516500
[5 empty] | 123500516500 | 449 | 123500 | 516500
[5 empty] | 124500516500 | 449 | 124500 | 516500
[5 empty] | 96500515500 | 449 | 96500 | 515500
[5 empty] | 97500515500 | 449 | 97500 | 515500
[5 empty] | 98500515500 | 449 | 98500 | 515500
[5 empty] | 99500515500 | 449 | 99500 | 515500
[5 empty] | 100500515500 | 449 | 100500 | 515500
[5 empty] | 101500515500 | 449 | 101500 | 515500
[5 empty] | 102500515500 | 449 | 102500 | 515500
[5 empty] | 103500515500 | 449 | 103500 | 515500
[5 empty] | 104500515500 | 449 | 104500 | 515500
[5 empty] | 105500515500 | 449 | 105500 | 515500
[5 empty] | 106500515500 | 449 | 106500 | 515500
[5 empty] | 107500515500 | 449 | 107500 | 515500
[5 empty] | 108500515500 | 449 | 108500 | 515500
[5 empty] | 109500515500 | 449 | 109500 | 515500
[5 empty] | 110500515500 | 449 | 110500 | 515500
[5 empty] | 111500515500 | 449 | 111500 | 515500
[5 empty] | 112500515500 | 449 | 112500 | 515500
[5 empty] | 113500515500 | 449 | 113500 | 515500
[5 empty] | 114500515500 | 449 | 114500 | 515500
[5 empty] | 115500515500 | 449 | 115500 | 515500
[5 empty] | 116500515500 | 449 | 116500 | 515500
[5 empty] | 117500515500 | 449 | 117500 | 515500
[5 empty] | 118500515500 | 449 | 118500 | 515500
[5 empty] | 119500515500 | 449 | 119500 | 515500
[5 empty] | 120500515500 | 449 | 120500 | 515500
[5 empty] | 121500515500 | 449 | 121500 | 515500
[5 empty] | 122500515500 | 449 | 122500 | 515500
[5 empty] | 123500515500 | 449 | 123500 | 515500
[5 empty] | 124500515500 | 449 | 124500 | 515500
[5 empty] | 125500515500 | 449 | 125500 | 515500
[5 empty] | 96500514500 | 449 | 96500 | 514500
[5 empty] | 97500514500 | 449 | 97500 | 514500
[5 empty] | 98500514500 | 449 | 98500 | 514500
[5 empty] | 99500514500 | 449 | 99500 | 514500
[5 empty] | 100500514500 | 449 | 100500 | 514500
[5 empty] | 101500514500 | 449 | 101500 | 514500
[5 empty] | 102500514500 | 449 | 102500 | 514500
[5 empty] | 103500514500 | 449 | 103500 | 514500
[5 empty] | 104500514500 | 449 | 104500 | 514500
[5 empty] | 105500514500 | 449 | 105500 | 514500
[5 empty] | 106500514500 | 449 | 106500 | 514500
[5 empty] | 107500514500 | 449 | 107500 | 514500
[5 empty] | 108500514500 | 449 | 108500 | 514500
[5 empty] | 109500514500 | 449 | 109500 | 514500
[5 empty] | 110500514500 | 449 | 110500 | 514500
[5 empty] | 111500514500 | 449 | 111500 | 514500
[5 empty] | 112500514500 | 449 | 112500 | 514500
[5 empty] | 113500514500 | 449 | 113500 | 514500
[5 empty] | 114500514500 | 449 | 114500 | 514500
[5 empty] | 115500514500 | 449 | 115500 | 514500
[5 empty] | 116500514500 | 449 | 116500 | 514500
[5 empty] | 117500514500 | 449 | 117500 | 514500
[5 empty] | 118500514500 | 449 | 118500 | 514500
[5 empty] | 119500514500 | 449 | 119500 | 514500
[5 empty] | 120500514500 | 449 | 120500 | 514500
[5 empty] | 121500514500 | 449 | 121500 | 514500
[5 empty] | 122500514500 | 449 | 122500 | 514500
[5 empty] | 123500514500 | 449 | 123500 | 514500
[5 empty] | 124500514500 | 449 | 124500 | 514500
[5 empty] | 125500514500 | 449 | 125500 | 514500
[5 empty] | 95500513500 | 449 | 95500 | 513500
[5 empty] | 96500513500 | 449 | 96500 | 513500
[5 empty] | 97500513500 | 449 | 97500 | 513500
[5 empty] | 98500513500 | 449 | 98500 | 513500
[5 empty] | 99500513500 | 449 | 99500 | 513500
[5 empty] | 100500513500 | 449 | 100500 | 513500
[5 empty] | 101500513500 | 449 | 101500 | 513500
[5 empty] | 102500513500 | 449 | 102500 | 513500
[5 empty] | 103500513500 | 449 | 103500 | 513500
[5 empty] | 104500513500 | 449 | 104500 | 513500
[5 empty] | 105500513500 | 449 | 105500 | 513500
[5 empty] | 106500513500 | 449 | 106500 | 513500
[5 empty] | 107500513500 | 449 | 107500 | 513500
[5 empty] | 108500513500 | 449 | 108500 | 513500
[5 empty] | 109500513500 | 449 | 109500 | 513500
[5 empty] | 110500513500 | 449 | 110500 | 513500
[5 empty] | 111500513500 | 449 | 111500 | 513500
[5 empty] | 112500513500 | 449 | 112500 | 513500
[5 empty] | 113500513500 | 449 | 113500 | 513500
[5 empty] | 114500513500 | 449 | 114500 | 513500
[5 empty] | 115500513500 | 449 | 115500 | 513500
[5 empty] | 116500513500 | 449 | 116500 | 513500
[5 empty] | 117500513500 | 449 | 117500 | 513500
[5 empty] | 118500513500 | 449 | 118500 | 513500
[5 empty] | 119500513500 | 449 | 119500 | 513500
[5 empty] | 120500513500 | 449 | 120500 | 513500
[5 empty] | 121500513500 | 449 | 121500 | 513500
[5 empty] | 122500513500 | 449 | 122500 | 513500
[5 empty] | 123500513500 | 449 | 123500 | 513500
[5 empty] | 124500513500 | 449 | 124500 | 513500
[5 empty] | 125500513500 | 449 | 125500 | 513500
[5 empty] | 126500513500 | 449 | 126500 | 513500
[5 empty] | 89500512500 | 449 | 89500 | 512500
[5 empty] | 95500512500 | 449 | 95500 | 512500
[5 empty] | 96500512500 | 449 | 96500 | 512500
[5 empty] | 97500512500 | 449 | 97500 | 512500
[5 empty] | 98500512500 | 449 | 98500 | 512500
[5 empty] | 99500512500 | 449 | 99500 | 512500
[5 empty] | 100500512500 | 449 | 100500 | 512500
[5 empty] | 101500512500 | 449 | 101500 | 512500
[5 empty] | 102500512500 | 449 | 102500 | 512500
[5 empty] | 103500512500 | 449 | 103500 | 512500
[5 empty] | 104500512500 | 449 | 104500 | 512500
[5 empty] | 105500512500 | 449 | 105500 | 512500
[5 empty] | 106500512500 | 449 | 106500 | 512500
[5 empty] | 107500512500 | 449 | 107500 | 512500
[5 empty] | 108500512500 | 449 | 108500 | 512500
[5 empty] | 109500512500 | 449 | 109500 | 512500
[5 empty] | 110500512500 | 449 | 110500 | 512500
[5 empty] | 111500512500 | 449 | 111500 | 512500
[5 empty] | 112500512500 | 449 | 112500 | 512500
[5 empty] | 113500512500 | 449 | 113500 | 512500
[5 empty] | 114500512500 | 449 | 114500 | 512500
[5 empty] | 115500512500 | 449 | 115500 | 512500
[5 empty] | 116500512500 | 449 | 116500 | 512500
[5 empty] | 117500512500 | 449 | 117500 | 512500
[5 empty] | 118500512500 | 449 | 118500 | 512500
[5 empty] | 119500512500 | 449 | 119500 | 512500
[5 empty] | 120500512500 | 449 | 120500 | 512500
[5 empty] | 121500512500 | 449 | 121500 | 512500
[5 empty] | 122500512500 | 449 | 122500 | 512500
[5 empty] | 123500512500 | 449 | 123500 | 512500
[5 empty] | 124500512500 | 449 | 124500 | 512500
[5 empty] | 125500512500 | 449 | 125500 | 512500
[5 empty] | 126500512500 | 449 | 126500 | 512500
[5 empty] | 127500512500 | 449 | 127500 | 512500
[5 empty] | 128500512500 | 449 | 128500 | 512500
[5 empty] | 129500512500 | 449 | 129500 | 512500
[5 empty] | 130500512500 | 449 | 130500 | 512500
[5 empty] | 88500511500 | 449 | 88500 | 511500
[5 empty] | 89500511500 | 449 | 89500 | 511500
[5 empty] | 90500511500 | 449 | 90500 | 511500
[5 empty] | 91500511500 | 449 | 91500 | 511500
[5 empty] | 92500511500 | 449 | 92500 | 511500
[5 empty] | 95500511500 | 449 | 95500 | 511500
[5 empty] | 96500511500 | 449 | 96500 | 511500
[5 empty] | 97500511500 | 449 | 97500 | 511500
[5 empty] | 98500511500 | 449 | 98500 | 511500
[5 empty] | 99500511500 | 449 | 99500 | 511500
[5 empty] | 100500511500 | 449 | 100500 | 511500
[5 empty] | 101500511500 | 449 | 101500 | 511500
[5 empty] | 102500511500 | 449 | 102500 | 511500
[5 empty] | 103500511500 | 449 | 103500 | 511500
[5 empty] | 104500511500 | 449 | 104500 | 511500
[5 empty] | 105500511500 | 449 | 105500 | 511500
[5 empty] | 106500511500 | 449 | 106500 | 511500
[5 empty] | 107500511500 | 449 | 107500 | 511500
[5 empty] | 108500511500 | 449 | 108500 | 511500
[5 empty] | 109500511500 | 449 | 109500 | 511500
[5 empty] | 110500511500 | 449 | 110500 | 511500
[5 empty] | 111500511500 | 449 | 111500 | 511500
[5 empty] | 112500511500 | 449 | 112500 | 511500
[5 empty] | 113500511500 | 449 | 113500 | 511500
[5 empty] | 114500511500 | 449 | 114500 | 511500
[5 empty] | 115500511500 | 449 | 115500 | 511500
[5 empty] | 116500511500 | 449 | 116500 | 511500
[5 empty] | 117500511500 | 449 | 117500 | 511500
[5 empty] | 118500511500 | 449 | 118500 | 511500
[5 empty] | 119500511500 | 449 | 119500 | 511500
[5 empty] | 120500511500 | 449 | 120500 | 511500
[5 empty] | 121500511500 | 449 | 121500 | 511500
[5 empty] | 122500511500 | 449 | 122500 | 511500
[5 empty] | 123500511500 | 449 | 123500 | 511500
[5 empty] | 124500511500 | 449 | 124500 | 511500
[5 empty] | 125500511500 | 449 | 125500 | 511500
[5 empty] | 126500511500 | 449 | 126500 | 511500
[5 empty] | 127500511500 | 449 | 127500 | 511500
[5 empty] | 128500511500 | 449 | 128500 | 511500
[5 empty] | 129500511500 | 449 | 129500 | 511500
[5 empty] | 130500511500 | 449 | 130500 | 511500
[5 empty] | 131500511500 | 449 | 131500 | 511500
[5 empty] | 132500511500 | 449 | 132500 | 511500
[5 empty] | 88500510500 | 449 | 88500 | 510500
[5 empty] | 89500510500 | 449 | 89500 | 510500
[5 empty] | 90500510500 | 449 | 90500 | 510500
[5 empty] | 91500510500 | 449 | 91500 | 510500
[5 empty] | 92500510500 | 449 | 92500 | 510500
[5 empty] | 93500510500 | 449 | 93500 | 510500
[5 empty] | 94500510500 | 449 | 94500 | 510500
[5 empty] | 95500510500 | 449 | 95500 | 510500
[5 empty] | 96500510500 | 449 | 96500 | 510500
[5 empty] | 97500510500 | 449 | 97500 | 510500
[5 empty] | 98500510500 | 449 | 98500 | 510500
[5 empty] | 99500510500 | 449 | 99500 | 510500
[5 empty] | 100500510500 | 449 | 100500 | 510500
[5 empty] | 101500510500 | 449 | 101500 | 510500
[5 empty] | 102500510500 | 449 | 102500 | 510500
[5 empty] | 103500510500 | 449 | 103500 | 510500
[5 empty] | 104500510500 | 449 | 104500 | 510500
[5 empty] | 105500510500 | 449 | 105500 | 510500
[5 empty] | 106500510500 | 449 | 106500 | 510500
[5 empty] | 107500510500 | 449 | 107500 | 510500
[5 empty] | 108500510500 | 449 | 108500 | 510500
[5 empty] | 109500510500 | 449 | 109500 | 510500
[5 empty] | 110500510500 | 449 | 110500 | 510500
[5 empty] | 111500510500 | 449 | 111500 | 510500
[5 empty] | 112500510500 | 449 | 112500 | 510500
[5 empty] | 113500510500 | 449 | 113500 | 510500
[5 empty] | 114500510500 | 449 | 114500 | 510500
[5 empty] | 115500510500 | 449 | 115500 | 510500
[5 empty] | 116500510500 | 449 | 116500 | 510500
[5 empty] | 117500510500 | 449 | 117500 | 510500
[5 empty] | 118500510500 | 449 | 118500 | 510500
[5 empty] | 119500510500 | 449 | 119500 | 510500
[5 empty] | 120500510500 | 449 | 120500 | 510500
[5 empty] | 121500510500 | 449 | 121500 | 510500
[5 empty] | 122500510500 | 449 | 122500 | 510500
[5 empty] | 123500510500 | 449 | 123500 | 510500
[5 empty] | 124500510500 | 449 | 124500 | 510500
[5 empty] | 125500510500 | 449 | 125500 | 510500
[5 empty] | 126500510500 | 449 | 126500 | 510500
[5 empty] | 127500510500 | 449 | 127500 | 510500
[5 empty] | 128500510500 | 449 | 128500 | 510500
[5 empty] | 129500510500 | 449 | 129500 | 510500
[5 empty] | 130500510500 | 449 | 130500 | 510500
[5 empty] | 131500510500 | 449 | 131500 | 510500
[5 empty] | 132500510500 | 449 | 132500 | 510500
[5 empty] | 133500510500 | 449 | 133500 | 510500
[5 empty] | 88500509500 | 449 | 88500 | 509500
[5 empty] | 89500509500 | 449 | 89500 | 509500
[5 empty] | 90500509500 | 449 | 90500 | 509500
[5 empty] | 91500509500 | 449 | 91500 | 509500
[5 empty] | 92500509500 | 449 | 92500 | 509500
[5 empty] | 93500509500 | 449 | 93500 | 509500
[5 empty] | 94500509500 | 449 | 94500 | 509500
[5 empty] | 95500509500 | 449 | 95500 | 509500
[5 empty] | 96500509500 | 449 | 96500 | 509500
[5 empty] | 97500509500 | 449 | 97500 | 509500
[5 empty] | 98500509500 | 449 | 98500 | 509500
[5 empty] | 99500509500 | 449 | 99500 | 509500
[5 empty] | 100500509500 | 449 | 100500 | 509500
[5 empty] | 101500509500 | 449 | 101500 | 509500
[5 empty] | 102500509500 | 449 | 102500 | 509500
[5 empty] | 103500509500 | 449 | 103500 | 509500
[5 empty] | 104500509500 | 449 | 104500 | 509500
[5 empty] | 105500509500 | 449 | 105500 | 509500
[5 empty] | 106500509500 | 449 | 106500 | 509500
[5 empty] | 107500509500 | 449 | 107500 | 509500
[5 empty] | 108500509500 | 449 | 108500 | 509500
[5 empty] | 109500509500 | 449 | 109500 | 509500
[5 empty] | 110500509500 | 449 | 110500 | 509500
[5 empty] | 111500509500 | 449 | 111500 | 509500
[5 empty] | 112500509500 | 449 | 112500 | 509500
[5 empty] | 113500509500 | 449 | 113500 | 509500
[5 empty] | 114500509500 | 449 | 114500 | 509500
[5 empty] | 115500509500 | 449 | 115500 | 509500
[5 empty] | 116500509500 | 449 | 116500 | 509500
[5 empty] | 117500509500 | 449 | 117500 | 509500
[5 empty] | 118500509500 | 449 | 118500 | 509500
[5 empty] | 119500509500 | 449 | 119500 | 509500
[5 empty] | 120500509500 | 449 | 120500 | 509500
[5 empty] | 121500509500 | 449 | 121500 | 509500
[5 empty] | 122500509500 | 449 | 122500 | 509500
[5 empty] | 123500509500 | 449 | 123500 | 509500
[5 empty] | 124500509500 | 449 | 124500 | 509500
[5 empty] | 125500509500 | 449 | 125500 | 509500
[5 empty] | 126500509500 | 449 | 126500 | 509500
[5 empty] | 127500509500 | 449 | 127500 | 509500
[5 empty] | 128500509500 | 449 | 128500 | 509500
[5 empty] | 129500509500 | 449 | 129500 | 509500
[5 empty] | 130500509500 | 449 | 130500 | 509500
[5 empty] | 131500509500 | 449 | 131500 | 509500
[5 empty] | 132500509500 | 449 | 132500 | 509500
[5 empty] | 133500509500 | 449 | 133500 | 509500
[5 empty] | 134500509500 | 449 | 134500 | 509500
[5 empty] | 88500508500 | 449 | 88500 | 508500
[5 empty] | 89500508500 | 449 | 89500 | 508500
[5 empty] | 90500508500 | 449 | 90500 | 508500
[5 empty] | 91500508500 | 449 | 91500 | 508500
[5 empty] | 92500508500 | 449 | 92500 | 508500
[5 empty] | 93500508500 | 449 | 93500 | 508500
[5 empty] | 94500508500 | 449 | 94500 | 508500
[5 empty] | 95500508500 | 449 | 95500 | 508500
[5 empty] | 96500508500 | 449 | 96500 | 508500
[5 empty] | 97500508500 | 449 | 97500 | 508500
[5 empty] | 98500508500 | 449 | 98500 | 508500
[5 empty] | 99500508500 | 449 | 99500 | 508500
[5 empty] | 100500508500 | 449 | 100500 | 508500
[5 empty] | 101500508500 | 449 | 101500 | 508500
[5 empty] | 102500508500 | 449 | 102500 | 508500
[5 empty] | 103500508500 | 449 | 103500 | 508500
[5 empty] | 104500508500 | 449 | 104500 | 508500
[5 empty] | 105500508500 | 449 | 105500 | 508500
[5 empty] | 106500508500 | 449 | 106500 | 508500
[5 empty] | 107500508500 | 449 | 107500 | 508500
[5 empty] | 108500508500 | 449 | 108500 | 508500
[5 empty] | 109500508500 | 449 | 109500 | 508500
[5 empty] | 110500508500 | 449 | 110500 | 508500
[5 empty] | 111500508500 | 449 | 111500 | 508500
[5 empty] | 112500508500 | 449 | 112500 | 508500
[5 empty] | 113500508500 | 449 | 113500 | 508500
[5 empty] | 114500508500 | 449 | 114500 | 508500
[5 empty] | 115500508500 | 449 | 115500 | 508500
[5 empty] | 116500508500 | 449 | 116500 | 508500
[5 empty] | 117500508500 | 449 | 117500 | 508500
[5 empty] | 118500508500 | 449 | 118500 | 508500
[5 empty] | 119500508500 | 449 | 119500 | 508500
[5 empty] | 120500508500 | 449 | 120500 | 508500
[5 empty] | 121500508500 | 449 | 121500 | 508500
[5 empty] | 122500508500 | 449 | 122500 | 508500
[5 empty] | 123500508500 | 449 | 123500 | 508500
[5 empty] | 124500508500 | 449 | 124500 | 508500
[5 empty] | 125500508500 | 449 | 125500 | 508500
[5 empty] | 126500508500 | 449 | 126500 | 508500
[5 empty] | 127500508500 | 449 | 127500 | 508500
[5 empty] | 128500508500 | 449 | 128500 | 508500
[5 empty] | 129500508500 | 449 | 129500 | 508500
[5 empty] | 130500508500 | 449 | 130500 | 508500
[5 empty] | 131500508500 | 449 | 131500 | 508500
[5 empty] | 132500508500 | 449 | 132500 | 508500
[5 empty] | 133500508500 | 449 | 133500 | 508500
[5 empty] | 134500508500 | 449 | 134500 | 508500
[5 empty] | 135500508500 | 449 | 135500 | 508500
[5 empty] | 136500508500 | 449 | 136500 | 508500
[5 empty] | 87500507500 | 449 | 87500 | 507500
[5 empty] | 88500507500 | 449 | 88500 | 507500
[5 empty] | 89500507500 | 449 | 89500 | 507500
[5 empty] | 90500507500 | 449 | 90500 | 507500
[5 empty] | 91500507500 | 449 | 91500 | 507500
[5 empty] | 92500507500 | 449 | 92500 | 507500
[5 empty] | 93500507500 | 449 | 93500 | 507500
[5 empty] | 94500507500 | 449 | 94500 | 507500
[5 empty] | 95500507500 | 449 | 95500 | 507500
[5 empty] | 96500507500 | 449 | 96500 | 507500
[5 empty] | 97500507500 | 449 | 97500 | 507500
[5 empty] | 98500507500 | 449 | 98500 | 507500
[5 empty] | 99500507500 | 449 | 99500 | 507500
[5 empty] | 100500507500 | 449 | 100500 | 507500
[5 empty] | 101500507500 | 449 | 101500 | 507500
[5 empty] | 102500507500 | 449 | 102500 | 507500
[5 empty] | 103500507500 | 449 | 103500 | 507500
[5 empty] | 104500507500 | 449 | 104500 | 507500
[5 empty] | 105500507500 | 449 | 105500 | 507500
[5 empty] | 106500507500 | 449 | 106500 | 507500
[5 empty] | 107500507500 | 449 | 107500 | 507500
[5 empty] | 108500507500 | 449 | 108500 | 507500
[5 empty] | 109500507500 | 449 | 109500 | 507500
[5 empty] | 110500507500 | 449 | 110500 | 507500
[5 empty] | 111500507500 | 449 | 111500 | 507500
[5 empty] | 112500507500 | 449 | 112500 | 507500
[5 empty] | 113500507500 | 449 | 113500 | 507500
[5 empty] | 114500507500 | 449 | 114500 | 507500
[5 empty] | 115500507500 | 449 | 115500 | 507500
[5 empty] | 116500507500 | 449 | 116500 | 507500
[5 empty] | 117500507500 | 449 | 117500 | 507500
[5 empty] | 118500507500 | 449 | 118500 | 507500
[5 empty] | 119500507500 | 449 | 119500 | 507500
[5 empty] | 120500507500 | 449 | 120500 | 507500
[5 empty] | 121500507500 | 449 | 121500 | 507500
[5 empty] | 122500507500 | 449 | 122500 | 507500
[5 empty] | 123500507500 | 449 | 123500 | 507500
[5 empty] | 124500507500 | 449 | 124500 | 507500
[5 empty] | 125500507500 | 449 | 125500 | 507500
[5 empty] | 126500507500 | 449 | 126500 | 507500
[5 empty] | 127500507500 | 449 | 127500 | 507500
[5 empty] | 128500507500 | 449 | 128500 | 507500
[5 empty] | 129500507500 | 449 | 129500 | 507500
[5 empty] | 130500507500 | 449 | 130500 | 507500
[5 empty] | 131500507500 | 449 | 131500 | 507500
[5 empty] | 132500507500 | 449 | 132500 | 507500
[5 empty] | 133500507500 | 449 | 133500 | 507500
[5 empty] | 134500507500 | 449 | 134500 | 507500
[5 empty] | 135500507500 | 449 | 135500 | 507500
[5 empty] | 86500506500 | 449 | 86500 | 506500
[5 empty] | 87500506500 | 449 | 87500 | 506500
[5 empty] | 88500506500 | 449 | 88500 | 506500
[5 empty] | 89500506500 | 449 | 89500 | 506500
[5 empty] | 90500506500 | 449 | 90500 | 506500
[5 empty] | 91500506500 | 449 | 91500 | 506500
[5 empty] | 92500506500 | 449 | 92500 | 506500
[5 empty] | 93500506500 | 449 | 93500 | 506500
[5 empty] | 94500506500 | 449 | 94500 | 506500
[5 empty] | 95500506500 | 449 | 95500 | 506500
[5 empty] | 96500506500 | 449 | 96500 | 506500
[5 empty] | 97500506500 | 449 | 97500 | 506500
[5 empty] | 98500506500 | 449 | 98500 | 506500
[5 empty] | 99500506500 | 449 | 99500 | 506500
[5 empty] | 100500506500 | 449 | 100500 | 506500
[5 empty] | 101500506500 | 449 | 101500 | 506500
[5 empty] | 102500506500 | 449 | 102500 | 506500
[5 empty] | 103500506500 | 449 | 103500 | 506500
[5 empty] | 104500506500 | 449 | 104500 | 506500
[5 empty] | 105500506500 | 449 | 105500 | 506500
[5 empty] | 106500506500 | 449 | 106500 | 506500
[5 empty] | 107500506500 | 449 | 107500 | 506500
[5 empty] | 108500506500 | 449 | 108500 | 506500
[5 empty] | 109500506500 | 449 | 109500 | 506500
[5 empty] | 110500506500 | 449 | 110500 | 506500
[5 empty] | 111500506500 | 449 | 111500 | 506500
[5 empty] | 112500506500 | 449 | 112500 | 506500
[5 empty] | 113500506500 | 449 | 113500 | 506500
[5 empty] | 114500506500 | 449 | 114500 | 506500
[5 empty] | 115500506500 | 449 | 115500 | 506500
[5 empty] | 116500506500 | 449 | 116500 | 506500
[5 empty] | 117500506500 | 449 | 117500 | 506500
[5 empty] | 118500506500 | 449 | 118500 | 506500
[5 empty] | 119500506500 | 449 | 119500 | 506500
[5 empty] | 120500506500 | 449 | 120500 | 506500
[5 empty] | 121500506500 | 449 | 121500 | 506500
[5 empty] | 122500506500 | 449 | 122500 | 506500
[5 empty] | 123500506500 | 449 | 123500 | 506500
[5 empty] | 124500506500 | 449 | 124500 | 506500
[5 empty] | 125500506500 | 449 | 125500 | 506500
[5 empty] | 126500506500 | 449 | 126500 | 506500
[5 empty] | 127500506500 | 449 | 127500 | 506500
[5 empty] | 128500506500 | 449 | 128500 | 506500
[5 empty] | 129500506500 | 449 | 129500 | 506500
[5 empty] | 130500506500 | 449 | 130500 | 506500
[5 empty] | 131500506500 | 449 | 131500 | 506500
[5 empty] | 132500506500 | 449 | 132500 | 506500
[5 empty] | 133500506500 | 449 | 133500 | 506500
[5 empty] | 134500506500 | 449 | 134500 | 506500
[5 empty] | 135500506500 | 449 | 135500 | 506500
[5 empty] | 136500506500 | 449 | 136500 | 506500
[5 empty] | 86500505500 | 449 | 86500 | 505500
[5 empty] | 87500505500 | 449 | 87500 | 505500
[5 empty] | 88500505500 | 449 | 88500 | 505500
[5 empty] | 89500505500 | 449 | 89500 | 505500
[5 empty] | 90500505500 | 449 | 90500 | 505500
[5 empty] | 91500505500 | 449 | 91500 | 505500
[5 empty] | 92500505500 | 449 | 92500 | 505500
[5 empty] | 93500505500 | 449 | 93500 | 505500
[5 empty] | 94500505500 | 449 | 94500 | 505500
[5 empty] | 95500505500 | 449 | 95500 | 505500
[5 empty] | 96500505500 | 449 | 96500 | 505500
[5 empty] | 97500505500 | 449 | 97500 | 505500
[5 empty] | 98500505500 | 449 | 98500 | 505500
[5 empty] | 99500505500 | 449 | 99500 | 505500
[5 empty] | 100500505500 | 449 | 100500 | 505500
[5 empty] | 101500505500 | 449 | 101500 | 505500
[5 empty] | 102500505500 | 449 | 102500 | 505500
[5 empty] | 103500505500 | 449 | 103500 | 505500
[5 empty] | 104500505500 | 449 | 104500 | 505500
[5 empty] | 105500505500 | 449 | 105500 | 505500
[5 empty] | 106500505500 | 449 | 106500 | 505500
[5 empty] | 107500505500 | 449 | 107500 | 505500
[5 empty] | 108500505500 | 449 | 108500 | 505500
[5 empty] | 109500505500 | 449 | 109500 | 505500
[5 empty] | 110500505500 | 449 | 110500 | 505500
[5 empty] | 111500505500 | 449 | 111500 | 505500
[5 empty] | 112500505500 | 449 | 112500 | 505500
[5 empty] | 113500505500 | 449 | 113500 | 505500
[5 empty] | 114500505500 | 449 | 114500 | 505500
[5 empty] | 115500505500 | 449 | 115500 | 505500
[5 empty] | 116500505500 | 449 | 116500 | 505500
[5 empty] | 117500505500 | 449 | 117500 | 505500
[5 empty] | 118500505500 | 449 | 118500 | 505500
[5 empty] | 119500505500 | 449 | 119500 | 505500
[5 empty] | 120500505500 | 449 | 120500 | 505500
[5 empty] | 121500505500 | 449 | 121500 | 505500
[5 empty] | 122500505500 | 449 | 122500 | 505500
[5 empty] | 123500505500 | 449 | 123500 | 505500
[5 empty] | 124500505500 | 449 | 124500 | 505500
[5 empty] | 125500505500 | 449 | 125500 | 505500
[5 empty] | 126500505500 | 449 | 126500 | 505500
[5 empty] | 127500505500 | 449 | 127500 | 505500
[5 empty] | 128500505500 | 449 | 128500 | 505500
[5 empty] | 129500505500 | 449 | 129500 | 505500
[5 empty] | 130500505500 | 449 | 130500 | 505500
[5 empty] | 131500505500 | 449 | 131500 | 505500
[5 empty] | 132500505500 | 449 | 132500 | 505500
[5 empty] | 133500505500 | 449 | 133500 | 505500
[5 empty] | 134500505500 | 449 | 134500 | 505500
[5 empty] | 135500505500 | 449 | 135500 | 505500
[5 empty] | 136500505500 | 449 | 136500 | 505500
[5 empty] | 137500505500 | 449 | 137500 | 505500
[5 empty] | 138500505500 | 449 | 138500 | 505500
[5 empty] | 86500504500 | 449 | 86500 | 504500
[5 empty] | 87500504500 | 449 | 87500 | 504500
[5 empty] | 88500504500 | 449 | 88500 | 504500
[5 empty] | 89500504500 | 449 | 89500 | 504500
[5 empty] | 90500504500 | 449 | 90500 | 504500
[5 empty] | 91500504500 | 449 | 91500 | 504500
[5 empty] | 92500504500 | 449 | 92500 | 504500
[5 empty] | 93500504500 | 449 | 93500 | 504500
[5 empty] | 94500504500 | 449 | 94500 | 504500
[5 empty] | 95500504500 | 449 | 95500 | 504500
[5 empty] | 96500504500 | 449 | 96500 | 504500
[5 empty] | 97500504500 | 449 | 97500 | 504500
[5 empty] | 98500504500 | 449 | 98500 | 504500
[5 empty] | 99500504500 | 449 | 99500 | 504500
[5 empty] | 100500504500 | 449 | 100500 | 504500
[5 empty] | 101500504500 | 449 | 101500 | 504500
[5 empty] | 102500504500 | 449 | 102500 | 504500
[5 empty] | 103500504500 | 449 | 103500 | 504500
[5 empty] | 104500504500 | 449 | 104500 | 504500
[5 empty] | 105500504500 | 449 | 105500 | 504500
[5 empty] | 106500504500 | 449 | 106500 | 504500
[5 empty] | 107500504500 | 449 | 107500 | 504500
[5 empty] | 108500504500 | 449 | 108500 | 504500
[5 empty] | 109500504500 | 449 | 109500 | 504500
[5 empty] | 110500504500 | 449 | 110500 | 504500
[5 empty] | 111500504500 | 449 | 111500 | 504500
[5 empty] | 112500504500 | 449 | 112500 | 504500
[5 empty] | 113500504500 | 449 | 113500 | 504500
[5 empty] | 114500504500 | 449 | 114500 | 504500
[5 empty] | 115500504500 | 449 | 115500 | 504500
[5 empty] | 116500504500 | 449 | 116500 | 504500
[5 empty] | 117500504500 | 449 | 117500 | 504500
[5 empty] | 118500504500 | 449 | 118500 | 504500
[5 empty] | 119500504500 | 449 | 119500 | 504500
[5 empty] | 120500504500 | 449 | 120500 | 504500
[5 empty] | 121500504500 | 449 | 121500 | 504500
[5 empty] | 122500504500 | 449 | 122500 | 504500
[5 empty] | 123500504500 | 449 | 123500 | 504500
[5 empty] | 124500504500 | 449 | 124500 | 504500
[5 empty] | 125500504500 | 449 | 125500 | 504500
[5 empty] | 126500504500 | 449 | 126500 | 504500
[5 empty] | 127500504500 | 449 | 127500 | 504500
[5 empty] | 128500504500 | 449 | 128500 | 504500
[5 empty] | 129500504500 | 449 | 129500 | 504500
[5 empty] | 130500504500 | 449 | 130500 | 504500
[5 empty] | 131500504500 | 449 | 131500 | 504500
[5 empty] | 132500504500 | 449 | 132500 | 504500
[5 empty] | 133500504500 | 449 | 133500 | 504500
[5 empty] | 134500504500 | 449 | 134500 | 504500
[5 empty] | 135500504500 | 449 | 135500 | 504500
[5 empty] | 136500504500 | 449 | 136500 | 504500
[5 empty] | 137500504500 | 449 | 137500 | 504500
[5 empty] | 138500504500 | 449 | 138500 | 504500
[5 empty] | 83500503500 | 449 | 83500 | 503500
[5 empty] | 84500503500 | 449 | 84500 | 503500
[5 empty] | 85500503500 | 449 | 85500 | 503500
[5 empty] | 86500503500 | 449 | 86500 | 503500
[5 empty] | 87500503500 | 449 | 87500 | 503500
[5 empty] | 88500503500 | 449 | 88500 | 503500
[5 empty] | 89500503500 | 449 | 89500 | 503500
[5 empty] | 90500503500 | 449 | 90500 | 503500
[5 empty] | 91500503500 | 449 | 91500 | 503500
[5 empty] | 92500503500 | 449 | 92500 | 503500
[5 empty] | 93500503500 | 449 | 93500 | 503500
[5 empty] | 94500503500 | 449 | 94500 | 503500
[5 empty] | 95500503500 | 449 | 95500 | 503500
[5 empty] | 96500503500 | 449 | 96500 | 503500
[5 empty] | 97500503500 | 449 | 97500 | 503500
[5 empty] | 98500503500 | 449 | 98500 | 503500
[5 empty] | 99500503500 | 449 | 99500 | 503500
[5 empty] | 100500503500 | 449 | 100500 | 503500
[5 empty] | 101500503500 | 449 | 101500 | 503500
[5 empty] | 102500503500 | 449 | 102500 | 503500
[5 empty] | 103500503500 | 449 | 103500 | 503500
[5 empty] | 104500503500 | 449 | 104500 | 503500
[5 empty] | 105500503500 | 449 | 105500 | 503500
[5 empty] | 106500503500 | 449 | 106500 | 503500
[5 empty] | 107500503500 | 449 | 107500 | 503500
[5 empty] | 108500503500 | 449 | 108500 | 503500
[5 empty] | 109500503500 | 449 | 109500 | 503500
[5 empty] | 110500503500 | 449 | 110500 | 503500
[5 empty] | 111500503500 | 449 | 111500 | 503500
[5 empty] | 112500503500 | 449 | 112500 | 503500
[5 empty] | 113500503500 | 449 | 113500 | 503500
[5 empty] | 114500503500 | 449 | 114500 | 503500
[5 empty] | 115500503500 | 449 | 115500 | 503500
[5 empty] | 116500503500 | 449 | 116500 | 503500
[5 empty] | 117500503500 | 449 | 117500 | 503500
[5 empty] | 118500503500 | 449 | 118500 | 503500
[5 empty] | 119500503500 | 449 | 119500 | 503500
[5 empty] | 120500503500 | 449 | 120500 | 503500
[5 empty] | 121500503500 | 449 | 121500 | 503500
[5 empty] | 122500503500 | 449 | 122500 | 503500
[5 empty] | 123500503500 | 449 | 123500 | 503500
[5 empty] | 124500503500 | 449 | 124500 | 503500
[5 empty] | 125500503500 | 449 | 125500 | 503500
[5 empty] | 126500503500 | 449 | 126500 | 503500
[5 empty] | 127500503500 | 449 | 127500 | 503500
[5 empty] | 128500503500 | 449 | 128500 | 503500
[5 empty] | 129500503500 | 449 | 129500 | 503500
[5 empty] | 130500503500 | 449 | 130500 | 503500
[5 empty] | 131500503500 | 449 | 131500 | 503500
[5 empty] | 132500503500 | 449 | 132500 | 503500
[5 empty] | 133500503500 | 449 | 133500 | 503500
[5 empty] | 134500503500 | 449 | 134500 | 503500
[5 empty] | 135500503500 | 449 | 135500 | 503500
[5 empty] | 136500503500 | 449 | 136500 | 503500
[5 empty] | 137500503500 | 449 | 137500 | 503500
[5 empty] | 83500502500 | 449 | 83500 | 502500
[5 empty] | 84500502500 | 449 | 84500 | 502500
[5 empty] | 85500502500 | 449 | 85500 | 502500
[5 empty] | 86500502500 | 449 | 86500 | 502500
[5 empty] | 87500502500 | 449 | 87500 | 502500
[5 empty] | 88500502500 | 449 | 88500 | 502500
[5 empty] | 89500502500 | 449 | 89500 | 502500
[5 empty] | 90500502500 | 449 | 90500 | 502500
[5 empty] | 91500502500 | 449 | 91500 | 502500
[5 empty] | 92500502500 | 449 | 92500 | 502500
[5 empty] | 93500502500 | 449 | 93500 | 502500
[5 empty] | 94500502500 | 449 | 94500 | 502500
[5 empty] | 95500502500 | 449 | 95500 | 502500
[5 empty] | 96500502500 | 449 | 96500 | 502500
[5 empty] | 97500502500 | 449 | 97500 | 502500
[5 empty] | 98500502500 | 449 | 98500 | 502500
[5 empty] | 99500502500 | 449 | 99500 | 502500
[5 empty] | 100500502500 | 449 | 100500 | 502500
[5 empty] | 101500502500 | 449 | 101500 | 502500
[5 empty] | 102500502500 | 449 | 102500 | 502500
[5 empty] | 103500502500 | 449 | 103500 | 502500
[5 empty] | 104500502500 | 449 | 104500 | 502500
[5 empty] | 105500502500 | 449 | 105500 | 502500
[5 empty] | 106500502500 | 449 | 106500 | 502500
[5 empty] | 107500502500 | 449 | 107500 | 502500
[5 empty] | 108500502500 | 449 | 108500 | 502500
[5 empty] | 109500502500 | 449 | 109500 | 502500
[5 empty] | 110500502500 | 449 | 110500 | 502500
[5 empty] | 111500502500 | 449 | 111500 | 502500
[5 empty] | 112500502500 | 449 | 112500 | 502500
[5 empty] | 113500502500 | 449 | 113500 | 502500
[5 empty] | 114500502500 | 449 | 114500 | 502500
[5 empty] | 115500502500 | 449 | 115500 | 502500
[5 empty] | 116500502500 | 449 | 116500 | 502500
[5 empty] | 117500502500 | 449 | 117500 | 502500
[5 empty] | 118500502500 | 449 | 118500 | 502500
[5 empty] | 119500502500 | 449 | 119500 | 502500
[5 empty] | 120500502500 | 449 | 120500 | 502500
[5 empty] | 121500502500 | 449 | 121500 | 502500
[5 empty] | 122500502500 | 449 | 122500 | 502500
[5 empty] | 123500502500 | 449 | 123500 | 502500
[5 empty] | 124500502500 | 449 | 124500 | 502500
[5 empty] | 125500502500 | 449 | 125500 | 502500
[5 empty] | 126500502500 | 449 | 126500 | 502500
[5 empty] | 127500502500 | 449 | 127500 | 502500
[5 empty] | 128500502500 | 449 | 128500 | 502500
[5 empty] | 129500502500 | 449 | 129500 | 502500
[5 empty] | 130500502500 | 449 | 130500 | 502500
[5 empty] | 131500502500 | 449 | 131500 | 502500
[5 empty] | 132500502500 | 449 | 132500 | 502500
[5 empty] | 133500502500 | 449 | 133500 | 502500
[5 empty] | 134500502500 | 449 | 134500 | 502500
[5 empty] | 135500502500 | 449 | 135500 | 502500
[5 empty] | 136500502500 | 449 | 136500 | 502500
[5 empty] | 83500501500 | 449 | 83500 | 501500
[5 empty] | 84500501500 | 449 | 84500 | 501500
[5 empty] | 85500501500 | 449 | 85500 | 501500
[5 empty] | 86500501500 | 449 | 86500 | 501500
[5 empty] | 87500501500 | 449 | 87500 | 501500
[5 empty] | 88500501500 | 449 | 88500 | 501500
[5 empty] | 89500501500 | 449 | 89500 | 501500
[5 empty] | 90500501500 | 449 | 90500 | 501500
[5 empty] | 91500501500 | 449 | 91500 | 501500
[5 empty] | 92500501500 | 449 | 92500 | 501500
[5 empty] | 93500501500 | 449 | 93500 | 501500
[5 empty] | 94500501500 | 449 | 94500 | 501500
[5 empty] | 95500501500 | 449 | 95500 | 501500
[5 empty] | 96500501500 | 449 | 96500 | 501500
[5 empty] | 97500501500 | 449 | 97500 | 501500
[5 empty] | 98500501500 | 449 | 98500 | 501500
[5 empty] | 99500501500 | 449 | 99500 | 501500
[5 empty] | 100500501500 | 449 | 100500 | 501500
[5 empty] | 101500501500 | 449 | 101500 | 501500
[5 empty] | 102500501500 | 449 | 102500 | 501500
[5 empty] | 103500501500 | 449 | 103500 | 501500
[5 empty] | 104500501500 | 449 | 104500 | 501500
[5 empty] | 105500501500 | 449 | 105500 | 501500
[5 empty] | 106500501500 | 449 | 106500 | 501500
[5 empty] | 107500501500 | 449 | 107500 | 501500
[5 empty] | 108500501500 | 449 | 108500 | 501500
[5 empty] | 109500501500 | 449 | 109500 | 501500
[5 empty] | 110500501500 | 449 | 110500 | 501500
[5 empty] | 111500501500 | 449 | 111500 | 501500
[5 empty] | 112500501500 | 449 | 112500 | 501500
[5 empty] | 113500501500 | 449 | 113500 | 501500
[5 empty] | 114500501500 | 449 | 114500 | 501500
[5 empty] | 115500501500 | 449 | 115500 | 501500
[5 empty] | 116500501500 | 449 | 116500 | 501500
[5 empty] | 117500501500 | 449 | 117500 | 501500
[5 empty] | 118500501500 | 449 | 118500 | 501500
[5 empty] | 119500501500 | 449 | 119500 | 501500
[5 empty] | 120500501500 | 449 | 120500 | 501500
[5 empty] | 121500501500 | 449 | 121500 | 501500
[5 empty] | 122500501500 | 449 | 122500 | 501500
[5 empty] | 123500501500 | 449 | 123500 | 501500
[5 empty] | 124500501500 | 449 | 124500 | 501500
[5 empty] | 125500501500 | 449 | 125500 | 501500
[5 empty] | 126500501500 | 449 | 126500 | 501500
[5 empty] | 127500501500 | 449 | 127500 | 501500
[5 empty] | 128500501500 | 449 | 128500 | 501500
[5 empty] | 129500501500 | 449 | 129500 | 501500
[5 empty] | 130500501500 | 449 | 130500 | 501500
[5 empty] | 131500501500 | 449 | 131500 | 501500
[5 empty] | 132500501500 | 449 | 132500 | 501500
[5 empty] | 133500501500 | 449 | 133500 | 501500
[5 empty] | 134500501500 | 449 | 134500 | 501500
[5 empty] | 135500501500 | 449 | 135500 | 501500
[5 empty] | 136500501500 | 449 | 136500 | 501500
[5 empty] | 84500500500 | 449 | 84500 | 500500
[5 empty] | 85500500500 | 449 | 85500 | 500500
[5 empty] | 86500500500 | 449 | 86500 | 500500
[5 empty] | 87500500500 | 449 | 87500 | 500500
[5 empty] | 88500500500 | 449 | 88500 | 500500
[5 empty] | 89500500500 | 449 | 89500 | 500500
[5 empty] | 90500500500 | 449 | 90500 | 500500
[5 empty] | 91500500500 | 449 | 91500 | 500500
[5 empty] | 92500500500 | 449 | 92500 | 500500
[5 empty] | 93500500500 | 449 | 93500 | 500500
[5 empty] | 94500500500 | 449 | 94500 | 500500
[5 empty] | 95500500500 | 449 | 95500 | 500500
[5 empty] | 96500500500 | 449 | 96500 | 500500
[5 empty] | 97500500500 | 449 | 97500 | 500500
[5 empty] | 98500500500 | 449 | 98500 | 500500
[5 empty] | 99500500500 | 449 | 99500 | 500500
[5 empty] | 100500500500 | 449 | 100500 | 500500
[5 empty] | 101500500500 | 449 | 101500 | 500500
[5 empty] | 102500500500 | 449 | 102500 | 500500
[5 empty] | 103500500500 | 449 | 103500 | 500500
[5 empty] | 104500500500 | 449 | 104500 | 500500
[5 empty] | 105500500500 | 449 | 105500 | 500500
[5 empty] | 106500500500 | 449 | 106500 | 500500
[5 empty] | 107500500500 | 449 | 107500 | 500500
[5 empty] | 108500500500 | 449 | 108500 | 500500
[5 empty] | 109500500500 | 449 | 109500 | 500500
[5 empty] | 110500500500 | 449 | 110500 | 500500
[5 empty] | 111500500500 | 449 | 111500 | 500500
[5 empty] | 112500500500 | 449 | 112500 | 500500
[5 empty] | 113500500500 | 449 | 113500 | 500500
[5 empty] | 114500500500 | 449 | 114500 | 500500
[5 empty] | 115500500500 | 449 | 115500 | 500500
[5 empty] | 116500500500 | 449 | 116500 | 500500
[5 empty] | 117500500500 | 449 | 117500 | 500500
[5 empty] | 118500500500 | 449 | 118500 | 500500
[5 empty] | 119500500500 | 449 | 119500 | 500500
[5 empty] | 120500500500 | 449 | 120500 | 500500
[5 empty] | 121500500500 | 449 | 121500 | 500500
[5 empty] | 122500500500 | 449 | 122500 | 500500
[5 empty] | 123500500500 | 449 | 123500 | 500500
[5 empty] | 124500500500 | 449 | 124500 | 500500
[5 empty] | 125500500500 | 449 | 125500 | 500500
[5 empty] | 126500500500 | 449 | 126500 | 500500
[5 empty] | 127500500500 | 449 | 127500 | 500500
[5 empty] | 128500500500 | 449 | 128500 | 500500
[5 empty] | 129500500500 | 449 | 129500 | 500500
[5 empty] | 130500500500 | 449 | 130500 | 500500
[5 empty] | 131500500500 | 449 | 131500 | 500500
[5 empty] | 132500500500 | 449 | 132500 | 500500
[5 empty] | 133500500500 | 449 | 133500 | 500500
[5 empty] | 134500500500 | 449 | 134500 | 500500
[5 empty] | 135500500500 | 449 | 135500 | 500500
[5 empty] | 83500499500 | 449 | 83500 | 499500
[5 empty] | 84500499500 | 449 | 84500 | 499500
[5 empty] | 85500499500 | 449 | 85500 | 499500
[5 empty] | 86500499500 | 449 | 86500 | 499500
[5 empty] | 87500499500 | 449 | 87500 | 499500
[5 empty] | 88500499500 | 449 | 88500 | 499500
[5 empty] | 89500499500 | 449 | 89500 | 499500
[5 empty] | 90500499500 | 449 | 90500 | 499500
[5 empty] | 91500499500 | 449 | 91500 | 499500
[5 empty] | 92500499500 | 449 | 92500 | 499500
[5 empty] | 93500499500 | 449 | 93500 | 499500
[5 empty] | 94500499500 | 449 | 94500 | 499500
[5 empty] | 95500499500 | 449 | 95500 | 499500
[5 empty] | 96500499500 | 449 | 96500 | 499500
[5 empty] | 97500499500 | 449 | 97500 | 499500
[5 empty] | 98500499500 | 449 | 98500 | 499500
[5 empty] | 99500499500 | 449 | 99500 | 499500
[5 empty] | 100500499500 | 449 | 100500 | 499500
[5 empty] | 101500499500 | 449 | 101500 | 499500
[5 empty] | 102500499500 | 449 | 102500 | 499500
[5 empty] | 103500499500 | 449 | 103500 | 499500
[5 empty] | 104500499500 | 449 | 104500 | 499500
[5 empty] | 105500499500 | 449 | 105500 | 499500
[5 empty] | 106500499500 | 449 | 106500 | 499500
[5 empty] | 107500499500 | 449 | 107500 | 499500
[5 empty] | 108500499500 | 449 | 108500 | 499500
[5 empty] | 109500499500 | 449 | 109500 | 499500
[5 empty] | 110500499500 | 449 | 110500 | 499500
[5 empty] | 111500499500 | 449 | 111500 | 499500
[5 empty] | 112500499500 | 449 | 112500 | 499500
[5 empty] | 113500499500 | 449 | 113500 | 499500
[5 empty] | 114500499500 | 449 | 114500 | 499500
[5 empty] | 115500499500 | 449 | 115500 | 499500
[5 empty] | 116500499500 | 449 | 116500 | 499500
[5 empty] | 117500499500 | 449 | 117500 | 499500
[5 empty] | 118500499500 | 449 | 118500 | 499500
[5 empty] | 119500499500 | 449 | 119500 | 499500
[5 empty] | 120500499500 | 449 | 120500 | 499500
[5 empty] | 121500499500 | 449 | 121500 | 499500
[5 empty] | 122500499500 | 449 | 122500 | 499500
[5 empty] | 123500499500 | 449 | 123500 | 499500
[5 empty] | 124500499500 | 449 | 124500 | 499500
[5 empty] | 125500499500 | 449 | 125500 | 499500
[5 empty] | 126500499500 | 449 | 126500 | 499500
[5 empty] | 127500499500 | 449 | 127500 | 499500
[5 empty] | 128500499500 | 449 | 128500 | 499500
[5 empty] | 129500499500 | 449 | 129500 | 499500
[5 empty] | 130500499500 | 449 | 130500 | 499500
[5 empty] | 131500499500 | 449 | 131500 | 499500
[5 empty] | 132500499500 | 449 | 132500 | 499500
[5 empty] | 82500498500 | 449 | 82500 | 498500
[5 empty] | 83500498500 | 449 | 83500 | 498500
[5 empty] | 84500498500 | 449 | 84500 | 498500
[5 empty] | 85500498500 | 449 | 85500 | 498500
[5 empty] | 86500498500 | 449 | 86500 | 498500
[5 empty] | 87500498500 | 449 | 87500 | 498500
[5 empty] | 88500498500 | 449 | 88500 | 498500
[5 empty] | 89500498500 | 449 | 89500 | 498500
[5 empty] | 90500498500 | 449 | 90500 | 498500
[5 empty] | 91500498500 | 449 | 91500 | 498500
[5 empty] | 92500498500 | 449 | 92500 | 498500
[5 empty] | 93500498500 | 449 | 93500 | 498500
[5 empty] | 94500498500 | 449 | 94500 | 498500
[5 empty] | 95500498500 | 449 | 95500 | 498500
[5 empty] | 96500498500 | 449 | 96500 | 498500
[5 empty] | 97500498500 | 449 | 97500 | 498500
[5 empty] | 98500498500 | 449 | 98500 | 498500
[5 empty] | 99500498500 | 449 | 99500 | 498500
[5 empty] | 100500498500 | 449 | 100500 | 498500
[5 empty] | 101500498500 | 449 | 101500 | 498500
[5 empty] | 102500498500 | 449 | 102500 | 498500
[5 empty] | 103500498500 | 449 | 103500 | 498500
[5 empty] | 104500498500 | 449 | 104500 | 498500
[5 empty] | 105500498500 | 449 | 105500 | 498500
[5 empty] | 106500498500 | 449 | 106500 | 498500
[5 empty] | 107500498500 | 449 | 107500 | 498500
[5 empty] | 108500498500 | 449 | 108500 | 498500
[5 empty] | 109500498500 | 449 | 109500 | 498500
[5 empty] | 110500498500 | 449 | 110500 | 498500
[5 empty] | 111500498500 | 449 | 111500 | 498500
[5 empty] | 112500498500 | 449 | 112500 | 498500
[5 empty] | 113500498500 | 449 | 113500 | 498500
[5 empty] | 114500498500 | 449 | 114500 | 498500
[5 empty] | 115500498500 | 449 | 115500 | 498500
[5 empty] | 116500498500 | 449 | 116500 | 498500
[5 empty] | 117500498500 | 449 | 117500 | 498500
[5 empty] | 118500498500 | 449 | 118500 | 498500
[5 empty] | 119500498500 | 449 | 119500 | 498500
[5 empty] | 120500498500 | 449 | 120500 | 498500
[5 empty] | 121500498500 | 449 | 121500 | 498500
[5 empty] | 122500498500 | 449 | 122500 | 498500
[5 empty] | 123500498500 | 449 | 123500 | 498500
[5 empty] | 124500498500 | 449 | 124500 | 498500
[5 empty] | 125500498500 | 449 | 125500 | 498500
[5 empty] | 126500498500 | 449 | 126500 | 498500
[5 empty] | 127500498500 | 449 | 127500 | 498500
[5 empty] | 128500498500 | 449 | 128500 | 498500
[5 empty] | 129500498500 | 449 | 129500 | 498500
[5 empty] | 130500498500 | 449 | 130500 | 498500
[5 empty] | 131500498500 | 449 | 131500 | 498500
[5 empty] | 132500498500 | 449 | 132500 | 498500
[5 empty] | 133500498500 | 449 | 133500 | 498500
[5 empty] | 82500497500 | 449 | 82500 | 497500
[5 empty] | 83500497500 | 449 | 83500 | 497500
[5 empty] | 84500497500 | 449 | 84500 | 497500
[5 empty] | 85500497500 | 449 | 85500 | 497500
[5 empty] | 86500497500 | 449 | 86500 | 497500
[5 empty] | 87500497500 | 449 | 87500 | 497500
[5 empty] | 88500497500 | 449 | 88500 | 497500
[5 empty] | 89500497500 | 449 | 89500 | 497500
[5 empty] | 90500497500 | 449 | 90500 | 497500
[5 empty] | 91500497500 | 449 | 91500 | 497500
[5 empty] | 92500497500 | 449 | 92500 | 497500
[5 empty] | 93500497500 | 449 | 93500 | 497500
[5 empty] | 94500497500 | 449 | 94500 | 497500
[5 empty] | 95500497500 | 449 | 95500 | 497500
[5 empty] | 96500497500 | 449 | 96500 | 497500
[5 empty] | 97500497500 | 449 | 97500 | 497500
[5 empty] | 98500497500 | 449 | 98500 | 497500
[5 empty] | 99500497500 | 449 | 99500 | 497500
[5 empty] | 100500497500 | 449 | 100500 | 497500
[5 empty] | 101500497500 | 449 | 101500 | 497500
[5 empty] | 102500497500 | 449 | 102500 | 497500
[5 empty] | 103500497500 | 449 | 103500 | 497500
[5 empty] | 104500497500 | 449 | 104500 | 497500
[5 empty] | 105500497500 | 449 | 105500 | 497500
[5 empty] | 106500497500 | 449 | 106500 | 497500
[5 empty] | 107500497500 | 449 | 107500 | 497500
[5 empty] | 108500497500 | 449 | 108500 | 497500
[5 empty] | 109500497500 | 449 | 109500 | 497500
[5 empty] | 110500497500 | 449 | 110500 | 497500
[5 empty] | 111500497500 | 449 | 111500 | 497500
[5 empty] | 112500497500 | 449 | 112500 | 497500
[5 empty] | 113500497500 | 449 | 113500 | 497500
[5 empty] | 114500497500 | 449 | 114500 | 497500
[5 empty] | 115500497500 | 449 | 115500 | 497500
[5 empty] | 116500497500 | 449 | 116500 | 497500
[5 empty] | 117500497500 | 449 | 117500 | 497500
[5 empty] | 118500497500 | 449 | 118500 | 497500
[5 empty] | 119500497500 | 449 | 119500 | 497500
[5 empty] | 120500497500 | 449 | 120500 | 497500
[5 empty] | 121500497500 | 449 | 121500 | 497500
[5 empty] | 122500497500 | 449 | 122500 | 497500
[5 empty] | 123500497500 | 449 | 123500 | 497500
[5 empty] | 124500497500 | 449 | 124500 | 497500
[5 empty] | 125500497500 | 449 | 125500 | 497500
[5 empty] | 126500497500 | 449 | 126500 | 497500
[5 empty] | 127500497500 | 449 | 127500 | 497500
[5 empty] | 128500497500 | 449 | 128500 | 497500
[5 empty] | 129500497500 | 449 | 129500 | 497500
[5 empty] | 130500497500 | 449 | 130500 | 497500
[5 empty] | 131500497500 | 449 | 131500 | 497500
[5 empty] | 132500497500 | 449 | 132500 | 497500
[5 empty] | 133500497500 | 449 | 133500 | 497500
[5 empty] | 83500496500 | 449 | 83500 | 496500
[5 empty] | 84500496500 | 449 | 84500 | 496500
[5 empty] | 85500496500 | 449 | 85500 | 496500
[5 empty] | 86500496500 | 449 | 86500 | 496500
[5 empty] | 87500496500 | 449 | 87500 | 496500
[5 empty] | 88500496500 | 449 | 88500 | 496500
[5 empty] | 89500496500 | 449 | 89500 | 496500
[5 empty] | 90500496500 | 449 | 90500 | 496500
[5 empty] | 91500496500 | 449 | 91500 | 496500
[5 empty] | 92500496500 | 449 | 92500 | 496500
[5 empty] | 93500496500 | 449 | 93500 | 496500
[5 empty] | 94500496500 | 449 | 94500 | 496500
[5 empty] | 95500496500 | 449 | 95500 | 496500
[5 empty] | 96500496500 | 449 | 96500 | 496500
[5 empty] | 97500496500 | 449 | 97500 | 496500
[5 empty] | 98500496500 | 449 | 98500 | 496500
[5 empty] | 99500496500 | 449 | 99500 | 496500
[5 empty] | 100500496500 | 449 | 100500 | 496500
[5 empty] | 101500496500 | 449 | 101500 | 496500
[5 empty] | 102500496500 | 449 | 102500 | 496500
[5 empty] | 103500496500 | 449 | 103500 | 496500
[5 empty] | 104500496500 | 449 | 104500 | 496500
[5 empty] | 105500496500 | 449 | 105500 | 496500
[5 empty] | 106500496500 | 449 | 106500 | 496500
[5 empty] | 107500496500 | 449 | 107500 | 496500
[5 empty] | 108500496500 | 449 | 108500 | 496500
[5 empty] | 109500496500 | 449 | 109500 | 496500
[5 empty] | 110500496500 | 449 | 110500 | 496500
[5 empty] | 111500496500 | 449 | 111500 | 496500
[5 empty] | 112500496500 | 449 | 112500 | 496500
[5 empty] | 113500496500 | 449 | 113500 | 496500
[5 empty] | 114500496500 | 449 | 114500 | 496500
[5 empty] | 115500496500 | 449 | 115500 | 496500
[5 empty] | 116500496500 | 449 | 116500 | 496500
[5 empty] | 117500496500 | 449 | 117500 | 496500
[5 empty] | 118500496500 | 449 | 118500 | 496500
[5 empty] | 119500496500 | 449 | 119500 | 496500
[5 empty] | 120500496500 | 449 | 120500 | 496500
[5 empty] | 121500496500 | 449 | 121500 | 496500
[5 empty] | 122500496500 | 449 | 122500 | 496500
[5 empty] | 123500496500 | 449 | 123500 | 496500
[5 empty] | 124500496500 | 449 | 124500 | 496500
[5 empty] | 125500496500 | 449 | 125500 | 496500
[5 empty] | 126500496500 | 449 | 126500 | 496500
[5 empty] | 127500496500 | 449 | 127500 | 496500
[5 empty] | 128500496500 | 449 | 128500 | 496500
[5 empty] | 129500496500 | 449 | 129500 | 496500
[5 empty] | 130500496500 | 449 | 130500 | 496500
[5 empty] | 131500496500 | 449 | 131500 | 496500
[5 empty] | 132500496500 | 449 | 132500 | 496500
[5 empty] | 133500496500 | 449 | 133500 | 496500
[5 empty] | 134500496500 | 449 | 134500 | 496500
[5 empty] | 85500495500 | 449 | 85500 | 495500
[5 empty] | 86500495500 | 449 | 86500 | 495500
[5 empty] | 87500495500 | 449 | 87500 | 495500
[5 empty] | 88500495500 | 449 | 88500 | 495500
[5 empty] | 89500495500 | 449 | 89500 | 495500
[5 empty] | 90500495500 | 449 | 90500 | 495500
[5 empty] | 91500495500 | 449 | 91500 | 495500
[5 empty] | 92500495500 | 449 | 92500 | 495500
[5 empty] | 93500495500 | 449 | 93500 | 495500
[5 empty] | 94500495500 | 449 | 94500 | 495500
[5 empty] | 95500495500 | 449 | 95500 | 495500
[5 empty] | 96500495500 | 449 | 96500 | 495500
[5 empty] | 97500495500 | 449 | 97500 | 495500
[5 empty] | 98500495500 | 449 | 98500 | 495500
[5 empty] | 99500495500 | 449 | 99500 | 495500
[5 empty] | 100500495500 | 449 | 100500 | 495500
[5 empty] | 101500495500 | 449 | 101500 | 495500
[5 empty] | 102500495500 | 449 | 102500 | 495500
[5 empty] | 103500495500 | 449 | 103500 | 495500
[5 empty] | 104500495500 | 449 | 104500 | 495500
[5 empty] | 105500495500 | 449 | 105500 | 495500
[5 empty] | 106500495500 | 449 | 106500 | 495500
[5 empty] | 107500495500 | 449 | 107500 | 495500
[5 empty] | 108500495500 | 449 | 108500 | 495500
[5 empty] | 109500495500 | 449 | 109500 | 495500
[5 empty] | 110500495500 | 449 | 110500 | 495500
[5 empty] | 111500495500 | 449 | 111500 | 495500
[5 empty] | 112500495500 | 449 | 112500 | 495500
[5 empty] | 113500495500 | 449 | 113500 | 495500
[5 empty] | 114500495500 | 449 | 114500 | 495500
[5 empty] | 115500495500 | 449 | 115500 | 495500
[5 empty] | 116500495500 | 449 | 116500 | 495500
[5 empty] | 117500495500 | 449 | 117500 | 495500
[5 empty] | 118500495500 | 449 | 118500 | 495500
[5 empty] | 119500495500 | 449 | 119500 | 495500
[5 empty] | 120500495500 | 449 | 120500 | 495500
[5 empty] | 121500495500 | 449 | 121500 | 495500
[5 empty] | 122500495500 | 449 | 122500 | 495500
[5 empty] | 123500495500 | 449 | 123500 | 495500
[5 empty] | 124500495500 | 449 | 124500 | 495500
[5 empty] | 125500495500 | 449 | 125500 | 495500
[5 empty] | 126500495500 | 449 | 126500 | 495500
[5 empty] | 127500495500 | 449 | 127500 | 495500
[5 empty] | 128500495500 | 449 | 128500 | 495500
[5 empty] | 129500495500 | 449 | 129500 | 495500
[5 empty] | 130500495500 | 449 | 130500 | 495500
[5 empty] | 131500495500 | 449 | 131500 | 495500
[5 empty] | 132500495500 | 449 | 132500 | 495500
[5 empty] | 133500495500 | 449 | 133500 | 495500
[5 empty] | 134500495500 | 449 | 134500 | 495500
[5 empty] | 135500495500 | 449 | 135500 | 495500
[5 empty] | 85500494500 | 449 | 85500 | 494500
[5 empty] | 86500494500 | 449 | 86500 | 494500
[5 empty] | 87500494500 | 449 | 87500 | 494500
[5 empty] | 88500494500 | 449 | 88500 | 494500
[5 empty] | 89500494500 | 449 | 89500 | 494500
[5 empty] | 90500494500 | 449 | 90500 | 494500
[5 empty] | 91500494500 | 449 | 91500 | 494500
[5 empty] | 92500494500 | 449 | 92500 | 494500
[5 empty] | 93500494500 | 449 | 93500 | 494500
[5 empty] | 94500494500 | 449 | 94500 | 494500
[5 empty] | 95500494500 | 449 | 95500 | 494500
[5 empty] | 96500494500 | 449 | 96500 | 494500
[5 empty] | 97500494500 | 449 | 97500 | 494500
[5 empty] | 98500494500 | 449 | 98500 | 494500
[5 empty] | 99500494500 | 449 | 99500 | 494500
[5 empty] | 100500494500 | 449 | 100500 | 494500
[5 empty] | 101500494500 | 449 | 101500 | 494500
[5 empty] | 102500494500 | 449 | 102500 | 494500
[5 empty] | 103500494500 | 449 | 103500 | 494500
[5 empty] | 104500494500 | 449 | 104500 | 494500
[5 empty] | 105500494500 | 449 | 105500 | 494500
[5 empty] | 106500494500 | 449 | 106500 | 494500
[5 empty] | 107500494500 | 449 | 107500 | 494500
[5 empty] | 108500494500 | 449 | 108500 | 494500
[5 empty] | 109500494500 | 449 | 109500 | 494500
[5 empty] | 110500494500 | 449 | 110500 | 494500
[5 empty] | 117500494500 | 449 | 117500 | 494500
[5 empty] | 118500494500 | 449 | 118500 | 494500
[5 empty] | 119500494500 | 449 | 119500 | 494500
[5 empty] | 120500494500 | 449 | 120500 | 494500
[5 empty] | 121500494500 | 449 | 121500 | 494500
[5 empty] | 122500494500 | 449 | 122500 | 494500
[5 empty] | 123500494500 | 449 | 123500 | 494500
[5 empty] | 124500494500 | 449 | 124500 | 494500
[5 empty] | 125500494500 | 449 | 125500 | 494500
[5 empty] | 126500494500 | 449 | 126500 | 494500
[5 empty] | 127500494500 | 449 | 127500 | 494500
[5 empty] | 128500494500 | 449 | 128500 | 494500
[5 empty] | 129500494500 | 449 | 129500 | 494500
[5 empty] | 130500494500 | 449 | 130500 | 494500
[5 empty] | 131500494500 | 449 | 131500 | 494500
[5 empty] | 132500494500 | 449 | 132500 | 494500
[5 empty] | 133500494500 | 449 | 133500 | 494500
[5 empty] | 134500494500 | 449 | 134500 | 494500
[5 empty] | 85500493500 | 449 | 85500 | 493500
[5 empty] | 86500493500 | 449 | 86500 | 493500
[5 empty] | 87500493500 | 449 | 87500 | 493500
[5 empty] | 88500493500 | 449 | 88500 | 493500
[5 empty] | 89500493500 | 449 | 89500 | 493500
[5 empty] | 90500493500 | 449 | 90500 | 493500
[5 empty] | 91500493500 | 449 | 91500 | 493500
[5 empty] | 92500493500 | 449 | 92500 | 493500
[5 empty] | 93500493500 | 449 | 93500 | 493500
[5 empty] | 94500493500 | 449 | 94500 | 493500
[5 empty] | 95500493500 | 449 | 95500 | 493500
[5 empty] | 96500493500 | 449 | 96500 | 493500
[5 empty] | 97500493500 | 449 | 97500 | 493500
[5 empty] | 98500493500 | 449 | 98500 | 493500
[5 empty] | 99500493500 | 449 | 99500 | 493500
[5 empty] | 100500493500 | 449 | 100500 | 493500
[5 empty] | 101500493500 | 449 | 101500 | 493500
[5 empty] | 102500493500 | 449 | 102500 | 493500
[5 empty] | 103500493500 | 449 | 103500 | 493500
[5 empty] | 104500493500 | 449 | 104500 | 493500
[5 empty] | 105500493500 | 449 | 105500 | 493500
[5 empty] | 106500493500 | 449 | 106500 | 493500
[5 empty] | 107500493500 | 449 | 107500 | 493500
[5 empty] | 108500493500 | 449 | 108500 | 493500
[5 empty] | 109500493500 | 449 | 109500 | 493500
[5 empty] | 122500493500 | 449 | 122500 | 493500
[5 empty] | 123500493500 | 449 | 123500 | 493500
[5 empty] | 124500493500 | 449 | 124500 | 493500
[5 empty] | 125500493500 | 449 | 125500 | 493500
[5 empty] | 126500493500 | 449 | 126500 | 493500
[5 empty] | 127500493500 | 449 | 127500 | 493500
[5 empty] | 128500493500 | 449 | 128500 | 493500
[5 empty] | 129500493500 | 449 | 129500 | 493500
[5 empty] | 130500493500 | 449 | 130500 | 493500
[5 empty] | 131500493500 | 449 | 131500 | 493500
[5 empty] | 132500493500 | 449 | 132500 | 493500
[5 empty] | 133500493500 | 449 | 133500 | 493500
[5 empty] | 134500493500 | 449 | 134500 | 493500
[5 empty] | 86500492500 | 449 | 86500 | 492500
[5 empty] | 87500492500 | 449 | 87500 | 492500
[5 empty] | 88500492500 | 449 | 88500 | 492500
[5 empty] | 89500492500 | 449 | 89500 | 492500
[5 empty] | 90500492500 | 449 | 90500 | 492500
[5 empty] | 91500492500 | 449 | 91500 | 492500
[5 empty] | 92500492500 | 449 | 92500 | 492500
[5 empty] | 93500492500 | 449 | 93500 | 492500
[5 empty] | 94500492500 | 449 | 94500 | 492500
[5 empty] | 95500492500 | 449 | 95500 | 492500
[5 empty] | 96500492500 | 449 | 96500 | 492500
[5 empty] | 97500492500 | 449 | 97500 | 492500
[5 empty] | 98500492500 | 449 | 98500 | 492500
[5 empty] | 99500492500 | 449 | 99500 | 492500
[5 empty] | 100500492500 | 449 | 100500 | 492500
[5 empty] | 101500492500 | 449 | 101500 | 492500
[5 empty] | 102500492500 | 449 | 102500 | 492500
[5 empty] | 103500492500 | 449 | 103500 | 492500
[5 empty] | 104500492500 | 449 | 104500 | 492500
[5 empty] | 105500492500 | 449 | 105500 | 492500
[5 empty] | 106500492500 | 449 | 106500 | 492500
[5 empty] | 107500492500 | 449 | 107500 | 492500
[5 empty] | 126500492500 | 449 | 126500 | 492500
[5 empty] | 127500492500 | 449 | 127500 | 492500
[5 empty] | 128500492500 | 449 | 128500 | 492500
[5 empty] | 129500492500 | 449 | 129500 | 492500
[5 empty] | 130500492500 | 449 | 130500 | 492500
[5 empty] | 131500492500 | 449 | 131500 | 492500
[5 empty] | 132500492500 | 449 | 132500 | 492500
[5 empty] | 133500492500 | 449 | 133500 | 492500
[5 empty] | 134500492500 | 449 | 134500 | 492500
[5 empty] | 135500492500 | 449 | 135500 | 492500
[5 empty] | 136500492500 | 449 | 136500 | 492500
[5 empty] | 86500491500 | 449 | 86500 | 491500
[5 empty] | 87500491500 | 449 | 87500 | 491500
[5 empty] | 88500491500 | 449 | 88500 | 491500
[5 empty] | 89500491500 | 449 | 89500 | 491500
[5 empty] | 90500491500 | 449 | 90500 | 491500
[5 empty] | 91500491500 | 449 | 91500 | 491500
[5 empty] | 92500491500 | 449 | 92500 | 491500
[5 empty] | 93500491500 | 449 | 93500 | 491500
[5 empty] | 94500491500 | 449 | 94500 | 491500
[5 empty] | 95500491500 | 449 | 95500 | 491500
[5 empty] | 96500491500 | 449 | 96500 | 491500
[5 empty] | 97500491500 | 449 | 97500 | 491500
[5 empty] | 98500491500 | 449 | 98500 | 491500
[5 empty] | 99500491500 | 449 | 99500 | 491500
[5 empty] | 100500491500 | 449 | 100500 | 491500
[5 empty] | 101500491500 | 449 | 101500 | 491500
[5 empty] | 102500491500 | 449 | 102500 | 491500
[5 empty] | 103500491500 | 449 | 103500 | 491500
[5 empty] | 105500491500 | 449 | 105500 | 491500
[5 empty] | 106500491500 | 449 | 106500 | 491500
[5 empty] | 127500491500 | 449 | 127500 | 491500
[5 empty] | 128500491500 | 449 | 128500 | 491500
[5 empty] | 129500491500 | 449 | 129500 | 491500
[5 empty] | 130500491500 | 449 | 130500 | 491500
[5 empty] | 131500491500 | 449 | 131500 | 491500
[5 empty] | 132500491500 | 449 | 132500 | 491500
[5 empty] | 133500491500 | 449 | 133500 | 491500
[5 empty] | 136500491500 | 449 | 136500 | 491500
[5 empty] | 87500490500 | 449 | 87500 | 490500
[5 empty] | 88500490500 | 449 | 88500 | 490500
[5 empty] | 89500490500 | 449 | 89500 | 490500
[5 empty] | 90500490500 | 449 | 90500 | 490500
[5 empty] | 91500490500 | 449 | 91500 | 490500
[5 empty] | 92500490500 | 449 | 92500 | 490500
[5 empty] | 93500490500 | 449 | 93500 | 490500
[5 empty] | 94500490500 | 449 | 94500 | 490500
[5 empty] | 95500490500 | 449 | 95500 | 490500
[5 empty] | 96500490500 | 449 | 96500 | 490500
[5 empty] | 97500490500 | 449 | 97500 | 490500
[5 empty] | 98500490500 | 449 | 98500 | 490500
[5 empty] | 99500490500 | 449 | 99500 | 490500
[5 empty] | 100500490500 | 449 | 100500 | 490500
[5 empty] | 101500490500 | 449 | 101500 | 490500
[5 empty] | 127500490500 | 449 | 127500 | 490500
[5 empty] | 128500490500 | 449 | 128500 | 490500
[5 empty] | 129500490500 | 449 | 129500 | 490500
[5 empty] | 87500489500 | 449 | 87500 | 489500
[5 empty] | 88500489500 | 449 | 88500 | 489500
[5 empty] | 89500489500 | 449 | 89500 | 489500
[5 empty] | 90500489500 | 449 | 90500 | 489500
[5 empty] | 91500489500 | 449 | 91500 | 489500
[5 empty] | 92500489500 | 449 | 92500 | 489500
[5 empty] | 93500489500 | 449 | 93500 | 489500
[5 empty] | 94500489500 | 449 | 94500 | 489500
[5 empty] | 95500489500 | 449 | 95500 | 489500
[5 empty] | 96500489500 | 449 | 96500 | 489500
[5 empty] | 97500489500 | 449 | 97500 | 489500
[5 empty] | 98500489500 | 449 | 98500 | 489500
[5 empty] | 99500489500 | 449 | 99500 | 489500
[5 empty] | 128500489500 | 449 | 128500 | 489500
[5 empty] | 129500489500 | 449 | 129500 | 489500
[5 empty] | 88500488500 | 449 | 88500 | 488500
[5 empty] | 89500488500 | 449 | 89500 | 488500
[5 empty] | 90500488500 | 449 | 90500 | 488500
[5 empty] | 91500488500 | 449 | 91500 | 488500
[5 empty] | 92500488500 | 449 | 92500 | 488500
[5 empty] | 93500488500 | 449 | 93500 | 488500
[5 empty] | 94500488500 | 449 | 94500 | 488500
[5 empty] | 95500488500 | 449 | 95500 | 488500
[5 empty] | 96500488500 | 449 | 96500 | 488500
[5 empty] | 97500488500 | 449 | 97500 | 488500
[5 empty] | 98500488500 | 449 | 98500 | 488500
[5 empty] | 90500487500 | 449 | 90500 | 487500
[5 empty] | 91500487500 | 449 | 91500 | 487500
[5 empty] | 92500487500 | 449 | 92500 | 487500
[5 empty] | 94500487500 | 449 | 94500 | 487500
[5 empty] | 95500487500 | 449 | 95500 | 487500
[5 empty] | 96500487500 | 449 | 96500 | 487500
[5 empty] | 97500487500 | 449 | 97500 | 487500
[5 empty] | 90500486500 | 449 | 90500 | 486500
[5 empty] | 91500486500 | 449 | 91500 | 486500
[5 empty] | 92500486500 | 449 | 92500 | 486500
[5 empty] | 96500486500 | 449 | 96500 | 486500
[5 empty] | 96500485500 | 449 | 96500 | 485500
[5 empty] | 145500536500 | 450 | 145500 | 536500
[5 empty] | 142500535500 | 450 | 142500 | 535500
[5 empty] | 143500535500 | 450 | 143500 | 535500
[5 empty] | 145500535500 | 450 | 145500 | 535500
[5 empty] | 146500535500 | 450 | 146500 | 535500
[5 empty] | 141500534500 | 450 | 141500 | 534500
[5 empty] | 142500534500 | 450 | 142500 | 534500
[5 empty] | 143500534500 | 450 | 143500 | 534500
[5 empty] | 144500534500 | 450 | 144500 | 534500
[5 empty] | 145500534500 | 450 | 145500 | 534500
[5 empty] | 146500534500 | 450 | 146500 | 534500
[5 empty] | 147500534500 | 450 | 147500 | 534500
[5 empty] | 148500534500 | 450 | 148500 | 534500
[5 empty] | 149500534500 | 450 | 149500 | 534500
[5 empty] | 141500533500 | 450 | 141500 | 533500
[5 empty] | 142500533500 | 450 | 142500 | 533500
[5 empty] | 143500533500 | 450 | 143500 | 533500
[5 empty] | 144500533500 | 450 | 144500 | 533500
[5 empty] | 145500533500 | 450 | 145500 | 533500
[5 empty] | 146500533500 | 450 | 146500 | 533500
[5 empty] | 147500533500 | 450 | 147500 | 533500
[5 empty] | 148500533500 | 450 | 148500 | 533500
[5 empty] | 149500533500 | 450 | 149500 | 533500
[5 empty] | 150500533500 | 450 | 150500 | 533500
[5 empty] | 140500532500 | 450 | 140500 | 532500
[5 empty] | 141500532500 | 450 | 141500 | 532500
[5 empty] | 142500532500 | 450 | 142500 | 532500
[5 empty] | 143500532500 | 450 | 143500 | 532500
[5 empty] | 144500532500 | 450 | 144500 | 532500
[5 empty] | 145500532500 | 450 | 145500 | 532500
[5 empty] | 146500532500 | 450 | 146500 | 532500
[5 empty] | 147500532500 | 450 | 147500 | 532500
[5 empty] | 148500532500 | 450 | 148500 | 532500
[5 empty] | 149500532500 | 450 | 149500 | 532500
[5 empty] | 150500532500 | 450 | 150500 | 532500
[5 empty] | 139500531500 | 450 | 139500 | 531500
[5 empty] | 140500531500 | 450 | 140500 | 531500
[5 empty] | 141500531500 | 450 | 141500 | 531500
[5 empty] | 142500531500 | 450 | 142500 | 531500
[5 empty] | 143500531500 | 450 | 143500 | 531500
[5 empty] | 144500531500 | 450 | 144500 | 531500
[5 empty] | 145500531500 | 450 | 145500 | 531500
[5 empty] | 146500531500 | 450 | 146500 | 531500
[5 empty] | 147500531500 | 450 | 147500 | 531500
[5 empty] | 148500531500 | 450 | 148500 | 531500
[5 empty] | 149500531500 | 450 | 149500 | 531500
[5 empty] | 150500531500 | 450 | 150500 | 531500
[5 empty] | 151500531500 | 450 | 151500 | 531500
[5 empty] | 139500530500 | 450 | 139500 | 530500
[5 empty] | 140500530500 | 450 | 140500 | 530500
[5 empty] | 141500530500 | 450 | 141500 | 530500
[5 empty] | 142500530500 | 450 | 142500 | 530500
[5 empty] | 143500530500 | 450 | 143500 | 530500
[5 empty] | 144500530500 | 450 | 144500 | 530500
[5 empty] | 145500530500 | 450 | 145500 | 530500
[5 empty] | 146500530500 | 450 | 146500 | 530500
[5 empty] | 147500530500 | 450 | 147500 | 530500
[5 empty] | 148500530500 | 450 | 148500 | 530500
[5 empty] | 149500530500 | 450 | 149500 | 530500
[5 empty] | 150500530500 | 450 | 150500 | 530500
[5 empty] | 151500530500 | 450 | 151500 | 530500
[5 empty] | 152500530500 | 450 | 152500 | 530500
[5 empty] | 153500530500 | 450 | 153500 | 530500
[5 empty] | 139500529500 | 450 | 139500 | 529500
[5 empty] | 140500529500 | 450 | 140500 | 529500
[5 empty] | 141500529500 | 450 | 141500 | 529500
[5 empty] | 142500529500 | 450 | 142500 | 529500
[5 empty] | 143500529500 | 450 | 143500 | 529500
[5 empty] | 144500529500 | 450 | 144500 | 529500
[5 empty] | 145500529500 | 450 | 145500 | 529500
[5 empty] | 146500529500 | 450 | 146500 | 529500
[5 empty] | 147500529500 | 450 | 147500 | 529500
[5 empty] | 148500529500 | 450 | 148500 | 529500
[5 empty] | 149500529500 | 450 | 149500 | 529500
[5 empty] | 150500529500 | 450 | 150500 | 529500
[5 empty] | 151500529500 | 450 | 151500 | 529500
[5 empty] | 152500529500 | 450 | 152500 | 529500
[5 empty] | 153500529500 | 450 | 153500 | 529500
[5 empty] | 139500528500 | 450 | 139500 | 528500
[5 empty] | 140500528500 | 450 | 140500 | 528500
[5 empty] | 141500528500 | 450 | 141500 | 528500
[5 empty] | 142500528500 | 450 | 142500 | 528500
[5 empty] | 143500528500 | 450 | 143500 | 528500
[5 empty] | 144500528500 | 450 | 144500 | 528500
[5 empty] | 145500528500 | 450 | 145500 | 528500
[5 empty] | 146500528500 | 450 | 146500 | 528500
[5 empty] | 147500528500 | 450 | 147500 | 528500
[5 empty] | 148500528500 | 450 | 148500 | 528500
[5 empty] | 149500528500 | 450 | 149500 | 528500
[5 empty] | 150500528500 | 450 | 150500 | 528500
[5 empty] | 151500528500 | 450 | 151500 | 528500
[5 empty] | 152500528500 | 450 | 152500 | 528500
[5 empty] | 139500527500 | 450 | 139500 | 527500
[5 empty] | 140500527500 | 450 | 140500 | 527500
[5 empty] | 141500527500 | 450 | 141500 | 527500
[5 empty] | 142500527500 | 450 | 142500 | 527500
[5 empty] | 143500527500 | 450 | 143500 | 527500
[5 empty] | 144500527500 | 450 | 144500 | 527500
[5 empty] | 145500527500 | 450 | 145500 | 527500
[5 empty] | 146500527500 | 450 | 146500 | 527500
[5 empty] | 147500527500 | 450 | 147500 | 527500
[5 empty] | 148500527500 | 450 | 148500 | 527500
[5 empty] | 149500527500 | 450 | 149500 | 527500
[5 empty] | 150500527500 | 450 | 150500 | 527500
[5 empty] | 151500527500 | 450 | 151500 | 527500
[5 empty] | 152500527500 | 450 | 152500 | 527500
[5 empty] | 139500526500 | 450 | 139500 | 526500
[5 empty] | 140500526500 | 450 | 140500 | 526500
[5 empty] | 141500526500 | 450 | 141500 | 526500
[5 empty] | 142500526500 | 450 | 142500 | 526500
[5 empty] | 143500526500 | 450 | 143500 | 526500
[5 empty] | 144500526500 | 450 | 144500 | 526500
[5 empty] | 145500526500 | 450 | 145500 | 526500
[5 empty] | 146500526500 | 450 | 146500 | 526500
[5 empty] | 147500526500 | 450 | 147500 | 526500
[5 empty] | 148500526500 | 450 | 148500 | 526500
[5 empty] | 149500526500 | 450 | 149500 | 526500
[5 empty] | 150500526500 | 450 | 150500 | 526500
[5 empty] | 138500525500 | 450 | 138500 | 525500
[5 empty] | 139500525500 | 450 | 139500 | 525500
[5 empty] | 140500525500 | 450 | 140500 | 525500
[5 empty] | 141500525500 | 450 | 141500 | 525500
[5 empty] | 142500525500 | 450 | 142500 | 525500
[5 empty] | 143500525500 | 450 | 143500 | 525500
[5 empty] | 144500525500 | 450 | 144500 | 525500
[5 empty] | 145500525500 | 450 | 145500 | 525500
[5 empty] | 146500525500 | 450 | 146500 | 525500
[5 empty] | 139500524500 | 450 | 139500 | 524500
[5 empty] | 140500524500 | 450 | 140500 | 524500
[5 empty] | 141500524500 | 450 | 141500 | 524500
[5 empty] | 142500524500 | 450 | 142500 | 524500
[5 empty] | 143500524500 | 450 | 143500 | 524500
[5 empty] | 144500524500 | 450 | 144500 | 524500
[5 empty] | 145500524500 | 450 | 145500 | 524500
[5 empty] | 142500523500 | 450 | 142500 | 523500
[5 empty] | 143500523500 | 450 | 143500 | 523500
[5 empty] | 144500523500 | 450 | 144500 | 523500
[5 empty] | 129500610500 | 451 | 129500 | 610500
[5 empty] | 130500610500 | 451 | 130500 | 610500
[5 empty] | 131500610500 | 451 | 131500 | 610500
[5 empty] | 128500609500 | 451 | 128500 | 609500
[5 empty] | 129500609500 | 451 | 129500 | 609500
[5 empty] | 130500609500 | 451 | 130500 | 609500
[5 empty] | 131500609500 | 451 | 131500 | 609500
[5 empty] | 132500609500 | 451 | 132500 | 609500
[5 empty] | 133500609500 | 451 | 133500 | 609500
[5 empty] | 134500609500 | 451 | 134500 | 609500
[5 empty] | 127500608500 | 451 | 127500 | 608500
[5 empty] | 128500608500 | 451 | 128500 | 608500
[5 empty] | 129500608500 | 451 | 129500 | 608500
[5 empty] | 130500608500 | 451 | 130500 | 608500
[5 empty] | 131500608500 | 451 | 131500 | 608500
[5 empty] | 132500608500 | 451 | 132500 | 608500
[5 empty] | 133500608500 | 451 | 133500 | 608500
[5 empty] | 134500608500 | 451 | 134500 | 608500
[5 empty] | 135500608500 | 451 | 135500 | 608500
[5 empty] | 129500607500 | 451 | 129500 | 607500
[5 empty] | 130500607500 | 451 | 130500 | 607500
[5 empty] | 133500607500 | 451 | 133500 | 607500
[5 empty] | 134500607500 | 451 | 134500 | 607500
[5 empty] | 135500607500 | 451 | 135500 | 607500
[5 empty] | 133500606500 | 451 | 133500 | 606500
[5 empty] | 134500606500 | 451 | 134500 | 606500
[5 empty] | 133500605500 | 451 | 133500 | 605500
[5 empty] | 134500605500 | 451 | 134500 | 605500
[5 empty] | 114500604500 | 451 | 114500 | 604500
[5 empty] | 115500604500 | 451 | 115500 | 604500
[5 empty] | 116500604500 | 451 | 116500 | 604500
[5 empty] | 133500604500 | 451 | 133500 | 604500
[5 empty] | 134500604500 | 451 | 134500 | 604500
[5 empty] | 112500603500 | 451 | 112500 | 603500
[5 empty] | 113500603500 | 451 | 113500 | 603500
[5 empty] | 114500603500 | 451 | 114500 | 603500
[5 empty] | 115500603500 | 451 | 115500 | 603500
[5 empty] | 116500603500 | 451 | 116500 | 603500
[5 empty] | 121500603500 | 451 | 121500 | 603500
[5 empty] | 122500603500 | 451 | 122500 | 603500
[5 empty] | 111500602500 | 451 | 111500 | 602500
[5 empty] | 112500602500 | 451 | 112500 | 602500
[5 empty] | 113500602500 | 451 | 113500 | 602500
[5 empty] | 114500602500 | 451 | 114500 | 602500
[5 empty] | 115500602500 | 451 | 115500 | 602500
[5 empty] | 116500602500 | 451 | 116500 | 602500
[5 empty] | 117500602500 | 451 | 117500 | 602500
[5 empty] | 118500602500 | 451 | 118500 | 602500
[5 empty] | 119500602500 | 451 | 119500 | 602500
[5 empty] | 120500602500 | 451 | 120500 | 602500
[5 empty] | 121500602500 | 451 | 121500 | 602500
[5 empty] | 122500602500 | 451 | 122500 | 602500
[5 empty] | 123500602500 | 451 | 123500 | 602500
[5 empty] | 124500602500 | 451 | 124500 | 602500
[5 empty] | 110500601500 | 451 | 110500 | 601500
[5 empty] | 111500601500 | 451 | 111500 | 601500
[5 empty] | 112500601500 | 451 | 112500 | 601500
[5 empty] | 113500601500 | 451 | 113500 | 601500
[5 empty] | 114500601500 | 451 | 114500 | 601500
[5 empty] | 115500601500 | 451 | 115500 | 601500
[5 empty] | 116500601500 | 451 | 116500 | 601500
[5 empty] | 117500601500 | 451 | 117500 | 601500
[5 empty] | 118500601500 | 451 | 118500 | 601500
[5 empty] | 119500601500 | 451 | 119500 | 601500
[5 empty] | 120500601500 | 451 | 120500 | 601500
[5 empty] | 121500601500 | 451 | 121500 | 601500
[5 empty] | 122500601500 | 451 | 122500 | 601500
[5 empty] | 123500601500 | 451 | 123500 | 601500
[5 empty] | 124500601500 | 451 | 124500 | 601500
[5 empty] | 125500601500 | 451 | 125500 | 601500
[5 empty] | 126500601500 | 451 | 126500 | 601500
[5 empty] | 127500601500 | 451 | 127500 | 601500
[5 empty] | 84500600500 | 451 | 84500 | 600500
[5 empty] | 103500600500 | 451 | 103500 | 600500
[5 empty] | 104500600500 | 451 | 104500 | 600500
[5 empty] | 105500600500 | 451 | 105500 | 600500
[5 empty] | 106500600500 | 451 | 106500 | 600500
[5 empty] | 107500600500 | 451 | 107500 | 600500
[5 empty] | 108500600500 | 451 | 108500 | 600500
[5 empty] | 109500600500 | 451 | 109500 | 600500
[5 empty] | 110500600500 | 451 | 110500 | 600500
[5 empty] | 111500600500 | 451 | 111500 | 600500
[5 empty] | 112500600500 | 451 | 112500 | 600500
[5 empty] | 113500600500 | 451 | 113500 | 600500
[5 empty] | 114500600500 | 451 | 114500 | 600500
[5 empty] | 115500600500 | 451 | 115500 | 600500
[5 empty] | 116500600500 | 451 | 116500 | 600500
[5 empty] | 117500600500 | 451 | 117500 | 600500
[5 empty] | 118500600500 | 451 | 118500 | 600500
[5 empty] | 119500600500 | 451 | 119500 | 600500
[5 empty] | 120500600500 | 451 | 120500 | 600500
[5 empty] | 121500600500 | 451 | 121500 | 600500
[5 empty] | 122500600500 | 451 | 122500 | 600500
[5 empty] | 123500600500 | 451 | 123500 | 600500
[5 empty] | 124500600500 | 451 | 124500 | 600500
[5 empty] | 125500600500 | 451 | 125500 | 600500
[5 empty] | 126500600500 | 451 | 126500 | 600500
[5 empty] | 127500600500 | 451 | 127500 | 600500
[5 empty] | 128500600500 | 451 | 128500 | 600500
[5 empty] | 135500600500 | 451 | 135500 | 600500
[5 empty] | 136500600500 | 451 | 136500 | 600500
[5 empty] | 137500600500 | 451 | 137500 | 600500
[5 empty] | 84500599500 | 451 | 84500 | 599500
[5 empty] | 85500599500 | 451 | 85500 | 599500
[5 empty] | 101500599500 | 451 | 101500 | 599500
[5 empty] | 102500599500 | 451 | 102500 | 599500
[5 empty] | 103500599500 | 451 | 103500 | 599500
[5 empty] | 104500599500 | 451 | 104500 | 599500
[5 empty] | 105500599500 | 451 | 105500 | 599500
[5 empty] | 106500599500 | 451 | 106500 | 599500
[5 empty] | 107500599500 | 451 | 107500 | 599500
[5 empty] | 108500599500 | 451 | 108500 | 599500
[5 empty] | 109500599500 | 451 | 109500 | 599500
[5 empty] | 110500599500 | 451 | 110500 | 599500
[5 empty] | 111500599500 | 451 | 111500 | 599500
[5 empty] | 112500599500 | 451 | 112500 | 599500
[5 empty] | 113500599500 | 451 | 113500 | 599500
[5 empty] | 114500599500 | 451 | 114500 | 599500
[5 empty] | 115500599500 | 451 | 115500 | 599500
[5 empty] | 116500599500 | 451 | 116500 | 599500
[5 empty] | 117500599500 | 451 | 117500 | 599500
[5 empty] | 118500599500 | 451 | 118500 | 599500
[5 empty] | 119500599500 | 451 | 119500 | 599500
[5 empty] | 120500599500 | 451 | 120500 | 599500
[5 empty] | 121500599500 | 451 | 121500 | 599500
[5 empty] | 122500599500 | 451 | 122500 | 599500
[5 empty] | 123500599500 | 451 | 123500 | 599500
[5 empty] | 124500599500 | 451 | 124500 | 599500
[5 empty] | 125500599500 | 451 | 125500 | 599500
[5 empty] | 126500599500 | 451 | 126500 | 599500
[5 empty] | 127500599500 | 451 | 127500 | 599500
[5 empty] | 128500599500 | 451 | 128500 | 599500
[5 empty] | 129500599500 | 451 | 129500 | 599500
[5 empty] | 134500599500 | 451 | 134500 | 599500
[5 empty] | 135500599500 | 451 | 135500 | 599500
[5 empty] | 136500599500 | 451 | 136500 | 599500
[5 empty] | 137500599500 | 451 | 137500 | 599500
[5 empty] | 84500598500 | 451 | 84500 | 598500
[5 empty] | 85500598500 | 451 | 85500 | 598500
[5 empty] | 86500598500 | 451 | 86500 | 598500
[5 empty] | 99500598500 | 451 | 99500 | 598500
[5 empty] | 100500598500 | 451 | 100500 | 598500
[5 empty] | 101500598500 | 451 | 101500 | 598500
[5 empty] | 102500598500 | 451 | 102500 | 598500
[5 empty] | 103500598500 | 451 | 103500 | 598500
[5 empty] | 104500598500 | 451 | 104500 | 598500
[5 empty] | 105500598500 | 451 | 105500 | 598500
[5 empty] | 106500598500 | 451 | 106500 | 598500
[5 empty] | 107500598500 | 451 | 107500 | 598500
[5 empty] | 108500598500 | 451 | 108500 | 598500
[5 empty] | 109500598500 | 451 | 109500 | 598500
[5 empty] | 110500598500 | 451 | 110500 | 598500
[5 empty] | 111500598500 | 451 | 111500 | 598500
[5 empty] | 112500598500 | 451 | 112500 | 598500
[5 empty] | 113500598500 | 451 | 113500 | 598500
[5 empty] | 114500598500 | 451 | 114500 | 598500
[5 empty] | 115500598500 | 451 | 115500 | 598500
[5 empty] | 116500598500 | 451 | 116500 | 598500
[5 empty] | 117500598500 | 451 | 117500 | 598500
[5 empty] | 118500598500 | 451 | 118500 | 598500
[5 empty] | 119500598500 | 451 | 119500 | 598500
[5 empty] | 120500598500 | 451 | 120500 | 598500
[5 empty] | 121500598500 | 451 | 121500 | 598500
[5 empty] | 122500598500 | 451 | 122500 | 598500
[5 empty] | 123500598500 | 451 | 123500 | 598500
[5 empty] | 124500598500 | 451 | 124500 | 598500
[5 empty] | 125500598500 | 451 | 125500 | 598500
[5 empty] | 126500598500 | 451 | 126500 | 598500
[5 empty] | 127500598500 | 451 | 127500 | 598500
[5 empty] | 128500598500 | 451 | 128500 | 598500
[5 empty] | 129500598500 | 451 | 129500 | 598500
[5 empty] | 130500598500 | 451 | 130500 | 598500
[5 empty] | 131500598500 | 451 | 131500 | 598500
[5 empty] | 132500598500 | 451 | 132500 | 598500
[5 empty] | 133500598500 | 451 | 133500 | 598500
[5 empty] | 134500598500 | 451 | 134500 | 598500
[5 empty] | 135500598500 | 451 | 135500 | 598500
[5 empty] | 136500598500 | 451 | 136500 | 598500
[5 empty] | 137500598500 | 451 | 137500 | 598500
[5 empty] | 138500598500 | 451 | 138500 | 598500
[5 empty] | 139500598500 | 451 | 139500 | 598500
[5 empty] | 84500597500 | 451 | 84500 | 597500
[5 empty] | 85500597500 | 451 | 85500 | 597500
[5 empty] | 86500597500 | 451 | 86500 | 597500
[5 empty] | 87500597500 | 451 | 87500 | 597500
[5 empty] | 88500597500 | 451 | 88500 | 597500
[5 empty] | 89500597500 | 451 | 89500 | 597500
[5 empty] | 99500597500 | 451 | 99500 | 597500
[5 empty] | 100500597500 | 451 | 100500 | 597500
[5 empty] | 101500597500 | 451 | 101500 | 597500
[5 empty] | 102500597500 | 451 | 102500 | 597500
[5 empty] | 103500597500 | 451 | 103500 | 597500
[5 empty] | 104500597500 | 451 | 104500 | 597500
[5 empty] | 105500597500 | 451 | 105500 | 597500
[5 empty] | 106500597500 | 451 | 106500 | 597500
[5 empty] | 107500597500 | 451 | 107500 | 597500
[5 empty] | 108500597500 | 451 | 108500 | 597500
[5 empty] | 109500597500 | 451 | 109500 | 597500
[5 empty] | 110500597500 | 451 | 110500 | 597500
[5 empty] | 111500597500 | 451 | 111500 | 597500
[5 empty] | 112500597500 | 451 | 112500 | 597500
[5 empty] | 113500597500 | 451 | 113500 | 597500
[5 empty] | 114500597500 | 451 | 114500 | 597500
[5 empty] | 115500597500 | 451 | 115500 | 597500
[5 empty] | 116500597500 | 451 | 116500 | 597500
[5 empty] | 117500597500 | 451 | 117500 | 597500
[5 empty] | 118500597500 | 451 | 118500 | 597500
[5 empty] | 119500597500 | 451 | 119500 | 597500
[5 empty] | 120500597500 | 451 | 120500 | 597500
[5 empty] | 121500597500 | 451 | 121500 | 597500
[5 empty] | 122500597500 | 451 | 122500 | 597500
[5 empty] | 123500597500 | 451 | 123500 | 597500
[5 empty] | 124500597500 | 451 | 124500 | 597500
[5 empty] | 125500597500 | 451 | 125500 | 597500
[5 empty] | 126500597500 | 451 | 126500 | 597500
[5 empty] | 127500597500 | 451 | 127500 | 597500
[5 empty] | 128500597500 | 451 | 128500 | 597500
[5 empty] | 129500597500 | 451 | 129500 | 597500
[5 empty] | 130500597500 | 451 | 130500 | 597500
[5 empty] | 131500597500 | 451 | 131500 | 597500
[5 empty] | 132500597500 | 451 | 132500 | 597500
[5 empty] | 133500597500 | 451 | 133500 | 597500
[5 empty] | 134500597500 | 451 | 134500 | 597500
[5 empty] | 135500597500 | 451 | 135500 | 597500
[5 empty] | 136500597500 | 451 | 136500 | 597500
[5 empty] | 137500597500 | 451 | 137500 | 597500
[5 empty] | 138500597500 | 451 | 138500 | 597500
[5 empty] | 139500597500 | 451 | 139500 | 597500
[5 empty] | 140500597500 | 451 | 140500 | 597500
[5 empty] | 83500596500 | 451 | 83500 | 596500
[5 empty] | 84500596500 | 451 | 84500 | 596500
[5 empty] | 85500596500 | 451 | 85500 | 596500
[5 empty] | 86500596500 | 451 | 86500 | 596500
[5 empty] | 87500596500 | 451 | 87500 | 596500
[5 empty] | 88500596500 | 451 | 88500 | 596500
[5 empty] | 89500596500 | 451 | 89500 | 596500
[5 empty] | 90500596500 | 451 | 90500 | 596500
[5 empty] | 91500596500 | 451 | 91500 | 596500
[5 empty] | 92500596500 | 451 | 92500 | 596500
[5 empty] | 93500596500 | 451 | 93500 | 596500
[5 empty] | 94500596500 | 451 | 94500 | 596500
[5 empty] | 95500596500 | 451 | 95500 | 596500
[5 empty] | 96500596500 | 451 | 96500 | 596500
[5 empty] | 97500596500 | 451 | 97500 | 596500
[5 empty] | 98500596500 | 451 | 98500 | 596500
[5 empty] | 99500596500 | 451 | 99500 | 596500
[5 empty] | 100500596500 | 451 | 100500 | 596500
[5 empty] | 101500596500 | 451 | 101500 | 596500
[5 empty] | 102500596500 | 451 | 102500 | 596500
[5 empty] | 103500596500 | 451 | 103500 | 596500
[5 empty] | 104500596500 | 451 | 104500 | 596500
[5 empty] | 105500596500 | 451 | 105500 | 596500
[5 empty] | 106500596500 | 451 | 106500 | 596500
[5 empty] | 107500596500 | 451 | 107500 | 596500
[5 empty] | 108500596500 | 451 | 108500 | 596500
[5 empty] | 109500596500 | 451 | 109500 | 596500
[5 empty] | 110500596500 | 451 | 110500 | 596500
[5 empty] | 111500596500 | 451 | 111500 | 596500
[5 empty] | 112500596500 | 451 | 112500 | 596500
[5 empty] | 113500596500 | 451 | 113500 | 596500
[5 empty] | 114500596500 | 451 | 114500 | 596500
[5 empty] | 115500596500 | 451 | 115500 | 596500
[5 empty] | 116500596500 | 451 | 116500 | 596500
[5 empty] | 117500596500 | 451 | 117500 | 596500
[5 empty] | 118500596500 | 451 | 118500 | 596500
[5 empty] | 119500596500 | 451 | 119500 | 596500
[5 empty] | 120500596500 | 451 | 120500 | 596500
[5 empty] | 121500596500 | 451 | 121500 | 596500
[5 empty] | 122500596500 | 451 | 122500 | 596500
[5 empty] | 123500596500 | 451 | 123500 | 596500
[5 empty] | 124500596500 | 451 | 124500 | 596500
[5 empty] | 125500596500 | 451 | 125500 | 596500
[5 empty] | 126500596500 | 451 | 126500 | 596500
[5 empty] | 127500596500 | 451 | 127500 | 596500
[5 empty] | 128500596500 | 451 | 128500 | 596500
[5 empty] | 129500596500 | 451 | 129500 | 596500
[5 empty] | 130500596500 | 451 | 130500 | 596500
[5 empty] | 131500596500 | 451 | 131500 | 596500
[5 empty] | 132500596500 | 451 | 132500 | 596500
[5 empty] | 133500596500 | 451 | 133500 | 596500
[5 empty] | 134500596500 | 451 | 134500 | 596500
[5 empty] | 135500596500 | 451 | 135500 | 596500
[5 empty] | 136500596500 | 451 | 136500 | 596500
[5 empty] | 137500596500 | 451 | 137500 | 596500
[5 empty] | 138500596500 | 451 | 138500 | 596500
[5 empty] | 139500596500 | 451 | 139500 | 596500
[5 empty] | 140500596500 | 451 | 140500 | 596500
[5 empty] | 141500596500 | 451 | 141500 | 596500
[5 empty] | 83500595500 | 451 | 83500 | 595500
[5 empty] | 84500595500 | 451 | 84500 | 595500
[5 empty] | 85500595500 | 451 | 85500 | 595500
[5 empty] | 86500595500 | 451 | 86500 | 595500
[5 empty] | 87500595500 | 451 | 87500 | 595500
[5 empty] | 88500595500 | 451 | 88500 | 595500
[5 empty] | 89500595500 | 451 | 89500 | 595500
[5 empty] | 90500595500 | 451 | 90500 | 595500
[5 empty] | 91500595500 | 451 | 91500 | 595500
[5 empty] | 92500595500 | 451 | 92500 | 595500
[5 empty] | 93500595500 | 451 | 93500 | 595500
[5 empty] | 94500595500 | 451 | 94500 | 595500
[5 empty] | 95500595500 | 451 | 95500 | 595500
[5 empty] | 96500595500 | 451 | 96500 | 595500
[5 empty] | 97500595500 | 451 | 97500 | 595500
[5 empty] | 98500595500 | 451 | 98500 | 595500
[5 empty] | 99500595500 | 451 | 99500 | 595500
[5 empty] | 100500595500 | 451 | 100500 | 595500
[5 empty] | 101500595500 | 451 | 101500 | 595500
[5 empty] | 102500595500 | 451 | 102500 | 595500
[5 empty] | 103500595500 | 451 | 103500 | 595500
[5 empty] | 104500595500 | 451 | 104500 | 595500
[5 empty] | 105500595500 | 451 | 105500 | 595500
[5 empty] | 106500595500 | 451 | 106500 | 595500
[5 empty] | 107500595500 | 451 | 107500 | 595500
[5 empty] | 108500595500 | 451 | 108500 | 595500
[5 empty] | 109500595500 | 451 | 109500 | 595500
[5 empty] | 110500595500 | 451 | 110500 | 595500
[5 empty] | 111500595500 | 451 | 111500 | 595500
[5 empty] | 112500595500 | 451 | 112500 | 595500
[5 empty] | 113500595500 | 451 | 113500 | 595500
[5 empty] | 114500595500 | 451 | 114500 | 595500
[5 empty] | 115500595500 | 451 | 115500 | 595500
[5 empty] | 116500595500 | 451 | 116500 | 595500
[5 empty] | 117500595500 | 451 | 117500 | 595500
[5 empty] | 118500595500 | 451 | 118500 | 595500
[5 empty] | 119500595500 | 451 | 119500 | 595500
[5 empty] | 120500595500 | 451 | 120500 | 595500
[5 empty] | 121500595500 | 451 | 121500 | 595500
[5 empty] | 122500595500 | 451 | 122500 | 595500
[5 empty] | 123500595500 | 451 | 123500 | 595500
[5 empty] | 124500595500 | 451 | 124500 | 595500
[5 empty] | 125500595500 | 451 | 125500 | 595500
[5 empty] | 126500595500 | 451 | 126500 | 595500
[5 empty] | 127500595500 | 451 | 127500 | 595500
[5 empty] | 128500595500 | 451 | 128500 | 595500
[5 empty] | 129500595500 | 451 | 129500 | 595500
[5 empty] | 130500595500 | 451 | 130500 | 595500
[5 empty] | 131500595500 | 451 | 131500 | 595500
[5 empty] | 132500595500 | 451 | 132500 | 595500
[5 empty] | 133500595500 | 451 | 133500 | 595500
[5 empty] | 134500595500 | 451 | 134500 | 595500
[5 empty] | 135500595500 | 451 | 135500 | 595500
[5 empty] | 136500595500 | 451 | 136500 | 595500
[5 empty] | 137500595500 | 451 | 137500 | 595500
[5 empty] | 138500595500 | 451 | 138500 | 595500
[5 empty] | 139500595500 | 451 | 139500 | 595500
[5 empty] | 140500595500 | 451 | 140500 | 595500
[5 empty] | 141500595500 | 451 | 141500 | 595500
[5 empty] | 142500595500 | 451 | 142500 | 595500
[5 empty] | 83500594500 | 451 | 83500 | 594500
[5 empty] | 84500594500 | 451 | 84500 | 594500
[5 empty] | 85500594500 | 451 | 85500 | 594500
[5 empty] | 86500594500 | 451 | 86500 | 594500
[5 empty] | 87500594500 | 451 | 87500 | 594500
[5 empty] | 88500594500 | 451 | 88500 | 594500
[5 empty] | 89500594500 | 451 | 89500 | 594500
[5 empty] | 90500594500 | 451 | 90500 | 594500
[5 empty] | 91500594500 | 451 | 91500 | 594500
[5 empty] | 92500594500 | 451 | 92500 | 594500
[5 empty] | 93500594500 | 451 | 93500 | 594500
[5 empty] | 94500594500 | 451 | 94500 | 594500
[5 empty] | 95500594500 | 451 | 95500 | 594500
[5 empty] | 96500594500 | 451 | 96500 | 594500
[5 empty] | 97500594500 | 451 | 97500 | 594500
[5 empty] | 98500594500 | 451 | 98500 | 594500
[5 empty] | 99500594500 | 451 | 99500 | 594500
[5 empty] | 100500594500 | 451 | 100500 | 594500
[5 empty] | 101500594500 | 451 | 101500 | 594500
[5 empty] | 102500594500 | 451 | 102500 | 594500
[5 empty] | 103500594500 | 451 | 103500 | 594500
[5 empty] | 104500594500 | 451 | 104500 | 594500
[5 empty] | 105500594500 | 451 | 105500 | 594500
[5 empty] | 106500594500 | 451 | 106500 | 594500
[5 empty] | 107500594500 | 451 | 107500 | 594500
[5 empty] | 108500594500 | 451 | 108500 | 594500
[5 empty] | 109500594500 | 451 | 109500 | 594500
[5 empty] | 110500594500 | 451 | 110500 | 594500
[5 empty] | 111500594500 | 451 | 111500 | 594500
[5 empty] | 112500594500 | 451 | 112500 | 594500
[5 empty] | 113500594500 | 451 | 113500 | 594500
[5 empty] | 114500594500 | 451 | 114500 | 594500
[5 empty] | 115500594500 | 451 | 115500 | 594500
[5 empty] | 116500594500 | 451 | 116500 | 594500
[5 empty] | 117500594500 | 451 | 117500 | 594500
[5 empty] | 118500594500 | 451 | 118500 | 594500
[5 empty] | 119500594500 | 451 | 119500 | 594500
[5 empty] | 120500594500 | 451 | 120500 | 594500
[5 empty] | 121500594500 | 451 | 121500 | 594500
[5 empty] | 122500594500 | 451 | 122500 | 594500
[5 empty] | 123500594500 | 451 | 123500 | 594500
[5 empty] | 124500594500 | 451 | 124500 | 594500
[5 empty] | 125500594500 | 451 | 125500 | 594500
[5 empty] | 126500594500 | 451 | 126500 | 594500
[5 empty] | 127500594500 | 451 | 127500 | 594500
[5 empty] | 128500594500 | 451 | 128500 | 594500
[5 empty] | 129500594500 | 451 | 129500 | 594500
[5 empty] | 130500594500 | 451 | 130500 | 594500
[5 empty] | 131500594500 | 451 | 131500 | 594500
[5 empty] | 132500594500 | 451 | 132500 | 594500
[5 empty] | 133500594500 | 451 | 133500 | 594500
[5 empty] | 134500594500 | 451 | 134500 | 594500
[5 empty] | 135500594500 | 451 | 135500 | 594500
[5 empty] | 136500594500 | 451 | 136500 | 594500
[5 empty] | 137500594500 | 451 | 137500 | 594500
[5 empty] | 138500594500 | 451 | 138500 | 594500
[5 empty] | 139500594500 | 451 | 139500 | 594500
[5 empty] | 140500594500 | 451 | 140500 | 594500
[5 empty] | 141500594500 | 451 | 141500 | 594500
[5 empty] | 142500594500 | 451 | 142500 | 594500
[5 empty] | 82500593500 | 451 | 82500 | 593500
[5 empty] | 83500593500 | 451 | 83500 | 593500
[5 empty] | 84500593500 | 451 | 84500 | 593500
[5 empty] | 85500593500 | 451 | 85500 | 593500
[5 empty] | 86500593500 | 451 | 86500 | 593500
[5 empty] | 87500593500 | 451 | 87500 | 593500
[5 empty] | 88500593500 | 451 | 88500 | 593500
[5 empty] | 89500593500 | 451 | 89500 | 593500
[5 empty] | 90500593500 | 451 | 90500 | 593500
[5 empty] | 91500593500 | 451 | 91500 | 593500
[5 empty] | 92500593500 | 451 | 92500 | 593500
[5 empty] | 93500593500 | 451 | 93500 | 593500
[5 empty] | 94500593500 | 451 | 94500 | 593500
[5 empty] | 95500593500 | 451 | 95500 | 593500
[5 empty] | 96500593500 | 451 | 96500 | 593500
[5 empty] | 97500593500 | 451 | 97500 | 593500
[5 empty] | 98500593500 | 451 | 98500 | 593500
[5 empty] | 99500593500 | 451 | 99500 | 593500
[5 empty] | 100500593500 | 451 | 100500 | 593500
[5 empty] | 101500593500 | 451 | 101500 | 593500
[5 empty] | 102500593500 | 451 | 102500 | 593500
[5 empty] | 103500593500 | 451 | 103500 | 593500
[5 empty] | 104500593500 | 451 | 104500 | 593500
[5 empty] | 105500593500 | 451 | 105500 | 593500
[5 empty] | 106500593500 | 451 | 106500 | 593500
[5 empty] | 107500593500 | 451 | 107500 | 593500
[5 empty] | 108500593500 | 451 | 108500 | 593500
[5 empty] | 109500593500 | 451 | 109500 | 593500
[5 empty] | 110500593500 | 451 | 110500 | 593500
[5 empty] | 111500593500 | 451 | 111500 | 593500
[5 empty] | 112500593500 | 451 | 112500 | 593500
[5 empty] | 113500593500 | 451 | 113500 | 593500
[5 empty] | 114500593500 | 451 | 114500 | 593500
[5 empty] | 115500593500 | 451 | 115500 | 593500
[5 empty] | 116500593500 | 451 | 116500 | 593500
[5 empty] | 117500593500 | 451 | 117500 | 593500
[5 empty] | 118500593500 | 451 | 118500 | 593500
[5 empty] | 119500593500 | 451 | 119500 | 593500
[5 empty] | 120500593500 | 451 | 120500 | 593500
[5 empty] | 121500593500 | 451 | 121500 | 593500
[5 empty] | 122500593500 | 451 | 122500 | 593500
[5 empty] | 123500593500 | 451 | 123500 | 593500
[5 empty] | 124500593500 | 451 | 124500 | 593500
[5 empty] | 125500593500 | 451 | 125500 | 593500
[5 empty] | 126500593500 | 451 | 126500 | 593500
[5 empty] | 127500593500 | 451 | 127500 | 593500
[5 empty] | 128500593500 | 451 | 128500 | 593500
[5 empty] | 129500593500 | 451 | 129500 | 593500
[5 empty] | 130500593500 | 451 | 130500 | 593500
[5 empty] | 131500593500 | 451 | 131500 | 593500
[5 empty] | 132500593500 | 451 | 132500 | 593500
[5 empty] | 133500593500 | 451 | 133500 | 593500
[5 empty] | 134500593500 | 451 | 134500 | 593500
[5 empty] | 135500593500 | 451 | 135500 | 593500
[5 empty] | 136500593500 | 451 | 136500 | 593500
[5 empty] | 137500593500 | 451 | 137500 | 593500
[5 empty] | 138500593500 | 451 | 138500 | 593500
[5 empty] | 139500593500 | 451 | 139500 | 593500
[5 empty] | 140500593500 | 451 | 140500 | 593500
[5 empty] | 141500593500 | 451 | 141500 | 593500
[5 empty] | 142500593500 | 451 | 142500 | 593500
[5 empty] | 143500593500 | 451 | 143500 | 593500
[5 empty] | 82500592500 | 451 | 82500 | 592500
[5 empty] | 83500592500 | 451 | 83500 | 592500
[5 empty] | 84500592500 | 451 | 84500 | 592500
[5 empty] | 85500592500 | 451 | 85500 | 592500
[5 empty] | 86500592500 | 451 | 86500 | 592500
[5 empty] | 87500592500 | 451 | 87500 | 592500
[5 empty] | 88500592500 | 451 | 88500 | 592500
[5 empty] | 89500592500 | 451 | 89500 | 592500
[5 empty] | 90500592500 | 451 | 90500 | 592500
[5 empty] | 91500592500 | 451 | 91500 | 592500
[5 empty] | 92500592500 | 451 | 92500 | 592500
[5 empty] | 93500592500 | 451 | 93500 | 592500
[5 empty] | 94500592500 | 451 | 94500 | 592500
[5 empty] | 95500592500 | 451 | 95500 | 592500
[5 empty] | 96500592500 | 451 | 96500 | 592500
[5 empty] | 97500592500 | 451 | 97500 | 592500
[5 empty] | 98500592500 | 451 | 98500 | 592500
[5 empty] | 99500592500 | 451 | 99500 | 592500
[5 empty] | 100500592500 | 451 | 100500 | 592500
[5 empty] | 101500592500 | 451 | 101500 | 592500
[5 empty] | 102500592500 | 451 | 102500 | 592500
[5 empty] | 103500592500 | 451 | 103500 | 592500
[5 empty] | 104500592500 | 451 | 104500 | 592500
[5 empty] | 105500592500 | 451 | 105500 | 592500
[5 empty] | 106500592500 | 451 | 106500 | 592500
[5 empty] | 107500592500 | 451 | 107500 | 592500
[5 empty] | 108500592500 | 451 | 108500 | 592500
[5 empty] | 109500592500 | 451 | 109500 | 592500
[5 empty] | 110500592500 | 451 | 110500 | 592500
[5 empty] | 111500592500 | 451 | 111500 | 592500
[5 empty] | 112500592500 | 451 | 112500 | 592500
[5 empty] | 113500592500 | 451 | 113500 | 592500
[5 empty] | 114500592500 | 451 | 114500 | 592500
[5 empty] | 115500592500 | 451 | 115500 | 592500
[5 empty] | 116500592500 | 451 | 116500 | 592500
[5 empty] | 117500592500 | 451 | 117500 | 592500
[5 empty] | 118500592500 | 451 | 118500 | 592500
[5 empty] | 119500592500 | 451 | 119500 | 592500
[5 empty] | 120500592500 | 451 | 120500 | 592500
[5 empty] | 121500592500 | 451 | 121500 | 592500
[5 empty] | 122500592500 | 451 | 122500 | 592500
[5 empty] | 123500592500 | 451 | 123500 | 592500
[5 empty] | 124500592500 | 451 | 124500 | 592500
[5 empty] | 125500592500 | 451 | 125500 | 592500
[5 empty] | 126500592500 | 451 | 126500 | 592500
[5 empty] | 127500592500 | 451 | 127500 | 592500
[5 empty] | 128500592500 | 451 | 128500 | 592500
[5 empty] | 129500592500 | 451 | 129500 | 592500
[5 empty] | 130500592500 | 451 | 130500 | 592500
[5 empty] | 131500592500 | 451 | 131500 | 592500
[5 empty] | 132500592500 | 451 | 132500 | 592500
[5 empty] | 133500592500 | 451 | 133500 | 592500
[5 empty] | 134500592500 | 451 | 134500 | 592500
[5 empty] | 135500592500 | 451 | 135500 | 592500
[5 empty] | 136500592500 | 451 | 136500 | 592500
[5 empty] | 137500592500 | 451 | 137500 | 592500
[5 empty] | 138500592500 | 451 | 138500 | 592500
[5 empty] | 139500592500 | 451 | 139500 | 592500
[5 empty] | 140500592500 | 451 | 140500 | 592500
[5 empty] | 141500592500 | 451 | 141500 | 592500
[5 empty] | 142500592500 | 451 | 142500 | 592500
[5 empty] | 143500592500 | 451 | 143500 | 592500
[5 empty] | 81500591500 | 451 | 81500 | 591500
[5 empty] | 82500591500 | 451 | 82500 | 591500
[5 empty] | 83500591500 | 451 | 83500 | 591500
[5 empty] | 84500591500 | 451 | 84500 | 591500
[5 empty] | 85500591500 | 451 | 85500 | 591500
[5 empty] | 86500591500 | 451 | 86500 | 591500
[5 empty] | 87500591500 | 451 | 87500 | 591500
[5 empty] | 88500591500 | 451 | 88500 | 591500
[5 empty] | 89500591500 | 451 | 89500 | 591500
[5 empty] | 90500591500 | 451 | 90500 | 591500
[5 empty] | 91500591500 | 451 | 91500 | 591500
[5 empty] | 92500591500 | 451 | 92500 | 591500
[5 empty] | 93500591500 | 451 | 93500 | 591500
[5 empty] | 94500591500 | 451 | 94500 | 591500
[5 empty] | 95500591500 | 451 | 95500 | 591500
[5 empty] | 96500591500 | 451 | 96500 | 591500
[5 empty] | 97500591500 | 451 | 97500 | 591500
[5 empty] | 98500591500 | 451 | 98500 | 591500
[5 empty] | 99500591500 | 451 | 99500 | 591500
[5 empty] | 100500591500 | 451 | 100500 | 591500
[5 empty] | 101500591500 | 451 | 101500 | 591500
[5 empty] | 102500591500 | 451 | 102500 | 591500
[5 empty] | 103500591500 | 451 | 103500 | 591500
[5 empty] | 104500591500 | 451 | 104500 | 591500
[5 empty] | 105500591500 | 451 | 105500 | 591500
[5 empty] | 106500591500 | 451 | 106500 | 591500
[5 empty] | 107500591500 | 451 | 107500 | 591500
[5 empty] | 108500591500 | 451 | 108500 | 591500
[5 empty] | 109500591500 | 451 | 109500 | 591500
[5 empty] | 110500591500 | 451 | 110500 | 591500
[5 empty] | 111500591500 | 451 | 111500 | 591500
[5 empty] | 112500591500 | 451 | 112500 | 591500
[5 empty] | 113500591500 | 451 | 113500 | 591500
[5 empty] | 114500591500 | 451 | 114500 | 591500
[5 empty] | 115500591500 | 451 | 115500 | 591500
[5 empty] | 116500591500 | 451 | 116500 | 591500
[5 empty] | 117500591500 | 451 | 117500 | 591500
[5 empty] | 118500591500 | 451 | 118500 | 591500
[5 empty] | 119500591500 | 451 | 119500 | 591500
[5 empty] | 120500591500 | 451 | 120500 | 591500
[5 empty] | 121500591500 | 451 | 121500 | 591500
[5 empty] | 122500591500 | 451 | 122500 | 591500
[5 empty] | 123500591500 | 451 | 123500 | 591500
[5 empty] | 124500591500 | 451 | 124500 | 591500
[5 empty] | 125500591500 | 451 | 125500 | 591500
[5 empty] | 126500591500 | 451 | 126500 | 591500
[5 empty] | 127500591500 | 451 | 127500 | 591500
[5 empty] | 128500591500 | 451 | 128500 | 591500
[5 empty] | 129500591500 | 451 | 129500 | 591500
[5 empty] | 130500591500 | 451 | 130500 | 591500
[5 empty] | 131500591500 | 451 | 131500 | 591500
[5 empty] | 132500591500 | 451 | 132500 | 591500
[5 empty] | 133500591500 | 451 | 133500 | 591500
[5 empty] | 134500591500 | 451 | 134500 | 591500
[5 empty] | 135500591500 | 451 | 135500 | 591500
[5 empty] | 136500591500 | 451 | 136500 | 591500
[5 empty] | 137500591500 | 451 | 137500 | 591500
[5 empty] | 138500591500 | 451 | 138500 | 591500
[5 empty] | 139500591500 | 451 | 139500 | 591500
[5 empty] | 140500591500 | 451 | 140500 | 591500
[5 empty] | 141500591500 | 451 | 141500 | 591500
[5 empty] | 142500591500 | 451 | 142500 | 591500
[5 empty] | 143500591500 | 451 | 143500 | 591500
[5 empty] | 79500590500 | 451 | 79500 | 590500
[5 empty] | 80500590500 | 451 | 80500 | 590500
[5 empty] | 81500590500 | 451 | 81500 | 590500
[5 empty] | 82500590500 | 451 | 82500 | 590500
[5 empty] | 83500590500 | 451 | 83500 | 590500
[5 empty] | 84500590500 | 451 | 84500 | 590500
[5 empty] | 85500590500 | 451 | 85500 | 590500
[5 empty] | 86500590500 | 451 | 86500 | 590500
[5 empty] | 87500590500 | 451 | 87500 | 590500
[5 empty] | 88500590500 | 451 | 88500 | 590500
[5 empty] | 89500590500 | 451 | 89500 | 590500
[5 empty] | 90500590500 | 451 | 90500 | 590500
[5 empty] | 91500590500 | 451 | 91500 | 590500
[5 empty] | 92500590500 | 451 | 92500 | 590500
[5 empty] | 93500590500 | 451 | 93500 | 590500
[5 empty] | 94500590500 | 451 | 94500 | 590500
[5 empty] | 95500590500 | 451 | 95500 | 590500
[5 empty] | 96500590500 | 451 | 96500 | 590500
[5 empty] | 97500590500 | 451 | 97500 | 590500
[5 empty] | 98500590500 | 451 | 98500 | 590500
[5 empty] | 99500590500 | 451 | 99500 | 590500
[5 empty] | 100500590500 | 451 | 100500 | 590500
[5 empty] | 101500590500 | 451 | 101500 | 590500
[5 empty] | 102500590500 | 451 | 102500 | 590500
[5 empty] | 103500590500 | 451 | 103500 | 590500
[5 empty] | 104500590500 | 451 | 104500 | 590500
[5 empty] | 105500590500 | 451 | 105500 | 590500
[5 empty] | 106500590500 | 451 | 106500 | 590500
[5 empty] | 107500590500 | 451 | 107500 | 590500
[5 empty] | 108500590500 | 451 | 108500 | 590500
[5 empty] | 109500590500 | 451 | 109500 | 590500
[5 empty] | 110500590500 | 451 | 110500 | 590500
[5 empty] | 111500590500 | 451 | 111500 | 590500
[5 empty] | 112500590500 | 451 | 112500 | 590500
[5 empty] | 113500590500 | 451 | 113500 | 590500
[5 empty] | 114500590500 | 451 | 114500 | 590500
[5 empty] | 115500590500 | 451 | 115500 | 590500
[5 empty] | 116500590500 | 451 | 116500 | 590500
[5 empty] | 117500590500 | 451 | 117500 | 590500
[5 empty] | 118500590500 | 451 | 118500 | 590500
[5 empty] | 119500590500 | 451 | 119500 | 590500
[5 empty] | 120500590500 | 451 | 120500 | 590500
[5 empty] | 121500590500 | 451 | 121500 | 590500
[5 empty] | 122500590500 | 451 | 122500 | 590500
[5 empty] | 123500590500 | 451 | 123500 | 590500
[5 empty] | 124500590500 | 451 | 124500 | 590500
[5 empty] | 125500590500 | 451 | 125500 | 590500
[5 empty] | 126500590500 | 451 | 126500 | 590500
[5 empty] | 127500590500 | 451 | 127500 | 590500
[5 empty] | 128500590500 | 451 | 128500 | 590500
[5 empty] | 129500590500 | 451 | 129500 | 590500
[5 empty] | 130500590500 | 451 | 130500 | 590500
[5 empty] | 131500590500 | 451 | 131500 | 590500
[5 empty] | 132500590500 | 451 | 132500 | 590500
[5 empty] | 133500590500 | 451 | 133500 | 590500
[5 empty] | 134500590500 | 451 | 134500 | 590500
[5 empty] | 135500590500 | 451 | 135500 | 590500
[5 empty] | 136500590500 | 451 | 136500 | 590500
[5 empty] | 137500590500 | 451 | 137500 | 590500
[5 empty] | 138500590500 | 451 | 138500 | 590500
[5 empty] | 139500590500 | 451 | 139500 | 590500
[5 empty] | 140500590500 | 451 | 140500 | 590500
[5 empty] | 141500590500 | 451 | 141500 | 590500
[5 empty] | 142500590500 | 451 | 142500 | 590500
[5 empty] | 143500590500 | 451 | 143500 | 590500
[5 empty] | 79500589500 | 451 | 79500 | 589500
[5 empty] | 80500589500 | 451 | 80500 | 589500
[5 empty] | 81500589500 | 451 | 81500 | 589500
[5 empty] | 82500589500 | 451 | 82500 | 589500
[5 empty] | 83500589500 | 451 | 83500 | 589500
[5 empty] | 84500589500 | 451 | 84500 | 589500
[5 empty] | 85500589500 | 451 | 85500 | 589500
[5 empty] | 86500589500 | 451 | 86500 | 589500
[5 empty] | 87500589500 | 451 | 87500 | 589500
[5 empty] | 88500589500 | 451 | 88500 | 589500
[5 empty] | 89500589500 | 451 | 89500 | 589500
[5 empty] | 90500589500 | 451 | 90500 | 589500
[5 empty] | 91500589500 | 451 | 91500 | 589500
[5 empty] | 92500589500 | 451 | 92500 | 589500
[5 empty] | 93500589500 | 451 | 93500 | 589500
[5 empty] | 94500589500 | 451 | 94500 | 589500
[5 empty] | 95500589500 | 451 | 95500 | 589500
[5 empty] | 96500589500 | 451 | 96500 | 589500
[5 empty] | 97500589500 | 451 | 97500 | 589500
[5 empty] | 98500589500 | 451 | 98500 | 589500
[5 empty] | 99500589500 | 451 | 99500 | 589500
[5 empty] | 100500589500 | 451 | 100500 | 589500
[5 empty] | 101500589500 | 451 | 101500 | 589500
[5 empty] | 102500589500 | 451 | 102500 | 589500
[5 empty] | 103500589500 | 451 | 103500 | 589500
[5 empty] | 104500589500 | 451 | 104500 | 589500
[5 empty] | 105500589500 | 451 | 105500 | 589500
[5 empty] | 106500589500 | 451 | 106500 | 589500
[5 empty] | 107500589500 | 451 | 107500 | 589500
[5 empty] | 108500589500 | 451 | 108500 | 589500
[5 empty] | 109500589500 | 451 | 109500 | 589500
[5 empty] | 110500589500 | 451 | 110500 | 589500
[5 empty] | 111500589500 | 451 | 111500 | 589500
[5 empty] | 112500589500 | 451 | 112500 | 589500
[5 empty] | 113500589500 | 451 | 113500 | 589500
[5 empty] | 114500589500 | 451 | 114500 | 589500
[5 empty] | 115500589500 | 451 | 115500 | 589500
[5 empty] | 116500589500 | 451 | 116500 | 589500
[5 empty] | 117500589500 | 451 | 117500 | 589500
[5 empty] | 118500589500 | 451 | 118500 | 589500
[5 empty] | 119500589500 | 451 | 119500 | 589500
[5 empty] | 120500589500 | 451 | 120500 | 589500
[5 empty] | 121500589500 | 451 | 121500 | 589500
[5 empty] | 122500589500 | 451 | 122500 | 589500
[5 empty] | 123500589500 | 451 | 123500 | 589500
[5 empty] | 124500589500 | 451 | 124500 | 589500
[5 empty] | 125500589500 | 451 | 125500 | 589500
[5 empty] | 126500589500 | 451 | 126500 | 589500
[5 empty] | 127500589500 | 451 | 127500 | 589500
[5 empty] | 128500589500 | 451 | 128500 | 589500
[5 empty] | 129500589500 | 451 | 129500 | 589500
[5 empty] | 130500589500 | 451 | 130500 | 589500
[5 empty] | 131500589500 | 451 | 131500 | 589500
[5 empty] | 132500589500 | 451 | 132500 | 589500
[5 empty] | 133500589500 | 451 | 133500 | 589500
[5 empty] | 134500589500 | 451 | 134500 | 589500
[5 empty] | 135500589500 | 451 | 135500 | 589500
[5 empty] | 136500589500 | 451 | 136500 | 589500
[5 empty] | 137500589500 | 451 | 137500 | 589500
[5 empty] | 138500589500 | 451 | 138500 | 589500
[5 empty] | 139500589500 | 451 | 139500 | 589500
[5 empty] | 140500589500 | 451 | 140500 | 589500
[5 empty] | 141500589500 | 451 | 141500 | 589500
[5 empty] | 142500589500 | 451 | 142500 | 589500
[5 empty] | 143500589500 | 451 | 143500 | 589500
[5 empty] | 79500588500 | 451 | 79500 | 588500
[5 empty] | 80500588500 | 451 | 80500 | 588500
[5 empty] | 81500588500 | 451 | 81500 | 588500
[5 empty] | 82500588500 | 451 | 82500 | 588500
[5 empty] | 83500588500 | 451 | 83500 | 588500
[5 empty] | 84500588500 | 451 | 84500 | 588500
[5 empty] | 85500588500 | 451 | 85500 | 588500
[5 empty] | 86500588500 | 451 | 86500 | 588500
[5 empty] | 87500588500 | 451 | 87500 | 588500
[5 empty] | 88500588500 | 451 | 88500 | 588500
[5 empty] | 89500588500 | 451 | 89500 | 588500
[5 empty] | 90500588500 | 451 | 90500 | 588500
[5 empty] | 91500588500 | 451 | 91500 | 588500
[5 empty] | 92500588500 | 451 | 92500 | 588500
[5 empty] | 93500588500 | 451 | 93500 | 588500
[5 empty] | 94500588500 | 451 | 94500 | 588500
[5 empty] | 95500588500 | 451 | 95500 | 588500
[5 empty] | 96500588500 | 451 | 96500 | 588500
[5 empty] | 97500588500 | 451 | 97500 | 588500
[5 empty] | 98500588500 | 451 | 98500 | 588500
[5 empty] | 99500588500 | 451 | 99500 | 588500
[5 empty] | 100500588500 | 451 | 100500 | 588500
[5 empty] | 101500588500 | 451 | 101500 | 588500
[5 empty] | 102500588500 | 451 | 102500 | 588500
[5 empty] | 103500588500 | 451 | 103500 | 588500
[5 empty] | 104500588500 | 451 | 104500 | 588500
[5 empty] | 105500588500 | 451 | 105500 | 588500
[5 empty] | 106500588500 | 451 | 106500 | 588500
[5 empty] | 107500588500 | 451 | 107500 | 588500
[5 empty] | 108500588500 | 451 | 108500 | 588500
[5 empty] | 109500588500 | 451 | 109500 | 588500
[5 empty] | 110500588500 | 451 | 110500 | 588500
[5 empty] | 111500588500 | 451 | 111500 | 588500
[5 empty] | 112500588500 | 451 | 112500 | 588500
[5 empty] | 113500588500 | 451 | 113500 | 588500
[5 empty] | 114500588500 | 451 | 114500 | 588500
[5 empty] | 115500588500 | 451 | 115500 | 588500
[5 empty] | 116500588500 | 451 | 116500 | 588500
[5 empty] | 117500588500 | 451 | 117500 | 588500
[5 empty] | 118500588500 | 451 | 118500 | 588500
[5 empty] | 119500588500 | 451 | 119500 | 588500
[5 empty] | 120500588500 | 451 | 120500 | 588500
[5 empty] | 121500588500 | 451 | 121500 | 588500
[5 empty] | 122500588500 | 451 | 122500 | 588500
[5 empty] | 123500588500 | 451 | 123500 | 588500
[5 empty] | 124500588500 | 451 | 124500 | 588500
[5 empty] | 125500588500 | 451 | 125500 | 588500
[5 empty] | 126500588500 | 451 | 126500 | 588500
[5 empty] | 127500588500 | 451 | 127500 | 588500
[5 empty] | 128500588500 | 451 | 128500 | 588500
[5 empty] | 129500588500 | 451 | 129500 | 588500
[5 empty] | 130500588500 | 451 | 130500 | 588500
[5 empty] | 131500588500 | 451 | 131500 | 588500
[5 empty] | 132500588500 | 451 | 132500 | 588500
[5 empty] | 133500588500 | 451 | 133500 | 588500
[5 empty] | 134500588500 | 451 | 134500 | 588500
[5 empty] | 135500588500 | 451 | 135500 | 588500
[5 empty] | 136500588500 | 451 | 136500 | 588500
[5 empty] | 137500588500 | 451 | 137500 | 588500
[5 empty] | 138500588500 | 451 | 138500 | 588500
[5 empty] | 139500588500 | 451 | 139500 | 588500
[5 empty] | 140500588500 | 451 | 140500 | 588500
[5 empty] | 141500588500 | 451 | 141500 | 588500
[5 empty] | 142500588500 | 451 | 142500 | 588500
[5 empty] | 79500587500 | 451 | 79500 | 587500
[5 empty] | 80500587500 | 451 | 80500 | 587500
[5 empty] | 81500587500 | 451 | 81500 | 587500
[5 empty] | 82500587500 | 451 | 82500 | 587500
[5 empty] | 83500587500 | 451 | 83500 | 587500
[5 empty] | 84500587500 | 451 | 84500 | 587500
[5 empty] | 85500587500 | 451 | 85500 | 587500
[5 empty] | 86500587500 | 451 | 86500 | 587500
[5 empty] | 87500587500 | 451 | 87500 | 587500
[5 empty] | 88500587500 | 451 | 88500 | 587500
[5 empty] | 89500587500 | 451 | 89500 | 587500
[5 empty] | 90500587500 | 451 | 90500 | 587500
[5 empty] | 91500587500 | 451 | 91500 | 587500
[5 empty] | 92500587500 | 451 | 92500 | 587500
[5 empty] | 93500587500 | 451 | 93500 | 587500
[5 empty] | 94500587500 | 451 | 94500 | 587500
[5 empty] | 95500587500 | 451 | 95500 | 587500
[5 empty] | 96500587500 | 451 | 96500 | 587500
[5 empty] | 97500587500 | 451 | 97500 | 587500
[5 empty] | 98500587500 | 451 | 98500 | 587500
[5 empty] | 99500587500 | 451 | 99500 | 587500
[5 empty] | 100500587500 | 451 | 100500 | 587500
[5 empty] | 101500587500 | 451 | 101500 | 587500
[5 empty] | 102500587500 | 451 | 102500 | 587500
[5 empty] | 103500587500 | 451 | 103500 | 587500
[5 empty] | 104500587500 | 451 | 104500 | 587500
[5 empty] | 105500587500 | 451 | 105500 | 587500
[5 empty] | 106500587500 | 451 | 106500 | 587500
[5 empty] | 107500587500 | 451 | 107500 | 587500
[5 empty] | 108500587500 | 451 | 108500 | 587500
[5 empty] | 109500587500 | 451 | 109500 | 587500
[5 empty] | 110500587500 | 451 | 110500 | 587500
[5 empty] | 111500587500 | 451 | 111500 | 587500
[5 empty] | 112500587500 | 451 | 112500 | 587500
[5 empty] | 113500587500 | 451 | 113500 | 587500
[5 empty] | 114500587500 | 451 | 114500 | 587500
[5 empty] | 115500587500 | 451 | 115500 | 587500
[5 empty] | 116500587500 | 451 | 116500 | 587500
[5 empty] | 117500587500 | 451 | 117500 | 587500
[5 empty] | 118500587500 | 451 | 118500 | 587500
[5 empty] | 119500587500 | 451 | 119500 | 587500
[5 empty] | 120500587500 | 451 | 120500 | 587500
[5 empty] | 121500587500 | 451 | 121500 | 587500
[5 empty] | 122500587500 | 451 | 122500 | 587500
[5 empty] | 123500587500 | 451 | 123500 | 587500
[5 empty] | 124500587500 | 451 | 124500 | 587500
[5 empty] | 125500587500 | 451 | 125500 | 587500
[5 empty] | 126500587500 | 451 | 126500 | 587500
[5 empty] | 127500587500 | 451 | 127500 | 587500
[5 empty] | 128500587500 | 451 | 128500 | 587500
[5 empty] | 129500587500 | 451 | 129500 | 587500
[5 empty] | 130500587500 | 451 | 130500 | 587500
[5 empty] | 131500587500 | 451 | 131500 | 587500
[5 empty] | 132500587500 | 451 | 132500 | 587500
[5 empty] | 133500587500 | 451 | 133500 | 587500
[5 empty] | 134500587500 | 451 | 134500 | 587500
[5 empty] | 135500587500 | 451 | 135500 | 587500
[5 empty] | 136500587500 | 451 | 136500 | 587500
[5 empty] | 137500587500 | 451 | 137500 | 587500
[5 empty] | 138500587500 | 451 | 138500 | 587500
[5 empty] | 139500587500 | 451 | 139500 | 587500
[5 empty] | 140500587500 | 451 | 140500 | 587500
[5 empty] | 141500587500 | 451 | 141500 | 587500
[5 empty] | 142500587500 | 451 | 142500 | 587500
[5 empty] | 78500586500 | 451 | 78500 | 586500
[5 empty] | 79500586500 | 451 | 79500 | 586500
[5 empty] | 80500586500 | 451 | 80500 | 586500
[5 empty] | 81500586500 | 451 | 81500 | 586500
[5 empty] | 82500586500 | 451 | 82500 | 586500
[5 empty] | 83500586500 | 451 | 83500 | 586500
[5 empty] | 84500586500 | 451 | 84500 | 586500
[5 empty] | 85500586500 | 451 | 85500 | 586500
[5 empty] | 86500586500 | 451 | 86500 | 586500
[5 empty] | 87500586500 | 451 | 87500 | 586500
[5 empty] | 88500586500 | 451 | 88500 | 586500
[5 empty] | 89500586500 | 451 | 89500 | 586500
[5 empty] | 90500586500 | 451 | 90500 | 586500
[5 empty] | 91500586500 | 451 | 91500 | 586500
[5 empty] | 92500586500 | 451 | 92500 | 586500
[5 empty] | 93500586500 | 451 | 93500 | 586500
[5 empty] | 94500586500 | 451 | 94500 | 586500
[5 empty] | 95500586500 | 451 | 95500 | 586500
[5 empty] | 96500586500 | 451 | 96500 | 586500
[5 empty] | 97500586500 | 451 | 97500 | 586500
[5 empty] | 98500586500 | 451 | 98500 | 586500
[5 empty] | 99500586500 | 451 | 99500 | 586500
[5 empty] | 100500586500 | 451 | 100500 | 586500
[5 empty] | 101500586500 | 451 | 101500 | 586500
[5 empty] | 102500586500 | 451 | 102500 | 586500
[5 empty] | 103500586500 | 451 | 103500 | 586500
[5 empty] | 104500586500 | 451 | 104500 | 586500
[5 empty] | 105500586500 | 451 | 105500 | 586500
[5 empty] | 106500586500 | 451 | 106500 | 586500
[5 empty] | 107500586500 | 451 | 107500 | 586500
[5 empty] | 108500586500 | 451 | 108500 | 586500
[5 empty] | 109500586500 | 451 | 109500 | 586500
[5 empty] | 110500586500 | 451 | 110500 | 586500
[5 empty] | 111500586500 | 451 | 111500 | 586500
[5 empty] | 112500586500 | 451 | 112500 | 586500
[5 empty] | 113500586500 | 451 | 113500 | 586500
[5 empty] | 114500586500 | 451 | 114500 | 586500
[5 empty] | 115500586500 | 451 | 115500 | 586500
[5 empty] | 116500586500 | 451 | 116500 | 586500
[5 empty] | 117500586500 | 451 | 117500 | 586500
[5 empty] | 118500586500 | 451 | 118500 | 586500
[5 empty] | 119500586500 | 451 | 119500 | 586500
[5 empty] | 120500586500 | 451 | 120500 | 586500
[5 empty] | 121500586500 | 451 | 121500 | 586500
[5 empty] | 122500586500 | 451 | 122500 | 586500
[5 empty] | 123500586500 | 451 | 123500 | 586500
[5 empty] | 124500586500 | 451 | 124500 | 586500
[5 empty] | 125500586500 | 451 | 125500 | 586500
[5 empty] | 126500586500 | 451 | 126500 | 586500
[5 empty] | 127500586500 | 451 | 127500 | 586500
[5 empty] | 128500586500 | 451 | 128500 | 586500
[5 empty] | 129500586500 | 451 | 129500 | 586500
[5 empty] | 130500586500 | 451 | 130500 | 586500
[5 empty] | 131500586500 | 451 | 131500 | 586500
[5 empty] | 132500586500 | 451 | 132500 | 586500
[5 empty] | 133500586500 | 451 | 133500 | 586500
[5 empty] | 134500586500 | 451 | 134500 | 586500
[5 empty] | 135500586500 | 451 | 135500 | 586500
[5 empty] | 136500586500 | 451 | 136500 | 586500
[5 empty] | 137500586500 | 451 | 137500 | 586500
[5 empty] | 138500586500 | 451 | 138500 | 586500
[5 empty] | 139500586500 | 451 | 139500 | 586500
[5 empty] | 140500586500 | 451 | 140500 | 586500
[5 empty] | 141500586500 | 451 | 141500 | 586500
[5 empty] | 142500586500 | 451 | 142500 | 586500
[5 empty] | 77500585500 | 451 | 77500 | 585500
[5 empty] | 78500585500 | 451 | 78500 | 585500
[5 empty] | 79500585500 | 451 | 79500 | 585500
[5 empty] | 80500585500 | 451 | 80500 | 585500
[5 empty] | 81500585500 | 451 | 81500 | 585500
[5 empty] | 82500585500 | 451 | 82500 | 585500
[5 empty] | 83500585500 | 451 | 83500 | 585500
[5 empty] | 84500585500 | 451 | 84500 | 585500
[5 empty] | 85500585500 | 451 | 85500 | 585500
[5 empty] | 86500585500 | 451 | 86500 | 585500
[5 empty] | 87500585500 | 451 | 87500 | 585500
[5 empty] | 88500585500 | 451 | 88500 | 585500
[5 empty] | 89500585500 | 451 | 89500 | 585500
[5 empty] | 90500585500 | 451 | 90500 | 585500
[5 empty] | 91500585500 | 451 | 91500 | 585500
[5 empty] | 92500585500 | 451 | 92500 | 585500
[5 empty] | 93500585500 | 451 | 93500 | 585500
[5 empty] | 94500585500 | 451 | 94500 | 585500
[5 empty] | 95500585500 | 451 | 95500 | 585500
[5 empty] | 96500585500 | 451 | 96500 | 585500
[5 empty] | 97500585500 | 451 | 97500 | 585500
[5 empty] | 98500585500 | 451 | 98500 | 585500
[5 empty] | 99500585500 | 451 | 99500 | 585500
[5 empty] | 100500585500 | 451 | 100500 | 585500
[5 empty] | 101500585500 | 451 | 101500 | 585500
[5 empty] | 102500585500 | 451 | 102500 | 585500
[5 empty] | 103500585500 | 451 | 103500 | 585500
[5 empty] | 104500585500 | 451 | 104500 | 585500
[5 empty] | 105500585500 | 451 | 105500 | 585500
[5 empty] | 106500585500 | 451 | 106500 | 585500
[5 empty] | 107500585500 | 451 | 107500 | 585500
[5 empty] | 108500585500 | 451 | 108500 | 585500
[5 empty] | 109500585500 | 451 | 109500 | 585500
[5 empty] | 110500585500 | 451 | 110500 | 585500
[5 empty] | 111500585500 | 451 | 111500 | 585500
[5 empty] | 112500585500 | 451 | 112500 | 585500
[5 empty] | 113500585500 | 451 | 113500 | 585500
[5 empty] | 114500585500 | 451 | 114500 | 585500
[5 empty] | 115500585500 | 451 | 115500 | 585500
[5 empty] | 116500585500 | 451 | 116500 | 585500
[5 empty] | 117500585500 | 451 | 117500 | 585500
[5 empty] | 118500585500 | 451 | 118500 | 585500
[5 empty] | 119500585500 | 451 | 119500 | 585500
[5 empty] | 120500585500 | 451 | 120500 | 585500
[5 empty] | 121500585500 | 451 | 121500 | 585500
[5 empty] | 122500585500 | 451 | 122500 | 585500
[5 empty] | 123500585500 | 451 | 123500 | 585500
[5 empty] | 124500585500 | 451 | 124500 | 585500
[5 empty] | 125500585500 | 451 | 125500 | 585500
[5 empty] | 126500585500 | 451 | 126500 | 585500
[5 empty] | 127500585500 | 451 | 127500 | 585500
[5 empty] | 128500585500 | 451 | 128500 | 585500
[5 empty] | 129500585500 | 451 | 129500 | 585500
[5 empty] | 130500585500 | 451 | 130500 | 585500
[5 empty] | 131500585500 | 451 | 131500 | 585500
[5 empty] | 132500585500 | 451 | 132500 | 585500
[5 empty] | 133500585500 | 451 | 133500 | 585500
[5 empty] | 134500585500 | 451 | 134500 | 585500
[5 empty] | 135500585500 | 451 | 135500 | 585500
[5 empty] | 136500585500 | 451 | 136500 | 585500
[5 empty] | 137500585500 | 451 | 137500 | 585500
[5 empty] | 138500585500 | 451 | 138500 | 585500
[5 empty] | 139500585500 | 451 | 139500 | 585500
[5 empty] | 140500585500 | 451 | 140500 | 585500
[5 empty] | 141500585500 | 451 | 141500 | 585500
[5 empty] | 142500585500 | 451 | 142500 | 585500
[5 empty] | 71500584500 | 451 | 71500 | 584500
[5 empty] | 72500584500 | 451 | 72500 | 584500
[5 empty] | 73500584500 | 451 | 73500 | 584500
[5 empty] | 74500584500 | 451 | 74500 | 584500
[5 empty] | 75500584500 | 451 | 75500 | 584500
[5 empty] | 76500584500 | 451 | 76500 | 584500
[5 empty] | 77500584500 | 451 | 77500 | 584500
[5 empty] | 78500584500 | 451 | 78500 | 584500
[5 empty] | 79500584500 | 451 | 79500 | 584500
[5 empty] | 80500584500 | 451 | 80500 | 584500
[5 empty] | 81500584500 | 451 | 81500 | 584500
[5 empty] | 82500584500 | 451 | 82500 | 584500
[5 empty] | 83500584500 | 451 | 83500 | 584500
[5 empty] | 84500584500 | 451 | 84500 | 584500
[5 empty] | 85500584500 | 451 | 85500 | 584500
[5 empty] | 86500584500 | 451 | 86500 | 584500
[5 empty] | 87500584500 | 451 | 87500 | 584500
[5 empty] | 88500584500 | 451 | 88500 | 584500
[5 empty] | 89500584500 | 451 | 89500 | 584500
[5 empty] | 90500584500 | 451 | 90500 | 584500
[5 empty] | 91500584500 | 451 | 91500 | 584500
[5 empty] | 92500584500 | 451 | 92500 | 584500
[5 empty] | 93500584500 | 451 | 93500 | 584500
[5 empty] | 94500584500 | 451 | 94500 | 584500
[5 empty] | 95500584500 | 451 | 95500 | 584500
[5 empty] | 96500584500 | 451 | 96500 | 584500
[5 empty] | 97500584500 | 451 | 97500 | 584500
[5 empty] | 98500584500 | 451 | 98500 | 584500
[5 empty] | 99500584500 | 451 | 99500 | 584500
[5 empty] | 100500584500 | 451 | 100500 | 584500
[5 empty] | 101500584500 | 451 | 101500 | 584500
[5 empty] | 102500584500 | 451 | 102500 | 584500
[5 empty] | 103500584500 | 451 | 103500 | 584500
[5 empty] | 104500584500 | 451 | 104500 | 584500
[5 empty] | 105500584500 | 451 | 105500 | 584500
[5 empty] | 106500584500 | 451 | 106500 | 584500
[5 empty] | 107500584500 | 451 | 107500 | 584500
[5 empty] | 108500584500 | 451 | 108500 | 584500
[5 empty] | 109500584500 | 451 | 109500 | 584500
[5 empty] | 110500584500 | 451 | 110500 | 584500
[5 empty] | 111500584500 | 451 | 111500 | 584500
[5 empty] | 112500584500 | 451 | 112500 | 584500
[5 empty] | 113500584500 | 451 | 113500 | 584500
[5 empty] | 114500584500 | 451 | 114500 | 584500
[5 empty] | 115500584500 | 451 | 115500 | 584500
[5 empty] | 116500584500 | 451 | 116500 | 584500
[5 empty] | 117500584500 | 451 | 117500 | 584500
[5 empty] | 118500584500 | 451 | 118500 | 584500
[5 empty] | 119500584500 | 451 | 119500 | 584500
[5 empty] | 120500584500 | 451 | 120500 | 584500
[5 empty] | 121500584500 | 451 | 121500 | 584500
[5 empty] | 122500584500 | 451 | 122500 | 584500
[5 empty] | 123500584500 | 451 | 123500 | 584500
[5 empty] | 124500584500 | 451 | 124500 | 584500
[5 empty] | 125500584500 | 451 | 125500 | 584500
[5 empty] | 126500584500 | 451 | 126500 | 584500
[5 empty] | 127500584500 | 451 | 127500 | 584500
[5 empty] | 128500584500 | 451 | 128500 | 584500
[5 empty] | 129500584500 | 451 | 129500 | 584500
[5 empty] | 130500584500 | 451 | 130500 | 584500
[5 empty] | 131500584500 | 451 | 131500 | 584500
[5 empty] | 132500584500 | 451 | 132500 | 584500
[5 empty] | 133500584500 | 451 | 133500 | 584500
[5 empty] | 134500584500 | 451 | 134500 | 584500
[5 empty] | 135500584500 | 451 | 135500 | 584500
[5 empty] | 136500584500 | 451 | 136500 | 584500
[5 empty] | 137500584500 | 451 | 137500 | 584500
[5 empty] | 138500584500 | 451 | 138500 | 584500
[5 empty] | 139500584500 | 451 | 139500 | 584500
[5 empty] | 140500584500 | 451 | 140500 | 584500
[5 empty] | 141500584500 | 451 | 141500 | 584500
[5 empty] | 71500583500 | 451 | 71500 | 583500
[5 empty] | 72500583500 | 451 | 72500 | 583500
[5 empty] | 73500583500 | 451 | 73500 | 583500
[5 empty] | 74500583500 | 451 | 74500 | 583500
[5 empty] | 75500583500 | 451 | 75500 | 583500
[5 empty] | 76500583500 | 451 | 76500 | 583500
[5 empty] | 77500583500 | 451 | 77500 | 583500
[5 empty] | 78500583500 | 451 | 78500 | 583500
[5 empty] | 79500583500 | 451 | 79500 | 583500
[5 empty] | 80500583500 | 451 | 80500 | 583500
[5 empty] | 81500583500 | 451 | 81500 | 583500
[5 empty] | 82500583500 | 451 | 82500 | 583500
[5 empty] | 83500583500 | 451 | 83500 | 583500
[5 empty] | 84500583500 | 451 | 84500 | 583500
[5 empty] | 85500583500 | 451 | 85500 | 583500
[5 empty] | 86500583500 | 451 | 86500 | 583500
[5 empty] | 87500583500 | 451 | 87500 | 583500
[5 empty] | 88500583500 | 451 | 88500 | 583500
[5 empty] | 89500583500 | 451 | 89500 | 583500
[5 empty] | 90500583500 | 451 | 90500 | 583500
[5 empty] | 91500583500 | 451 | 91500 | 583500
[5 empty] | 92500583500 | 451 | 92500 | 583500
[5 empty] | 93500583500 | 451 | 93500 | 583500
[5 empty] | 94500583500 | 451 | 94500 | 583500
[5 empty] | 95500583500 | 451 | 95500 | 583500
[5 empty] | 96500583500 | 451 | 96500 | 583500
[5 empty] | 97500583500 | 451 | 97500 | 583500
[5 empty] | 98500583500 | 451 | 98500 | 583500
[5 empty] | 99500583500 | 451 | 99500 | 583500
[5 empty] | 100500583500 | 451 | 100500 | 583500
[5 empty] | 101500583500 | 451 | 101500 | 583500
[5 empty] | 102500583500 | 451 | 102500 | 583500
[5 empty] | 103500583500 | 451 | 103500 | 583500
[5 empty] | 104500583500 | 451 | 104500 | 583500
[5 empty] | 105500583500 | 451 | 105500 | 583500
[5 empty] | 106500583500 | 451 | 106500 | 583500
[5 empty] | 107500583500 | 451 | 107500 | 583500
[5 empty] | 108500583500 | 451 | 108500 | 583500
[5 empty] | 109500583500 | 451 | 109500 | 583500
[5 empty] | 110500583500 | 451 | 110500 | 583500
[5 empty] | 111500583500 | 451 | 111500 | 583500
[5 empty] | 112500583500 | 451 | 112500 | 583500
[5 empty] | 113500583500 | 451 | 113500 | 583500
[5 empty] | 114500583500 | 451 | 114500 | 583500
[5 empty] | 115500583500 | 451 | 115500 | 583500
[5 empty] | 116500583500 | 451 | 116500 | 583500
[5 empty] | 117500583500 | 451 | 117500 | 583500
[5 empty] | 118500583500 | 451 | 118500 | 583500
[5 empty] | 119500583500 | 451 | 119500 | 583500
[5 empty] | 120500583500 | 451 | 120500 | 583500
[5 empty] | 121500583500 | 451 | 121500 | 583500
[5 empty] | 122500583500 | 451 | 122500 | 583500
[5 empty] | 123500583500 | 451 | 123500 | 583500
[5 empty] | 124500583500 | 451 | 124500 | 583500
[5 empty] | 125500583500 | 451 | 125500 | 583500
[5 empty] | 126500583500 | 451 | 126500 | 583500
[5 empty] | 127500583500 | 451 | 127500 | 583500
[5 empty] | 128500583500 | 451 | 128500 | 583500
[5 empty] | 129500583500 | 451 | 129500 | 583500
[5 empty] | 130500583500 | 451 | 130500 | 583500
[5 empty] | 131500583500 | 451 | 131500 | 583500
[5 empty] | 132500583500 | 451 | 132500 | 583500
[5 empty] | 133500583500 | 451 | 133500 | 583500
[5 empty] | 134500583500 | 451 | 134500 | 583500
[5 empty] | 135500583500 | 451 | 135500 | 583500
[5 empty] | 136500583500 | 451 | 136500 | 583500
[5 empty] | 137500583500 | 451 | 137500 | 583500
[5 empty] | 138500583500 | 451 | 138500 | 583500
[5 empty] | 139500583500 | 451 | 139500 | 583500
[5 empty] | 140500583500 | 451 | 140500 | 583500
[5 empty] | 141500583500 | 451 | 141500 | 583500
[5 empty] | 71500582500 | 451 | 71500 | 582500
[5 empty] | 72500582500 | 451 | 72500 | 582500
[5 empty] | 73500582500 | 451 | 73500 | 582500
[5 empty] | 74500582500 | 451 | 74500 | 582500
[5 empty] | 75500582500 | 451 | 75500 | 582500
[5 empty] | 76500582500 | 451 | 76500 | 582500
[5 empty] | 77500582500 | 451 | 77500 | 582500
[5 empty] | 78500582500 | 451 | 78500 | 582500
[5 empty] | 79500582500 | 451 | 79500 | 582500
[5 empty] | 80500582500 | 451 | 80500 | 582500
[5 empty] | 81500582500 | 451 | 81500 | 582500
[5 empty] | 82500582500 | 451 | 82500 | 582500
[5 empty] | 83500582500 | 451 | 83500 | 582500
[5 empty] | 84500582500 | 451 | 84500 | 582500
[5 empty] | 85500582500 | 451 | 85500 | 582500
[5 empty] | 86500582500 | 451 | 86500 | 582500
[5 empty] | 87500582500 | 451 | 87500 | 582500
[5 empty] | 88500582500 | 451 | 88500 | 582500
[5 empty] | 89500582500 | 451 | 89500 | 582500
[5 empty] | 90500582500 | 451 | 90500 | 582500
[5 empty] | 91500582500 | 451 | 91500 | 582500
[5 empty] | 92500582500 | 451 | 92500 | 582500
[5 empty] | 93500582500 | 451 | 93500 | 582500
[5 empty] | 94500582500 | 451 | 94500 | 582500
[5 empty] | 95500582500 | 451 | 95500 | 582500
[5 empty] | 96500582500 | 451 | 96500 | 582500
[5 empty] | 97500582500 | 451 | 97500 | 582500
[5 empty] | 98500582500 | 451 | 98500 | 582500
[5 empty] | 99500582500 | 451 | 99500 | 582500
[5 empty] | 100500582500 | 451 | 100500 | 582500
[5 empty] | 101500582500 | 451 | 101500 | 582500
[5 empty] | 102500582500 | 451 | 102500 | 582500
[5 empty] | 103500582500 | 451 | 103500 | 582500
[5 empty] | 104500582500 | 451 | 104500 | 582500
[5 empty] | 105500582500 | 451 | 105500 | 582500
[5 empty] | 106500582500 | 451 | 106500 | 582500
[5 empty] | 107500582500 | 451 | 107500 | 582500
[5 empty] | 108500582500 | 451 | 108500 | 582500
[5 empty] | 109500582500 | 451 | 109500 | 582500
[5 empty] | 110500582500 | 451 | 110500 | 582500
[5 empty] | 111500582500 | 451 | 111500 | 582500
[5 empty] | 112500582500 | 451 | 112500 | 582500
[5 empty] | 113500582500 | 451 | 113500 | 582500
[5 empty] | 114500582500 | 451 | 114500 | 582500
[5 empty] | 115500582500 | 451 | 115500 | 582500
[5 empty] | 116500582500 | 451 | 116500 | 582500
[5 empty] | 117500582500 | 451 | 117500 | 582500
[5 empty] | 118500582500 | 451 | 118500 | 582500
[5 empty] | 119500582500 | 451 | 119500 | 582500
[5 empty] | 120500582500 | 451 | 120500 | 582500
[5 empty] | 121500582500 | 451 | 121500 | 582500
[5 empty] | 122500582500 | 451 | 122500 | 582500
[5 empty] | 123500582500 | 451 | 123500 | 582500
[5 empty] | 124500582500 | 451 | 124500 | 582500
[5 empty] | 125500582500 | 451 | 125500 | 582500
[5 empty] | 126500582500 | 451 | 126500 | 582500
[5 empty] | 127500582500 | 451 | 127500 | 582500
[5 empty] | 128500582500 | 451 | 128500 | 582500
[5 empty] | 129500582500 | 451 | 129500 | 582500
[5 empty] | 130500582500 | 451 | 130500 | 582500
[5 empty] | 131500582500 | 451 | 131500 | 582500
[5 empty] | 132500582500 | 451 | 132500 | 582500
[5 empty] | 133500582500 | 451 | 133500 | 582500
[5 empty] | 134500582500 | 451 | 134500 | 582500
[5 empty] | 135500582500 | 451 | 135500 | 582500
[5 empty] | 136500582500 | 451 | 136500 | 582500
[5 empty] | 137500582500 | 451 | 137500 | 582500
[5 empty] | 138500582500 | 451 | 138500 | 582500
[5 empty] | 139500582500 | 451 | 139500 | 582500
[5 empty] | 140500582500 | 451 | 140500 | 582500
[5 empty] | 141500582500 | 451 | 141500 | 582500
[5 empty] | 71500581500 | 451 | 71500 | 581500
[5 empty] | 72500581500 | 451 | 72500 | 581500
[5 empty] | 73500581500 | 451 | 73500 | 581500
[5 empty] | 74500581500 | 451 | 74500 | 581500
[5 empty] | 75500581500 | 451 | 75500 | 581500
[5 empty] | 76500581500 | 451 | 76500 | 581500
[5 empty] | 77500581500 | 451 | 77500 | 581500
[5 empty] | 78500581500 | 451 | 78500 | 581500
[5 empty] | 79500581500 | 451 | 79500 | 581500
[5 empty] | 80500581500 | 451 | 80500 | 581500
[5 empty] | 81500581500 | 451 | 81500 | 581500
[5 empty] | 82500581500 | 451 | 82500 | 581500
[5 empty] | 83500581500 | 451 | 83500 | 581500
[5 empty] | 84500581500 | 451 | 84500 | 581500
[5 empty] | 85500581500 | 451 | 85500 | 581500
[5 empty] | 86500581500 | 451 | 86500 | 581500
[5 empty] | 87500581500 | 451 | 87500 | 581500
[5 empty] | 88500581500 | 451 | 88500 | 581500
[5 empty] | 89500581500 | 451 | 89500 | 581500
[5 empty] | 90500581500 | 451 | 90500 | 581500
[5 empty] | 91500581500 | 451 | 91500 | 581500
[5 empty] | 92500581500 | 451 | 92500 | 581500
[5 empty] | 93500581500 | 451 | 93500 | 581500
[5 empty] | 94500581500 | 451 | 94500 | 581500
[5 empty] | 95500581500 | 451 | 95500 | 581500
[5 empty] | 96500581500 | 451 | 96500 | 581500
[5 empty] | 97500581500 | 451 | 97500 | 581500
[5 empty] | 98500581500 | 451 | 98500 | 581500
[5 empty] | 99500581500 | 451 | 99500 | 581500
[5 empty] | 100500581500 | 451 | 100500 | 581500
[5 empty] | 101500581500 | 451 | 101500 | 581500
[5 empty] | 102500581500 | 451 | 102500 | 581500
[5 empty] | 103500581500 | 451 | 103500 | 581500
[5 empty] | 104500581500 | 451 | 104500 | 581500
[5 empty] | 105500581500 | 451 | 105500 | 581500
[5 empty] | 106500581500 | 451 | 106500 | 581500
[5 empty] | 107500581500 | 451 | 107500 | 581500
[5 empty] | 108500581500 | 451 | 108500 | 581500
[5 empty] | 109500581500 | 451 | 109500 | 581500
[5 empty] | 110500581500 | 451 | 110500 | 581500
[5 empty] | 111500581500 | 451 | 111500 | 581500
[5 empty] | 112500581500 | 451 | 112500 | 581500
[5 empty] | 113500581500 | 451 | 113500 | 581500
[5 empty] | 114500581500 | 451 | 114500 | 581500
[5 empty] | 115500581500 | 451 | 115500 | 581500
[5 empty] | 116500581500 | 451 | 116500 | 581500
[5 empty] | 117500581500 | 451 | 117500 | 581500
[5 empty] | 118500581500 | 451 | 118500 | 581500
[5 empty] | 119500581500 | 451 | 119500 | 581500
[5 empty] | 120500581500 | 451 | 120500 | 581500
[5 empty] | 121500581500 | 451 | 121500 | 581500
[5 empty] | 122500581500 | 451 | 122500 | 581500
[5 empty] | 123500581500 | 451 | 123500 | 581500
[5 empty] | 124500581500 | 451 | 124500 | 581500
[5 empty] | 125500581500 | 451 | 125500 | 581500
[5 empty] | 126500581500 | 451 | 126500 | 581500
[5 empty] | 127500581500 | 451 | 127500 | 581500
[5 empty] | 128500581500 | 451 | 128500 | 581500
[5 empty] | 129500581500 | 451 | 129500 | 581500
[5 empty] | 130500581500 | 451 | 130500 | 581500
[5 empty] | 131500581500 | 451 | 131500 | 581500
[5 empty] | 132500581500 | 451 | 132500 | 581500
[5 empty] | 133500581500 | 451 | 133500 | 581500
[5 empty] | 134500581500 | 451 | 134500 | 581500
[5 empty] | 135500581500 | 451 | 135500 | 581500
[5 empty] | 136500581500 | 451 | 136500 | 581500
[5 empty] | 137500581500 | 451 | 137500 | 581500
[5 empty] | 138500581500 | 451 | 138500 | 581500
[5 empty] | 139500581500 | 451 | 139500 | 581500
[5 empty] | 140500581500 | 451 | 140500 | 581500
[5 empty] | 141500581500 | 451 | 141500 | 581500
[5 empty] | 142500581500 | 451 | 142500 | 581500
[5 empty] | 143500581500 | 451 | 143500 | 581500
[5 empty] | 144500581500 | 451 | 144500 | 581500
[5 empty] | 145500581500 | 451 | 145500 | 581500
[5 empty] | 71500580500 | 451 | 71500 | 580500
[5 empty] | 72500580500 | 451 | 72500 | 580500
[5 empty] | 73500580500 | 451 | 73500 | 580500
[5 empty] | 74500580500 | 451 | 74500 | 580500
[5 empty] | 75500580500 | 451 | 75500 | 580500
[5 empty] | 76500580500 | 451 | 76500 | 580500
[5 empty] | 77500580500 | 451 | 77500 | 580500
[5 empty] | 78500580500 | 451 | 78500 | 580500
[5 empty] | 79500580500 | 451 | 79500 | 580500
[5 empty] | 80500580500 | 451 | 80500 | 580500
[5 empty] | 81500580500 | 451 | 81500 | 580500
[5 empty] | 82500580500 | 451 | 82500 | 580500
[5 empty] | 83500580500 | 451 | 83500 | 580500
[5 empty] | 84500580500 | 451 | 84500 | 580500
[5 empty] | 85500580500 | 451 | 85500 | 580500
[5 empty] | 86500580500 | 451 | 86500 | 580500
[5 empty] | 87500580500 | 451 | 87500 | 580500
[5 empty] | 88500580500 | 451 | 88500 | 580500
[5 empty] | 89500580500 | 451 | 89500 | 580500
[5 empty] | 90500580500 | 451 | 90500 | 580500
[5 empty] | 91500580500 | 451 | 91500 | 580500
[5 empty] | 92500580500 | 451 | 92500 | 580500
[5 empty] | 93500580500 | 451 | 93500 | 580500
[5 empty] | 94500580500 | 451 | 94500 | 580500
[5 empty] | 95500580500 | 451 | 95500 | 580500
[5 empty] | 96500580500 | 451 | 96500 | 580500
[5 empty] | 97500580500 | 451 | 97500 | 580500
[5 empty] | 98500580500 | 451 | 98500 | 580500
[5 empty] | 99500580500 | 451 | 99500 | 580500
[5 empty] | 100500580500 | 451 | 100500 | 580500
[5 empty] | 101500580500 | 451 | 101500 | 580500
[5 empty] | 102500580500 | 451 | 102500 | 580500
[5 empty] | 103500580500 | 451 | 103500 | 580500
[5 empty] | 104500580500 | 451 | 104500 | 580500
[5 empty] | 105500580500 | 451 | 105500 | 580500
[5 empty] | 106500580500 | 451 | 106500 | 580500
[5 empty] | 107500580500 | 451 | 107500 | 580500
[5 empty] | 108500580500 | 451 | 108500 | 580500
[5 empty] | 109500580500 | 451 | 109500 | 580500
[5 empty] | 110500580500 | 451 | 110500 | 580500
[5 empty] | 111500580500 | 451 | 111500 | 580500
[5 empty] | 112500580500 | 451 | 112500 | 580500
[5 empty] | 113500580500 | 451 | 113500 | 580500
[5 empty] | 114500580500 | 451 | 114500 | 580500
[5 empty] | 115500580500 | 451 | 115500 | 580500
[5 empty] | 116500580500 | 451 | 116500 | 580500
[5 empty] | 117500580500 | 451 | 117500 | 580500
[5 empty] | 118500580500 | 451 | 118500 | 580500
[5 empty] | 119500580500 | 451 | 119500 | 580500
[5 empty] | 120500580500 | 451 | 120500 | 580500
[5 empty] | 121500580500 | 451 | 121500 | 580500
[5 empty] | 122500580500 | 451 | 122500 | 580500
[5 empty] | 123500580500 | 451 | 123500 | 580500
[5 empty] | 124500580500 | 451 | 124500 | 580500
[5 empty] | 125500580500 | 451 | 125500 | 580500
[5 empty] | 126500580500 | 451 | 126500 | 580500
[5 empty] | 127500580500 | 451 | 127500 | 580500
[5 empty] | 128500580500 | 451 | 128500 | 580500
[5 empty] | 129500580500 | 451 | 129500 | 580500
[5 empty] | 130500580500 | 451 | 130500 | 580500
[5 empty] | 131500580500 | 451 | 131500 | 580500
[5 empty] | 132500580500 | 451 | 132500 | 580500
[5 empty] | 133500580500 | 451 | 133500 | 580500
[5 empty] | 134500580500 | 451 | 134500 | 580500
[5 empty] | 135500580500 | 451 | 135500 | 580500
[5 empty] | 136500580500 | 451 | 136500 | 580500
[5 empty] | 137500580500 | 451 | 137500 | 580500
[5 empty] | 138500580500 | 451 | 138500 | 580500
[5 empty] | 139500580500 | 451 | 139500 | 580500
[5 empty] | 140500580500 | 451 | 140500 | 580500
[5 empty] | 141500580500 | 451 | 141500 | 580500
[5 empty] | 142500580500 | 451 | 142500 | 580500
[5 empty] | 143500580500 | 451 | 143500 | 580500
[5 empty] | 144500580500 | 451 | 144500 | 580500
[5 empty] | 145500580500 | 451 | 145500 | 580500
[5 empty] | 72500579500 | 451 | 72500 | 579500
[5 empty] | 73500579500 | 451 | 73500 | 579500
[5 empty] | 74500579500 | 451 | 74500 | 579500
[5 empty] | 75500579500 | 451 | 75500 | 579500
[5 empty] | 76500579500 | 451 | 76500 | 579500
[5 empty] | 77500579500 | 451 | 77500 | 579500
[5 empty] | 78500579500 | 451 | 78500 | 579500
[5 empty] | 79500579500 | 451 | 79500 | 579500
[5 empty] | 80500579500 | 451 | 80500 | 579500
[5 empty] | 81500579500 | 451 | 81500 | 579500
[5 empty] | 82500579500 | 451 | 82500 | 579500
[5 empty] | 83500579500 | 451 | 83500 | 579500
[5 empty] | 84500579500 | 451 | 84500 | 579500
[5 empty] | 85500579500 | 451 | 85500 | 579500
[5 empty] | 86500579500 | 451 | 86500 | 579500
[5 empty] | 87500579500 | 451 | 87500 | 579500
[5 empty] | 88500579500 | 451 | 88500 | 579500
[5 empty] | 89500579500 | 451 | 89500 | 579500
[5 empty] | 90500579500 | 451 | 90500 | 579500
[5 empty] | 91500579500 | 451 | 91500 | 579500
[5 empty] | 92500579500 | 451 | 92500 | 579500
[5 empty] | 93500579500 | 451 | 93500 | 579500
[5 empty] | 94500579500 | 451 | 94500 | 579500
[5 empty] | 95500579500 | 451 | 95500 | 579500
[5 empty] | 96500579500 | 451 | 96500 | 579500
[5 empty] | 97500579500 | 451 | 97500 | 579500
[5 empty] | 98500579500 | 451 | 98500 | 579500
[5 empty] | 99500579500 | 451 | 99500 | 579500
[5 empty] | 100500579500 | 451 | 100500 | 579500
[5 empty] | 101500579500 | 451 | 101500 | 579500
[5 empty] | 102500579500 | 451 | 102500 | 579500
[5 empty] | 103500579500 | 451 | 103500 | 579500
[5 empty] | 104500579500 | 451 | 104500 | 579500
[5 empty] | 105500579500 | 451 | 105500 | 579500
[5 empty] | 106500579500 | 451 | 106500 | 579500
[5 empty] | 107500579500 | 451 | 107500 | 579500
[5 empty] | 108500579500 | 451 | 108500 | 579500
[5 empty] | 109500579500 | 451 | 109500 | 579500
[5 empty] | 110500579500 | 451 | 110500 | 579500
[5 empty] | 111500579500 | 451 | 111500 | 579500
[5 empty] | 112500579500 | 451 | 112500 | 579500
[5 empty] | 113500579500 | 451 | 113500 | 579500
[5 empty] | 114500579500 | 451 | 114500 | 579500
[5 empty] | 115500579500 | 451 | 115500 | 579500
[5 empty] | 116500579500 | 451 | 116500 | 579500
[5 empty] | 117500579500 | 451 | 117500 | 579500
[5 empty] | 118500579500 | 451 | 118500 | 579500
[5 empty] | 119500579500 | 451 | 119500 | 579500
[5 empty] | 120500579500 | 451 | 120500 | 579500
[5 empty] | 121500579500 | 451 | 121500 | 579500
[5 empty] | 122500579500 | 451 | 122500 | 579500
[5 empty] | 123500579500 | 451 | 123500 | 579500
[5 empty] | 124500579500 | 451 | 124500 | 579500
[5 empty] | 125500579500 | 451 | 125500 | 579500
[5 empty] | 126500579500 | 451 | 126500 | 579500
[5 empty] | 127500579500 | 451 | 127500 | 579500
[5 empty] | 128500579500 | 451 | 128500 | 579500
[5 empty] | 129500579500 | 451 | 129500 | 579500
[5 empty] | 130500579500 | 451 | 130500 | 579500
[5 empty] | 131500579500 | 451 | 131500 | 579500
[5 empty] | 132500579500 | 451 | 132500 | 579500
[5 empty] | 133500579500 | 451 | 133500 | 579500
[5 empty] | 134500579500 | 451 | 134500 | 579500
[5 empty] | 135500579500 | 451 | 135500 | 579500
[5 empty] | 136500579500 | 451 | 136500 | 579500
[5 empty] | 137500579500 | 451 | 137500 | 579500
[5 empty] | 138500579500 | 451 | 138500 | 579500
[5 empty] | 139500579500 | 451 | 139500 | 579500
[5 empty] | 140500579500 | 451 | 140500 | 579500
[5 empty] | 141500579500 | 451 | 141500 | 579500
[5 empty] | 142500579500 | 451 | 142500 | 579500
[5 empty] | 143500579500 | 451 | 143500 | 579500
[5 empty] | 144500579500 | 451 | 144500 | 579500
[5 empty] | 72500578500 | 451 | 72500 | 578500
[5 empty] | 73500578500 | 451 | 73500 | 578500
[5 empty] | 74500578500 | 451 | 74500 | 578500
[5 empty] | 75500578500 | 451 | 75500 | 578500
[5 empty] | 76500578500 | 451 | 76500 | 578500
[5 empty] | 77500578500 | 451 | 77500 | 578500
[5 empty] | 78500578500 | 451 | 78500 | 578500
[5 empty] | 79500578500 | 451 | 79500 | 578500
[5 empty] | 80500578500 | 451 | 80500 | 578500
[5 empty] | 81500578500 | 451 | 81500 | 578500
[5 empty] | 82500578500 | 451 | 82500 | 578500
[5 empty] | 83500578500 | 451 | 83500 | 578500
[5 empty] | 84500578500 | 451 | 84500 | 578500
[5 empty] | 85500578500 | 451 | 85500 | 578500
[5 empty] | 86500578500 | 451 | 86500 | 578500
[5 empty] | 87500578500 | 451 | 87500 | 578500
[5 empty] | 88500578500 | 451 | 88500 | 578500
[5 empty] | 89500578500 | 451 | 89500 | 578500
[5 empty] | 90500578500 | 451 | 90500 | 578500
[5 empty] | 91500578500 | 451 | 91500 | 578500
[5 empty] | 92500578500 | 451 | 92500 | 578500
[5 empty] | 93500578500 | 451 | 93500 | 578500
[5 empty] | 94500578500 | 451 | 94500 | 578500
[5 empty] | 95500578500 | 451 | 95500 | 578500
[5 empty] | 96500578500 | 451 | 96500 | 578500
[5 empty] | 97500578500 | 451 | 97500 | 578500
[5 empty] | 98500578500 | 451 | 98500 | 578500
[5 empty] | 99500578500 | 451 | 99500 | 578500
[5 empty] | 100500578500 | 451 | 100500 | 578500
[5 empty] | 101500578500 | 451 | 101500 | 578500
[5 empty] | 102500578500 | 451 | 102500 | 578500
[5 empty] | 103500578500 | 451 | 103500 | 578500
[5 empty] | 104500578500 | 451 | 104500 | 578500
[5 empty] | 105500578500 | 451 | 105500 | 578500
[5 empty] | 106500578500 | 451 | 106500 | 578500
[5 empty] | 107500578500 | 451 | 107500 | 578500
[5 empty] | 108500578500 | 451 | 108500 | 578500
[5 empty] | 109500578500 | 451 | 109500 | 578500
[5 empty] | 110500578500 | 451 | 110500 | 578500
[5 empty] | 111500578500 | 451 | 111500 | 578500
[5 empty] | 112500578500 | 451 | 112500 | 578500
[5 empty] | 113500578500 | 451 | 113500 | 578500
[5 empty] | 114500578500 | 451 | 114500 | 578500
[5 empty] | 115500578500 | 451 | 115500 | 578500
[5 empty] | 116500578500 | 451 | 116500 | 578500
[5 empty] | 117500578500 | 451 | 117500 | 578500
[5 empty] | 118500578500 | 451 | 118500 | 578500
[5 empty] | 119500578500 | 451 | 119500 | 578500
[5 empty] | 120500578500 | 451 | 120500 | 578500
[5 empty] | 121500578500 | 451 | 121500 | 578500
[5 empty] | 122500578500 | 451 | 122500 | 578500
[5 empty] | 123500578500 | 451 | 123500 | 578500
[5 empty] | 124500578500 | 451 | 124500 | 578500
[5 empty] | 125500578500 | 451 | 125500 | 578500
[5 empty] | 126500578500 | 451 | 126500 | 578500
[5 empty] | 127500578500 | 451 | 127500 | 578500
[5 empty] | 128500578500 | 451 | 128500 | 578500
[5 empty] | 129500578500 | 451 | 129500 | 578500
[5 empty] | 130500578500 | 451 | 130500 | 578500
[5 empty] | 134500578500 | 451 | 134500 | 578500
[5 empty] | 135500578500 | 451 | 135500 | 578500
[5 empty] | 136500578500 | 451 | 136500 | 578500
[5 empty] | 137500578500 | 451 | 137500 | 578500
[5 empty] | 138500578500 | 451 | 138500 | 578500
[5 empty] | 139500578500 | 451 | 139500 | 578500
[5 empty] | 140500578500 | 451 | 140500 | 578500
[5 empty] | 141500578500 | 451 | 141500 | 578500
[5 empty] | 142500578500 | 451 | 142500 | 578500
[5 empty] | 75500577500 | 451 | 75500 | 577500
[5 empty] | 76500577500 | 451 | 76500 | 577500
[5 empty] | 77500577500 | 451 | 77500 | 577500
[5 empty] | 78500577500 | 451 | 78500 | 577500
[5 empty] | 79500577500 | 451 | 79500 | 577500
[5 empty] | 80500577500 | 451 | 80500 | 577500
[5 empty] | 81500577500 | 451 | 81500 | 577500
[5 empty] | 82500577500 | 451 | 82500 | 577500
[5 empty] | 83500577500 | 451 | 83500 | 577500
[5 empty] | 84500577500 | 451 | 84500 | 577500
[5 empty] | 85500577500 | 451 | 85500 | 577500
[5 empty] | 86500577500 | 451 | 86500 | 577500
[5 empty] | 87500577500 | 451 | 87500 | 577500
[5 empty] | 88500577500 | 451 | 88500 | 577500
[5 empty] | 89500577500 | 451 | 89500 | 577500
[5 empty] | 90500577500 | 451 | 90500 | 577500
[5 empty] | 91500577500 | 451 | 91500 | 577500
[5 empty] | 92500577500 | 451 | 92500 | 577500
[5 empty] | 93500577500 | 451 | 93500 | 577500
[5 empty] | 94500577500 | 451 | 94500 | 577500
[5 empty] | 95500577500 | 451 | 95500 | 577500
[5 empty] | 96500577500 | 451 | 96500 | 577500
[5 empty] | 97500577500 | 451 | 97500 | 577500
[5 empty] | 98500577500 | 451 | 98500 | 577500
[5 empty] | 99500577500 | 451 | 99500 | 577500
[5 empty] | 100500577500 | 451 | 100500 | 577500
[5 empty] | 101500577500 | 451 | 101500 | 577500
[5 empty] | 102500577500 | 451 | 102500 | 577500
[5 empty] | 103500577500 | 451 | 103500 | 577500
[5 empty] | 104500577500 | 451 | 104500 | 577500
[5 empty] | 105500577500 | 451 | 105500 | 577500
[5 empty] | 106500577500 | 451 | 106500 | 577500
[5 empty] | 107500577500 | 451 | 107500 | 577500
[5 empty] | 108500577500 | 451 | 108500 | 577500
[5 empty] | 109500577500 | 451 | 109500 | 577500
[5 empty] | 110500577500 | 451 | 110500 | 577500
[5 empty] | 111500577500 | 451 | 111500 | 577500
[5 empty] | 112500577500 | 451 | 112500 | 577500
[5 empty] | 113500577500 | 451 | 113500 | 577500
[5 empty] | 114500577500 | 451 | 114500 | 577500
[5 empty] | 115500577500 | 451 | 115500 | 577500
[5 empty] | 116500577500 | 451 | 116500 | 577500
[5 empty] | 117500577500 | 451 | 117500 | 577500
[5 empty] | 118500577500 | 451 | 118500 | 577500
[5 empty] | 119500577500 | 451 | 119500 | 577500
[5 empty] | 120500577500 | 451 | 120500 | 577500
[5 empty] | 121500577500 | 451 | 121500 | 577500
[5 empty] | 122500577500 | 451 | 122500 | 577500
[5 empty] | 123500577500 | 451 | 123500 | 577500
[5 empty] | 124500577500 | 451 | 124500 | 577500
[5 empty] | 125500577500 | 451 | 125500 | 577500
[5 empty] | 126500577500 | 451 | 126500 | 577500
[5 empty] | 127500577500 | 451 | 127500 | 577500
[5 empty] | 128500577500 | 451 | 128500 | 577500
[5 empty] | 129500577500 | 451 | 129500 | 577500
[5 empty] | 134500577500 | 451 | 134500 | 577500
[5 empty] | 135500577500 | 451 | 135500 | 577500
[5 empty] | 136500577500 | 451 | 136500 | 577500
[5 empty] | 137500577500 | 451 | 137500 | 577500
[5 empty] | 138500577500 | 451 | 138500 | 577500
[5 empty] | 139500577500 | 451 | 139500 | 577500
[5 empty] | 140500577500 | 451 | 140500 | 577500
[5 empty] | 141500577500 | 451 | 141500 | 577500
[5 empty] | 75500576500 | 451 | 75500 | 576500
[5 empty] | 76500576500 | 451 | 76500 | 576500
[5 empty] | 77500576500 | 451 | 77500 | 576500
[5 empty] | 78500576500 | 451 | 78500 | 576500
[5 empty] | 79500576500 | 451 | 79500 | 576500
[5 empty] | 80500576500 | 451 | 80500 | 576500
[5 empty] | 81500576500 | 451 | 81500 | 576500
[5 empty] | 82500576500 | 451 | 82500 | 576500
[5 empty] | 83500576500 | 451 | 83500 | 576500
[5 empty] | 84500576500 | 451 | 84500 | 576500
[5 empty] | 85500576500 | 451 | 85500 | 576500
[5 empty] | 86500576500 | 451 | 86500 | 576500
[5 empty] | 87500576500 | 451 | 87500 | 576500
[5 empty] | 88500576500 | 451 | 88500 | 576500
[5 empty] | 89500576500 | 451 | 89500 | 576500
[5 empty] | 90500576500 | 451 | 90500 | 576500
[5 empty] | 91500576500 | 451 | 91500 | 576500
[5 empty] | 92500576500 | 451 | 92500 | 576500
[5 empty] | 93500576500 | 451 | 93500 | 576500
[5 empty] | 94500576500 | 451 | 94500 | 576500
[5 empty] | 95500576500 | 451 | 95500 | 576500
[5 empty] | 96500576500 | 451 | 96500 | 576500
[5 empty] | 97500576500 | 451 | 97500 | 576500
[5 empty] | 98500576500 | 451 | 98500 | 576500
[5 empty] | 99500576500 | 451 | 99500 | 576500
[5 empty] | 100500576500 | 451 | 100500 | 576500
[5 empty] | 101500576500 | 451 | 101500 | 576500
[5 empty] | 102500576500 | 451 | 102500 | 576500
[5 empty] | 103500576500 | 451 | 103500 | 576500
[5 empty] | 104500576500 | 451 | 104500 | 576500
[5 empty] | 105500576500 | 451 | 105500 | 576500
[5 empty] | 106500576500 | 451 | 106500 | 576500
[5 empty] | 107500576500 | 451 | 107500 | 576500
[5 empty] | 108500576500 | 451 | 108500 | 576500
[5 empty] | 109500576500 | 451 | 109500 | 576500
[5 empty] | 110500576500 | 451 | 110500 | 576500
[5 empty] | 111500576500 | 451 | 111500 | 576500
[5 empty] | 112500576500 | 451 | 112500 | 576500
[5 empty] | 113500576500 | 451 | 113500 | 576500
[5 empty] | 114500576500 | 451 | 114500 | 576500
[5 empty] | 115500576500 | 451 | 115500 | 576500
[5 empty] | 116500576500 | 451 | 116500 | 576500
[5 empty] | 117500576500 | 451 | 117500 | 576500
[5 empty] | 118500576500 | 451 | 118500 | 576500
[5 empty] | 119500576500 | 451 | 119500 | 576500
[5 empty] | 120500576500 | 451 | 120500 | 576500
[5 empty] | 121500576500 | 451 | 121500 | 576500
[5 empty] | 122500576500 | 451 | 122500 | 576500
[5 empty] | 123500576500 | 451 | 123500 | 576500
[5 empty] | 126500576500 | 451 | 126500 | 576500
[5 empty] | 134500576500 | 451 | 134500 | 576500
[5 empty] | 135500576500 | 451 | 135500 | 576500
[5 empty] | 136500576500 | 451 | 136500 | 576500
[5 empty] | 137500576500 | 451 | 137500 | 576500
[5 empty] | 138500576500 | 451 | 138500 | 576500
[5 empty] | 139500576500 | 451 | 139500 | 576500
[5 empty] | 140500576500 | 451 | 140500 | 576500
[5 empty] | 74500575500 | 451 | 74500 | 575500
[5 empty] | 75500575500 | 451 | 75500 | 575500
[5 empty] | 76500575500 | 451 | 76500 | 575500
[5 empty] | 77500575500 | 451 | 77500 | 575500
[5 empty] | 78500575500 | 451 | 78500 | 575500
[5 empty] | 79500575500 | 451 | 79500 | 575500
[5 empty] | 80500575500 | 451 | 80500 | 575500
[5 empty] | 81500575500 | 451 | 81500 | 575500
[5 empty] | 82500575500 | 451 | 82500 | 575500
[5 empty] | 83500575500 | 451 | 83500 | 575500
[5 empty] | 84500575500 | 451 | 84500 | 575500
[5 empty] | 85500575500 | 451 | 85500 | 575500
[5 empty] | 86500575500 | 451 | 86500 | 575500
[5 empty] | 87500575500 | 451 | 87500 | 575500
[5 empty] | 88500575500 | 451 | 88500 | 575500
[5 empty] | 89500575500 | 451 | 89500 | 575500
[5 empty] | 90500575500 | 451 | 90500 | 575500
[5 empty] | 91500575500 | 451 | 91500 | 575500
[5 empty] | 92500575500 | 451 | 92500 | 575500
[5 empty] | 93500575500 | 451 | 93500 | 575500
[5 empty] | 94500575500 | 451 | 94500 | 575500
[5 empty] | 95500575500 | 451 | 95500 | 575500
[5 empty] | 96500575500 | 451 | 96500 | 575500
[5 empty] | 97500575500 | 451 | 97500 | 575500
[5 empty] | 98500575500 | 451 | 98500 | 575500
[5 empty] | 99500575500 | 451 | 99500 | 575500
[5 empty] | 100500575500 | 451 | 100500 | 575500
[5 empty] | 101500575500 | 451 | 101500 | 575500
[5 empty] | 102500575500 | 451 | 102500 | 575500
[5 empty] | 103500575500 | 451 | 103500 | 575500
[5 empty] | 104500575500 | 451 | 104500 | 575500
[5 empty] | 105500575500 | 451 | 105500 | 575500
[5 empty] | 106500575500 | 451 | 106500 | 575500
[5 empty] | 107500575500 | 451 | 107500 | 575500
[5 empty] | 108500575500 | 451 | 108500 | 575500
[5 empty] | 109500575500 | 451 | 109500 | 575500
[5 empty] | 110500575500 | 451 | 110500 | 575500
[5 empty] | 111500575500 | 451 | 111500 | 575500
[5 empty] | 112500575500 | 451 | 112500 | 575500
[5 empty] | 113500575500 | 451 | 113500 | 575500
[5 empty] | 114500575500 | 451 | 114500 | 575500
[5 empty] | 115500575500 | 451 | 115500 | 575500
[5 empty] | 116500575500 | 451 | 116500 | 575500
[5 empty] | 117500575500 | 451 | 117500 | 575500
[5 empty] | 118500575500 | 451 | 118500 | 575500
[5 empty] | 119500575500 | 451 | 119500 | 575500
[5 empty] | 120500575500 | 451 | 120500 | 575500
[5 empty] | 121500575500 | 451 | 121500 | 575500
[5 empty] | 122500575500 | 451 | 122500 | 575500
[5 empty] | 123500575500 | 451 | 123500 | 575500
[5 empty] | 135500575500 | 451 | 135500 | 575500
[5 empty] | 136500575500 | 451 | 136500 | 575500
[5 empty] | 137500575500 | 451 | 137500 | 575500
[5 empty] | 138500575500 | 451 | 138500 | 575500
[5 empty] | 139500575500 | 451 | 139500 | 575500
[5 empty] | 74500574500 | 451 | 74500 | 574500
[5 empty] | 75500574500 | 451 | 75500 | 574500
[5 empty] | 76500574500 | 451 | 76500 | 574500
[5 empty] | 77500574500 | 451 | 77500 | 574500
[5 empty] | 78500574500 | 451 | 78500 | 574500
[5 empty] | 79500574500 | 451 | 79500 | 574500
[5 empty] | 80500574500 | 451 | 80500 | 574500
[5 empty] | 81500574500 | 451 | 81500 | 574500
[5 empty] | 82500574500 | 451 | 82500 | 574500
[5 empty] | 83500574500 | 451 | 83500 | 574500
[5 empty] | 84500574500 | 451 | 84500 | 574500
[5 empty] | 85500574500 | 451 | 85500 | 574500
[5 empty] | 86500574500 | 451 | 86500 | 574500
[5 empty] | 87500574500 | 451 | 87500 | 574500
[5 empty] | 88500574500 | 451 | 88500 | 574500
[5 empty] | 89500574500 | 451 | 89500 | 574500
[5 empty] | 90500574500 | 451 | 90500 | 574500
[5 empty] | 91500574500 | 451 | 91500 | 574500
[5 empty] | 92500574500 | 451 | 92500 | 574500
[5 empty] | 93500574500 | 451 | 93500 | 574500
[5 empty] | 94500574500 | 451 | 94500 | 574500
[5 empty] | 95500574500 | 451 | 95500 | 574500
[5 empty] | 96500574500 | 451 | 96500 | 574500
[5 empty] | 97500574500 | 451 | 97500 | 574500
[5 empty] | 98500574500 | 451 | 98500 | 574500
[5 empty] | 99500574500 | 451 | 99500 | 574500
[5 empty] | 100500574500 | 451 | 100500 | 574500
[5 empty] | 101500574500 | 451 | 101500 | 574500
[5 empty] | 102500574500 | 451 | 102500 | 574500
[5 empty] | 103500574500 | 451 | 103500 | 574500
[5 empty] | 104500574500 | 451 | 104500 | 574500
[5 empty] | 105500574500 | 451 | 105500 | 574500
[5 empty] | 106500574500 | 451 | 106500 | 574500
[5 empty] | 107500574500 | 451 | 107500 | 574500
[5 empty] | 108500574500 | 451 | 108500 | 574500
[5 empty] | 109500574500 | 451 | 109500 | 574500
[5 empty] | 110500574500 | 451 | 110500 | 574500
[5 empty] | 111500574500 | 451 | 111500 | 574500
[5 empty] | 112500574500 | 451 | 112500 | 574500
[5 empty] | 113500574500 | 451 | 113500 | 574500
[5 empty] | 114500574500 | 451 | 114500 | 574500
[5 empty] | 115500574500 | 451 | 115500 | 574500
[5 empty] | 116500574500 | 451 | 116500 | 574500
[5 empty] | 117500574500 | 451 | 117500 | 574500
[5 empty] | 118500574500 | 451 | 118500 | 574500
[5 empty] | 119500574500 | 451 | 119500 | 574500
[5 empty] | 120500574500 | 451 | 120500 | 574500
[5 empty] | 121500574500 | 451 | 121500 | 574500
[5 empty] | 122500574500 | 451 | 122500 | 574500
[5 empty] | 135500574500 | 451 | 135500 | 574500
[5 empty] | 136500574500 | 451 | 136500 | 574500
[5 empty] | 137500574500 | 451 | 137500 | 574500
[5 empty] | 138500574500 | 451 | 138500 | 574500
[5 empty] | 74500573500 | 451 | 74500 | 573500
[5 empty] | 75500573500 | 451 | 75500 | 573500
[5 empty] | 76500573500 | 451 | 76500 | 573500
[5 empty] | 77500573500 | 451 | 77500 | 573500
[5 empty] | 78500573500 | 451 | 78500 | 573500
[5 empty] | 79500573500 | 451 | 79500 | 573500
[5 empty] | 80500573500 | 451 | 80500 | 573500
[5 empty] | 81500573500 | 451 | 81500 | 573500
[5 empty] | 82500573500 | 451 | 82500 | 573500
[5 empty] | 83500573500 | 451 | 83500 | 573500
[5 empty] | 84500573500 | 451 | 84500 | 573500
[5 empty] | 85500573500 | 451 | 85500 | 573500
[5 empty] | 86500573500 | 451 | 86500 | 573500
[5 empty] | 87500573500 | 451 | 87500 | 573500
[5 empty] | 88500573500 | 451 | 88500 | 573500
[5 empty] | 89500573500 | 451 | 89500 | 573500
[5 empty] | 90500573500 | 451 | 90500 | 573500
[5 empty] | 91500573500 | 451 | 91500 | 573500
[5 empty] | 92500573500 | 451 | 92500 | 573500
[5 empty] | 93500573500 | 451 | 93500 | 573500
[5 empty] | 94500573500 | 451 | 94500 | 573500
[5 empty] | 95500573500 | 451 | 95500 | 573500
[5 empty] | 96500573500 | 451 | 96500 | 573500
[5 empty] | 97500573500 | 451 | 97500 | 573500
[5 empty] | 98500573500 | 451 | 98500 | 573500
[5 empty] | 99500573500 | 451 | 99500 | 573500
[5 empty] | 100500573500 | 451 | 100500 | 573500
[5 empty] | 101500573500 | 451 | 101500 | 573500
[5 empty] | 102500573500 | 451 | 102500 | 573500
[5 empty] | 103500573500 | 451 | 103500 | 573500
[5 empty] | 104500573500 | 451 | 104500 | 573500
[5 empty] | 105500573500 | 451 | 105500 | 573500
[5 empty] | 106500573500 | 451 | 106500 | 573500
[5 empty] | 107500573500 | 451 | 107500 | 573500
[5 empty] | 108500573500 | 451 | 108500 | 573500
[5 empty] | 109500573500 | 451 | 109500 | 573500
[5 empty] | 110500573500 | 451 | 110500 | 573500
[5 empty] | 111500573500 | 451 | 111500 | 573500
[5 empty] | 112500573500 | 451 | 112500 | 573500
[5 empty] | 113500573500 | 451 | 113500 | 573500
[5 empty] | 114500573500 | 451 | 114500 | 573500
[5 empty] | 115500573500 | 451 | 115500 | 573500
[5 empty] | 116500573500 | 451 | 116500 | 573500
[5 empty] | 117500573500 | 451 | 117500 | 573500
[5 empty] | 118500573500 | 451 | 118500 | 573500
[5 empty] | 120500573500 | 451 | 120500 | 573500
[5 empty] | 137500573500 | 451 | 137500 | 573500
[5 empty] | 74500572500 | 451 | 74500 | 572500
[5 empty] | 75500572500 | 451 | 75500 | 572500
[5 empty] | 76500572500 | 451 | 76500 | 572500
[5 empty] | 77500572500 | 451 | 77500 | 572500
[5 empty] | 78500572500 | 451 | 78500 | 572500
[5 empty] | 79500572500 | 451 | 79500 | 572500
[5 empty] | 80500572500 | 451 | 80500 | 572500
[5 empty] | 81500572500 | 451 | 81500 | 572500
[5 empty] | 82500572500 | 451 | 82500 | 572500
[5 empty] | 83500572500 | 451 | 83500 | 572500
[5 empty] | 84500572500 | 451 | 84500 | 572500
[5 empty] | 85500572500 | 451 | 85500 | 572500
[5 empty] | 86500572500 | 451 | 86500 | 572500
[5 empty] | 87500572500 | 451 | 87500 | 572500
[5 empty] | 88500572500 | 451 | 88500 | 572500
[5 empty] | 89500572500 | 451 | 89500 | 572500
[5 empty] | 90500572500 | 451 | 90500 | 572500
[5 empty] | 91500572500 | 451 | 91500 | 572500
[5 empty] | 92500572500 | 451 | 92500 | 572500
[5 empty] | 93500572500 | 451 | 93500 | 572500
[5 empty] | 94500572500 | 451 | 94500 | 572500
[5 empty] | 95500572500 | 451 | 95500 | 572500
[5 empty] | 96500572500 | 451 | 96500 | 572500
[5 empty] | 97500572500 | 451 | 97500 | 572500
[5 empty] | 98500572500 | 451 | 98500 | 572500
[5 empty] | 99500572500 | 451 | 99500 | 572500
[5 empty] | 100500572500 | 451 | 100500 | 572500
[5 empty] | 101500572500 | 451 | 101500 | 572500
[5 empty] | 102500572500 | 451 | 102500 | 572500
[5 empty] | 103500572500 | 451 | 103500 | 572500
[5 empty] | 104500572500 | 451 | 104500 | 572500
[5 empty] | 105500572500 | 451 | 105500 | 572500
[5 empty] | 106500572500 | 451 | 106500 | 572500
[5 empty] | 107500572500 | 451 | 107500 | 572500
[5 empty] | 108500572500 | 451 | 108500 | 572500
[5 empty] | 109500572500 | 451 | 109500 | 572500
[5 empty] | 110500572500 | 451 | 110500 | 572500
[5 empty] | 111500572500 | 451 | 111500 | 572500
[5 empty] | 112500572500 | 451 | 112500 | 572500
[5 empty] | 113500572500 | 451 | 113500 | 572500
[5 empty] | 114500572500 | 451 | 114500 | 572500
[5 empty] | 115500572500 | 451 | 115500 | 572500
[5 empty] | 116500572500 | 451 | 116500 | 572500
[5 empty] | 74500571500 | 451 | 74500 | 571500
[5 empty] | 75500571500 | 451 | 75500 | 571500
[5 empty] | 76500571500 | 451 | 76500 | 571500
[5 empty] | 77500571500 | 451 | 77500 | 571500
[5 empty] | 78500571500 | 451 | 78500 | 571500
[5 empty] | 79500571500 | 451 | 79500 | 571500
[5 empty] | 80500571500 | 451 | 80500 | 571500
[5 empty] | 81500571500 | 451 | 81500 | 571500
[5 empty] | 82500571500 | 451 | 82500 | 571500
[5 empty] | 83500571500 | 451 | 83500 | 571500
[5 empty] | 84500571500 | 451 | 84500 | 571500
[5 empty] | 85500571500 | 451 | 85500 | 571500
[5 empty] | 86500571500 | 451 | 86500 | 571500
[5 empty] | 87500571500 | 451 | 87500 | 571500
[5 empty] | 88500571500 | 451 | 88500 | 571500
[5 empty] | 89500571500 | 451 | 89500 | 571500
[5 empty] | 90500571500 | 451 | 90500 | 571500
[5 empty] | 91500571500 | 451 | 91500 | 571500
[5 empty] | 92500571500 | 451 | 92500 | 571500
[5 empty] | 93500571500 | 451 | 93500 | 571500
[5 empty] | 94500571500 | 451 | 94500 | 571500
[5 empty] | 95500571500 | 451 | 95500 | 571500
[5 empty] | 96500571500 | 451 | 96500 | 571500
[5 empty] | 97500571500 | 451 | 97500 | 571500
[5 empty] | 98500571500 | 451 | 98500 | 571500
[5 empty] | 99500571500 | 451 | 99500 | 571500
[5 empty] | 100500571500 | 451 | 100500 | 571500
[5 empty] | 101500571500 | 451 | 101500 | 571500
[5 empty] | 102500571500 | 451 | 102500 | 571500
[5 empty] | 103500571500 | 451 | 103500 | 571500
[5 empty] | 104500571500 | 451 | 104500 | 571500
[5 empty] | 105500571500 | 451 | 105500 | 571500
[5 empty] | 106500571500 | 451 | 106500 | 571500
[5 empty] | 107500571500 | 451 | 107500 | 571500
[5 empty] | 108500571500 | 451 | 108500 | 571500
[5 empty] | 109500571500 | 451 | 109500 | 571500
[5 empty] | 110500571500 | 451 | 110500 | 571500
[5 empty] | 111500571500 | 451 | 111500 | 571500
[5 empty] | 112500571500 | 451 | 112500 | 571500
[5 empty] | 113500571500 | 451 | 113500 | 571500
[5 empty] | 114500571500 | 451 | 114500 | 571500
[5 empty] | 115500571500 | 451 | 115500 | 571500
[5 empty] | 75500570500 | 451 | 75500 | 570500
[5 empty] | 76500570500 | 451 | 76500 | 570500
[5 empty] | 77500570500 | 451 | 77500 | 570500
[5 empty] | 78500570500 | 451 | 78500 | 570500
[5 empty] | 79500570500 | 451 | 79500 | 570500
[5 empty] | 80500570500 | 451 | 80500 | 570500
[5 empty] | 81500570500 | 451 | 81500 | 570500
[5 empty] | 82500570500 | 451 | 82500 | 570500
[5 empty] | 83500570500 | 451 | 83500 | 570500
[5 empty] | 84500570500 | 451 | 84500 | 570500
[5 empty] | 85500570500 | 451 | 85500 | 570500
[5 empty] | 86500570500 | 451 | 86500 | 570500
[5 empty] | 87500570500 | 451 | 87500 | 570500
[5 empty] | 88500570500 | 451 | 88500 | 570500
[5 empty] | 89500570500 | 451 | 89500 | 570500
[5 empty] | 90500570500 | 451 | 90500 | 570500
[5 empty] | 91500570500 | 451 | 91500 | 570500
[5 empty] | 92500570500 | 451 | 92500 | 570500
[5 empty] | 93500570500 | 451 | 93500 | 570500
[5 empty] | 94500570500 | 451 | 94500 | 570500
[5 empty] | 95500570500 | 451 | 95500 | 570500
[5 empty] | 96500570500 | 451 | 96500 | 570500
[5 empty] | 97500570500 | 451 | 97500 | 570500
[5 empty] | 98500570500 | 451 | 98500 | 570500
[5 empty] | 99500570500 | 451 | 99500 | 570500
[5 empty] | 100500570500 | 451 | 100500 | 570500
[5 empty] | 101500570500 | 451 | 101500 | 570500
[5 empty] | 102500570500 | 451 | 102500 | 570500
[5 empty] | 103500570500 | 451 | 103500 | 570500
[5 empty] | 104500570500 | 451 | 104500 | 570500
[5 empty] | 105500570500 | 451 | 105500 | 570500
[5 empty] | 106500570500 | 451 | 106500 | 570500
[5 empty] | 107500570500 | 451 | 107500 | 570500
[5 empty] | 108500570500 | 451 | 108500 | 570500
[5 empty] | 110500570500 | 451 | 110500 | 570500
[5 empty] | 111500570500 | 451 | 111500 | 570500
[5 empty] | 112500570500 | 451 | 112500 | 570500
[5 empty] | 113500570500 | 451 | 113500 | 570500
[5 empty] | 114500570500 | 451 | 114500 | 570500
[5 empty] | 115500570500 | 451 | 115500 | 570500
[5 empty] | 116500570500 | 451 | 116500 | 570500
[5 empty] | 77500569500 | 451 | 77500 | 569500
[5 empty] | 78500569500 | 451 | 78500 | 569500
[5 empty] | 79500569500 | 451 | 79500 | 569500
[5 empty] | 80500569500 | 451 | 80500 | 569500
[5 empty] | 81500569500 | 451 | 81500 | 569500
[5 empty] | 82500569500 | 451 | 82500 | 569500
[5 empty] | 83500569500 | 451 | 83500 | 569500
[5 empty] | 84500569500 | 451 | 84500 | 569500
[5 empty] | 85500569500 | 451 | 85500 | 569500
[5 empty] | 86500569500 | 451 | 86500 | 569500
[5 empty] | 87500569500 | 451 | 87500 | 569500
[5 empty] | 88500569500 | 451 | 88500 | 569500
[5 empty] | 89500569500 | 451 | 89500 | 569500
[5 empty] | 90500569500 | 451 | 90500 | 569500
[5 empty] | 91500569500 | 451 | 91500 | 569500
[5 empty] | 92500569500 | 451 | 92500 | 569500
[5 empty] | 93500569500 | 451 | 93500 | 569500
[5 empty] | 94500569500 | 451 | 94500 | 569500
[5 empty] | 95500569500 | 451 | 95500 | 569500
[5 empty] | 96500569500 | 451 | 96500 | 569500
[5 empty] | 99500569500 | 451 | 99500 | 569500
[5 empty] | 100500569500 | 451 | 100500 | 569500
[5 empty] | 101500569500 | 451 | 101500 | 569500
[5 empty] | 105500569500 | 451 | 105500 | 569500
[5 empty] | 106500569500 | 451 | 106500 | 569500
[5 empty] | 107500569500 | 451 | 107500 | 569500
[5 empty] | 111500569500 | 451 | 111500 | 569500
[5 empty] | 112500569500 | 451 | 112500 | 569500
[5 empty] | 113500569500 | 451 | 113500 | 569500
[5 empty] | 114500569500 | 451 | 114500 | 569500
[5 empty] | 115500569500 | 451 | 115500 | 569500
[5 empty] | 116500569500 | 451 | 116500 | 569500
[5 empty] | 77500568500 | 451 | 77500 | 568500
[5 empty] | 78500568500 | 451 | 78500 | 568500
[5 empty] | 79500568500 | 451 | 79500 | 568500
[5 empty] | 80500568500 | 451 | 80500 | 568500
[5 empty] | 81500568500 | 451 | 81500 | 568500
[5 empty] | 82500568500 | 451 | 82500 | 568500
[5 empty] | 83500568500 | 451 | 83500 | 568500
[5 empty] | 84500568500 | 451 | 84500 | 568500
[5 empty] | 85500568500 | 451 | 85500 | 568500
[5 empty] | 86500568500 | 451 | 86500 | 568500
[5 empty] | 87500568500 | 451 | 87500 | 568500
[5 empty] | 88500568500 | 451 | 88500 | 568500
[5 empty] | 89500568500 | 451 | 89500 | 568500
[5 empty] | 90500568500 | 451 | 90500 | 568500
[5 empty] | 91500568500 | 451 | 91500 | 568500
[5 empty] | 92500568500 | 451 | 92500 | 568500
[5 empty] | 93500568500 | 451 | 93500 | 568500
[5 empty] | 94500568500 | 451 | 94500 | 568500
[5 empty] | 99500568500 | 451 | 99500 | 568500
[5 empty] | 100500568500 | 451 | 100500 | 568500
[5 empty] | 111500568500 | 451 | 111500 | 568500
[5 empty] | 112500568500 | 451 | 112500 | 568500
[5 empty] | 113500568500 | 451 | 113500 | 568500
[5 empty] | 114500568500 | 451 | 114500 | 568500
[5 empty] | 115500568500 | 451 | 115500 | 568500
[5 empty] | 77500567500 | 451 | 77500 | 567500
[5 empty] | 78500567500 | 451 | 78500 | 567500
[5 empty] | 79500567500 | 451 | 79500 | 567500
[5 empty] | 80500567500 | 451 | 80500 | 567500
[5 empty] | 81500567500 | 451 | 81500 | 567500
[5 empty] | 82500567500 | 451 | 82500 | 567500
[5 empty] | 83500567500 | 451 | 83500 | 567500
[5 empty] | 84500567500 | 451 | 84500 | 567500
[5 empty] | 85500567500 | 451 | 85500 | 567500
[5 empty] | 86500567500 | 451 | 86500 | 567500
[5 empty] | 87500567500 | 451 | 87500 | 567500
[5 empty] | 88500567500 | 451 | 88500 | 567500
[5 empty] | 89500567500 | 451 | 89500 | 567500
[5 empty] | 90500567500 | 451 | 90500 | 567500
[5 empty] | 91500567500 | 451 | 91500 | 567500
[5 empty] | 92500567500 | 451 | 92500 | 567500
[5 empty] | 93500567500 | 451 | 93500 | 567500
[5 empty] | 115500567500 | 451 | 115500 | 567500
[5 empty] | 116500567500 | 451 | 116500 | 567500
[5 empty] | 78500566500 | 451 | 78500 | 566500
[5 empty] | 79500566500 | 451 | 79500 | 566500
[5 empty] | 80500566500 | 451 | 80500 | 566500
[5 empty] | 81500566500 | 451 | 81500 | 566500
[5 empty] | 82500566500 | 451 | 82500 | 566500
[5 empty] | 83500566500 | 451 | 83500 | 566500
[5 empty] | 84500566500 | 451 | 84500 | 566500
[5 empty] | 85500566500 | 451 | 85500 | 566500
[5 empty] | 86500566500 | 451 | 86500 | 566500
[5 empty] | 87500566500 | 451 | 87500 | 566500
[5 empty] | 88500566500 | 451 | 88500 | 566500
[5 empty] | 89500566500 | 451 | 89500 | 566500
[5 empty] | 90500566500 | 451 | 90500 | 566500
[5 empty] | 91500566500 | 451 | 91500 | 566500
[5 empty] | 92500566500 | 451 | 92500 | 566500
[5 empty] | 93500566500 | 451 | 93500 | 566500
[5 empty] | 94500566500 | 451 | 94500 | 566500
[5 empty] | 78500565500 | 451 | 78500 | 565500
[5 empty] | 79500565500 | 451 | 79500 | 565500
[5 empty] | 80500565500 | 451 | 80500 | 565500
[5 empty] | 81500565500 | 451 | 81500 | 565500
[5 empty] | 82500565500 | 451 | 82500 | 565500
[5 empty] | 83500565500 | 451 | 83500 | 565500
[5 empty] | 84500565500 | 451 | 84500 | 565500
[5 empty] | 85500565500 | 451 | 85500 | 565500
[5 empty] | 86500565500 | 451 | 86500 | 565500
[5 empty] | 87500565500 | 451 | 87500 | 565500
[5 empty] | 88500565500 | 451 | 88500 | 565500
[5 empty] | 89500565500 | 451 | 89500 | 565500
[5 empty] | 90500565500 | 451 | 90500 | 565500
[5 empty] | 91500565500 | 451 | 91500 | 565500
[5 empty] | 92500565500 | 451 | 92500 | 565500
[5 empty] | 93500565500 | 451 | 93500 | 565500
[5 empty] | 94500565500 | 451 | 94500 | 565500
[5 empty] | 77500564500 | 451 | 77500 | 564500
[5 empty] | 78500564500 | 451 | 78500 | 564500
[5 empty] | 79500564500 | 451 | 79500 | 564500
[5 empty] | 80500564500 | 451 | 80500 | 564500
[5 empty] | 81500564500 | 451 | 81500 | 564500
[5 empty] | 82500564500 | 451 | 82500 | 564500
[5 empty] | 83500564500 | 451 | 83500 | 564500
[5 empty] | 84500564500 | 451 | 84500 | 564500
[5 empty] | 85500564500 | 451 | 85500 | 564500
[5 empty] | 86500564500 | 451 | 86500 | 564500
[5 empty] | 87500564500 | 451 | 87500 | 564500
[5 empty] | 88500564500 | 451 | 88500 | 564500
[5 empty] | 89500564500 | 451 | 89500 | 564500
[5 empty] | 90500564500 | 451 | 90500 | 564500
[5 empty] | 91500564500 | 451 | 91500 | 564500
[5 empty] | 92500564500 | 451 | 92500 | 564500
[5 empty] | 93500564500 | 451 | 93500 | 564500
[5 empty] | 77500563500 | 451 | 77500 | 563500
[5 empty] | 78500563500 | 451 | 78500 | 563500
[5 empty] | 79500563500 | 451 | 79500 | 563500
[5 empty] | 80500563500 | 451 | 80500 | 563500
[5 empty] | 81500563500 | 451 | 81500 | 563500
[5 empty] | 82500563500 | 451 | 82500 | 563500
[5 empty] | 83500563500 | 451 | 83500 | 563500
[5 empty] | 84500563500 | 451 | 84500 | 563500
[5 empty] | 85500563500 | 451 | 85500 | 563500
[5 empty] | 86500563500 | 451 | 86500 | 563500
[5 empty] | 87500563500 | 451 | 87500 | 563500
[5 empty] | 88500563500 | 451 | 88500 | 563500
[5 empty] | 89500563500 | 451 | 89500 | 563500
[5 empty] | 90500563500 | 451 | 90500 | 563500
[5 empty] | 91500563500 | 451 | 91500 | 563500
[5 empty] | 92500563500 | 451 | 92500 | 563500
[5 empty] | 93500563500 | 451 | 93500 | 563500
[5 empty] | 77500562500 | 451 | 77500 | 562500
[5 empty] | 78500562500 | 451 | 78500 | 562500
[5 empty] | 79500562500 | 451 | 79500 | 562500
[5 empty] | 80500562500 | 451 | 80500 | 562500
[5 empty] | 81500562500 | 451 | 81500 | 562500
[5 empty] | 82500562500 | 451 | 82500 | 562500
[5 empty] | 83500562500 | 451 | 83500 | 562500
[5 empty] | 84500562500 | 451 | 84500 | 562500
[5 empty] | 85500562500 | 451 | 85500 | 562500
[5 empty] | 86500562500 | 451 | 86500 | 562500
[5 empty] | 87500562500 | 451 | 87500 | 562500
[5 empty] | 88500562500 | 451 | 88500 | 562500
[5 empty] | 89500562500 | 451 | 89500 | 562500
[5 empty] | 90500562500 | 451 | 90500 | 562500
[5 empty] | 91500562500 | 451 | 91500 | 562500
[5 empty] | 92500562500 | 451 | 92500 | 562500
[5 empty] | 77500561500 | 451 | 77500 | 561500
[5 empty] | 78500561500 | 451 | 78500 | 561500
[5 empty] | 79500561500 | 451 | 79500 | 561500
[5 empty] | 80500561500 | 451 | 80500 | 561500
[5 empty] | 81500561500 | 451 | 81500 | 561500
[5 empty] | 82500561500 | 451 | 82500 | 561500
[5 empty] | 83500561500 | 451 | 83500 | 561500
[5 empty] | 84500561500 | 451 | 84500 | 561500
[5 empty] | 85500561500 | 451 | 85500 | 561500
[5 empty] | 89500561500 | 451 | 89500 | 561500
[5 empty] | 90500561500 | 451 | 90500 | 561500
[5 empty] | 91500561500 | 451 | 91500 | 561500
[5 empty] | 78500560500 | 451 | 78500 | 560500
[5 empty] | 79500560500 | 451 | 79500 | 560500
[5 empty] | 80500560500 | 451 | 80500 | 560500
[5 empty] | 81500560500 | 451 | 81500 | 560500
[5 empty] | 82500560500 | 451 | 82500 | 560500
[5 empty] | 83500560500 | 451 | 83500 | 560500
[5 empty] | 84500560500 | 451 | 84500 | 560500
[5 empty] | 85500560500 | 451 | 85500 | 560500
[5 empty] | 78500559500 | 451 | 78500 | 559500
[5 empty] | 83500559500 | 451 | 83500 | 559500
[5 empty] | 84500559500 | 451 | 84500 | 559500
[5 empty] | 85500559500 | 451 | 85500 | 559500
[5 empty] | 84500558500 | 451 | 84500 | 558500
[5 empty] | 63500587500 | 452 | 63500 | 587500
[5 empty] | 64500587500 | 452 | 64500 | 587500
[5 empty] | 61500586500 | 452 | 61500 | 586500
[5 empty] | 63500586500 | 452 | 63500 | 586500
[5 empty] | 64500586500 | 452 | 64500 | 586500
[5 empty] | 65500586500 | 452 | 65500 | 586500
[5 empty] | 66500586500 | 452 | 66500 | 586500
[5 empty] | 67500586500 | 452 | 67500 | 586500
[5 empty] | 68500586500 | 452 | 68500 | 586500
[5 empty] | 69500586500 | 452 | 69500 | 586500
[5 empty] | 70500586500 | 452 | 70500 | 586500
[5 empty] | 57500585500 | 452 | 57500 | 585500
[5 empty] | 58500585500 | 452 | 58500 | 585500
[5 empty] | 59500585500 | 452 | 59500 | 585500
[5 empty] | 60500585500 | 452 | 60500 | 585500
[5 empty] | 61500585500 | 452 | 61500 | 585500
[5 empty] | 62500585500 | 452 | 62500 | 585500
[5 empty] | 63500585500 | 452 | 63500 | 585500
[5 empty] | 64500585500 | 452 | 64500 | 585500
[5 empty] | 65500585500 | 452 | 65500 | 585500
[5 empty] | 66500585500 | 452 | 66500 | 585500
[5 empty] | 67500585500 | 452 | 67500 | 585500
[5 empty] | 68500585500 | 452 | 68500 | 585500
[5 empty] | 69500585500 | 452 | 69500 | 585500
[5 empty] | 70500585500 | 452 | 70500 | 585500
[5 empty] | 71500585500 | 452 | 71500 | 585500
[5 empty] | 56500584500 | 452 | 56500 | 584500
[5 empty] | 57500584500 | 452 | 57500 | 584500
[5 empty] | 58500584500 | 452 | 58500 | 584500
[5 empty] | 59500584500 | 452 | 59500 | 584500
[5 empty] | 60500584500 | 452 | 60500 | 584500
[5 empty] | 61500584500 | 452 | 61500 | 584500
[5 empty] | 62500584500 | 452 | 62500 | 584500
[5 empty] | 63500584500 | 452 | 63500 | 584500
[5 empty] | 64500584500 | 452 | 64500 | 584500
[5 empty] | 65500584500 | 452 | 65500 | 584500
[5 empty] | 66500584500 | 452 | 66500 | 584500
[5 empty] | 67500584500 | 452 | 67500 | 584500
[5 empty] | 68500584500 | 452 | 68500 | 584500
[5 empty] | 69500584500 | 452 | 69500 | 584500
[5 empty] | 70500584500 | 452 | 70500 | 584500
[5 empty] | 55500583500 | 452 | 55500 | 583500
[5 empty] | 56500583500 | 452 | 56500 | 583500
[5 empty] | 57500583500 | 452 | 57500 | 583500
[5 empty] | 58500583500 | 452 | 58500 | 583500
[5 empty] | 59500583500 | 452 | 59500 | 583500
[5 empty] | 60500583500 | 452 | 60500 | 583500
[5 empty] | 61500583500 | 452 | 61500 | 583500
[5 empty] | 62500583500 | 452 | 62500 | 583500
[5 empty] | 63500583500 | 452 | 63500 | 583500
[5 empty] | 64500583500 | 452 | 64500 | 583500
[5 empty] | 65500583500 | 452 | 65500 | 583500
[5 empty] | 66500583500 | 452 | 66500 | 583500
[5 empty] | 67500583500 | 452 | 67500 | 583500
[5 empty] | 68500583500 | 452 | 68500 | 583500
[5 empty] | 69500583500 | 452 | 69500 | 583500
[5 empty] | 70500583500 | 452 | 70500 | 583500
[5 empty] | 55500582500 | 452 | 55500 | 582500
[5 empty] | 56500582500 | 452 | 56500 | 582500
[5 empty] | 57500582500 | 452 | 57500 | 582500
[5 empty] | 58500582500 | 452 | 58500 | 582500
[5 empty] | 59500582500 | 452 | 59500 | 582500
[5 empty] | 60500582500 | 452 | 60500 | 582500
[5 empty] | 61500582500 | 452 | 61500 | 582500
[5 empty] | 62500582500 | 452 | 62500 | 582500
[5 empty] | 63500582500 | 452 | 63500 | 582500
[5 empty] | 64500582500 | 452 | 64500 | 582500
[5 empty] | 65500582500 | 452 | 65500 | 582500
[5 empty] | 66500582500 | 452 | 66500 | 582500
[5 empty] | 67500582500 | 452 | 67500 | 582500
[5 empty] | 68500582500 | 452 | 68500 | 582500
[5 empty] | 69500582500 | 452 | 69500 | 582500
[5 empty] | 70500582500 | 452 | 70500 | 582500
[5 empty] | 54500581500 | 452 | 54500 | 581500
[5 empty] | 55500581500 | 452 | 55500 | 581500
[5 empty] | 56500581500 | 452 | 56500 | 581500
[5 empty] | 57500581500 | 452 | 57500 | 581500
[5 empty] | 58500581500 | 452 | 58500 | 581500
[5 empty] | 59500581500 | 452 | 59500 | 581500
[5 empty] | 60500581500 | 452 | 60500 | 581500
[5 empty] | 61500581500 | 452 | 61500 | 581500
[5 empty] | 62500581500 | 452 | 62500 | 581500
[5 empty] | 63500581500 | 452 | 63500 | 581500
[5 empty] | 64500581500 | 452 | 64500 | 581500
[5 empty] | 65500581500 | 452 | 65500 | 581500
[5 empty] | 66500581500 | 452 | 66500 | 581500
[5 empty] | 67500581500 | 452 | 67500 | 581500
[5 empty] | 68500581500 | 452 | 68500 | 581500
[5 empty] | 69500581500 | 452 | 69500 | 581500
[5 empty] | 70500581500 | 452 | 70500 | 581500
[5 empty] | 54500580500 | 452 | 54500 | 580500
[5 empty] | 55500580500 | 452 | 55500 | 580500
[5 empty] | 56500580500 | 452 | 56500 | 580500
[5 empty] | 57500580500 | 452 | 57500 | 580500
[5 empty] | 58500580500 | 452 | 58500 | 580500
[5 empty] | 59500580500 | 452 | 59500 | 580500
[5 empty] | 60500580500 | 452 | 60500 | 580500
[5 empty] | 61500580500 | 452 | 61500 | 580500
[5 empty] | 62500580500 | 452 | 62500 | 580500
[5 empty] | 63500580500 | 452 | 63500 | 580500
[5 empty] | 64500580500 | 452 | 64500 | 580500
[5 empty] | 65500580500 | 452 | 65500 | 580500
[5 empty] | 66500580500 | 452 | 66500 | 580500
[5 empty] | 67500580500 | 452 | 67500 | 580500
[5 empty] | 68500580500 | 452 | 68500 | 580500
[5 empty] | 69500580500 | 452 | 69500 | 580500
[5 empty] | 70500580500 | 452 | 70500 | 580500
[5 empty] | 54500579500 | 452 | 54500 | 579500
[5 empty] | 55500579500 | 452 | 55500 | 579500
[5 empty] | 56500579500 | 452 | 56500 | 579500
[5 empty] | 57500579500 | 452 | 57500 | 579500
[5 empty] | 58500579500 | 452 | 58500 | 579500
[5 empty] | 59500579500 | 452 | 59500 | 579500
[5 empty] | 60500579500 | 452 | 60500 | 579500
[5 empty] | 61500579500 | 452 | 61500 | 579500
[5 empty] | 62500579500 | 452 | 62500 | 579500
[5 empty] | 63500579500 | 452 | 63500 | 579500
[5 empty] | 64500579500 | 452 | 64500 | 579500
[5 empty] | 65500579500 | 452 | 65500 | 579500
[5 empty] | 66500579500 | 452 | 66500 | 579500
[5 empty] | 67500579500 | 452 | 67500 | 579500
[5 empty] | 68500579500 | 452 | 68500 | 579500
[5 empty] | 69500579500 | 452 | 69500 | 579500
[5 empty] | 70500579500 | 452 | 70500 | 579500
[5 empty] | 71500579500 | 452 | 71500 | 579500
[5 empty] | 54500578500 | 452 | 54500 | 578500
[5 empty] | 55500578500 | 452 | 55500 | 578500
[5 empty] | 56500578500 | 452 | 56500 | 578500
[5 empty] | 57500578500 | 452 | 57500 | 578500
[5 empty] | 58500578500 | 452 | 58500 | 578500
[5 empty] | 59500578500 | 452 | 59500 | 578500
[5 empty] | 60500578500 | 452 | 60500 | 578500
[5 empty] | 61500578500 | 452 | 61500 | 578500
[5 empty] | 62500578500 | 452 | 62500 | 578500
[5 empty] | 63500578500 | 452 | 63500 | 578500
[5 empty] | 64500578500 | 452 | 64500 | 578500
[5 empty] | 65500578500 | 452 | 65500 | 578500
[5 empty] | 66500578500 | 452 | 66500 | 578500
[5 empty] | 67500578500 | 452 | 67500 | 578500
[5 empty] | 68500578500 | 452 | 68500 | 578500
[5 empty] | 69500578500 | 452 | 69500 | 578500
[5 empty] | 70500578500 | 452 | 70500 | 578500
[5 empty] | 71500578500 | 452 | 71500 | 578500
[5 empty] | 54500577500 | 452 | 54500 | 577500
[5 empty] | 55500577500 | 452 | 55500 | 577500
[5 empty] | 56500577500 | 452 | 56500 | 577500
[5 empty] | 57500577500 | 452 | 57500 | 577500
[5 empty] | 58500577500 | 452 | 58500 | 577500
[5 empty] | 59500577500 | 452 | 59500 | 577500
[5 empty] | 60500577500 | 452 | 60500 | 577500
[5 empty] | 61500577500 | 452 | 61500 | 577500
[5 empty] | 62500577500 | 452 | 62500 | 577500
[5 empty] | 63500577500 | 452 | 63500 | 577500
[5 empty] | 64500577500 | 452 | 64500 | 577500
[5 empty] | 65500577500 | 452 | 65500 | 577500
[5 empty] | 66500577500 | 452 | 66500 | 577500
[5 empty] | 67500577500 | 452 | 67500 | 577500
[5 empty] | 68500577500 | 452 | 68500 | 577500
[5 empty] | 69500577500 | 452 | 69500 | 577500
[5 empty] | 70500577500 | 452 | 70500 | 577500
[5 empty] | 71500577500 | 452 | 71500 | 577500
[5 empty] | 72500577500 | 452 | 72500 | 577500
[5 empty] | 73500577500 | 452 | 73500 | 577500
[5 empty] | 74500577500 | 452 | 74500 | 577500
[5 empty] | 54500576500 | 452 | 54500 | 576500
[5 empty] | 55500576500 | 452 | 55500 | 576500
[5 empty] | 56500576500 | 452 | 56500 | 576500
[5 empty] | 57500576500 | 452 | 57500 | 576500
[5 empty] | 58500576500 | 452 | 58500 | 576500
[5 empty] | 59500576500 | 452 | 59500 | 576500
[5 empty] | 60500576500 | 452 | 60500 | 576500
[5 empty] | 61500576500 | 452 | 61500 | 576500
[5 empty] | 62500576500 | 452 | 62500 | 576500
[5 empty] | 63500576500 | 452 | 63500 | 576500
[5 empty] | 64500576500 | 452 | 64500 | 576500
[5 empty] | 65500576500 | 452 | 65500 | 576500
[5 empty] | 66500576500 | 452 | 66500 | 576500
[5 empty] | 67500576500 | 452 | 67500 | 576500
[5 empty] | 68500576500 | 452 | 68500 | 576500
[5 empty] | 69500576500 | 452 | 69500 | 576500
[5 empty] | 70500576500 | 452 | 70500 | 576500
[5 empty] | 71500576500 | 452 | 71500 | 576500
[5 empty] | 72500576500 | 452 | 72500 | 576500
[5 empty] | 73500576500 | 452 | 73500 | 576500
[5 empty] | 74500576500 | 452 | 74500 | 576500
[5 empty] | 53500575500 | 452 | 53500 | 575500
[5 empty] | 54500575500 | 452 | 54500 | 575500
[5 empty] | 55500575500 | 452 | 55500 | 575500
[5 empty] | 56500575500 | 452 | 56500 | 575500
[5 empty] | 57500575500 | 452 | 57500 | 575500
[5 empty] | 58500575500 | 452 | 58500 | 575500
[5 empty] | 59500575500 | 452 | 59500 | 575500
[5 empty] | 60500575500 | 452 | 60500 | 575500
[5 empty] | 61500575500 | 452 | 61500 | 575500
[5 empty] | 62500575500 | 452 | 62500 | 575500
[5 empty] | 63500575500 | 452 | 63500 | 575500
[5 empty] | 64500575500 | 452 | 64500 | 575500
[5 empty] | 65500575500 | 452 | 65500 | 575500
[5 empty] | 66500575500 | 452 | 66500 | 575500
[5 empty] | 67500575500 | 452 | 67500 | 575500
[5 empty] | 68500575500 | 452 | 68500 | 575500
[5 empty] | 69500575500 | 452 | 69500 | 575500
[5 empty] | 70500575500 | 452 | 70500 | 575500
[5 empty] | 71500575500 | 452 | 71500 | 575500
[5 empty] | 72500575500 | 452 | 72500 | 575500
[5 empty] | 73500575500 | 452 | 73500 | 575500
[5 empty] | 52500574500 | 452 | 52500 | 574500
[5 empty] | 53500574500 | 452 | 53500 | 574500
[5 empty] | 54500574500 | 452 | 54500 | 574500
[5 empty] | 55500574500 | 452 | 55500 | 574500
[5 empty] | 56500574500 | 452 | 56500 | 574500
[5 empty] | 57500574500 | 452 | 57500 | 574500
[5 empty] | 58500574500 | 452 | 58500 | 574500
[5 empty] | 59500574500 | 452 | 59500 | 574500
[5 empty] | 60500574500 | 452 | 60500 | 574500
[5 empty] | 61500574500 | 452 | 61500 | 574500
[5 empty] | 62500574500 | 452 | 62500 | 574500
[5 empty] | 63500574500 | 452 | 63500 | 574500
[5 empty] | 64500574500 | 452 | 64500 | 574500
[5 empty] | 65500574500 | 452 | 65500 | 574500
[5 empty] | 66500574500 | 452 | 66500 | 574500
[5 empty] | 67500574500 | 452 | 67500 | 574500
[5 empty] | 68500574500 | 452 | 68500 | 574500
[5 empty] | 69500574500 | 452 | 69500 | 574500
[5 empty] | 70500574500 | 452 | 70500 | 574500
[5 empty] | 71500574500 | 452 | 71500 | 574500
[5 empty] | 72500574500 | 452 | 72500 | 574500
[5 empty] | 73500574500 | 452 | 73500 | 574500
[5 empty] | 51500573500 | 452 | 51500 | 573500
[5 empty] | 52500573500 | 452 | 52500 | 573500
[5 empty] | 53500573500 | 452 | 53500 | 573500
[5 empty] | 54500573500 | 452 | 54500 | 573500
[5 empty] | 55500573500 | 452 | 55500 | 573500
[5 empty] | 56500573500 | 452 | 56500 | 573500
[5 empty] | 57500573500 | 452 | 57500 | 573500
[5 empty] | 58500573500 | 452 | 58500 | 573500
[5 empty] | 59500573500 | 452 | 59500 | 573500
[5 empty] | 60500573500 | 452 | 60500 | 573500
[5 empty] | 61500573500 | 452 | 61500 | 573500
[5 empty] | 62500573500 | 452 | 62500 | 573500
[5 empty] | 63500573500 | 452 | 63500 | 573500
[5 empty] | 64500573500 | 452 | 64500 | 573500
[5 empty] | 65500573500 | 452 | 65500 | 573500
[5 empty] | 66500573500 | 452 | 66500 | 573500
[5 empty] | 67500573500 | 452 | 67500 | 573500
[5 empty] | 68500573500 | 452 | 68500 | 573500
[5 empty] | 69500573500 | 452 | 69500 | 573500
[5 empty] | 70500573500 | 452 | 70500 | 573500
[5 empty] | 71500573500 | 452 | 71500 | 573500
[5 empty] | 72500573500 | 452 | 72500 | 573500
[5 empty] | 73500573500 | 452 | 73500 | 573500
[5 empty] | 51500572500 | 452 | 51500 | 572500
[5 empty] | 52500572500 | 452 | 52500 | 572500
[5 empty] | 53500572500 | 452 | 53500 | 572500
[5 empty] | 54500572500 | 452 | 54500 | 572500
[5 empty] | 55500572500 | 452 | 55500 | 572500
[5 empty] | 56500572500 | 452 | 56500 | 572500
[5 empty] | 57500572500 | 452 | 57500 | 572500
[5 empty] | 58500572500 | 452 | 58500 | 572500
[5 empty] | 59500572500 | 452 | 59500 | 572500
[5 empty] | 60500572500 | 452 | 60500 | 572500
[5 empty] | 61500572500 | 452 | 61500 | 572500
[5 empty] | 62500572500 | 452 | 62500 | 572500
[5 empty] | 63500572500 | 452 | 63500 | 572500
[5 empty] | 64500572500 | 452 | 64500 | 572500
[5 empty] | 65500572500 | 452 | 65500 | 572500
[5 empty] | 66500572500 | 452 | 66500 | 572500
[5 empty] | 67500572500 | 452 | 67500 | 572500
[5 empty] | 68500572500 | 452 | 68500 | 572500
[5 empty] | 69500572500 | 452 | 69500 | 572500
[5 empty] | 70500572500 | 452 | 70500 | 572500
[5 empty] | 71500572500 | 452 | 71500 | 572500
[5 empty] | 72500572500 | 452 | 72500 | 572500
[5 empty] | 73500572500 | 452 | 73500 | 572500
[5 empty] | 51500571500 | 452 | 51500 | 571500
[5 empty] | 52500571500 | 452 | 52500 | 571500
[5 empty] | 53500571500 | 452 | 53500 | 571500
[5 empty] | 54500571500 | 452 | 54500 | 571500
[5 empty] | 55500571500 | 452 | 55500 | 571500
[5 empty] | 56500571500 | 452 | 56500 | 571500
[5 empty] | 57500571500 | 452 | 57500 | 571500
[5 empty] | 58500571500 | 452 | 58500 | 571500
[5 empty] | 59500571500 | 452 | 59500 | 571500
[5 empty] | 60500571500 | 452 | 60500 | 571500
[5 empty] | 61500571500 | 452 | 61500 | 571500
[5 empty] | 62500571500 | 452 | 62500 | 571500
[5 empty] | 63500571500 | 452 | 63500 | 571500
[5 empty] | 64500571500 | 452 | 64500 | 571500
[5 empty] | 65500571500 | 452 | 65500 | 571500
[5 empty] | 66500571500 | 452 | 66500 | 571500
[5 empty] | 67500571500 | 452 | 67500 | 571500
[5 empty] | 68500571500 | 452 | 68500 | 571500
[5 empty] | 69500571500 | 452 | 69500 | 571500
[5 empty] | 70500571500 | 452 | 70500 | 571500
[5 empty] | 71500571500 | 452 | 71500 | 571500
[5 empty] | 72500571500 | 452 | 72500 | 571500
[5 empty] | 73500571500 | 452 | 73500 | 571500
[5 empty] | 50500570500 | 452 | 50500 | 570500
[5 empty] | 51500570500 | 452 | 51500 | 570500
[5 empty] | 52500570500 | 452 | 52500 | 570500
[5 empty] | 53500570500 | 452 | 53500 | 570500
[5 empty] | 54500570500 | 452 | 54500 | 570500
[5 empty] | 55500570500 | 452 | 55500 | 570500
[5 empty] | 56500570500 | 452 | 56500 | 570500
[5 empty] | 57500570500 | 452 | 57500 | 570500
[5 empty] | 58500570500 | 452 | 58500 | 570500
[5 empty] | 59500570500 | 452 | 59500 | 570500
[5 empty] | 60500570500 | 452 | 60500 | 570500
[5 empty] | 61500570500 | 452 | 61500 | 570500
[5 empty] | 62500570500 | 452 | 62500 | 570500
[5 empty] | 63500570500 | 452 | 63500 | 570500
[5 empty] | 64500570500 | 452 | 64500 | 570500
[5 empty] | 65500570500 | 452 | 65500 | 570500
[5 empty] | 66500570500 | 452 | 66500 | 570500
[5 empty] | 67500570500 | 452 | 67500 | 570500
[5 empty] | 68500570500 | 452 | 68500 | 570500
[5 empty] | 69500570500 | 452 | 69500 | 570500
[5 empty] | 70500570500 | 452 | 70500 | 570500
[5 empty] | 71500570500 | 452 | 71500 | 570500
[5 empty] | 72500570500 | 452 | 72500 | 570500
[5 empty] | 73500570500 | 452 | 73500 | 570500
[5 empty] | 74500570500 | 452 | 74500 | 570500
[5 empty] | 50500569500 | 452 | 50500 | 569500
[5 empty] | 51500569500 | 452 | 51500 | 569500
[5 empty] | 52500569500 | 452 | 52500 | 569500
[5 empty] | 53500569500 | 452 | 53500 | 569500
[5 empty] | 54500569500 | 452 | 54500 | 569500
[5 empty] | 55500569500 | 452 | 55500 | 569500
[5 empty] | 56500569500 | 452 | 56500 | 569500
[5 empty] | 57500569500 | 452 | 57500 | 569500
[5 empty] | 58500569500 | 452 | 58500 | 569500
[5 empty] | 59500569500 | 452 | 59500 | 569500
[5 empty] | 60500569500 | 452 | 60500 | 569500
[5 empty] | 61500569500 | 452 | 61500 | 569500
[5 empty] | 62500569500 | 452 | 62500 | 569500
[5 empty] | 63500569500 | 452 | 63500 | 569500
[5 empty] | 64500569500 | 452 | 64500 | 569500
[5 empty] | 65500569500 | 452 | 65500 | 569500
[5 empty] | 66500569500 | 452 | 66500 | 569500
[5 empty] | 67500569500 | 452 | 67500 | 569500
[5 empty] | 68500569500 | 452 | 68500 | 569500
[5 empty] | 69500569500 | 452 | 69500 | 569500
[5 empty] | 70500569500 | 452 | 70500 | 569500
[5 empty] | 71500569500 | 452 | 71500 | 569500
[5 empty] | 72500569500 | 452 | 72500 | 569500
[5 empty] | 73500569500 | 452 | 73500 | 569500
[5 empty] | 74500569500 | 452 | 74500 | 569500
[5 empty] | 75500569500 | 452 | 75500 | 569500
[5 empty] | 76500569500 | 452 | 76500 | 569500
[5 empty] | 50500568500 | 452 | 50500 | 568500
[5 empty] | 51500568500 | 452 | 51500 | 568500
[5 empty] | 52500568500 | 452 | 52500 | 568500
[5 empty] | 53500568500 | 452 | 53500 | 568500
[5 empty] | 54500568500 | 452 | 54500 | 568500
[5 empty] | 55500568500 | 452 | 55500 | 568500
[5 empty] | 56500568500 | 452 | 56500 | 568500
[5 empty] | 57500568500 | 452 | 57500 | 568500
[5 empty] | 58500568500 | 452 | 58500 | 568500
[5 empty] | 59500568500 | 452 | 59500 | 568500
[5 empty] | 60500568500 | 452 | 60500 | 568500
[5 empty] | 61500568500 | 452 | 61500 | 568500
[5 empty] | 62500568500 | 452 | 62500 | 568500
[5 empty] | 63500568500 | 452 | 63500 | 568500
[5 empty] | 64500568500 | 452 | 64500 | 568500
[5 empty] | 65500568500 | 452 | 65500 | 568500
[5 empty] | 66500568500 | 452 | 66500 | 568500
[5 empty] | 67500568500 | 452 | 67500 | 568500
[5 empty] | 68500568500 | 452 | 68500 | 568500
[5 empty] | 69500568500 | 452 | 69500 | 568500
[5 empty] | 70500568500 | 452 | 70500 | 568500
[5 empty] | 71500568500 | 452 | 71500 | 568500
[5 empty] | 72500568500 | 452 | 72500 | 568500
[5 empty] | 73500568500 | 452 | 73500 | 568500
[5 empty] | 74500568500 | 452 | 74500 | 568500
[5 empty] | 75500568500 | 452 | 75500 | 568500
[5 empty] | 76500568500 | 452 | 76500 | 568500
[5 empty] | 51500567500 | 452 | 51500 | 567500
[5 empty] | 52500567500 | 452 | 52500 | 567500
[5 empty] | 53500567500 | 452 | 53500 | 567500
[5 empty] | 54500567500 | 452 | 54500 | 567500
[5 empty] | 55500567500 | 452 | 55500 | 567500
[5 empty] | 56500567500 | 452 | 56500 | 567500
[5 empty] | 57500567500 | 452 | 57500 | 567500
[5 empty] | 58500567500 | 452 | 58500 | 567500
[5 empty] | 59500567500 | 452 | 59500 | 567500
[5 empty] | 60500567500 | 452 | 60500 | 567500
[5 empty] | 61500567500 | 452 | 61500 | 567500
[5 empty] | 62500567500 | 452 | 62500 | 567500
[5 empty] | 63500567500 | 452 | 63500 | 567500
[5 empty] | 64500567500 | 452 | 64500 | 567500
[5 empty] | 65500567500 | 452 | 65500 | 567500
[5 empty] | 66500567500 | 452 | 66500 | 567500
[5 empty] | 67500567500 | 452 | 67500 | 567500
[5 empty] | 68500567500 | 452 | 68500 | 567500
[5 empty] | 69500567500 | 452 | 69500 | 567500
[5 empty] | 70500567500 | 452 | 70500 | 567500
[5 empty] | 71500567500 | 452 | 71500 | 567500
[5 empty] | 72500567500 | 452 | 72500 | 567500
[5 empty] | 73500567500 | 452 | 73500 | 567500
[5 empty] | 74500567500 | 452 | 74500 | 567500
[5 empty] | 75500567500 | 452 | 75500 | 567500
[5 empty] | 76500567500 | 452 | 76500 | 567500
[5 empty] | 50500566500 | 452 | 50500 | 566500
[5 empty] | 51500566500 | 452 | 51500 | 566500
[5 empty] | 52500566500 | 452 | 52500 | 566500
[5 empty] | 53500566500 | 452 | 53500 | 566500
[5 empty] | 54500566500 | 452 | 54500 | 566500
[5 empty] | 55500566500 | 452 | 55500 | 566500
[5 empty] | 56500566500 | 452 | 56500 | 566500
[5 empty] | 57500566500 | 452 | 57500 | 566500
[5 empty] | 58500566500 | 452 | 58500 | 566500
[5 empty] | 59500566500 | 452 | 59500 | 566500
[5 empty] | 60500566500 | 452 | 60500 | 566500
[5 empty] | 61500566500 | 452 | 61500 | 566500
[5 empty] | 62500566500 | 452 | 62500 | 566500
[5 empty] | 63500566500 | 452 | 63500 | 566500
[5 empty] | 64500566500 | 452 | 64500 | 566500
[5 empty] | 65500566500 | 452 | 65500 | 566500
[5 empty] | 66500566500 | 452 | 66500 | 566500
[5 empty] | 67500566500 | 452 | 67500 | 566500
[5 empty] | 68500566500 | 452 | 68500 | 566500
[5 empty] | 69500566500 | 452 | 69500 | 566500
[5 empty] | 70500566500 | 452 | 70500 | 566500
[5 empty] | 71500566500 | 452 | 71500 | 566500
[5 empty] | 72500566500 | 452 | 72500 | 566500
[5 empty] | 73500566500 | 452 | 73500 | 566500
[5 empty] | 74500566500 | 452 | 74500 | 566500
[5 empty] | 75500566500 | 452 | 75500 | 566500
[5 empty] | 76500566500 | 452 | 76500 | 566500
[5 empty] | 77500566500 | 452 | 77500 | 566500
[5 empty] | 49500565500 | 452 | 49500 | 565500
[5 empty] | 50500565500 | 452 | 50500 | 565500
[5 empty] | 51500565500 | 452 | 51500 | 565500
[5 empty] | 52500565500 | 452 | 52500 | 565500
[5 empty] | 53500565500 | 452 | 53500 | 565500
[5 empty] | 54500565500 | 452 | 54500 | 565500
[5 empty] | 55500565500 | 452 | 55500 | 565500
[5 empty] | 56500565500 | 452 | 56500 | 565500
[5 empty] | 57500565500 | 452 | 57500 | 565500
[5 empty] | 58500565500 | 452 | 58500 | 565500
[5 empty] | 59500565500 | 452 | 59500 | 565500
[5 empty] | 60500565500 | 452 | 60500 | 565500
[5 empty] | 61500565500 | 452 | 61500 | 565500
[5 empty] | 62500565500 | 452 | 62500 | 565500
[5 empty] | 63500565500 | 452 | 63500 | 565500
[5 empty] | 64500565500 | 452 | 64500 | 565500
[5 empty] | 65500565500 | 452 | 65500 | 565500
[5 empty] | 66500565500 | 452 | 66500 | 565500
[5 empty] | 67500565500 | 452 | 67500 | 565500
[5 empty] | 68500565500 | 452 | 68500 | 565500
[5 empty] | 69500565500 | 452 | 69500 | 565500
[5 empty] | 70500565500 | 452 | 70500 | 565500
[5 empty] | 71500565500 | 452 | 71500 | 565500
[5 empty] | 72500565500 | 452 | 72500 | 565500
[5 empty] | 73500565500 | 452 | 73500 | 565500
[5 empty] | 74500565500 | 452 | 74500 | 565500
[5 empty] | 75500565500 | 452 | 75500 | 565500
[5 empty] | 76500565500 | 452 | 76500 | 565500
[5 empty] | 77500565500 | 452 | 77500 | 565500
[5 empty] | 49500564500 | 452 | 49500 | 564500
[5 empty] | 50500564500 | 452 | 50500 | 564500
[5 empty] | 51500564500 | 452 | 51500 | 564500
[5 empty] | 52500564500 | 452 | 52500 | 564500
[5 empty] | 53500564500 | 452 | 53500 | 564500
[5 empty] | 54500564500 | 452 | 54500 | 564500
[5 empty] | 55500564500 | 452 | 55500 | 564500
[5 empty] | 56500564500 | 452 | 56500 | 564500
[5 empty] | 57500564500 | 452 | 57500 | 564500
[5 empty] | 58500564500 | 452 | 58500 | 564500
[5 empty] | 59500564500 | 452 | 59500 | 564500
[5 empty] | 60500564500 | 452 | 60500 | 564500
[5 empty] | 61500564500 | 452 | 61500 | 564500
[5 empty] | 62500564500 | 452 | 62500 | 564500
[5 empty] | 63500564500 | 452 | 63500 | 564500
[5 empty] | 64500564500 | 452 | 64500 | 564500
[5 empty] | 65500564500 | 452 | 65500 | 564500
[5 empty] | 66500564500 | 452 | 66500 | 564500
[5 empty] | 67500564500 | 452 | 67500 | 564500
[5 empty] | 68500564500 | 452 | 68500 | 564500
[5 empty] | 69500564500 | 452 | 69500 | 564500
[5 empty] | 70500564500 | 452 | 70500 | 564500
[5 empty] | 71500564500 | 452 | 71500 | 564500
[5 empty] | 72500564500 | 452 | 72500 | 564500
[5 empty] | 73500564500 | 452 | 73500 | 564500
[5 empty] | 74500564500 | 452 | 74500 | 564500
[5 empty] | 75500564500 | 452 | 75500 | 564500
[5 empty] | 76500564500 | 452 | 76500 | 564500
[5 empty] | 48500563500 | 452 | 48500 | 563500
[5 empty] | 49500563500 | 452 | 49500 | 563500
[5 empty] | 50500563500 | 452 | 50500 | 563500
[5 empty] | 51500563500 | 452 | 51500 | 563500
[5 empty] | 52500563500 | 452 | 52500 | 563500
[5 empty] | 53500563500 | 452 | 53500 | 563500
[5 empty] | 54500563500 | 452 | 54500 | 563500
[5 empty] | 55500563500 | 452 | 55500 | 563500
[5 empty] | 56500563500 | 452 | 56500 | 563500
[5 empty] | 57500563500 | 452 | 57500 | 563500
[5 empty] | 58500563500 | 452 | 58500 | 563500
[5 empty] | 59500563500 | 452 | 59500 | 563500
[5 empty] | 60500563500 | 452 | 60500 | 563500
[5 empty] | 61500563500 | 452 | 61500 | 563500
[5 empty] | 62500563500 | 452 | 62500 | 563500
[5 empty] | 63500563500 | 452 | 63500 | 563500
[5 empty] | 64500563500 | 452 | 64500 | 563500
[5 empty] | 65500563500 | 452 | 65500 | 563500
[5 empty] | 66500563500 | 452 | 66500 | 563500
[5 empty] | 67500563500 | 452 | 67500 | 563500
[5 empty] | 68500563500 | 452 | 68500 | 563500
[5 empty] | 69500563500 | 452 | 69500 | 563500
[5 empty] | 70500563500 | 452 | 70500 | 563500
[5 empty] | 71500563500 | 452 | 71500 | 563500
[5 empty] | 72500563500 | 452 | 72500 | 563500
[5 empty] | 73500563500 | 452 | 73500 | 563500
[5 empty] | 74500563500 | 452 | 74500 | 563500
[5 empty] | 75500563500 | 452 | 75500 | 563500
[5 empty] | 76500563500 | 452 | 76500 | 563500
[5 empty] | 48500562500 | 452 | 48500 | 562500
[5 empty] | 49500562500 | 452 | 49500 | 562500
[5 empty] | 50500562500 | 452 | 50500 | 562500
[5 empty] | 51500562500 | 452 | 51500 | 562500
[5 empty] | 52500562500 | 452 | 52500 | 562500
[5 empty] | 53500562500 | 452 | 53500 | 562500
[5 empty] | 54500562500 | 452 | 54500 | 562500
[5 empty] | 55500562500 | 452 | 55500 | 562500
[5 empty] | 56500562500 | 452 | 56500 | 562500
[5 empty] | 57500562500 | 452 | 57500 | 562500
[5 empty] | 58500562500 | 452 | 58500 | 562500
[5 empty] | 59500562500 | 452 | 59500 | 562500
[5 empty] | 60500562500 | 452 | 60500 | 562500
[5 empty] | 61500562500 | 452 | 61500 | 562500
[5 empty] | 62500562500 | 452 | 62500 | 562500
[5 empty] | 63500562500 | 452 | 63500 | 562500
[5 empty] | 64500562500 | 452 | 64500 | 562500
[5 empty] | 65500562500 | 452 | 65500 | 562500
[5 empty] | 66500562500 | 452 | 66500 | 562500
[5 empty] | 67500562500 | 452 | 67500 | 562500
[5 empty] | 68500562500 | 452 | 68500 | 562500
[5 empty] | 69500562500 | 452 | 69500 | 562500
[5 empty] | 70500562500 | 452 | 70500 | 562500
[5 empty] | 71500562500 | 452 | 71500 | 562500
[5 empty] | 72500562500 | 452 | 72500 | 562500
[5 empty] | 73500562500 | 452 | 73500 | 562500
[5 empty] | 74500562500 | 452 | 74500 | 562500
[5 empty] | 75500562500 | 452 | 75500 | 562500
[5 empty] | 76500562500 | 452 | 76500 | 562500
[5 empty] | 47500561500 | 452 | 47500 | 561500
[5 empty] | 48500561500 | 452 | 48500 | 561500
[5 empty] | 49500561500 | 452 | 49500 | 561500
[5 empty] | 50500561500 | 452 | 50500 | 561500
[5 empty] | 51500561500 | 452 | 51500 | 561500
[5 empty] | 52500561500 | 452 | 52500 | 561500
[5 empty] | 53500561500 | 452 | 53500 | 561500
[5 empty] | 54500561500 | 452 | 54500 | 561500
[5 empty] | 55500561500 | 452 | 55500 | 561500
[5 empty] | 56500561500 | 452 | 56500 | 561500
[5 empty] | 57500561500 | 452 | 57500 | 561500
[5 empty] | 58500561500 | 452 | 58500 | 561500
[5 empty] | 59500561500 | 452 | 59500 | 561500
[5 empty] | 60500561500 | 452 | 60500 | 561500
[5 empty] | 61500561500 | 452 | 61500 | 561500
[5 empty] | 62500561500 | 452 | 62500 | 561500
[5 empty] | 63500561500 | 452 | 63500 | 561500
[5 empty] | 64500561500 | 452 | 64500 | 561500
[5 empty] | 65500561500 | 452 | 65500 | 561500
[5 empty] | 66500561500 | 452 | 66500 | 561500
[5 empty] | 67500561500 | 452 | 67500 | 561500
[5 empty] | 68500561500 | 452 | 68500 | 561500
[5 empty] | 69500561500 | 452 | 69500 | 561500
[5 empty] | 70500561500 | 452 | 70500 | 561500
[5 empty] | 71500561500 | 452 | 71500 | 561500
[5 empty] | 72500561500 | 452 | 72500 | 561500
[5 empty] | 73500561500 | 452 | 73500 | 561500
[5 empty] | 74500561500 | 452 | 74500 | 561500
[5 empty] | 75500561500 | 452 | 75500 | 561500
[5 empty] | 76500561500 | 452 | 76500 | 561500
[5 empty] | 45500560500 | 452 | 45500 | 560500
[5 empty] | 46500560500 | 452 | 46500 | 560500
[5 empty] | 47500560500 | 452 | 47500 | 560500
[5 empty] | 48500560500 | 452 | 48500 | 560500
[5 empty] | 49500560500 | 452 | 49500 | 560500
[5 empty] | 50500560500 | 452 | 50500 | 560500
[5 empty] | 51500560500 | 452 | 51500 | 560500
[5 empty] | 52500560500 | 452 | 52500 | 560500
[5 empty] | 53500560500 | 452 | 53500 | 560500
[5 empty] | 54500560500 | 452 | 54500 | 560500
[5 empty] | 55500560500 | 452 | 55500 | 560500
[5 empty] | 56500560500 | 452 | 56500 | 560500
[5 empty] | 57500560500 | 452 | 57500 | 560500
[5 empty] | 58500560500 | 452 | 58500 | 560500
[5 empty] | 59500560500 | 452 | 59500 | 560500
[5 empty] | 60500560500 | 452 | 60500 | 560500
[5 empty] | 61500560500 | 452 | 61500 | 560500
[5 empty] | 62500560500 | 452 | 62500 | 560500
[5 empty] | 63500560500 | 452 | 63500 | 560500
[5 empty] | 64500560500 | 452 | 64500 | 560500
[5 empty] | 65500560500 | 452 | 65500 | 560500
[5 empty] | 66500560500 | 452 | 66500 | 560500
[5 empty] | 67500560500 | 452 | 67500 | 560500
[5 empty] | 68500560500 | 452 | 68500 | 560500
[5 empty] | 69500560500 | 452 | 69500 | 560500
[5 empty] | 70500560500 | 452 | 70500 | 560500
[5 empty] | 71500560500 | 452 | 71500 | 560500
[5 empty] | 72500560500 | 452 | 72500 | 560500
[5 empty] | 73500560500 | 452 | 73500 | 560500
[5 empty] | 74500560500 | 452 | 74500 | 560500
[5 empty] | 75500560500 | 452 | 75500 | 560500
[5 empty] | 76500560500 | 452 | 76500 | 560500
[5 empty] | 77500560500 | 452 | 77500 | 560500
[5 empty] | 44500559500 | 452 | 44500 | 559500
[5 empty] | 45500559500 | 452 | 45500 | 559500
[5 empty] | 46500559500 | 452 | 46500 | 559500
[5 empty] | 47500559500 | 452 | 47500 | 559500
[5 empty] | 48500559500 | 452 | 48500 | 559500
[5 empty] | 49500559500 | 452 | 49500 | 559500
[5 empty] | 50500559500 | 452 | 50500 | 559500
[5 empty] | 51500559500 | 452 | 51500 | 559500
[5 empty] | 52500559500 | 452 | 52500 | 559500
[5 empty] | 53500559500 | 452 | 53500 | 559500
[5 empty] | 54500559500 | 452 | 54500 | 559500
[5 empty] | 55500559500 | 452 | 55500 | 559500
[5 empty] | 56500559500 | 452 | 56500 | 559500
[5 empty] | 57500559500 | 452 | 57500 | 559500
[5 empty] | 58500559500 | 452 | 58500 | 559500
[5 empty] | 59500559500 | 452 | 59500 | 559500
[5 empty] | 60500559500 | 452 | 60500 | 559500
[5 empty] | 61500559500 | 452 | 61500 | 559500
[5 empty] | 62500559500 | 452 | 62500 | 559500
[5 empty] | 63500559500 | 452 | 63500 | 559500
[5 empty] | 64500559500 | 452 | 64500 | 559500
[5 empty] | 65500559500 | 452 | 65500 | 559500
[5 empty] | 66500559500 | 452 | 66500 | 559500
[5 empty] | 67500559500 | 452 | 67500 | 559500
[5 empty] | 68500559500 | 452 | 68500 | 559500
[5 empty] | 69500559500 | 452 | 69500 | 559500
[5 empty] | 70500559500 | 452 | 70500 | 559500
[5 empty] | 71500559500 | 452 | 71500 | 559500
[5 empty] | 72500559500 | 452 | 72500 | 559500
[5 empty] | 73500559500 | 452 | 73500 | 559500
[5 empty] | 74500559500 | 452 | 74500 | 559500
[5 empty] | 75500559500 | 452 | 75500 | 559500
[5 empty] | 76500559500 | 452 | 76500 | 559500
[5 empty] | 77500559500 | 452 | 77500 | 559500
[5 empty] | 79500559500 | 452 | 79500 | 559500
[5 empty] | 80500559500 | 452 | 80500 | 559500
[5 empty] | 81500559500 | 452 | 81500 | 559500
[5 empty] | 82500559500 | 452 | 82500 | 559500
[5 empty] | 43500558500 | 452 | 43500 | 558500
[5 empty] | 44500558500 | 452 | 44500 | 558500
[5 empty] | 45500558500 | 452 | 45500 | 558500
[5 empty] | 46500558500 | 452 | 46500 | 558500
[5 empty] | 47500558500 | 452 | 47500 | 558500
[5 empty] | 48500558500 | 452 | 48500 | 558500
[5 empty] | 49500558500 | 452 | 49500 | 558500
[5 empty] | 50500558500 | 452 | 50500 | 558500
[5 empty] | 51500558500 | 452 | 51500 | 558500
[5 empty] | 52500558500 | 452 | 52500 | 558500
[5 empty] | 53500558500 | 452 | 53500 | 558500
[5 empty] | 54500558500 | 452 | 54500 | 558500
[5 empty] | 55500558500 | 452 | 55500 | 558500
[5 empty] | 56500558500 | 452 | 56500 | 558500
[5 empty] | 57500558500 | 452 | 57500 | 558500
[5 empty] | 58500558500 | 452 | 58500 | 558500
[5 empty] | 59500558500 | 452 | 59500 | 558500
[5 empty] | 60500558500 | 452 | 60500 | 558500
[5 empty] | 61500558500 | 452 | 61500 | 558500
[5 empty] | 62500558500 | 452 | 62500 | 558500
[5 empty] | 63500558500 | 452 | 63500 | 558500
[5 empty] | 64500558500 | 452 | 64500 | 558500
[5 empty] | 65500558500 | 452 | 65500 | 558500
[5 empty] | 66500558500 | 452 | 66500 | 558500
[5 empty] | 67500558500 | 452 | 67500 | 558500
[5 empty] | 68500558500 | 452 | 68500 | 558500
[5 empty] | 69500558500 | 452 | 69500 | 558500
[5 empty] | 70500558500 | 452 | 70500 | 558500
[5 empty] | 71500558500 | 452 | 71500 | 558500
[5 empty] | 72500558500 | 452 | 72500 | 558500
[5 empty] | 73500558500 | 452 | 73500 | 558500
[5 empty] | 74500558500 | 452 | 74500 | 558500
[5 empty] | 75500558500 | 452 | 75500 | 558500
[5 empty] | 76500558500 | 452 | 76500 | 558500
[5 empty] | 77500558500 | 452 | 77500 | 558500
[5 empty] | 78500558500 | 452 | 78500 | 558500
[5 empty] | 79500558500 | 452 | 79500 | 558500
[5 empty] | 80500558500 | 452 | 80500 | 558500
[5 empty] | 81500558500 | 452 | 81500 | 558500
[5 empty] | 82500558500 | 452 | 82500 | 558500
[5 empty] | 83500558500 | 452 | 83500 | 558500
[5 empty] | 43500557500 | 452 | 43500 | 557500
[5 empty] | 44500557500 | 452 | 44500 | 557500
[5 empty] | 45500557500 | 452 | 45500 | 557500
[5 empty] | 46500557500 | 452 | 46500 | 557500
[5 empty] | 47500557500 | 452 | 47500 | 557500
[5 empty] | 48500557500 | 452 | 48500 | 557500
[5 empty] | 49500557500 | 452 | 49500 | 557500
[5 empty] | 50500557500 | 452 | 50500 | 557500
[5 empty] | 51500557500 | 452 | 51500 | 557500
[5 empty] | 52500557500 | 452 | 52500 | 557500
[5 empty] | 53500557500 | 452 | 53500 | 557500
[5 empty] | 54500557500 | 452 | 54500 | 557500
[5 empty] | 55500557500 | 452 | 55500 | 557500
[5 empty] | 56500557500 | 452 | 56500 | 557500
[5 empty] | 57500557500 | 452 | 57500 | 557500
[5 empty] | 58500557500 | 452 | 58500 | 557500
[5 empty] | 59500557500 | 452 | 59500 | 557500
[5 empty] | 60500557500 | 452 | 60500 | 557500
[5 empty] | 61500557500 | 452 | 61500 | 557500
[5 empty] | 62500557500 | 452 | 62500 | 557500
[5 empty] | 63500557500 | 452 | 63500 | 557500
[5 empty] | 64500557500 | 452 | 64500 | 557500
[5 empty] | 65500557500 | 452 | 65500 | 557500
[5 empty] | 66500557500 | 452 | 66500 | 557500
[5 empty] | 67500557500 | 452 | 67500 | 557500
[5 empty] | 68500557500 | 452 | 68500 | 557500
[5 empty] | 69500557500 | 452 | 69500 | 557500
[5 empty] | 70500557500 | 452 | 70500 | 557500
[5 empty] | 71500557500 | 452 | 71500 | 557500
[5 empty] | 72500557500 | 452 | 72500 | 557500
[5 empty] | 73500557500 | 452 | 73500 | 557500
[5 empty] | 74500557500 | 452 | 74500 | 557500
[5 empty] | 75500557500 | 452 | 75500 | 557500
[5 empty] | 76500557500 | 452 | 76500 | 557500
[5 empty] | 77500557500 | 452 | 77500 | 557500
[5 empty] | 78500557500 | 452 | 78500 | 557500
[5 empty] | 79500557500 | 452 | 79500 | 557500
[5 empty] | 80500557500 | 452 | 80500 | 557500
[5 empty] | 81500557500 | 452 | 81500 | 557500
[5 empty] | 82500557500 | 452 | 82500 | 557500
[5 empty] | 83500557500 | 452 | 83500 | 557500
[5 empty] | 43500556500 | 452 | 43500 | 556500
[5 empty] | 44500556500 | 452 | 44500 | 556500
[5 empty] | 45500556500 | 452 | 45500 | 556500
[5 empty] | 46500556500 | 452 | 46500 | 556500
[5 empty] | 47500556500 | 452 | 47500 | 556500
[5 empty] | 48500556500 | 452 | 48500 | 556500
[5 empty] | 49500556500 | 452 | 49500 | 556500
[5 empty] | 50500556500 | 452 | 50500 | 556500
[5 empty] | 51500556500 | 452 | 51500 | 556500
[5 empty] | 52500556500 | 452 | 52500 | 556500
[5 empty] | 53500556500 | 452 | 53500 | 556500
[5 empty] | 54500556500 | 452 | 54500 | 556500
[5 empty] | 55500556500 | 452 | 55500 | 556500
[5 empty] | 56500556500 | 452 | 56500 | 556500
[5 empty] | 57500556500 | 452 | 57500 | 556500
[5 empty] | 58500556500 | 452 | 58500 | 556500
[5 empty] | 59500556500 | 452 | 59500 | 556500
[5 empty] | 60500556500 | 452 | 60500 | 556500
[5 empty] | 61500556500 | 452 | 61500 | 556500
[5 empty] | 62500556500 | 452 | 62500 | 556500
[5 empty] | 63500556500 | 452 | 63500 | 556500
[5 empty] | 64500556500 | 452 | 64500 | 556500
[5 empty] | 65500556500 | 452 | 65500 | 556500
[5 empty] | 66500556500 | 452 | 66500 | 556500
[5 empty] | 67500556500 | 452 | 67500 | 556500
[5 empty] | 68500556500 | 452 | 68500 | 556500
[5 empty] | 69500556500 | 452 | 69500 | 556500
[5 empty] | 70500556500 | 452 | 70500 | 556500
[5 empty] | 71500556500 | 452 | 71500 | 556500
[5 empty] | 72500556500 | 452 | 72500 | 556500
[5 empty] | 73500556500 | 452 | 73500 | 556500
[5 empty] | 74500556500 | 452 | 74500 | 556500
[5 empty] | 75500556500 | 452 | 75500 | 556500
[5 empty] | 76500556500 | 452 | 76500 | 556500
[5 empty] | 77500556500 | 452 | 77500 | 556500
[5 empty] | 78500556500 | 452 | 78500 | 556500
[5 empty] | 79500556500 | 452 | 79500 | 556500
[5 empty] | 80500556500 | 452 | 80500 | 556500
[5 empty] | 81500556500 | 452 | 81500 | 556500
[5 empty] | 82500556500 | 452 | 82500 | 556500
[5 empty] | 83500556500 | 452 | 83500 | 556500
[5 empty] | 43500555500 | 452 | 43500 | 555500
[5 empty] | 44500555500 | 452 | 44500 | 555500
[5 empty] | 45500555500 | 452 | 45500 | 555500
[5 empty] | 46500555500 | 452 | 46500 | 555500
[5 empty] | 47500555500 | 452 | 47500 | 555500
[5 empty] | 48500555500 | 452 | 48500 | 555500
[5 empty] | 49500555500 | 452 | 49500 | 555500
[5 empty] | 50500555500 | 452 | 50500 | 555500
[5 empty] | 51500555500 | 452 | 51500 | 555500
[5 empty] | 52500555500 | 452 | 52500 | 555500
[5 empty] | 53500555500 | 452 | 53500 | 555500
[5 empty] | 54500555500 | 452 | 54500 | 555500
[5 empty] | 55500555500 | 452 | 55500 | 555500
[5 empty] | 56500555500 | 452 | 56500 | 555500
[5 empty] | 57500555500 | 452 | 57500 | 555500
[5 empty] | 58500555500 | 452 | 58500 | 555500
[5 empty] | 59500555500 | 452 | 59500 | 555500
[5 empty] | 60500555500 | 452 | 60500 | 555500
[5 empty] | 61500555500 | 452 | 61500 | 555500
[5 empty] | 62500555500 | 452 | 62500 | 555500
[5 empty] | 63500555500 | 452 | 63500 | 555500
[5 empty] | 64500555500 | 452 | 64500 | 555500
[5 empty] | 65500555500 | 452 | 65500 | 555500
[5 empty] | 66500555500 | 452 | 66500 | 555500
[5 empty] | 67500555500 | 452 | 67500 | 555500
[5 empty] | 68500555500 | 452 | 68500 | 555500
[5 empty] | 69500555500 | 452 | 69500 | 555500
[5 empty] | 70500555500 | 452 | 70500 | 555500
[5 empty] | 71500555500 | 452 | 71500 | 555500
[5 empty] | 72500555500 | 452 | 72500 | 555500
[5 empty] | 73500555500 | 452 | 73500 | 555500
[5 empty] | 74500555500 | 452 | 74500 | 555500
[5 empty] | 75500555500 | 452 | 75500 | 555500
[5 empty] | 76500555500 | 452 | 76500 | 555500
[5 empty] | 77500555500 | 452 | 77500 | 555500
[5 empty] | 78500555500 | 452 | 78500 | 555500
[5 empty] | 79500555500 | 452 | 79500 | 555500
[5 empty] | 80500555500 | 452 | 80500 | 555500
[5 empty] | 81500555500 | 452 | 81500 | 555500
[5 empty] | 82500555500 | 452 | 82500 | 555500
[5 empty] | 83500555500 | 452 | 83500 | 555500
[5 empty] | 37500554500 | 452 | 37500 | 554500
[5 empty] | 43500554500 | 452 | 43500 | 554500
[5 empty] | 44500554500 | 452 | 44500 | 554500
[5 empty] | 45500554500 | 452 | 45500 | 554500
[5 empty] | 46500554500 | 452 | 46500 | 554500
[5 empty] | 47500554500 | 452 | 47500 | 554500
[5 empty] | 48500554500 | 452 | 48500 | 554500
[5 empty] | 49500554500 | 452 | 49500 | 554500
[5 empty] | 50500554500 | 452 | 50500 | 554500
[5 empty] | 51500554500 | 452 | 51500 | 554500
[5 empty] | 52500554500 | 452 | 52500 | 554500
[5 empty] | 53500554500 | 452 | 53500 | 554500
[5 empty] | 54500554500 | 452 | 54500 | 554500
[5 empty] | 55500554500 | 452 | 55500 | 554500
[5 empty] | 56500554500 | 452 | 56500 | 554500
[5 empty] | 57500554500 | 452 | 57500 | 554500
[5 empty] | 58500554500 | 452 | 58500 | 554500
[5 empty] | 59500554500 | 452 | 59500 | 554500
[5 empty] | 60500554500 | 452 | 60500 | 554500
[5 empty] | 61500554500 | 452 | 61500 | 554500
[5 empty] | 62500554500 | 452 | 62500 | 554500
[5 empty] | 63500554500 | 452 | 63500 | 554500
[5 empty] | 64500554500 | 452 | 64500 | 554500
[5 empty] | 65500554500 | 452 | 65500 | 554500
[5 empty] | 66500554500 | 452 | 66500 | 554500
[5 empty] | 67500554500 | 452 | 67500 | 554500
[5 empty] | 68500554500 | 452 | 68500 | 554500
[5 empty] | 69500554500 | 452 | 69500 | 554500
[5 empty] | 70500554500 | 452 | 70500 | 554500
[5 empty] | 71500554500 | 452 | 71500 | 554500
[5 empty] | 72500554500 | 452 | 72500 | 554500
[5 empty] | 73500554500 | 452 | 73500 | 554500
[5 empty] | 74500554500 | 452 | 74500 | 554500
[5 empty] | 75500554500 | 452 | 75500 | 554500
[5 empty] | 76500554500 | 452 | 76500 | 554500
[5 empty] | 77500554500 | 452 | 77500 | 554500
[5 empty] | 78500554500 | 452 | 78500 | 554500
[5 empty] | 79500554500 | 452 | 79500 | 554500
[5 empty] | 80500554500 | 452 | 80500 | 554500
[5 empty] | 81500554500 | 452 | 81500 | 554500
[5 empty] | 82500554500 | 452 | 82500 | 554500
[5 empty] | 83500554500 | 452 | 83500 | 554500
[5 empty] | 84500554500 | 452 | 84500 | 554500
[5 empty] | 23500553500 | 452 | 23500 | 553500
[5 empty] | 24500553500 | 452 | 24500 | 553500
[5 empty] | 25500553500 | 452 | 25500 | 553500
[5 empty] | 35500553500 | 452 | 35500 | 553500
[5 empty] | 36500553500 | 452 | 36500 | 553500
[5 empty] | 37500553500 | 452 | 37500 | 553500
[5 empty] | 38500553500 | 452 | 38500 | 553500
[5 empty] | 39500553500 | 452 | 39500 | 553500
[5 empty] | 40500553500 | 452 | 40500 | 553500
[5 empty] | 41500553500 | 452 | 41500 | 553500
[5 empty] | 42500553500 | 452 | 42500 | 553500
[5 empty] | 43500553500 | 452 | 43500 | 553500
[5 empty] | 44500553500 | 452 | 44500 | 553500
[5 empty] | 45500553500 | 452 | 45500 | 553500
[5 empty] | 46500553500 | 452 | 46500 | 553500
[5 empty] | 47500553500 | 452 | 47500 | 553500
[5 empty] | 48500553500 | 452 | 48500 | 553500
[5 empty] | 49500553500 | 452 | 49500 | 553500
[5 empty] | 50500553500 | 452 | 50500 | 553500
[5 empty] | 51500553500 | 452 | 51500 | 553500
[5 empty] | 52500553500 | 452 | 52500 | 553500
[5 empty] | 53500553500 | 452 | 53500 | 553500
[5 empty] | 54500553500 | 452 | 54500 | 553500
[5 empty] | 55500553500 | 452 | 55500 | 553500
[5 empty] | 56500553500 | 452 | 56500 | 553500
[5 empty] | 57500553500 | 452 | 57500 | 553500
[5 empty] | 58500553500 | 452 | 58500 | 553500
[5 empty] | 59500553500 | 452 | 59500 | 553500
[5 empty] | 60500553500 | 452 | 60500 | 553500
[5 empty] | 61500553500 | 452 | 61500 | 553500
[5 empty] | 62500553500 | 452 | 62500 | 553500
[5 empty] | 63500553500 | 452 | 63500 | 553500
[5 empty] | 64500553500 | 452 | 64500 | 553500
[5 empty] | 65500553500 | 452 | 65500 | 553500
[5 empty] | 66500553500 | 452 | 66500 | 553500
[5 empty] | 67500553500 | 452 | 67500 | 553500
[5 empty] | 68500553500 | 452 | 68500 | 553500
[5 empty] | 69500553500 | 452 | 69500 | 553500
[5 empty] | 70500553500 | 452 | 70500 | 553500
[5 empty] | 71500553500 | 452 | 71500 | 553500
[5 empty] | 72500553500 | 452 | 72500 | 553500
[5 empty] | 73500553500 | 452 | 73500 | 553500
[5 empty] | 74500553500 | 452 | 74500 | 553500
[5 empty] | 75500553500 | 452 | 75500 | 553500
[5 empty] | 76500553500 | 452 | 76500 | 553500
[5 empty] | 80500553500 | 452 | 80500 | 553500
[5 empty] | 81500553500 | 452 | 81500 | 553500
[5 empty] | 82500553500 | 452 | 82500 | 553500
[5 empty] | 83500553500 | 452 | 83500 | 553500
[5 empty] | 22500552500 | 452 | 22500 | 552500
[5 empty] | 23500552500 | 452 | 23500 | 552500
[5 empty] | 24500552500 | 452 | 24500 | 552500
[5 empty] | 25500552500 | 452 | 25500 | 552500
[5 empty] | 26500552500 | 452 | 26500 | 552500
[5 empty] | 33500552500 | 452 | 33500 | 552500
[5 empty] | 34500552500 | 452 | 34500 | 552500
[5 empty] | 35500552500 | 452 | 35500 | 552500
[5 empty] | 36500552500 | 452 | 36500 | 552500
[5 empty] | 37500552500 | 452 | 37500 | 552500
[5 empty] | 38500552500 | 452 | 38500 | 552500
[5 empty] | 39500552500 | 452 | 39500 | 552500
[5 empty] | 40500552500 | 452 | 40500 | 552500
[5 empty] | 41500552500 | 452 | 41500 | 552500
[5 empty] | 42500552500 | 452 | 42500 | 552500
[5 empty] | 43500552500 | 452 | 43500 | 552500
[5 empty] | 44500552500 | 452 | 44500 | 552500
[5 empty] | 45500552500 | 452 | 45500 | 552500
[5 empty] | 46500552500 | 452 | 46500 | 552500
[5 empty] | 47500552500 | 452 | 47500 | 552500
[5 empty] | 48500552500 | 452 | 48500 | 552500
[5 empty] | 49500552500 | 452 | 49500 | 552500
[5 empty] | 50500552500 | 452 | 50500 | 552500
[5 empty] | 51500552500 | 452 | 51500 | 552500
[5 empty] | 52500552500 | 452 | 52500 | 552500
[5 empty] | 53500552500 | 452 | 53500 | 552500
[5 empty] | 54500552500 | 452 | 54500 | 552500
[5 empty] | 55500552500 | 452 | 55500 | 552500
[5 empty] | 56500552500 | 452 | 56500 | 552500
[5 empty] | 57500552500 | 452 | 57500 | 552500
[5 empty] | 58500552500 | 452 | 58500 | 552500
[5 empty] | 59500552500 | 452 | 59500 | 552500
[5 empty] | 60500552500 | 452 | 60500 | 552500
[5 empty] | 61500552500 | 452 | 61500 | 552500
[5 empty] | 62500552500 | 452 | 62500 | 552500
[5 empty] | 63500552500 | 452 | 63500 | 552500
[5 empty] | 64500552500 | 452 | 64500 | 552500
[5 empty] | 65500552500 | 452 | 65500 | 552500
[5 empty] | 66500552500 | 452 | 66500 | 552500
[5 empty] | 67500552500 | 452 | 67500 | 552500
[5 empty] | 68500552500 | 452 | 68500 | 552500
[5 empty] | 69500552500 | 452 | 69500 | 552500
[5 empty] | 70500552500 | 452 | 70500 | 552500
[5 empty] | 71500552500 | 452 | 71500 | 552500
[5 empty] | 22500551500 | 452 | 22500 | 551500
[5 empty] | 23500551500 | 452 | 23500 | 551500
[5 empty] | 24500551500 | 452 | 24500 | 551500
[5 empty] | 25500551500 | 452 | 25500 | 551500
[5 empty] | 26500551500 | 452 | 26500 | 551500
[5 empty] | 27500551500 | 452 | 27500 | 551500
[5 empty] | 31500551500 | 452 | 31500 | 551500
[5 empty] | 32500551500 | 452 | 32500 | 551500
[5 empty] | 33500551500 | 452 | 33500 | 551500
[5 empty] | 34500551500 | 452 | 34500 | 551500
[5 empty] | 35500551500 | 452 | 35500 | 551500
[5 empty] | 36500551500 | 452 | 36500 | 551500
[5 empty] | 37500551500 | 452 | 37500 | 551500
[5 empty] | 38500551500 | 452 | 38500 | 551500
[5 empty] | 39500551500 | 452 | 39500 | 551500
[5 empty] | 40500551500 | 452 | 40500 | 551500
[5 empty] | 41500551500 | 452 | 41500 | 551500
[5 empty] | 42500551500 | 452 | 42500 | 551500
[5 empty] | 43500551500 | 452 | 43500 | 551500
[5 empty] | 44500551500 | 452 | 44500 | 551500
[5 empty] | 45500551500 | 452 | 45500 | 551500
[5 empty] | 46500551500 | 452 | 46500 | 551500
[5 empty] | 47500551500 | 452 | 47500 | 551500
[5 empty] | 48500551500 | 452 | 48500 | 551500
[5 empty] | 49500551500 | 452 | 49500 | 551500
[5 empty] | 50500551500 | 452 | 50500 | 551500
[5 empty] | 51500551500 | 452 | 51500 | 551500
[5 empty] | 52500551500 | 452 | 52500 | 551500
[5 empty] | 53500551500 | 452 | 53500 | 551500
[5 empty] | 54500551500 | 452 | 54500 | 551500
[5 empty] | 55500551500 | 452 | 55500 | 551500
[5 empty] | 56500551500 | 452 | 56500 | 551500
[5 empty] | 57500551500 | 452 | 57500 | 551500
[5 empty] | 58500551500 | 452 | 58500 | 551500
[5 empty] | 59500551500 | 452 | 59500 | 551500
[5 empty] | 60500551500 | 452 | 60500 | 551500
[5 empty] | 61500551500 | 452 | 61500 | 551500
[5 empty] | 18500550500 | 452 | 18500 | 550500
[5 empty] | 19500550500 | 452 | 19500 | 550500
[5 empty] | 20500550500 | 452 | 20500 | 550500
[5 empty] | 21500550500 | 452 | 21500 | 550500
[5 empty] | 22500550500 | 452 | 22500 | 550500
[5 empty] | 23500550500 | 452 | 23500 | 550500
[5 empty] | 24500550500 | 452 | 24500 | 550500
[5 empty] | 25500550500 | 452 | 25500 | 550500
[5 empty] | 26500550500 | 452 | 26500 | 550500
[5 empty] | 27500550500 | 452 | 27500 | 550500
[5 empty] | 28500550500 | 452 | 28500 | 550500
[5 empty] | 30500550500 | 452 | 30500 | 550500
[5 empty] | 31500550500 | 452 | 31500 | 550500
[5 empty] | 32500550500 | 452 | 32500 | 550500
[5 empty] | 33500550500 | 452 | 33500 | 550500
[5 empty] | 34500550500 | 452 | 34500 | 550500
[5 empty] | 35500550500 | 452 | 35500 | 550500
[5 empty] | 36500550500 | 452 | 36500 | 550500
[5 empty] | 37500550500 | 452 | 37500 | 550500
[5 empty] | 38500550500 | 452 | 38500 | 550500
[5 empty] | 39500550500 | 452 | 39500 | 550500
[5 empty] | 40500550500 | 452 | 40500 | 550500
[5 empty] | 41500550500 | 452 | 41500 | 550500
[5 empty] | 42500550500 | 452 | 42500 | 550500
[5 empty] | 43500550500 | 452 | 43500 | 550500
[5 empty] | 44500550500 | 452 | 44500 | 550500
[5 empty] | 45500550500 | 452 | 45500 | 550500
[5 empty] | 46500550500 | 452 | 46500 | 550500
[5 empty] | 47500550500 | 452 | 47500 | 550500
[5 empty] | 48500550500 | 452 | 48500 | 550500
[5 empty] | 49500550500 | 452 | 49500 | 550500
[5 empty] | 50500550500 | 452 | 50500 | 550500
[5 empty] | 51500550500 | 452 | 51500 | 550500
[5 empty] | 52500550500 | 452 | 52500 | 550500
[5 empty] | 53500550500 | 452 | 53500 | 550500
[5 empty] | 54500550500 | 452 | 54500 | 550500
[5 empty] | 55500550500 | 452 | 55500 | 550500
[5 empty] | 56500550500 | 452 | 56500 | 550500
[5 empty] | 57500550500 | 452 | 57500 | 550500
[5 empty] | 61500550500 | 452 | 61500 | 550500
[5 empty] | 18500549500 | 452 | 18500 | 549500
[5 empty] | 19500549500 | 452 | 19500 | 549500
[5 empty] | 20500549500 | 452 | 20500 | 549500
[5 empty] | 21500549500 | 452 | 21500 | 549500
[5 empty] | 22500549500 | 452 | 22500 | 549500
[5 empty] | 23500549500 | 452 | 23500 | 549500
[5 empty] | 24500549500 | 452 | 24500 | 549500
[5 empty] | 25500549500 | 452 | 25500 | 549500
[5 empty] | 26500549500 | 452 | 26500 | 549500
[5 empty] | 27500549500 | 452 | 27500 | 549500
[5 empty] | 28500549500 | 452 | 28500 | 549500
[5 empty] | 29500549500 | 452 | 29500 | 549500
[5 empty] | 30500549500 | 452 | 30500 | 549500
[5 empty] | 31500549500 | 452 | 31500 | 549500
[5 empty] | 32500549500 | 452 | 32500 | 549500
[5 empty] | 33500549500 | 452 | 33500 | 549500
[5 empty] | 34500549500 | 452 | 34500 | 549500
[5 empty] | 35500549500 | 452 | 35500 | 549500
[5 empty] | 36500549500 | 452 | 36500 | 549500
[5 empty] | 37500549500 | 452 | 37500 | 549500
[5 empty] | 38500549500 | 452 | 38500 | 549500
[5 empty] | 39500549500 | 452 | 39500 | 549500
[5 empty] | 40500549500 | 452 | 40500 | 549500
[5 empty] | 41500549500 | 452 | 41500 | 549500
[5 empty] | 42500549500 | 452 | 42500 | 549500
[5 empty] | 43500549500 | 452 | 43500 | 549500
[5 empty] | 44500549500 | 452 | 44500 | 549500
[5 empty] | 45500549500 | 452 | 45500 | 549500
[5 empty] | 46500549500 | 452 | 46500 | 549500
[5 empty] | 47500549500 | 452 | 47500 | 549500
[5 empty] | 48500549500 | 452 | 48500 | 549500
[5 empty] | 49500549500 | 452 | 49500 | 549500
[5 empty] | 50500549500 | 452 | 50500 | 549500
[5 empty] | 51500549500 | 452 | 51500 | 549500
[5 empty] | 52500549500 | 452 | 52500 | 549500
[5 empty] | 53500549500 | 452 | 53500 | 549500
[5 empty] | 54500549500 | 452 | 54500 | 549500
[5 empty] | 55500549500 | 452 | 55500 | 549500
[5 empty] | 56500549500 | 452 | 56500 | 549500
[5 empty] | 57500549500 | 452 | 57500 | 549500
[5 empty] | 19500548500 | 452 | 19500 | 548500
[5 empty] | 20500548500 | 452 | 20500 | 548500
[5 empty] | 21500548500 | 452 | 21500 | 548500
[5 empty] | 22500548500 | 452 | 22500 | 548500
[5 empty] | 23500548500 | 452 | 23500 | 548500
[5 empty] | 24500548500 | 452 | 24500 | 548500
[5 empty] | 25500548500 | 452 | 25500 | 548500
[5 empty] | 26500548500 | 452 | 26500 | 548500
[5 empty] | 27500548500 | 452 | 27500 | 548500
[5 empty] | 28500548500 | 452 | 28500 | 548500
[5 empty] | 29500548500 | 452 | 29500 | 548500
[5 empty] | 30500548500 | 452 | 30500 | 548500
[5 empty] | 31500548500 | 452 | 31500 | 548500
[5 empty] | 32500548500 | 452 | 32500 | 548500
[5 empty] | 33500548500 | 452 | 33500 | 548500
[5 empty] | 34500548500 | 452 | 34500 | 548500
[5 empty] | 35500548500 | 452 | 35500 | 548500
[5 empty] | 36500548500 | 452 | 36500 | 548500
[5 empty] | 37500548500 | 452 | 37500 | 548500
[5 empty] | 38500548500 | 452 | 38500 | 548500
[5 empty] | 39500548500 | 452 | 39500 | 548500
[5 empty] | 40500548500 | 452 | 40500 | 548500
[5 empty] | 41500548500 | 452 | 41500 | 548500
[5 empty] | 42500548500 | 452 | 42500 | 548500
[5 empty] | 43500548500 | 452 | 43500 | 548500
[5 empty] | 44500548500 | 452 | 44500 | 548500
[5 empty] | 45500548500 | 452 | 45500 | 548500
[5 empty] | 46500548500 | 452 | 46500 | 548500
[5 empty] | 47500548500 | 452 | 47500 | 548500
[5 empty] | 48500548500 | 452 | 48500 | 548500
[5 empty] | 49500548500 | 452 | 49500 | 548500
[5 empty] | 50500548500 | 452 | 50500 | 548500
[5 empty] | 51500548500 | 452 | 51500 | 548500
[5 empty] | 52500548500 | 452 | 52500 | 548500
[5 empty] | 53500548500 | 452 | 53500 | 548500
[5 empty] | 54500548500 | 452 | 54500 | 548500
[5 empty] | 55500548500 | 452 | 55500 | 548500
[5 empty] | 56500548500 | 452 | 56500 | 548500
[5 empty] | 18500547500 | 452 | 18500 | 547500
[5 empty] | 19500547500 | 452 | 19500 | 547500
[5 empty] | 20500547500 | 452 | 20500 | 547500
[5 empty] | 21500547500 | 452 | 21500 | 547500
[5 empty] | 22500547500 | 452 | 22500 | 547500
[5 empty] | 23500547500 | 452 | 23500 | 547500
[5 empty] | 24500547500 | 452 | 24500 | 547500
[5 empty] | 25500547500 | 452 | 25500 | 547500
[5 empty] | 26500547500 | 452 | 26500 | 547500
[5 empty] | 27500547500 | 452 | 27500 | 547500
[5 empty] | 28500547500 | 452 | 28500 | 547500
[5 empty] | 29500547500 | 452 | 29500 | 547500
[5 empty] | 30500547500 | 452 | 30500 | 547500
[5 empty] | 31500547500 | 452 | 31500 | 547500
[5 empty] | 32500547500 | 452 | 32500 | 547500
[5 empty] | 33500547500 | 452 | 33500 | 547500
[5 empty] | 34500547500 | 452 | 34500 | 547500
[5 empty] | 35500547500 | 452 | 35500 | 547500
[5 empty] | 36500547500 | 452 | 36500 | 547500
[5 empty] | 37500547500 | 452 | 37500 | 547500
[5 empty] | 38500547500 | 452 | 38500 | 547500
[5 empty] | 39500547500 | 452 | 39500 | 547500
[5 empty] | 40500547500 | 452 | 40500 | 547500
[5 empty] | 41500547500 | 452 | 41500 | 547500
[5 empty] | 42500547500 | 452 | 42500 | 547500
[5 empty] | 43500547500 | 452 | 43500 | 547500
[5 empty] | 44500547500 | 452 | 44500 | 547500
[5 empty] | 45500547500 | 452 | 45500 | 547500
[5 empty] | 46500547500 | 452 | 46500 | 547500
[5 empty] | 47500547500 | 452 | 47500 | 547500
[5 empty] | 48500547500 | 452 | 48500 | 547500
[5 empty] | 49500547500 | 452 | 49500 | 547500
[5 empty] | 50500547500 | 452 | 50500 | 547500
[5 empty] | 51500547500 | 452 | 51500 | 547500
[5 empty] | 52500547500 | 452 | 52500 | 547500
[5 empty] | 53500547500 | 452 | 53500 | 547500
[5 empty] | 54500547500 | 452 | 54500 | 547500
[5 empty] | 19500546500 | 452 | 19500 | 546500
[5 empty] | 20500546500 | 452 | 20500 | 546500
[5 empty] | 21500546500 | 452 | 21500 | 546500
[5 empty] | 22500546500 | 452 | 22500 | 546500
[5 empty] | 23500546500 | 452 | 23500 | 546500
[5 empty] | 24500546500 | 452 | 24500 | 546500
[5 empty] | 25500546500 | 452 | 25500 | 546500
[5 empty] | 26500546500 | 452 | 26500 | 546500
[5 empty] | 27500546500 | 452 | 27500 | 546500
[5 empty] | 28500546500 | 452 | 28500 | 546500
[5 empty] | 29500546500 | 452 | 29500 | 546500
[5 empty] | 30500546500 | 452 | 30500 | 546500
[5 empty] | 31500546500 | 452 | 31500 | 546500
[5 empty] | 32500546500 | 452 | 32500 | 546500
[5 empty] | 33500546500 | 452 | 33500 | 546500
[5 empty] | 34500546500 | 452 | 34500 | 546500
[5 empty] | 35500546500 | 452 | 35500 | 546500
[5 empty] | 36500546500 | 452 | 36500 | 546500
[5 empty] | 37500546500 | 452 | 37500 | 546500
[5 empty] | 38500546500 | 452 | 38500 | 546500
[5 empty] | 39500546500 | 452 | 39500 | 546500
[5 empty] | 40500546500 | 452 | 40500 | 546500
[5 empty] | 41500546500 | 452 | 41500 | 546500
[5 empty] | 42500546500 | 452 | 42500 | 546500
[5 empty] | 43500546500 | 452 | 43500 | 546500
[5 empty] | 44500546500 | 452 | 44500 | 546500
[5 empty] | 45500546500 | 452 | 45500 | 546500
[5 empty] | 46500546500 | 452 | 46500 | 546500
[5 empty] | 47500546500 | 452 | 47500 | 546500
[5 empty] | 48500546500 | 452 | 48500 | 546500
[5 empty] | 49500546500 | 452 | 49500 | 546500
[5 empty] | 50500546500 | 452 | 50500 | 546500
[5 empty] | 51500546500 | 452 | 51500 | 546500
[5 empty] | 52500546500 | 452 | 52500 | 546500
[5 empty] | 19500545500 | 452 | 19500 | 545500
[5 empty] | 20500545500 | 452 | 20500 | 545500
[5 empty] | 21500545500 | 452 | 21500 | 545500
[5 empty] | 22500545500 | 452 | 22500 | 545500
[5 empty] | 23500545500 | 452 | 23500 | 545500
[5 empty] | 24500545500 | 452 | 24500 | 545500
[5 empty] | 25500545500 | 452 | 25500 | 545500
[5 empty] | 26500545500 | 452 | 26500 | 545500
[5 empty] | 27500545500 | 452 | 27500 | 545500
[5 empty] | 28500545500 | 452 | 28500 | 545500
[5 empty] | 29500545500 | 452 | 29500 | 545500
[5 empty] | 30500545500 | 452 | 30500 | 545500
[5 empty] | 31500545500 | 452 | 31500 | 545500
[5 empty] | 32500545500 | 452 | 32500 | 545500
[5 empty] | 33500545500 | 452 | 33500 | 545500
[5 empty] | 34500545500 | 452 | 34500 | 545500
[5 empty] | 35500545500 | 452 | 35500 | 545500
[5 empty] | 36500545500 | 452 | 36500 | 545500
[5 empty] | 37500545500 | 452 | 37500 | 545500
[5 empty] | 38500545500 | 452 | 38500 | 545500
[5 empty] | 39500545500 | 452 | 39500 | 545500
[5 empty] | 40500545500 | 452 | 40500 | 545500
[5 empty] | 41500545500 | 452 | 41500 | 545500
[5 empty] | 42500545500 | 452 | 42500 | 545500
[5 empty] | 43500545500 | 452 | 43500 | 545500
[5 empty] | 44500545500 | 452 | 44500 | 545500
[5 empty] | 45500545500 | 452 | 45500 | 545500
[5 empty] | 46500545500 | 452 | 46500 | 545500
[5 empty] | 47500545500 | 452 | 47500 | 545500
[5 empty] | 48500545500 | 452 | 48500 | 545500
[5 empty] | 49500545500 | 452 | 49500 | 545500
[5 empty] | 50500545500 | 452 | 50500 | 545500
[5 empty] | 51500545500 | 452 | 51500 | 545500
[5 empty] | 20500544500 | 452 | 20500 | 544500
[5 empty] | 21500544500 | 452 | 21500 | 544500
[5 empty] | 22500544500 | 452 | 22500 | 544500
[5 empty] | 23500544500 | 452 | 23500 | 544500
[5 empty] | 24500544500 | 452 | 24500 | 544500
[5 empty] | 25500544500 | 452 | 25500 | 544500
[5 empty] | 26500544500 | 452 | 26500 | 544500
[5 empty] | 27500544500 | 452 | 27500 | 544500
[5 empty] | 28500544500 | 452 | 28500 | 544500
[5 empty] | 29500544500 | 452 | 29500 | 544500
[5 empty] | 30500544500 | 452 | 30500 | 544500
[5 empty] | 31500544500 | 452 | 31500 | 544500
[5 empty] | 32500544500 | 452 | 32500 | 544500
[5 empty] | 33500544500 | 452 | 33500 | 544500
[5 empty] | 34500544500 | 452 | 34500 | 544500
[5 empty] | 35500544500 | 452 | 35500 | 544500
[5 empty] | 36500544500 | 452 | 36500 | 544500
[5 empty] | 37500544500 | 452 | 37500 | 544500
[5 empty] | 38500544500 | 452 | 38500 | 544500
[5 empty] | 39500544500 | 452 | 39500 | 544500
[5 empty] | 40500544500 | 452 | 40500 | 544500
[5 empty] | 41500544500 | 452 | 41500 | 544500
[5 empty] | 42500544500 | 452 | 42500 | 544500
[5 empty] | 43500544500 | 452 | 43500 | 544500
[5 empty] | 44500544500 | 452 | 44500 | 544500
[5 empty] | 45500544500 | 452 | 45500 | 544500
[5 empty] | 46500544500 | 452 | 46500 | 544500
[5 empty] | 47500544500 | 452 | 47500 | 544500
[5 empty] | 48500544500 | 452 | 48500 | 544500
[5 empty] | 49500544500 | 452 | 49500 | 544500
[5 empty] | 50500544500 | 452 | 50500 | 544500
[5 empty] | 22500543500 | 452 | 22500 | 543500
[5 empty] | 23500543500 | 452 | 23500 | 543500
[5 empty] | 24500543500 | 452 | 24500 | 543500
[5 empty] | 25500543500 | 452 | 25500 | 543500
[5 empty] | 26500543500 | 452 | 26500 | 543500
[5 empty] | 27500543500 | 452 | 27500 | 543500
[5 empty] | 28500543500 | 452 | 28500 | 543500
[5 empty] | 29500543500 | 452 | 29500 | 543500
[5 empty] | 30500543500 | 452 | 30500 | 543500
[5 empty] | 31500543500 | 452 | 31500 | 543500
[5 empty] | 32500543500 | 452 | 32500 | 543500
[5 empty] | 33500543500 | 452 | 33500 | 543500
[5 empty] | 34500543500 | 452 | 34500 | 543500
[5 empty] | 35500543500 | 452 | 35500 | 543500
[5 empty] | 36500543500 | 452 | 36500 | 543500
[5 empty] | 37500543500 | 452 | 37500 | 543500
[5 empty] | 38500543500 | 452 | 38500 | 543500
[5 empty] | 39500543500 | 452 | 39500 | 543500
[5 empty] | 40500543500 | 452 | 40500 | 543500
[5 empty] | 41500543500 | 452 | 41500 | 543500
[5 empty] | 42500543500 | 452 | 42500 | 543500
[5 empty] | 43500543500 | 452 | 43500 | 543500
[5 empty] | 44500543500 | 452 | 44500 | 543500
[5 empty] | 45500543500 | 452 | 45500 | 543500
[5 empty] | 46500543500 | 452 | 46500 | 543500
[5 empty] | 47500543500 | 452 | 47500 | 543500
[5 empty] | 48500543500 | 452 | 48500 | 543500
[5 empty] | 49500543500 | 452 | 49500 | 543500
[5 empty] | 22500542500 | 452 | 22500 | 542500
[5 empty] | 23500542500 | 452 | 23500 | 542500
[5 empty] | 24500542500 | 452 | 24500 | 542500
[5 empty] | 25500542500 | 452 | 25500 | 542500
[5 empty] | 26500542500 | 452 | 26500 | 542500
[5 empty] | 27500542500 | 452 | 27500 | 542500
[5 empty] | 28500542500 | 452 | 28500 | 542500
[5 empty] | 29500542500 | 452 | 29500 | 542500
[5 empty] | 30500542500 | 452 | 30500 | 542500
[5 empty] | 31500542500 | 452 | 31500 | 542500
[5 empty] | 32500542500 | 452 | 32500 | 542500
[5 empty] | 33500542500 | 452 | 33500 | 542500
[5 empty] | 34500542500 | 452 | 34500 | 542500
[5 empty] | 35500542500 | 452 | 35500 | 542500
[5 empty] | 36500542500 | 452 | 36500 | 542500
[5 empty] | 37500542500 | 452 | 37500 | 542500
[5 empty] | 38500542500 | 452 | 38500 | 542500
[5 empty] | 39500542500 | 452 | 39500 | 542500
[5 empty] | 40500542500 | 452 | 40500 | 542500
[5 empty] | 41500542500 | 452 | 41500 | 542500
[5 empty] | 42500542500 | 452 | 42500 | 542500
[5 empty] | 43500542500 | 452 | 43500 | 542500
[5 empty] | 44500542500 | 452 | 44500 | 542500
[5 empty] | 45500542500 | 452 | 45500 | 542500
[5 empty] | 46500542500 | 452 | 46500 | 542500
[5 empty] | 47500542500 | 452 | 47500 | 542500
[5 empty] | 48500542500 | 452 | 48500 | 542500
[5 empty] | 22500541500 | 452 | 22500 | 541500
[5 empty] | 25500541500 | 452 | 25500 | 541500
[5 empty] | 26500541500 | 452 | 26500 | 541500
[5 empty] | 27500541500 | 452 | 27500 | 541500
[5 empty] | 28500541500 | 452 | 28500 | 541500
[5 empty] | 29500541500 | 452 | 29500 | 541500
[5 empty] | 30500541500 | 452 | 30500 | 541500
[5 empty] | 31500541500 | 452 | 31500 | 541500
[5 empty] | 32500541500 | 452 | 32500 | 541500
[5 empty] | 33500541500 | 452 | 33500 | 541500
[5 empty] | 34500541500 | 452 | 34500 | 541500
[5 empty] | 35500541500 | 452 | 35500 | 541500
[5 empty] | 36500541500 | 452 | 36500 | 541500
[5 empty] | 37500541500 | 452 | 37500 | 541500
[5 empty] | 38500541500 | 452 | 38500 | 541500
[5 empty] | 39500541500 | 452 | 39500 | 541500
[5 empty] | 40500541500 | 452 | 40500 | 541500
[5 empty] | 42500541500 | 452 | 42500 | 541500
[5 empty] | 47500541500 | 452 | 47500 | 541500
[5 empty] | 48500541500 | 452 | 48500 | 541500
[5 empty] | 27500540500 | 452 | 27500 | 540500
[5 empty] | 28500540500 | 452 | 28500 | 540500
[5 empty] | 29500540500 | 452 | 29500 | 540500
[5 empty] | 30500540500 | 452 | 30500 | 540500
[5 empty] | 31500540500 | 452 | 31500 | 540500
[5 empty] | 32500540500 | 452 | 32500 | 540500
[5 empty] | 33500540500 | 452 | 33500 | 540500
[5 empty] | 34500540500 | 452 | 34500 | 540500
[5 empty] | 35500540500 | 452 | 35500 | 540500
[5 empty] | 36500540500 | 452 | 36500 | 540500
[5 empty] | 29500539500 | 452 | 29500 | 539500
[5 empty] | 31500539500 | 452 | 31500 | 539500
[5 empty] | 32500539500 | 452 | 32500 | 539500
[5 empty] | 33500539500 | 452 | 33500 | 539500
[5 empty] | 77500553500 | 453 | 77500 | 553500
[5 empty] | 78500553500 | 453 | 78500 | 553500
[5 empty] | 79500553500 | 453 | 79500 | 553500
[5 empty] | 72500552500 | 453 | 72500 | 552500
[5 empty] | 73500552500 | 453 | 73500 | 552500
[5 empty] | 74500552500 | 453 | 74500 | 552500
[5 empty] | 75500552500 | 453 | 75500 | 552500
[5 empty] | 76500552500 | 453 | 76500 | 552500
[5 empty] | 77500552500 | 453 | 77500 | 552500
[5 empty] | 78500552500 | 453 | 78500 | 552500
[5 empty] | 79500552500 | 453 | 79500 | 552500
[5 empty] | 80500552500 | 453 | 80500 | 552500
[5 empty] | 81500552500 | 453 | 81500 | 552500
[5 empty] | 82500552500 | 453 | 82500 | 552500
[5 empty] | 62500551500 | 453 | 62500 | 551500
[5 empty] | 63500551500 | 453 | 63500 | 551500
[5 empty] | 64500551500 | 453 | 64500 | 551500
[5 empty] | 65500551500 | 453 | 65500 | 551500
[5 empty] | 66500551500 | 453 | 66500 | 551500
[5 empty] | 67500551500 | 453 | 67500 | 551500
[5 empty] | 68500551500 | 453 | 68500 | 551500
[5 empty] | 69500551500 | 453 | 69500 | 551500
[5 empty] | 70500551500 | 453 | 70500 | 551500
[5 empty] | 71500551500 | 453 | 71500 | 551500
[5 empty] | 72500551500 | 453 | 72500 | 551500
[5 empty] | 73500551500 | 453 | 73500 | 551500
[5 empty] | 74500551500 | 453 | 74500 | 551500
[5 empty] | 75500551500 | 453 | 75500 | 551500
[5 empty] | 76500551500 | 453 | 76500 | 551500
[5 empty] | 77500551500 | 453 | 77500 | 551500
[5 empty] | 78500551500 | 453 | 78500 | 551500
[5 empty] | 79500551500 | 453 | 79500 | 551500
[5 empty] | 80500551500 | 453 | 80500 | 551500
[5 empty] | 81500551500 | 453 | 81500 | 551500
[5 empty] | 58500550500 | 453 | 58500 | 550500
[5 empty] | 59500550500 | 453 | 59500 | 550500
[5 empty] | 60500550500 | 453 | 60500 | 550500
[5 empty] | 62500550500 | 453 | 62500 | 550500
[5 empty] | 63500550500 | 453 | 63500 | 550500
[5 empty] | 64500550500 | 453 | 64500 | 550500
[5 empty] | 65500550500 | 453 | 65500 | 550500
[5 empty] | 66500550500 | 453 | 66500 | 550500
[5 empty] | 67500550500 | 453 | 67500 | 550500
[5 empty] | 68500550500 | 453 | 68500 | 550500
[5 empty] | 69500550500 | 453 | 69500 | 550500
[5 empty] | 70500550500 | 453 | 70500 | 550500
[5 empty] | 71500550500 | 453 | 71500 | 550500
[5 empty] | 72500550500 | 453 | 72500 | 550500
[5 empty] | 73500550500 | 453 | 73500 | 550500
[5 empty] | 74500550500 | 453 | 74500 | 550500
[5 empty] | 75500550500 | 453 | 75500 | 550500
[5 empty] | 76500550500 | 453 | 76500 | 550500
[5 empty] | 77500550500 | 453 | 77500 | 550500
[5 empty] | 78500550500 | 453 | 78500 | 550500
[5 empty] | 79500550500 | 453 | 79500 | 550500
[5 empty] | 80500550500 | 453 | 80500 | 550500
[5 empty] | 58500549500 | 453 | 58500 | 549500
[5 empty] | 59500549500 | 453 | 59500 | 549500
[5 empty] | 60500549500 | 453 | 60500 | 549500
[5 empty] | 61500549500 | 453 | 61500 | 549500
[5 empty] | 62500549500 | 453 | 62500 | 549500
[5 empty] | 63500549500 | 453 | 63500 | 549500
[5 empty] | 64500549500 | 453 | 64500 | 549500
[5 empty] | 65500549500 | 453 | 65500 | 549500
[5 empty] | 66500549500 | 453 | 66500 | 549500
[5 empty] | 67500549500 | 453 | 67500 | 549500
[5 empty] | 68500549500 | 453 | 68500 | 549500
[5 empty] | 69500549500 | 453 | 69500 | 549500
[5 empty] | 70500549500 | 453 | 70500 | 549500
[5 empty] | 71500549500 | 453 | 71500 | 549500
[5 empty] | 72500549500 | 453 | 72500 | 549500
[5 empty] | 73500549500 | 453 | 73500 | 549500
[5 empty] | 74500549500 | 453 | 74500 | 549500
[5 empty] | 75500549500 | 453 | 75500 | 549500
[5 empty] | 76500549500 | 453 | 76500 | 549500
[5 empty] | 77500549500 | 453 | 77500 | 549500
[5 empty] | 57500548500 | 453 | 57500 | 548500
[5 empty] | 58500548500 | 453 | 58500 | 548500
[5 empty] | 59500548500 | 453 | 59500 | 548500
[5 empty] | 60500548500 | 453 | 60500 | 548500
[5 empty] | 61500548500 | 453 | 61500 | 548500
[5 empty] | 62500548500 | 453 | 62500 | 548500
[5 empty] | 63500548500 | 453 | 63500 | 548500
[5 empty] | 64500548500 | 453 | 64500 | 548500
[5 empty] | 65500548500 | 453 | 65500 | 548500
[5 empty] | 66500548500 | 453 | 66500 | 548500
[5 empty] | 67500548500 | 453 | 67500 | 548500
[5 empty] | 68500548500 | 453 | 68500 | 548500
[5 empty] | 69500548500 | 453 | 69500 | 548500
[5 empty] | 70500548500 | 453 | 70500 | 548500
[5 empty] | 71500548500 | 453 | 71500 | 548500
[5 empty] | 72500548500 | 453 | 72500 | 548500
[5 empty] | 73500548500 | 453 | 73500 | 548500
[5 empty] | 74500548500 | 453 | 74500 | 548500
[5 empty] | 75500548500 | 453 | 75500 | 548500
[5 empty] | 76500548500 | 453 | 76500 | 548500
[5 empty] | 77500548500 | 453 | 77500 | 548500
[5 empty] | 55500547500 | 453 | 55500 | 547500
[5 empty] | 56500547500 | 453 | 56500 | 547500
[5 empty] | 57500547500 | 453 | 57500 | 547500
[5 empty] | 58500547500 | 453 | 58500 | 547500
[5 empty] | 59500547500 | 453 | 59500 | 547500
[5 empty] | 60500547500 | 453 | 60500 | 547500
[5 empty] | 61500547500 | 453 | 61500 | 547500
[5 empty] | 62500547500 | 453 | 62500 | 547500
[5 empty] | 63500547500 | 453 | 63500 | 547500
[5 empty] | 64500547500 | 453 | 64500 | 547500
[5 empty] | 65500547500 | 453 | 65500 | 547500
[5 empty] | 66500547500 | 453 | 66500 | 547500
[5 empty] | 67500547500 | 453 | 67500 | 547500
[5 empty] | 68500547500 | 453 | 68500 | 547500
[5 empty] | 69500547500 | 453 | 69500 | 547500
[5 empty] | 70500547500 | 453 | 70500 | 547500
[5 empty] | 71500547500 | 453 | 71500 | 547500
[5 empty] | 72500547500 | 453 | 72500 | 547500
[5 empty] | 73500547500 | 453 | 73500 | 547500
[5 empty] | 74500547500 | 453 | 74500 | 547500
[5 empty] | 75500547500 | 453 | 75500 | 547500
[5 empty] | 76500547500 | 453 | 76500 | 547500
[5 empty] | 77500547500 | 453 | 77500 | 547500
[5 empty] | 53500546500 | 453 | 53500 | 546500
[5 empty] | 54500546500 | 453 | 54500 | 546500
[5 empty] | 55500546500 | 453 | 55500 | 546500
[5 empty] | 56500546500 | 453 | 56500 | 546500
[5 empty] | 57500546500 | 453 | 57500 | 546500
[5 empty] | 58500546500 | 453 | 58500 | 546500
[5 empty] | 59500546500 | 453 | 59500 | 546500
[5 empty] | 60500546500 | 453 | 60500 | 546500
[5 empty] | 61500546500 | 453 | 61500 | 546500
[5 empty] | 62500546500 | 453 | 62500 | 546500
[5 empty] | 63500546500 | 453 | 63500 | 546500
[5 empty] | 64500546500 | 453 | 64500 | 546500
[5 empty] | 65500546500 | 453 | 65500 | 546500
[5 empty] | 66500546500 | 453 | 66500 | 546500
[5 empty] | 67500546500 | 453 | 67500 | 546500
[5 empty] | 68500546500 | 453 | 68500 | 546500
[5 empty] | 69500546500 | 453 | 69500 | 546500
[5 empty] | 70500546500 | 453 | 70500 | 546500
[5 empty] | 71500546500 | 453 | 71500 | 546500
[5 empty] | 72500546500 | 453 | 72500 | 546500
[5 empty] | 73500546500 | 453 | 73500 | 546500
[5 empty] | 74500546500 | 453 | 74500 | 546500
[5 empty] | 75500546500 | 453 | 75500 | 546500
[5 empty] | 76500546500 | 453 | 76500 | 546500
[5 empty] | 77500546500 | 453 | 77500 | 546500
[5 empty] | 52500545500 | 453 | 52500 | 545500
[5 empty] | 53500545500 | 453 | 53500 | 545500
[5 empty] | 54500545500 | 453 | 54500 | 545500
[5 empty] | 55500545500 | 453 | 55500 | 545500
[5 empty] | 56500545500 | 453 | 56500 | 545500
[5 empty] | 57500545500 | 453 | 57500 | 545500
[5 empty] | 58500545500 | 453 | 58500 | 545500
[5 empty] | 59500545500 | 453 | 59500 | 545500
[5 empty] | 60500545500 | 453 | 60500 | 545500
[5 empty] | 61500545500 | 453 | 61500 | 545500
[5 empty] | 62500545500 | 453 | 62500 | 545500
[5 empty] | 63500545500 | 453 | 63500 | 545500
[5 empty] | 64500545500 | 453 | 64500 | 545500
[5 empty] | 65500545500 | 453 | 65500 | 545500
[5 empty] | 66500545500 | 453 | 66500 | 545500
[5 empty] | 67500545500 | 453 | 67500 | 545500
[5 empty] | 68500545500 | 453 | 68500 | 545500
[5 empty] | 69500545500 | 453 | 69500 | 545500
[5 empty] | 70500545500 | 453 | 70500 | 545500
[5 empty] | 71500545500 | 453 | 71500 | 545500
[5 empty] | 72500545500 | 453 | 72500 | 545500
[5 empty] | 73500545500 | 453 | 73500 | 545500
[5 empty] | 74500545500 | 453 | 74500 | 545500
[5 empty] | 75500545500 | 453 | 75500 | 545500
[5 empty] | 76500545500 | 453 | 76500 | 545500
[5 empty] | 77500545500 | 453 | 77500 | 545500
[5 empty] | 51500544500 | 453 | 51500 | 544500
[5 empty] | 52500544500 | 453 | 52500 | 544500
[5 empty] | 53500544500 | 453 | 53500 | 544500
[5 empty] | 54500544500 | 453 | 54500 | 544500
[5 empty] | 55500544500 | 453 | 55500 | 544500
[5 empty] | 56500544500 | 453 | 56500 | 544500
[5 empty] | 57500544500 | 453 | 57500 | 544500
[5 empty] | 58500544500 | 453 | 58500 | 544500
[5 empty] | 59500544500 | 453 | 59500 | 544500
[5 empty] | 60500544500 | 453 | 60500 | 544500
[5 empty] | 61500544500 | 453 | 61500 | 544500
[5 empty] | 62500544500 | 453 | 62500 | 544500
[5 empty] | 63500544500 | 453 | 63500 | 544500
[5 empty] | 64500544500 | 453 | 64500 | 544500
[5 empty] | 65500544500 | 453 | 65500 | 544500
[5 empty] | 66500544500 | 453 | 66500 | 544500
[5 empty] | 67500544500 | 453 | 67500 | 544500
[5 empty] | 68500544500 | 453 | 68500 | 544500
[5 empty] | 69500544500 | 453 | 69500 | 544500
[5 empty] | 70500544500 | 453 | 70500 | 544500
[5 empty] | 71500544500 | 453 | 71500 | 544500
[5 empty] | 72500544500 | 453 | 72500 | 544500
[5 empty] | 73500544500 | 453 | 73500 | 544500
[5 empty] | 74500544500 | 453 | 74500 | 544500
[5 empty] | 75500544500 | 453 | 75500 | 544500
[5 empty] | 76500544500 | 453 | 76500 | 544500
[5 empty] | 77500544500 | 453 | 77500 | 544500
[5 empty] | 50500543500 | 453 | 50500 | 543500
[5 empty] | 51500543500 | 453 | 51500 | 543500
[5 empty] | 52500543500 | 453 | 52500 | 543500
[5 empty] | 53500543500 | 453 | 53500 | 543500
[5 empty] | 54500543500 | 453 | 54500 | 543500
[5 empty] | 55500543500 | 453 | 55500 | 543500
[5 empty] | 56500543500 | 453 | 56500 | 543500
[5 empty] | 57500543500 | 453 | 57500 | 543500
[5 empty] | 58500543500 | 453 | 58500 | 543500
[5 empty] | 59500543500 | 453 | 59500 | 543500
[5 empty] | 60500543500 | 453 | 60500 | 543500
[5 empty] | 61500543500 | 453 | 61500 | 543500
[5 empty] | 62500543500 | 453 | 62500 | 543500
[5 empty] | 63500543500 | 453 | 63500 | 543500
[5 empty] | 64500543500 | 453 | 64500 | 543500
[5 empty] | 65500543500 | 453 | 65500 | 543500
[5 empty] | 66500543500 | 453 | 66500 | 543500
[5 empty] | 67500543500 | 453 | 67500 | 543500
[5 empty] | 68500543500 | 453 | 68500 | 543500
[5 empty] | 69500543500 | 453 | 69500 | 543500
[5 empty] | 70500543500 | 453 | 70500 | 543500
[5 empty] | 71500543500 | 453 | 71500 | 543500
[5 empty] | 72500543500 | 453 | 72500 | 543500
[5 empty] | 73500543500 | 453 | 73500 | 543500
[5 empty] | 74500543500 | 453 | 74500 | 543500
[5 empty] | 75500543500 | 453 | 75500 | 543500
[5 empty] | 76500543500 | 453 | 76500 | 543500
[5 empty] | 77500543500 | 453 | 77500 | 543500
[5 empty] | 49500542500 | 453 | 49500 | 542500
[5 empty] | 50500542500 | 453 | 50500 | 542500
[5 empty] | 51500542500 | 453 | 51500 | 542500
[5 empty] | 52500542500 | 453 | 52500 | 542500
[5 empty] | 53500542500 | 453 | 53500 | 542500
[5 empty] | 54500542500 | 453 | 54500 | 542500
[5 empty] | 55500542500 | 453 | 55500 | 542500
[5 empty] | 56500542500 | 453 | 56500 | 542500
[5 empty] | 57500542500 | 453 | 57500 | 542500
[5 empty] | 58500542500 | 453 | 58500 | 542500
[5 empty] | 59500542500 | 453 | 59500 | 542500
[5 empty] | 60500542500 | 453 | 60500 | 542500
[5 empty] | 61500542500 | 453 | 61500 | 542500
[5 empty] | 62500542500 | 453 | 62500 | 542500
[5 empty] | 63500542500 | 453 | 63500 | 542500
[5 empty] | 64500542500 | 453 | 64500 | 542500
[5 empty] | 65500542500 | 453 | 65500 | 542500
[5 empty] | 66500542500 | 453 | 66500 | 542500
[5 empty] | 67500542500 | 453 | 67500 | 542500
[5 empty] | 68500542500 | 453 | 68500 | 542500
[5 empty] | 69500542500 | 453 | 69500 | 542500
[5 empty] | 70500542500 | 453 | 70500 | 542500
[5 empty] | 71500542500 | 453 | 71500 | 542500
[5 empty] | 72500542500 | 453 | 72500 | 542500
[5 empty] | 73500542500 | 453 | 73500 | 542500
[5 empty] | 74500542500 | 453 | 74500 | 542500
[5 empty] | 75500542500 | 453 | 75500 | 542500
[5 empty] | 76500542500 | 453 | 76500 | 542500
[5 empty] | 77500542500 | 453 | 77500 | 542500
[5 empty] | 41500541500 | 453 | 41500 | 541500
[5 empty] | 43500541500 | 453 | 43500 | 541500
[5 empty] | 44500541500 | 453 | 44500 | 541500
[5 empty] | 45500541500 | 453 | 45500 | 541500
[5 empty] | 46500541500 | 453 | 46500 | 541500
[5 empty] | 49500541500 | 453 | 49500 | 541500
[5 empty] | 50500541500 | 453 | 50500 | 541500
[5 empty] | 51500541500 | 453 | 51500 | 541500
[5 empty] | 52500541500 | 453 | 52500 | 541500
[5 empty] | 53500541500 | 453 | 53500 | 541500
[5 empty] | 54500541500 | 453 | 54500 | 541500
[5 empty] | 55500541500 | 453 | 55500 | 541500
[5 empty] | 56500541500 | 453 | 56500 | 541500
[5 empty] | 57500541500 | 453 | 57500 | 541500
[5 empty] | 58500541500 | 453 | 58500 | 541500
[5 empty] | 59500541500 | 453 | 59500 | 541500
[5 empty] | 60500541500 | 453 | 60500 | 541500
[5 empty] | 61500541500 | 453 | 61500 | 541500
[5 empty] | 62500541500 | 453 | 62500 | 541500
[5 empty] | 63500541500 | 453 | 63500 | 541500
[5 empty] | 64500541500 | 453 | 64500 | 541500
[5 empty] | 65500541500 | 453 | 65500 | 541500
[5 empty] | 66500541500 | 453 | 66500 | 541500
[5 empty] | 67500541500 | 453 | 67500 | 541500
[5 empty] | 68500541500 | 453 | 68500 | 541500
[5 empty] | 69500541500 | 453 | 69500 | 541500
[5 empty] | 70500541500 | 453 | 70500 | 541500
[5 empty] | 71500541500 | 453 | 71500 | 541500
[5 empty] | 72500541500 | 453 | 72500 | 541500
[5 empty] | 73500541500 | 453 | 73500 | 541500
[5 empty] | 74500541500 | 453 | 74500 | 541500
[5 empty] | 75500541500 | 453 | 75500 | 541500
[5 empty] | 76500541500 | 453 | 76500 | 541500
[5 empty] | 77500541500 | 453 | 77500 | 541500
[5 empty] | 78500541500 | 453 | 78500 | 541500
[5 empty] | 37500540500 | 453 | 37500 | 540500
[5 empty] | 38500540500 | 453 | 38500 | 540500
[5 empty] | 39500540500 | 453 | 39500 | 540500
[5 empty] | 40500540500 | 453 | 40500 | 540500
[5 empty] | 41500540500 | 453 | 41500 | 540500
[5 empty] | 42500540500 | 453 | 42500 | 540500
[5 empty] | 43500540500 | 453 | 43500 | 540500
[5 empty] | 44500540500 | 453 | 44500 | 540500
[5 empty] | 45500540500 | 453 | 45500 | 540500
[5 empty] | 46500540500 | 453 | 46500 | 540500
[5 empty] | 47500540500 | 453 | 47500 | 540500
[5 empty] | 48500540500 | 453 | 48500 | 540500
[5 empty] | 49500540500 | 453 | 49500 | 540500
[5 empty] | 50500540500 | 453 | 50500 | 540500
[5 empty] | 51500540500 | 453 | 51500 | 540500
[5 empty] | 52500540500 | 453 | 52500 | 540500
[5 empty] | 53500540500 | 453 | 53500 | 540500
[5 empty] | 54500540500 | 453 | 54500 | 540500
[5 empty] | 55500540500 | 453 | 55500 | 540500
[5 empty] | 56500540500 | 453 | 56500 | 540500
[5 empty] | 57500540500 | 453 | 57500 | 540500
[5 empty] | 58500540500 | 453 | 58500 | 540500
[5 empty] | 59500540500 | 453 | 59500 | 540500
[5 empty] | 60500540500 | 453 | 60500 | 540500
[5 empty] | 61500540500 | 453 | 61500 | 540500
[5 empty] | 62500540500 | 453 | 62500 | 540500
[5 empty] | 63500540500 | 453 | 63500 | 540500
[5 empty] | 64500540500 | 453 | 64500 | 540500
[5 empty] | 65500540500 | 453 | 65500 | 540500
[5 empty] | 66500540500 | 453 | 66500 | 540500
[5 empty] | 67500540500 | 453 | 67500 | 540500
[5 empty] | 68500540500 | 453 | 68500 | 540500
[5 empty] | 69500540500 | 453 | 69500 | 540500
[5 empty] | 70500540500 | 453 | 70500 | 540500
[5 empty] | 71500540500 | 453 | 71500 | 540500
[5 empty] | 72500540500 | 453 | 72500 | 540500
[5 empty] | 73500540500 | 453 | 73500 | 540500
[5 empty] | 74500540500 | 453 | 74500 | 540500
[5 empty] | 75500540500 | 453 | 75500 | 540500
[5 empty] | 76500540500 | 453 | 76500 | 540500
[5 empty] | 77500540500 | 453 | 77500 | 540500
[5 empty] | 78500540500 | 453 | 78500 | 540500
[5 empty] | 34500539500 | 453 | 34500 | 539500
[5 empty] | 35500539500 | 453 | 35500 | 539500
[5 empty] | 36500539500 | 453 | 36500 | 539500
[5 empty] | 37500539500 | 453 | 37500 | 539500
[5 empty] | 38500539500 | 453 | 38500 | 539500
[5 empty] | 39500539500 | 453 | 39500 | 539500
[5 empty] | 40500539500 | 453 | 40500 | 539500
[5 empty] | 41500539500 | 453 | 41500 | 539500
[5 empty] | 42500539500 | 453 | 42500 | 539500
[5 empty] | 43500539500 | 453 | 43500 | 539500
[5 empty] | 44500539500 | 453 | 44500 | 539500
[5 empty] | 45500539500 | 453 | 45500 | 539500
[5 empty] | 46500539500 | 453 | 46500 | 539500
[5 empty] | 47500539500 | 453 | 47500 | 539500
[5 empty] | 48500539500 | 453 | 48500 | 539500
[5 empty] | 49500539500 | 453 | 49500 | 539500
[5 empty] | 50500539500 | 453 | 50500 | 539500
[5 empty] | 51500539500 | 453 | 51500 | 539500
[5 empty] | 52500539500 | 453 | 52500 | 539500
[5 empty] | 53500539500 | 453 | 53500 | 539500
[5 empty] | 54500539500 | 453 | 54500 | 539500
[5 empty] | 55500539500 | 453 | 55500 | 539500
[5 empty] | 56500539500 | 453 | 56500 | 539500
[5 empty] | 57500539500 | 453 | 57500 | 539500
[5 empty] | 58500539500 | 453 | 58500 | 539500
[5 empty] | 59500539500 | 453 | 59500 | 539500
[5 empty] | 60500539500 | 453 | 60500 | 539500
[5 empty] | 61500539500 | 453 | 61500 | 539500
[5 empty] | 62500539500 | 453 | 62500 | 539500
[5 empty] | 63500539500 | 453 | 63500 | 539500
[5 empty] | 64500539500 | 453 | 64500 | 539500
[5 empty] | 65500539500 | 453 | 65500 | 539500
[5 empty] | 66500539500 | 453 | 66500 | 539500
[5 empty] | 67500539500 | 453 | 67500 | 539500
[5 empty] | 68500539500 | 453 | 68500 | 539500
[5 empty] | 69500539500 | 453 | 69500 | 539500
[5 empty] | 70500539500 | 453 | 70500 | 539500
[5 empty] | 71500539500 | 453 | 71500 | 539500
[5 empty] | 72500539500 | 453 | 72500 | 539500
[5 empty] | 73500539500 | 453 | 73500 | 539500
[5 empty] | 74500539500 | 453 | 74500 | 539500
[5 empty] | 75500539500 | 453 | 75500 | 539500
[5 empty] | 76500539500 | 453 | 76500 | 539500
[5 empty] | 77500539500 | 453 | 77500 | 539500
[5 empty] | 78500539500 | 453 | 78500 | 539500
[5 empty] | 29500538500 | 453 | 29500 | 538500
[5 empty] | 30500538500 | 453 | 30500 | 538500
[5 empty] | 31500538500 | 453 | 31500 | 538500
[5 empty] | 32500538500 | 453 | 32500 | 538500
[5 empty] | 33500538500 | 453 | 33500 | 538500
[5 empty] | 34500538500 | 453 | 34500 | 538500
[5 empty] | 35500538500 | 453 | 35500 | 538500
[5 empty] | 36500538500 | 453 | 36500 | 538500
[5 empty] | 37500538500 | 453 | 37500 | 538500
[5 empty] | 38500538500 | 453 | 38500 | 538500
[5 empty] | 39500538500 | 453 | 39500 | 538500
[5 empty] | 40500538500 | 453 | 40500 | 538500
[5 empty] | 41500538500 | 453 | 41500 | 538500
[5 empty] | 42500538500 | 453 | 42500 | 538500
[5 empty] | 43500538500 | 453 | 43500 | 538500
[5 empty] | 44500538500 | 453 | 44500 | 538500
[5 empty] | 45500538500 | 453 | 45500 | 538500
[5 empty] | 46500538500 | 453 | 46500 | 538500
[5 empty] | 47500538500 | 453 | 47500 | 538500
[5 empty] | 48500538500 | 453 | 48500 | 538500
[5 empty] | 49500538500 | 453 | 49500 | 538500
[5 empty] | 50500538500 | 453 | 50500 | 538500
[5 empty] | 51500538500 | 453 | 51500 | 538500
[5 empty] | 52500538500 | 453 | 52500 | 538500
[5 empty] | 53500538500 | 453 | 53500 | 538500
[5 empty] | 54500538500 | 453 | 54500 | 538500
[5 empty] | 55500538500 | 453 | 55500 | 538500
[5 empty] | 56500538500 | 453 | 56500 | 538500
[5 empty] | 57500538500 | 453 | 57500 | 538500
[5 empty] | 58500538500 | 453 | 58500 | 538500
[5 empty] | 59500538500 | 453 | 59500 | 538500
[5 empty] | 60500538500 | 453 | 60500 | 538500
[5 empty] | 61500538500 | 453 | 61500 | 538500
[5 empty] | 62500538500 | 453 | 62500 | 538500
[5 empty] | 63500538500 | 453 | 63500 | 538500
[5 empty] | 64500538500 | 453 | 64500 | 538500
[5 empty] | 65500538500 | 453 | 65500 | 538500
[5 empty] | 66500538500 | 453 | 66500 | 538500
[5 empty] | 67500538500 | 453 | 67500 | 538500
[5 empty] | 68500538500 | 453 | 68500 | 538500
[5 empty] | 69500538500 | 453 | 69500 | 538500
[5 empty] | 70500538500 | 453 | 70500 | 538500
[5 empty] | 71500538500 | 453 | 71500 | 538500
[5 empty] | 72500538500 | 453 | 72500 | 538500
[5 empty] | 73500538500 | 453 | 73500 | 538500
[5 empty] | 74500538500 | 453 | 74500 | 538500
[5 empty] | 75500538500 | 453 | 75500 | 538500
[5 empty] | 76500538500 | 453 | 76500 | 538500
[5 empty] | 77500538500 | 453 | 77500 | 538500
[5 empty] | 78500538500 | 453 | 78500 | 538500
[5 empty] | 27500537500 | 453 | 27500 | 537500
[5 empty] | 28500537500 | 453 | 28500 | 537500
[5 empty] | 29500537500 | 453 | 29500 | 537500
[5 empty] | 30500537500 | 453 | 30500 | 537500
[5 empty] | 31500537500 | 453 | 31500 | 537500
[5 empty] | 32500537500 | 453 | 32500 | 537500
[5 empty] | 33500537500 | 453 | 33500 | 537500
[5 empty] | 34500537500 | 453 | 34500 | 537500
[5 empty] | 35500537500 | 453 | 35500 | 537500
[5 empty] | 36500537500 | 453 | 36500 | 537500
[5 empty] | 37500537500 | 453 | 37500 | 537500
[5 empty] | 38500537500 | 453 | 38500 | 537500
[5 empty] | 39500537500 | 453 | 39500 | 537500
[5 empty] | 40500537500 | 453 | 40500 | 537500
[5 empty] | 41500537500 | 453 | 41500 | 537500
[5 empty] | 42500537500 | 453 | 42500 | 537500
[5 empty] | 43500537500 | 453 | 43500 | 537500
[5 empty] | 44500537500 | 453 | 44500 | 537500
[5 empty] | 45500537500 | 453 | 45500 | 537500
[5 empty] | 46500537500 | 453 | 46500 | 537500
[5 empty] | 47500537500 | 453 | 47500 | 537500
[5 empty] | 48500537500 | 453 | 48500 | 537500
[5 empty] | 49500537500 | 453 | 49500 | 537500
[5 empty] | 50500537500 | 453 | 50500 | 537500
[5 empty] | 51500537500 | 453 | 51500 | 537500
[5 empty] | 52500537500 | 453 | 52500 | 537500
[5 empty] | 53500537500 | 453 | 53500 | 537500
[5 empty] | 54500537500 | 453 | 54500 | 537500
[5 empty] | 55500537500 | 453 | 55500 | 537500
[5 empty] | 56500537500 | 453 | 56500 | 537500
[5 empty] | 57500537500 | 453 | 57500 | 537500
[5 empty] | 58500537500 | 453 | 58500 | 537500
[5 empty] | 59500537500 | 453 | 59500 | 537500
[5 empty] | 60500537500 | 453 | 60500 | 537500
[5 empty] | 61500537500 | 453 | 61500 | 537500
[5 empty] | 62500537500 | 453 | 62500 | 537500
[5 empty] | 63500537500 | 453 | 63500 | 537500
[5 empty] | 64500537500 | 453 | 64500 | 537500
[5 empty] | 65500537500 | 453 | 65500 | 537500
[5 empty] | 66500537500 | 453 | 66500 | 537500
[5 empty] | 67500537500 | 453 | 67500 | 537500
[5 empty] | 68500537500 | 453 | 68500 | 537500
[5 empty] | 69500537500 | 453 | 69500 | 537500
[5 empty] | 70500537500 | 453 | 70500 | 537500
[5 empty] | 71500537500 | 453 | 71500 | 537500
[5 empty] | 72500537500 | 453 | 72500 | 537500
[5 empty] | 73500537500 | 453 | 73500 | 537500
[5 empty] | 74500537500 | 453 | 74500 | 537500
[5 empty] | 75500537500 | 453 | 75500 | 537500
[5 empty] | 76500537500 | 453 | 76500 | 537500
[5 empty] | 77500537500 | 453 | 77500 | 537500
[5 empty] | 78500537500 | 453 | 78500 | 537500
[5 empty] | 25500536500 | 453 | 25500 | 536500
[5 empty] | 26500536500 | 453 | 26500 | 536500
[5 empty] | 27500536500 | 453 | 27500 | 536500
[5 empty] | 28500536500 | 453 | 28500 | 536500
[5 empty] | 29500536500 | 453 | 29500 | 536500
[5 empty] | 30500536500 | 453 | 30500 | 536500
[5 empty] | 31500536500 | 453 | 31500 | 536500
[5 empty] | 32500536500 | 453 | 32500 | 536500
[5 empty] | 33500536500 | 453 | 33500 | 536500
[5 empty] | 34500536500 | 453 | 34500 | 536500
[5 empty] | 35500536500 | 453 | 35500 | 536500
[5 empty] | 36500536500 | 453 | 36500 | 536500
[5 empty] | 37500536500 | 453 | 37500 | 536500
[5 empty] | 38500536500 | 453 | 38500 | 536500
[5 empty] | 39500536500 | 453 | 39500 | 536500
[5 empty] | 40500536500 | 453 | 40500 | 536500
[5 empty] | 41500536500 | 453 | 41500 | 536500
[5 empty] | 42500536500 | 453 | 42500 | 536500
[5 empty] | 43500536500 | 453 | 43500 | 536500
[5 empty] | 44500536500 | 453 | 44500 | 536500
[5 empty] | 45500536500 | 453 | 45500 | 536500
[5 empty] | 46500536500 | 453 | 46500 | 536500
[5 empty] | 47500536500 | 453 | 47500 | 536500
[5 empty] | 48500536500 | 453 | 48500 | 536500
[5 empty] | 49500536500 | 453 | 49500 | 536500
[5 empty] | 50500536500 | 453 | 50500 | 536500
[5 empty] | 51500536500 | 453 | 51500 | 536500
[5 empty] | 52500536500 | 453 | 52500 | 536500
[5 empty] | 53500536500 | 453 | 53500 | 536500
[5 empty] | 54500536500 | 453 | 54500 | 536500
[5 empty] | 55500536500 | 453 | 55500 | 536500
[5 empty] | 56500536500 | 453 | 56500 | 536500
[5 empty] | 57500536500 | 453 | 57500 | 536500
[5 empty] | 58500536500 | 453 | 58500 | 536500
[5 empty] | 59500536500 | 453 | 59500 | 536500
[5 empty] | 60500536500 | 453 | 60500 | 536500
[5 empty] | 61500536500 | 453 | 61500 | 536500
[5 empty] | 62500536500 | 453 | 62500 | 536500
[5 empty] | 63500536500 | 453 | 63500 | 536500
[5 empty] | 64500536500 | 453 | 64500 | 536500
[5 empty] | 65500536500 | 453 | 65500 | 536500
[5 empty] | 66500536500 | 453 | 66500 | 536500
[5 empty] | 67500536500 | 453 | 67500 | 536500
[5 empty] | 68500536500 | 453 | 68500 | 536500
[5 empty] | 69500536500 | 453 | 69500 | 536500
[5 empty] | 70500536500 | 453 | 70500 | 536500
[5 empty] | 71500536500 | 453 | 71500 | 536500
[5 empty] | 72500536500 | 453 | 72500 | 536500
[5 empty] | 73500536500 | 453 | 73500 | 536500
[5 empty] | 74500536500 | 453 | 74500 | 536500
[5 empty] | 75500536500 | 453 | 75500 | 536500
[5 empty] | 76500536500 | 453 | 76500 | 536500
[5 empty] | 77500536500 | 453 | 77500 | 536500
[5 empty] | 78500536500 | 453 | 78500 | 536500
[5 empty] | 79500536500 | 453 | 79500 | 536500
[5 empty] | 25500535500 | 453 | 25500 | 535500
[5 empty] | 26500535500 | 453 | 26500 | 535500
[5 empty] | 27500535500 | 453 | 27500 | 535500
[5 empty] | 28500535500 | 453 | 28500 | 535500
[5 empty] | 29500535500 | 453 | 29500 | 535500
[5 empty] | 30500535500 | 453 | 30500 | 535500
[5 empty] | 31500535500 | 453 | 31500 | 535500
[5 empty] | 32500535500 | 453 | 32500 | 535500
[5 empty] | 33500535500 | 453 | 33500 | 535500
[5 empty] | 34500535500 | 453 | 34500 | 535500
[5 empty] | 35500535500 | 453 | 35500 | 535500
[5 empty] | 36500535500 | 453 | 36500 | 535500
[5 empty] | 37500535500 | 453 | 37500 | 535500
[5 empty] | 38500535500 | 453 | 38500 | 535500
[5 empty] | 39500535500 | 453 | 39500 | 535500
[5 empty] | 40500535500 | 453 | 40500 | 535500
[5 empty] | 41500535500 | 453 | 41500 | 535500
[5 empty] | 42500535500 | 453 | 42500 | 535500
[5 empty] | 43500535500 | 453 | 43500 | 535500
[5 empty] | 44500535500 | 453 | 44500 | 535500
[5 empty] | 45500535500 | 453 | 45500 | 535500
[5 empty] | 46500535500 | 453 | 46500 | 535500
[5 empty] | 47500535500 | 453 | 47500 | 535500
[5 empty] | 48500535500 | 453 | 48500 | 535500
[5 empty] | 49500535500 | 453 | 49500 | 535500
[5 empty] | 50500535500 | 453 | 50500 | 535500
[5 empty] | 51500535500 | 453 | 51500 | 535500
[5 empty] | 52500535500 | 453 | 52500 | 535500
[5 empty] | 53500535500 | 453 | 53500 | 535500
[5 empty] | 54500535500 | 453 | 54500 | 535500
[5 empty] | 55500535500 | 453 | 55500 | 535500
[5 empty] | 56500535500 | 453 | 56500 | 535500
[5 empty] | 57500535500 | 453 | 57500 | 535500
[5 empty] | 58500535500 | 453 | 58500 | 535500
[5 empty] | 59500535500 | 453 | 59500 | 535500
[5 empty] | 60500535500 | 453 | 60500 | 535500
[5 empty] | 61500535500 | 453 | 61500 | 535500
[5 empty] | 62500535500 | 453 | 62500 | 535500
[5 empty] | 63500535500 | 453 | 63500 | 535500
[5 empty] | 64500535500 | 453 | 64500 | 535500
[5 empty] | 65500535500 | 453 | 65500 | 535500
[5 empty] | 66500535500 | 453 | 66500 | 535500
[5 empty] | 67500535500 | 453 | 67500 | 535500
[5 empty] | 68500535500 | 453 | 68500 | 535500
[5 empty] | 69500535500 | 453 | 69500 | 535500
[5 empty] | 70500535500 | 453 | 70500 | 535500
[5 empty] | 71500535500 | 453 | 71500 | 535500
[5 empty] | 72500535500 | 453 | 72500 | 535500
[5 empty] | 73500535500 | 453 | 73500 | 535500
[5 empty] | 74500535500 | 453 | 74500 | 535500
[5 empty] | 75500535500 | 453 | 75500 | 535500
[5 empty] | 76500535500 | 453 | 76500 | 535500
[5 empty] | 77500535500 | 453 | 77500 | 535500
[5 empty] | 78500535500 | 453 | 78500 | 535500
[5 empty] | 79500535500 | 453 | 79500 | 535500
[5 empty] | 23500534500 | 453 | 23500 | 534500
[5 empty] | 24500534500 | 453 | 24500 | 534500
[5 empty] | 25500534500 | 453 | 25500 | 534500
[5 empty] | 26500534500 | 453 | 26500 | 534500
[5 empty] | 27500534500 | 453 | 27500 | 534500
[5 empty] | 28500534500 | 453 | 28500 | 534500
[5 empty] | 29500534500 | 453 | 29500 | 534500
[5 empty] | 30500534500 | 453 | 30500 | 534500
[5 empty] | 31500534500 | 453 | 31500 | 534500
[5 empty] | 32500534500 | 453 | 32500 | 534500
[5 empty] | 33500534500 | 453 | 33500 | 534500
[5 empty] | 34500534500 | 453 | 34500 | 534500
[5 empty] | 35500534500 | 453 | 35500 | 534500
[5 empty] | 36500534500 | 453 | 36500 | 534500
[5 empty] | 37500534500 | 453 | 37500 | 534500
[5 empty] | 38500534500 | 453 | 38500 | 534500
[5 empty] | 39500534500 | 453 | 39500 | 534500
[5 empty] | 40500534500 | 453 | 40500 | 534500
[5 empty] | 41500534500 | 453 | 41500 | 534500
[5 empty] | 42500534500 | 453 | 42500 | 534500
[5 empty] | 43500534500 | 453 | 43500 | 534500
[5 empty] | 44500534500 | 453 | 44500 | 534500
[5 empty] | 45500534500 | 453 | 45500 | 534500
[5 empty] | 46500534500 | 453 | 46500 | 534500
[5 empty] | 47500534500 | 453 | 47500 | 534500
[5 empty] | 48500534500 | 453 | 48500 | 534500
[5 empty] | 49500534500 | 453 | 49500 | 534500
[5 empty] | 50500534500 | 453 | 50500 | 534500
[5 empty] | 51500534500 | 453 | 51500 | 534500
[5 empty] | 52500534500 | 453 | 52500 | 534500
[5 empty] | 53500534500 | 453 | 53500 | 534500
[5 empty] | 54500534500 | 453 | 54500 | 534500
[5 empty] | 55500534500 | 453 | 55500 | 534500
[5 empty] | 56500534500 | 453 | 56500 | 534500
[5 empty] | 57500534500 | 453 | 57500 | 534500
[5 empty] | 58500534500 | 453 | 58500 | 534500
[5 empty] | 59500534500 | 453 | 59500 | 534500
[5 empty] | 60500534500 | 453 | 60500 | 534500
[5 empty] | 61500534500 | 453 | 61500 | 534500
[5 empty] | 62500534500 | 453 | 62500 | 534500
[5 empty] | 63500534500 | 453 | 63500 | 534500
[5 empty] | 64500534500 | 453 | 64500 | 534500
[5 empty] | 65500534500 | 453 | 65500 | 534500
[5 empty] | 66500534500 | 453 | 66500 | 534500
[5 empty] | 67500534500 | 453 | 67500 | 534500
[5 empty] | 68500534500 | 453 | 68500 | 534500
[5 empty] | 69500534500 | 453 | 69500 | 534500
[5 empty] | 70500534500 | 453 | 70500 | 534500
[5 empty] | 71500534500 | 453 | 71500 | 534500
[5 empty] | 72500534500 | 453 | 72500 | 534500
[5 empty] | 73500534500 | 453 | 73500 | 534500
[5 empty] | 74500534500 | 453 | 74500 | 534500
[5 empty] | 75500534500 | 453 | 75500 | 534500
[5 empty] | 76500534500 | 453 | 76500 | 534500
[5 empty] | 77500534500 | 453 | 77500 | 534500
[5 empty] | 78500534500 | 453 | 78500 | 534500
[5 empty] | 79500534500 | 453 | 79500 | 534500
[5 empty] | 11500533500 | 453 | 11500 | 533500
[5 empty] | 12500533500 | 453 | 12500 | 533500
[5 empty] | 13500533500 | 453 | 13500 | 533500
[5 empty] | 14500533500 | 453 | 14500 | 533500
[5 empty] | 23500533500 | 453 | 23500 | 533500
[5 empty] | 24500533500 | 453 | 24500 | 533500
[5 empty] | 25500533500 | 453 | 25500 | 533500
[5 empty] | 26500533500 | 453 | 26500 | 533500
[5 empty] | 27500533500 | 453 | 27500 | 533500
[5 empty] | 28500533500 | 453 | 28500 | 533500
[5 empty] | 29500533500 | 453 | 29500 | 533500
[5 empty] | 30500533500 | 453 | 30500 | 533500
[5 empty] | 31500533500 | 453 | 31500 | 533500
[5 empty] | 32500533500 | 453 | 32500 | 533500
[5 empty] | 33500533500 | 453 | 33500 | 533500
[5 empty] | 34500533500 | 453 | 34500 | 533500
[5 empty] | 35500533500 | 453 | 35500 | 533500
[5 empty] | 36500533500 | 453 | 36500 | 533500
[5 empty] | 37500533500 | 453 | 37500 | 533500
[5 empty] | 38500533500 | 453 | 38500 | 533500
[5 empty] | 39500533500 | 453 | 39500 | 533500
[5 empty] | 40500533500 | 453 | 40500 | 533500
[5 empty] | 41500533500 | 453 | 41500 | 533500
[5 empty] | 42500533500 | 453 | 42500 | 533500
[5 empty] | 43500533500 | 453 | 43500 | 533500
[5 empty] | 44500533500 | 453 | 44500 | 533500
[5 empty] | 45500533500 | 453 | 45500 | 533500
[5 empty] | 46500533500 | 453 | 46500 | 533500
[5 empty] | 47500533500 | 453 | 47500 | 533500
[5 empty] | 48500533500 | 453 | 48500 | 533500
[5 empty] | 49500533500 | 453 | 49500 | 533500
[5 empty] | 50500533500 | 453 | 50500 | 533500
[5 empty] | 51500533500 | 453 | 51500 | 533500
[5 empty] | 52500533500 | 453 | 52500 | 533500
[5 empty] | 53500533500 | 453 | 53500 | 533500
[5 empty] | 54500533500 | 453 | 54500 | 533500
[5 empty] | 55500533500 | 453 | 55500 | 533500
[5 empty] | 56500533500 | 453 | 56500 | 533500
[5 empty] | 57500533500 | 453 | 57500 | 533500
[5 empty] | 58500533500 | 453 | 58500 | 533500
[5 empty] | 59500533500 | 453 | 59500 | 533500
[5 empty] | 60500533500 | 453 | 60500 | 533500
[5 empty] | 61500533500 | 453 | 61500 | 533500
[5 empty] | 62500533500 | 453 | 62500 | 533500
[5 empty] | 63500533500 | 453 | 63500 | 533500
[5 empty] | 64500533500 | 453 | 64500 | 533500
[5 empty] | 65500533500 | 453 | 65500 | 533500
[5 empty] | 66500533500 | 453 | 66500 | 533500
[5 empty] | 67500533500 | 453 | 67500 | 533500
[5 empty] | 68500533500 | 453 | 68500 | 533500
[5 empty] | 69500533500 | 453 | 69500 | 533500
[5 empty] | 70500533500 | 453 | 70500 | 533500
[5 empty] | 71500533500 | 453 | 71500 | 533500
[5 empty] | 72500533500 | 453 | 72500 | 533500
[5 empty] | 73500533500 | 453 | 73500 | 533500
[5 empty] | 74500533500 | 453 | 74500 | 533500
[5 empty] | 75500533500 | 453 | 75500 | 533500
[5 empty] | 76500533500 | 453 | 76500 | 533500
[5 empty] | 77500533500 | 453 | 77500 | 533500
[5 empty] | 78500533500 | 453 | 78500 | 533500
[5 empty] | 11500532500 | 453 | 11500 | 532500
[5 empty] | 12500532500 | 453 | 12500 | 532500
[5 empty] | 13500532500 | 453 | 13500 | 532500
[5 empty] | 14500532500 | 453 | 14500 | 532500
[5 empty] | 23500532500 | 453 | 23500 | 532500
[5 empty] | 24500532500 | 453 | 24500 | 532500
[5 empty] | 25500532500 | 453 | 25500 | 532500
[5 empty] | 26500532500 | 453 | 26500 | 532500
[5 empty] | 27500532500 | 453 | 27500 | 532500
[5 empty] | 28500532500 | 453 | 28500 | 532500
[5 empty] | 29500532500 | 453 | 29500 | 532500
[5 empty] | 30500532500 | 453 | 30500 | 532500
[5 empty] | 31500532500 | 453 | 31500 | 532500
[5 empty] | 32500532500 | 453 | 32500 | 532500
[5 empty] | 33500532500 | 453 | 33500 | 532500
[5 empty] | 34500532500 | 453 | 34500 | 532500
[5 empty] | 35500532500 | 453 | 35500 | 532500
[5 empty] | 36500532500 | 453 | 36500 | 532500
[5 empty] | 37500532500 | 453 | 37500 | 532500
[5 empty] | 38500532500 | 453 | 38500 | 532500
[5 empty] | 39500532500 | 453 | 39500 | 532500
[5 empty] | 40500532500 | 453 | 40500 | 532500
[5 empty] | 41500532500 | 453 | 41500 | 532500
[5 empty] | 42500532500 | 453 | 42500 | 532500
[5 empty] | 43500532500 | 453 | 43500 | 532500
[5 empty] | 44500532500 | 453 | 44500 | 532500
[5 empty] | 45500532500 | 453 | 45500 | 532500
[5 empty] | 46500532500 | 453 | 46500 | 532500
[5 empty] | 47500532500 | 453 | 47500 | 532500
[5 empty] | 48500532500 | 453 | 48500 | 532500
[5 empty] | 49500532500 | 453 | 49500 | 532500
[5 empty] | 50500532500 | 453 | 50500 | 532500
[5 empty] | 51500532500 | 453 | 51500 | 532500
[5 empty] | 52500532500 | 453 | 52500 | 532500
[5 empty] | 53500532500 | 453 | 53500 | 532500
[5 empty] | 54500532500 | 453 | 54500 | 532500
[5 empty] | 55500532500 | 453 | 55500 | 532500
[5 empty] | 56500532500 | 453 | 56500 | 532500
[5 empty] | 57500532500 | 453 | 57500 | 532500
[5 empty] | 58500532500 | 453 | 58500 | 532500
[5 empty] | 59500532500 | 453 | 59500 | 532500
[5 empty] | 60500532500 | 453 | 60500 | 532500
[5 empty] | 61500532500 | 453 | 61500 | 532500
[5 empty] | 62500532500 | 453 | 62500 | 532500
[5 empty] | 63500532500 | 453 | 63500 | 532500
[5 empty] | 64500532500 | 453 | 64500 | 532500
[5 empty] | 65500532500 | 453 | 65500 | 532500
[5 empty] | 66500532500 | 453 | 66500 | 532500
[5 empty] | 67500532500 | 453 | 67500 | 532500
[5 empty] | 68500532500 | 453 | 68500 | 532500
[5 empty] | 69500532500 | 453 | 69500 | 532500
[5 empty] | 70500532500 | 453 | 70500 | 532500
[5 empty] | 71500532500 | 453 | 71500 | 532500
[5 empty] | 72500532500 | 453 | 72500 | 532500
[5 empty] | 73500532500 | 453 | 73500 | 532500
[5 empty] | 74500532500 | 453 | 74500 | 532500
[5 empty] | 75500532500 | 453 | 75500 | 532500
[5 empty] | 76500532500 | 453 | 76500 | 532500
[5 empty] | 77500532500 | 453 | 77500 | 532500
[5 empty] | 78500532500 | 453 | 78500 | 532500
[5 empty] | 10500531500 | 453 | 10500 | 531500
[5 empty] | 11500531500 | 453 | 11500 | 531500
[5 empty] | 12500531500 | 453 | 12500 | 531500
[5 empty] | 13500531500 | 453 | 13500 | 531500
[5 empty] | 14500531500 | 453 | 14500 | 531500
[5 empty] | 15500531500 | 453 | 15500 | 531500
[5 empty] | 16500531500 | 453 | 16500 | 531500
[5 empty] | 17500531500 | 453 | 17500 | 531500
[5 empty] | 18500531500 | 453 | 18500 | 531500
[5 empty] | 19500531500 | 453 | 19500 | 531500
[5 empty] | 20500531500 | 453 | 20500 | 531500
[5 empty] | 21500531500 | 453 | 21500 | 531500
[5 empty] | 22500531500 | 453 | 22500 | 531500
[5 empty] | 23500531500 | 453 | 23500 | 531500
[5 empty] | 24500531500 | 453 | 24500 | 531500
[5 empty] | 25500531500 | 453 | 25500 | 531500
[5 empty] | 26500531500 | 453 | 26500 | 531500
[5 empty] | 27500531500 | 453 | 27500 | 531500
[5 empty] | 28500531500 | 453 | 28500 | 531500
[5 empty] | 29500531500 | 453 | 29500 | 531500
[5 empty] | 30500531500 | 453 | 30500 | 531500
[5 empty] | 31500531500 | 453 | 31500 | 531500
[5 empty] | 32500531500 | 453 | 32500 | 531500
[5 empty] | 33500531500 | 453 | 33500 | 531500
[5 empty] | 34500531500 | 453 | 34500 | 531500
[5 empty] | 35500531500 | 453 | 35500 | 531500
[5 empty] | 36500531500 | 453 | 36500 | 531500
[5 empty] | 37500531500 | 453 | 37500 | 531500
[5 empty] | 38500531500 | 453 | 38500 | 531500
[5 empty] | 39500531500 | 453 | 39500 | 531500
[5 empty] | 40500531500 | 453 | 40500 | 531500
[5 empty] | 41500531500 | 453 | 41500 | 531500
[5 empty] | 42500531500 | 453 | 42500 | 531500
[5 empty] | 43500531500 | 453 | 43500 | 531500
[5 empty] | 44500531500 | 453 | 44500 | 531500
[5 empty] | 45500531500 | 453 | 45500 | 531500
[5 empty] | 46500531500 | 453 | 46500 | 531500
[5 empty] | 47500531500 | 453 | 47500 | 531500
[5 empty] | 48500531500 | 453 | 48500 | 531500
[5 empty] | 49500531500 | 453 | 49500 | 531500
[5 empty] | 50500531500 | 453 | 50500 | 531500
[5 empty] | 51500531500 | 453 | 51500 | 531500
[5 empty] | 52500531500 | 453 | 52500 | 531500
[5 empty] | 53500531500 | 453 | 53500 | 531500
[5 empty] | 54500531500 | 453 | 54500 | 531500
[5 empty] | 55500531500 | 453 | 55500 | 531500
[5 empty] | 56500531500 | 453 | 56500 | 531500
[5 empty] | 57500531500 | 453 | 57500 | 531500
[5 empty] | 58500531500 | 453 | 58500 | 531500
[5 empty] | 59500531500 | 453 | 59500 | 531500
[5 empty] | 60500531500 | 453 | 60500 | 531500
[5 empty] | 61500531500 | 453 | 61500 | 531500
[5 empty] | 62500531500 | 453 | 62500 | 531500
[5 empty] | 63500531500 | 453 | 63500 | 531500
[5 empty] | 64500531500 | 453 | 64500 | 531500
[5 empty] | 65500531500 | 453 | 65500 | 531500
[5 empty] | 66500531500 | 453 | 66500 | 531500
[5 empty] | 67500531500 | 453 | 67500 | 531500
[5 empty] | 68500531500 | 453 | 68500 | 531500
[5 empty] | 69500531500 | 453 | 69500 | 531500
[5 empty] | 70500531500 | 453 | 70500 | 531500
[5 empty] | 71500531500 | 453 | 71500 | 531500
[5 empty] | 72500531500 | 453 | 72500 | 531500
[5 empty] | 73500531500 | 453 | 73500 | 531500
[5 empty] | 74500531500 | 453 | 74500 | 531500
[5 empty] | 75500531500 | 453 | 75500 | 531500
[5 empty] | 76500531500 | 453 | 76500 | 531500
[5 empty] | 77500531500 | 453 | 77500 | 531500
[5 empty] | 9500530500 | 453 | 9500 | 530500
[5 empty] | 10500530500 | 453 | 10500 | 530500
[5 empty] | 11500530500 | 453 | 11500 | 530500
[5 empty] | 12500530500 | 453 | 12500 | 530500
[5 empty] | 13500530500 | 453 | 13500 | 530500
[5 empty] | 14500530500 | 453 | 14500 | 530500
[5 empty] | 15500530500 | 453 | 15500 | 530500
[5 empty] | 16500530500 | 453 | 16500 | 530500
[5 empty] | 17500530500 | 453 | 17500 | 530500
[5 empty] | 18500530500 | 453 | 18500 | 530500
[5 empty] | 19500530500 | 453 | 19500 | 530500
[5 empty] | 20500530500 | 453 | 20500 | 530500
[5 empty] | 21500530500 | 453 | 21500 | 530500
[5 empty] | 22500530500 | 453 | 22500 | 530500
[5 empty] | 23500530500 | 453 | 23500 | 530500
[5 empty] | 24500530500 | 453 | 24500 | 530500
[5 empty] | 25500530500 | 453 | 25500 | 530500
[5 empty] | 26500530500 | 453 | 26500 | 530500
[5 empty] | 27500530500 | 453 | 27500 | 530500
[5 empty] | 28500530500 | 453 | 28500 | 530500
[5 empty] | 29500530500 | 453 | 29500 | 530500
[5 empty] | 30500530500 | 453 | 30500 | 530500
[5 empty] | 31500530500 | 453 | 31500 | 530500
[5 empty] | 32500530500 | 453 | 32500 | 530500
[5 empty] | 33500530500 | 453 | 33500 | 530500
[5 empty] | 34500530500 | 453 | 34500 | 530500
[5 empty] | 35500530500 | 453 | 35500 | 530500
[5 empty] | 36500530500 | 453 | 36500 | 530500
[5 empty] | 37500530500 | 453 | 37500 | 530500
[5 empty] | 38500530500 | 453 | 38500 | 530500
[5 empty] | 39500530500 | 453 | 39500 | 530500
[5 empty] | 40500530500 | 453 | 40500 | 530500
[5 empty] | 41500530500 | 453 | 41500 | 530500
[5 empty] | 42500530500 | 453 | 42500 | 530500
[5 empty] | 43500530500 | 453 | 43500 | 530500
[5 empty] | 44500530500 | 453 | 44500 | 530500
[5 empty] | 45500530500 | 453 | 45500 | 530500
[5 empty] | 46500530500 | 453 | 46500 | 530500
[5 empty] | 47500530500 | 453 | 47500 | 530500
[5 empty] | 48500530500 | 453 | 48500 | 530500
[5 empty] | 49500530500 | 453 | 49500 | 530500
[5 empty] | 50500530500 | 453 | 50500 | 530500
[5 empty] | 51500530500 | 453 | 51500 | 530500
[5 empty] | 52500530500 | 453 | 52500 | 530500
[5 empty] | 53500530500 | 453 | 53500 | 530500
[5 empty] | 54500530500 | 453 | 54500 | 530500
[5 empty] | 55500530500 | 453 | 55500 | 530500
[5 empty] | 56500530500 | 453 | 56500 | 530500
[5 empty] | 57500530500 | 453 | 57500 | 530500
[5 empty] | 58500530500 | 453 | 58500 | 530500
[5 empty] | 59500530500 | 453 | 59500 | 530500
[5 empty] | 60500530500 | 453 | 60500 | 530500
[5 empty] | 61500530500 | 453 | 61500 | 530500
[5 empty] | 62500530500 | 453 | 62500 | 530500
[5 empty] | 63500530500 | 453 | 63500 | 530500
[5 empty] | 64500530500 | 453 | 64500 | 530500
[5 empty] | 65500530500 | 453 | 65500 | 530500
[5 empty] | 66500530500 | 453 | 66500 | 530500
[5 empty] | 67500530500 | 453 | 67500 | 530500
[5 empty] | 68500530500 | 453 | 68500 | 530500
[5 empty] | 69500530500 | 453 | 69500 | 530500
[5 empty] | 70500530500 | 453 | 70500 | 530500
[5 empty] | 71500530500 | 453 | 71500 | 530500
[5 empty] | 72500530500 | 453 | 72500 | 530500
[5 empty] | 73500530500 | 453 | 73500 | 530500
[5 empty] | 74500530500 | 453 | 74500 | 530500
[5 empty] | 75500530500 | 453 | 75500 | 530500
[5 empty] | 76500530500 | 453 | 76500 | 530500
[5 empty] | 77500530500 | 453 | 77500 | 530500
[5 empty] | 78500530500 | 453 | 78500 | 530500
[5 empty] | 9500529500 | 453 | 9500 | 529500
[5 empty] | 10500529500 | 453 | 10500 | 529500
[5 empty] | 11500529500 | 453 | 11500 | 529500
[5 empty] | 12500529500 | 453 | 12500 | 529500
[5 empty] | 13500529500 | 453 | 13500 | 529500
[5 empty] | 14500529500 | 453 | 14500 | 529500
[5 empty] | 15500529500 | 453 | 15500 | 529500
[5 empty] | 16500529500 | 453 | 16500 | 529500
[5 empty] | 17500529500 | 453 | 17500 | 529500
[5 empty] | 18500529500 | 453 | 18500 | 529500
[5 empty] | 19500529500 | 453 | 19500 | 529500
[5 empty] | 20500529500 | 453 | 20500 | 529500
[5 empty] | 21500529500 | 453 | 21500 | 529500
[5 empty] | 22500529500 | 453 | 22500 | 529500
[5 empty] | 23500529500 | 453 | 23500 | 529500
[5 empty] | 24500529500 | 453 | 24500 | 529500
[5 empty] | 25500529500 | 453 | 25500 | 529500
[5 empty] | 26500529500 | 453 | 26500 | 529500
[5 empty] | 27500529500 | 453 | 27500 | 529500
[5 empty] | 28500529500 | 453 | 28500 | 529500
[5 empty] | 29500529500 | 453 | 29500 | 529500
[5 empty] | 30500529500 | 453 | 30500 | 529500
[5 empty] | 31500529500 | 453 | 31500 | 529500
[5 empty] | 32500529500 | 453 | 32500 | 529500
[5 empty] | 33500529500 | 453 | 33500 | 529500
[5 empty] | 34500529500 | 453 | 34500 | 529500
[5 empty] | 35500529500 | 453 | 35500 | 529500
[5 empty] | 36500529500 | 453 | 36500 | 529500
[5 empty] | 37500529500 | 453 | 37500 | 529500
[5 empty] | 38500529500 | 453 | 38500 | 529500
[5 empty] | 39500529500 | 453 | 39500 | 529500
[5 empty] | 40500529500 | 453 | 40500 | 529500
[5 empty] | 41500529500 | 453 | 41500 | 529500
[5 empty] | 42500529500 | 453 | 42500 | 529500
[5 empty] | 43500529500 | 453 | 43500 | 529500
[5 empty] | 44500529500 | 453 | 44500 | 529500
[5 empty] | 45500529500 | 453 | 45500 | 529500
[5 empty] | 46500529500 | 453 | 46500 | 529500
[5 empty] | 47500529500 | 453 | 47500 | 529500
[5 empty] | 48500529500 | 453 | 48500 | 529500
[5 empty] | 49500529500 | 453 | 49500 | 529500
[5 empty] | 50500529500 | 453 | 50500 | 529500
[5 empty] | 51500529500 | 453 | 51500 | 529500
[5 empty] | 52500529500 | 453 | 52500 | 529500
[5 empty] | 53500529500 | 453 | 53500 | 529500
[5 empty] | 54500529500 | 453 | 54500 | 529500
[5 empty] | 55500529500 | 453 | 55500 | 529500
[5 empty] | 56500529500 | 453 | 56500 | 529500
[5 empty] | 57500529500 | 453 | 57500 | 529500
[5 empty] | 58500529500 | 453 | 58500 | 529500
[5 empty] | 59500529500 | 453 | 59500 | 529500
[5 empty] | 60500529500 | 453 | 60500 | 529500
[5 empty] | 61500529500 | 453 | 61500 | 529500
[5 empty] | 62500529500 | 453 | 62500 | 529500
[5 empty] | 63500529500 | 453 | 63500 | 529500
[5 empty] | 64500529500 | 453 | 64500 | 529500
[5 empty] | 65500529500 | 453 | 65500 | 529500
[5 empty] | 66500529500 | 453 | 66500 | 529500
[5 empty] | 67500529500 | 453 | 67500 | 529500
[5 empty] | 68500529500 | 453 | 68500 | 529500
[5 empty] | 69500529500 | 453 | 69500 | 529500
[5 empty] | 70500529500 | 453 | 70500 | 529500
[5 empty] | 71500529500 | 453 | 71500 | 529500
[5 empty] | 72500529500 | 453 | 72500 | 529500
[5 empty] | 73500529500 | 453 | 73500 | 529500
[5 empty] | 74500529500 | 453 | 74500 | 529500
[5 empty] | 75500529500 | 453 | 75500 | 529500
[5 empty] | 76500529500 | 453 | 76500 | 529500
[5 empty] | 77500529500 | 453 | 77500 | 529500
[5 empty] | 9500528500 | 453 | 9500 | 528500
[5 empty] | 10500528500 | 453 | 10500 | 528500
[5 empty] | 11500528500 | 453 | 11500 | 528500
[5 empty] | 12500528500 | 453 | 12500 | 528500
[5 empty] | 13500528500 | 453 | 13500 | 528500
[5 empty] | 14500528500 | 453 | 14500 | 528500
[5 empty] | 15500528500 | 453 | 15500 | 528500
[5 empty] | 16500528500 | 453 | 16500 | 528500
[5 empty] | 17500528500 | 453 | 17500 | 528500
[5 empty] | 18500528500 | 453 | 18500 | 528500
[5 empty] | 19500528500 | 453 | 19500 | 528500
[5 empty] | 20500528500 | 453 | 20500 | 528500
[5 empty] | 21500528500 | 453 | 21500 | 528500
[5 empty] | 22500528500 | 453 | 22500 | 528500
[5 empty] | 23500528500 | 453 | 23500 | 528500
[5 empty] | 24500528500 | 453 | 24500 | 528500
[5 empty] | 25500528500 | 453 | 25500 | 528500
[5 empty] | 26500528500 | 453 | 26500 | 528500
[5 empty] | 27500528500 | 453 | 27500 | 528500
[5 empty] | 28500528500 | 453 | 28500 | 528500
[5 empty] | 29500528500 | 453 | 29500 | 528500
[5 empty] | 30500528500 | 453 | 30500 | 528500
[5 empty] | 31500528500 | 453 | 31500 | 528500
[5 empty] | 32500528500 | 453 | 32500 | 528500
[5 empty] | 33500528500 | 453 | 33500 | 528500
[5 empty] | 34500528500 | 453 | 34500 | 528500
[5 empty] | 35500528500 | 453 | 35500 | 528500
[5 empty] | 36500528500 | 453 | 36500 | 528500
[5 empty] | 37500528500 | 453 | 37500 | 528500
[5 empty] | 38500528500 | 453 | 38500 | 528500
[5 empty] | 39500528500 | 453 | 39500 | 528500
[5 empty] | 40500528500 | 453 | 40500 | 528500
[5 empty] | 41500528500 | 453 | 41500 | 528500
[5 empty] | 42500528500 | 453 | 42500 | 528500
[5 empty] | 43500528500 | 453 | 43500 | 528500
[5 empty] | 44500528500 | 453 | 44500 | 528500
[5 empty] | 45500528500 | 453 | 45500 | 528500
[5 empty] | 46500528500 | 453 | 46500 | 528500
[5 empty] | 47500528500 | 453 | 47500 | 528500
[5 empty] | 48500528500 | 453 | 48500 | 528500
[5 empty] | 49500528500 | 453 | 49500 | 528500
[5 empty] | 50500528500 | 453 | 50500 | 528500
[5 empty] | 51500528500 | 453 | 51500 | 528500
[5 empty] | 52500528500 | 453 | 52500 | 528500
[5 empty] | 53500528500 | 453 | 53500 | 528500
[5 empty] | 54500528500 | 453 | 54500 | 528500
[5 empty] | 55500528500 | 453 | 55500 | 528500
[5 empty] | 56500528500 | 453 | 56500 | 528500
[5 empty] | 57500528500 | 453 | 57500 | 528500
[5 empty] | 58500528500 | 453 | 58500 | 528500
[5 empty] | 59500528500 | 453 | 59500 | 528500
[5 empty] | 60500528500 | 453 | 60500 | 528500
[5 empty] | 61500528500 | 453 | 61500 | 528500
[5 empty] | 62500528500 | 453 | 62500 | 528500
[5 empty] | 63500528500 | 453 | 63500 | 528500
[5 empty] | 64500528500 | 453 | 64500 | 528500
[5 empty] | 65500528500 | 453 | 65500 | 528500
[5 empty] | 66500528500 | 453 | 66500 | 528500
[5 empty] | 67500528500 | 453 | 67500 | 528500
[5 empty] | 68500528500 | 453 | 68500 | 528500
[5 empty] | 69500528500 | 453 | 69500 | 528500
[5 empty] | 70500528500 | 453 | 70500 | 528500
[5 empty] | 71500528500 | 453 | 71500 | 528500
[5 empty] | 72500528500 | 453 | 72500 | 528500
[5 empty] | 73500528500 | 453 | 73500 | 528500
[5 empty] | 74500528500 | 453 | 74500 | 528500
[5 empty] | 75500528500 | 453 | 75500 | 528500
[5 empty] | 76500528500 | 453 | 76500 | 528500
[5 empty] | 77500528500 | 453 | 77500 | 528500
[5 empty] | 5500527500 | 453 | 5500 | 527500
[5 empty] | 6500527500 | 453 | 6500 | 527500
[5 empty] | 7500527500 | 453 | 7500 | 527500
[5 empty] | 8500527500 | 453 | 8500 | 527500
[5 empty] | 9500527500 | 453 | 9500 | 527500
[5 empty] | 10500527500 | 453 | 10500 | 527500
[5 empty] | 11500527500 | 453 | 11500 | 527500
[5 empty] | 12500527500 | 453 | 12500 | 527500
[5 empty] | 13500527500 | 453 | 13500 | 527500
[5 empty] | 14500527500 | 453 | 14500 | 527500
[5 empty] | 15500527500 | 453 | 15500 | 527500
[5 empty] | 16500527500 | 453 | 16500 | 527500
[5 empty] | 17500527500 | 453 | 17500 | 527500
[5 empty] | 18500527500 | 453 | 18500 | 527500
[5 empty] | 19500527500 | 453 | 19500 | 527500
[5 empty] | 20500527500 | 453 | 20500 | 527500
[5 empty] | 21500527500 | 453 | 21500 | 527500
[5 empty] | 22500527500 | 453 | 22500 | 527500
[5 empty] | 23500527500 | 453 | 23500 | 527500
[5 empty] | 24500527500 | 453 | 24500 | 527500
[5 empty] | 25500527500 | 453 | 25500 | 527500
[5 empty] | 26500527500 | 453 | 26500 | 527500
[5 empty] | 27500527500 | 453 | 27500 | 527500
[5 empty] | 28500527500 | 453 | 28500 | 527500
[5 empty] | 29500527500 | 453 | 29500 | 527500
[5 empty] | 30500527500 | 453 | 30500 | 527500
[5 empty] | 31500527500 | 453 | 31500 | 527500
[5 empty] | 32500527500 | 453 | 32500 | 527500
[5 empty] | 33500527500 | 453 | 33500 | 527500
[5 empty] | 34500527500 | 453 | 34500 | 527500
[5 empty] | 35500527500 | 453 | 35500 | 527500
[5 empty] | 36500527500 | 453 | 36500 | 527500
[5 empty] | 37500527500 | 453 | 37500 | 527500
[5 empty] | 38500527500 | 453 | 38500 | 527500
[5 empty] | 39500527500 | 453 | 39500 | 527500
[5 empty] | 40500527500 | 453 | 40500 | 527500
[5 empty] | 41500527500 | 453 | 41500 | 527500
[5 empty] | 42500527500 | 453 | 42500 | 527500
[5 empty] | 43500527500 | 453 | 43500 | 527500
[5 empty] | 44500527500 | 453 | 44500 | 527500
[5 empty] | 45500527500 | 453 | 45500 | 527500
[5 empty] | 46500527500 | 453 | 46500 | 527500
[5 empty] | 47500527500 | 453 | 47500 | 527500
[5 empty] | 48500527500 | 453 | 48500 | 527500
[5 empty] | 49500527500 | 453 | 49500 | 527500
[5 empty] | 50500527500 | 453 | 50500 | 527500
[5 empty] | 51500527500 | 453 | 51500 | 527500
[5 empty] | 52500527500 | 453 | 52500 | 527500
[5 empty] | 53500527500 | 453 | 53500 | 527500
[5 empty] | 54500527500 | 453 | 54500 | 527500
[5 empty] | 55500527500 | 453 | 55500 | 527500
[5 empty] | 56500527500 | 453 | 56500 | 527500
[5 empty] | 57500527500 | 453 | 57500 | 527500
[5 empty] | 58500527500 | 453 | 58500 | 527500
[5 empty] | 59500527500 | 453 | 59500 | 527500
[5 empty] | 60500527500 | 453 | 60500 | 527500
[5 empty] | 61500527500 | 453 | 61500 | 527500
[5 empty] | 62500527500 | 453 | 62500 | 527500
[5 empty] | 63500527500 | 453 | 63500 | 527500
[5 empty] | 64500527500 | 453 | 64500 | 527500
[5 empty] | 65500527500 | 453 | 65500 | 527500
[5 empty] | 66500527500 | 453 | 66500 | 527500
[5 empty] | 67500527500 | 453 | 67500 | 527500
[5 empty] | 68500527500 | 453 | 68500 | 527500
[5 empty] | 69500527500 | 453 | 69500 | 527500
[5 empty] | 70500527500 | 453 | 70500 | 527500
[5 empty] | 71500527500 | 453 | 71500 | 527500
[5 empty] | 72500527500 | 453 | 72500 | 527500
[5 empty] | 73500527500 | 453 | 73500 | 527500
[5 empty] | 74500527500 | 453 | 74500 | 527500
[5 empty] | 75500527500 | 453 | 75500 | 527500
[5 empty] | 76500527500 | 453 | 76500 | 527500
[5 empty] | 77500527500 | 453 | 77500 | 527500
[5 empty] | 4500526500 | 453 | 4500 | 526500
[5 empty] | 5500526500 | 453 | 5500 | 526500
[5 empty] | 6500526500 | 453 | 6500 | 526500
[5 empty] | 7500526500 | 453 | 7500 | 526500
[5 empty] | 8500526500 | 453 | 8500 | 526500
[5 empty] | 9500526500 | 453 | 9500 | 526500
[5 empty] | 10500526500 | 453 | 10500 | 526500
[5 empty] | 11500526500 | 453 | 11500 | 526500
[5 empty] | 12500526500 | 453 | 12500 | 526500
[5 empty] | 13500526500 | 453 | 13500 | 526500
[5 empty] | 14500526500 | 453 | 14500 | 526500
[5 empty] | 15500526500 | 453 | 15500 | 526500
[5 empty] | 16500526500 | 453 | 16500 | 526500
[5 empty] | 17500526500 | 453 | 17500 | 526500
[5 empty] | 18500526500 | 453 | 18500 | 526500
[5 empty] | 19500526500 | 453 | 19500 | 526500
[5 empty] | 20500526500 | 453 | 20500 | 526500
[5 empty] | 21500526500 | 453 | 21500 | 526500
[5 empty] | 22500526500 | 453 | 22500 | 526500
[5 empty] | 23500526500 | 453 | 23500 | 526500
[5 empty] | 24500526500 | 453 | 24500 | 526500
[5 empty] | 25500526500 | 453 | 25500 | 526500
[5 empty] | 26500526500 | 453 | 26500 | 526500
[5 empty] | 27500526500 | 453 | 27500 | 526500
[5 empty] | 28500526500 | 453 | 28500 | 526500
[5 empty] | 29500526500 | 453 | 29500 | 526500
[5 empty] | 30500526500 | 453 | 30500 | 526500
[5 empty] | 31500526500 | 453 | 31500 | 526500
[5 empty] | 32500526500 | 453 | 32500 | 526500
[5 empty] | 33500526500 | 453 | 33500 | 526500
[5 empty] | 34500526500 | 453 | 34500 | 526500
[5 empty] | 35500526500 | 453 | 35500 | 526500
[5 empty] | 36500526500 | 453 | 36500 | 526500
[5 empty] | 37500526500 | 453 | 37500 | 526500
[5 empty] | 38500526500 | 453 | 38500 | 526500
[5 empty] | 39500526500 | 453 | 39500 | 526500
[5 empty] | 40500526500 | 453 | 40500 | 526500
[5 empty] | 41500526500 | 453 | 41500 | 526500
[5 empty] | 42500526500 | 453 | 42500 | 526500
[5 empty] | 43500526500 | 453 | 43500 | 526500
[5 empty] | 44500526500 | 453 | 44500 | 526500
[5 empty] | 45500526500 | 453 | 45500 | 526500
[5 empty] | 46500526500 | 453 | 46500 | 526500
[5 empty] | 47500526500 | 453 | 47500 | 526500
[5 empty] | 48500526500 | 453 | 48500 | 526500
[5 empty] | 49500526500 | 453 | 49500 | 526500
[5 empty] | 50500526500 | 453 | 50500 | 526500
[5 empty] | 51500526500 | 453 | 51500 | 526500
[5 empty] | 52500526500 | 453 | 52500 | 526500
[5 empty] | 53500526500 | 453 | 53500 | 526500
[5 empty] | 54500526500 | 453 | 54500 | 526500
[5 empty] | 55500526500 | 453 | 55500 | 526500
[5 empty] | 56500526500 | 453 | 56500 | 526500
[5 empty] | 57500526500 | 453 | 57500 | 526500
[5 empty] | 58500526500 | 453 | 58500 | 526500
[5 empty] | 59500526500 | 453 | 59500 | 526500
[5 empty] | 60500526500 | 453 | 60500 | 526500
[5 empty] | 61500526500 | 453 | 61500 | 526500
[5 empty] | 62500526500 | 453 | 62500 | 526500
[5 empty] | 63500526500 | 453 | 63500 | 526500
[5 empty] | 64500526500 | 453 | 64500 | 526500
[5 empty] | 65500526500 | 453 | 65500 | 526500
[5 empty] | 66500526500 | 453 | 66500 | 526500
[5 empty] | 67500526500 | 453 | 67500 | 526500
[5 empty] | 68500526500 | 453 | 68500 | 526500
[5 empty] | 69500526500 | 453 | 69500 | 526500
[5 empty] | 70500526500 | 453 | 70500 | 526500
[5 empty] | 71500526500 | 453 | 71500 | 526500
[5 empty] | 72500526500 | 453 | 72500 | 526500
[5 empty] | 73500526500 | 453 | 73500 | 526500
[5 empty] | 74500526500 | 453 | 74500 | 526500
[5 empty] | 75500526500 | 453 | 75500 | 526500
[5 empty] | -500525500 | 453 | -500 | 525500
[5 empty] | 500525500 | 453 | 500 | 525500
[5 empty] | 1500525500 | 453 | 1500 | 525500
[5 empty] | 2500525500 | 453 | 2500 | 525500
[5 empty] | 3500525500 | 453 | 3500 | 525500
[5 empty] | 4500525500 | 453 | 4500 | 525500
[5 empty] | 5500525500 | 453 | 5500 | 525500
[5 empty] | 6500525500 | 453 | 6500 | 525500
[5 empty] | 7500525500 | 453 | 7500 | 525500
[5 empty] | 8500525500 | 453 | 8500 | 525500
[5 empty] | 9500525500 | 453 | 9500 | 525500
[5 empty] | 10500525500 | 453 | 10500 | 525500
[5 empty] | 11500525500 | 453 | 11500 | 525500
[5 empty] | 12500525500 | 453 | 12500 | 525500
[5 empty] | 13500525500 | 453 | 13500 | 525500
[5 empty] | 14500525500 | 453 | 14500 | 525500
[5 empty] | 15500525500 | 453 | 15500 | 525500
[5 empty] | 16500525500 | 453 | 16500 | 525500
[5 empty] | 17500525500 | 453 | 17500 | 525500
[5 empty] | 18500525500 | 453 | 18500 | 525500
[5 empty] | 19500525500 | 453 | 19500 | 525500
[5 empty] | 20500525500 | 453 | 20500 | 525500
[5 empty] | 21500525500 | 453 | 21500 | 525500
[5 empty] | 22500525500 | 453 | 22500 | 525500
[5 empty] | 23500525500 | 453 | 23500 | 525500
[5 empty] | 24500525500 | 453 | 24500 | 525500
[5 empty] | 25500525500 | 453 | 25500 | 525500
[5 empty] | 26500525500 | 453 | 26500 | 525500
[5 empty] | 27500525500 | 453 | 27500 | 525500
[5 empty] | 28500525500 | 453 | 28500 | 525500
[5 empty] | 29500525500 | 453 | 29500 | 525500
[5 empty] | 30500525500 | 453 | 30500 | 525500
[5 empty] | 31500525500 | 453 | 31500 | 525500
[5 empty] | 32500525500 | 453 | 32500 | 525500
[5 empty] | 33500525500 | 453 | 33500 | 525500
[5 empty] | 34500525500 | 453 | 34500 | 525500
[5 empty] | 35500525500 | 453 | 35500 | 525500
[5 empty] | 36500525500 | 453 | 36500 | 525500
[5 empty] | 37500525500 | 453 | 37500 | 525500
[5 empty] | 38500525500 | 453 | 38500 | 525500
[5 empty] | 39500525500 | 453 | 39500 | 525500
[5 empty] | 40500525500 | 453 | 40500 | 525500
[5 empty] | 41500525500 | 453 | 41500 | 525500
[5 empty] | 42500525500 | 453 | 42500 | 525500
[5 empty] | 43500525500 | 453 | 43500 | 525500
[5 empty] | 44500525500 | 453 | 44500 | 525500
[5 empty] | 45500525500 | 453 | 45500 | 525500
[5 empty] | 46500525500 | 453 | 46500 | 525500
[5 empty] | 47500525500 | 453 | 47500 | 525500
[5 empty] | 48500525500 | 453 | 48500 | 525500
[5 empty] | 49500525500 | 453 | 49500 | 525500
[5 empty] | 50500525500 | 453 | 50500 | 525500
[5 empty] | 51500525500 | 453 | 51500 | 525500
[5 empty] | 52500525500 | 453 | 52500 | 525500
[5 empty] | 53500525500 | 453 | 53500 | 525500
[5 empty] | 54500525500 | 453 | 54500 | 525500
[5 empty] | 55500525500 | 453 | 55500 | 525500
[5 empty] | 56500525500 | 453 | 56500 | 525500
[5 empty] | 57500525500 | 453 | 57500 | 525500
[5 empty] | 58500525500 | 453 | 58500 | 525500
[5 empty] | 59500525500 | 453 | 59500 | 525500
[5 empty] | 60500525500 | 453 | 60500 | 525500
[5 empty] | 61500525500 | 453 | 61500 | 525500
[5 empty] | 62500525500 | 453 | 62500 | 525500
[5 empty] | 63500525500 | 453 | 63500 | 525500
[5 empty] | 64500525500 | 453 | 64500 | 525500
[5 empty] | 65500525500 | 453 | 65500 | 525500
[5 empty] | 66500525500 | 453 | 66500 | 525500
[5 empty] | 67500525500 | 453 | 67500 | 525500
[5 empty] | 68500525500 | 453 | 68500 | 525500
[5 empty] | 69500525500 | 453 | 69500 | 525500
[5 empty] | 70500525500 | 453 | 70500 | 525500
[5 empty] | 71500525500 | 453 | 71500 | 525500
[5 empty] | 72500525500 | 453 | 72500 | 525500
[5 empty] | 73500525500 | 453 | 73500 | 525500
[5 empty] | 500524500 | 453 | 500 | 524500
[5 empty] | 1500524500 | 453 | 1500 | 524500
[5 empty] | 2500524500 | 453 | 2500 | 524500
[5 empty] | 3500524500 | 453 | 3500 | 524500
[5 empty] | 4500524500 | 453 | 4500 | 524500
[5 empty] | 5500524500 | 453 | 5500 | 524500
[5 empty] | 6500524500 | 453 | 6500 | 524500
[5 empty] | 7500524500 | 453 | 7500 | 524500
[5 empty] | 8500524500 | 453 | 8500 | 524500
[5 empty] | 9500524500 | 453 | 9500 | 524500
[5 empty] | 10500524500 | 453 | 10500 | 524500
[5 empty] | 11500524500 | 453 | 11500 | 524500
[5 empty] | 12500524500 | 453 | 12500 | 524500
[5 empty] | 13500524500 | 453 | 13500 | 524500
[5 empty] | 14500524500 | 453 | 14500 | 524500
[5 empty] | 15500524500 | 453 | 15500 | 524500
[5 empty] | 16500524500 | 453 | 16500 | 524500
[5 empty] | 17500524500 | 453 | 17500 | 524500
[5 empty] | 18500524500 | 453 | 18500 | 524500
[5 empty] | 19500524500 | 453 | 19500 | 524500
[5 empty] | 20500524500 | 453 | 20500 | 524500
[5 empty] | 21500524500 | 453 | 21500 | 524500
[5 empty] | 22500524500 | 453 | 22500 | 524500
[5 empty] | 23500524500 | 453 | 23500 | 524500
[5 empty] | 24500524500 | 453 | 24500 | 524500
[5 empty] | 25500524500 | 453 | 25500 | 524500
[5 empty] | 26500524500 | 453 | 26500 | 524500
[5 empty] | 27500524500 | 453 | 27500 | 524500
[5 empty] | 28500524500 | 453 | 28500 | 524500
[5 empty] | 29500524500 | 453 | 29500 | 524500
[5 empty] | 30500524500 | 453 | 30500 | 524500
[5 empty] | 31500524500 | 453 | 31500 | 524500
[5 empty] | 32500524500 | 453 | 32500 | 524500
[5 empty] | 33500524500 | 453 | 33500 | 524500
[5 empty] | 34500524500 | 453 | 34500 | 524500
[5 empty] | 35500524500 | 453 | 35500 | 524500
[5 empty] | 36500524500 | 453 | 36500 | 524500
[5 empty] | 37500524500 | 453 | 37500 | 524500
[5 empty] | 38500524500 | 453 | 38500 | 524500
[5 empty] | 39500524500 | 453 | 39500 | 524500
[5 empty] | 40500524500 | 453 | 40500 | 524500
[5 empty] | 41500524500 | 453 | 41500 | 524500
[5 empty] | 42500524500 | 453 | 42500 | 524500
[5 empty] | 43500524500 | 453 | 43500 | 524500
[5 empty] | 44500524500 | 453 | 44500 | 524500
[5 empty] | 45500524500 | 453 | 45500 | 524500
[5 empty] | 46500524500 | 453 | 46500 | 524500
[5 empty] | 47500524500 | 453 | 47500 | 524500
[5 empty] | 48500524500 | 453 | 48500 | 524500
[5 empty] | 49500524500 | 453 | 49500 | 524500
[5 empty] | 50500524500 | 453 | 50500 | 524500
[5 empty] | 51500524500 | 453 | 51500 | 524500
[5 empty] | 52500524500 | 453 | 52500 | 524500
[5 empty] | 53500524500 | 453 | 53500 | 524500
[5 empty] | 54500524500 | 453 | 54500 | 524500
[5 empty] | 55500524500 | 453 | 55500 | 524500
[5 empty] | 56500524500 | 453 | 56500 | 524500
[5 empty] | 57500524500 | 453 | 57500 | 524500
[5 empty] | 58500524500 | 453 | 58500 | 524500
[5 empty] | 59500524500 | 453 | 59500 | 524500
[5 empty] | 60500524500 | 453 | 60500 | 524500
[5 empty] | 61500524500 | 453 | 61500 | 524500
[5 empty] | 62500524500 | 453 | 62500 | 524500
[5 empty] | 63500524500 | 453 | 63500 | 524500
[5 empty] | 64500524500 | 453 | 64500 | 524500
[5 empty] | 65500524500 | 453 | 65500 | 524500
[5 empty] | 66500524500 | 453 | 66500 | 524500
[5 empty] | 67500524500 | 453 | 67500 | 524500
[5 empty] | 68500524500 | 453 | 68500 | 524500
[5 empty] | 69500524500 | 453 | 69500 | 524500
[5 empty] | 70500524500 | 453 | 70500 | 524500
[5 empty] | 71500524500 | 453 | 71500 | 524500
[5 empty] | 72500524500 | 453 | 72500 | 524500
[5 empty] | 73500524500 | 453 | 73500 | 524500
[5 empty] | 1500523500 | 453 | 1500 | 523500
[5 empty] | 2500523500 | 453 | 2500 | 523500
[5 empty] | 3500523500 | 453 | 3500 | 523500
[5 empty] | 4500523500 | 453 | 4500 | 523500
[5 empty] | 5500523500 | 453 | 5500 | 523500
[5 empty] | 6500523500 | 453 | 6500 | 523500
[5 empty] | 7500523500 | 453 | 7500 | 523500
[5 empty] | 8500523500 | 453 | 8500 | 523500
[5 empty] | 9500523500 | 453 | 9500 | 523500
[5 empty] | 10500523500 | 453 | 10500 | 523500
[5 empty] | 11500523500 | 453 | 11500 | 523500
[5 empty] | 12500523500 | 453 | 12500 | 523500
[5 empty] | 13500523500 | 453 | 13500 | 523500
[5 empty] | 14500523500 | 453 | 14500 | 523500
[5 empty] | 15500523500 | 453 | 15500 | 523500
[5 empty] | 16500523500 | 453 | 16500 | 523500
[5 empty] | 17500523500 | 453 | 17500 | 523500
[5 empty] | 18500523500 | 453 | 18500 | 523500
[5 empty] | 19500523500 | 453 | 19500 | 523500
[5 empty] | 20500523500 | 453 | 20500 | 523500
[5 empty] | 21500523500 | 453 | 21500 | 523500
[5 empty] | 22500523500 | 453 | 22500 | 523500
[5 empty] | 23500523500 | 453 | 23500 | 523500
[5 empty] | 24500523500 | 453 | 24500 | 523500
[5 empty] | 25500523500 | 453 | 25500 | 523500
[5 empty] | 26500523500 | 453 | 26500 | 523500
[5 empty] | 27500523500 | 453 | 27500 | 523500
[5 empty] | 28500523500 | 453 | 28500 | 523500
[5 empty] | 29500523500 | 453 | 29500 | 523500
[5 empty] | 30500523500 | 453 | 30500 | 523500
[5 empty] | 31500523500 | 453 | 31500 | 523500
[5 empty] | 32500523500 | 453 | 32500 | 523500
[5 empty] | 33500523500 | 453 | 33500 | 523500
[5 empty] | 34500523500 | 453 | 34500 | 523500
[5 empty] | 35500523500 | 453 | 35500 | 523500
[5 empty] | 36500523500 | 453 | 36500 | 523500
[5 empty] | 37500523500 | 453 | 37500 | 523500
[5 empty] | 38500523500 | 453 | 38500 | 523500
[5 empty] | 39500523500 | 453 | 39500 | 523500
[5 empty] | 40500523500 | 453 | 40500 | 523500
[5 empty] | 41500523500 | 453 | 41500 | 523500
[5 empty] | 42500523500 | 453 | 42500 | 523500
[5 empty] | 43500523500 | 453 | 43500 | 523500
[5 empty] | 44500523500 | 453 | 44500 | 523500
[5 empty] | 45500523500 | 453 | 45500 | 523500
[5 empty] | 46500523500 | 453 | 46500 | 523500
[5 empty] | 47500523500 | 453 | 47500 | 523500
[5 empty] | 48500523500 | 453 | 48500 | 523500
[5 empty] | 49500523500 | 453 | 49500 | 523500
[5 empty] | 50500523500 | 453 | 50500 | 523500
[5 empty] | 51500523500 | 453 | 51500 | 523500
[5 empty] | 52500523500 | 453 | 52500 | 523500
[5 empty] | 53500523500 | 453 | 53500 | 523500
[5 empty] | 54500523500 | 453 | 54500 | 523500
[5 empty] | 55500523500 | 453 | 55500 | 523500
[5 empty] | 56500523500 | 453 | 56500 | 523500
[5 empty] | 57500523500 | 453 | 57500 | 523500
[5 empty] | 58500523500 | 453 | 58500 | 523500
[5 empty] | 59500523500 | 453 | 59500 | 523500
[5 empty] | 60500523500 | 453 | 60500 | 523500
[5 empty] | 61500523500 | 453 | 61500 | 523500
[5 empty] | 62500523500 | 453 | 62500 | 523500
[5 empty] | 63500523500 | 453 | 63500 | 523500
[5 empty] | 64500523500 | 453 | 64500 | 523500
[5 empty] | 65500523500 | 453 | 65500 | 523500
[5 empty] | 66500523500 | 453 | 66500 | 523500
[5 empty] | 67500523500 | 453 | 67500 | 523500
[5 empty] | 68500523500 | 453 | 68500 | 523500
[5 empty] | 69500523500 | 453 | 69500 | 523500
[5 empty] | 500522500 | 453 | 500 | 522500
[5 empty] | 1500522500 | 453 | 1500 | 522500
[5 empty] | 2500522500 | 453 | 2500 | 522500
[5 empty] | 3500522500 | 453 | 3500 | 522500
[5 empty] | 4500522500 | 453 | 4500 | 522500
[5 empty] | 5500522500 | 453 | 5500 | 522500
[5 empty] | 6500522500 | 453 | 6500 | 522500
[5 empty] | 7500522500 | 453 | 7500 | 522500
[5 empty] | 8500522500 | 453 | 8500 | 522500
[5 empty] | 9500522500 | 453 | 9500 | 522500
[5 empty] | 10500522500 | 453 | 10500 | 522500
[5 empty] | 11500522500 | 453 | 11500 | 522500
[5 empty] | 12500522500 | 453 | 12500 | 522500
[5 empty] | 13500522500 | 453 | 13500 | 522500
[5 empty] | 14500522500 | 453 | 14500 | 522500
[5 empty] | 15500522500 | 453 | 15500 | 522500
[5 empty] | 16500522500 | 453 | 16500 | 522500
[5 empty] | 17500522500 | 453 | 17500 | 522500
[5 empty] | 18500522500 | 453 | 18500 | 522500
[5 empty] | 19500522500 | 453 | 19500 | 522500
[5 empty] | 20500522500 | 453 | 20500 | 522500
[5 empty] | 21500522500 | 453 | 21500 | 522500
[5 empty] | 22500522500 | 453 | 22500 | 522500
[5 empty] | 23500522500 | 453 | 23500 | 522500
[5 empty] | 24500522500 | 453 | 24500 | 522500
[5 empty] | 25500522500 | 453 | 25500 | 522500
[5 empty] | 26500522500 | 453 | 26500 | 522500
[5 empty] | 27500522500 | 453 | 27500 | 522500
[5 empty] | 28500522500 | 453 | 28500 | 522500
[5 empty] | 29500522500 | 453 | 29500 | 522500
[5 empty] | 30500522500 | 453 | 30500 | 522500
[5 empty] | 31500522500 | 453 | 31500 | 522500
[5 empty] | 32500522500 | 453 | 32500 | 522500
[5 empty] | 33500522500 | 453 | 33500 | 522500
[5 empty] | 34500522500 | 453 | 34500 | 522500
[5 empty] | 35500522500 | 453 | 35500 | 522500
[5 empty] | 36500522500 | 453 | 36500 | 522500
[5 empty] | 37500522500 | 453 | 37500 | 522500
[5 empty] | 38500522500 | 453 | 38500 | 522500
[5 empty] | 39500522500 | 453 | 39500 | 522500
[5 empty] | 40500522500 | 453 | 40500 | 522500
[5 empty] | 41500522500 | 453 | 41500 | 522500
[5 empty] | 42500522500 | 453 | 42500 | 522500
[5 empty] | 43500522500 | 453 | 43500 | 522500
[5 empty] | 44500522500 | 453 | 44500 | 522500
[5 empty] | 45500522500 | 453 | 45500 | 522500
[5 empty] | 46500522500 | 453 | 46500 | 522500
[5 empty] | 47500522500 | 453 | 47500 | 522500
[5 empty] | 48500522500 | 453 | 48500 | 522500
[5 empty] | 49500522500 | 453 | 49500 | 522500
[5 empty] | 50500522500 | 453 | 50500 | 522500
[5 empty] | 51500522500 | 453 | 51500 | 522500
[5 empty] | 52500522500 | 453 | 52500 | 522500
[5 empty] | 53500522500 | 453 | 53500 | 522500
[5 empty] | 54500522500 | 453 | 54500 | 522500
[5 empty] | 55500522500 | 453 | 55500 | 522500
[5 empty] | 56500522500 | 453 | 56500 | 522500
[5 empty] | 57500522500 | 453 | 57500 | 522500
[5 empty] | 58500522500 | 453 | 58500 | 522500
[5 empty] | 59500522500 | 453 | 59500 | 522500
[5 empty] | 60500522500 | 453 | 60500 | 522500
[5 empty] | 61500522500 | 453 | 61500 | 522500
[5 empty] | 62500522500 | 453 | 62500 | 522500
[5 empty] | 63500522500 | 453 | 63500 | 522500
[5 empty] | 64500522500 | 453 | 64500 | 522500
[5 empty] | 65500522500 | 453 | 65500 | 522500
[5 empty] | 66500522500 | 453 | 66500 | 522500
[5 empty] | 67500522500 | 453 | 67500 | 522500
[5 empty] | 68500522500 | 453 | 68500 | 522500
[5 empty] | 1500521500 | 453 | 1500 | 521500
[5 empty] | 2500521500 | 453 | 2500 | 521500
[5 empty] | 3500521500 | 453 | 3500 | 521500
[5 empty] | 4500521500 | 453 | 4500 | 521500
[5 empty] | 5500521500 | 453 | 5500 | 521500
[5 empty] | 6500521500 | 453 | 6500 | 521500
[5 empty] | 7500521500 | 453 | 7500 | 521500
[5 empty] | 8500521500 | 453 | 8500 | 521500
[5 empty] | 9500521500 | 453 | 9500 | 521500
[5 empty] | 10500521500 | 453 | 10500 | 521500
[5 empty] | 11500521500 | 453 | 11500 | 521500
[5 empty] | 12500521500 | 453 | 12500 | 521500
[5 empty] | 13500521500 | 453 | 13500 | 521500
[5 empty] | 14500521500 | 453 | 14500 | 521500
[5 empty] | 15500521500 | 453 | 15500 | 521500
[5 empty] | 16500521500 | 453 | 16500 | 521500
[5 empty] | 17500521500 | 453 | 17500 | 521500
[5 empty] | 18500521500 | 453 | 18500 | 521500
[5 empty] | 19500521500 | 453 | 19500 | 521500
[5 empty] | 20500521500 | 453 | 20500 | 521500
[5 empty] | 21500521500 | 453 | 21500 | 521500
[5 empty] | 22500521500 | 453 | 22500 | 521500
[5 empty] | 23500521500 | 453 | 23500 | 521500
[5 empty] | 24500521500 | 453 | 24500 | 521500
[5 empty] | 25500521500 | 453 | 25500 | 521500
[5 empty] | 26500521500 | 453 | 26500 | 521500
[5 empty] | 27500521500 | 453 | 27500 | 521500
[5 empty] | 28500521500 | 453 | 28500 | 521500
[5 empty] | 29500521500 | 453 | 29500 | 521500
[5 empty] | 30500521500 | 453 | 30500 | 521500
[5 empty] | 31500521500 | 453 | 31500 | 521500
[5 empty] | 32500521500 | 453 | 32500 | 521500
[5 empty] | 33500521500 | 453 | 33500 | 521500
[5 empty] | 34500521500 | 453 | 34500 | 521500
[5 empty] | 35500521500 | 453 | 35500 | 521500
[5 empty] | 36500521500 | 453 | 36500 | 521500
[5 empty] | 37500521500 | 453 | 37500 | 521500
[5 empty] | 38500521500 | 453 | 38500 | 521500
[5 empty] | 39500521500 | 453 | 39500 | 521500
[5 empty] | 40500521500 | 453 | 40500 | 521500
[5 empty] | 41500521500 | 453 | 41500 | 521500
[5 empty] | 42500521500 | 453 | 42500 | 521500
[5 empty] | 43500521500 | 453 | 43500 | 521500
[5 empty] | 44500521500 | 453 | 44500 | 521500
[5 empty] | 45500521500 | 453 | 45500 | 521500
[5 empty] | 46500521500 | 453 | 46500 | 521500
[5 empty] | 47500521500 | 453 | 47500 | 521500
[5 empty] | 48500521500 | 453 | 48500 | 521500
[5 empty] | 49500521500 | 453 | 49500 | 521500
[5 empty] | 50500521500 | 453 | 50500 | 521500
[5 empty] | 51500521500 | 453 | 51500 | 521500
[5 empty] | 52500521500 | 453 | 52500 | 521500
[5 empty] | 53500521500 | 453 | 53500 | 521500
[5 empty] | 54500521500 | 453 | 54500 | 521500
[5 empty] | 55500521500 | 453 | 55500 | 521500
[5 empty] | 56500521500 | 453 | 56500 | 521500
[5 empty] | 57500521500 | 453 | 57500 | 521500
[5 empty] | 58500521500 | 453 | 58500 | 521500
[5 empty] | 59500521500 | 453 | 59500 | 521500
[5 empty] | 60500521500 | 453 | 60500 | 521500
[5 empty] | 61500521500 | 453 | 61500 | 521500
[5 empty] | 62500521500 | 453 | 62500 | 521500
[5 empty] | 63500521500 | 453 | 63500 | 521500
[5 empty] | 64500521500 | 453 | 64500 | 521500
[5 empty] | 65500521500 | 453 | 65500 | 521500
[5 empty] | 66500521500 | 453 | 66500 | 521500
[5 empty] | 67500521500 | 453 | 67500 | 521500
[5 empty] | 68500521500 | 453 | 68500 | 521500
[5 empty] | 2500520500 | 453 | 2500 | 520500
[5 empty] | 3500520500 | 453 | 3500 | 520500
[5 empty] | 4500520500 | 453 | 4500 | 520500
[5 empty] | 5500520500 | 453 | 5500 | 520500
[5 empty] | 6500520500 | 453 | 6500 | 520500
[5 empty] | 7500520500 | 453 | 7500 | 520500
[5 empty] | 8500520500 | 453 | 8500 | 520500
[5 empty] | 9500520500 | 453 | 9500 | 520500
[5 empty] | 10500520500 | 453 | 10500 | 520500
[5 empty] | 11500520500 | 453 | 11500 | 520500
[5 empty] | 12500520500 | 453 | 12500 | 520500
[5 empty] | 13500520500 | 453 | 13500 | 520500
[5 empty] | 14500520500 | 453 | 14500 | 520500
[5 empty] | 15500520500 | 453 | 15500 | 520500
[5 empty] | 16500520500 | 453 | 16500 | 520500
[5 empty] | 17500520500 | 453 | 17500 | 520500
[5 empty] | 18500520500 | 453 | 18500 | 520500
[5 empty] | 19500520500 | 453 | 19500 | 520500
[5 empty] | 20500520500 | 453 | 20500 | 520500
[5 empty] | 21500520500 | 453 | 21500 | 520500
[5 empty] | 22500520500 | 453 | 22500 | 520500
[5 empty] | 23500520500 | 453 | 23500 | 520500
[5 empty] | 24500520500 | 453 | 24500 | 520500
[5 empty] | 25500520500 | 453 | 25500 | 520500
[5 empty] | 26500520500 | 453 | 26500 | 520500
[5 empty] | 27500520500 | 453 | 27500 | 520500
[5 empty] | 28500520500 | 453 | 28500 | 520500
[5 empty] | 29500520500 | 453 | 29500 | 520500
[5 empty] | 30500520500 | 453 | 30500 | 520500
[5 empty] | 31500520500 | 453 | 31500 | 520500
[5 empty] | 32500520500 | 453 | 32500 | 520500
[5 empty] | 33500520500 | 453 | 33500 | 520500
[5 empty] | 34500520500 | 453 | 34500 | 520500
[5 empty] | 35500520500 | 453 | 35500 | 520500
[5 empty] | 36500520500 | 453 | 36500 | 520500
[5 empty] | 37500520500 | 453 | 37500 | 520500
[5 empty] | 38500520500 | 453 | 38500 | 520500
[5 empty] | 39500520500 | 453 | 39500 | 520500
[5 empty] | 40500520500 | 453 | 40500 | 520500
[5 empty] | 41500520500 | 453 | 41500 | 520500
[5 empty] | 42500520500 | 453 | 42500 | 520500
[5 empty] | 43500520500 | 453 | 43500 | 520500
[5 empty] | 44500520500 | 453 | 44500 | 520500
[5 empty] | 45500520500 | 453 | 45500 | 520500
[5 empty] | 46500520500 | 453 | 46500 | 520500
[5 empty] | 47500520500 | 453 | 47500 | 520500
[5 empty] | 48500520500 | 453 | 48500 | 520500
[5 empty] | 49500520500 | 453 | 49500 | 520500
[5 empty] | 50500520500 | 453 | 50500 | 520500
[5 empty] | 51500520500 | 453 | 51500 | 520500
[5 empty] | 52500520500 | 453 | 52500 | 520500
[5 empty] | 53500520500 | 453 | 53500 | 520500
[5 empty] | 54500520500 | 453 | 54500 | 520500
[5 empty] | 55500520500 | 453 | 55500 | 520500
[5 empty] | 56500520500 | 453 | 56500 | 520500
[5 empty] | 57500520500 | 453 | 57500 | 520500
[5 empty] | 58500520500 | 453 | 58500 | 520500
[5 empty] | 59500520500 | 453 | 59500 | 520500
[5 empty] | 60500520500 | 453 | 60500 | 520500
[5 empty] | 61500520500 | 453 | 61500 | 520500
[5 empty] | 62500520500 | 453 | 62500 | 520500
[5 empty] | 3500519500 | 453 | 3500 | 519500
[5 empty] | 4500519500 | 453 | 4500 | 519500
[5 empty] | 5500519500 | 453 | 5500 | 519500
[5 empty] | 6500519500 | 453 | 6500 | 519500
[5 empty] | 7500519500 | 453 | 7500 | 519500
[5 empty] | 8500519500 | 453 | 8500 | 519500
[5 empty] | 9500519500 | 453 | 9500 | 519500
[5 empty] | 10500519500 | 453 | 10500 | 519500
[5 empty] | 11500519500 | 453 | 11500 | 519500
[5 empty] | 12500519500 | 453 | 12500 | 519500
[5 empty] | 13500519500 | 453 | 13500 | 519500
[5 empty] | 14500519500 | 453 | 14500 | 519500
[5 empty] | 15500519500 | 453 | 15500 | 519500
[5 empty] | 16500519500 | 453 | 16500 | 519500
[5 empty] | 17500519500 | 453 | 17500 | 519500
[5 empty] | 18500519500 | 453 | 18500 | 519500
[5 empty] | 19500519500 | 453 | 19500 | 519500
[5 empty] | 20500519500 | 453 | 20500 | 519500
[5 empty] | 21500519500 | 453 | 21500 | 519500
[5 empty] | 22500519500 | 453 | 22500 | 519500
[5 empty] | 23500519500 | 453 | 23500 | 519500
[5 empty] | 24500519500 | 453 | 24500 | 519500
[5 empty] | 25500519500 | 453 | 25500 | 519500
[5 empty] | 26500519500 | 453 | 26500 | 519500
[5 empty] | 27500519500 | 453 | 27500 | 519500
[5 empty] | 28500519500 | 453 | 28500 | 519500
[5 empty] | 29500519500 | 453 | 29500 | 519500
[5 empty] | 30500519500 | 453 | 30500 | 519500
[5 empty] | 31500519500 | 453 | 31500 | 519500
[5 empty] | 32500519500 | 453 | 32500 | 519500
[5 empty] | 33500519500 | 453 | 33500 | 519500
[5 empty] | 34500519500 | 453 | 34500 | 519500
[5 empty] | 35500519500 | 453 | 35500 | 519500
[5 empty] | 36500519500 | 453 | 36500 | 519500
[5 empty] | 37500519500 | 453 | 37500 | 519500
[5 empty] | 38500519500 | 453 | 38500 | 519500
[5 empty] | 39500519500 | 453 | 39500 | 519500
[5 empty] | 40500519500 | 453 | 40500 | 519500
[5 empty] | 41500519500 | 453 | 41500 | 519500
[5 empty] | 42500519500 | 453 | 42500 | 519500
[5 empty] | 43500519500 | 453 | 43500 | 519500
[5 empty] | 44500519500 | 453 | 44500 | 519500
[5 empty] | 45500519500 | 453 | 45500 | 519500
[5 empty] | 46500519500 | 453 | 46500 | 519500
[5 empty] | 47500519500 | 453 | 47500 | 519500
[5 empty] | 48500519500 | 453 | 48500 | 519500
[5 empty] | 49500519500 | 453 | 49500 | 519500
[5 empty] | 50500519500 | 453 | 50500 | 519500
[5 empty] | 51500519500 | 453 | 51500 | 519500
[5 empty] | 52500519500 | 453 | 52500 | 519500
[5 empty] | 53500519500 | 453 | 53500 | 519500
[5 empty] | 54500519500 | 453 | 54500 | 519500
[5 empty] | 55500519500 | 453 | 55500 | 519500
[5 empty] | 56500519500 | 453 | 56500 | 519500
[5 empty] | 57500519500 | 453 | 57500 | 519500
[5 empty] | 59500519500 | 453 | 59500 | 519500
[5 empty] | 60500519500 | 453 | 60500 | 519500
[5 empty] | 3500518500 | 453 | 3500 | 518500
[5 empty] | 4500518500 | 453 | 4500 | 518500
[5 empty] | 5500518500 | 453 | 5500 | 518500
[5 empty] | 6500518500 | 453 | 6500 | 518500
[5 empty] | 7500518500 | 453 | 7500 | 518500
[5 empty] | 8500518500 | 453 | 8500 | 518500
[5 empty] | 9500518500 | 453 | 9500 | 518500
[5 empty] | 10500518500 | 453 | 10500 | 518500
[5 empty] | 11500518500 | 453 | 11500 | 518500
[5 empty] | 12500518500 | 453 | 12500 | 518500
[5 empty] | 13500518500 | 453 | 13500 | 518500
[5 empty] | 14500518500 | 453 | 14500 | 518500
[5 empty] | 15500518500 | 453 | 15500 | 518500
[5 empty] | 16500518500 | 453 | 16500 | 518500
[5 empty] | 17500518500 | 453 | 17500 | 518500
[5 empty] | 18500518500 | 453 | 18500 | 518500
[5 empty] | 19500518500 | 453 | 19500 | 518500
[5 empty] | 20500518500 | 453 | 20500 | 518500
[5 empty] | 21500518500 | 453 | 21500 | 518500
[5 empty] | 22500518500 | 453 | 22500 | 518500
[5 empty] | 23500518500 | 453 | 23500 | 518500
[5 empty] | 24500518500 | 453 | 24500 | 518500
[5 empty] | 25500518500 | 453 | 25500 | 518500
[5 empty] | 26500518500 | 453 | 26500 | 518500
[5 empty] | 27500518500 | 453 | 27500 | 518500
[5 empty] | 28500518500 | 453 | 28500 | 518500
[5 empty] | 29500518500 | 453 | 29500 | 518500
[5 empty] | 30500518500 | 453 | 30500 | 518500
[5 empty] | 31500518500 | 453 | 31500 | 518500
[5 empty] | 32500518500 | 453 | 32500 | 518500
[5 empty] | 33500518500 | 453 | 33500 | 518500
[5 empty] | 34500518500 | 453 | 34500 | 518500
[5 empty] | 35500518500 | 453 | 35500 | 518500
[5 empty] | 36500518500 | 453 | 36500 | 518500
[5 empty] | 37500518500 | 453 | 37500 | 518500
[5 empty] | 38500518500 | 453 | 38500 | 518500
[5 empty] | 39500518500 | 453 | 39500 | 518500
[5 empty] | 40500518500 | 453 | 40500 | 518500
[5 empty] | 41500518500 | 453 | 41500 | 518500
[5 empty] | 42500518500 | 453 | 42500 | 518500
[5 empty] | 43500518500 | 453 | 43500 | 518500
[5 empty] | 44500518500 | 453 | 44500 | 518500
[5 empty] | 45500518500 | 453 | 45500 | 518500
[5 empty] | 46500518500 | 453 | 46500 | 518500
[5 empty] | 47500518500 | 453 | 47500 | 518500
[5 empty] | 48500518500 | 453 | 48500 | 518500
[5 empty] | 49500518500 | 453 | 49500 | 518500
[5 empty] | 50500518500 | 453 | 50500 | 518500
[5 empty] | 51500518500 | 453 | 51500 | 518500
[5 empty] | 52500518500 | 453 | 52500 | 518500
[5 empty] | 53500518500 | 453 | 53500 | 518500
[5 empty] | 55500518500 | 453 | 55500 | 518500
[5 empty] | 56500518500 | 453 | 56500 | 518500
[5 empty] | 4500517500 | 453 | 4500 | 517500
[5 empty] | 5500517500 | 453 | 5500 | 517500
[5 empty] | 6500517500 | 453 | 6500 | 517500
[5 empty] | 7500517500 | 453 | 7500 | 517500
[5 empty] | 8500517500 | 453 | 8500 | 517500
[5 empty] | 9500517500 | 453 | 9500 | 517500
[5 empty] | 10500517500 | 453 | 10500 | 517500
[5 empty] | 11500517500 | 453 | 11500 | 517500
[5 empty] | 12500517500 | 453 | 12500 | 517500
[5 empty] | 13500517500 | 453 | 13500 | 517500
[5 empty] | 14500517500 | 453 | 14500 | 517500
[5 empty] | 15500517500 | 453 | 15500 | 517500
[5 empty] | 16500517500 | 453 | 16500 | 517500
[5 empty] | 17500517500 | 453 | 17500 | 517500
[5 empty] | 18500517500 | 453 | 18500 | 517500
[5 empty] | 19500517500 | 453 | 19500 | 517500
[5 empty] | 20500517500 | 453 | 20500 | 517500
[5 empty] | 21500517500 | 453 | 21500 | 517500
[5 empty] | 22500517500 | 453 | 22500 | 517500
[5 empty] | 23500517500 | 453 | 23500 | 517500
[5 empty] | 24500517500 | 453 | 24500 | 517500
[5 empty] | 25500517500 | 453 | 25500 | 517500
[5 empty] | 26500517500 | 453 | 26500 | 517500
[5 empty] | 27500517500 | 453 | 27500 | 517500
[5 empty] | 28500517500 | 453 | 28500 | 517500
[5 empty] | 29500517500 | 453 | 29500 | 517500
[5 empty] | 30500517500 | 453 | 30500 | 517500
[5 empty] | 31500517500 | 453 | 31500 | 517500
[5 empty] | 32500517500 | 453 | 32500 | 517500
[5 empty] | 33500517500 | 453 | 33500 | 517500
[5 empty] | 34500517500 | 453 | 34500 | 517500
[5 empty] | 35500517500 | 453 | 35500 | 517500
[5 empty] | 36500517500 | 453 | 36500 | 517500
[5 empty] | 37500517500 | 453 | 37500 | 517500
[5 empty] | 38500517500 | 453 | 38500 | 517500
[5 empty] | 39500517500 | 453 | 39500 | 517500
[5 empty] | 40500517500 | 453 | 40500 | 517500
[5 empty] | 41500517500 | 453 | 41500 | 517500
[5 empty] | 42500517500 | 453 | 42500 | 517500
[5 empty] | 43500517500 | 453 | 43500 | 517500
[5 empty] | 44500517500 | 453 | 44500 | 517500
[5 empty] | 45500517500 | 453 | 45500 | 517500
[5 empty] | 46500517500 | 453 | 46500 | 517500
[5 empty] | 47500517500 | 453 | 47500 | 517500
[5 empty] | 48500517500 | 453 | 48500 | 517500
[5 empty] | 49500517500 | 453 | 49500 | 517500
[5 empty] | 50500517500 | 453 | 50500 | 517500
[5 empty] | 51500517500 | 453 | 51500 | 517500
[5 empty] | 5500516500 | 453 | 5500 | 516500
[5 empty] | 6500516500 | 453 | 6500 | 516500
[5 empty] | 7500516500 | 453 | 7500 | 516500
[5 empty] | 8500516500 | 453 | 8500 | 516500
[5 empty] | 9500516500 | 453 | 9500 | 516500
[5 empty] | 10500516500 | 453 | 10500 | 516500
[5 empty] | 11500516500 | 453 | 11500 | 516500
[5 empty] | 12500516500 | 453 | 12500 | 516500
[5 empty] | 13500516500 | 453 | 13500 | 516500
[5 empty] | 14500516500 | 453 | 14500 | 516500
[5 empty] | 15500516500 | 453 | 15500 | 516500
[5 empty] | 16500516500 | 453 | 16500 | 516500
[5 empty] | 17500516500 | 453 | 17500 | 516500
[5 empty] | 18500516500 | 453 | 18500 | 516500
[5 empty] | 19500516500 | 453 | 19500 | 516500
[5 empty] | 20500516500 | 453 | 20500 | 516500
[5 empty] | 21500516500 | 453 | 21500 | 516500
[5 empty] | 22500516500 | 453 | 22500 | 516500
[5 empty] | 23500516500 | 453 | 23500 | 516500
[5 empty] | 24500516500 | 453 | 24500 | 516500
[5 empty] | 25500516500 | 453 | 25500 | 516500
[5 empty] | 26500516500 | 453 | 26500 | 516500
[5 empty] | 27500516500 | 453 | 27500 | 516500
[5 empty] | 28500516500 | 453 | 28500 | 516500
[5 empty] | 29500516500 | 453 | 29500 | 516500
[5 empty] | 30500516500 | 453 | 30500 | 516500
[5 empty] | 31500516500 | 453 | 31500 | 516500
[5 empty] | 32500516500 | 453 | 32500 | 516500
[5 empty] | 33500516500 | 453 | 33500 | 516500
[5 empty] | 34500516500 | 453 | 34500 | 516500
[5 empty] | 35500516500 | 453 | 35500 | 516500
[5 empty] | 36500516500 | 453 | 36500 | 516500
[5 empty] | 37500516500 | 453 | 37500 | 516500
[5 empty] | 38500516500 | 453 | 38500 | 516500
[5 empty] | 39500516500 | 453 | 39500 | 516500
[5 empty] | 40500516500 | 453 | 40500 | 516500
[5 empty] | 41500516500 | 453 | 41500 | 516500
[5 empty] | 42500516500 | 453 | 42500 | 516500
[5 empty] | 43500516500 | 453 | 43500 | 516500
[5 empty] | 44500516500 | 453 | 44500 | 516500
[5 empty] | 45500516500 | 453 | 45500 | 516500
[5 empty] | 46500516500 | 453 | 46500 | 516500
[5 empty] | 47500516500 | 453 | 47500 | 516500
[5 empty] | 48500516500 | 453 | 48500 | 516500
[5 empty] | 49500516500 | 453 | 49500 | 516500
[5 empty] | 50500516500 | 453 | 50500 | 516500
[5 empty] | 51500516500 | 453 | 51500 | 516500
[5 empty] | 5500515500 | 453 | 5500 | 515500
[5 empty] | 6500515500 | 453 | 6500 | 515500
[5 empty] | 7500515500 | 453 | 7500 | 515500
[5 empty] | 8500515500 | 453 | 8500 | 515500
[5 empty] | 9500515500 | 453 | 9500 | 515500
[5 empty] | 10500515500 | 453 | 10500 | 515500
[5 empty] | 11500515500 | 453 | 11500 | 515500
[5 empty] | 12500515500 | 453 | 12500 | 515500
[5 empty] | 13500515500 | 453 | 13500 | 515500
[5 empty] | 14500515500 | 453 | 14500 | 515500
[5 empty] | 15500515500 | 453 | 15500 | 515500
[5 empty] | 16500515500 | 453 | 16500 | 515500
[5 empty] | 17500515500 | 453 | 17500 | 515500
[5 empty] | 18500515500 | 453 | 18500 | 515500
[5 empty] | 19500515500 | 453 | 19500 | 515500
[5 empty] | 20500515500 | 453 | 20500 | 515500
[5 empty] | 21500515500 | 453 | 21500 | 515500
[5 empty] | 22500515500 | 453 | 22500 | 515500
[5 empty] | 23500515500 | 453 | 23500 | 515500
[5 empty] | 24500515500 | 453 | 24500 | 515500
[5 empty] | 25500515500 | 453 | 25500 | 515500
[5 empty] | 26500515500 | 453 | 26500 | 515500
[5 empty] | 27500515500 | 453 | 27500 | 515500
[5 empty] | 28500515500 | 453 | 28500 | 515500
[5 empty] | 29500515500 | 453 | 29500 | 515500
[5 empty] | 30500515500 | 453 | 30500 | 515500
[5 empty] | 31500515500 | 453 | 31500 | 515500
[5 empty] | 32500515500 | 453 | 32500 | 515500
[5 empty] | 33500515500 | 453 | 33500 | 515500
[5 empty] | 34500515500 | 453 | 34500 | 515500
[5 empty] | 35500515500 | 453 | 35500 | 515500
[5 empty] | 36500515500 | 453 | 36500 | 515500
[5 empty] | 37500515500 | 453 | 37500 | 515500
[5 empty] | 38500515500 | 453 | 38500 | 515500
[5 empty] | 39500515500 | 453 | 39500 | 515500
[5 empty] | 40500515500 | 453 | 40500 | 515500
[5 empty] | 41500515500 | 453 | 41500 | 515500
[5 empty] | 42500515500 | 453 | 42500 | 515500
[5 empty] | 43500515500 | 453 | 43500 | 515500
[5 empty] | 44500515500 | 453 | 44500 | 515500
[5 empty] | 45500515500 | 453 | 45500 | 515500
[5 empty] | 46500515500 | 453 | 46500 | 515500
[5 empty] | 47500515500 | 453 | 47500 | 515500
[5 empty] | 48500515500 | 453 | 48500 | 515500
[5 empty] | 49500515500 | 453 | 49500 | 515500
[5 empty] | 50500515500 | 453 | 50500 | 515500
[5 empty] | 51500515500 | 453 | 51500 | 515500
[5 empty] | 52500515500 | 453 | 52500 | 515500
[5 empty] | 6500514500 | 453 | 6500 | 514500
[5 empty] | 7500514500 | 453 | 7500 | 514500
[5 empty] | 8500514500 | 453 | 8500 | 514500
[5 empty] | 9500514500 | 453 | 9500 | 514500
[5 empty] | 10500514500 | 453 | 10500 | 514500
[5 empty] | 11500514500 | 453 | 11500 | 514500
[5 empty] | 12500514500 | 453 | 12500 | 514500
[5 empty] | 13500514500 | 453 | 13500 | 514500
[5 empty] | 14500514500 | 453 | 14500 | 514500
[5 empty] | 15500514500 | 453 | 15500 | 514500
[5 empty] | 16500514500 | 453 | 16500 | 514500
[5 empty] | 17500514500 | 453 | 17500 | 514500
[5 empty] | 18500514500 | 453 | 18500 | 514500
[5 empty] | 19500514500 | 453 | 19500 | 514500
[5 empty] | 20500514500 | 453 | 20500 | 514500
[5 empty] | 21500514500 | 453 | 21500 | 514500
[5 empty] | 22500514500 | 453 | 22500 | 514500
[5 empty] | 23500514500 | 453 | 23500 | 514500
[5 empty] | 24500514500 | 453 | 24500 | 514500
[5 empty] | 25500514500 | 453 | 25500 | 514500
[5 empty] | 26500514500 | 453 | 26500 | 514500
[5 empty] | 27500514500 | 453 | 27500 | 514500
[5 empty] | 28500514500 | 453 | 28500 | 514500
[5 empty] | 29500514500 | 453 | 29500 | 514500
[5 empty] | 30500514500 | 453 | 30500 | 514500
[5 empty] | 31500514500 | 453 | 31500 | 514500
[5 empty] | 32500514500 | 453 | 32500 | 514500
[5 empty] | 33500514500 | 453 | 33500 | 514500
[5 empty] | 34500514500 | 453 | 34500 | 514500
[5 empty] | 35500514500 | 453 | 35500 | 514500
[5 empty] | 36500514500 | 453 | 36500 | 514500
[5 empty] | 37500514500 | 453 | 37500 | 514500
[5 empty] | 38500514500 | 453 | 38500 | 514500
[5 empty] | 39500514500 | 453 | 39500 | 514500
[5 empty] | 40500514500 | 453 | 40500 | 514500
[5 empty] | 41500514500 | 453 | 41500 | 514500
[5 empty] | 42500514500 | 453 | 42500 | 514500
[5 empty] | 43500514500 | 453 | 43500 | 514500
[5 empty] | 44500514500 | 453 | 44500 | 514500
[5 empty] | 45500514500 | 453 | 45500 | 514500
[5 empty] | 46500514500 | 453 | 46500 | 514500
[5 empty] | 47500514500 | 453 | 47500 | 514500
[5 empty] | 48500514500 | 453 | 48500 | 514500
[5 empty] | 49500514500 | 453 | 49500 | 514500
[5 empty] | 50500514500 | 453 | 50500 | 514500
[5 empty] | 51500514500 | 453 | 51500 | 514500
[5 empty] | 52500514500 | 453 | 52500 | 514500
[5 empty] | 53500514500 | 453 | 53500 | 514500
[5 empty] | 6500513500 | 453 | 6500 | 513500
[5 empty] | 7500513500 | 453 | 7500 | 513500
[5 empty] | 8500513500 | 453 | 8500 | 513500
[5 empty] | 9500513500 | 453 | 9500 | 513500
[5 empty] | 10500513500 | 453 | 10500 | 513500
[5 empty] | 11500513500 | 453 | 11500 | 513500
[5 empty] | 12500513500 | 453 | 12500 | 513500
[5 empty] | 13500513500 | 453 | 13500 | 513500
[5 empty] | 14500513500 | 453 | 14500 | 513500
[5 empty] | 15500513500 | 453 | 15500 | 513500
[5 empty] | 16500513500 | 453 | 16500 | 513500
[5 empty] | 17500513500 | 453 | 17500 | 513500
[5 empty] | 18500513500 | 453 | 18500 | 513500
[5 empty] | 19500513500 | 453 | 19500 | 513500
[5 empty] | 20500513500 | 453 | 20500 | 513500
[5 empty] | 21500513500 | 453 | 21500 | 513500
[5 empty] | 22500513500 | 453 | 22500 | 513500
[5 empty] | 23500513500 | 453 | 23500 | 513500
[5 empty] | 24500513500 | 453 | 24500 | 513500
[5 empty] | 25500513500 | 453 | 25500 | 513500
[5 empty] | 26500513500 | 453 | 26500 | 513500
[5 empty] | 27500513500 | 453 | 27500 | 513500
[5 empty] | 28500513500 | 453 | 28500 | 513500
[5 empty] | 29500513500 | 453 | 29500 | 513500
[5 empty] | 30500513500 | 453 | 30500 | 513500
[5 empty] | 31500513500 | 453 | 31500 | 513500
[5 empty] | 32500513500 | 453 | 32500 | 513500
[5 empty] | 33500513500 | 453 | 33500 | 513500
[5 empty] | 34500513500 | 453 | 34500 | 513500
[5 empty] | 35500513500 | 453 | 35500 | 513500
[5 empty] | 36500513500 | 453 | 36500 | 513500
[5 empty] | 37500513500 | 453 | 37500 | 513500
[5 empty] | 38500513500 | 453 | 38500 | 513500
[5 empty] | 39500513500 | 453 | 39500 | 513500
[5 empty] | 40500513500 | 453 | 40500 | 513500
[5 empty] | 41500513500 | 453 | 41500 | 513500
[5 empty] | 42500513500 | 453 | 42500 | 513500
[5 empty] | 43500513500 | 453 | 43500 | 513500
[5 empty] | 44500513500 | 453 | 44500 | 513500
[5 empty] | 45500513500 | 453 | 45500 | 513500
[5 empty] | 46500513500 | 453 | 46500 | 513500
[5 empty] | 47500513500 | 453 | 47500 | 513500
[5 empty] | 48500513500 | 453 | 48500 | 513500
[5 empty] | 49500513500 | 453 | 49500 | 513500
[5 empty] | 50500513500 | 453 | 50500 | 513500
[5 empty] | 51500513500 | 453 | 51500 | 513500
[5 empty] | 52500513500 | 453 | 52500 | 513500
[5 empty] | 53500513500 | 453 | 53500 | 513500
[5 empty] | 7500512500 | 453 | 7500 | 512500
[5 empty] | 8500512500 | 453 | 8500 | 512500
[5 empty] | 9500512500 | 453 | 9500 | 512500
[5 empty] | 10500512500 | 453 | 10500 | 512500
[5 empty] | 11500512500 | 453 | 11500 | 512500
[5 empty] | 12500512500 | 453 | 12500 | 512500
[5 empty] | 13500512500 | 453 | 13500 | 512500
[5 empty] | 14500512500 | 453 | 14500 | 512500
[5 empty] | 15500512500 | 453 | 15500 | 512500
[5 empty] | 16500512500 | 453 | 16500 | 512500
[5 empty] | 17500512500 | 453 | 17500 | 512500
[5 empty] | 18500512500 | 453 | 18500 | 512500
[5 empty] | 19500512500 | 453 | 19500 | 512500
[5 empty] | 20500512500 | 453 | 20500 | 512500
[5 empty] | 21500512500 | 453 | 21500 | 512500
[5 empty] | 22500512500 | 453 | 22500 | 512500
[5 empty] | 23500512500 | 453 | 23500 | 512500
[5 empty] | 24500512500 | 453 | 24500 | 512500
[5 empty] | 25500512500 | 453 | 25500 | 512500
[5 empty] | 26500512500 | 453 | 26500 | 512500
[5 empty] | 27500512500 | 453 | 27500 | 512500
[5 empty] | 28500512500 | 453 | 28500 | 512500
[5 empty] | 29500512500 | 453 | 29500 | 512500
[5 empty] | 30500512500 | 453 | 30500 | 512500
[5 empty] | 31500512500 | 453 | 31500 | 512500
[5 empty] | 32500512500 | 453 | 32500 | 512500
[5 empty] | 33500512500 | 453 | 33500 | 512500
[5 empty] | 34500512500 | 453 | 34500 | 512500
[5 empty] | 35500512500 | 453 | 35500 | 512500
[5 empty] | 36500512500 | 453 | 36500 | 512500
[5 empty] | 37500512500 | 453 | 37500 | 512500
[5 empty] | 38500512500 | 453 | 38500 | 512500
[5 empty] | 39500512500 | 453 | 39500 | 512500
[5 empty] | 40500512500 | 453 | 40500 | 512500
[5 empty] | 41500512500 | 453 | 41500 | 512500
[5 empty] | 42500512500 | 453 | 42500 | 512500
[5 empty] | 43500512500 | 453 | 43500 | 512500
[5 empty] | 44500512500 | 453 | 44500 | 512500
[5 empty] | 45500512500 | 453 | 45500 | 512500
[5 empty] | 46500512500 | 453 | 46500 | 512500
[5 empty] | 47500512500 | 453 | 47500 | 512500
[5 empty] | 48500512500 | 453 | 48500 | 512500
[5 empty] | 49500512500 | 453 | 49500 | 512500
[5 empty] | 50500512500 | 453 | 50500 | 512500
[5 empty] | 51500512500 | 453 | 51500 | 512500
[5 empty] | 52500512500 | 453 | 52500 | 512500
[5 empty] | 53500512500 | 453 | 53500 | 512500
[5 empty] | 10500511500 | 453 | 10500 | 511500
[5 empty] | 11500511500 | 453 | 11500 | 511500
[5 empty] | 12500511500 | 453 | 12500 | 511500
[5 empty] | 13500511500 | 453 | 13500 | 511500
[5 empty] | 14500511500 | 453 | 14500 | 511500
[5 empty] | 15500511500 | 453 | 15500 | 511500
[5 empty] | 16500511500 | 453 | 16500 | 511500
[5 empty] | 17500511500 | 453 | 17500 | 511500
[5 empty] | 18500511500 | 453 | 18500 | 511500
[5 empty] | 19500511500 | 453 | 19500 | 511500
[5 empty] | 20500511500 | 453 | 20500 | 511500
[5 empty] | 21500511500 | 453 | 21500 | 511500
[5 empty] | 22500511500 | 453 | 22500 | 511500
[5 empty] | 23500511500 | 453 | 23500 | 511500
[5 empty] | 24500511500 | 453 | 24500 | 511500
[5 empty] | 25500511500 | 453 | 25500 | 511500
[5 empty] | 26500511500 | 453 | 26500 | 511500
[5 empty] | 27500511500 | 453 | 27500 | 511500
[5 empty] | 28500511500 | 453 | 28500 | 511500
[5 empty] | 29500511500 | 453 | 29500 | 511500
[5 empty] | 30500511500 | 453 | 30500 | 511500
[5 empty] | 31500511500 | 453 | 31500 | 511500
[5 empty] | 32500511500 | 453 | 32500 | 511500
[5 empty] | 33500511500 | 453 | 33500 | 511500
[5 empty] | 34500511500 | 453 | 34500 | 511500
[5 empty] | 35500511500 | 453 | 35500 | 511500
[5 empty] | 36500511500 | 453 | 36500 | 511500
[5 empty] | 37500511500 | 453 | 37500 | 511500
[5 empty] | 38500511500 | 453 | 38500 | 511500
[5 empty] | 39500511500 | 453 | 39500 | 511500
[5 empty] | 40500511500 | 453 | 40500 | 511500
[5 empty] | 41500511500 | 453 | 41500 | 511500
[5 empty] | 42500511500 | 453 | 42500 | 511500
[5 empty] | 43500511500 | 453 | 43500 | 511500
[5 empty] | 44500511500 | 453 | 44500 | 511500
[5 empty] | 45500511500 | 453 | 45500 | 511500
[5 empty] | 46500511500 | 453 | 46500 | 511500
[5 empty] | 47500511500 | 453 | 47500 | 511500
[5 empty] | 48500511500 | 453 | 48500 | 511500
[5 empty] | 49500511500 | 453 | 49500 | 511500
[5 empty] | 50500511500 | 453 | 50500 | 511500
[5 empty] | 51500511500 | 453 | 51500 | 511500
[5 empty] | 52500511500 | 453 | 52500 | 511500
[5 empty] | 53500511500 | 453 | 53500 | 511500
[5 empty] | 10500510500 | 453 | 10500 | 510500
[5 empty] | 11500510500 | 453 | 11500 | 510500
[5 empty] | 12500510500 | 453 | 12500 | 510500
[5 empty] | 13500510500 | 453 | 13500 | 510500
[5 empty] | 14500510500 | 453 | 14500 | 510500
[5 empty] | 15500510500 | 453 | 15500 | 510500
[5 empty] | 16500510500 | 453 | 16500 | 510500
[5 empty] | 17500510500 | 453 | 17500 | 510500
[5 empty] | 18500510500 | 453 | 18500 | 510500
[5 empty] | 19500510500 | 453 | 19500 | 510500
[5 empty] | 20500510500 | 453 | 20500 | 510500
[5 empty] | 21500510500 | 453 | 21500 | 510500
[5 empty] | 22500510500 | 453 | 22500 | 510500
[5 empty] | 23500510500 | 453 | 23500 | 510500
[5 empty] | 24500510500 | 453 | 24500 | 510500
[5 empty] | 25500510500 | 453 | 25500 | 510500
[5 empty] | 26500510500 | 453 | 26500 | 510500
[5 empty] | 27500510500 | 453 | 27500 | 510500
[5 empty] | 28500510500 | 453 | 28500 | 510500
[5 empty] | 29500510500 | 453 | 29500 | 510500
[5 empty] | 30500510500 | 453 | 30500 | 510500
[5 empty] | 31500510500 | 453 | 31500 | 510500
[5 empty] | 32500510500 | 453 | 32500 | 510500
[5 empty] | 33500510500 | 453 | 33500 | 510500
[5 empty] | 34500510500 | 453 | 34500 | 510500
[5 empty] | 35500510500 | 453 | 35500 | 510500
[5 empty] | 36500510500 | 453 | 36500 | 510500
[5 empty] | 37500510500 | 453 | 37500 | 510500
[5 empty] | 38500510500 | 453 | 38500 | 510500
[5 empty] | 39500510500 | 453 | 39500 | 510500
[5 empty] | 40500510500 | 453 | 40500 | 510500
[5 empty] | 41500510500 | 453 | 41500 | 510500
[5 empty] | 42500510500 | 453 | 42500 | 510500
[5 empty] | 43500510500 | 453 | 43500 | 510500
[5 empty] | 44500510500 | 453 | 44500 | 510500
[5 empty] | 45500510500 | 453 | 45500 | 510500
[5 empty] | 46500510500 | 453 | 46500 | 510500
[5 empty] | 47500510500 | 453 | 47500 | 510500
[5 empty] | 48500510500 | 453 | 48500 | 510500
[5 empty] | 49500510500 | 453 | 49500 | 510500
[5 empty] | 50500510500 | 453 | 50500 | 510500
[5 empty] | 51500510500 | 453 | 51500 | 510500
[5 empty] | 52500510500 | 453 | 52500 | 510500
[5 empty] | 53500510500 | 453 | 53500 | 510500
[5 empty] | 11500509500 | 453 | 11500 | 509500
[5 empty] | 12500509500 | 453 | 12500 | 509500
[5 empty] | 13500509500 | 453 | 13500 | 509500
[5 empty] | 14500509500 | 453 | 14500 | 509500
[5 empty] | 15500509500 | 453 | 15500 | 509500
[5 empty] | 16500509500 | 453 | 16500 | 509500
[5 empty] | 17500509500 | 453 | 17500 | 509500
[5 empty] | 18500509500 | 453 | 18500 | 509500
[5 empty] | 19500509500 | 453 | 19500 | 509500
[5 empty] | 20500509500 | 453 | 20500 | 509500
[5 empty] | 21500509500 | 453 | 21500 | 509500
[5 empty] | 22500509500 | 453 | 22500 | 509500
[5 empty] | 23500509500 | 453 | 23500 | 509500
[5 empty] | 24500509500 | 453 | 24500 | 509500
[5 empty] | 25500509500 | 453 | 25500 | 509500
[5 empty] | 26500509500 | 453 | 26500 | 509500
[5 empty] | 27500509500 | 453 | 27500 | 509500
[5 empty] | 28500509500 | 453 | 28500 | 509500
[5 empty] | 29500509500 | 453 | 29500 | 509500
[5 empty] | 30500509500 | 453 | 30500 | 509500
[5 empty] | 31500509500 | 453 | 31500 | 509500
[5 empty] | 32500509500 | 453 | 32500 | 509500
[5 empty] | 33500509500 | 453 | 33500 | 509500
[5 empty] | 34500509500 | 453 | 34500 | 509500
[5 empty] | 35500509500 | 453 | 35500 | 509500
[5 empty] | 36500509500 | 453 | 36500 | 509500
[5 empty] | 37500509500 | 453 | 37500 | 509500
[5 empty] | 38500509500 | 453 | 38500 | 509500
[5 empty] | 39500509500 | 453 | 39500 | 509500
[5 empty] | 40500509500 | 453 | 40500 | 509500
[5 empty] | 41500509500 | 453 | 41500 | 509500
[5 empty] | 42500509500 | 453 | 42500 | 509500
[5 empty] | 43500509500 | 453 | 43500 | 509500
[5 empty] | 44500509500 | 453 | 44500 | 509500
[5 empty] | 45500509500 | 453 | 45500 | 509500
[5 empty] | 46500509500 | 453 | 46500 | 509500
[5 empty] | 47500509500 | 453 | 47500 | 509500
[5 empty] | 48500509500 | 453 | 48500 | 509500
[5 empty] | 49500509500 | 453 | 49500 | 509500
[5 empty] | 50500509500 | 453 | 50500 | 509500
[5 empty] | 51500509500 | 453 | 51500 | 509500
[5 empty] | 52500509500 | 453 | 52500 | 509500
[5 empty] | 53500509500 | 453 | 53500 | 509500
[5 empty] | 54500509500 | 453 | 54500 | 509500
[5 empty] | 55500509500 | 453 | 55500 | 509500
[5 empty] | 56500509500 | 453 | 56500 | 509500
[5 empty] | 12500508500 | 453 | 12500 | 508500
[5 empty] | 13500508500 | 453 | 13500 | 508500
[5 empty] | 14500508500 | 453 | 14500 | 508500
[5 empty] | 15500508500 | 453 | 15500 | 508500
[5 empty] | 16500508500 | 453 | 16500 | 508500
[5 empty] | 17500508500 | 453 | 17500 | 508500
[5 empty] | 18500508500 | 453 | 18500 | 508500
[5 empty] | 19500508500 | 453 | 19500 | 508500
[5 empty] | 20500508500 | 453 | 20500 | 508500
[5 empty] | 21500508500 | 453 | 21500 | 508500
[5 empty] | 22500508500 | 453 | 22500 | 508500
[5 empty] | 23500508500 | 453 | 23500 | 508500
[5 empty] | 24500508500 | 453 | 24500 | 508500
[5 empty] | 25500508500 | 453 | 25500 | 508500
[5 empty] | 26500508500 | 453 | 26500 | 508500
[5 empty] | 27500508500 | 453 | 27500 | 508500
[5 empty] | 28500508500 | 453 | 28500 | 508500
[5 empty] | 29500508500 | 453 | 29500 | 508500
[5 empty] | 30500508500 | 453 | 30500 | 508500
[5 empty] | 31500508500 | 453 | 31500 | 508500
[5 empty] | 32500508500 | 453 | 32500 | 508500
[5 empty] | 33500508500 | 453 | 33500 | 508500
[5 empty] | 34500508500 | 453 | 34500 | 508500
[5 empty] | 35500508500 | 453 | 35500 | 508500
[5 empty] | 36500508500 | 453 | 36500 | 508500
[5 empty] | 37500508500 | 453 | 37500 | 508500
[5 empty] | 38500508500 | 453 | 38500 | 508500
[5 empty] | 39500508500 | 453 | 39500 | 508500
[5 empty] | 40500508500 | 453 | 40500 | 508500
[5 empty] | 41500508500 | 453 | 41500 | 508500
[5 empty] | 42500508500 | 453 | 42500 | 508500
[5 empty] | 43500508500 | 453 | 43500 | 508500
[5 empty] | 44500508500 | 453 | 44500 | 508500
[5 empty] | 45500508500 | 453 | 45500 | 508500
[5 empty] | 46500508500 | 453 | 46500 | 508500
[5 empty] | 47500508500 | 453 | 47500 | 508500
[5 empty] | 48500508500 | 453 | 48500 | 508500
[5 empty] | 49500508500 | 453 | 49500 | 508500
[5 empty] | 50500508500 | 453 | 50500 | 508500
[5 empty] | 51500508500 | 453 | 51500 | 508500
[5 empty] | 52500508500 | 453 | 52500 | 508500
[5 empty] | 53500508500 | 453 | 53500 | 508500
[5 empty] | 54500508500 | 453 | 54500 | 508500
[5 empty] | 55500508500 | 453 | 55500 | 508500
[5 empty] | 56500508500 | 453 | 56500 | 508500
[5 empty] | 57500508500 | 453 | 57500 | 508500
[5 empty] | 12500507500 | 453 | 12500 | 507500
[5 empty] | 13500507500 | 453 | 13500 | 507500
[5 empty] | 14500507500 | 453 | 14500 | 507500
[5 empty] | 15500507500 | 453 | 15500 | 507500
[5 empty] | 16500507500 | 453 | 16500 | 507500
[5 empty] | 17500507500 | 453 | 17500 | 507500
[5 empty] | 18500507500 | 453 | 18500 | 507500
[5 empty] | 19500507500 | 453 | 19500 | 507500
[5 empty] | 20500507500 | 453 | 20500 | 507500
[5 empty] | 21500507500 | 453 | 21500 | 507500
[5 empty] | 22500507500 | 453 | 22500 | 507500
[5 empty] | 23500507500 | 453 | 23500 | 507500
[5 empty] | 24500507500 | 453 | 24500 | 507500
[5 empty] | 25500507500 | 453 | 25500 | 507500
[5 empty] | 26500507500 | 453 | 26500 | 507500
[5 empty] | 27500507500 | 453 | 27500 | 507500
[5 empty] | 28500507500 | 453 | 28500 | 507500
[5 empty] | 29500507500 | 453 | 29500 | 507500
[5 empty] | 30500507500 | 453 | 30500 | 507500
[5 empty] | 31500507500 | 453 | 31500 | 507500
[5 empty] | 32500507500 | 453 | 32500 | 507500
[5 empty] | 33500507500 | 453 | 33500 | 507500
[5 empty] | 34500507500 | 453 | 34500 | 507500
[5 empty] | 35500507500 | 453 | 35500 | 507500
[5 empty] | 36500507500 | 453 | 36500 | 507500
[5 empty] | 37500507500 | 453 | 37500 | 507500
[5 empty] | 38500507500 | 453 | 38500 | 507500
[5 empty] | 39500507500 | 453 | 39500 | 507500
[5 empty] | 40500507500 | 453 | 40500 | 507500
[5 empty] | 41500507500 | 453 | 41500 | 507500
[5 empty] | 42500507500 | 453 | 42500 | 507500
[5 empty] | 43500507500 | 453 | 43500 | 507500
[5 empty] | 44500507500 | 453 | 44500 | 507500
[5 empty] | 45500507500 | 453 | 45500 | 507500
[5 empty] | 46500507500 | 453 | 46500 | 507500
[5 empty] | 47500507500 | 453 | 47500 | 507500
[5 empty] | 48500507500 | 453 | 48500 | 507500
[5 empty] | 49500507500 | 453 | 49500 | 507500
[5 empty] | 50500507500 | 453 | 50500 | 507500
[5 empty] | 51500507500 | 453 | 51500 | 507500
[5 empty] | 52500507500 | 453 | 52500 | 507500
[5 empty] | 53500507500 | 453 | 53500 | 507500
[5 empty] | 54500507500 | 453 | 54500 | 507500
[5 empty] | 55500507500 | 453 | 55500 | 507500
[5 empty] | 56500507500 | 453 | 56500 | 507500
[5 empty] | 57500507500 | 453 | 57500 | 507500
[5 empty] | 12500506500 | 453 | 12500 | 506500
[5 empty] | 13500506500 | 453 | 13500 | 506500
[5 empty] | 14500506500 | 453 | 14500 | 506500
[5 empty] | 15500506500 | 453 | 15500 | 506500
[5 empty] | 16500506500 | 453 | 16500 | 506500
[5 empty] | 17500506500 | 453 | 17500 | 506500
[5 empty] | 18500506500 | 453 | 18500 | 506500
[5 empty] | 19500506500 | 453 | 19500 | 506500
[5 empty] | 20500506500 | 453 | 20500 | 506500
[5 empty] | 21500506500 | 453 | 21500 | 506500
[5 empty] | 22500506500 | 453 | 22500 | 506500
[5 empty] | 23500506500 | 453 | 23500 | 506500
[5 empty] | 24500506500 | 453 | 24500 | 506500
[5 empty] | 25500506500 | 453 | 25500 | 506500
[5 empty] | 26500506500 | 453 | 26500 | 506500
[5 empty] | 27500506500 | 453 | 27500 | 506500
[5 empty] | 28500506500 | 453 | 28500 | 506500
[5 empty] | 29500506500 | 453 | 29500 | 506500
[5 empty] | 30500506500 | 453 | 30500 | 506500
[5 empty] | 31500506500 | 453 | 31500 | 506500
[5 empty] | 32500506500 | 453 | 32500 | 506500
[5 empty] | 33500506500 | 453 | 33500 | 506500
[5 empty] | 34500506500 | 453 | 34500 | 506500
[5 empty] | 35500506500 | 453 | 35500 | 506500
[5 empty] | 36500506500 | 453 | 36500 | 506500
[5 empty] | 37500506500 | 453 | 37500 | 506500
[5 empty] | 38500506500 | 453 | 38500 | 506500
[5 empty] | 39500506500 | 453 | 39500 | 506500
[5 empty] | 40500506500 | 453 | 40500 | 506500
[5 empty] | 41500506500 | 453 | 41500 | 506500
[5 empty] | 42500506500 | 453 | 42500 | 506500
[5 empty] | 43500506500 | 453 | 43500 | 506500
[5 empty] | 44500506500 | 453 | 44500 | 506500
[5 empty] | 45500506500 | 453 | 45500 | 506500
[5 empty] | 46500506500 | 453 | 46500 | 506500
[5 empty] | 47500506500 | 453 | 47500 | 506500
[5 empty] | 48500506500 | 453 | 48500 | 506500
[5 empty] | 49500506500 | 453 | 49500 | 506500
[5 empty] | 50500506500 | 453 | 50500 | 506500
[5 empty] | 51500506500 | 453 | 51500 | 506500
[5 empty] | 52500506500 | 453 | 52500 | 506500
[5 empty] | 53500506500 | 453 | 53500 | 506500
[5 empty] | 54500506500 | 453 | 54500 | 506500
[5 empty] | 55500506500 | 453 | 55500 | 506500
[5 empty] | 56500506500 | 453 | 56500 | 506500
[5 empty] | 57500506500 | 453 | 57500 | 506500
[5 empty] | 14500505500 | 453 | 14500 | 505500
[5 empty] | 15500505500 | 453 | 15500 | 505500
[5 empty] | 16500505500 | 453 | 16500 | 505500
[5 empty] | 17500505500 | 453 | 17500 | 505500
[5 empty] | 18500505500 | 453 | 18500 | 505500
[5 empty] | 19500505500 | 453 | 19500 | 505500
[5 empty] | 20500505500 | 453 | 20500 | 505500
[5 empty] | 21500505500 | 453 | 21500 | 505500
[5 empty] | 22500505500 | 453 | 22500 | 505500
[5 empty] | 23500505500 | 453 | 23500 | 505500
[5 empty] | 24500505500 | 453 | 24500 | 505500
[5 empty] | 25500505500 | 453 | 25500 | 505500
[5 empty] | 26500505500 | 453 | 26500 | 505500
[5 empty] | 27500505500 | 453 | 27500 | 505500
[5 empty] | 28500505500 | 453 | 28500 | 505500
[5 empty] | 29500505500 | 453 | 29500 | 505500
[5 empty] | 30500505500 | 453 | 30500 | 505500
[5 empty] | 31500505500 | 453 | 31500 | 505500
[5 empty] | 32500505500 | 453 | 32500 | 505500
[5 empty] | 33500505500 | 453 | 33500 | 505500
[5 empty] | 34500505500 | 453 | 34500 | 505500
[5 empty] | 35500505500 | 453 | 35500 | 505500
[5 empty] | 36500505500 | 453 | 36500 | 505500
[5 empty] | 37500505500 | 453 | 37500 | 505500
[5 empty] | 38500505500 | 453 | 38500 | 505500
[5 empty] | 39500505500 | 453 | 39500 | 505500
[5 empty] | 40500505500 | 453 | 40500 | 505500
[5 empty] | 41500505500 | 453 | 41500 | 505500
[5 empty] | 42500505500 | 453 | 42500 | 505500
[5 empty] | 43500505500 | 453 | 43500 | 505500
[5 empty] | 44500505500 | 453 | 44500 | 505500
[5 empty] | 45500505500 | 453 | 45500 | 505500
[5 empty] | 46500505500 | 453 | 46500 | 505500
[5 empty] | 47500505500 | 453 | 47500 | 505500
[5 empty] | 48500505500 | 453 | 48500 | 505500
[5 empty] | 49500505500 | 453 | 49500 | 505500
[5 empty] | 50500505500 | 453 | 50500 | 505500
[5 empty] | 51500505500 | 453 | 51500 | 505500
[5 empty] | 52500505500 | 453 | 52500 | 505500
[5 empty] | 53500505500 | 453 | 53500 | 505500
[5 empty] | 54500505500 | 453 | 54500 | 505500
[5 empty] | 55500505500 | 453 | 55500 | 505500
[5 empty] | 56500505500 | 453 | 56500 | 505500
[5 empty] | 57500505500 | 453 | 57500 | 505500
[5 empty] | 58500505500 | 453 | 58500 | 505500
[5 empty] | 61500505500 | 453 | 61500 | 505500
[5 empty] | 62500505500 | 453 | 62500 | 505500
[5 empty] | 63500505500 | 453 | 63500 | 505500
[5 empty] | 17500504500 | 453 | 17500 | 504500
[5 empty] | 18500504500 | 453 | 18500 | 504500
[5 empty] | 19500504500 | 453 | 19500 | 504500
[5 empty] | 20500504500 | 453 | 20500 | 504500
[5 empty] | 21500504500 | 453 | 21500 | 504500
[5 empty] | 22500504500 | 453 | 22500 | 504500
[5 empty] | 23500504500 | 453 | 23500 | 504500
[5 empty] | 24500504500 | 453 | 24500 | 504500
[5 empty] | 25500504500 | 453 | 25500 | 504500
[5 empty] | 26500504500 | 453 | 26500 | 504500
[5 empty] | 27500504500 | 453 | 27500 | 504500
[5 empty] | 28500504500 | 453 | 28500 | 504500
[5 empty] | 29500504500 | 453 | 29500 | 504500
[5 empty] | 30500504500 | 453 | 30500 | 504500
[5 empty] | 31500504500 | 453 | 31500 | 504500
[5 empty] | 32500504500 | 453 | 32500 | 504500
[5 empty] | 33500504500 | 453 | 33500 | 504500
[5 empty] | 34500504500 | 453 | 34500 | 504500
[5 empty] | 35500504500 | 453 | 35500 | 504500
[5 empty] | 36500504500 | 453 | 36500 | 504500
[5 empty] | 37500504500 | 453 | 37500 | 504500
[5 empty] | 38500504500 | 453 | 38500 | 504500
[5 empty] | 39500504500 | 453 | 39500 | 504500
[5 empty] | 40500504500 | 453 | 40500 | 504500
[5 empty] | 41500504500 | 453 | 41500 | 504500
[5 empty] | 42500504500 | 453 | 42500 | 504500
[5 empty] | 43500504500 | 453 | 43500 | 504500
[5 empty] | 44500504500 | 453 | 44500 | 504500
[5 empty] | 45500504500 | 453 | 45500 | 504500
[5 empty] | 46500504500 | 453 | 46500 | 504500
[5 empty] | 47500504500 | 453 | 47500 | 504500
[5 empty] | 48500504500 | 453 | 48500 | 504500
[5 empty] | 49500504500 | 453 | 49500 | 504500
[5 empty] | 50500504500 | 453 | 50500 | 504500
[5 empty] | 51500504500 | 453 | 51500 | 504500
[5 empty] | 52500504500 | 453 | 52500 | 504500
[5 empty] | 53500504500 | 453 | 53500 | 504500
[5 empty] | 54500504500 | 453 | 54500 | 504500
[5 empty] | 55500504500 | 453 | 55500 | 504500
[5 empty] | 56500504500 | 453 | 56500 | 504500
[5 empty] | 57500504500 | 453 | 57500 | 504500
[5 empty] | 58500504500 | 453 | 58500 | 504500
[5 empty] | 59500504500 | 453 | 59500 | 504500
[5 empty] | 60500504500 | 453 | 60500 | 504500
[5 empty] | 61500504500 | 453 | 61500 | 504500
[5 empty] | 62500504500 | 453 | 62500 | 504500
[5 empty] | 63500504500 | 453 | 63500 | 504500
[5 empty] | 17500503500 | 453 | 17500 | 503500
[5 empty] | 18500503500 | 453 | 18500 | 503500
[5 empty] | 19500503500 | 453 | 19500 | 503500
[5 empty] | 20500503500 | 453 | 20500 | 503500
[5 empty] | 21500503500 | 453 | 21500 | 503500
[5 empty] | 22500503500 | 453 | 22500 | 503500
[5 empty] | 23500503500 | 453 | 23500 | 503500
[5 empty] | 24500503500 | 453 | 24500 | 503500
[5 empty] | 25500503500 | 453 | 25500 | 503500
[5 empty] | 26500503500 | 453 | 26500 | 503500
[5 empty] | 27500503500 | 453 | 27500 | 503500
[5 empty] | 28500503500 | 453 | 28500 | 503500
[5 empty] | 29500503500 | 453 | 29500 | 503500
[5 empty] | 30500503500 | 453 | 30500 | 503500
[5 empty] | 31500503500 | 453 | 31500 | 503500
[5 empty] | 32500503500 | 453 | 32500 | 503500
[5 empty] | 33500503500 | 453 | 33500 | 503500
[5 empty] | 34500503500 | 453 | 34500 | 503500
[5 empty] | 35500503500 | 453 | 35500 | 503500
[5 empty] | 36500503500 | 453 | 36500 | 503500
[5 empty] | 37500503500 | 453 | 37500 | 503500
[5 empty] | 38500503500 | 453 | 38500 | 503500
[5 empty] | 39500503500 | 453 | 39500 | 503500
[5 empty] | 40500503500 | 453 | 40500 | 503500
[5 empty] | 41500503500 | 453 | 41500 | 503500
[5 empty] | 42500503500 | 453 | 42500 | 503500
[5 empty] | 43500503500 | 453 | 43500 | 503500
[5 empty] | 44500503500 | 453 | 44500 | 503500
[5 empty] | 45500503500 | 453 | 45500 | 503500
[5 empty] | 46500503500 | 453 | 46500 | 503500
[5 empty] | 47500503500 | 453 | 47500 | 503500
[5 empty] | 48500503500 | 453 | 48500 | 503500
[5 empty] | 49500503500 | 453 | 49500 | 503500
[5 empty] | 50500503500 | 453 | 50500 | 503500
[5 empty] | 51500503500 | 453 | 51500 | 503500
[5 empty] | 52500503500 | 453 | 52500 | 503500
[5 empty] | 53500503500 | 453 | 53500 | 503500
[5 empty] | 54500503500 | 453 | 54500 | 503500
[5 empty] | 55500503500 | 453 | 55500 | 503500
[5 empty] | 56500503500 | 453 | 56500 | 503500
[5 empty] | 57500503500 | 453 | 57500 | 503500
[5 empty] | 58500503500 | 453 | 58500 | 503500
[5 empty] | 59500503500 | 453 | 59500 | 503500
[5 empty] | 60500503500 | 453 | 60500 | 503500
[5 empty] | 61500503500 | 453 | 61500 | 503500
[5 empty] | 62500503500 | 453 | 62500 | 503500
[5 empty] | 63500503500 | 453 | 63500 | 503500
[5 empty] | 17500502500 | 453 | 17500 | 502500
[5 empty] | 18500502500 | 453 | 18500 | 502500
[5 empty] | 19500502500 | 453 | 19500 | 502500
[5 empty] | 20500502500 | 453 | 20500 | 502500
[5 empty] | 21500502500 | 453 | 21500 | 502500
[5 empty] | 22500502500 | 453 | 22500 | 502500
[5 empty] | 23500502500 | 453 | 23500 | 502500
[5 empty] | 24500502500 | 453 | 24500 | 502500
[5 empty] | 25500502500 | 453 | 25500 | 502500
[5 empty] | 26500502500 | 453 | 26500 | 502500
[5 empty] | 27500502500 | 453 | 27500 | 502500
[5 empty] | 28500502500 | 453 | 28500 | 502500
[5 empty] | 29500502500 | 453 | 29500 | 502500
[5 empty] | 30500502500 | 453 | 30500 | 502500
[5 empty] | 31500502500 | 453 | 31500 | 502500
[5 empty] | 32500502500 | 453 | 32500 | 502500
[5 empty] | 33500502500 | 453 | 33500 | 502500
[5 empty] | 34500502500 | 453 | 34500 | 502500
[5 empty] | 35500502500 | 453 | 35500 | 502500
[5 empty] | 36500502500 | 453 | 36500 | 502500
[5 empty] | 37500502500 | 453 | 37500 | 502500
[5 empty] | 38500502500 | 453 | 38500 | 502500
[5 empty] | 39500502500 | 453 | 39500 | 502500
[5 empty] | 40500502500 | 453 | 40500 | 502500
[5 empty] | 41500502500 | 453 | 41500 | 502500
[5 empty] | 42500502500 | 453 | 42500 | 502500
[5 empty] | 43500502500 | 453 | 43500 | 502500
[5 empty] | 44500502500 | 453 | 44500 | 502500
[5 empty] | 45500502500 | 453 | 45500 | 502500
[5 empty] | 46500502500 | 453 | 46500 | 502500
[5 empty] | 47500502500 | 453 | 47500 | 502500
[5 empty] | 48500502500 | 453 | 48500 | 502500
[5 empty] | 49500502500 | 453 | 49500 | 502500
[5 empty] | 50500502500 | 453 | 50500 | 502500
[5 empty] | 51500502500 | 453 | 51500 | 502500
[5 empty] | 52500502500 | 453 | 52500 | 502500
[5 empty] | 53500502500 | 453 | 53500 | 502500
[5 empty] | 54500502500 | 453 | 54500 | 502500
[5 empty] | 55500502500 | 453 | 55500 | 502500
[5 empty] | 56500502500 | 453 | 56500 | 502500
[5 empty] | 57500502500 | 453 | 57500 | 502500
[5 empty] | 58500502500 | 453 | 58500 | 502500
[5 empty] | 59500502500 | 453 | 59500 | 502500
[5 empty] | 60500502500 | 453 | 60500 | 502500
[5 empty] | 61500502500 | 453 | 61500 | 502500
[5 empty] | 62500502500 | 453 | 62500 | 502500
[5 empty] | 63500502500 | 453 | 63500 | 502500
[5 empty] | 17500501500 | 453 | 17500 | 501500
[5 empty] | 18500501500 | 453 | 18500 | 501500
[5 empty] | 19500501500 | 453 | 19500 | 501500
[5 empty] | 20500501500 | 453 | 20500 | 501500
[5 empty] | 21500501500 | 453 | 21500 | 501500
[5 empty] | 22500501500 | 453 | 22500 | 501500
[5 empty] | 23500501500 | 453 | 23500 | 501500
[5 empty] | 24500501500 | 453 | 24500 | 501500
[5 empty] | 25500501500 | 453 | 25500 | 501500
[5 empty] | 26500501500 | 453 | 26500 | 501500
[5 empty] | 27500501500 | 453 | 27500 | 501500
[5 empty] | 28500501500 | 453 | 28500 | 501500
[5 empty] | 29500501500 | 453 | 29500 | 501500
[5 empty] | 30500501500 | 453 | 30500 | 501500
[5 empty] | 31500501500 | 453 | 31500 | 501500
[5 empty] | 32500501500 | 453 | 32500 | 501500
[5 empty] | 33500501500 | 453 | 33500 | 501500
[5 empty] | 34500501500 | 453 | 34500 | 501500
[5 empty] | 35500501500 | 453 | 35500 | 501500
[5 empty] | 36500501500 | 453 | 36500 | 501500
[5 empty] | 37500501500 | 453 | 37500 | 501500
[5 empty] | 38500501500 | 453 | 38500 | 501500
[5 empty] | 39500501500 | 453 | 39500 | 501500
[5 empty] | 40500501500 | 453 | 40500 | 501500
[5 empty] | 41500501500 | 453 | 41500 | 501500
[5 empty] | 42500501500 | 453 | 42500 | 501500
[5 empty] | 43500501500 | 453 | 43500 | 501500
[5 empty] | 44500501500 | 453 | 44500 | 501500
[5 empty] | 45500501500 | 453 | 45500 | 501500
[5 empty] | 46500501500 | 453 | 46500 | 501500
[5 empty] | 47500501500 | 453 | 47500 | 501500
[5 empty] | 48500501500 | 453 | 48500 | 501500
[5 empty] | 49500501500 | 453 | 49500 | 501500
[5 empty] | 50500501500 | 453 | 50500 | 501500
[5 empty] | 51500501500 | 453 | 51500 | 501500
[5 empty] | 52500501500 | 453 | 52500 | 501500
[5 empty] | 53500501500 | 453 | 53500 | 501500
[5 empty] | 54500501500 | 453 | 54500 | 501500
[5 empty] | 55500501500 | 453 | 55500 | 501500
[5 empty] | 56500501500 | 453 | 56500 | 501500
[5 empty] | 57500501500 | 453 | 57500 | 501500
[5 empty] | 58500501500 | 453 | 58500 | 501500
[5 empty] | 59500501500 | 453 | 59500 | 501500
[5 empty] | 60500501500 | 453 | 60500 | 501500
[5 empty] | 61500501500 | 453 | 61500 | 501500
[5 empty] | 62500501500 | 453 | 62500 | 501500
[5 empty] | 18500500500 | 453 | 18500 | 500500
[5 empty] | 19500500500 | 453 | 19500 | 500500
[5 empty] | 20500500500 | 453 | 20500 | 500500
[5 empty] | 21500500500 | 453 | 21500 | 500500
[5 empty] | 22500500500 | 453 | 22500 | 500500
[5 empty] | 23500500500 | 453 | 23500 | 500500
[5 empty] | 24500500500 | 453 | 24500 | 500500
[5 empty] | 25500500500 | 453 | 25500 | 500500
[5 empty] | 26500500500 | 453 | 26500 | 500500
[5 empty] | 27500500500 | 453 | 27500 | 500500
[5 empty] | 28500500500 | 453 | 28500 | 500500
[5 empty] | 29500500500 | 453 | 29500 | 500500
[5 empty] | 30500500500 | 453 | 30500 | 500500
[5 empty] | 31500500500 | 453 | 31500 | 500500
[5 empty] | 32500500500 | 453 | 32500 | 500500
[5 empty] | 33500500500 | 453 | 33500 | 500500
[5 empty] | 34500500500 | 453 | 34500 | 500500
[5 empty] | 35500500500 | 453 | 35500 | 500500
[5 empty] | 36500500500 | 453 | 36500 | 500500
[5 empty] | 37500500500 | 453 | 37500 | 500500
[5 empty] | 38500500500 | 453 | 38500 | 500500
[5 empty] | 39500500500 | 453 | 39500 | 500500
[5 empty] | 40500500500 | 453 | 40500 | 500500
[5 empty] | 41500500500 | 453 | 41500 | 500500
[5 empty] | 42500500500 | 453 | 42500 | 500500
[5 empty] | 43500500500 | 453 | 43500 | 500500
[5 empty] | 44500500500 | 453 | 44500 | 500500
[5 empty] | 45500500500 | 453 | 45500 | 500500
[5 empty] | 46500500500 | 453 | 46500 | 500500
[5 empty] | 47500500500 | 453 | 47500 | 500500
[5 empty] | 48500500500 | 453 | 48500 | 500500
[5 empty] | 49500500500 | 453 | 49500 | 500500
[5 empty] | 50500500500 | 453 | 50500 | 500500
[5 empty] | 51500500500 | 453 | 51500 | 500500
[5 empty] | 52500500500 | 453 | 52500 | 500500
[5 empty] | 53500500500 | 453 | 53500 | 500500
[5 empty] | 54500500500 | 453 | 54500 | 500500
[5 empty] | 55500500500 | 453 | 55500 | 500500
[5 empty] | 56500500500 | 453 | 56500 | 500500
[5 empty] | 57500500500 | 453 | 57500 | 500500
[5 empty] | 58500500500 | 453 | 58500 | 500500
[5 empty] | 59500500500 | 453 | 59500 | 500500
[5 empty] | 60500500500 | 453 | 60500 | 500500
[5 empty] | 61500500500 | 453 | 61500 | 500500
[5 empty] | 62500500500 | 453 | 62500 | 500500
[5 empty] | 63500500500 | 453 | 63500 | 500500
[5 empty] | 18500499500 | 453 | 18500 | 499500
[5 empty] | 19500499500 | 453 | 19500 | 499500
[5 empty] | 20500499500 | 453 | 20500 | 499500
[5 empty] | 21500499500 | 453 | 21500 | 499500
[5 empty] | 22500499500 | 453 | 22500 | 499500
[5 empty] | 23500499500 | 453 | 23500 | 499500
[5 empty] | 24500499500 | 453 | 24500 | 499500
[5 empty] | 25500499500 | 453 | 25500 | 499500
[5 empty] | 26500499500 | 453 | 26500 | 499500
[5 empty] | 27500499500 | 453 | 27500 | 499500
[5 empty] | 28500499500 | 453 | 28500 | 499500
[5 empty] | 29500499500 | 453 | 29500 | 499500
[5 empty] | 30500499500 | 453 | 30500 | 499500
[5 empty] | 31500499500 | 453 | 31500 | 499500
[5 empty] | 32500499500 | 453 | 32500 | 499500
[5 empty] | 33500499500 | 453 | 33500 | 499500
[5 empty] | 34500499500 | 453 | 34500 | 499500
[5 empty] | 35500499500 | 453 | 35500 | 499500
[5 empty] | 36500499500 | 453 | 36500 | 499500
[5 empty] | 37500499500 | 453 | 37500 | 499500
[5 empty] | 38500499500 | 453 | 38500 | 499500
[5 empty] | 39500499500 | 453 | 39500 | 499500
[5 empty] | 40500499500 | 453 | 40500 | 499500
[5 empty] | 41500499500 | 453 | 41500 | 499500
[5 empty] | 42500499500 | 453 | 42500 | 499500
[5 empty] | 43500499500 | 453 | 43500 | 499500
[5 empty] | 44500499500 | 453 | 44500 | 499500
[5 empty] | 45500499500 | 453 | 45500 | 499500
[5 empty] | 46500499500 | 453 | 46500 | 499500
[5 empty] | 47500499500 | 453 | 47500 | 499500
[5 empty] | 48500499500 | 453 | 48500 | 499500
[5 empty] | 49500499500 | 453 | 49500 | 499500
[5 empty] | 50500499500 | 453 | 50500 | 499500
[5 empty] | 51500499500 | 453 | 51500 | 499500
[5 empty] | 52500499500 | 453 | 52500 | 499500
[5 empty] | 53500499500 | 453 | 53500 | 499500
[5 empty] | 54500499500 | 453 | 54500 | 499500
[5 empty] | 55500499500 | 453 | 55500 | 499500
[5 empty] | 56500499500 | 453 | 56500 | 499500
[5 empty] | 57500499500 | 453 | 57500 | 499500
[5 empty] | 58500499500 | 453 | 58500 | 499500
[5 empty] | 59500499500 | 453 | 59500 | 499500
[5 empty] | 60500499500 | 453 | 60500 | 499500
[5 empty] | 61500499500 | 453 | 61500 | 499500
[5 empty] | 62500499500 | 453 | 62500 | 499500
[5 empty] | 63500499500 | 453 | 63500 | 499500
[5 empty] | 18500498500 | 453 | 18500 | 498500
[5 empty] | 19500498500 | 453 | 19500 | 498500
[5 empty] | 20500498500 | 453 | 20500 | 498500
[5 empty] | 21500498500 | 453 | 21500 | 498500
[5 empty] | 22500498500 | 453 | 22500 | 498500
[5 empty] | 23500498500 | 453 | 23500 | 498500
[5 empty] | 24500498500 | 453 | 24500 | 498500
[5 empty] | 25500498500 | 453 | 25500 | 498500
[5 empty] | 26500498500 | 453 | 26500 | 498500
[5 empty] | 27500498500 | 453 | 27500 | 498500
[5 empty] | 28500498500 | 453 | 28500 | 498500
[5 empty] | 29500498500 | 453 | 29500 | 498500
[5 empty] | 30500498500 | 453 | 30500 | 498500
[5 empty] | 31500498500 | 453 | 31500 | 498500
[5 empty] | 32500498500 | 453 | 32500 | 498500
[5 empty] | 33500498500 | 453 | 33500 | 498500
[5 empty] | 34500498500 | 453 | 34500 | 498500
[5 empty] | 35500498500 | 453 | 35500 | 498500
[5 empty] | 36500498500 | 453 | 36500 | 498500
[5 empty] | 37500498500 | 453 | 37500 | 498500
[5 empty] | 38500498500 | 453 | 38500 | 498500
[5 empty] | 39500498500 | 453 | 39500 | 498500
[5 empty] | 40500498500 | 453 | 40500 | 498500
[5 empty] | 41500498500 | 453 | 41500 | 498500
[5 empty] | 42500498500 | 453 | 42500 | 498500
[5 empty] | 43500498500 | 453 | 43500 | 498500
[5 empty] | 44500498500 | 453 | 44500 | 498500
[5 empty] | 45500498500 | 453 | 45500 | 498500
[5 empty] | 46500498500 | 453 | 46500 | 498500
[5 empty] | 47500498500 | 453 | 47500 | 498500
[5 empty] | 48500498500 | 453 | 48500 | 498500
[5 empty] | 49500498500 | 453 | 49500 | 498500
[5 empty] | 50500498500 | 453 | 50500 | 498500
[5 empty] | 51500498500 | 453 | 51500 | 498500
[5 empty] | 52500498500 | 453 | 52500 | 498500
[5 empty] | 53500498500 | 453 | 53500 | 498500
[5 empty] | 54500498500 | 453 | 54500 | 498500
[5 empty] | 55500498500 | 453 | 55500 | 498500
[5 empty] | 56500498500 | 453 | 56500 | 498500
[5 empty] | 57500498500 | 453 | 57500 | 498500
[5 empty] | 58500498500 | 453 | 58500 | 498500
[5 empty] | 59500498500 | 453 | 59500 | 498500
[5 empty] | 60500498500 | 453 | 60500 | 498500
[5 empty] | 61500498500 | 453 | 61500 | 498500
[5 empty] | 62500498500 | 453 | 62500 | 498500
[5 empty] | 63500498500 | 453 | 63500 | 498500
[5 empty] | 64500498500 | 453 | 64500 | 498500
[5 empty] | 18500497500 | 453 | 18500 | 497500
[5 empty] | 19500497500 | 453 | 19500 | 497500
[5 empty] | 20500497500 | 453 | 20500 | 497500
[5 empty] | 21500497500 | 453 | 21500 | 497500
[5 empty] | 22500497500 | 453 | 22500 | 497500
[5 empty] | 23500497500 | 453 | 23500 | 497500
[5 empty] | 24500497500 | 453 | 24500 | 497500
[5 empty] | 25500497500 | 453 | 25500 | 497500
[5 empty] | 26500497500 | 453 | 26500 | 497500
[5 empty] | 27500497500 | 453 | 27500 | 497500
[5 empty] | 28500497500 | 453 | 28500 | 497500
[5 empty] | 29500497500 | 453 | 29500 | 497500
[5 empty] | 30500497500 | 453 | 30500 | 497500
[5 empty] | 31500497500 | 453 | 31500 | 497500
[5 empty] | 32500497500 | 453 | 32500 | 497500
[5 empty] | 33500497500 | 453 | 33500 | 497500
[5 empty] | 34500497500 | 453 | 34500 | 497500
[5 empty] | 35500497500 | 453 | 35500 | 497500
[5 empty] | 36500497500 | 453 | 36500 | 497500
[5 empty] | 37500497500 | 453 | 37500 | 497500
[5 empty] | 38500497500 | 453 | 38500 | 497500
[5 empty] | 39500497500 | 453 | 39500 | 497500
[5 empty] | 40500497500 | 453 | 40500 | 497500
[5 empty] | 41500497500 | 453 | 41500 | 497500
[5 empty] | 42500497500 | 453 | 42500 | 497500
[5 empty] | 43500497500 | 453 | 43500 | 497500
[5 empty] | 44500497500 | 453 | 44500 | 497500
[5 empty] | 45500497500 | 453 | 45500 | 497500
[5 empty] | 46500497500 | 453 | 46500 | 497500
[5 empty] | 47500497500 | 453 | 47500 | 497500
[5 empty] | 48500497500 | 453 | 48500 | 497500
[5 empty] | 49500497500 | 453 | 49500 | 497500
[5 empty] | 50500497500 | 453 | 50500 | 497500
[5 empty] | 51500497500 | 453 | 51500 | 497500
[5 empty] | 52500497500 | 453 | 52500 | 497500
[5 empty] | 53500497500 | 453 | 53500 | 497500
[5 empty] | 54500497500 | 453 | 54500 | 497500
[5 empty] | 55500497500 | 453 | 55500 | 497500
[5 empty] | 56500497500 | 453 | 56500 | 497500
[5 empty] | 57500497500 | 453 | 57500 | 497500
[5 empty] | 58500497500 | 453 | 58500 | 497500
[5 empty] | 59500497500 | 453 | 59500 | 497500
[5 empty] | 60500497500 | 453 | 60500 | 497500
[5 empty] | 61500497500 | 453 | 61500 | 497500
[5 empty] | 62500497500 | 453 | 62500 | 497500
[5 empty] | 63500497500 | 453 | 63500 | 497500
[5 empty] | 64500497500 | 453 | 64500 | 497500
[5 empty] | 18500496500 | 453 | 18500 | 496500
[5 empty] | 19500496500 | 453 | 19500 | 496500
[5 empty] | 20500496500 | 453 | 20500 | 496500
[5 empty] | 21500496500 | 453 | 21500 | 496500
[5 empty] | 22500496500 | 453 | 22500 | 496500
[5 empty] | 23500496500 | 453 | 23500 | 496500
[5 empty] | 24500496500 | 453 | 24500 | 496500
[5 empty] | 25500496500 | 453 | 25500 | 496500
[5 empty] | 26500496500 | 453 | 26500 | 496500
[5 empty] | 27500496500 | 453 | 27500 | 496500
[5 empty] | 28500496500 | 453 | 28500 | 496500
[5 empty] | 29500496500 | 453 | 29500 | 496500
[5 empty] | 30500496500 | 453 | 30500 | 496500
[5 empty] | 31500496500 | 453 | 31500 | 496500
[5 empty] | 32500496500 | 453 | 32500 | 496500
[5 empty] | 33500496500 | 453 | 33500 | 496500
[5 empty] | 34500496500 | 453 | 34500 | 496500
[5 empty] | 35500496500 | 453 | 35500 | 496500
[5 empty] | 36500496500 | 453 | 36500 | 496500
[5 empty] | 37500496500 | 453 | 37500 | 496500
[5 empty] | 38500496500 | 453 | 38500 | 496500
[5 empty] | 39500496500 | 453 | 39500 | 496500
[5 empty] | 40500496500 | 453 | 40500 | 496500
[5 empty] | 41500496500 | 453 | 41500 | 496500
[5 empty] | 42500496500 | 453 | 42500 | 496500
[5 empty] | 43500496500 | 453 | 43500 | 496500
[5 empty] | 44500496500 | 453 | 44500 | 496500
[5 empty] | 45500496500 | 453 | 45500 | 496500
[5 empty] | 46500496500 | 453 | 46500 | 496500
[5 empty] | 47500496500 | 453 | 47500 | 496500
[5 empty] | 48500496500 | 453 | 48500 | 496500
[5 empty] | 49500496500 | 453 | 49500 | 496500
[5 empty] | 50500496500 | 453 | 50500 | 496500
[5 empty] | 51500496500 | 453 | 51500 | 496500
[5 empty] | 52500496500 | 453 | 52500 | 496500
[5 empty] | 53500496500 | 453 | 53500 | 496500
[5 empty] | 54500496500 | 453 | 54500 | 496500
[5 empty] | 55500496500 | 453 | 55500 | 496500
[5 empty] | 56500496500 | 453 | 56500 | 496500
[5 empty] | 57500496500 | 453 | 57500 | 496500
[5 empty] | 58500496500 | 453 | 58500 | 496500
[5 empty] | 59500496500 | 453 | 59500 | 496500
[5 empty] | 60500496500 | 453 | 60500 | 496500
[5 empty] | 61500496500 | 453 | 61500 | 496500
[5 empty] | 62500496500 | 453 | 62500 | 496500
[5 empty] | 63500496500 | 453 | 63500 | 496500
[5 empty] | 64500496500 | 453 | 64500 | 496500
[5 empty] | 65500496500 | 453 | 65500 | 496500
[5 empty] | 18500495500 | 453 | 18500 | 495500
[5 empty] | 19500495500 | 453 | 19500 | 495500
[5 empty] | 20500495500 | 453 | 20500 | 495500
[5 empty] | 21500495500 | 453 | 21500 | 495500
[5 empty] | 22500495500 | 453 | 22500 | 495500
[5 empty] | 23500495500 | 453 | 23500 | 495500
[5 empty] | 24500495500 | 453 | 24500 | 495500
[5 empty] | 25500495500 | 453 | 25500 | 495500
[5 empty] | 26500495500 | 453 | 26500 | 495500
[5 empty] | 27500495500 | 453 | 27500 | 495500
[5 empty] | 28500495500 | 453 | 28500 | 495500
[5 empty] | 29500495500 | 453 | 29500 | 495500
[5 empty] | 30500495500 | 453 | 30500 | 495500
[5 empty] | 31500495500 | 453 | 31500 | 495500
[5 empty] | 32500495500 | 453 | 32500 | 495500
[5 empty] | 33500495500 | 453 | 33500 | 495500
[5 empty] | 34500495500 | 453 | 34500 | 495500
[5 empty] | 35500495500 | 453 | 35500 | 495500
[5 empty] | 36500495500 | 453 | 36500 | 495500
[5 empty] | 37500495500 | 453 | 37500 | 495500
[5 empty] | 38500495500 | 453 | 38500 | 495500
[5 empty] | 39500495500 | 453 | 39500 | 495500
[5 empty] | 40500495500 | 453 | 40500 | 495500
[5 empty] | 41500495500 | 453 | 41500 | 495500
[5 empty] | 42500495500 | 453 | 42500 | 495500
[5 empty] | 43500495500 | 453 | 43500 | 495500
[5 empty] | 44500495500 | 453 | 44500 | 495500
[5 empty] | 45500495500 | 453 | 45500 | 495500
[5 empty] | 46500495500 | 453 | 46500 | 495500
[5 empty] | 47500495500 | 453 | 47500 | 495500
[5 empty] | 48500495500 | 453 | 48500 | 495500
[5 empty] | 49500495500 | 453 | 49500 | 495500
[5 empty] | 50500495500 | 453 | 50500 | 495500
[5 empty] | 51500495500 | 453 | 51500 | 495500
[5 empty] | 52500495500 | 453 | 52500 | 495500
[5 empty] | 53500495500 | 453 | 53500 | 495500
[5 empty] | 54500495500 | 453 | 54500 | 495500
[5 empty] | 55500495500 | 453 | 55500 | 495500
[5 empty] | 56500495500 | 453 | 56500 | 495500
[5 empty] | 57500495500 | 453 | 57500 | 495500
[5 empty] | 58500495500 | 453 | 58500 | 495500
[5 empty] | 59500495500 | 453 | 59500 | 495500
[5 empty] | 60500495500 | 453 | 60500 | 495500
[5 empty] | 61500495500 | 453 | 61500 | 495500
[5 empty] | 62500495500 | 453 | 62500 | 495500
[5 empty] | 63500495500 | 453 | 63500 | 495500
[5 empty] | 64500495500 | 453 | 64500 | 495500
[5 empty] | 19500494500 | 453 | 19500 | 494500
[5 empty] | 20500494500 | 453 | 20500 | 494500
[5 empty] | 21500494500 | 453 | 21500 | 494500
[5 empty] | 22500494500 | 453 | 22500 | 494500
[5 empty] | 23500494500 | 453 | 23500 | 494500
[5 empty] | 24500494500 | 453 | 24500 | 494500
[5 empty] | 25500494500 | 453 | 25500 | 494500
[5 empty] | 26500494500 | 453 | 26500 | 494500
[5 empty] | 27500494500 | 453 | 27500 | 494500
[5 empty] | 28500494500 | 453 | 28500 | 494500
[5 empty] | 29500494500 | 453 | 29500 | 494500
[5 empty] | 30500494500 | 453 | 30500 | 494500
[5 empty] | 31500494500 | 453 | 31500 | 494500
[5 empty] | 32500494500 | 453 | 32500 | 494500
[5 empty] | 33500494500 | 453 | 33500 | 494500
[5 empty] | 34500494500 | 453 | 34500 | 494500
[5 empty] | 35500494500 | 453 | 35500 | 494500
[5 empty] | 36500494500 | 453 | 36500 | 494500
[5 empty] | 37500494500 | 453 | 37500 | 494500
[5 empty] | 38500494500 | 453 | 38500 | 494500
[5 empty] | 39500494500 | 453 | 39500 | 494500
[5 empty] | 40500494500 | 453 | 40500 | 494500
[5 empty] | 41500494500 | 453 | 41500 | 494500
[5 empty] | 42500494500 | 453 | 42500 | 494500
[5 empty] | 43500494500 | 453 | 43500 | 494500
[5 empty] | 44500494500 | 453 | 44500 | 494500
[5 empty] | 45500494500 | 453 | 45500 | 494500
[5 empty] | 46500494500 | 453 | 46500 | 494500
[5 empty] | 47500494500 | 453 | 47500 | 494500
[5 empty] | 48500494500 | 453 | 48500 | 494500
[5 empty] | 49500494500 | 453 | 49500 | 494500
[5 empty] | 50500494500 | 453 | 50500 | 494500
[5 empty] | 51500494500 | 453 | 51500 | 494500
[5 empty] | 52500494500 | 453 | 52500 | 494500
[5 empty] | 53500494500 | 453 | 53500 | 494500
[5 empty] | 54500494500 | 453 | 54500 | 494500
[5 empty] | 55500494500 | 453 | 55500 | 494500
[5 empty] | 56500494500 | 453 | 56500 | 494500
[5 empty] | 57500494500 | 453 | 57500 | 494500
[5 empty] | 58500494500 | 453 | 58500 | 494500
[5 empty] | 59500494500 | 453 | 59500 | 494500
[5 empty] | 60500494500 | 453 | 60500 | 494500
[5 empty] | 61500494500 | 453 | 61500 | 494500
[5 empty] | 62500494500 | 453 | 62500 | 494500
[5 empty] | 63500494500 | 453 | 63500 | 494500
[5 empty] | 64500494500 | 453 | 64500 | 494500
[5 empty] | 21500493500 | 453 | 21500 | 493500
[5 empty] | 25500493500 | 453 | 25500 | 493500
[5 empty] | 26500493500 | 453 | 26500 | 493500
[5 empty] | 27500493500 | 453 | 27500 | 493500
[5 empty] | 28500493500 | 453 | 28500 | 493500
[5 empty] | 29500493500 | 453 | 29500 | 493500
[5 empty] | 30500493500 | 453 | 30500 | 493500
[5 empty] | 31500493500 | 453 | 31500 | 493500
[5 empty] | 32500493500 | 453 | 32500 | 493500
[5 empty] | 33500493500 | 453 | 33500 | 493500
[5 empty] | 34500493500 | 453 | 34500 | 493500
[5 empty] | 35500493500 | 453 | 35500 | 493500
[5 empty] | 36500493500 | 453 | 36500 | 493500
[5 empty] | 37500493500 | 453 | 37500 | 493500
[5 empty] | 38500493500 | 453 | 38500 | 493500
[5 empty] | 39500493500 | 453 | 39500 | 493500
[5 empty] | 40500493500 | 453 | 40500 | 493500
[5 empty] | 41500493500 | 453 | 41500 | 493500
[5 empty] | 42500493500 | 453 | 42500 | 493500
[5 empty] | 43500493500 | 453 | 43500 | 493500
[5 empty] | 44500493500 | 453 | 44500 | 493500
[5 empty] | 45500493500 | 453 | 45500 | 493500
[5 empty] | 46500493500 | 453 | 46500 | 493500
[5 empty] | 47500493500 | 453 | 47500 | 493500
[5 empty] | 48500493500 | 453 | 48500 | 493500
[5 empty] | 49500493500 | 453 | 49500 | 493500
[5 empty] | 50500493500 | 453 | 50500 | 493500
[5 empty] | 51500493500 | 453 | 51500 | 493500
[5 empty] | 52500493500 | 453 | 52500 | 493500
[5 empty] | 53500493500 | 453 | 53500 | 493500
[5 empty] | 54500493500 | 453 | 54500 | 493500
[5 empty] | 55500493500 | 453 | 55500 | 493500
[5 empty] | 56500493500 | 453 | 56500 | 493500
[5 empty] | 57500493500 | 453 | 57500 | 493500
[5 empty] | 58500493500 | 453 | 58500 | 493500
[5 empty] | 59500493500 | 453 | 59500 | 493500
[5 empty] | 60500493500 | 453 | 60500 | 493500
[5 empty] | 61500493500 | 453 | 61500 | 493500
[5 empty] | 62500493500 | 453 | 62500 | 493500
[5 empty] | 63500493500 | 453 | 63500 | 493500
[5 empty] | 64500493500 | 453 | 64500 | 493500
[5 empty] | 29500492500 | 453 | 29500 | 492500
[5 empty] | 30500492500 | 453 | 30500 | 492500
[5 empty] | 31500492500 | 453 | 31500 | 492500
[5 empty] | 32500492500 | 453 | 32500 | 492500
[5 empty] | 33500492500 | 453 | 33500 | 492500
[5 empty] | 34500492500 | 453 | 34500 | 492500
[5 empty] | 35500492500 | 453 | 35500 | 492500
[5 empty] | 36500492500 | 453 | 36500 | 492500
[5 empty] | 37500492500 | 453 | 37500 | 492500
[5 empty] | 38500492500 | 453 | 38500 | 492500
[5 empty] | 39500492500 | 453 | 39500 | 492500
[5 empty] | 40500492500 | 453 | 40500 | 492500
[5 empty] | 41500492500 | 453 | 41500 | 492500
[5 empty] | 42500492500 | 453 | 42500 | 492500
[5 empty] | 43500492500 | 453 | 43500 | 492500
[5 empty] | 44500492500 | 453 | 44500 | 492500
[5 empty] | 45500492500 | 453 | 45500 | 492500
[5 empty] | 46500492500 | 453 | 46500 | 492500
[5 empty] | 47500492500 | 453 | 47500 | 492500
[5 empty] | 48500492500 | 453 | 48500 | 492500
[5 empty] | 49500492500 | 453 | 49500 | 492500
[5 empty] | 50500492500 | 453 | 50500 | 492500
[5 empty] | 51500492500 | 453 | 51500 | 492500
[5 empty] | 52500492500 | 453 | 52500 | 492500
[5 empty] | 53500492500 | 453 | 53500 | 492500
[5 empty] | 54500492500 | 453 | 54500 | 492500
[5 empty] | 55500492500 | 453 | 55500 | 492500
[5 empty] | 56500492500 | 453 | 56500 | 492500
[5 empty] | 57500492500 | 453 | 57500 | 492500
[5 empty] | 58500492500 | 453 | 58500 | 492500
[5 empty] | 59500492500 | 453 | 59500 | 492500
[5 empty] | 60500492500 | 453 | 60500 | 492500
[5 empty] | 61500492500 | 453 | 61500 | 492500
[5 empty] | 62500492500 | 453 | 62500 | 492500
[5 empty] | 63500492500 | 453 | 63500 | 492500
[5 empty] | 64500492500 | 453 | 64500 | 492500
[5 empty] | 29500491500 | 453 | 29500 | 491500
[5 empty] | 30500491500 | 453 | 30500 | 491500
[5 empty] | 31500491500 | 453 | 31500 | 491500
[5 empty] | 32500491500 | 453 | 32500 | 491500
[5 empty] | 33500491500 | 453 | 33500 | 491500
[5 empty] | 34500491500 | 453 | 34500 | 491500
[5 empty] | 35500491500 | 453 | 35500 | 491500
[5 empty] | 36500491500 | 453 | 36500 | 491500
[5 empty] | 37500491500 | 453 | 37500 | 491500
[5 empty] | 38500491500 | 453 | 38500 | 491500
[5 empty] | 39500491500 | 453 | 39500 | 491500
[5 empty] | 40500491500 | 453 | 40500 | 491500
[5 empty] | 41500491500 | 453 | 41500 | 491500
[5 empty] | 42500491500 | 453 | 42500 | 491500
[5 empty] | 43500491500 | 453 | 43500 | 491500
[5 empty] | 44500491500 | 453 | 44500 | 491500
[5 empty] | 45500491500 | 453 | 45500 | 491500
[5 empty] | 46500491500 | 453 | 46500 | 491500
[5 empty] | 47500491500 | 453 | 47500 | 491500
[5 empty] | 48500491500 | 453 | 48500 | 491500
[5 empty] | 49500491500 | 453 | 49500 | 491500
[5 empty] | 50500491500 | 453 | 50500 | 491500
[5 empty] | 51500491500 | 453 | 51500 | 491500
[5 empty] | 52500491500 | 453 | 52500 | 491500
[5 empty] | 53500491500 | 453 | 53500 | 491500
[5 empty] | 54500491500 | 453 | 54500 | 491500
[5 empty] | 55500491500 | 453 | 55500 | 491500
[5 empty] | 56500491500 | 453 | 56500 | 491500
[5 empty] | 57500491500 | 453 | 57500 | 491500
[5 empty] | 58500491500 | 453 | 58500 | 491500
[5 empty] | 31500490500 | 453 | 31500 | 490500
[5 empty] | 32500490500 | 453 | 32500 | 490500
[5 empty] | 33500490500 | 453 | 33500 | 490500
[5 empty] | 34500490500 | 453 | 34500 | 490500
[5 empty] | 35500490500 | 453 | 35500 | 490500
[5 empty] | 36500490500 | 453 | 36500 | 490500
[5 empty] | 37500490500 | 453 | 37500 | 490500
[5 empty] | 38500490500 | 453 | 38500 | 490500
[5 empty] | 39500490500 | 453 | 39500 | 490500
[5 empty] | 40500490500 | 453 | 40500 | 490500
[5 empty] | 41500490500 | 453 | 41500 | 490500
[5 empty] | 42500490500 | 453 | 42500 | 490500
[5 empty] | 43500490500 | 453 | 43500 | 490500
[5 empty] | 44500490500 | 453 | 44500 | 490500
[5 empty] | 45500490500 | 453 | 45500 | 490500
[5 empty] | 46500490500 | 453 | 46500 | 490500
[5 empty] | 47500490500 | 453 | 47500 | 490500
[5 empty] | 48500490500 | 453 | 48500 | 490500
[5 empty] | 49500490500 | 453 | 49500 | 490500
[5 empty] | 50500490500 | 453 | 50500 | 490500
[5 empty] | 51500490500 | 453 | 51500 | 490500
[5 empty] | 52500490500 | 453 | 52500 | 490500
[5 empty] | 53500490500 | 453 | 53500 | 490500
[5 empty] | 54500490500 | 453 | 54500 | 490500
[5 empty] | 55500490500 | 453 | 55500 | 490500
[5 empty] | 56500490500 | 453 | 56500 | 490500
[5 empty] | 57500490500 | 453 | 57500 | 490500
[5 empty] | 58500490500 | 453 | 58500 | 490500
[5 empty] | 32500489500 | 453 | 32500 | 489500
[5 empty] | 33500489500 | 453 | 33500 | 489500
[5 empty] | 34500489500 | 453 | 34500 | 489500
[5 empty] | 35500489500 | 453 | 35500 | 489500
[5 empty] | 36500489500 | 453 | 36500 | 489500
[5 empty] | 37500489500 | 453 | 37500 | 489500
[5 empty] | 38500489500 | 453 | 38500 | 489500
[5 empty] | 39500489500 | 453 | 39500 | 489500
[5 empty] | 40500489500 | 453 | 40500 | 489500
[5 empty] | 41500489500 | 453 | 41500 | 489500
[5 empty] | 42500489500 | 453 | 42500 | 489500
[5 empty] | 43500489500 | 453 | 43500 | 489500
[5 empty] | 44500489500 | 453 | 44500 | 489500
[5 empty] | 45500489500 | 453 | 45500 | 489500
[5 empty] | 46500489500 | 453 | 46500 | 489500
[5 empty] | 47500489500 | 453 | 47500 | 489500
[5 empty] | 48500489500 | 453 | 48500 | 489500
[5 empty] | 49500489500 | 453 | 49500 | 489500
[5 empty] | 50500489500 | 453 | 50500 | 489500
[5 empty] | 51500489500 | 453 | 51500 | 489500
[5 empty] | 52500489500 | 453 | 52500 | 489500
[5 empty] | 53500489500 | 453 | 53500 | 489500
[5 empty] | 54500489500 | 453 | 54500 | 489500
[5 empty] | 55500489500 | 453 | 55500 | 489500
[5 empty] | 56500489500 | 453 | 56500 | 489500
[5 empty] | 57500489500 | 453 | 57500 | 489500
[5 empty] | 32500488500 | 453 | 32500 | 488500
[5 empty] | 33500488500 | 453 | 33500 | 488500
[5 empty] | 34500488500 | 453 | 34500 | 488500
[5 empty] | 35500488500 | 453 | 35500 | 488500
[5 empty] | 36500488500 | 453 | 36500 | 488500
[5 empty] | 37500488500 | 453 | 37500 | 488500
[5 empty] | 38500488500 | 453 | 38500 | 488500
[5 empty] | 39500488500 | 453 | 39500 | 488500
[5 empty] | 40500488500 | 453 | 40500 | 488500
[5 empty] | 41500488500 | 453 | 41500 | 488500
[5 empty] | 42500488500 | 453 | 42500 | 488500
[5 empty] | 43500488500 | 453 | 43500 | 488500
[5 empty] | 44500488500 | 453 | 44500 | 488500
[5 empty] | 45500488500 | 453 | 45500 | 488500
[5 empty] | 46500488500 | 453 | 46500 | 488500
[5 empty] | 47500488500 | 453 | 47500 | 488500
[5 empty] | 48500488500 | 453 | 48500 | 488500
[5 empty] | 49500488500 | 453 | 49500 | 488500
[5 empty] | 50500488500 | 453 | 50500 | 488500
[5 empty] | 51500488500 | 453 | 51500 | 488500
[5 empty] | 52500488500 | 453 | 52500 | 488500
[5 empty] | 53500488500 | 453 | 53500 | 488500
[5 empty] | 54500488500 | 453 | 54500 | 488500
[5 empty] | 55500488500 | 453 | 55500 | 488500
[5 empty] | 56500488500 | 453 | 56500 | 488500
[5 empty] | 57500488500 | 453 | 57500 | 488500
[5 empty] | 32500487500 | 453 | 32500 | 487500
[5 empty] | 33500487500 | 453 | 33500 | 487500
[5 empty] | 34500487500 | 453 | 34500 | 487500
[5 empty] | 35500487500 | 453 | 35500 | 487500
[5 empty] | 36500487500 | 453 | 36500 | 487500
[5 empty] | 37500487500 | 453 | 37500 | 487500
[5 empty] | 38500487500 | 453 | 38500 | 487500
[5 empty] | 39500487500 | 453 | 39500 | 487500
[5 empty] | 40500487500 | 453 | 40500 | 487500
[5 empty] | 41500487500 | 453 | 41500 | 487500
[5 empty] | 42500487500 | 453 | 42500 | 487500
[5 empty] | 43500487500 | 453 | 43500 | 487500
[5 empty] | 44500487500 | 453 | 44500 | 487500
[5 empty] | 45500487500 | 453 | 45500 | 487500
[5 empty] | 46500487500 | 453 | 46500 | 487500
[5 empty] | 47500487500 | 453 | 47500 | 487500
[5 empty] | 48500487500 | 453 | 48500 | 487500
[5 empty] | 49500487500 | 453 | 49500 | 487500
[5 empty] | 50500487500 | 453 | 50500 | 487500
[5 empty] | 51500487500 | 453 | 51500 | 487500
[5 empty] | 52500487500 | 453 | 52500 | 487500
[5 empty] | 53500487500 | 453 | 53500 | 487500
[5 empty] | 54500487500 | 453 | 54500 | 487500
[5 empty] | 55500487500 | 453 | 55500 | 487500
[5 empty] | 56500487500 | 453 | 56500 | 487500
[5 empty] | 57500487500 | 453 | 57500 | 487500
[5 empty] | 58500487500 | 453 | 58500 | 487500
[5 empty] | 33500486500 | 453 | 33500 | 486500
[5 empty] | 34500486500 | 453 | 34500 | 486500
[5 empty] | 35500486500 | 453 | 35500 | 486500
[5 empty] | 36500486500 | 453 | 36500 | 486500
[5 empty] | 37500486500 | 453 | 37500 | 486500
[5 empty] | 38500486500 | 453 | 38500 | 486500
[5 empty] | 39500486500 | 453 | 39500 | 486500
[5 empty] | 40500486500 | 453 | 40500 | 486500
[5 empty] | 41500486500 | 453 | 41500 | 486500
[5 empty] | 42500486500 | 453 | 42500 | 486500
[5 empty] | 43500486500 | 453 | 43500 | 486500
[5 empty] | 44500486500 | 453 | 44500 | 486500
[5 empty] | 45500486500 | 453 | 45500 | 486500
[5 empty] | 46500486500 | 453 | 46500 | 486500
[5 empty] | 47500486500 | 453 | 47500 | 486500
[5 empty] | 48500486500 | 453 | 48500 | 486500
[5 empty] | 49500486500 | 453 | 49500 | 486500
[5 empty] | 50500486500 | 453 | 50500 | 486500
[5 empty] | 51500486500 | 453 | 51500 | 486500
[5 empty] | 52500486500 | 453 | 52500 | 486500
[5 empty] | 55500486500 | 453 | 55500 | 486500
[5 empty] | 56500486500 | 453 | 56500 | 486500
[5 empty] | 57500486500 | 453 | 57500 | 486500
[5 empty] | 35500485500 | 453 | 35500 | 485500
[5 empty] | 36500485500 | 453 | 36500 | 485500
[5 empty] | 37500485500 | 453 | 37500 | 485500
[5 empty] | 38500485500 | 453 | 38500 | 485500
[5 empty] | 39500485500 | 453 | 39500 | 485500
[5 empty] | 40500485500 | 453 | 40500 | 485500
[5 empty] | 41500485500 | 453 | 41500 | 485500
[5 empty] | 42500485500 | 453 | 42500 | 485500
[5 empty] | 43500485500 | 453 | 43500 | 485500
[5 empty] | 44500485500 | 453 | 44500 | 485500
[5 empty] | 45500485500 | 453 | 45500 | 485500
[5 empty] | 46500485500 | 453 | 46500 | 485500
[5 empty] | 47500485500 | 453 | 47500 | 485500
[5 empty] | 48500485500 | 453 | 48500 | 485500
[5 empty] | 49500485500 | 453 | 49500 | 485500
[5 empty] | 50500485500 | 453 | 50500 | 485500
[5 empty] | 51500485500 | 453 | 51500 | 485500
[5 empty] | 52500485500 | 453 | 52500 | 485500
[5 empty] | 53500485500 | 453 | 53500 | 485500
[5 empty] | 54500485500 | 453 | 54500 | 485500
[5 empty] | 55500485500 | 453 | 55500 | 485500
[5 empty] | 56500485500 | 453 | 56500 | 485500
[5 empty] | 36500484500 | 453 | 36500 | 484500
[5 empty] | 37500484500 | 453 | 37500 | 484500
[5 empty] | 38500484500 | 453 | 38500 | 484500
[5 empty] | 39500484500 | 453 | 39500 | 484500
[5 empty] | 40500484500 | 453 | 40500 | 484500
[5 empty] | 41500484500 | 453 | 41500 | 484500
[5 empty] | 42500484500 | 453 | 42500 | 484500
[5 empty] | 43500484500 | 453 | 43500 | 484500
[5 empty] | 45500484500 | 453 | 45500 | 484500
[5 empty] | 46500484500 | 453 | 46500 | 484500
[5 empty] | 47500484500 | 453 | 47500 | 484500
[5 empty] | 48500484500 | 453 | 48500 | 484500
[5 empty] | 49500484500 | 453 | 49500 | 484500
[5 empty] | 50500484500 | 453 | 50500 | 484500
[5 empty] | 51500484500 | 453 | 51500 | 484500
[5 empty] | 52500484500 | 453 | 52500 | 484500
[5 empty] | 53500484500 | 453 | 53500 | 484500
[5 empty] | 54500484500 | 453 | 54500 | 484500
[5 empty] | 55500484500 | 453 | 55500 | 484500
[5 empty] | 56500484500 | 453 | 56500 | 484500
[5 empty] | 37500483500 | 453 | 37500 | 483500
[5 empty] | 41500483500 | 453 | 41500 | 483500
[5 empty] | 42500483500 | 453 | 42500 | 483500
[5 empty] | 47500483500 | 453 | 47500 | 483500
[5 empty] | 48500483500 | 453 | 48500 | 483500
[5 empty] | 49500483500 | 453 | 49500 | 483500
[5 empty] | 50500483500 | 453 | 50500 | 483500
[5 empty] | 51500483500 | 453 | 51500 | 483500
[5 empty] | 52500483500 | 453 | 52500 | 483500
[5 empty] | 53500483500 | 453 | 53500 | 483500
[5 empty] | 54500483500 | 453 | 54500 | 483500
[5 empty] | 55500483500 | 453 | 55500 | 483500
[5 empty] | 56500483500 | 453 | 56500 | 483500
[5 empty] | 47500482500 | 453 | 47500 | 482500
[5 empty] | 48500482500 | 453 | 48500 | 482500
[5 empty] | 50500482500 | 453 | 50500 | 482500
[5 empty] | 51500482500 | 453 | 51500 | 482500
[5 empty] | 52500482500 | 453 | 52500 | 482500
[5 empty] | 53500482500 | 453 | 53500 | 482500
[5 empty] | 54500482500 | 453 | 54500 | 482500
[5 empty] | 55500482500 | 453 | 55500 | 482500
[5 empty] | 52500481500 | 453 | 52500 | 481500
[5 empty] | 132500532500 | 454 | 132500 | 532500
[5 empty] | 133500532500 | 454 | 133500 | 532500
[5 empty] | 134500532500 | 454 | 134500 | 532500
[5 empty] | 135500532500 | 454 | 135500 | 532500
[5 empty] | 136500532500 | 454 | 136500 | 532500
[5 empty] | 131500531500 | 454 | 131500 | 531500
[5 empty] | 132500531500 | 454 | 132500 | 531500
[5 empty] | 133500531500 | 454 | 133500 | 531500
[5 empty] | 134500531500 | 454 | 134500 | 531500
[5 empty] | 135500531500 | 454 | 135500 | 531500
[5 empty] | 136500531500 | 454 | 136500 | 531500
[5 empty] | 137500531500 | 454 | 137500 | 531500
[5 empty] | 123500530500 | 454 | 123500 | 530500
[5 empty] | 124500530500 | 454 | 124500 | 530500
[5 empty] | 127500530500 | 454 | 127500 | 530500
[5 empty] | 128500530500 | 454 | 128500 | 530500
[5 empty] | 129500530500 | 454 | 129500 | 530500
[5 empty] | 130500530500 | 454 | 130500 | 530500
[5 empty] | 131500530500 | 454 | 131500 | 530500
[5 empty] | 132500530500 | 454 | 132500 | 530500
[5 empty] | 133500530500 | 454 | 133500 | 530500
[5 empty] | 134500530500 | 454 | 134500 | 530500
[5 empty] | 135500530500 | 454 | 135500 | 530500
[5 empty] | 136500530500 | 454 | 136500 | 530500
[5 empty] | 137500530500 | 454 | 137500 | 530500
[5 empty] | 138500530500 | 454 | 138500 | 530500
[5 empty] | 154500530500 | 454 | 154500 | 530500
[5 empty] | 155500530500 | 454 | 155500 | 530500
[5 empty] | 123500529500 | 454 | 123500 | 529500
[5 empty] | 124500529500 | 454 | 124500 | 529500
[5 empty] | 125500529500 | 454 | 125500 | 529500
[5 empty] | 126500529500 | 454 | 126500 | 529500
[5 empty] | 127500529500 | 454 | 127500 | 529500
[5 empty] | 128500529500 | 454 | 128500 | 529500
[5 empty] | 129500529500 | 454 | 129500 | 529500
[5 empty] | 130500529500 | 454 | 130500 | 529500
[5 empty] | 131500529500 | 454 | 131500 | 529500
[5 empty] | 132500529500 | 454 | 132500 | 529500
[5 empty] | 133500529500 | 454 | 133500 | 529500
[5 empty] | 134500529500 | 454 | 134500 | 529500
[5 empty] | 135500529500 | 454 | 135500 | 529500
[5 empty] | 136500529500 | 454 | 136500 | 529500
[5 empty] | 137500529500 | 454 | 137500 | 529500
[5 empty] | 138500529500 | 454 | 138500 | 529500
[5 empty] | 154500529500 | 454 | 154500 | 529500
[5 empty] | 155500529500 | 454 | 155500 | 529500
[5 empty] | 156500529500 | 454 | 156500 | 529500
[5 empty] | 122500528500 | 454 | 122500 | 528500
[5 empty] | 123500528500 | 454 | 123500 | 528500
[5 empty] | 124500528500 | 454 | 124500 | 528500
[5 empty] | 125500528500 | 454 | 125500 | 528500
[5 empty] | 126500528500 | 454 | 126500 | 528500
[5 empty] | 127500528500 | 454 | 127500 | 528500
[5 empty] | 128500528500 | 454 | 128500 | 528500
[5 empty] | 129500528500 | 454 | 129500 | 528500
[5 empty] | 130500528500 | 454 | 130500 | 528500
[5 empty] | 131500528500 | 454 | 131500 | 528500
[5 empty] | 132500528500 | 454 | 132500 | 528500
[5 empty] | 133500528500 | 454 | 133500 | 528500
[5 empty] | 134500528500 | 454 | 134500 | 528500
[5 empty] | 135500528500 | 454 | 135500 | 528500
[5 empty] | 136500528500 | 454 | 136500 | 528500
[5 empty] | 137500528500 | 454 | 137500 | 528500
[5 empty] | 138500528500 | 454 | 138500 | 528500
[5 empty] | 153500528500 | 454 | 153500 | 528500
[5 empty] | 154500528500 | 454 | 154500 | 528500
[5 empty] | 155500528500 | 454 | 155500 | 528500
[5 empty] | 156500528500 | 454 | 156500 | 528500
[5 empty] | 122500527500 | 454 | 122500 | 527500
[5 empty] | 123500527500 | 454 | 123500 | 527500
[5 empty] | 124500527500 | 454 | 124500 | 527500
[5 empty] | 125500527500 | 454 | 125500 | 527500
[5 empty] | 126500527500 | 454 | 126500 | 527500
[5 empty] | 127500527500 | 454 | 127500 | 527500
[5 empty] | 128500527500 | 454 | 128500 | 527500
[5 empty] | 129500527500 | 454 | 129500 | 527500
[5 empty] | 130500527500 | 454 | 130500 | 527500
[5 empty] | 131500527500 | 454 | 131500 | 527500
[5 empty] | 132500527500 | 454 | 132500 | 527500
[5 empty] | 133500527500 | 454 | 133500 | 527500
[5 empty] | 134500527500 | 454 | 134500 | 527500
[5 empty] | 135500527500 | 454 | 135500 | 527500
[5 empty] | 136500527500 | 454 | 136500 | 527500
[5 empty] | 137500527500 | 454 | 137500 | 527500
[5 empty] | 138500527500 | 454 | 138500 | 527500
[5 empty] | 153500527500 | 454 | 153500 | 527500
[5 empty] | 154500527500 | 454 | 154500 | 527500
[5 empty] | 155500527500 | 454 | 155500 | 527500
[5 empty] | 156500527500 | 454 | 156500 | 527500
[5 empty] | 123500526500 | 454 | 123500 | 526500
[5 empty] | 124500526500 | 454 | 124500 | 526500
[5 empty] | 125500526500 | 454 | 125500 | 526500
[5 empty] | 126500526500 | 454 | 126500 | 526500
[5 empty] | 127500526500 | 454 | 127500 | 526500
[5 empty] | 128500526500 | 454 | 128500 | 526500
[5 empty] | 129500526500 | 454 | 129500 | 526500
[5 empty] | 130500526500 | 454 | 130500 | 526500
[5 empty] | 131500526500 | 454 | 131500 | 526500
[5 empty] | 132500526500 | 454 | 132500 | 526500
[5 empty] | 133500526500 | 454 | 133500 | 526500
[5 empty] | 134500526500 | 454 | 134500 | 526500
[5 empty] | 135500526500 | 454 | 135500 | 526500
[5 empty] | 136500526500 | 454 | 136500 | 526500
[5 empty] | 137500526500 | 454 | 137500 | 526500
[5 empty] | 138500526500 | 454 | 138500 | 526500
[5 empty] | 151500526500 | 454 | 151500 | 526500
[5 empty] | 152500526500 | 454 | 152500 | 526500
[5 empty] | 153500526500 | 454 | 153500 | 526500
[5 empty] | 154500526500 | 454 | 154500 | 526500
[5 empty] | 155500526500 | 454 | 155500 | 526500
[5 empty] | 123500525500 | 454 | 123500 | 525500
[5 empty] | 124500525500 | 454 | 124500 | 525500
[5 empty] | 125500525500 | 454 | 125500 | 525500
[5 empty] | 126500525500 | 454 | 126500 | 525500
[5 empty] | 127500525500 | 454 | 127500 | 525500
[5 empty] | 128500525500 | 454 | 128500 | 525500
[5 empty] | 129500525500 | 454 | 129500 | 525500
[5 empty] | 130500525500 | 454 | 130500 | 525500
[5 empty] | 131500525500 | 454 | 131500 | 525500
[5 empty] | 132500525500 | 454 | 132500 | 525500
[5 empty] | 133500525500 | 454 | 133500 | 525500
[5 empty] | 134500525500 | 454 | 134500 | 525500
[5 empty] | 135500525500 | 454 | 135500 | 525500
[5 empty] | 136500525500 | 454 | 136500 | 525500
[5 empty] | 137500525500 | 454 | 137500 | 525500
[5 empty] | 147500525500 | 454 | 147500 | 525500
[5 empty] | 148500525500 | 454 | 148500 | 525500
[5 empty] | 149500525500 | 454 | 149500 | 525500
[5 empty] | 150500525500 | 454 | 150500 | 525500
[5 empty] | 151500525500 | 454 | 151500 | 525500
[5 empty] | 152500525500 | 454 | 152500 | 525500
[5 empty] | 153500525500 | 454 | 153500 | 525500
[5 empty] | 154500525500 | 454 | 154500 | 525500
[5 empty] | 123500524500 | 454 | 123500 | 524500
[5 empty] | 124500524500 | 454 | 124500 | 524500
[5 empty] | 125500524500 | 454 | 125500 | 524500
[5 empty] | 126500524500 | 454 | 126500 | 524500
[5 empty] | 127500524500 | 454 | 127500 | 524500
[5 empty] | 128500524500 | 454 | 128500 | 524500
[5 empty] | 129500524500 | 454 | 129500 | 524500
[5 empty] | 130500524500 | 454 | 130500 | 524500
[5 empty] | 131500524500 | 454 | 131500 | 524500
[5 empty] | 132500524500 | 454 | 132500 | 524500
[5 empty] | 133500524500 | 454 | 133500 | 524500
[5 empty] | 134500524500 | 454 | 134500 | 524500
[5 empty] | 135500524500 | 454 | 135500 | 524500
[5 empty] | 136500524500 | 454 | 136500 | 524500
[5 empty] | 137500524500 | 454 | 137500 | 524500
[5 empty] | 138500524500 | 454 | 138500 | 524500
[5 empty] | 146500524500 | 454 | 146500 | 524500
[5 empty] | 147500524500 | 454 | 147500 | 524500
[5 empty] | 148500524500 | 454 | 148500 | 524500
[5 empty] | 149500524500 | 454 | 149500 | 524500
[5 empty] | 150500524500 | 454 | 150500 | 524500
[5 empty] | 151500524500 | 454 | 151500 | 524500
[5 empty] | 152500524500 | 454 | 152500 | 524500
[5 empty] | 153500524500 | 454 | 153500 | 524500
[5 empty] | 124500523500 | 454 | 124500 | 523500
[5 empty] | 125500523500 | 454 | 125500 | 523500
[5 empty] | 126500523500 | 454 | 126500 | 523500
[5 empty] | 127500523500 | 454 | 127500 | 523500
[5 empty] | 128500523500 | 454 | 128500 | 523500
[5 empty] | 129500523500 | 454 | 129500 | 523500
[5 empty] | 130500523500 | 454 | 130500 | 523500
[5 empty] | 131500523500 | 454 | 131500 | 523500
[5 empty] | 132500523500 | 454 | 132500 | 523500
[5 empty] | 133500523500 | 454 | 133500 | 523500
[5 empty] | 134500523500 | 454 | 134500 | 523500
[5 empty] | 135500523500 | 454 | 135500 | 523500
[5 empty] | 136500523500 | 454 | 136500 | 523500
[5 empty] | 137500523500 | 454 | 137500 | 523500
[5 empty] | 138500523500 | 454 | 138500 | 523500
[5 empty] | 139500523500 | 454 | 139500 | 523500
[5 empty] | 140500523500 | 454 | 140500 | 523500
[5 empty] | 141500523500 | 454 | 141500 | 523500
[5 empty] | 145500523500 | 454 | 145500 | 523500
[5 empty] | 146500523500 | 454 | 146500 | 523500
[5 empty] | 147500523500 | 454 | 147500 | 523500
[5 empty] | 148500523500 | 454 | 148500 | 523500
[5 empty] | 149500523500 | 454 | 149500 | 523500
[5 empty] | 150500523500 | 454 | 150500 | 523500
[5 empty] | 151500523500 | 454 | 151500 | 523500
[5 empty] | 152500523500 | 454 | 152500 | 523500
[5 empty] | 153500523500 | 454 | 153500 | 523500
[5 empty] | 154500523500 | 454 | 154500 | 523500
[5 empty] | 124500522500 | 454 | 124500 | 522500
[5 empty] | 125500522500 | 454 | 125500 | 522500
[5 empty] | 126500522500 | 454 | 126500 | 522500
[5 empty] | 127500522500 | 454 | 127500 | 522500
[5 empty] | 128500522500 | 454 | 128500 | 522500
[5 empty] | 129500522500 | 454 | 129500 | 522500
[5 empty] | 130500522500 | 454 | 130500 | 522500
[5 empty] | 131500522500 | 454 | 131500 | 522500
[5 empty] | 132500522500 | 454 | 132500 | 522500
[5 empty] | 133500522500 | 454 | 133500 | 522500
[5 empty] | 134500522500 | 454 | 134500 | 522500
[5 empty] | 135500522500 | 454 | 135500 | 522500
[5 empty] | 136500522500 | 454 | 136500 | 522500
[5 empty] | 137500522500 | 454 | 137500 | 522500
[5 empty] | 138500522500 | 454 | 138500 | 522500
[5 empty] | 139500522500 | 454 | 139500 | 522500
[5 empty] | 140500522500 | 454 | 140500 | 522500
[5 empty] | 141500522500 | 454 | 141500 | 522500
[5 empty] | 142500522500 | 454 | 142500 | 522500
[5 empty] | 143500522500 | 454 | 143500 | 522500
[5 empty] | 144500522500 | 454 | 144500 | 522500
[5 empty] | 145500522500 | 454 | 145500 | 522500
[5 empty] | 146500522500 | 454 | 146500 | 522500
[5 empty] | 147500522500 | 454 | 147500 | 522500
[5 empty] | 148500522500 | 454 | 148500 | 522500
[5 empty] | 149500522500 | 454 | 149500 | 522500
[5 empty] | 150500522500 | 454 | 150500 | 522500
[5 empty] | 151500522500 | 454 | 151500 | 522500
[5 empty] | 152500522500 | 454 | 152500 | 522500
[5 empty] | 124500521500 | 454 | 124500 | 521500
[5 empty] | 125500521500 | 454 | 125500 | 521500
[5 empty] | 126500521500 | 454 | 126500 | 521500
[5 empty] | 127500521500 | 454 | 127500 | 521500
[5 empty] | 128500521500 | 454 | 128500 | 521500
[5 empty] | 129500521500 | 454 | 129500 | 521500
[5 empty] | 130500521500 | 454 | 130500 | 521500
[5 empty] | 131500521500 | 454 | 131500 | 521500
[5 empty] | 132500521500 | 454 | 132500 | 521500
[5 empty] | 133500521500 | 454 | 133500 | 521500
[5 empty] | 134500521500 | 454 | 134500 | 521500
[5 empty] | 135500521500 | 454 | 135500 | 521500
[5 empty] | 136500521500 | 454 | 136500 | 521500
[5 empty] | 137500521500 | 454 | 137500 | 521500
[5 empty] | 138500521500 | 454 | 138500 | 521500
[5 empty] | 139500521500 | 454 | 139500 | 521500
[5 empty] | 140500521500 | 454 | 140500 | 521500
[5 empty] | 141500521500 | 454 | 141500 | 521500
[5 empty] | 142500521500 | 454 | 142500 | 521500
[5 empty] | 143500521500 | 454 | 143500 | 521500
[5 empty] | 144500521500 | 454 | 144500 | 521500
[5 empty] | 145500521500 | 454 | 145500 | 521500
[5 empty] | 146500521500 | 454 | 146500 | 521500
[5 empty] | 147500521500 | 454 | 147500 | 521500
[5 empty] | 148500521500 | 454 | 148500 | 521500
[5 empty] | 149500521500 | 454 | 149500 | 521500
[5 empty] | 150500521500 | 454 | 150500 | 521500
[5 empty] | 151500521500 | 454 | 151500 | 521500
[5 empty] | 152500521500 | 454 | 152500 | 521500
[5 empty] | 125500520500 | 454 | 125500 | 520500
[5 empty] | 126500520500 | 454 | 126500 | 520500
[5 empty] | 127500520500 | 454 | 127500 | 520500
[5 empty] | 128500520500 | 454 | 128500 | 520500
[5 empty] | 129500520500 | 454 | 129500 | 520500
[5 empty] | 130500520500 | 454 | 130500 | 520500
[5 empty] | 131500520500 | 454 | 131500 | 520500
[5 empty] | 132500520500 | 454 | 132500 | 520500
[5 empty] | 133500520500 | 454 | 133500 | 520500
[5 empty] | 134500520500 | 454 | 134500 | 520500
[5 empty] | 135500520500 | 454 | 135500 | 520500
[5 empty] | 136500520500 | 454 | 136500 | 520500
[5 empty] | 137500520500 | 454 | 137500 | 520500
[5 empty] | 138500520500 | 454 | 138500 | 520500
[5 empty] | 139500520500 | 454 | 139500 | 520500
[5 empty] | 140500520500 | 454 | 140500 | 520500
[5 empty] | 141500520500 | 454 | 141500 | 520500
[5 empty] | 142500520500 | 454 | 142500 | 520500
[5 empty] | 143500520500 | 454 | 143500 | 520500
[5 empty] | 144500520500 | 454 | 144500 | 520500
[5 empty] | 145500520500 | 454 | 145500 | 520500
[5 empty] | 146500520500 | 454 | 146500 | 520500
[5 empty] | 147500520500 | 454 | 147500 | 520500
[5 empty] | 148500520500 | 454 | 148500 | 520500
[5 empty] | 149500520500 | 454 | 149500 | 520500
[5 empty] | 150500520500 | 454 | 150500 | 520500
[5 empty] | 151500520500 | 454 | 151500 | 520500
[5 empty] | 125500519500 | 454 | 125500 | 519500
[5 empty] | 126500519500 | 454 | 126500 | 519500
[5 empty] | 127500519500 | 454 | 127500 | 519500
[5 empty] | 128500519500 | 454 | 128500 | 519500
[5 empty] | 129500519500 | 454 | 129500 | 519500
[5 empty] | 130500519500 | 454 | 130500 | 519500
[5 empty] | 131500519500 | 454 | 131500 | 519500
[5 empty] | 132500519500 | 454 | 132500 | 519500
[5 empty] | 133500519500 | 454 | 133500 | 519500
[5 empty] | 134500519500 | 454 | 134500 | 519500
[5 empty] | 135500519500 | 454 | 135500 | 519500
[5 empty] | 136500519500 | 454 | 136500 | 519500
[5 empty] | 137500519500 | 454 | 137500 | 519500
[5 empty] | 138500519500 | 454 | 138500 | 519500
[5 empty] | 139500519500 | 454 | 139500 | 519500
[5 empty] | 140500519500 | 454 | 140500 | 519500
[5 empty] | 141500519500 | 454 | 141500 | 519500
[5 empty] | 142500519500 | 454 | 142500 | 519500
[5 empty] | 143500519500 | 454 | 143500 | 519500
[5 empty] | 144500519500 | 454 | 144500 | 519500
[5 empty] | 145500519500 | 454 | 145500 | 519500
[5 empty] | 146500519500 | 454 | 146500 | 519500
[5 empty] | 147500519500 | 454 | 147500 | 519500
[5 empty] | 148500519500 | 454 | 148500 | 519500
[5 empty] | 149500519500 | 454 | 149500 | 519500
[5 empty] | 150500519500 | 454 | 150500 | 519500
[5 empty] | 151500519500 | 454 | 151500 | 519500
[5 empty] | 125500518500 | 454 | 125500 | 518500
[5 empty] | 126500518500 | 454 | 126500 | 518500
[5 empty] | 127500518500 | 454 | 127500 | 518500
[5 empty] | 128500518500 | 454 | 128500 | 518500
[5 empty] | 129500518500 | 454 | 129500 | 518500
[5 empty] | 130500518500 | 454 | 130500 | 518500
[5 empty] | 131500518500 | 454 | 131500 | 518500
[5 empty] | 132500518500 | 454 | 132500 | 518500
[5 empty] | 133500518500 | 454 | 133500 | 518500
[5 empty] | 134500518500 | 454 | 134500 | 518500
[5 empty] | 135500518500 | 454 | 135500 | 518500
[5 empty] | 136500518500 | 454 | 136500 | 518500
[5 empty] | 137500518500 | 454 | 137500 | 518500
[5 empty] | 138500518500 | 454 | 138500 | 518500
[5 empty] | 139500518500 | 454 | 139500 | 518500
[5 empty] | 140500518500 | 454 | 140500 | 518500
[5 empty] | 141500518500 | 454 | 141500 | 518500
[5 empty] | 142500518500 | 454 | 142500 | 518500
[5 empty] | 143500518500 | 454 | 143500 | 518500
[5 empty] | 144500518500 | 454 | 144500 | 518500
[5 empty] | 145500518500 | 454 | 145500 | 518500
[5 empty] | 146500518500 | 454 | 146500 | 518500
[5 empty] | 147500518500 | 454 | 147500 | 518500
[5 empty] | 148500518500 | 454 | 148500 | 518500
[5 empty] | 149500518500 | 454 | 149500 | 518500
[5 empty] | 150500518500 | 454 | 150500 | 518500
[5 empty] | 151500518500 | 454 | 151500 | 518500
[5 empty] | 125500517500 | 454 | 125500 | 517500
[5 empty] | 126500517500 | 454 | 126500 | 517500
[5 empty] | 127500517500 | 454 | 127500 | 517500
[5 empty] | 128500517500 | 454 | 128500 | 517500
[5 empty] | 129500517500 | 454 | 129500 | 517500
[5 empty] | 130500517500 | 454 | 130500 | 517500
[5 empty] | 131500517500 | 454 | 131500 | 517500
[5 empty] | 132500517500 | 454 | 132500 | 517500
[5 empty] | 133500517500 | 454 | 133500 | 517500
[5 empty] | 134500517500 | 454 | 134500 | 517500
[5 empty] | 135500517500 | 454 | 135500 | 517500
[5 empty] | 136500517500 | 454 | 136500 | 517500
[5 empty] | 137500517500 | 454 | 137500 | 517500
[5 empty] | 138500517500 | 454 | 138500 | 517500
[5 empty] | 139500517500 | 454 | 139500 | 517500
[5 empty] | 140500517500 | 454 | 140500 | 517500
[5 empty] | 141500517500 | 454 | 141500 | 517500
[5 empty] | 142500517500 | 454 | 142500 | 517500
[5 empty] | 143500517500 | 454 | 143500 | 517500
[5 empty] | 144500517500 | 454 | 144500 | 517500
[5 empty] | 145500517500 | 454 | 145500 | 517500
[5 empty] | 146500517500 | 454 | 146500 | 517500
[5 empty] | 147500517500 | 454 | 147500 | 517500
[5 empty] | 148500517500 | 454 | 148500 | 517500
[5 empty] | 149500517500 | 454 | 149500 | 517500
[5 empty] | 150500517500 | 454 | 150500 | 517500
[5 empty] | 151500517500 | 454 | 151500 | 517500
[5 empty] | 125500516500 | 454 | 125500 | 516500
[5 empty] | 126500516500 | 454 | 126500 | 516500
[5 empty] | 127500516500 | 454 | 127500 | 516500
[5 empty] | 128500516500 | 454 | 128500 | 516500
[5 empty] | 129500516500 | 454 | 129500 | 516500
[5 empty] | 130500516500 | 454 | 130500 | 516500
[5 empty] | 131500516500 | 454 | 131500 | 516500
[5 empty] | 132500516500 | 454 | 132500 | 516500
[5 empty] | 133500516500 | 454 | 133500 | 516500
[5 empty] | 134500516500 | 454 | 134500 | 516500
[5 empty] | 135500516500 | 454 | 135500 | 516500
[5 empty] | 136500516500 | 454 | 136500 | 516500
[5 empty] | 137500516500 | 454 | 137500 | 516500
[5 empty] | 138500516500 | 454 | 138500 | 516500
[5 empty] | 139500516500 | 454 | 139500 | 516500
[5 empty] | 140500516500 | 454 | 140500 | 516500
[5 empty] | 141500516500 | 454 | 141500 | 516500
[5 empty] | 142500516500 | 454 | 142500 | 516500
[5 empty] | 143500516500 | 454 | 143500 | 516500
[5 empty] | 144500516500 | 454 | 144500 | 516500
[5 empty] | 145500516500 | 454 | 145500 | 516500
[5 empty] | 146500516500 | 454 | 146500 | 516500
[5 empty] | 147500516500 | 454 | 147500 | 516500
[5 empty] | 148500516500 | 454 | 148500 | 516500
[5 empty] | 149500516500 | 454 | 149500 | 516500
[5 empty] | 126500515500 | 454 | 126500 | 515500
[5 empty] | 127500515500 | 454 | 127500 | 515500
[5 empty] | 128500515500 | 454 | 128500 | 515500
[5 empty] | 129500515500 | 454 | 129500 | 515500
[5 empty] | 130500515500 | 454 | 130500 | 515500
[5 empty] | 131500515500 | 454 | 131500 | 515500
[5 empty] | 132500515500 | 454 | 132500 | 515500
[5 empty] | 133500515500 | 454 | 133500 | 515500
[5 empty] | 134500515500 | 454 | 134500 | 515500
[5 empty] | 135500515500 | 454 | 135500 | 515500
[5 empty] | 136500515500 | 454 | 136500 | 515500
[5 empty] | 137500515500 | 454 | 137500 | 515500
[5 empty] | 138500515500 | 454 | 138500 | 515500
[5 empty] | 139500515500 | 454 | 139500 | 515500
[5 empty] | 140500515500 | 454 | 140500 | 515500
[5 empty] | 141500515500 | 454 | 141500 | 515500
[5 empty] | 142500515500 | 454 | 142500 | 515500
[5 empty] | 143500515500 | 454 | 143500 | 515500
[5 empty] | 144500515500 | 454 | 144500 | 515500
[5 empty] | 145500515500 | 454 | 145500 | 515500
[5 empty] | 146500515500 | 454 | 146500 | 515500
[5 empty] | 147500515500 | 454 | 147500 | 515500
[5 empty] | 148500515500 | 454 | 148500 | 515500
[5 empty] | 126500514500 | 454 | 126500 | 514500
[5 empty] | 127500514500 | 454 | 127500 | 514500
[5 empty] | 128500514500 | 454 | 128500 | 514500
[5 empty] | 129500514500 | 454 | 129500 | 514500
[5 empty] | 130500514500 | 454 | 130500 | 514500
[5 empty] | 131500514500 | 454 | 131500 | 514500
[5 empty] | 132500514500 | 454 | 132500 | 514500
[5 empty] | 133500514500 | 454 | 133500 | 514500
[5 empty] | 134500514500 | 454 | 134500 | 514500
[5 empty] | 135500514500 | 454 | 135500 | 514500
[5 empty] | 136500514500 | 454 | 136500 | 514500
[5 empty] | 137500514500 | 454 | 137500 | 514500
[5 empty] | 138500514500 | 454 | 138500 | 514500
[5 empty] | 139500514500 | 454 | 139500 | 514500
[5 empty] | 140500514500 | 454 | 140500 | 514500
[5 empty] | 141500514500 | 454 | 141500 | 514500
[5 empty] | 142500514500 | 454 | 142500 | 514500
[5 empty] | 143500514500 | 454 | 143500 | 514500
[5 empty] | 144500514500 | 454 | 144500 | 514500
[5 empty] | 145500514500 | 454 | 145500 | 514500
[5 empty] | 146500514500 | 454 | 146500 | 514500
[5 empty] | 127500513500 | 454 | 127500 | 513500
[5 empty] | 128500513500 | 454 | 128500 | 513500
[5 empty] | 129500513500 | 454 | 129500 | 513500
[5 empty] | 130500513500 | 454 | 130500 | 513500
[5 empty] | 131500513500 | 454 | 131500 | 513500
[5 empty] | 132500513500 | 454 | 132500 | 513500
[5 empty] | 133500513500 | 454 | 133500 | 513500
[5 empty] | 134500513500 | 454 | 134500 | 513500
[5 empty] | 135500513500 | 454 | 135500 | 513500
[5 empty] | 136500513500 | 454 | 136500 | 513500
[5 empty] | 137500513500 | 454 | 137500 | 513500
[5 empty] | 138500513500 | 454 | 138500 | 513500
[5 empty] | 139500513500 | 454 | 139500 | 513500
[5 empty] | 140500513500 | 454 | 140500 | 513500
[5 empty] | 141500513500 | 454 | 141500 | 513500
[5 empty] | 142500513500 | 454 | 142500 | 513500
[5 empty] | 143500513500 | 454 | 143500 | 513500
[5 empty] | 144500513500 | 454 | 144500 | 513500
[5 empty] | 145500513500 | 454 | 145500 | 513500
[5 empty] | 146500513500 | 454 | 146500 | 513500
[5 empty] | 131500512500 | 454 | 131500 | 512500
[5 empty] | 132500512500 | 454 | 132500 | 512500
[5 empty] | 133500512500 | 454 | 133500 | 512500
[5 empty] | 134500512500 | 454 | 134500 | 512500
[5 empty] | 135500512500 | 454 | 135500 | 512500
[5 empty] | 136500512500 | 454 | 136500 | 512500
[5 empty] | 137500512500 | 454 | 137500 | 512500
[5 empty] | 138500512500 | 454 | 138500 | 512500
[5 empty] | 139500512500 | 454 | 139500 | 512500
[5 empty] | 140500512500 | 454 | 140500 | 512500
[5 empty] | 141500512500 | 454 | 141500 | 512500
[5 empty] | 142500512500 | 454 | 142500 | 512500
[5 empty] | 143500512500 | 454 | 143500 | 512500
[5 empty] | 144500512500 | 454 | 144500 | 512500
[5 empty] | 145500512500 | 454 | 145500 | 512500
[5 empty] | 133500511500 | 454 | 133500 | 511500
[5 empty] | 134500511500 | 454 | 134500 | 511500
[5 empty] | 135500511500 | 454 | 135500 | 511500
[5 empty] | 136500511500 | 454 | 136500 | 511500
[5 empty] | 137500511500 | 454 | 137500 | 511500
[5 empty] | 138500511500 | 454 | 138500 | 511500
[5 empty] | 139500511500 | 454 | 139500 | 511500
[5 empty] | 140500511500 | 454 | 140500 | 511500
[5 empty] | 141500511500 | 454 | 141500 | 511500
[5 empty] | 142500511500 | 454 | 142500 | 511500
[5 empty] | 143500511500 | 454 | 143500 | 511500
[5 empty] | 144500511500 | 454 | 144500 | 511500
[5 empty] | 145500511500 | 454 | 145500 | 511500
[5 empty] | 134500510500 | 454 | 134500 | 510500
[5 empty] | 135500510500 | 454 | 135500 | 510500
[5 empty] | 136500510500 | 454 | 136500 | 510500
[5 empty] | 137500510500 | 454 | 137500 | 510500
[5 empty] | 138500510500 | 454 | 138500 | 510500
[5 empty] | 139500510500 | 454 | 139500 | 510500
[5 empty] | 140500510500 | 454 | 140500 | 510500
[5 empty] | 141500510500 | 454 | 141500 | 510500
[5 empty] | 142500510500 | 454 | 142500 | 510500
[5 empty] | 143500510500 | 454 | 143500 | 510500
[5 empty] | 144500510500 | 454 | 144500 | 510500
[5 empty] | 135500509500 | 454 | 135500 | 509500
[5 empty] | 136500509500 | 454 | 136500 | 509500
[5 empty] | 137500509500 | 454 | 137500 | 509500
[5 empty] | 138500509500 | 454 | 138500 | 509500
[5 empty] | 139500509500 | 454 | 139500 | 509500
[5 empty] | 140500509500 | 454 | 140500 | 509500
[5 empty] | 141500509500 | 454 | 141500 | 509500
[5 empty] | 142500509500 | 454 | 142500 | 509500
[5 empty] | 143500509500 | 454 | 143500 | 509500
[5 empty] | 144500509500 | 454 | 144500 | 509500
[5 empty] | 137500508500 | 454 | 137500 | 508500
[5 empty] | 138500508500 | 454 | 138500 | 508500
[5 empty] | 139500508500 | 454 | 139500 | 508500
[5 empty] | 140500508500 | 454 | 140500 | 508500
[5 empty] | 141500508500 | 454 | 141500 | 508500
[5 empty] | 142500508500 | 454 | 142500 | 508500
[5 empty] | 143500508500 | 454 | 143500 | 508500
[5 empty] | 136500507500 | 454 | 136500 | 507500
[5 empty] | 137500507500 | 454 | 137500 | 507500
[5 empty] | 138500507500 | 454 | 138500 | 507500
[5 empty] | 139500507500 | 454 | 139500 | 507500
[5 empty] | 140500507500 | 454 | 140500 | 507500
[5 empty] | 141500507500 | 454 | 141500 | 507500
[5 empty] | 142500507500 | 454 | 142500 | 507500
[5 empty] | 143500507500 | 454 | 143500 | 507500
[5 empty] | 137500506500 | 454 | 137500 | 506500
[5 empty] | 138500506500 | 454 | 138500 | 506500
[5 empty] | 139500506500 | 454 | 139500 | 506500
[5 empty] | 140500506500 | 454 | 140500 | 506500
[5 empty] | 141500506500 | 454 | 141500 | 506500
[5 empty] | 142500506500 | 454 | 142500 | 506500
[5 empty] | 143500506500 | 454 | 143500 | 506500
[5 empty] | 139500505500 | 454 | 139500 | 505500
[5 empty] | 140500505500 | 454 | 140500 | 505500
[5 empty] | 141500505500 | 454 | 141500 | 505500
[5 empty] | 146500580500 | 455 | 146500 | 580500
[5 empty] | 145500579500 | 455 | 145500 | 579500
[5 empty] | 146500579500 | 455 | 146500 | 579500
[5 empty] | 131500578500 | 455 | 131500 | 578500
[5 empty] | 132500578500 | 455 | 132500 | 578500
[5 empty] | 133500578500 | 455 | 133500 | 578500
[5 empty] | 143500578500 | 455 | 143500 | 578500
[5 empty] | 144500578500 | 455 | 144500 | 578500
[5 empty] | 145500578500 | 455 | 145500 | 578500
[5 empty] | 146500578500 | 455 | 146500 | 578500
[5 empty] | 130500577500 | 455 | 130500 | 577500
[5 empty] | 131500577500 | 455 | 131500 | 577500
[5 empty] | 132500577500 | 455 | 132500 | 577500
[5 empty] | 133500577500 | 455 | 133500 | 577500
[5 empty] | 142500577500 | 455 | 142500 | 577500
[5 empty] | 143500577500 | 455 | 143500 | 577500
[5 empty] | 144500577500 | 455 | 144500 | 577500
[5 empty] | 145500577500 | 455 | 145500 | 577500
[5 empty] | 146500577500 | 455 | 146500 | 577500
[5 empty] | 124500576500 | 455 | 124500 | 576500
[5 empty] | 125500576500 | 455 | 125500 | 576500
[5 empty] | 127500576500 | 455 | 127500 | 576500
[5 empty] | 128500576500 | 455 | 128500 | 576500
[5 empty] | 129500576500 | 455 | 129500 | 576500
[5 empty] | 130500576500 | 455 | 130500 | 576500
[5 empty] | 131500576500 | 455 | 131500 | 576500
[5 empty] | 132500576500 | 455 | 132500 | 576500
[5 empty] | 133500576500 | 455 | 133500 | 576500
[5 empty] | 141500576500 | 455 | 141500 | 576500
[5 empty] | 142500576500 | 455 | 142500 | 576500
[5 empty] | 143500576500 | 455 | 143500 | 576500
[5 empty] | 144500576500 | 455 | 144500 | 576500
[5 empty] | 145500576500 | 455 | 145500 | 576500
[5 empty] | 146500576500 | 455 | 146500 | 576500
[5 empty] | 124500575500 | 455 | 124500 | 575500
[5 empty] | 125500575500 | 455 | 125500 | 575500
[5 empty] | 126500575500 | 455 | 126500 | 575500
[5 empty] | 127500575500 | 455 | 127500 | 575500
[5 empty] | 128500575500 | 455 | 128500 | 575500
[5 empty] | 129500575500 | 455 | 129500 | 575500
[5 empty] | 130500575500 | 455 | 130500 | 575500
[5 empty] | 131500575500 | 455 | 131500 | 575500
[5 empty] | 132500575500 | 455 | 132500 | 575500
[5 empty] | 133500575500 | 455 | 133500 | 575500
[5 empty] | 134500575500 | 455 | 134500 | 575500
[5 empty] | 140500575500 | 455 | 140500 | 575500
[5 empty] | 141500575500 | 455 | 141500 | 575500
[5 empty] | 142500575500 | 455 | 142500 | 575500
[5 empty] | 143500575500 | 455 | 143500 | 575500
[5 empty] | 144500575500 | 455 | 144500 | 575500
[5 empty] | 145500575500 | 455 | 145500 | 575500
[5 empty] | 123500574500 | 455 | 123500 | 574500
[5 empty] | 124500574500 | 455 | 124500 | 574500
[5 empty] | 125500574500 | 455 | 125500 | 574500
[5 empty] | 126500574500 | 455 | 126500 | 574500
[5 empty] | 127500574500 | 455 | 127500 | 574500
[5 empty] | 128500574500 | 455 | 128500 | 574500
[5 empty] | 129500574500 | 455 | 129500 | 574500
[5 empty] | 130500574500 | 455 | 130500 | 574500
[5 empty] | 131500574500 | 455 | 131500 | 574500
[5 empty] | 132500574500 | 455 | 132500 | 574500
[5 empty] | 133500574500 | 455 | 133500 | 574500
[5 empty] | 134500574500 | 455 | 134500 | 574500
[5 empty] | 139500574500 | 455 | 139500 | 574500
[5 empty] | 140500574500 | 455 | 140500 | 574500
[5 empty] | 141500574500 | 455 | 141500 | 574500
[5 empty] | 142500574500 | 455 | 142500 | 574500
[5 empty] | 143500574500 | 455 | 143500 | 574500
[5 empty] | 144500574500 | 455 | 144500 | 574500
[5 empty] | 145500574500 | 455 | 145500 | 574500
[5 empty] | 119500573500 | 455 | 119500 | 573500
[5 empty] | 121500573500 | 455 | 121500 | 573500
[5 empty] | 122500573500 | 455 | 122500 | 573500
[5 empty] | 123500573500 | 455 | 123500 | 573500
[5 empty] | 124500573500 | 455 | 124500 | 573500
[5 empty] | 125500573500 | 455 | 125500 | 573500
[5 empty] | 126500573500 | 455 | 126500 | 573500
[5 empty] | 127500573500 | 455 | 127500 | 573500
[5 empty] | 128500573500 | 455 | 128500 | 573500
[5 empty] | 129500573500 | 455 | 129500 | 573500
[5 empty] | 130500573500 | 455 | 130500 | 573500
[5 empty] | 131500573500 | 455 | 131500 | 573500
[5 empty] | 132500573500 | 455 | 132500 | 573500
[5 empty] | 133500573500 | 455 | 133500 | 573500
[5 empty] | 134500573500 | 455 | 134500 | 573500
[5 empty] | 135500573500 | 455 | 135500 | 573500
[5 empty] | 136500573500 | 455 | 136500 | 573500
[5 empty] | 138500573500 | 455 | 138500 | 573500
[5 empty] | 139500573500 | 455 | 139500 | 573500
[5 empty] | 140500573500 | 455 | 140500 | 573500
[5 empty] | 141500573500 | 455 | 141500 | 573500
[5 empty] | 142500573500 | 455 | 142500 | 573500
[5 empty] | 143500573500 | 455 | 143500 | 573500
[5 empty] | 144500573500 | 455 | 144500 | 573500
[5 empty] | 117500572500 | 455 | 117500 | 572500
[5 empty] | 118500572500 | 455 | 118500 | 572500
[5 empty] | 119500572500 | 455 | 119500 | 572500
[5 empty] | 120500572500 | 455 | 120500 | 572500
[5 empty] | 121500572500 | 455 | 121500 | 572500
[5 empty] | 122500572500 | 455 | 122500 | 572500
[5 empty] | 123500572500 | 455 | 123500 | 572500
[5 empty] | 124500572500 | 455 | 124500 | 572500
[5 empty] | 125500572500 | 455 | 125500 | 572500
[5 empty] | 126500572500 | 455 | 126500 | 572500
[5 empty] | 127500572500 | 455 | 127500 | 572500
[5 empty] | 128500572500 | 455 | 128500 | 572500
[5 empty] | 129500572500 | 455 | 129500 | 572500
[5 empty] | 130500572500 | 455 | 130500 | 572500
[5 empty] | 131500572500 | 455 | 131500 | 572500
[5 empty] | 132500572500 | 455 | 132500 | 572500
[5 empty] | 133500572500 | 455 | 133500 | 572500
[5 empty] | 134500572500 | 455 | 134500 | 572500
[5 empty] | 135500572500 | 455 | 135500 | 572500
[5 empty] | 136500572500 | 455 | 136500 | 572500
[5 empty] | 137500572500 | 455 | 137500 | 572500
[5 empty] | 138500572500 | 455 | 138500 | 572500
[5 empty] | 139500572500 | 455 | 139500 | 572500
[5 empty] | 140500572500 | 455 | 140500 | 572500
[5 empty] | 141500572500 | 455 | 141500 | 572500
[5 empty] | 142500572500 | 455 | 142500 | 572500
[5 empty] | 143500572500 | 455 | 143500 | 572500
[5 empty] | 144500572500 | 455 | 144500 | 572500
[5 empty] | 145500572500 | 455 | 145500 | 572500
[5 empty] | 146500572500 | 455 | 146500 | 572500
[5 empty] | 116500571500 | 455 | 116500 | 571500
[5 empty] | 117500571500 | 455 | 117500 | 571500
[5 empty] | 118500571500 | 455 | 118500 | 571500
[5 empty] | 119500571500 | 455 | 119500 | 571500
[5 empty] | 120500571500 | 455 | 120500 | 571500
[5 empty] | 121500571500 | 455 | 121500 | 571500
[5 empty] | 122500571500 | 455 | 122500 | 571500
[5 empty] | 123500571500 | 455 | 123500 | 571500
[5 empty] | 124500571500 | 455 | 124500 | 571500
[5 empty] | 125500571500 | 455 | 125500 | 571500
[5 empty] | 126500571500 | 455 | 126500 | 571500
[5 empty] | 127500571500 | 455 | 127500 | 571500
[5 empty] | 128500571500 | 455 | 128500 | 571500
[5 empty] | 129500571500 | 455 | 129500 | 571500
[5 empty] | 130500571500 | 455 | 130500 | 571500
[5 empty] | 131500571500 | 455 | 131500 | 571500
[5 empty] | 132500571500 | 455 | 132500 | 571500
[5 empty] | 133500571500 | 455 | 133500 | 571500
[5 empty] | 134500571500 | 455 | 134500 | 571500
[5 empty] | 135500571500 | 455 | 135500 | 571500
[5 empty] | 136500571500 | 455 | 136500 | 571500
[5 empty] | 137500571500 | 455 | 137500 | 571500
[5 empty] | 138500571500 | 455 | 138500 | 571500
[5 empty] | 139500571500 | 455 | 139500 | 571500
[5 empty] | 140500571500 | 455 | 140500 | 571500
[5 empty] | 141500571500 | 455 | 141500 | 571500
[5 empty] | 142500571500 | 455 | 142500 | 571500
[5 empty] | 143500571500 | 455 | 143500 | 571500
[5 empty] | 144500571500 | 455 | 144500 | 571500
[5 empty] | 145500571500 | 455 | 145500 | 571500
[5 empty] | 146500571500 | 455 | 146500 | 571500
[5 empty] | 147500571500 | 455 | 147500 | 571500
[5 empty] | 148500571500 | 455 | 148500 | 571500
[5 empty] | 117500570500 | 455 | 117500 | 570500
[5 empty] | 118500570500 | 455 | 118500 | 570500
[5 empty] | 119500570500 | 455 | 119500 | 570500
[5 empty] | 120500570500 | 455 | 120500 | 570500
[5 empty] | 121500570500 | 455 | 121500 | 570500
[5 empty] | 122500570500 | 455 | 122500 | 570500
[5 empty] | 123500570500 | 455 | 123500 | 570500
[5 empty] | 124500570500 | 455 | 124500 | 570500
[5 empty] | 125500570500 | 455 | 125500 | 570500
[5 empty] | 126500570500 | 455 | 126500 | 570500
[5 empty] | 127500570500 | 455 | 127500 | 570500
[5 empty] | 128500570500 | 455 | 128500 | 570500
[5 empty] | 129500570500 | 455 | 129500 | 570500
[5 empty] | 130500570500 | 455 | 130500 | 570500
[5 empty] | 131500570500 | 455 | 131500 | 570500
[5 empty] | 132500570500 | 455 | 132500 | 570500
[5 empty] | 133500570500 | 455 | 133500 | 570500
[5 empty] | 134500570500 | 455 | 134500 | 570500
[5 empty] | 135500570500 | 455 | 135500 | 570500
[5 empty] | 136500570500 | 455 | 136500 | 570500
[5 empty] | 137500570500 | 455 | 137500 | 570500
[5 empty] | 138500570500 | 455 | 138500 | 570500
[5 empty] | 139500570500 | 455 | 139500 | 570500
[5 empty] | 140500570500 | 455 | 140500 | 570500
[5 empty] | 141500570500 | 455 | 141500 | 570500
[5 empty] | 142500570500 | 455 | 142500 | 570500
[5 empty] | 143500570500 | 455 | 143500 | 570500
[5 empty] | 144500570500 | 455 | 144500 | 570500
[5 empty] | 145500570500 | 455 | 145500 | 570500
[5 empty] | 146500570500 | 455 | 146500 | 570500
[5 empty] | 147500570500 | 455 | 147500 | 570500
[5 empty] | 148500570500 | 455 | 148500 | 570500
[5 empty] | 149500570500 | 455 | 149500 | 570500
[5 empty] | 117500569500 | 455 | 117500 | 569500
[5 empty] | 118500569500 | 455 | 118500 | 569500
[5 empty] | 119500569500 | 455 | 119500 | 569500
[5 empty] | 120500569500 | 455 | 120500 | 569500
[5 empty] | 121500569500 | 455 | 121500 | 569500
[5 empty] | 122500569500 | 455 | 122500 | 569500
[5 empty] | 123500569500 | 455 | 123500 | 569500
[5 empty] | 124500569500 | 455 | 124500 | 569500
[5 empty] | 125500569500 | 455 | 125500 | 569500
[5 empty] | 126500569500 | 455 | 126500 | 569500
[5 empty] | 127500569500 | 455 | 127500 | 569500
[5 empty] | 128500569500 | 455 | 128500 | 569500
[5 empty] | 129500569500 | 455 | 129500 | 569500
[5 empty] | 130500569500 | 455 | 130500 | 569500
[5 empty] | 131500569500 | 455 | 131500 | 569500
[5 empty] | 132500569500 | 455 | 132500 | 569500
[5 empty] | 133500569500 | 455 | 133500 | 569500
[5 empty] | 134500569500 | 455 | 134500 | 569500
[5 empty] | 135500569500 | 455 | 135500 | 569500
[5 empty] | 136500569500 | 455 | 136500 | 569500
[5 empty] | 137500569500 | 455 | 137500 | 569500
[5 empty] | 138500569500 | 455 | 138500 | 569500
[5 empty] | 139500569500 | 455 | 139500 | 569500
[5 empty] | 140500569500 | 455 | 140500 | 569500
[5 empty] | 141500569500 | 455 | 141500 | 569500
[5 empty] | 142500569500 | 455 | 142500 | 569500
[5 empty] | 143500569500 | 455 | 143500 | 569500
[5 empty] | 144500569500 | 455 | 144500 | 569500
[5 empty] | 145500569500 | 455 | 145500 | 569500
[5 empty] | 146500569500 | 455 | 146500 | 569500
[5 empty] | 147500569500 | 455 | 147500 | 569500
[5 empty] | 148500569500 | 455 | 148500 | 569500
[5 empty] | 149500569500 | 455 | 149500 | 569500
[5 empty] | 116500568500 | 455 | 116500 | 568500
[5 empty] | 117500568500 | 455 | 117500 | 568500
[5 empty] | 118500568500 | 455 | 118500 | 568500
[5 empty] | 119500568500 | 455 | 119500 | 568500
[5 empty] | 120500568500 | 455 | 120500 | 568500
[5 empty] | 121500568500 | 455 | 121500 | 568500
[5 empty] | 122500568500 | 455 | 122500 | 568500
[5 empty] | 123500568500 | 455 | 123500 | 568500
[5 empty] | 124500568500 | 455 | 124500 | 568500
[5 empty] | 125500568500 | 455 | 125500 | 568500
[5 empty] | 126500568500 | 455 | 126500 | 568500
[5 empty] | 127500568500 | 455 | 127500 | 568500
[5 empty] | 128500568500 | 455 | 128500 | 568500
[5 empty] | 129500568500 | 455 | 129500 | 568500
[5 empty] | 130500568500 | 455 | 130500 | 568500
[5 empty] | 131500568500 | 455 | 131500 | 568500
[5 empty] | 132500568500 | 455 | 132500 | 568500
[5 empty] | 133500568500 | 455 | 133500 | 568500
[5 empty] | 134500568500 | 455 | 134500 | 568500
[5 empty] | 135500568500 | 455 | 135500 | 568500
[5 empty] | 136500568500 | 455 | 136500 | 568500
[5 empty] | 137500568500 | 455 | 137500 | 568500
[5 empty] | 138500568500 | 455 | 138500 | 568500
[5 empty] | 139500568500 | 455 | 139500 | 568500
[5 empty] | 140500568500 | 455 | 140500 | 568500
[5 empty] | 141500568500 | 455 | 141500 | 568500
[5 empty] | 142500568500 | 455 | 142500 | 568500
[5 empty] | 143500568500 | 455 | 143500 | 568500
[5 empty] | 144500568500 | 455 | 144500 | 568500
[5 empty] | 145500568500 | 455 | 145500 | 568500
[5 empty] | 146500568500 | 455 | 146500 | 568500
[5 empty] | 147500568500 | 455 | 147500 | 568500
[5 empty] | 148500568500 | 455 | 148500 | 568500
[5 empty] | 149500568500 | 455 | 149500 | 568500
[5 empty] | 150500568500 | 455 | 150500 | 568500
[5 empty] | 112500567500 | 455 | 112500 | 567500
[5 empty] | 113500567500 | 455 | 113500 | 567500
[5 empty] | 114500567500 | 455 | 114500 | 567500
[5 empty] | 117500567500 | 455 | 117500 | 567500
[5 empty] | 118500567500 | 455 | 118500 | 567500
[5 empty] | 119500567500 | 455 | 119500 | 567500
[5 empty] | 120500567500 | 455 | 120500 | 567500
[5 empty] | 121500567500 | 455 | 121500 | 567500
[5 empty] | 122500567500 | 455 | 122500 | 567500
[5 empty] | 123500567500 | 455 | 123500 | 567500
[5 empty] | 124500567500 | 455 | 124500 | 567500
[5 empty] | 125500567500 | 455 | 125500 | 567500
[5 empty] | 126500567500 | 455 | 126500 | 567500
[5 empty] | 127500567500 | 455 | 127500 | 567500
[5 empty] | 128500567500 | 455 | 128500 | 567500
[5 empty] | 129500567500 | 455 | 129500 | 567500
[5 empty] | 130500567500 | 455 | 130500 | 567500
[5 empty] | 131500567500 | 455 | 131500 | 567500
[5 empty] | 132500567500 | 455 | 132500 | 567500
[5 empty] | 133500567500 | 455 | 133500 | 567500
[5 empty] | 134500567500 | 455 | 134500 | 567500
[5 empty] | 135500567500 | 455 | 135500 | 567500
[5 empty] | 136500567500 | 455 | 136500 | 567500
[5 empty] | 137500567500 | 455 | 137500 | 567500
[5 empty] | 138500567500 | 455 | 138500 | 567500
[5 empty] | 139500567500 | 455 | 139500 | 567500
[5 empty] | 140500567500 | 455 | 140500 | 567500
[5 empty] | 141500567500 | 455 | 141500 | 567500
[5 empty] | 142500567500 | 455 | 142500 | 567500
[5 empty] | 143500567500 | 455 | 143500 | 567500
[5 empty] | 144500567500 | 455 | 144500 | 567500
[5 empty] | 145500567500 | 455 | 145500 | 567500
[5 empty] | 146500567500 | 455 | 146500 | 567500
[5 empty] | 147500567500 | 455 | 147500 | 567500
[5 empty] | 148500567500 | 455 | 148500 | 567500
[5 empty] | 149500567500 | 455 | 149500 | 567500
[5 empty] | 150500567500 | 455 | 150500 | 567500
[5 empty] | 111500566500 | 455 | 111500 | 566500
[5 empty] | 112500566500 | 455 | 112500 | 566500
[5 empty] | 113500566500 | 455 | 113500 | 566500
[5 empty] | 114500566500 | 455 | 114500 | 566500
[5 empty] | 115500566500 | 455 | 115500 | 566500
[5 empty] | 116500566500 | 455 | 116500 | 566500
[5 empty] | 117500566500 | 455 | 117500 | 566500
[5 empty] | 118500566500 | 455 | 118500 | 566500
[5 empty] | 119500566500 | 455 | 119500 | 566500
[5 empty] | 120500566500 | 455 | 120500 | 566500
[5 empty] | 121500566500 | 455 | 121500 | 566500
[5 empty] | 122500566500 | 455 | 122500 | 566500
[5 empty] | 123500566500 | 455 | 123500 | 566500
[5 empty] | 124500566500 | 455 | 124500 | 566500
[5 empty] | 125500566500 | 455 | 125500 | 566500
[5 empty] | 126500566500 | 455 | 126500 | 566500
[5 empty] | 127500566500 | 455 | 127500 | 566500
[5 empty] | 128500566500 | 455 | 128500 | 566500
[5 empty] | 129500566500 | 455 | 129500 | 566500
[5 empty] | 130500566500 | 455 | 130500 | 566500
[5 empty] | 131500566500 | 455 | 131500 | 566500
[5 empty] | 132500566500 | 455 | 132500 | 566500
[5 empty] | 133500566500 | 455 | 133500 | 566500
[5 empty] | 134500566500 | 455 | 134500 | 566500
[5 empty] | 135500566500 | 455 | 135500 | 566500
[5 empty] | 136500566500 | 455 | 136500 | 566500
[5 empty] | 137500566500 | 455 | 137500 | 566500
[5 empty] | 138500566500 | 455 | 138500 | 566500
[5 empty] | 139500566500 | 455 | 139500 | 566500
[5 empty] | 140500566500 | 455 | 140500 | 566500
[5 empty] | 141500566500 | 455 | 141500 | 566500
[5 empty] | 142500566500 | 455 | 142500 | 566500
[5 empty] | 143500566500 | 455 | 143500 | 566500
[5 empty] | 144500566500 | 455 | 144500 | 566500
[5 empty] | 145500566500 | 455 | 145500 | 566500
[5 empty] | 146500566500 | 455 | 146500 | 566500
[5 empty] | 147500566500 | 455 | 147500 | 566500
[5 empty] | 148500566500 | 455 | 148500 | 566500
[5 empty] | 149500566500 | 455 | 149500 | 566500
[5 empty] | 150500566500 | 455 | 150500 | 566500
[5 empty] | 111500565500 | 455 | 111500 | 565500
[5 empty] | 112500565500 | 455 | 112500 | 565500
[5 empty] | 113500565500 | 455 | 113500 | 565500
[5 empty] | 114500565500 | 455 | 114500 | 565500
[5 empty] | 115500565500 | 455 | 115500 | 565500
[5 empty] | 116500565500 | 455 | 116500 | 565500
[5 empty] | 117500565500 | 455 | 117500 | 565500
[5 empty] | 118500565500 | 455 | 118500 | 565500
[5 empty] | 119500565500 | 455 | 119500 | 565500
[5 empty] | 120500565500 | 455 | 120500 | 565500
[5 empty] | 121500565500 | 455 | 121500 | 565500
[5 empty] | 122500565500 | 455 | 122500 | 565500
[5 empty] | 123500565500 | 455 | 123500 | 565500
[5 empty] | 124500565500 | 455 | 124500 | 565500
[5 empty] | 125500565500 | 455 | 125500 | 565500
[5 empty] | 126500565500 | 455 | 126500 | 565500
[5 empty] | 127500565500 | 455 | 127500 | 565500
[5 empty] | 128500565500 | 455 | 128500 | 565500
[5 empty] | 129500565500 | 455 | 129500 | 565500
[5 empty] | 130500565500 | 455 | 130500 | 565500
[5 empty] | 131500565500 | 455 | 131500 | 565500
[5 empty] | 132500565500 | 455 | 132500 | 565500
[5 empty] | 133500565500 | 455 | 133500 | 565500
[5 empty] | 134500565500 | 455 | 134500 | 565500
[5 empty] | 135500565500 | 455 | 135500 | 565500
[5 empty] | 136500565500 | 455 | 136500 | 565500
[5 empty] | 137500565500 | 455 | 137500 | 565500
[5 empty] | 138500565500 | 455 | 138500 | 565500
[5 empty] | 139500565500 | 455 | 139500 | 565500
[5 empty] | 140500565500 | 455 | 140500 | 565500
[5 empty] | 141500565500 | 455 | 141500 | 565500
[5 empty] | 142500565500 | 455 | 142500 | 565500
[5 empty] | 143500565500 | 455 | 143500 | 565500
[5 empty] | 144500565500 | 455 | 144500 | 565500
[5 empty] | 145500565500 | 455 | 145500 | 565500
[5 empty] | 146500565500 | 455 | 146500 | 565500
[5 empty] | 147500565500 | 455 | 147500 | 565500
[5 empty] | 148500565500 | 455 | 148500 | 565500
[5 empty] | 149500565500 | 455 | 149500 | 565500
[5 empty] | 150500565500 | 455 | 150500 | 565500
[5 empty] | 151500565500 | 455 | 151500 | 565500
[5 empty] | 112500564500 | 455 | 112500 | 564500
[5 empty] | 113500564500 | 455 | 113500 | 564500
[5 empty] | 114500564500 | 455 | 114500 | 564500
[5 empty] | 115500564500 | 455 | 115500 | 564500
[5 empty] | 116500564500 | 455 | 116500 | 564500
[5 empty] | 117500564500 | 455 | 117500 | 564500
[5 empty] | 118500564500 | 455 | 118500 | 564500
[5 empty] | 119500564500 | 455 | 119500 | 564500
[5 empty] | 120500564500 | 455 | 120500 | 564500
[5 empty] | 121500564500 | 455 | 121500 | 564500
[5 empty] | 122500564500 | 455 | 122500 | 564500
[5 empty] | 123500564500 | 455 | 123500 | 564500
[5 empty] | 124500564500 | 455 | 124500 | 564500
[5 empty] | 125500564500 | 455 | 125500 | 564500
[5 empty] | 126500564500 | 455 | 126500 | 564500
[5 empty] | 127500564500 | 455 | 127500 | 564500
[5 empty] | 128500564500 | 455 | 128500 | 564500
[5 empty] | 129500564500 | 455 | 129500 | 564500
[5 empty] | 130500564500 | 455 | 130500 | 564500
[5 empty] | 131500564500 | 455 | 131500 | 564500
[5 empty] | 132500564500 | 455 | 132500 | 564500
[5 empty] | 133500564500 | 455 | 133500 | 564500
[5 empty] | 134500564500 | 455 | 134500 | 564500
[5 empty] | 135500564500 | 455 | 135500 | 564500
[5 empty] | 136500564500 | 455 | 136500 | 564500
[5 empty] | 137500564500 | 455 | 137500 | 564500
[5 empty] | 138500564500 | 455 | 138500 | 564500
[5 empty] | 139500564500 | 455 | 139500 | 564500
[5 empty] | 140500564500 | 455 | 140500 | 564500
[5 empty] | 141500564500 | 455 | 141500 | 564500
[5 empty] | 142500564500 | 455 | 142500 | 564500
[5 empty] | 143500564500 | 455 | 143500 | 564500
[5 empty] | 144500564500 | 455 | 144500 | 564500
[5 empty] | 145500564500 | 455 | 145500 | 564500
[5 empty] | 146500564500 | 455 | 146500 | 564500
[5 empty] | 147500564500 | 455 | 147500 | 564500
[5 empty] | 148500564500 | 455 | 148500 | 564500
[5 empty] | 149500564500 | 455 | 149500 | 564500
[5 empty] | 150500564500 | 455 | 150500 | 564500
[5 empty] | 151500564500 | 455 | 151500 | 564500
[5 empty] | 112500563500 | 455 | 112500 | 563500
[5 empty] | 113500563500 | 455 | 113500 | 563500
[5 empty] | 114500563500 | 455 | 114500 | 563500
[5 empty] | 115500563500 | 455 | 115500 | 563500
[5 empty] | 116500563500 | 455 | 116500 | 563500
[5 empty] | 117500563500 | 455 | 117500 | 563500
[5 empty] | 118500563500 | 455 | 118500 | 563500
[5 empty] | 119500563500 | 455 | 119500 | 563500
[5 empty] | 120500563500 | 455 | 120500 | 563500
[5 empty] | 121500563500 | 455 | 121500 | 563500
[5 empty] | 122500563500 | 455 | 122500 | 563500
[5 empty] | 123500563500 | 455 | 123500 | 563500
[5 empty] | 124500563500 | 455 | 124500 | 563500
[5 empty] | 125500563500 | 455 | 125500 | 563500
[5 empty] | 126500563500 | 455 | 126500 | 563500
[5 empty] | 127500563500 | 455 | 127500 | 563500
[5 empty] | 128500563500 | 455 | 128500 | 563500
[5 empty] | 129500563500 | 455 | 129500 | 563500
[5 empty] | 130500563500 | 455 | 130500 | 563500
[5 empty] | 131500563500 | 455 | 131500 | 563500
[5 empty] | 132500563500 | 455 | 132500 | 563500
[5 empty] | 133500563500 | 455 | 133500 | 563500
[5 empty] | 134500563500 | 455 | 134500 | 563500
[5 empty] | 135500563500 | 455 | 135500 | 563500
[5 empty] | 136500563500 | 455 | 136500 | 563500
[5 empty] | 137500563500 | 455 | 137500 | 563500
[5 empty] | 138500563500 | 455 | 138500 | 563500
[5 empty] | 139500563500 | 455 | 139500 | 563500
[5 empty] | 140500563500 | 455 | 140500 | 563500
[5 empty] | 141500563500 | 455 | 141500 | 563500
[5 empty] | 142500563500 | 455 | 142500 | 563500
[5 empty] | 143500563500 | 455 | 143500 | 563500
[5 empty] | 144500563500 | 455 | 144500 | 563500
[5 empty] | 145500563500 | 455 | 145500 | 563500
[5 empty] | 146500563500 | 455 | 146500 | 563500
[5 empty] | 147500563500 | 455 | 147500 | 563500
[5 empty] | 148500563500 | 455 | 148500 | 563500
[5 empty] | 149500563500 | 455 | 149500 | 563500
[5 empty] | 150500563500 | 455 | 150500 | 563500
[5 empty] | 151500563500 | 455 | 151500 | 563500
[5 empty] | 152500563500 | 455 | 152500 | 563500
[5 empty] | 153500563500 | 455 | 153500 | 563500
[5 empty] | 112500562500 | 455 | 112500 | 562500
[5 empty] | 113500562500 | 455 | 113500 | 562500
[5 empty] | 114500562500 | 455 | 114500 | 562500
[5 empty] | 115500562500 | 455 | 115500 | 562500
[5 empty] | 116500562500 | 455 | 116500 | 562500
[5 empty] | 117500562500 | 455 | 117500 | 562500
[5 empty] | 118500562500 | 455 | 118500 | 562500
[5 empty] | 119500562500 | 455 | 119500 | 562500
[5 empty] | 120500562500 | 455 | 120500 | 562500
[5 empty] | 121500562500 | 455 | 121500 | 562500
[5 empty] | 122500562500 | 455 | 122500 | 562500
[5 empty] | 123500562500 | 455 | 123500 | 562500
[5 empty] | 124500562500 | 455 | 124500 | 562500
[5 empty] | 125500562500 | 455 | 125500 | 562500
[5 empty] | 126500562500 | 455 | 126500 | 562500
[5 empty] | 127500562500 | 455 | 127500 | 562500
[5 empty] | 128500562500 | 455 | 128500 | 562500
[5 empty] | 129500562500 | 455 | 129500 | 562500
[5 empty] | 130500562500 | 455 | 130500 | 562500
[5 empty] | 131500562500 | 455 | 131500 | 562500
[5 empty] | 132500562500 | 455 | 132500 | 562500
[5 empty] | 133500562500 | 455 | 133500 | 562500
[5 empty] | 134500562500 | 455 | 134500 | 562500
[5 empty] | 135500562500 | 455 | 135500 | 562500
[5 empty] | 136500562500 | 455 | 136500 | 562500
[5 empty] | 137500562500 | 455 | 137500 | 562500
[5 empty] | 138500562500 | 455 | 138500 | 562500
[5 empty] | 139500562500 | 455 | 139500 | 562500
[5 empty] | 140500562500 | 455 | 140500 | 562500
[5 empty] | 141500562500 | 455 | 141500 | 562500
[5 empty] | 142500562500 | 455 | 142500 | 562500
[5 empty] | 143500562500 | 455 | 143500 | 562500
[5 empty] | 144500562500 | 455 | 144500 | 562500
[5 empty] | 145500562500 | 455 | 145500 | 562500
[5 empty] | 146500562500 | 455 | 146500 | 562500
[5 empty] | 147500562500 | 455 | 147500 | 562500
[5 empty] | 148500562500 | 455 | 148500 | 562500
[5 empty] | 149500562500 | 455 | 149500 | 562500
[5 empty] | 150500562500 | 455 | 150500 | 562500
[5 empty] | 151500562500 | 455 | 151500 | 562500
[5 empty] | 152500562500 | 455 | 152500 | 562500
[5 empty] | 153500562500 | 455 | 153500 | 562500
[5 empty] | 113500561500 | 455 | 113500 | 561500
[5 empty] | 114500561500 | 455 | 114500 | 561500
[5 empty] | 115500561500 | 455 | 115500 | 561500
[5 empty] | 116500561500 | 455 | 116500 | 561500
[5 empty] | 117500561500 | 455 | 117500 | 561500
[5 empty] | 118500561500 | 455 | 118500 | 561500
[5 empty] | 119500561500 | 455 | 119500 | 561500
[5 empty] | 120500561500 | 455 | 120500 | 561500
[5 empty] | 121500561500 | 455 | 121500 | 561500
[5 empty] | 122500561500 | 455 | 122500 | 561500
[5 empty] | 123500561500 | 455 | 123500 | 561500
[5 empty] | 124500561500 | 455 | 124500 | 561500
[5 empty] | 125500561500 | 455 | 125500 | 561500
[5 empty] | 126500561500 | 455 | 126500 | 561500
[5 empty] | 127500561500 | 455 | 127500 | 561500
[5 empty] | 128500561500 | 455 | 128500 | 561500
[5 empty] | 129500561500 | 455 | 129500 | 561500
[5 empty] | 130500561500 | 455 | 130500 | 561500
[5 empty] | 131500561500 | 455 | 131500 | 561500
[5 empty] | 132500561500 | 455 | 132500 | 561500
[5 empty] | 133500561500 | 455 | 133500 | 561500
[5 empty] | 134500561500 | 455 | 134500 | 561500
[5 empty] | 135500561500 | 455 | 135500 | 561500
[5 empty] | 136500561500 | 455 | 136500 | 561500
[5 empty] | 137500561500 | 455 | 137500 | 561500
[5 empty] | 138500561500 | 455 | 138500 | 561500
[5 empty] | 139500561500 | 455 | 139500 | 561500
[5 empty] | 140500561500 | 455 | 140500 | 561500
[5 empty] | 141500561500 | 455 | 141500 | 561500
[5 empty] | 142500561500 | 455 | 142500 | 561500
[5 empty] | 143500561500 | 455 | 143500 | 561500
[5 empty] | 144500561500 | 455 | 144500 | 561500
[5 empty] | 145500561500 | 455 | 145500 | 561500
[5 empty] | 146500561500 | 455 | 146500 | 561500
[5 empty] | 147500561500 | 455 | 147500 | 561500
[5 empty] | 148500561500 | 455 | 148500 | 561500
[5 empty] | 149500561500 | 455 | 149500 | 561500
[5 empty] | 150500561500 | 455 | 150500 | 561500
[5 empty] | 151500561500 | 455 | 151500 | 561500
[5 empty] | 152500561500 | 455 | 152500 | 561500
[5 empty] | 153500561500 | 455 | 153500 | 561500
[5 empty] | 113500560500 | 455 | 113500 | 560500
[5 empty] | 114500560500 | 455 | 114500 | 560500
[5 empty] | 115500560500 | 455 | 115500 | 560500
[5 empty] | 116500560500 | 455 | 116500 | 560500
[5 empty] | 117500560500 | 455 | 117500 | 560500
[5 empty] | 118500560500 | 455 | 118500 | 560500
[5 empty] | 119500560500 | 455 | 119500 | 560500
[5 empty] | 120500560500 | 455 | 120500 | 560500
[5 empty] | 121500560500 | 455 | 121500 | 560500
[5 empty] | 122500560500 | 455 | 122500 | 560500
[5 empty] | 123500560500 | 455 | 123500 | 560500
[5 empty] | 124500560500 | 455 | 124500 | 560500
[5 empty] | 125500560500 | 455 | 125500 | 560500
[5 empty] | 126500560500 | 455 | 126500 | 560500
[5 empty] | 127500560500 | 455 | 127500 | 560500
[5 empty] | 128500560500 | 455 | 128500 | 560500
[5 empty] | 129500560500 | 455 | 129500 | 560500
[5 empty] | 130500560500 | 455 | 130500 | 560500
[5 empty] | 131500560500 | 455 | 131500 | 560500
[5 empty] | 132500560500 | 455 | 132500 | 560500
[5 empty] | 133500560500 | 455 | 133500 | 560500
[5 empty] | 134500560500 | 455 | 134500 | 560500
[5 empty] | 135500560500 | 455 | 135500 | 560500
[5 empty] | 136500560500 | 455 | 136500 | 560500
[5 empty] | 137500560500 | 455 | 137500 | 560500
[5 empty] | 138500560500 | 455 | 138500 | 560500
[5 empty] | 139500560500 | 455 | 139500 | 560500
[5 empty] | 140500560500 | 455 | 140500 | 560500
[5 empty] | 141500560500 | 455 | 141500 | 560500
[5 empty] | 142500560500 | 455 | 142500 | 560500
[5 empty] | 143500560500 | 455 | 143500 | 560500
[5 empty] | 144500560500 | 455 | 144500 | 560500
[5 empty] | 145500560500 | 455 | 145500 | 560500
[5 empty] | 146500560500 | 455 | 146500 | 560500
[5 empty] | 147500560500 | 455 | 147500 | 560500
[5 empty] | 148500560500 | 455 | 148500 | 560500
[5 empty] | 149500560500 | 455 | 149500 | 560500
[5 empty] | 150500560500 | 455 | 150500 | 560500
[5 empty] | 151500560500 | 455 | 151500 | 560500
[5 empty] | 152500560500 | 455 | 152500 | 560500
[5 empty] | 153500560500 | 455 | 153500 | 560500
[5 empty] | 154500560500 | 455 | 154500 | 560500
[5 empty] | 113500559500 | 455 | 113500 | 559500
[5 empty] | 114500559500 | 455 | 114500 | 559500
[5 empty] | 115500559500 | 455 | 115500 | 559500
[5 empty] | 116500559500 | 455 | 116500 | 559500
[5 empty] | 117500559500 | 455 | 117500 | 559500
[5 empty] | 118500559500 | 455 | 118500 | 559500
[5 empty] | 119500559500 | 455 | 119500 | 559500
[5 empty] | 120500559500 | 455 | 120500 | 559500
[5 empty] | 121500559500 | 455 | 121500 | 559500
[5 empty] | 122500559500 | 455 | 122500 | 559500
[5 empty] | 123500559500 | 455 | 123500 | 559500
[5 empty] | 124500559500 | 455 | 124500 | 559500
[5 empty] | 125500559500 | 455 | 125500 | 559500
[5 empty] | 126500559500 | 455 | 126500 | 559500
[5 empty] | 127500559500 | 455 | 127500 | 559500
[5 empty] | 128500559500 | 455 | 128500 | 559500
[5 empty] | 129500559500 | 455 | 129500 | 559500
[5 empty] | 130500559500 | 455 | 130500 | 559500
[5 empty] | 131500559500 | 455 | 131500 | 559500
[5 empty] | 132500559500 | 455 | 132500 | 559500
[5 empty] | 133500559500 | 455 | 133500 | 559500
[5 empty] | 134500559500 | 455 | 134500 | 559500
[5 empty] | 135500559500 | 455 | 135500 | 559500
[5 empty] | 136500559500 | 455 | 136500 | 559500
[5 empty] | 137500559500 | 455 | 137500 | 559500
[5 empty] | 138500559500 | 455 | 138500 | 559500
[5 empty] | 139500559500 | 455 | 139500 | 559500
[5 empty] | 140500559500 | 455 | 140500 | 559500
[5 empty] | 141500559500 | 455 | 141500 | 559500
[5 empty] | 142500559500 | 455 | 142500 | 559500
[5 empty] | 143500559500 | 455 | 143500 | 559500
[5 empty] | 144500559500 | 455 | 144500 | 559500
[5 empty] | 145500559500 | 455 | 145500 | 559500
[5 empty] | 146500559500 | 455 | 146500 | 559500
[5 empty] | 147500559500 | 455 | 147500 | 559500
[5 empty] | 148500559500 | 455 | 148500 | 559500
[5 empty] | 149500559500 | 455 | 149500 | 559500
[5 empty] | 150500559500 | 455 | 150500 | 559500
[5 empty] | 151500559500 | 455 | 151500 | 559500
[5 empty] | 152500559500 | 455 | 152500 | 559500
[5 empty] | 153500559500 | 455 | 153500 | 559500
[5 empty] | 154500559500 | 455 | 154500 | 559500
[5 empty] | 155500559500 | 455 | 155500 | 559500
[5 empty] | 113500558500 | 455 | 113500 | 558500
[5 empty] | 114500558500 | 455 | 114500 | 558500
[5 empty] | 115500558500 | 455 | 115500 | 558500
[5 empty] | 116500558500 | 455 | 116500 | 558500
[5 empty] | 117500558500 | 455 | 117500 | 558500
[5 empty] | 118500558500 | 455 | 118500 | 558500
[5 empty] | 119500558500 | 455 | 119500 | 558500
[5 empty] | 120500558500 | 455 | 120500 | 558500
[5 empty] | 121500558500 | 455 | 121500 | 558500
[5 empty] | 122500558500 | 455 | 122500 | 558500
[5 empty] | 123500558500 | 455 | 123500 | 558500
[5 empty] | 124500558500 | 455 | 124500 | 558500
[5 empty] | 125500558500 | 455 | 125500 | 558500
[5 empty] | 126500558500 | 455 | 126500 | 558500
[5 empty] | 127500558500 | 455 | 127500 | 558500
[5 empty] | 128500558500 | 455 | 128500 | 558500
[5 empty] | 129500558500 | 455 | 129500 | 558500
[5 empty] | 130500558500 | 455 | 130500 | 558500
[5 empty] | 131500558500 | 455 | 131500 | 558500
[5 empty] | 132500558500 | 455 | 132500 | 558500
[5 empty] | 133500558500 | 455 | 133500 | 558500
[5 empty] | 134500558500 | 455 | 134500 | 558500
[5 empty] | 135500558500 | 455 | 135500 | 558500
[5 empty] | 136500558500 | 455 | 136500 | 558500
[5 empty] | 137500558500 | 455 | 137500 | 558500
[5 empty] | 138500558500 | 455 | 138500 | 558500
[5 empty] | 139500558500 | 455 | 139500 | 558500
[5 empty] | 140500558500 | 455 | 140500 | 558500
[5 empty] | 141500558500 | 455 | 141500 | 558500
[5 empty] | 142500558500 | 455 | 142500 | 558500
[5 empty] | 143500558500 | 455 | 143500 | 558500
[5 empty] | 144500558500 | 455 | 144500 | 558500
[5 empty] | 145500558500 | 455 | 145500 | 558500
[5 empty] | 146500558500 | 455 | 146500 | 558500
[5 empty] | 147500558500 | 455 | 147500 | 558500
[5 empty] | 148500558500 | 455 | 148500 | 558500
[5 empty] | 149500558500 | 455 | 149500 | 558500
[5 empty] | 150500558500 | 455 | 150500 | 558500
[5 empty] | 151500558500 | 455 | 151500 | 558500
[5 empty] | 152500558500 | 455 | 152500 | 558500
[5 empty] | 153500558500 | 455 | 153500 | 558500
[5 empty] | 154500558500 | 455 | 154500 | 558500
[5 empty] | 155500558500 | 455 | 155500 | 558500
[5 empty] | 157500558500 | 455 | 157500 | 558500
[5 empty] | 158500558500 | 455 | 158500 | 558500
[5 empty] | 113500557500 | 455 | 113500 | 557500
[5 empty] | 114500557500 | 455 | 114500 | 557500
[5 empty] | 115500557500 | 455 | 115500 | 557500
[5 empty] | 116500557500 | 455 | 116500 | 557500
[5 empty] | 117500557500 | 455 | 117500 | 557500
[5 empty] | 118500557500 | 455 | 118500 | 557500
[5 empty] | 119500557500 | 455 | 119500 | 557500
[5 empty] | 120500557500 | 455 | 120500 | 557500
[5 empty] | 121500557500 | 455 | 121500 | 557500
[5 empty] | 122500557500 | 455 | 122500 | 557500
[5 empty] | 123500557500 | 455 | 123500 | 557500
[5 empty] | 124500557500 | 455 | 124500 | 557500
[5 empty] | 125500557500 | 455 | 125500 | 557500
[5 empty] | 126500557500 | 455 | 126500 | 557500
[5 empty] | 127500557500 | 455 | 127500 | 557500
[5 empty] | 128500557500 | 455 | 128500 | 557500
[5 empty] | 129500557500 | 455 | 129500 | 557500
[5 empty] | 130500557500 | 455 | 130500 | 557500
[5 empty] | 131500557500 | 455 | 131500 | 557500
[5 empty] | 132500557500 | 455 | 132500 | 557500
[5 empty] | 133500557500 | 455 | 133500 | 557500
[5 empty] | 134500557500 | 455 | 134500 | 557500
[5 empty] | 135500557500 | 455 | 135500 | 557500
[5 empty] | 136500557500 | 455 | 136500 | 557500
[5 empty] | 137500557500 | 455 | 137500 | 557500
[5 empty] | 138500557500 | 455 | 138500 | 557500
[5 empty] | 139500557500 | 455 | 139500 | 557500
[5 empty] | 140500557500 | 455 | 140500 | 557500
[5 empty] | 141500557500 | 455 | 141500 | 557500
[5 empty] | 142500557500 | 455 | 142500 | 557500
[5 empty] | 143500557500 | 455 | 143500 | 557500
[5 empty] | 144500557500 | 455 | 144500 | 557500
[5 empty] | 145500557500 | 455 | 145500 | 557500
[5 empty] | 146500557500 | 455 | 146500 | 557500
[5 empty] | 147500557500 | 455 | 147500 | 557500
[5 empty] | 148500557500 | 455 | 148500 | 557500
[5 empty] | 149500557500 | 455 | 149500 | 557500
[5 empty] | 150500557500 | 455 | 150500 | 557500
[5 empty] | 151500557500 | 455 | 151500 | 557500
[5 empty] | 152500557500 | 455 | 152500 | 557500
[5 empty] | 153500557500 | 455 | 153500 | 557500
[5 empty] | 154500557500 | 455 | 154500 | 557500
[5 empty] | 155500557500 | 455 | 155500 | 557500
[5 empty] | 156500557500 | 455 | 156500 | 557500
[5 empty] | 157500557500 | 455 | 157500 | 557500
[5 empty] | 158500557500 | 455 | 158500 | 557500
[5 empty] | 159500557500 | 455 | 159500 | 557500
[5 empty] | 160500557500 | 455 | 160500 | 557500
[5 empty] | 114500556500 | 455 | 114500 | 556500
[5 empty] | 115500556500 | 455 | 115500 | 556500
[5 empty] | 116500556500 | 455 | 116500 | 556500
[5 empty] | 117500556500 | 455 | 117500 | 556500
[5 empty] | 118500556500 | 455 | 118500 | 556500
[5 empty] | 119500556500 | 455 | 119500 | 556500
[5 empty] | 120500556500 | 455 | 120500 | 556500
[5 empty] | 121500556500 | 455 | 121500 | 556500
[5 empty] | 122500556500 | 455 | 122500 | 556500
[5 empty] | 123500556500 | 455 | 123500 | 556500
[5 empty] | 124500556500 | 455 | 124500 | 556500
[5 empty] | 125500556500 | 455 | 125500 | 556500
[5 empty] | 126500556500 | 455 | 126500 | 556500
[5 empty] | 127500556500 | 455 | 127500 | 556500
[5 empty] | 128500556500 | 455 | 128500 | 556500
[5 empty] | 129500556500 | 455 | 129500 | 556500
[5 empty] | 130500556500 | 455 | 130500 | 556500
[5 empty] | 131500556500 | 455 | 131500 | 556500
[5 empty] | 132500556500 | 455 | 132500 | 556500
[5 empty] | 133500556500 | 455 | 133500 | 556500
[5 empty] | 134500556500 | 455 | 134500 | 556500
[5 empty] | 135500556500 | 455 | 135500 | 556500
[5 empty] | 136500556500 | 455 | 136500 | 556500
[5 empty] | 137500556500 | 455 | 137500 | 556500
[5 empty] | 138500556500 | 455 | 138500 | 556500
[5 empty] | 139500556500 | 455 | 139500 | 556500
[5 empty] | 140500556500 | 455 | 140500 | 556500
[5 empty] | 141500556500 | 455 | 141500 | 556500
[5 empty] | 142500556500 | 455 | 142500 | 556500
[5 empty] | 143500556500 | 455 | 143500 | 556500
[5 empty] | 144500556500 | 455 | 144500 | 556500
[5 empty] | 145500556500 | 455 | 145500 | 556500
[5 empty] | 146500556500 | 455 | 146500 | 556500
[5 empty] | 147500556500 | 455 | 147500 | 556500
[5 empty] | 148500556500 | 455 | 148500 | 556500
[5 empty] | 149500556500 | 455 | 149500 | 556500
[5 empty] | 150500556500 | 455 | 150500 | 556500
[5 empty] | 151500556500 | 455 | 151500 | 556500
[5 empty] | 152500556500 | 455 | 152500 | 556500
[5 empty] | 153500556500 | 455 | 153500 | 556500
[5 empty] | 154500556500 | 455 | 154500 | 556500
[5 empty] | 155500556500 | 455 | 155500 | 556500
[5 empty] | 156500556500 | 455 | 156500 | 556500
[5 empty] | 157500556500 | 455 | 157500 | 556500
[5 empty] | 158500556500 | 455 | 158500 | 556500
[5 empty] | 159500556500 | 455 | 159500 | 556500
[5 empty] | 160500556500 | 455 | 160500 | 556500
[5 empty] | 161500556500 | 455 | 161500 | 556500
[5 empty] | 113500555500 | 455 | 113500 | 555500
[5 empty] | 114500555500 | 455 | 114500 | 555500
[5 empty] | 115500555500 | 455 | 115500 | 555500
[5 empty] | 116500555500 | 455 | 116500 | 555500
[5 empty] | 117500555500 | 455 | 117500 | 555500
[5 empty] | 118500555500 | 455 | 118500 | 555500
[5 empty] | 119500555500 | 455 | 119500 | 555500
[5 empty] | 120500555500 | 455 | 120500 | 555500
[5 empty] | 121500555500 | 455 | 121500 | 555500
[5 empty] | 122500555500 | 455 | 122500 | 555500
[5 empty] | 123500555500 | 455 | 123500 | 555500
[5 empty] | 124500555500 | 455 | 124500 | 555500
[5 empty] | 125500555500 | 455 | 125500 | 555500
[5 empty] | 126500555500 | 455 | 126500 | 555500
[5 empty] | 127500555500 | 455 | 127500 | 555500
[5 empty] | 128500555500 | 455 | 128500 | 555500
[5 empty] | 129500555500 | 455 | 129500 | 555500
[5 empty] | 130500555500 | 455 | 130500 | 555500
[5 empty] | 131500555500 | 455 | 131500 | 555500
[5 empty] | 132500555500 | 455 | 132500 | 555500
[5 empty] | 133500555500 | 455 | 133500 | 555500
[5 empty] | 134500555500 | 455 | 134500 | 555500
[5 empty] | 135500555500 | 455 | 135500 | 555500
[5 empty] | 136500555500 | 455 | 136500 | 555500
[5 empty] | 137500555500 | 455 | 137500 | 555500
[5 empty] | 138500555500 | 455 | 138500 | 555500
[5 empty] | 139500555500 | 455 | 139500 | 555500
[5 empty] | 140500555500 | 455 | 140500 | 555500
[5 empty] | 141500555500 | 455 | 141500 | 555500
[5 empty] | 142500555500 | 455 | 142500 | 555500
[5 empty] | 143500555500 | 455 | 143500 | 555500
[5 empty] | 144500555500 | 455 | 144500 | 555500
[5 empty] | 145500555500 | 455 | 145500 | 555500
[5 empty] | 146500555500 | 455 | 146500 | 555500
[5 empty] | 147500555500 | 455 | 147500 | 555500
[5 empty] | 148500555500 | 455 | 148500 | 555500
[5 empty] | 149500555500 | 455 | 149500 | 555500
[5 empty] | 150500555500 | 455 | 150500 | 555500
[5 empty] | 151500555500 | 455 | 151500 | 555500
[5 empty] | 152500555500 | 455 | 152500 | 555500
[5 empty] | 153500555500 | 455 | 153500 | 555500
[5 empty] | 154500555500 | 455 | 154500 | 555500
[5 empty] | 155500555500 | 455 | 155500 | 555500
[5 empty] | 157500555500 | 455 | 157500 | 555500
[5 empty] | 158500555500 | 455 | 158500 | 555500
[5 empty] | 159500555500 | 455 | 159500 | 555500
[5 empty] | 160500555500 | 455 | 160500 | 555500
[5 empty] | 161500555500 | 455 | 161500 | 555500
[5 empty] | 112500554500 | 455 | 112500 | 554500
[5 empty] | 113500554500 | 455 | 113500 | 554500
[5 empty] | 114500554500 | 455 | 114500 | 554500
[5 empty] | 115500554500 | 455 | 115500 | 554500
[5 empty] | 116500554500 | 455 | 116500 | 554500
[5 empty] | 117500554500 | 455 | 117500 | 554500
[5 empty] | 118500554500 | 455 | 118500 | 554500
[5 empty] | 119500554500 | 455 | 119500 | 554500
[5 empty] | 120500554500 | 455 | 120500 | 554500
[5 empty] | 121500554500 | 455 | 121500 | 554500
[5 empty] | 122500554500 | 455 | 122500 | 554500
[5 empty] | 123500554500 | 455 | 123500 | 554500
[5 empty] | 124500554500 | 455 | 124500 | 554500
[5 empty] | 125500554500 | 455 | 125500 | 554500
[5 empty] | 126500554500 | 455 | 126500 | 554500
[5 empty] | 127500554500 | 455 | 127500 | 554500
[5 empty] | 128500554500 | 455 | 128500 | 554500
[5 empty] | 129500554500 | 455 | 129500 | 554500
[5 empty] | 130500554500 | 455 | 130500 | 554500
[5 empty] | 131500554500 | 455 | 131500 | 554500
[5 empty] | 132500554500 | 455 | 132500 | 554500
[5 empty] | 133500554500 | 455 | 133500 | 554500
[5 empty] | 134500554500 | 455 | 134500 | 554500
[5 empty] | 135500554500 | 455 | 135500 | 554500
[5 empty] | 136500554500 | 455 | 136500 | 554500
[5 empty] | 137500554500 | 455 | 137500 | 554500
[5 empty] | 138500554500 | 455 | 138500 | 554500
[5 empty] | 139500554500 | 455 | 139500 | 554500
[5 empty] | 140500554500 | 455 | 140500 | 554500
[5 empty] | 141500554500 | 455 | 141500 | 554500
[5 empty] | 142500554500 | 455 | 142500 | 554500
[5 empty] | 143500554500 | 455 | 143500 | 554500
[5 empty] | 144500554500 | 455 | 144500 | 554500
[5 empty] | 145500554500 | 455 | 145500 | 554500
[5 empty] | 146500554500 | 455 | 146500 | 554500
[5 empty] | 147500554500 | 455 | 147500 | 554500
[5 empty] | 148500554500 | 455 | 148500 | 554500
[5 empty] | 149500554500 | 455 | 149500 | 554500
[5 empty] | 150500554500 | 455 | 150500 | 554500
[5 empty] | 151500554500 | 455 | 151500 | 554500
[5 empty] | 152500554500 | 455 | 152500 | 554500
[5 empty] | 153500554500 | 455 | 153500 | 554500
[5 empty] | 154500554500 | 455 | 154500 | 554500
[5 empty] | 155500554500 | 455 | 155500 | 554500
[5 empty] | 156500554500 | 455 | 156500 | 554500
[5 empty] | 158500554500 | 455 | 158500 | 554500
[5 empty] | 159500554500 | 455 | 159500 | 554500
[5 empty] | 160500554500 | 455 | 160500 | 554500
[5 empty] | 161500554500 | 455 | 161500 | 554500
[5 empty] | 162500554500 | 455 | 162500 | 554500
[5 empty] | 112500553500 | 455 | 112500 | 553500
[5 empty] | 113500553500 | 455 | 113500 | 553500
[5 empty] | 114500553500 | 455 | 114500 | 553500
[5 empty] | 115500553500 | 455 | 115500 | 553500
[5 empty] | 116500553500 | 455 | 116500 | 553500
[5 empty] | 117500553500 | 455 | 117500 | 553500
[5 empty] | 118500553500 | 455 | 118500 | 553500
[5 empty] | 119500553500 | 455 | 119500 | 553500
[5 empty] | 121500553500 | 455 | 121500 | 553500
[5 empty] | 122500553500 | 455 | 122500 | 553500
[5 empty] | 123500553500 | 455 | 123500 | 553500
[5 empty] | 124500553500 | 455 | 124500 | 553500
[5 empty] | 125500553500 | 455 | 125500 | 553500
[5 empty] | 126500553500 | 455 | 126500 | 553500
[5 empty] | 127500553500 | 455 | 127500 | 553500
[5 empty] | 128500553500 | 455 | 128500 | 553500
[5 empty] | 129500553500 | 455 | 129500 | 553500
[5 empty] | 136500553500 | 455 | 136500 | 553500
[5 empty] | 137500553500 | 455 | 137500 | 553500
[5 empty] | 138500553500 | 455 | 138500 | 553500
[5 empty] | 139500553500 | 455 | 139500 | 553500
[5 empty] | 140500553500 | 455 | 140500 | 553500
[5 empty] | 141500553500 | 455 | 141500 | 553500
[5 empty] | 142500553500 | 455 | 142500 | 553500
[5 empty] | 143500553500 | 455 | 143500 | 553500
[5 empty] | 144500553500 | 455 | 144500 | 553500
[5 empty] | 145500553500 | 455 | 145500 | 553500
[5 empty] | 146500553500 | 455 | 146500 | 553500
[5 empty] | 147500553500 | 455 | 147500 | 553500
[5 empty] | 148500553500 | 455 | 148500 | 553500
[5 empty] | 149500553500 | 455 | 149500 | 553500
[5 empty] | 150500553500 | 455 | 150500 | 553500
[5 empty] | 151500553500 | 455 | 151500 | 553500
[5 empty] | 152500553500 | 455 | 152500 | 553500
[5 empty] | 153500553500 | 455 | 153500 | 553500
[5 empty] | 154500553500 | 455 | 154500 | 553500
[5 empty] | 155500553500 | 455 | 155500 | 553500
[5 empty] | 156500553500 | 455 | 156500 | 553500
[5 empty] | 157500553500 | 455 | 157500 | 553500
[5 empty] | 158500553500 | 455 | 158500 | 553500
[5 empty] | 159500553500 | 455 | 159500 | 553500
[5 empty] | 160500553500 | 455 | 160500 | 553500
[5 empty] | 161500553500 | 455 | 161500 | 553500
[5 empty] | 162500553500 | 455 | 162500 | 553500
[5 empty] | 112500552500 | 455 | 112500 | 552500
[5 empty] | 113500552500 | 455 | 113500 | 552500
[5 empty] | 115500552500 | 455 | 115500 | 552500
[5 empty] | 116500552500 | 455 | 116500 | 552500
[5 empty] | 117500552500 | 455 | 117500 | 552500
[5 empty] | 118500552500 | 455 | 118500 | 552500
[5 empty] | 124500552500 | 455 | 124500 | 552500
[5 empty] | 125500552500 | 455 | 125500 | 552500
[5 empty] | 127500552500 | 455 | 127500 | 552500
[5 empty] | 128500552500 | 455 | 128500 | 552500
[5 empty] | 129500552500 | 455 | 129500 | 552500
[5 empty] | 136500552500 | 455 | 136500 | 552500
[5 empty] | 137500552500 | 455 | 137500 | 552500
[5 empty] | 138500552500 | 455 | 138500 | 552500
[5 empty] | 139500552500 | 455 | 139500 | 552500
[5 empty] | 140500552500 | 455 | 140500 | 552500
[5 empty] | 141500552500 | 455 | 141500 | 552500
[5 empty] | 142500552500 | 455 | 142500 | 552500
[5 empty] | 143500552500 | 455 | 143500 | 552500
[5 empty] | 144500552500 | 455 | 144500 | 552500
[5 empty] | 145500552500 | 455 | 145500 | 552500
[5 empty] | 146500552500 | 455 | 146500 | 552500
[5 empty] | 147500552500 | 455 | 147500 | 552500
[5 empty] | 148500552500 | 455 | 148500 | 552500
[5 empty] | 149500552500 | 455 | 149500 | 552500
[5 empty] | 150500552500 | 455 | 150500 | 552500
[5 empty] | 151500552500 | 455 | 151500 | 552500
[5 empty] | 152500552500 | 455 | 152500 | 552500
[5 empty] | 153500552500 | 455 | 153500 | 552500
[5 empty] | 154500552500 | 455 | 154500 | 552500
[5 empty] | 155500552500 | 455 | 155500 | 552500
[5 empty] | 156500552500 | 455 | 156500 | 552500
[5 empty] | 157500552500 | 455 | 157500 | 552500
[5 empty] | 158500552500 | 455 | 158500 | 552500
[5 empty] | 159500552500 | 455 | 159500 | 552500
[5 empty] | 160500552500 | 455 | 160500 | 552500
[5 empty] | 161500552500 | 455 | 161500 | 552500
[5 empty] | 162500552500 | 455 | 162500 | 552500
[5 empty] | 142500551500 | 455 | 142500 | 551500
[5 empty] | 143500551500 | 455 | 143500 | 551500
[5 empty] | 144500551500 | 455 | 144500 | 551500
[5 empty] | 145500551500 | 455 | 145500 | 551500
[5 empty] | 146500551500 | 455 | 146500 | 551500
[5 empty] | 147500551500 | 455 | 147500 | 551500
[5 empty] | 148500551500 | 455 | 148500 | 551500
[5 empty] | 149500551500 | 455 | 149500 | 551500
[5 empty] | 150500551500 | 455 | 150500 | 551500
[5 empty] | 151500551500 | 455 | 151500 | 551500
[5 empty] | 152500551500 | 455 | 152500 | 551500
[5 empty] | 153500551500 | 455 | 153500 | 551500
[5 empty] | 154500551500 | 455 | 154500 | 551500
[5 empty] | 155500551500 | 455 | 155500 | 551500
[5 empty] | 156500551500 | 455 | 156500 | 551500
[5 empty] | 157500551500 | 455 | 157500 | 551500
[5 empty] | 158500551500 | 455 | 158500 | 551500
[5 empty] | 159500551500 | 455 | 159500 | 551500
[5 empty] | 160500551500 | 455 | 160500 | 551500
[5 empty] | 161500551500 | 455 | 161500 | 551500
[5 empty] | 162500551500 | 455 | 162500 | 551500
[5 empty] | 143500550500 | 455 | 143500 | 550500
[5 empty] | 144500550500 | 455 | 144500 | 550500
[5 empty] | 145500550500 | 455 | 145500 | 550500
[5 empty] | 146500550500 | 455 | 146500 | 550500
[5 empty] | 147500550500 | 455 | 147500 | 550500
[5 empty] | 148500550500 | 455 | 148500 | 550500
[5 empty] | 149500550500 | 455 | 149500 | 550500
[5 empty] | 150500550500 | 455 | 150500 | 550500
[5 empty] | 151500550500 | 455 | 151500 | 550500
[5 empty] | 152500550500 | 455 | 152500 | 550500
[5 empty] | 153500550500 | 455 | 153500 | 550500
[5 empty] | 154500550500 | 455 | 154500 | 550500
[5 empty] | 155500550500 | 455 | 155500 | 550500
[5 empty] | 156500550500 | 455 | 156500 | 550500
[5 empty] | 157500550500 | 455 | 157500 | 550500
[5 empty] | 158500550500 | 455 | 158500 | 550500
[5 empty] | 159500550500 | 455 | 159500 | 550500
[5 empty] | 160500550500 | 455 | 160500 | 550500
[5 empty] | 161500550500 | 455 | 161500 | 550500
[5 empty] | 162500550500 | 455 | 162500 | 550500
[5 empty] | 147500549500 | 455 | 147500 | 549500
[5 empty] | 148500549500 | 455 | 148500 | 549500
[5 empty] | 149500549500 | 455 | 149500 | 549500
[5 empty] | 150500549500 | 455 | 150500 | 549500
[5 empty] | 151500549500 | 455 | 151500 | 549500
[5 empty] | 152500549500 | 455 | 152500 | 549500
[5 empty] | 153500549500 | 455 | 153500 | 549500
[5 empty] | 154500549500 | 455 | 154500 | 549500
[5 empty] | 155500549500 | 455 | 155500 | 549500
[5 empty] | 156500549500 | 455 | 156500 | 549500
[5 empty] | 157500549500 | 455 | 157500 | 549500
[5 empty] | 158500549500 | 455 | 158500 | 549500
[5 empty] | 159500549500 | 455 | 159500 | 549500
[5 empty] | 160500549500 | 455 | 160500 | 549500
[5 empty] | 161500549500 | 455 | 161500 | 549500
[5 empty] | 162500549500 | 455 | 162500 | 549500
[5 empty] | 149500548500 | 455 | 149500 | 548500
[5 empty] | 150500548500 | 455 | 150500 | 548500
[5 empty] | 151500548500 | 455 | 151500 | 548500
[5 empty] | 152500548500 | 455 | 152500 | 548500
[5 empty] | 153500548500 | 455 | 153500 | 548500
[5 empty] | 154500548500 | 455 | 154500 | 548500
[5 empty] | 155500548500 | 455 | 155500 | 548500
[5 empty] | 156500548500 | 455 | 156500 | 548500
[5 empty] | 157500548500 | 455 | 157500 | 548500
[5 empty] | 158500548500 | 455 | 158500 | 548500
[5 empty] | 159500548500 | 455 | 159500 | 548500
[5 empty] | 160500548500 | 455 | 160500 | 548500
[5 empty] | 161500548500 | 455 | 161500 | 548500
[5 empty] | 162500548500 | 455 | 162500 | 548500
[5 empty] | 149500547500 | 455 | 149500 | 547500
[5 empty] | 150500547500 | 455 | 150500 | 547500
[5 empty] | 151500547500 | 455 | 151500 | 547500
[5 empty] | 152500547500 | 455 | 152500 | 547500
[5 empty] | 153500547500 | 455 | 153500 | 547500
[5 empty] | 154500547500 | 455 | 154500 | 547500
[5 empty] | 155500547500 | 455 | 155500 | 547500
[5 empty] | 156500547500 | 455 | 156500 | 547500
[5 empty] | 157500547500 | 455 | 157500 | 547500
[5 empty] | 158500547500 | 455 | 158500 | 547500
[5 empty] | 159500547500 | 455 | 159500 | 547500
[5 empty] | 160500547500 | 455 | 160500 | 547500
[5 empty] | 161500547500 | 455 | 161500 | 547500
[5 empty] | 162500547500 | 455 | 162500 | 547500
[5 empty] | 149500546500 | 455 | 149500 | 546500
[5 empty] | 150500546500 | 455 | 150500 | 546500
[5 empty] | 151500546500 | 455 | 151500 | 546500
[5 empty] | 152500546500 | 455 | 152500 | 546500
[5 empty] | 153500546500 | 455 | 153500 | 546500
[5 empty] | 154500546500 | 455 | 154500 | 546500
[5 empty] | 155500546500 | 455 | 155500 | 546500
[5 empty] | 156500546500 | 455 | 156500 | 546500
[5 empty] | 157500546500 | 455 | 157500 | 546500
[5 empty] | 158500546500 | 455 | 158500 | 546500
[5 empty] | 159500546500 | 455 | 159500 | 546500
[5 empty] | 160500546500 | 455 | 160500 | 546500
[5 empty] | 161500546500 | 455 | 161500 | 546500
[5 empty] | 162500546500 | 455 | 162500 | 546500
[5 empty] | 149500545500 | 455 | 149500 | 545500
[5 empty] | 150500545500 | 455 | 150500 | 545500
[5 empty] | 151500545500 | 455 | 151500 | 545500
[5 empty] | 152500545500 | 455 | 152500 | 545500
[5 empty] | 153500545500 | 455 | 153500 | 545500
[5 empty] | 154500545500 | 455 | 154500 | 545500
[5 empty] | 155500545500 | 455 | 155500 | 545500
[5 empty] | 156500545500 | 455 | 156500 | 545500
[5 empty] | 157500545500 | 455 | 157500 | 545500
[5 empty] | 158500545500 | 455 | 158500 | 545500
[5 empty] | 159500545500 | 455 | 159500 | 545500
[5 empty] | 160500545500 | 455 | 160500 | 545500
[5 empty] | 161500545500 | 455 | 161500 | 545500
[5 empty] | 149500544500 | 455 | 149500 | 544500
[5 empty] | 150500544500 | 455 | 150500 | 544500
[5 empty] | 151500544500 | 455 | 151500 | 544500
[5 empty] | 152500544500 | 455 | 152500 | 544500
[5 empty] | 153500544500 | 455 | 153500 | 544500
[5 empty] | 154500544500 | 455 | 154500 | 544500
[5 empty] | 155500544500 | 455 | 155500 | 544500
[5 empty] | 156500544500 | 455 | 156500 | 544500
[5 empty] | 157500544500 | 455 | 157500 | 544500
[5 empty] | 158500544500 | 455 | 158500 | 544500
[5 empty] | 159500544500 | 455 | 159500 | 544500
[5 empty] | 160500544500 | 455 | 160500 | 544500
[5 empty] | 148500543500 | 455 | 148500 | 543500
[5 empty] | 149500543500 | 455 | 149500 | 543500
[5 empty] | 150500543500 | 455 | 150500 | 543500
[5 empty] | 151500543500 | 455 | 151500 | 543500
[5 empty] | 152500543500 | 455 | 152500 | 543500
[5 empty] | 153500543500 | 455 | 153500 | 543500
[5 empty] | 154500543500 | 455 | 154500 | 543500
[5 empty] | 155500543500 | 455 | 155500 | 543500
[5 empty] | 156500543500 | 455 | 156500 | 543500
[5 empty] | 157500543500 | 455 | 157500 | 543500
[5 empty] | 158500543500 | 455 | 158500 | 543500
[5 empty] | 159500543500 | 455 | 159500 | 543500
[5 empty] | 148500542500 | 455 | 148500 | 542500
[5 empty] | 149500542500 | 455 | 149500 | 542500
[5 empty] | 150500542500 | 455 | 150500 | 542500
[5 empty] | 151500542500 | 455 | 151500 | 542500
[5 empty] | 152500542500 | 455 | 152500 | 542500
[5 empty] | 153500542500 | 455 | 153500 | 542500
[5 empty] | 154500542500 | 455 | 154500 | 542500
[5 empty] | 155500542500 | 455 | 155500 | 542500
[5 empty] | 156500542500 | 455 | 156500 | 542500
[5 empty] | 157500542500 | 455 | 157500 | 542500
[5 empty] | 158500542500 | 455 | 158500 | 542500
[5 empty] | 149500541500 | 455 | 149500 | 541500
[5 empty] | 150500541500 | 455 | 150500 | 541500
[5 empty] | 151500541500 | 455 | 151500 | 541500
[5 empty] | 152500541500 | 455 | 152500 | 541500
[5 empty] | 153500541500 | 455 | 153500 | 541500
[5 empty] | 154500541500 | 455 | 154500 | 541500
[5 empty] | 150500540500 | 455 | 150500 | 540500
[5 empty] | 151500540500 | 455 | 151500 | 540500
[5 empty] | 152500540500 | 455 | 152500 | 540500
[5 empty] | 151500539500 | 455 | 151500 | 539500
[5 empty] | 109500570500 | 456 | 109500 | 570500
[5 empty] | 97500569500 | 456 | 97500 | 569500
[5 empty] | 98500569500 | 456 | 98500 | 569500
[5 empty] | 102500569500 | 456 | 102500 | 569500
[5 empty] | 103500569500 | 456 | 103500 | 569500
[5 empty] | 104500569500 | 456 | 104500 | 569500
[5 empty] | 108500569500 | 456 | 108500 | 569500
[5 empty] | 109500569500 | 456 | 109500 | 569500
[5 empty] | 110500569500 | 456 | 110500 | 569500
[5 empty] | 95500568500 | 456 | 95500 | 568500
[5 empty] | 96500568500 | 456 | 96500 | 568500
[5 empty] | 97500568500 | 456 | 97500 | 568500
[5 empty] | 98500568500 | 456 | 98500 | 568500
[5 empty] | 101500568500 | 456 | 101500 | 568500
[5 empty] | 102500568500 | 456 | 102500 | 568500
[5 empty] | 103500568500 | 456 | 103500 | 568500
[5 empty] | 104500568500 | 456 | 104500 | 568500
[5 empty] | 105500568500 | 456 | 105500 | 568500
[5 empty] | 106500568500 | 456 | 106500 | 568500
[5 empty] | 107500568500 | 456 | 107500 | 568500
[5 empty] | 108500568500 | 456 | 108500 | 568500
[5 empty] | 109500568500 | 456 | 109500 | 568500
[5 empty] | 110500568500 | 456 | 110500 | 568500
[5 empty] | 94500567500 | 456 | 94500 | 567500
[5 empty] | 95500567500 | 456 | 95500 | 567500
[5 empty] | 96500567500 | 456 | 96500 | 567500
[5 empty] | 97500567500 | 456 | 97500 | 567500
[5 empty] | 98500567500 | 456 | 98500 | 567500
[5 empty] | 99500567500 | 456 | 99500 | 567500
[5 empty] | 100500567500 | 456 | 100500 | 567500
[5 empty] | 101500567500 | 456 | 101500 | 567500
[5 empty] | 102500567500 | 456 | 102500 | 567500
[5 empty] | 103500567500 | 456 | 103500 | 567500
[5 empty] | 104500567500 | 456 | 104500 | 567500
[5 empty] | 105500567500 | 456 | 105500 | 567500
[5 empty] | 106500567500 | 456 | 106500 | 567500
[5 empty] | 107500567500 | 456 | 107500 | 567500
[5 empty] | 108500567500 | 456 | 108500 | 567500
[5 empty] | 109500567500 | 456 | 109500 | 567500
[5 empty] | 110500567500 | 456 | 110500 | 567500
[5 empty] | 111500567500 | 456 | 111500 | 567500
[5 empty] | 95500566500 | 456 | 95500 | 566500
[5 empty] | 96500566500 | 456 | 96500 | 566500
[5 empty] | 97500566500 | 456 | 97500 | 566500
[5 empty] | 98500566500 | 456 | 98500 | 566500
[5 empty] | 99500566500 | 456 | 99500 | 566500
[5 empty] | 100500566500 | 456 | 100500 | 566500
[5 empty] | 101500566500 | 456 | 101500 | 566500
[5 empty] | 102500566500 | 456 | 102500 | 566500
[5 empty] | 103500566500 | 456 | 103500 | 566500
[5 empty] | 104500566500 | 456 | 104500 | 566500
[5 empty] | 105500566500 | 456 | 105500 | 566500
[5 empty] | 106500566500 | 456 | 106500 | 566500
[5 empty] | 107500566500 | 456 | 107500 | 566500
[5 empty] | 108500566500 | 456 | 108500 | 566500
[5 empty] | 109500566500 | 456 | 109500 | 566500
[5 empty] | 110500566500 | 456 | 110500 | 566500
[5 empty] | 95500565500 | 456 | 95500 | 565500
[5 empty] | 96500565500 | 456 | 96500 | 565500
[5 empty] | 97500565500 | 456 | 97500 | 565500
[5 empty] | 98500565500 | 456 | 98500 | 565500
[5 empty] | 99500565500 | 456 | 99500 | 565500
[5 empty] | 100500565500 | 456 | 100500 | 565500
[5 empty] | 101500565500 | 456 | 101500 | 565500
[5 empty] | 102500565500 | 456 | 102500 | 565500
[5 empty] | 103500565500 | 456 | 103500 | 565500
[5 empty] | 104500565500 | 456 | 104500 | 565500
[5 empty] | 105500565500 | 456 | 105500 | 565500
[5 empty] | 106500565500 | 456 | 106500 | 565500
[5 empty] | 107500565500 | 456 | 107500 | 565500
[5 empty] | 108500565500 | 456 | 108500 | 565500
[5 empty] | 109500565500 | 456 | 109500 | 565500
[5 empty] | 110500565500 | 456 | 110500 | 565500
[5 empty] | 94500564500 | 456 | 94500 | 564500
[5 empty] | 95500564500 | 456 | 95500 | 564500
[5 empty] | 96500564500 | 456 | 96500 | 564500
[5 empty] | 97500564500 | 456 | 97500 | 564500
[5 empty] | 98500564500 | 456 | 98500 | 564500
[5 empty] | 99500564500 | 456 | 99500 | 564500
[5 empty] | 100500564500 | 456 | 100500 | 564500
[5 empty] | 101500564500 | 456 | 101500 | 564500
[5 empty] | 102500564500 | 456 | 102500 | 564500
[5 empty] | 103500564500 | 456 | 103500 | 564500
[5 empty] | 104500564500 | 456 | 104500 | 564500
[5 empty] | 105500564500 | 456 | 105500 | 564500
[5 empty] | 106500564500 | 456 | 106500 | 564500
[5 empty] | 107500564500 | 456 | 107500 | 564500
[5 empty] | 108500564500 | 456 | 108500 | 564500
[5 empty] | 109500564500 | 456 | 109500 | 564500
[5 empty] | 110500564500 | 456 | 110500 | 564500
[5 empty] | 111500564500 | 456 | 111500 | 564500
[5 empty] | 94500563500 | 456 | 94500 | 563500
[5 empty] | 95500563500 | 456 | 95500 | 563500
[5 empty] | 96500563500 | 456 | 96500 | 563500
[5 empty] | 97500563500 | 456 | 97500 | 563500
[5 empty] | 98500563500 | 456 | 98500 | 563500
[5 empty] | 99500563500 | 456 | 99500 | 563500
[5 empty] | 100500563500 | 456 | 100500 | 563500
[5 empty] | 101500563500 | 456 | 101500 | 563500
[5 empty] | 102500563500 | 456 | 102500 | 563500
[5 empty] | 103500563500 | 456 | 103500 | 563500
[5 empty] | 104500563500 | 456 | 104500 | 563500
[5 empty] | 105500563500 | 456 | 105500 | 563500
[5 empty] | 106500563500 | 456 | 106500 | 563500
[5 empty] | 107500563500 | 456 | 107500 | 563500
[5 empty] | 108500563500 | 456 | 108500 | 563500
[5 empty] | 109500563500 | 456 | 109500 | 563500
[5 empty] | 110500563500 | 456 | 110500 | 563500
[5 empty] | 111500563500 | 456 | 111500 | 563500
[5 empty] | 93500562500 | 456 | 93500 | 562500
[5 empty] | 94500562500 | 456 | 94500 | 562500
[5 empty] | 95500562500 | 456 | 95500 | 562500
[5 empty] | 96500562500 | 456 | 96500 | 562500
[5 empty] | 97500562500 | 456 | 97500 | 562500
[5 empty] | 98500562500 | 456 | 98500 | 562500
[5 empty] | 99500562500 | 456 | 99500 | 562500
[5 empty] | 100500562500 | 456 | 100500 | 562500
[5 empty] | 101500562500 | 456 | 101500 | 562500
[5 empty] | 102500562500 | 456 | 102500 | 562500
[5 empty] | 103500562500 | 456 | 103500 | 562500
[5 empty] | 104500562500 | 456 | 104500 | 562500
[5 empty] | 105500562500 | 456 | 105500 | 562500
[5 empty] | 106500562500 | 456 | 106500 | 562500
[5 empty] | 107500562500 | 456 | 107500 | 562500
[5 empty] | 108500562500 | 456 | 108500 | 562500
[5 empty] | 109500562500 | 456 | 109500 | 562500
[5 empty] | 110500562500 | 456 | 110500 | 562500
[5 empty] | 111500562500 | 456 | 111500 | 562500
[5 empty] | 86500561500 | 456 | 86500 | 561500
[5 empty] | 87500561500 | 456 | 87500 | 561500
[5 empty] | 88500561500 | 456 | 88500 | 561500
[5 empty] | 92500561500 | 456 | 92500 | 561500
[5 empty] | 93500561500 | 456 | 93500 | 561500
[5 empty] | 94500561500 | 456 | 94500 | 561500
[5 empty] | 95500561500 | 456 | 95500 | 561500
[5 empty] | 96500561500 | 456 | 96500 | 561500
[5 empty] | 97500561500 | 456 | 97500 | 561500
[5 empty] | 98500561500 | 456 | 98500 | 561500
[5 empty] | 99500561500 | 456 | 99500 | 561500
[5 empty] | 100500561500 | 456 | 100500 | 561500
[5 empty] | 101500561500 | 456 | 101500 | 561500
[5 empty] | 102500561500 | 456 | 102500 | 561500
[5 empty] | 103500561500 | 456 | 103500 | 561500
[5 empty] | 104500561500 | 456 | 104500 | 561500
[5 empty] | 105500561500 | 456 | 105500 | 561500
[5 empty] | 106500561500 | 456 | 106500 | 561500
[5 empty] | 107500561500 | 456 | 107500 | 561500
[5 empty] | 108500561500 | 456 | 108500 | 561500
[5 empty] | 109500561500 | 456 | 109500 | 561500
[5 empty] | 110500561500 | 456 | 110500 | 561500
[5 empty] | 111500561500 | 456 | 111500 | 561500
[5 empty] | 112500561500 | 456 | 112500 | 561500
[5 empty] | 86500560500 | 456 | 86500 | 560500
[5 empty] | 87500560500 | 456 | 87500 | 560500
[5 empty] | 88500560500 | 456 | 88500 | 560500
[5 empty] | 89500560500 | 456 | 89500 | 560500
[5 empty] | 90500560500 | 456 | 90500 | 560500
[5 empty] | 91500560500 | 456 | 91500 | 560500
[5 empty] | 92500560500 | 456 | 92500 | 560500
[5 empty] | 93500560500 | 456 | 93500 | 560500
[5 empty] | 94500560500 | 456 | 94500 | 560500
[5 empty] | 95500560500 | 456 | 95500 | 560500
[5 empty] | 96500560500 | 456 | 96500 | 560500
[5 empty] | 97500560500 | 456 | 97500 | 560500
[5 empty] | 98500560500 | 456 | 98500 | 560500
[5 empty] | 99500560500 | 456 | 99500 | 560500
[5 empty] | 100500560500 | 456 | 100500 | 560500
[5 empty] | 101500560500 | 456 | 101500 | 560500
[5 empty] | 102500560500 | 456 | 102500 | 560500
[5 empty] | 103500560500 | 456 | 103500 | 560500
[5 empty] | 104500560500 | 456 | 104500 | 560500
[5 empty] | 105500560500 | 456 | 105500 | 560500
[5 empty] | 106500560500 | 456 | 106500 | 560500
[5 empty] | 107500560500 | 456 | 107500 | 560500
[5 empty] | 108500560500 | 456 | 108500 | 560500
[5 empty] | 109500560500 | 456 | 109500 | 560500
[5 empty] | 110500560500 | 456 | 110500 | 560500
[5 empty] | 111500560500 | 456 | 111500 | 560500
[5 empty] | 112500560500 | 456 | 112500 | 560500
[5 empty] | 86500559500 | 456 | 86500 | 559500
[5 empty] | 87500559500 | 456 | 87500 | 559500
[5 empty] | 88500559500 | 456 | 88500 | 559500
[5 empty] | 89500559500 | 456 | 89500 | 559500
[5 empty] | 90500559500 | 456 | 90500 | 559500
[5 empty] | 91500559500 | 456 | 91500 | 559500
[5 empty] | 92500559500 | 456 | 92500 | 559500
[5 empty] | 93500559500 | 456 | 93500 | 559500
[5 empty] | 94500559500 | 456 | 94500 | 559500
[5 empty] | 95500559500 | 456 | 95500 | 559500
[5 empty] | 96500559500 | 456 | 96500 | 559500
[5 empty] | 97500559500 | 456 | 97500 | 559500
[5 empty] | 98500559500 | 456 | 98500 | 559500
[5 empty] | 99500559500 | 456 | 99500 | 559500
[5 empty] | 100500559500 | 456 | 100500 | 559500
[5 empty] | 101500559500 | 456 | 101500 | 559500
[5 empty] | 102500559500 | 456 | 102500 | 559500
[5 empty] | 103500559500 | 456 | 103500 | 559500
[5 empty] | 104500559500 | 456 | 104500 | 559500
[5 empty] | 105500559500 | 456 | 105500 | 559500
[5 empty] | 106500559500 | 456 | 106500 | 559500
[5 empty] | 107500559500 | 456 | 107500 | 559500
[5 empty] | 108500559500 | 456 | 108500 | 559500
[5 empty] | 109500559500 | 456 | 109500 | 559500
[5 empty] | 110500559500 | 456 | 110500 | 559500
[5 empty] | 111500559500 | 456 | 111500 | 559500
[5 empty] | 112500559500 | 456 | 112500 | 559500
[5 empty] | 85500558500 | 456 | 85500 | 558500
[5 empty] | 86500558500 | 456 | 86500 | 558500
[5 empty] | 87500558500 | 456 | 87500 | 558500
[5 empty] | 88500558500 | 456 | 88500 | 558500
[5 empty] | 89500558500 | 456 | 89500 | 558500
[5 empty] | 90500558500 | 456 | 90500 | 558500
[5 empty] | 91500558500 | 456 | 91500 | 558500
[5 empty] | 92500558500 | 456 | 92500 | 558500
[5 empty] | 93500558500 | 456 | 93500 | 558500
[5 empty] | 94500558500 | 456 | 94500 | 558500
[5 empty] | 95500558500 | 456 | 95500 | 558500
[5 empty] | 96500558500 | 456 | 96500 | 558500
[5 empty] | 97500558500 | 456 | 97500 | 558500
[5 empty] | 98500558500 | 456 | 98500 | 558500
[5 empty] | 99500558500 | 456 | 99500 | 558500
[5 empty] | 100500558500 | 456 | 100500 | 558500
[5 empty] | 101500558500 | 456 | 101500 | 558500
[5 empty] | 102500558500 | 456 | 102500 | 558500
[5 empty] | 103500558500 | 456 | 103500 | 558500
[5 empty] | 104500558500 | 456 | 104500 | 558500
[5 empty] | 105500558500 | 456 | 105500 | 558500
[5 empty] | 106500558500 | 456 | 106500 | 558500
[5 empty] | 107500558500 | 456 | 107500 | 558500
[5 empty] | 108500558500 | 456 | 108500 | 558500
[5 empty] | 109500558500 | 456 | 109500 | 558500
[5 empty] | 110500558500 | 456 | 110500 | 558500
[5 empty] | 111500558500 | 456 | 111500 | 558500
[5 empty] | 112500558500 | 456 | 112500 | 558500
[5 empty] | 84500557500 | 456 | 84500 | 557500
[5 empty] | 85500557500 | 456 | 85500 | 557500
[5 empty] | 86500557500 | 456 | 86500 | 557500
[5 empty] | 87500557500 | 456 | 87500 | 557500
[5 empty] | 88500557500 | 456 | 88500 | 557500
[5 empty] | 89500557500 | 456 | 89500 | 557500
[5 empty] | 90500557500 | 456 | 90500 | 557500
[5 empty] | 91500557500 | 456 | 91500 | 557500
[5 empty] | 92500557500 | 456 | 92500 | 557500
[5 empty] | 93500557500 | 456 | 93500 | 557500
[5 empty] | 94500557500 | 456 | 94500 | 557500
[5 empty] | 95500557500 | 456 | 95500 | 557500
[5 empty] | 96500557500 | 456 | 96500 | 557500
[5 empty] | 97500557500 | 456 | 97500 | 557500
[5 empty] | 98500557500 | 456 | 98500 | 557500
[5 empty] | 99500557500 | 456 | 99500 | 557500
[5 empty] | 100500557500 | 456 | 100500 | 557500
[5 empty] | 101500557500 | 456 | 101500 | 557500
[5 empty] | 102500557500 | 456 | 102500 | 557500
[5 empty] | 103500557500 | 456 | 103500 | 557500
[5 empty] | 104500557500 | 456 | 104500 | 557500
[5 empty] | 105500557500 | 456 | 105500 | 557500
[5 empty] | 106500557500 | 456 | 106500 | 557500
[5 empty] | 107500557500 | 456 | 107500 | 557500
[5 empty] | 108500557500 | 456 | 108500 | 557500
[5 empty] | 109500557500 | 456 | 109500 | 557500
[5 empty] | 110500557500 | 456 | 110500 | 557500
[5 empty] | 111500557500 | 456 | 111500 | 557500
[5 empty] | 112500557500 | 456 | 112500 | 557500
[5 empty] | 84500556500 | 456 | 84500 | 556500
[5 empty] | 85500556500 | 456 | 85500 | 556500
[5 empty] | 86500556500 | 456 | 86500 | 556500
[5 empty] | 87500556500 | 456 | 87500 | 556500
[5 empty] | 88500556500 | 456 | 88500 | 556500
[5 empty] | 89500556500 | 456 | 89500 | 556500
[5 empty] | 90500556500 | 456 | 90500 | 556500
[5 empty] | 91500556500 | 456 | 91500 | 556500
[5 empty] | 92500556500 | 456 | 92500 | 556500
[5 empty] | 93500556500 | 456 | 93500 | 556500
[5 empty] | 94500556500 | 456 | 94500 | 556500
[5 empty] | 95500556500 | 456 | 95500 | 556500
[5 empty] | 96500556500 | 456 | 96500 | 556500
[5 empty] | 97500556500 | 456 | 97500 | 556500
[5 empty] | 98500556500 | 456 | 98500 | 556500
[5 empty] | 99500556500 | 456 | 99500 | 556500
[5 empty] | 100500556500 | 456 | 100500 | 556500
[5 empty] | 101500556500 | 456 | 101500 | 556500
[5 empty] | 102500556500 | 456 | 102500 | 556500
[5 empty] | 103500556500 | 456 | 103500 | 556500
[5 empty] | 104500556500 | 456 | 104500 | 556500
[5 empty] | 105500556500 | 456 | 105500 | 556500
[5 empty] | 106500556500 | 456 | 106500 | 556500
[5 empty] | 107500556500 | 456 | 107500 | 556500
[5 empty] | 108500556500 | 456 | 108500 | 556500
[5 empty] | 109500556500 | 456 | 109500 | 556500
[5 empty] | 110500556500 | 456 | 110500 | 556500
[5 empty] | 111500556500 | 456 | 111500 | 556500
[5 empty] | 112500556500 | 456 | 112500 | 556500
[5 empty] | 113500556500 | 456 | 113500 | 556500
[5 empty] | 84500555500 | 456 | 84500 | 555500
[5 empty] | 85500555500 | 456 | 85500 | 555500
[5 empty] | 86500555500 | 456 | 86500 | 555500
[5 empty] | 87500555500 | 456 | 87500 | 555500
[5 empty] | 88500555500 | 456 | 88500 | 555500
[5 empty] | 89500555500 | 456 | 89500 | 555500
[5 empty] | 90500555500 | 456 | 90500 | 555500
[5 empty] | 91500555500 | 456 | 91500 | 555500
[5 empty] | 92500555500 | 456 | 92500 | 555500
[5 empty] | 93500555500 | 456 | 93500 | 555500
[5 empty] | 94500555500 | 456 | 94500 | 555500
[5 empty] | 95500555500 | 456 | 95500 | 555500
[5 empty] | 96500555500 | 456 | 96500 | 555500
[5 empty] | 97500555500 | 456 | 97500 | 555500
[5 empty] | 98500555500 | 456 | 98500 | 555500
[5 empty] | 99500555500 | 456 | 99500 | 555500
[5 empty] | 100500555500 | 456 | 100500 | 555500
[5 empty] | 101500555500 | 456 | 101500 | 555500
[5 empty] | 102500555500 | 456 | 102500 | 555500
[5 empty] | 103500555500 | 456 | 103500 | 555500
[5 empty] | 104500555500 | 456 | 104500 | 555500
[5 empty] | 105500555500 | 456 | 105500 | 555500
[5 empty] | 106500555500 | 456 | 106500 | 555500
[5 empty] | 107500555500 | 456 | 107500 | 555500
[5 empty] | 108500555500 | 456 | 108500 | 555500
[5 empty] | 109500555500 | 456 | 109500 | 555500
[5 empty] | 110500555500 | 456 | 110500 | 555500
[5 empty] | 111500555500 | 456 | 111500 | 555500
[5 empty] | 112500555500 | 456 | 112500 | 555500
[5 empty] | 85500554500 | 456 | 85500 | 554500
[5 empty] | 86500554500 | 456 | 86500 | 554500
[5 empty] | 87500554500 | 456 | 87500 | 554500
[5 empty] | 88500554500 | 456 | 88500 | 554500
[5 empty] | 89500554500 | 456 | 89500 | 554500
[5 empty] | 90500554500 | 456 | 90500 | 554500
[5 empty] | 91500554500 | 456 | 91500 | 554500
[5 empty] | 92500554500 | 456 | 92500 | 554500
[5 empty] | 93500554500 | 456 | 93500 | 554500
[5 empty] | 94500554500 | 456 | 94500 | 554500
[5 empty] | 95500554500 | 456 | 95500 | 554500
[5 empty] | 96500554500 | 456 | 96500 | 554500
[5 empty] | 97500554500 | 456 | 97500 | 554500
[5 empty] | 98500554500 | 456 | 98500 | 554500
[5 empty] | 99500554500 | 456 | 99500 | 554500
[5 empty] | 100500554500 | 456 | 100500 | 554500
[5 empty] | 101500554500 | 456 | 101500 | 554500
[5 empty] | 102500554500 | 456 | 102500 | 554500
[5 empty] | 103500554500 | 456 | 103500 | 554500
[5 empty] | 104500554500 | 456 | 104500 | 554500
[5 empty] | 105500554500 | 456 | 105500 | 554500
[5 empty] | 106500554500 | 456 | 106500 | 554500
[5 empty] | 107500554500 | 456 | 107500 | 554500
[5 empty] | 108500554500 | 456 | 108500 | 554500
[5 empty] | 109500554500 | 456 | 109500 | 554500
[5 empty] | 110500554500 | 456 | 110500 | 554500
[5 empty] | 111500554500 | 456 | 111500 | 554500
[5 empty] | 84500553500 | 456 | 84500 | 553500
[5 empty] | 85500553500 | 456 | 85500 | 553500
[5 empty] | 86500553500 | 456 | 86500 | 553500
[5 empty] | 87500553500 | 456 | 87500 | 553500
[5 empty] | 88500553500 | 456 | 88500 | 553500
[5 empty] | 89500553500 | 456 | 89500 | 553500
[5 empty] | 90500553500 | 456 | 90500 | 553500
[5 empty] | 91500553500 | 456 | 91500 | 553500
[5 empty] | 92500553500 | 456 | 92500 | 553500
[5 empty] | 93500553500 | 456 | 93500 | 553500
[5 empty] | 94500553500 | 456 | 94500 | 553500
[5 empty] | 95500553500 | 456 | 95500 | 553500
[5 empty] | 96500553500 | 456 | 96500 | 553500
[5 empty] | 97500553500 | 456 | 97500 | 553500
[5 empty] | 98500553500 | 456 | 98500 | 553500
[5 empty] | 99500553500 | 456 | 99500 | 553500
[5 empty] | 100500553500 | 456 | 100500 | 553500
[5 empty] | 101500553500 | 456 | 101500 | 553500
[5 empty] | 102500553500 | 456 | 102500 | 553500
[5 empty] | 103500553500 | 456 | 103500 | 553500
[5 empty] | 104500553500 | 456 | 104500 | 553500
[5 empty] | 105500553500 | 456 | 105500 | 553500
[5 empty] | 106500553500 | 456 | 106500 | 553500
[5 empty] | 107500553500 | 456 | 107500 | 553500
[5 empty] | 108500553500 | 456 | 108500 | 553500
[5 empty] | 109500553500 | 456 | 109500 | 553500
[5 empty] | 110500553500 | 456 | 110500 | 553500
[5 empty] | 111500553500 | 456 | 111500 | 553500
[5 empty] | 83500552500 | 456 | 83500 | 552500
[5 empty] | 84500552500 | 456 | 84500 | 552500
[5 empty] | 85500552500 | 456 | 85500 | 552500
[5 empty] | 86500552500 | 456 | 86500 | 552500
[5 empty] | 87500552500 | 456 | 87500 | 552500
[5 empty] | 88500552500 | 456 | 88500 | 552500
[5 empty] | 89500552500 | 456 | 89500 | 552500
[5 empty] | 90500552500 | 456 | 90500 | 552500
[5 empty] | 91500552500 | 456 | 91500 | 552500
[5 empty] | 92500552500 | 456 | 92500 | 552500
[5 empty] | 93500552500 | 456 | 93500 | 552500
[5 empty] | 94500552500 | 456 | 94500 | 552500
[5 empty] | 95500552500 | 456 | 95500 | 552500
[5 empty] | 96500552500 | 456 | 96500 | 552500
[5 empty] | 97500552500 | 456 | 97500 | 552500
[5 empty] | 98500552500 | 456 | 98500 | 552500
[5 empty] | 99500552500 | 456 | 99500 | 552500
[5 empty] | 100500552500 | 456 | 100500 | 552500
[5 empty] | 101500552500 | 456 | 101500 | 552500
[5 empty] | 102500552500 | 456 | 102500 | 552500
[5 empty] | 103500552500 | 456 | 103500 | 552500
[5 empty] | 104500552500 | 456 | 104500 | 552500
[5 empty] | 105500552500 | 456 | 105500 | 552500
[5 empty] | 106500552500 | 456 | 106500 | 552500
[5 empty] | 107500552500 | 456 | 107500 | 552500
[5 empty] | 108500552500 | 456 | 108500 | 552500
[5 empty] | 109500552500 | 456 | 109500 | 552500
[5 empty] | 110500552500 | 456 | 110500 | 552500
[5 empty] | 111500552500 | 456 | 111500 | 552500
[5 empty] | 82500551500 | 456 | 82500 | 551500
[5 empty] | 83500551500 | 456 | 83500 | 551500
[5 empty] | 84500551500 | 456 | 84500 | 551500
[5 empty] | 85500551500 | 456 | 85500 | 551500
[5 empty] | 86500551500 | 456 | 86500 | 551500
[5 empty] | 87500551500 | 456 | 87500 | 551500
[5 empty] | 88500551500 | 456 | 88500 | 551500
[5 empty] | 89500551500 | 456 | 89500 | 551500
[5 empty] | 90500551500 | 456 | 90500 | 551500
[5 empty] | 91500551500 | 456 | 91500 | 551500
[5 empty] | 92500551500 | 456 | 92500 | 551500
[5 empty] | 93500551500 | 456 | 93500 | 551500
[5 empty] | 94500551500 | 456 | 94500 | 551500
[5 empty] | 95500551500 | 456 | 95500 | 551500
[5 empty] | 96500551500 | 456 | 96500 | 551500
[5 empty] | 97500551500 | 456 | 97500 | 551500
[5 empty] | 98500551500 | 456 | 98500 | 551500
[5 empty] | 99500551500 | 456 | 99500 | 551500
[5 empty] | 100500551500 | 456 | 100500 | 551500
[5 empty] | 101500551500 | 456 | 101500 | 551500
[5 empty] | 102500551500 | 456 | 102500 | 551500
[5 empty] | 103500551500 | 456 | 103500 | 551500
[5 empty] | 104500551500 | 456 | 104500 | 551500
[5 empty] | 105500551500 | 456 | 105500 | 551500
[5 empty] | 106500551500 | 456 | 106500 | 551500
[5 empty] | 107500551500 | 456 | 107500 | 551500
[5 empty] | 108500551500 | 456 | 108500 | 551500
[5 empty] | 109500551500 | 456 | 109500 | 551500
[5 empty] | 110500551500 | 456 | 110500 | 551500
[5 empty] | 111500551500 | 456 | 111500 | 551500
[5 empty] | 81500550500 | 456 | 81500 | 550500
[5 empty] | 82500550500 | 456 | 82500 | 550500
[5 empty] | 83500550500 | 456 | 83500 | 550500
[5 empty] | 84500550500 | 456 | 84500 | 550500
[5 empty] | 85500550500 | 456 | 85500 | 550500
[5 empty] | 86500550500 | 456 | 86500 | 550500
[5 empty] | 87500550500 | 456 | 87500 | 550500
[5 empty] | 88500550500 | 456 | 88500 | 550500
[5 empty] | 89500550500 | 456 | 89500 | 550500
[5 empty] | 90500550500 | 456 | 90500 | 550500
[5 empty] | 91500550500 | 456 | 91500 | 550500
[5 empty] | 92500550500 | 456 | 92500 | 550500
[5 empty] | 93500550500 | 456 | 93500 | 550500
[5 empty] | 94500550500 | 456 | 94500 | 550500
[5 empty] | 95500550500 | 456 | 95500 | 550500
[5 empty] | 96500550500 | 456 | 96500 | 550500
[5 empty] | 97500550500 | 456 | 97500 | 550500
[5 empty] | 98500550500 | 456 | 98500 | 550500
[5 empty] | 99500550500 | 456 | 99500 | 550500
[5 empty] | 100500550500 | 456 | 100500 | 550500
[5 empty] | 101500550500 | 456 | 101500 | 550500
[5 empty] | 102500550500 | 456 | 102500 | 550500
[5 empty] | 103500550500 | 456 | 103500 | 550500
[5 empty] | 104500550500 | 456 | 104500 | 550500
[5 empty] | 105500550500 | 456 | 105500 | 550500
[5 empty] | 106500550500 | 456 | 106500 | 550500
[5 empty] | 107500550500 | 456 | 107500 | 550500
[5 empty] | 108500550500 | 456 | 108500 | 550500
[5 empty] | 109500550500 | 456 | 109500 | 550500
[5 empty] | 110500550500 | 456 | 110500 | 550500
[5 empty] | 111500550500 | 456 | 111500 | 550500
[5 empty] | 112500550500 | 456 | 112500 | 550500
[5 empty] | 78500549500 | 456 | 78500 | 549500
[5 empty] | 79500549500 | 456 | 79500 | 549500
[5 empty] | 80500549500 | 456 | 80500 | 549500
[5 empty] | 81500549500 | 456 | 81500 | 549500
[5 empty] | 82500549500 | 456 | 82500 | 549500
[5 empty] | 83500549500 | 456 | 83500 | 549500
[5 empty] | 84500549500 | 456 | 84500 | 549500
[5 empty] | 85500549500 | 456 | 85500 | 549500
[5 empty] | 86500549500 | 456 | 86500 | 549500
[5 empty] | 87500549500 | 456 | 87500 | 549500
[5 empty] | 88500549500 | 456 | 88500 | 549500
[5 empty] | 89500549500 | 456 | 89500 | 549500
[5 empty] | 90500549500 | 456 | 90500 | 549500
[5 empty] | 91500549500 | 456 | 91500 | 549500
[5 empty] | 92500549500 | 456 | 92500 | 549500
[5 empty] | 93500549500 | 456 | 93500 | 549500
[5 empty] | 94500549500 | 456 | 94500 | 549500
[5 empty] | 95500549500 | 456 | 95500 | 549500
[5 empty] | 96500549500 | 456 | 96500 | 549500
[5 empty] | 97500549500 | 456 | 97500 | 549500
[5 empty] | 98500549500 | 456 | 98500 | 549500
[5 empty] | 99500549500 | 456 | 99500 | 549500
[5 empty] | 100500549500 | 456 | 100500 | 549500
[5 empty] | 101500549500 | 456 | 101500 | 549500
[5 empty] | 102500549500 | 456 | 102500 | 549500
[5 empty] | 103500549500 | 456 | 103500 | 549500
[5 empty] | 104500549500 | 456 | 104500 | 549500
[5 empty] | 105500549500 | 456 | 105500 | 549500
[5 empty] | 106500549500 | 456 | 106500 | 549500
[5 empty] | 107500549500 | 456 | 107500 | 549500
[5 empty] | 108500549500 | 456 | 108500 | 549500
[5 empty] | 109500549500 | 456 | 109500 | 549500
[5 empty] | 110500549500 | 456 | 110500 | 549500
[5 empty] | 111500549500 | 456 | 111500 | 549500
[5 empty] | 112500549500 | 456 | 112500 | 549500
[5 empty] | 78500548500 | 456 | 78500 | 548500
[5 empty] | 79500548500 | 456 | 79500 | 548500
[5 empty] | 80500548500 | 456 | 80500 | 548500
[5 empty] | 81500548500 | 456 | 81500 | 548500
[5 empty] | 82500548500 | 456 | 82500 | 548500
[5 empty] | 83500548500 | 456 | 83500 | 548500
[5 empty] | 84500548500 | 456 | 84500 | 548500
[5 empty] | 85500548500 | 456 | 85500 | 548500
[5 empty] | 86500548500 | 456 | 86500 | 548500
[5 empty] | 87500548500 | 456 | 87500 | 548500
[5 empty] | 88500548500 | 456 | 88500 | 548500
[5 empty] | 89500548500 | 456 | 89500 | 548500
[5 empty] | 90500548500 | 456 | 90500 | 548500
[5 empty] | 91500548500 | 456 | 91500 | 548500
[5 empty] | 92500548500 | 456 | 92500 | 548500
[5 empty] | 93500548500 | 456 | 93500 | 548500
[5 empty] | 94500548500 | 456 | 94500 | 548500
[5 empty] | 95500548500 | 456 | 95500 | 548500
[5 empty] | 96500548500 | 456 | 96500 | 548500
[5 empty] | 97500548500 | 456 | 97500 | 548500
[5 empty] | 98500548500 | 456 | 98500 | 548500
[5 empty] | 99500548500 | 456 | 99500 | 548500
[5 empty] | 100500548500 | 456 | 100500 | 548500
[5 empty] | 101500548500 | 456 | 101500 | 548500
[5 empty] | 102500548500 | 456 | 102500 | 548500
[5 empty] | 103500548500 | 456 | 103500 | 548500
[5 empty] | 104500548500 | 456 | 104500 | 548500
[5 empty] | 105500548500 | 456 | 105500 | 548500
[5 empty] | 106500548500 | 456 | 106500 | 548500
[5 empty] | 107500548500 | 456 | 107500 | 548500
[5 empty] | 108500548500 | 456 | 108500 | 548500
[5 empty] | 109500548500 | 456 | 109500 | 548500
[5 empty] | 110500548500 | 456 | 110500 | 548500
[5 empty] | 111500548500 | 456 | 111500 | 548500
[5 empty] | 78500547500 | 456 | 78500 | 547500
[5 empty] | 79500547500 | 456 | 79500 | 547500
[5 empty] | 80500547500 | 456 | 80500 | 547500
[5 empty] | 81500547500 | 456 | 81500 | 547500
[5 empty] | 82500547500 | 456 | 82500 | 547500
[5 empty] | 83500547500 | 456 | 83500 | 547500
[5 empty] | 84500547500 | 456 | 84500 | 547500
[5 empty] | 85500547500 | 456 | 85500 | 547500
[5 empty] | 86500547500 | 456 | 86500 | 547500
[5 empty] | 87500547500 | 456 | 87500 | 547500
[5 empty] | 88500547500 | 456 | 88500 | 547500
[5 empty] | 89500547500 | 456 | 89500 | 547500
[5 empty] | 90500547500 | 456 | 90500 | 547500
[5 empty] | 91500547500 | 456 | 91500 | 547500
[5 empty] | 92500547500 | 456 | 92500 | 547500
[5 empty] | 93500547500 | 456 | 93500 | 547500
[5 empty] | 94500547500 | 456 | 94500 | 547500
[5 empty] | 95500547500 | 456 | 95500 | 547500
[5 empty] | 96500547500 | 456 | 96500 | 547500
[5 empty] | 97500547500 | 456 | 97500 | 547500
[5 empty] | 98500547500 | 456 | 98500 | 547500
[5 empty] | 99500547500 | 456 | 99500 | 547500
[5 empty] | 100500547500 | 456 | 100500 | 547500
[5 empty] | 101500547500 | 456 | 101500 | 547500
[5 empty] | 102500547500 | 456 | 102500 | 547500
[5 empty] | 103500547500 | 456 | 103500 | 547500
[5 empty] | 104500547500 | 456 | 104500 | 547500
[5 empty] | 105500547500 | 456 | 105500 | 547500
[5 empty] | 106500547500 | 456 | 106500 | 547500
[5 empty] | 107500547500 | 456 | 107500 | 547500
[5 empty] | 108500547500 | 456 | 108500 | 547500
[5 empty] | 109500547500 | 456 | 109500 | 547500
[5 empty] | 110500547500 | 456 | 110500 | 547500
[5 empty] | 111500547500 | 456 | 111500 | 547500
[5 empty] | 78500546500 | 456 | 78500 | 546500
[5 empty] | 79500546500 | 456 | 79500 | 546500
[5 empty] | 80500546500 | 456 | 80500 | 546500
[5 empty] | 81500546500 | 456 | 81500 | 546500
[5 empty] | 82500546500 | 456 | 82500 | 546500
[5 empty] | 83500546500 | 456 | 83500 | 546500
[5 empty] | 84500546500 | 456 | 84500 | 546500
[5 empty] | 85500546500 | 456 | 85500 | 546500
[5 empty] | 86500546500 | 456 | 86500 | 546500
[5 empty] | 87500546500 | 456 | 87500 | 546500
[5 empty] | 88500546500 | 456 | 88500 | 546500
[5 empty] | 89500546500 | 456 | 89500 | 546500
[5 empty] | 90500546500 | 456 | 90500 | 546500
[5 empty] | 91500546500 | 456 | 91500 | 546500
[5 empty] | 92500546500 | 456 | 92500 | 546500
[5 empty] | 93500546500 | 456 | 93500 | 546500
[5 empty] | 94500546500 | 456 | 94500 | 546500
[5 empty] | 95500546500 | 456 | 95500 | 546500
[5 empty] | 96500546500 | 456 | 96500 | 546500
[5 empty] | 97500546500 | 456 | 97500 | 546500
[5 empty] | 98500546500 | 456 | 98500 | 546500
[5 empty] | 99500546500 | 456 | 99500 | 546500
[5 empty] | 100500546500 | 456 | 100500 | 546500
[5 empty] | 101500546500 | 456 | 101500 | 546500
[5 empty] | 102500546500 | 456 | 102500 | 546500
[5 empty] | 103500546500 | 456 | 103500 | 546500
[5 empty] | 104500546500 | 456 | 104500 | 546500
[5 empty] | 105500546500 | 456 | 105500 | 546500
[5 empty] | 106500546500 | 456 | 106500 | 546500
[5 empty] | 107500546500 | 456 | 107500 | 546500
[5 empty] | 108500546500 | 456 | 108500 | 546500
[5 empty] | 109500546500 | 456 | 109500 | 546500
[5 empty] | 110500546500 | 456 | 110500 | 546500
[5 empty] | 78500545500 | 456 | 78500 | 545500
[5 empty] | 79500545500 | 456 | 79500 | 545500
[5 empty] | 80500545500 | 456 | 80500 | 545500
[5 empty] | 81500545500 | 456 | 81500 | 545500
[5 empty] | 82500545500 | 456 | 82500 | 545500
[5 empty] | 83500545500 | 456 | 83500 | 545500
[5 empty] | 84500545500 | 456 | 84500 | 545500
[5 empty] | 85500545500 | 456 | 85500 | 545500
[5 empty] | 86500545500 | 456 | 86500 | 545500
[5 empty] | 87500545500 | 456 | 87500 | 545500
[5 empty] | 88500545500 | 456 | 88500 | 545500
[5 empty] | 89500545500 | 456 | 89500 | 545500
[5 empty] | 90500545500 | 456 | 90500 | 545500
[5 empty] | 91500545500 | 456 | 91500 | 545500
[5 empty] | 92500545500 | 456 | 92500 | 545500
[5 empty] | 93500545500 | 456 | 93500 | 545500
[5 empty] | 94500545500 | 456 | 94500 | 545500
[5 empty] | 95500545500 | 456 | 95500 | 545500
[5 empty] | 96500545500 | 456 | 96500 | 545500
[5 empty] | 97500545500 | 456 | 97500 | 545500
[5 empty] | 98500545500 | 456 | 98500 | 545500
[5 empty] | 99500545500 | 456 | 99500 | 545500
[5 empty] | 100500545500 | 456 | 100500 | 545500
[5 empty] | 101500545500 | 456 | 101500 | 545500
[5 empty] | 102500545500 | 456 | 102500 | 545500
[5 empty] | 103500545500 | 456 | 103500 | 545500
[5 empty] | 104500545500 | 456 | 104500 | 545500
[5 empty] | 105500545500 | 456 | 105500 | 545500
[5 empty] | 106500545500 | 456 | 106500 | 545500
[5 empty] | 107500545500 | 456 | 107500 | 545500
[5 empty] | 108500545500 | 456 | 108500 | 545500
[5 empty] | 109500545500 | 456 | 109500 | 545500
[5 empty] | 110500545500 | 456 | 110500 | 545500
[5 empty] | 78500544500 | 456 | 78500 | 544500
[5 empty] | 79500544500 | 456 | 79500 | 544500
[5 empty] | 80500544500 | 456 | 80500 | 544500
[5 empty] | 81500544500 | 456 | 81500 | 544500
[5 empty] | 82500544500 | 456 | 82500 | 544500
[5 empty] | 83500544500 | 456 | 83500 | 544500
[5 empty] | 84500544500 | 456 | 84500 | 544500
[5 empty] | 85500544500 | 456 | 85500 | 544500
[5 empty] | 86500544500 | 456 | 86500 | 544500
[5 empty] | 87500544500 | 456 | 87500 | 544500
[5 empty] | 88500544500 | 456 | 88500 | 544500
[5 empty] | 89500544500 | 456 | 89500 | 544500
[5 empty] | 90500544500 | 456 | 90500 | 544500
[5 empty] | 91500544500 | 456 | 91500 | 544500
[5 empty] | 92500544500 | 456 | 92500 | 544500
[5 empty] | 93500544500 | 456 | 93500 | 544500
[5 empty] | 94500544500 | 456 | 94500 | 544500
[5 empty] | 95500544500 | 456 | 95500 | 544500
[5 empty] | 96500544500 | 456 | 96500 | 544500
[5 empty] | 97500544500 | 456 | 97500 | 544500
[5 empty] | 98500544500 | 456 | 98500 | 544500
[5 empty] | 99500544500 | 456 | 99500 | 544500
[5 empty] | 100500544500 | 456 | 100500 | 544500
[5 empty] | 101500544500 | 456 | 101500 | 544500
[5 empty] | 102500544500 | 456 | 102500 | 544500
[5 empty] | 103500544500 | 456 | 103500 | 544500
[5 empty] | 104500544500 | 456 | 104500 | 544500
[5 empty] | 105500544500 | 456 | 105500 | 544500
[5 empty] | 106500544500 | 456 | 106500 | 544500
[5 empty] | 107500544500 | 456 | 107500 | 544500
[5 empty] | 108500544500 | 456 | 108500 | 544500
[5 empty] | 109500544500 | 456 | 109500 | 544500
[5 empty] | 110500544500 | 456 | 110500 | 544500
[5 empty] | 78500543500 | 456 | 78500 | 543500
[5 empty] | 79500543500 | 456 | 79500 | 543500
[5 empty] | 80500543500 | 456 | 80500 | 543500
[5 empty] | 81500543500 | 456 | 81500 | 543500
[5 empty] | 82500543500 | 456 | 82500 | 543500
[5 empty] | 83500543500 | 456 | 83500 | 543500
[5 empty] | 84500543500 | 456 | 84500 | 543500
[5 empty] | 85500543500 | 456 | 85500 | 543500
[5 empty] | 86500543500 | 456 | 86500 | 543500
[5 empty] | 87500543500 | 456 | 87500 | 543500
[5 empty] | 88500543500 | 456 | 88500 | 543500
[5 empty] | 89500543500 | 456 | 89500 | 543500
[5 empty] | 90500543500 | 456 | 90500 | 543500
[5 empty] | 91500543500 | 456 | 91500 | 543500
[5 empty] | 92500543500 | 456 | 92500 | 543500
[5 empty] | 93500543500 | 456 | 93500 | 543500
[5 empty] | 94500543500 | 456 | 94500 | 543500
[5 empty] | 95500543500 | 456 | 95500 | 543500
[5 empty] | 96500543500 | 456 | 96500 | 543500
[5 empty] | 97500543500 | 456 | 97500 | 543500
[5 empty] | 98500543500 | 456 | 98500 | 543500
[5 empty] | 99500543500 | 456 | 99500 | 543500
[5 empty] | 100500543500 | 456 | 100500 | 543500
[5 empty] | 101500543500 | 456 | 101500 | 543500
[5 empty] | 102500543500 | 456 | 102500 | 543500
[5 empty] | 103500543500 | 456 | 103500 | 543500
[5 empty] | 104500543500 | 456 | 104500 | 543500
[5 empty] | 105500543500 | 456 | 105500 | 543500
[5 empty] | 106500543500 | 456 | 106500 | 543500
[5 empty] | 107500543500 | 456 | 107500 | 543500
[5 empty] | 108500543500 | 456 | 108500 | 543500
[5 empty] | 109500543500 | 456 | 109500 | 543500
[5 empty] | 110500543500 | 456 | 110500 | 543500
[5 empty] | 78500542500 | 456 | 78500 | 542500
[5 empty] | 79500542500 | 456 | 79500 | 542500
[5 empty] | 80500542500 | 456 | 80500 | 542500
[5 empty] | 81500542500 | 456 | 81500 | 542500
[5 empty] | 82500542500 | 456 | 82500 | 542500
[5 empty] | 83500542500 | 456 | 83500 | 542500
[5 empty] | 84500542500 | 456 | 84500 | 542500
[5 empty] | 85500542500 | 456 | 85500 | 542500
[5 empty] | 86500542500 | 456 | 86500 | 542500
[5 empty] | 87500542500 | 456 | 87500 | 542500
[5 empty] | 88500542500 | 456 | 88500 | 542500
[5 empty] | 89500542500 | 456 | 89500 | 542500
[5 empty] | 90500542500 | 456 | 90500 | 542500
[5 empty] | 91500542500 | 456 | 91500 | 542500
[5 empty] | 92500542500 | 456 | 92500 | 542500
[5 empty] | 93500542500 | 456 | 93500 | 542500
[5 empty] | 94500542500 | 456 | 94500 | 542500
[5 empty] | 95500542500 | 456 | 95500 | 542500
[5 empty] | 96500542500 | 456 | 96500 | 542500
[5 empty] | 97500542500 | 456 | 97500 | 542500
[5 empty] | 98500542500 | 456 | 98500 | 542500
[5 empty] | 99500542500 | 456 | 99500 | 542500
[5 empty] | 100500542500 | 456 | 100500 | 542500
[5 empty] | 101500542500 | 456 | 101500 | 542500
[5 empty] | 102500542500 | 456 | 102500 | 542500
[5 empty] | 103500542500 | 456 | 103500 | 542500
[5 empty] | 104500542500 | 456 | 104500 | 542500
[5 empty] | 105500542500 | 456 | 105500 | 542500
[5 empty] | 106500542500 | 456 | 106500 | 542500
[5 empty] | 107500542500 | 456 | 107500 | 542500
[5 empty] | 108500542500 | 456 | 108500 | 542500
[5 empty] | 109500542500 | 456 | 109500 | 542500
[5 empty] | 110500542500 | 456 | 110500 | 542500
[5 empty] | 111500542500 | 456 | 111500 | 542500
[5 empty] | 79500541500 | 456 | 79500 | 541500
[5 empty] | 80500541500 | 456 | 80500 | 541500
[5 empty] | 81500541500 | 456 | 81500 | 541500
[5 empty] | 82500541500 | 456 | 82500 | 541500
[5 empty] | 83500541500 | 456 | 83500 | 541500
[5 empty] | 84500541500 | 456 | 84500 | 541500
[5 empty] | 85500541500 | 456 | 85500 | 541500
[5 empty] | 86500541500 | 456 | 86500 | 541500
[5 empty] | 87500541500 | 456 | 87500 | 541500
[5 empty] | 88500541500 | 456 | 88500 | 541500
[5 empty] | 89500541500 | 456 | 89500 | 541500
[5 empty] | 90500541500 | 456 | 90500 | 541500
[5 empty] | 91500541500 | 456 | 91500 | 541500
[5 empty] | 92500541500 | 456 | 92500 | 541500
[5 empty] | 93500541500 | 456 | 93500 | 541500
[5 empty] | 94500541500 | 456 | 94500 | 541500
[5 empty] | 95500541500 | 456 | 95500 | 541500
[5 empty] | 96500541500 | 456 | 96500 | 541500
[5 empty] | 97500541500 | 456 | 97500 | 541500
[5 empty] | 98500541500 | 456 | 98500 | 541500
[5 empty] | 99500541500 | 456 | 99500 | 541500
[5 empty] | 100500541500 | 456 | 100500 | 541500
[5 empty] | 101500541500 | 456 | 101500 | 541500
[5 empty] | 102500541500 | 456 | 102500 | 541500
[5 empty] | 103500541500 | 456 | 103500 | 541500
[5 empty] | 104500541500 | 456 | 104500 | 541500
[5 empty] | 105500541500 | 456 | 105500 | 541500
[5 empty] | 106500541500 | 456 | 106500 | 541500
[5 empty] | 107500541500 | 456 | 107500 | 541500
[5 empty] | 108500541500 | 456 | 108500 | 541500
[5 empty] | 109500541500 | 456 | 109500 | 541500
[5 empty] | 110500541500 | 456 | 110500 | 541500
[5 empty] | 111500541500 | 456 | 111500 | 541500
[5 empty] | 79500540500 | 456 | 79500 | 540500
[5 empty] | 80500540500 | 456 | 80500 | 540500
[5 empty] | 81500540500 | 456 | 81500 | 540500
[5 empty] | 82500540500 | 456 | 82500 | 540500
[5 empty] | 83500540500 | 456 | 83500 | 540500
[5 empty] | 84500540500 | 456 | 84500 | 540500
[5 empty] | 85500540500 | 456 | 85500 | 540500
[5 empty] | 86500540500 | 456 | 86500 | 540500
[5 empty] | 87500540500 | 456 | 87500 | 540500
[5 empty] | 88500540500 | 456 | 88500 | 540500
[5 empty] | 89500540500 | 456 | 89500 | 540500
[5 empty] | 90500540500 | 456 | 90500 | 540500
[5 empty] | 91500540500 | 456 | 91500 | 540500
[5 empty] | 92500540500 | 456 | 92500 | 540500
[5 empty] | 93500540500 | 456 | 93500 | 540500
[5 empty] | 94500540500 | 456 | 94500 | 540500
[5 empty] | 95500540500 | 456 | 95500 | 540500
[5 empty] | 96500540500 | 456 | 96500 | 540500
[5 empty] | 97500540500 | 456 | 97500 | 540500
[5 empty] | 98500540500 | 456 | 98500 | 540500
[5 empty] | 99500540500 | 456 | 99500 | 540500
[5 empty] | 100500540500 | 456 | 100500 | 540500
[5 empty] | 101500540500 | 456 | 101500 | 540500
[5 empty] | 102500540500 | 456 | 102500 | 540500
[5 empty] | 103500540500 | 456 | 103500 | 540500
[5 empty] | 104500540500 | 456 | 104500 | 540500
[5 empty] | 105500540500 | 456 | 105500 | 540500
[5 empty] | 106500540500 | 456 | 106500 | 540500
[5 empty] | 107500540500 | 456 | 107500 | 540500
[5 empty] | 108500540500 | 456 | 108500 | 540500
[5 empty] | 109500540500 | 456 | 109500 | 540500
[5 empty] | 110500540500 | 456 | 110500 | 540500
[5 empty] | 111500540500 | 456 | 111500 | 540500
[5 empty] | 112500540500 | 456 | 112500 | 540500
[5 empty] | 79500539500 | 456 | 79500 | 539500
[5 empty] | 80500539500 | 456 | 80500 | 539500
[5 empty] | 81500539500 | 456 | 81500 | 539500
[5 empty] | 82500539500 | 456 | 82500 | 539500
[5 empty] | 83500539500 | 456 | 83500 | 539500
[5 empty] | 84500539500 | 456 | 84500 | 539500
[5 empty] | 85500539500 | 456 | 85500 | 539500
[5 empty] | 86500539500 | 456 | 86500 | 539500
[5 empty] | 87500539500 | 456 | 87500 | 539500
[5 empty] | 88500539500 | 456 | 88500 | 539500
[5 empty] | 89500539500 | 456 | 89500 | 539500
[5 empty] | 90500539500 | 456 | 90500 | 539500
[5 empty] | 91500539500 | 456 | 91500 | 539500
[5 empty] | 92500539500 | 456 | 92500 | 539500
[5 empty] | 93500539500 | 456 | 93500 | 539500
[5 empty] | 94500539500 | 456 | 94500 | 539500
[5 empty] | 95500539500 | 456 | 95500 | 539500
[5 empty] | 96500539500 | 456 | 96500 | 539500
[5 empty] | 97500539500 | 456 | 97500 | 539500
[5 empty] | 98500539500 | 456 | 98500 | 539500
[5 empty] | 99500539500 | 456 | 99500 | 539500
[5 empty] | 100500539500 | 456 | 100500 | 539500
[5 empty] | 101500539500 | 456 | 101500 | 539500
[5 empty] | 102500539500 | 456 | 102500 | 539500
[5 empty] | 103500539500 | 456 | 103500 | 539500
[5 empty] | 104500539500 | 456 | 104500 | 539500
[5 empty] | 105500539500 | 456 | 105500 | 539500
[5 empty] | 106500539500 | 456 | 106500 | 539500
[5 empty] | 107500539500 | 456 | 107500 | 539500
[5 empty] | 108500539500 | 456 | 108500 | 539500
[5 empty] | 109500539500 | 456 | 109500 | 539500
[5 empty] | 110500539500 | 456 | 110500 | 539500
[5 empty] | 111500539500 | 456 | 111500 | 539500
[5 empty] | 112500539500 | 456 | 112500 | 539500
[5 empty] | 113500539500 | 456 | 113500 | 539500
[5 empty] | 79500538500 | 456 | 79500 | 538500
[5 empty] | 80500538500 | 456 | 80500 | 538500
[5 empty] | 81500538500 | 456 | 81500 | 538500
[5 empty] | 82500538500 | 456 | 82500 | 538500
[5 empty] | 83500538500 | 456 | 83500 | 538500
[5 empty] | 84500538500 | 456 | 84500 | 538500
[5 empty] | 85500538500 | 456 | 85500 | 538500
[5 empty] | 86500538500 | 456 | 86500 | 538500
[5 empty] | 87500538500 | 456 | 87500 | 538500
[5 empty] | 88500538500 | 456 | 88500 | 538500
[5 empty] | 89500538500 | 456 | 89500 | 538500
[5 empty] | 90500538500 | 456 | 90500 | 538500
[5 empty] | 91500538500 | 456 | 91500 | 538500
[5 empty] | 92500538500 | 456 | 92500 | 538500
[5 empty] | 93500538500 | 456 | 93500 | 538500
[5 empty] | 94500538500 | 456 | 94500 | 538500
[5 empty] | 95500538500 | 456 | 95500 | 538500
[5 empty] | 96500538500 | 456 | 96500 | 538500
[5 empty] | 97500538500 | 456 | 97500 | 538500
[5 empty] | 98500538500 | 456 | 98500 | 538500
[5 empty] | 99500538500 | 456 | 99500 | 538500
[5 empty] | 100500538500 | 456 | 100500 | 538500
[5 empty] | 101500538500 | 456 | 101500 | 538500
[5 empty] | 102500538500 | 456 | 102500 | 538500
[5 empty] | 103500538500 | 456 | 103500 | 538500
[5 empty] | 104500538500 | 456 | 104500 | 538500
[5 empty] | 105500538500 | 456 | 105500 | 538500
[5 empty] | 106500538500 | 456 | 106500 | 538500
[5 empty] | 107500538500 | 456 | 107500 | 538500
[5 empty] | 108500538500 | 456 | 108500 | 538500
[5 empty] | 109500538500 | 456 | 109500 | 538500
[5 empty] | 110500538500 | 456 | 110500 | 538500
[5 empty] | 111500538500 | 456 | 111500 | 538500
[5 empty] | 112500538500 | 456 | 112500 | 538500
[5 empty] | 113500538500 | 456 | 113500 | 538500
[5 empty] | 114500538500 | 456 | 114500 | 538500
[5 empty] | 79500537500 | 456 | 79500 | 537500
[5 empty] | 80500537500 | 456 | 80500 | 537500
[5 empty] | 81500537500 | 456 | 81500 | 537500
[5 empty] | 82500537500 | 456 | 82500 | 537500
[5 empty] | 83500537500 | 456 | 83500 | 537500
[5 empty] | 84500537500 | 456 | 84500 | 537500
[5 empty] | 85500537500 | 456 | 85500 | 537500
[5 empty] | 86500537500 | 456 | 86500 | 537500
[5 empty] | 87500537500 | 456 | 87500 | 537500
[5 empty] | 88500537500 | 456 | 88500 | 537500
[5 empty] | 89500537500 | 456 | 89500 | 537500
[5 empty] | 90500537500 | 456 | 90500 | 537500
[5 empty] | 91500537500 | 456 | 91500 | 537500
[5 empty] | 92500537500 | 456 | 92500 | 537500
[5 empty] | 93500537500 | 456 | 93500 | 537500
[5 empty] | 94500537500 | 456 | 94500 | 537500
[5 empty] | 95500537500 | 456 | 95500 | 537500
[5 empty] | 96500537500 | 456 | 96500 | 537500
[5 empty] | 97500537500 | 456 | 97500 | 537500
[5 empty] | 98500537500 | 456 | 98500 | 537500
[5 empty] | 99500537500 | 456 | 99500 | 537500
[5 empty] | 100500537500 | 456 | 100500 | 537500
[5 empty] | 101500537500 | 456 | 101500 | 537500
[5 empty] | 102500537500 | 456 | 102500 | 537500
[5 empty] | 103500537500 | 456 | 103500 | 537500
[5 empty] | 104500537500 | 456 | 104500 | 537500
[5 empty] | 105500537500 | 456 | 105500 | 537500
[5 empty] | 106500537500 | 456 | 106500 | 537500
[5 empty] | 107500537500 | 456 | 107500 | 537500
[5 empty] | 108500537500 | 456 | 108500 | 537500
[5 empty] | 109500537500 | 456 | 109500 | 537500
[5 empty] | 110500537500 | 456 | 110500 | 537500
[5 empty] | 111500537500 | 456 | 111500 | 537500
[5 empty] | 112500537500 | 456 | 112500 | 537500
[5 empty] | 113500537500 | 456 | 113500 | 537500
[5 empty] | 114500537500 | 456 | 114500 | 537500
[5 empty] | 80500536500 | 456 | 80500 | 536500
[5 empty] | 81500536500 | 456 | 81500 | 536500
[5 empty] | 82500536500 | 456 | 82500 | 536500
[5 empty] | 83500536500 | 456 | 83500 | 536500
[5 empty] | 84500536500 | 456 | 84500 | 536500
[5 empty] | 85500536500 | 456 | 85500 | 536500
[5 empty] | 86500536500 | 456 | 86500 | 536500
[5 empty] | 87500536500 | 456 | 87500 | 536500
[5 empty] | 88500536500 | 456 | 88500 | 536500
[5 empty] | 89500536500 | 456 | 89500 | 536500
[5 empty] | 90500536500 | 456 | 90500 | 536500
[5 empty] | 91500536500 | 456 | 91500 | 536500
[5 empty] | 92500536500 | 456 | 92500 | 536500
[5 empty] | 93500536500 | 456 | 93500 | 536500
[5 empty] | 94500536500 | 456 | 94500 | 536500
[5 empty] | 95500536500 | 456 | 95500 | 536500
[5 empty] | 96500536500 | 456 | 96500 | 536500
[5 empty] | 97500536500 | 456 | 97500 | 536500
[5 empty] | 98500536500 | 456 | 98500 | 536500
[5 empty] | 99500536500 | 456 | 99500 | 536500
[5 empty] | 100500536500 | 456 | 100500 | 536500
[5 empty] | 101500536500 | 456 | 101500 | 536500
[5 empty] | 102500536500 | 456 | 102500 | 536500
[5 empty] | 103500536500 | 456 | 103500 | 536500
[5 empty] | 104500536500 | 456 | 104500 | 536500
[5 empty] | 105500536500 | 456 | 105500 | 536500
[5 empty] | 106500536500 | 456 | 106500 | 536500
[5 empty] | 107500536500 | 456 | 107500 | 536500
[5 empty] | 108500536500 | 456 | 108500 | 536500
[5 empty] | 109500536500 | 456 | 109500 | 536500
[5 empty] | 110500536500 | 456 | 110500 | 536500
[5 empty] | 111500536500 | 456 | 111500 | 536500
[5 empty] | 112500536500 | 456 | 112500 | 536500
[5 empty] | 113500536500 | 456 | 113500 | 536500
[5 empty] | 114500536500 | 456 | 114500 | 536500
[5 empty] | 115500536500 | 456 | 115500 | 536500
[5 empty] | 80500535500 | 456 | 80500 | 535500
[5 empty] | 81500535500 | 456 | 81500 | 535500
[5 empty] | 82500535500 | 456 | 82500 | 535500
[5 empty] | 83500535500 | 456 | 83500 | 535500
[5 empty] | 84500535500 | 456 | 84500 | 535500
[5 empty] | 85500535500 | 456 | 85500 | 535500
[5 empty] | 86500535500 | 456 | 86500 | 535500
[5 empty] | 87500535500 | 456 | 87500 | 535500
[5 empty] | 88500535500 | 456 | 88500 | 535500
[5 empty] | 89500535500 | 456 | 89500 | 535500
[5 empty] | 90500535500 | 456 | 90500 | 535500
[5 empty] | 91500535500 | 456 | 91500 | 535500
[5 empty] | 92500535500 | 456 | 92500 | 535500
[5 empty] | 93500535500 | 456 | 93500 | 535500
[5 empty] | 94500535500 | 456 | 94500 | 535500
[5 empty] | 95500535500 | 456 | 95500 | 535500
[5 empty] | 96500535500 | 456 | 96500 | 535500
[5 empty] | 97500535500 | 456 | 97500 | 535500
[5 empty] | 98500535500 | 456 | 98500 | 535500
[5 empty] | 99500535500 | 456 | 99500 | 535500
[5 empty] | 100500535500 | 456 | 100500 | 535500
[5 empty] | 101500535500 | 456 | 101500 | 535500
[5 empty] | 102500535500 | 456 | 102500 | 535500
[5 empty] | 103500535500 | 456 | 103500 | 535500
[5 empty] | 104500535500 | 456 | 104500 | 535500
[5 empty] | 105500535500 | 456 | 105500 | 535500
[5 empty] | 106500535500 | 456 | 106500 | 535500
[5 empty] | 107500535500 | 456 | 107500 | 535500
[5 empty] | 108500535500 | 456 | 108500 | 535500
[5 empty] | 109500535500 | 456 | 109500 | 535500
[5 empty] | 110500535500 | 456 | 110500 | 535500
[5 empty] | 111500535500 | 456 | 111500 | 535500
[5 empty] | 112500535500 | 456 | 112500 | 535500
[5 empty] | 113500535500 | 456 | 113500 | 535500
[5 empty] | 114500535500 | 456 | 114500 | 535500
[5 empty] | 80500534500 | 456 | 80500 | 534500
[5 empty] | 81500534500 | 456 | 81500 | 534500
[5 empty] | 82500534500 | 456 | 82500 | 534500
[5 empty] | 83500534500 | 456 | 83500 | 534500
[5 empty] | 84500534500 | 456 | 84500 | 534500
[5 empty] | 85500534500 | 456 | 85500 | 534500
[5 empty] | 86500534500 | 456 | 86500 | 534500
[5 empty] | 87500534500 | 456 | 87500 | 534500
[5 empty] | 88500534500 | 456 | 88500 | 534500
[5 empty] | 89500534500 | 456 | 89500 | 534500
[5 empty] | 90500534500 | 456 | 90500 | 534500
[5 empty] | 91500534500 | 456 | 91500 | 534500
[5 empty] | 92500534500 | 456 | 92500 | 534500
[5 empty] | 93500534500 | 456 | 93500 | 534500
[5 empty] | 94500534500 | 456 | 94500 | 534500
[5 empty] | 95500534500 | 456 | 95500 | 534500
[5 empty] | 96500534500 | 456 | 96500 | 534500
[5 empty] | 97500534500 | 456 | 97500 | 534500
[5 empty] | 98500534500 | 456 | 98500 | 534500
[5 empty] | 99500534500 | 456 | 99500 | 534500
[5 empty] | 100500534500 | 456 | 100500 | 534500
[5 empty] | 101500534500 | 456 | 101500 | 534500
[5 empty] | 102500534500 | 456 | 102500 | 534500
[5 empty] | 103500534500 | 456 | 103500 | 534500
[5 empty] | 104500534500 | 456 | 104500 | 534500
[5 empty] | 105500534500 | 456 | 105500 | 534500
[5 empty] | 106500534500 | 456 | 106500 | 534500
[5 empty] | 107500534500 | 456 | 107500 | 534500
[5 empty] | 108500534500 | 456 | 108500 | 534500
[5 empty] | 109500534500 | 456 | 109500 | 534500
[5 empty] | 110500534500 | 456 | 110500 | 534500
[5 empty] | 111500534500 | 456 | 111500 | 534500
[5 empty] | 112500534500 | 456 | 112500 | 534500
[5 empty] | 113500534500 | 456 | 113500 | 534500
[5 empty] | 114500534500 | 456 | 114500 | 534500
[5 empty] | 79500533500 | 456 | 79500 | 533500
[5 empty] | 80500533500 | 456 | 80500 | 533500
[5 empty] | 81500533500 | 456 | 81500 | 533500
[5 empty] | 82500533500 | 456 | 82500 | 533500
[5 empty] | 83500533500 | 456 | 83500 | 533500
[5 empty] | 84500533500 | 456 | 84500 | 533500
[5 empty] | 85500533500 | 456 | 85500 | 533500
[5 empty] | 86500533500 | 456 | 86500 | 533500
[5 empty] | 87500533500 | 456 | 87500 | 533500
[5 empty] | 88500533500 | 456 | 88500 | 533500
[5 empty] | 89500533500 | 456 | 89500 | 533500
[5 empty] | 90500533500 | 456 | 90500 | 533500
[5 empty] | 91500533500 | 456 | 91500 | 533500
[5 empty] | 92500533500 | 456 | 92500 | 533500
[5 empty] | 93500533500 | 456 | 93500 | 533500
[5 empty] | 94500533500 | 456 | 94500 | 533500
[5 empty] | 95500533500 | 456 | 95500 | 533500
[5 empty] | 96500533500 | 456 | 96500 | 533500
[5 empty] | 97500533500 | 456 | 97500 | 533500
[5 empty] | 98500533500 | 456 | 98500 | 533500
[5 empty] | 99500533500 | 456 | 99500 | 533500
[5 empty] | 100500533500 | 456 | 100500 | 533500
[5 empty] | 101500533500 | 456 | 101500 | 533500
[5 empty] | 102500533500 | 456 | 102500 | 533500
[5 empty] | 103500533500 | 456 | 103500 | 533500
[5 empty] | 104500533500 | 456 | 104500 | 533500
[5 empty] | 105500533500 | 456 | 105500 | 533500
[5 empty] | 106500533500 | 456 | 106500 | 533500
[5 empty] | 107500533500 | 456 | 107500 | 533500
[5 empty] | 108500533500 | 456 | 108500 | 533500
[5 empty] | 109500533500 | 456 | 109500 | 533500
[5 empty] | 110500533500 | 456 | 110500 | 533500
[5 empty] | 111500533500 | 456 | 111500 | 533500
[5 empty] | 112500533500 | 456 | 112500 | 533500
[5 empty] | 113500533500 | 456 | 113500 | 533500
[5 empty] | 114500533500 | 456 | 114500 | 533500
[5 empty] | 79500532500 | 456 | 79500 | 532500
[5 empty] | 80500532500 | 456 | 80500 | 532500
[5 empty] | 81500532500 | 456 | 81500 | 532500
[5 empty] | 82500532500 | 456 | 82500 | 532500
[5 empty] | 83500532500 | 456 | 83500 | 532500
[5 empty] | 84500532500 | 456 | 84500 | 532500
[5 empty] | 85500532500 | 456 | 85500 | 532500
[5 empty] | 86500532500 | 456 | 86500 | 532500
[5 empty] | 87500532500 | 456 | 87500 | 532500
[5 empty] | 88500532500 | 456 | 88500 | 532500
[5 empty] | 89500532500 | 456 | 89500 | 532500
[5 empty] | 90500532500 | 456 | 90500 | 532500
[5 empty] | 91500532500 | 456 | 91500 | 532500
[5 empty] | 92500532500 | 456 | 92500 | 532500
[5 empty] | 93500532500 | 456 | 93500 | 532500
[5 empty] | 94500532500 | 456 | 94500 | 532500
[5 empty] | 95500532500 | 456 | 95500 | 532500
[5 empty] | 96500532500 | 456 | 96500 | 532500
[5 empty] | 97500532500 | 456 | 97500 | 532500
[5 empty] | 98500532500 | 456 | 98500 | 532500
[5 empty] | 99500532500 | 456 | 99500 | 532500
[5 empty] | 100500532500 | 456 | 100500 | 532500
[5 empty] | 101500532500 | 456 | 101500 | 532500
[5 empty] | 102500532500 | 456 | 102500 | 532500
[5 empty] | 103500532500 | 456 | 103500 | 532500
[5 empty] | 104500532500 | 456 | 104500 | 532500
[5 empty] | 105500532500 | 456 | 105500 | 532500
[5 empty] | 106500532500 | 456 | 106500 | 532500
[5 empty] | 107500532500 | 456 | 107500 | 532500
[5 empty] | 108500532500 | 456 | 108500 | 532500
[5 empty] | 109500532500 | 456 | 109500 | 532500
[5 empty] | 110500532500 | 456 | 110500 | 532500
[5 empty] | 111500532500 | 456 | 111500 | 532500
[5 empty] | 112500532500 | 456 | 112500 | 532500
[5 empty] | 113500532500 | 456 | 113500 | 532500
[5 empty] | 114500532500 | 456 | 114500 | 532500
[5 empty] | 78500531500 | 456 | 78500 | 531500
[5 empty] | 79500531500 | 456 | 79500 | 531500
[5 empty] | 80500531500 | 456 | 80500 | 531500
[5 empty] | 81500531500 | 456 | 81500 | 531500
[5 empty] | 82500531500 | 456 | 82500 | 531500
[5 empty] | 83500531500 | 456 | 83500 | 531500
[5 empty] | 84500531500 | 456 | 84500 | 531500
[5 empty] | 85500531500 | 456 | 85500 | 531500
[5 empty] | 86500531500 | 456 | 86500 | 531500
[5 empty] | 87500531500 | 456 | 87500 | 531500
[5 empty] | 88500531500 | 456 | 88500 | 531500
[5 empty] | 89500531500 | 456 | 89500 | 531500
[5 empty] | 90500531500 | 456 | 90500 | 531500
[5 empty] | 91500531500 | 456 | 91500 | 531500
[5 empty] | 92500531500 | 456 | 92500 | 531500
[5 empty] | 93500531500 | 456 | 93500 | 531500
[5 empty] | 94500531500 | 456 | 94500 | 531500
[5 empty] | 95500531500 | 456 | 95500 | 531500
[5 empty] | 96500531500 | 456 | 96500 | 531500
[5 empty] | 97500531500 | 456 | 97500 | 531500
[5 empty] | 98500531500 | 456 | 98500 | 531500
[5 empty] | 99500531500 | 456 | 99500 | 531500
[5 empty] | 100500531500 | 456 | 100500 | 531500
[5 empty] | 101500531500 | 456 | 101500 | 531500
[5 empty] | 102500531500 | 456 | 102500 | 531500
[5 empty] | 103500531500 | 456 | 103500 | 531500
[5 empty] | 104500531500 | 456 | 104500 | 531500
[5 empty] | 105500531500 | 456 | 105500 | 531500
[5 empty] | 106500531500 | 456 | 106500 | 531500
[5 empty] | 107500531500 | 456 | 107500 | 531500
[5 empty] | 108500531500 | 456 | 108500 | 531500
[5 empty] | 109500531500 | 456 | 109500 | 531500
[5 empty] | 110500531500 | 456 | 110500 | 531500
[5 empty] | 111500531500 | 456 | 111500 | 531500
[5 empty] | 112500531500 | 456 | 112500 | 531500
[5 empty] | 113500531500 | 456 | 113500 | 531500
[5 empty] | 114500531500 | 456 | 114500 | 531500
[5 empty] | 79500530500 | 456 | 79500 | 530500
[5 empty] | 80500530500 | 456 | 80500 | 530500
[5 empty] | 81500530500 | 456 | 81500 | 530500
[5 empty] | 82500530500 | 456 | 82500 | 530500
[5 empty] | 83500530500 | 456 | 83500 | 530500
[5 empty] | 84500530500 | 456 | 84500 | 530500
[5 empty] | 85500530500 | 456 | 85500 | 530500
[5 empty] | 86500530500 | 456 | 86500 | 530500
[5 empty] | 87500530500 | 456 | 87500 | 530500
[5 empty] | 88500530500 | 456 | 88500 | 530500
[5 empty] | 89500530500 | 456 | 89500 | 530500
[5 empty] | 90500530500 | 456 | 90500 | 530500
[5 empty] | 91500530500 | 456 | 91500 | 530500
[5 empty] | 92500530500 | 456 | 92500 | 530500
[5 empty] | 93500530500 | 456 | 93500 | 530500
[5 empty] | 94500530500 | 456 | 94500 | 530500
[5 empty] | 95500530500 | 456 | 95500 | 530500
[5 empty] | 96500530500 | 456 | 96500 | 530500
[5 empty] | 97500530500 | 456 | 97500 | 530500
[5 empty] | 98500530500 | 456 | 98500 | 530500
[5 empty] | 99500530500 | 456 | 99500 | 530500
[5 empty] | 100500530500 | 456 | 100500 | 530500
[5 empty] | 101500530500 | 456 | 101500 | 530500
[5 empty] | 102500530500 | 456 | 102500 | 530500
[5 empty] | 103500530500 | 456 | 103500 | 530500
[5 empty] | 104500530500 | 456 | 104500 | 530500
[5 empty] | 105500530500 | 456 | 105500 | 530500
[5 empty] | 106500530500 | 456 | 106500 | 530500
[5 empty] | 107500530500 | 456 | 107500 | 530500
[5 empty] | 108500530500 | 456 | 108500 | 530500
[5 empty] | 109500530500 | 456 | 109500 | 530500
[5 empty] | 110500530500 | 456 | 110500 | 530500
[5 empty] | 111500530500 | 456 | 111500 | 530500
[5 empty] | 112500530500 | 456 | 112500 | 530500
[5 empty] | 113500530500 | 456 | 113500 | 530500
[5 empty] | 78500529500 | 456 | 78500 | 529500
[5 empty] | 79500529500 | 456 | 79500 | 529500
[5 empty] | 80500529500 | 456 | 80500 | 529500
[5 empty] | 81500529500 | 456 | 81500 | 529500
[5 empty] | 82500529500 | 456 | 82500 | 529500
[5 empty] | 83500529500 | 456 | 83500 | 529500
[5 empty] | 84500529500 | 456 | 84500 | 529500
[5 empty] | 85500529500 | 456 | 85500 | 529500
[5 empty] | 86500529500 | 456 | 86500 | 529500
[5 empty] | 87500529500 | 456 | 87500 | 529500
[5 empty] | 88500529500 | 456 | 88500 | 529500
[5 empty] | 89500529500 | 456 | 89500 | 529500
[5 empty] | 90500529500 | 456 | 90500 | 529500
[5 empty] | 91500529500 | 456 | 91500 | 529500
[5 empty] | 92500529500 | 456 | 92500 | 529500
[5 empty] | 93500529500 | 456 | 93500 | 529500
[5 empty] | 94500529500 | 456 | 94500 | 529500
[5 empty] | 95500529500 | 456 | 95500 | 529500
[5 empty] | 96500529500 | 456 | 96500 | 529500
[5 empty] | 97500529500 | 456 | 97500 | 529500
[5 empty] | 98500529500 | 456 | 98500 | 529500
[5 empty] | 99500529500 | 456 | 99500 | 529500
[5 empty] | 100500529500 | 456 | 100500 | 529500
[5 empty] | 101500529500 | 456 | 101500 | 529500
[5 empty] | 102500529500 | 456 | 102500 | 529500
[5 empty] | 103500529500 | 456 | 103500 | 529500
[5 empty] | 104500529500 | 456 | 104500 | 529500
[5 empty] | 105500529500 | 456 | 105500 | 529500
[5 empty] | 106500529500 | 456 | 106500 | 529500
[5 empty] | 107500529500 | 456 | 107500 | 529500
[5 empty] | 108500529500 | 456 | 108500 | 529500
[5 empty] | 109500529500 | 456 | 109500 | 529500
[5 empty] | 110500529500 | 456 | 110500 | 529500
[5 empty] | 111500529500 | 456 | 111500 | 529500
[5 empty] | 112500529500 | 456 | 112500 | 529500
[5 empty] | 113500529500 | 456 | 113500 | 529500
[5 empty] | 78500528500 | 456 | 78500 | 528500
[5 empty] | 79500528500 | 456 | 79500 | 528500
[5 empty] | 80500528500 | 456 | 80500 | 528500
[5 empty] | 81500528500 | 456 | 81500 | 528500
[5 empty] | 82500528500 | 456 | 82500 | 528500
[5 empty] | 83500528500 | 456 | 83500 | 528500
[5 empty] | 84500528500 | 456 | 84500 | 528500
[5 empty] | 85500528500 | 456 | 85500 | 528500
[5 empty] | 86500528500 | 456 | 86500 | 528500
[5 empty] | 87500528500 | 456 | 87500 | 528500
[5 empty] | 88500528500 | 456 | 88500 | 528500
[5 empty] | 89500528500 | 456 | 89500 | 528500
[5 empty] | 90500528500 | 456 | 90500 | 528500
[5 empty] | 91500528500 | 456 | 91500 | 528500
[5 empty] | 92500528500 | 456 | 92500 | 528500
[5 empty] | 93500528500 | 456 | 93500 | 528500
[5 empty] | 94500528500 | 456 | 94500 | 528500
[5 empty] | 95500528500 | 456 | 95500 | 528500
[5 empty] | 96500528500 | 456 | 96500 | 528500
[5 empty] | 97500528500 | 456 | 97500 | 528500
[5 empty] | 98500528500 | 456 | 98500 | 528500
[5 empty] | 99500528500 | 456 | 99500 | 528500
[5 empty] | 100500528500 | 456 | 100500 | 528500
[5 empty] | 101500528500 | 456 | 101500 | 528500
[5 empty] | 102500528500 | 456 | 102500 | 528500
[5 empty] | 103500528500 | 456 | 103500 | 528500
[5 empty] | 104500528500 | 456 | 104500 | 528500
[5 empty] | 105500528500 | 456 | 105500 | 528500
[5 empty] | 106500528500 | 456 | 106500 | 528500
[5 empty] | 107500528500 | 456 | 107500 | 528500
[5 empty] | 108500528500 | 456 | 108500 | 528500
[5 empty] | 109500528500 | 456 | 109500 | 528500
[5 empty] | 110500528500 | 456 | 110500 | 528500
[5 empty] | 111500528500 | 456 | 111500 | 528500
[5 empty] | 112500528500 | 456 | 112500 | 528500
[5 empty] | 113500528500 | 456 | 113500 | 528500
[5 empty] | 78500527500 | 456 | 78500 | 527500
[5 empty] | 79500527500 | 456 | 79500 | 527500
[5 empty] | 80500527500 | 456 | 80500 | 527500
[5 empty] | 81500527500 | 456 | 81500 | 527500
[5 empty] | 82500527500 | 456 | 82500 | 527500
[5 empty] | 83500527500 | 456 | 83500 | 527500
[5 empty] | 84500527500 | 456 | 84500 | 527500
[5 empty] | 85500527500 | 456 | 85500 | 527500
[5 empty] | 86500527500 | 456 | 86500 | 527500
[5 empty] | 87500527500 | 456 | 87500 | 527500
[5 empty] | 88500527500 | 456 | 88500 | 527500
[5 empty] | 89500527500 | 456 | 89500 | 527500
[5 empty] | 90500527500 | 456 | 90500 | 527500
[5 empty] | 91500527500 | 456 | 91500 | 527500
[5 empty] | 92500527500 | 456 | 92500 | 527500
[5 empty] | 93500527500 | 456 | 93500 | 527500
[5 empty] | 94500527500 | 456 | 94500 | 527500
[5 empty] | 95500527500 | 456 | 95500 | 527500
[5 empty] | 96500527500 | 456 | 96500 | 527500
[5 empty] | 97500527500 | 456 | 97500 | 527500
[5 empty] | 98500527500 | 456 | 98500 | 527500
[5 empty] | 99500527500 | 456 | 99500 | 527500
[5 empty] | 100500527500 | 456 | 100500 | 527500
[5 empty] | 101500527500 | 456 | 101500 | 527500
[5 empty] | 102500527500 | 456 | 102500 | 527500
[5 empty] | 103500527500 | 456 | 103500 | 527500
[5 empty] | 104500527500 | 456 | 104500 | 527500
[5 empty] | 105500527500 | 456 | 105500 | 527500
[5 empty] | 106500527500 | 456 | 106500 | 527500
[5 empty] | 107500527500 | 456 | 107500 | 527500
[5 empty] | 108500527500 | 456 | 108500 | 527500
[5 empty] | 109500527500 | 456 | 109500 | 527500
[5 empty] | 110500527500 | 456 | 110500 | 527500
[5 empty] | 111500527500 | 456 | 111500 | 527500
[5 empty] | 76500526500 | 456 | 76500 | 526500
[5 empty] | 77500526500 | 456 | 77500 | 526500
[5 empty] | 78500526500 | 456 | 78500 | 526500
[5 empty] | 79500526500 | 456 | 79500 | 526500
[5 empty] | 80500526500 | 456 | 80500 | 526500
[5 empty] | 81500526500 | 456 | 81500 | 526500
[5 empty] | 82500526500 | 456 | 82500 | 526500
[5 empty] | 83500526500 | 456 | 83500 | 526500
[5 empty] | 84500526500 | 456 | 84500 | 526500
[5 empty] | 85500526500 | 456 | 85500 | 526500
[5 empty] | 86500526500 | 456 | 86500 | 526500
[5 empty] | 87500526500 | 456 | 87500 | 526500
[5 empty] | 88500526500 | 456 | 88500 | 526500
[5 empty] | 89500526500 | 456 | 89500 | 526500
[5 empty] | 90500526500 | 456 | 90500 | 526500
[5 empty] | 91500526500 | 456 | 91500 | 526500
[5 empty] | 92500526500 | 456 | 92500 | 526500
[5 empty] | 93500526500 | 456 | 93500 | 526500
[5 empty] | 94500526500 | 456 | 94500 | 526500
[5 empty] | 95500526500 | 456 | 95500 | 526500
[5 empty] | 96500526500 | 456 | 96500 | 526500
[5 empty] | 97500526500 | 456 | 97500 | 526500
[5 empty] | 98500526500 | 456 | 98500 | 526500
[5 empty] | 99500526500 | 456 | 99500 | 526500
[5 empty] | 100500526500 | 456 | 100500 | 526500
[5 empty] | 101500526500 | 456 | 101500 | 526500
[5 empty] | 102500526500 | 456 | 102500 | 526500
[5 empty] | 103500526500 | 456 | 103500 | 526500
[5 empty] | 104500526500 | 456 | 104500 | 526500
[5 empty] | 105500526500 | 456 | 105500 | 526500
[5 empty] | 106500526500 | 456 | 106500 | 526500
[5 empty] | 107500526500 | 456 | 107500 | 526500
[5 empty] | 74500525500 | 456 | 74500 | 525500
[5 empty] | 75500525500 | 456 | 75500 | 525500
[5 empty] | 76500525500 | 456 | 76500 | 525500
[5 empty] | 77500525500 | 456 | 77500 | 525500
[5 empty] | 78500525500 | 456 | 78500 | 525500
[5 empty] | 79500525500 | 456 | 79500 | 525500
[5 empty] | 80500525500 | 456 | 80500 | 525500
[5 empty] | 81500525500 | 456 | 81500 | 525500
[5 empty] | 82500525500 | 456 | 82500 | 525500
[5 empty] | 83500525500 | 456 | 83500 | 525500
[5 empty] | 84500525500 | 456 | 84500 | 525500
[5 empty] | 85500525500 | 456 | 85500 | 525500
[5 empty] | 86500525500 | 456 | 86500 | 525500
[5 empty] | 87500525500 | 456 | 87500 | 525500
[5 empty] | 88500525500 | 456 | 88500 | 525500
[5 empty] | 89500525500 | 456 | 89500 | 525500
[5 empty] | 90500525500 | 456 | 90500 | 525500
[5 empty] | 91500525500 | 456 | 91500 | 525500
[5 empty] | 92500525500 | 456 | 92500 | 525500
[5 empty] | 93500525500 | 456 | 93500 | 525500
[5 empty] | 94500525500 | 456 | 94500 | 525500
[5 empty] | 95500525500 | 456 | 95500 | 525500
[5 empty] | 96500525500 | 456 | 96500 | 525500
[5 empty] | 97500525500 | 456 | 97500 | 525500
[5 empty] | 98500525500 | 456 | 98500 | 525500
[5 empty] | 99500525500 | 456 | 99500 | 525500
[5 empty] | 100500525500 | 456 | 100500 | 525500
[5 empty] | 101500525500 | 456 | 101500 | 525500
[5 empty] | 102500525500 | 456 | 102500 | 525500
[5 empty] | 103500525500 | 456 | 103500 | 525500
[5 empty] | 104500525500 | 456 | 104500 | 525500
[5 empty] | 105500525500 | 456 | 105500 | 525500
[5 empty] | 74500524500 | 456 | 74500 | 524500
[5 empty] | 75500524500 | 456 | 75500 | 524500
[5 empty] | 76500524500 | 456 | 76500 | 524500
[5 empty] | 77500524500 | 456 | 77500 | 524500
[5 empty] | 78500524500 | 456 | 78500 | 524500
[5 empty] | 79500524500 | 456 | 79500 | 524500
[5 empty] | 80500524500 | 456 | 80500 | 524500
[5 empty] | 81500524500 | 456 | 81500 | 524500
[5 empty] | 82500524500 | 456 | 82500 | 524500
[5 empty] | 83500524500 | 456 | 83500 | 524500
[5 empty] | 84500524500 | 456 | 84500 | 524500
[5 empty] | 85500524500 | 456 | 85500 | 524500
[5 empty] | 86500524500 | 456 | 86500 | 524500
[5 empty] | 87500524500 | 456 | 87500 | 524500
[5 empty] | 88500524500 | 456 | 88500 | 524500
[5 empty] | 89500524500 | 456 | 89500 | 524500
[5 empty] | 90500524500 | 456 | 90500 | 524500
[5 empty] | 91500524500 | 456 | 91500 | 524500
[5 empty] | 92500524500 | 456 | 92500 | 524500
[5 empty] | 93500524500 | 456 | 93500 | 524500
[5 empty] | 94500524500 | 456 | 94500 | 524500
[5 empty] | 95500524500 | 456 | 95500 | 524500
[5 empty] | 96500524500 | 456 | 96500 | 524500
[5 empty] | 97500524500 | 456 | 97500 | 524500
[5 empty] | 98500524500 | 456 | 98500 | 524500
[5 empty] | 99500524500 | 456 | 99500 | 524500
[5 empty] | 100500524500 | 456 | 100500 | 524500
[5 empty] | 101500524500 | 456 | 101500 | 524500
[5 empty] | 102500524500 | 456 | 102500 | 524500
[5 empty] | 103500524500 | 456 | 103500 | 524500
[5 empty] | 104500524500 | 456 | 104500 | 524500
[5 empty] | 70500523500 | 456 | 70500 | 523500
[5 empty] | 71500523500 | 456 | 71500 | 523500
[5 empty] | 72500523500 | 456 | 72500 | 523500
[5 empty] | 73500523500 | 456 | 73500 | 523500
[5 empty] | 74500523500 | 456 | 74500 | 523500
[5 empty] | 75500523500 | 456 | 75500 | 523500
[5 empty] | 76500523500 | 456 | 76500 | 523500
[5 empty] | 77500523500 | 456 | 77500 | 523500
[5 empty] | 78500523500 | 456 | 78500 | 523500
[5 empty] | 79500523500 | 456 | 79500 | 523500
[5 empty] | 80500523500 | 456 | 80500 | 523500
[5 empty] | 81500523500 | 456 | 81500 | 523500
[5 empty] | 82500523500 | 456 | 82500 | 523500
[5 empty] | 83500523500 | 456 | 83500 | 523500
[5 empty] | 84500523500 | 456 | 84500 | 523500
[5 empty] | 85500523500 | 456 | 85500 | 523500
[5 empty] | 86500523500 | 456 | 86500 | 523500
[5 empty] | 87500523500 | 456 | 87500 | 523500
[5 empty] | 88500523500 | 456 | 88500 | 523500
[5 empty] | 89500523500 | 456 | 89500 | 523500
[5 empty] | 90500523500 | 456 | 90500 | 523500
[5 empty] | 91500523500 | 456 | 91500 | 523500
[5 empty] | 92500523500 | 456 | 92500 | 523500
[5 empty] | 93500523500 | 456 | 93500 | 523500
[5 empty] | 94500523500 | 456 | 94500 | 523500
[5 empty] | 95500523500 | 456 | 95500 | 523500
[5 empty] | 96500523500 | 456 | 96500 | 523500
[5 empty] | 97500523500 | 456 | 97500 | 523500
[5 empty] | 98500523500 | 456 | 98500 | 523500
[5 empty] | 99500523500 | 456 | 99500 | 523500
[5 empty] | 100500523500 | 456 | 100500 | 523500
[5 empty] | 101500523500 | 456 | 101500 | 523500
[5 empty] | 102500523500 | 456 | 102500 | 523500
[5 empty] | 103500523500 | 456 | 103500 | 523500
[5 empty] | 69500522500 | 456 | 69500 | 522500
[5 empty] | 70500522500 | 456 | 70500 | 522500
[5 empty] | 71500522500 | 456 | 71500 | 522500
[5 empty] | 72500522500 | 456 | 72500 | 522500
[5 empty] | 73500522500 | 456 | 73500 | 522500
[5 empty] | 74500522500 | 456 | 74500 | 522500
[5 empty] | 75500522500 | 456 | 75500 | 522500
[5 empty] | 76500522500 | 456 | 76500 | 522500
[5 empty] | 77500522500 | 456 | 77500 | 522500
[5 empty] | 78500522500 | 456 | 78500 | 522500
[5 empty] | 79500522500 | 456 | 79500 | 522500
[5 empty] | 80500522500 | 456 | 80500 | 522500
[5 empty] | 81500522500 | 456 | 81500 | 522500
[5 empty] | 82500522500 | 456 | 82500 | 522500
[5 empty] | 83500522500 | 456 | 83500 | 522500
[5 empty] | 84500522500 | 456 | 84500 | 522500
[5 empty] | 85500522500 | 456 | 85500 | 522500
[5 empty] | 86500522500 | 456 | 86500 | 522500
[5 empty] | 87500522500 | 456 | 87500 | 522500
[5 empty] | 88500522500 | 456 | 88500 | 522500
[5 empty] | 89500522500 | 456 | 89500 | 522500
[5 empty] | 90500522500 | 456 | 90500 | 522500
[5 empty] | 91500522500 | 456 | 91500 | 522500
[5 empty] | 92500522500 | 456 | 92500 | 522500
[5 empty] | 93500522500 | 456 | 93500 | 522500
[5 empty] | 94500522500 | 456 | 94500 | 522500
[5 empty] | 95500522500 | 456 | 95500 | 522500
[5 empty] | 96500522500 | 456 | 96500 | 522500
[5 empty] | 97500522500 | 456 | 97500 | 522500
[5 empty] | 98500522500 | 456 | 98500 | 522500
[5 empty] | 99500522500 | 456 | 99500 | 522500
[5 empty] | 100500522500 | 456 | 100500 | 522500
[5 empty] | 101500522500 | 456 | 101500 | 522500
[5 empty] | 102500522500 | 456 | 102500 | 522500
[5 empty] | 103500522500 | 456 | 103500 | 522500
[5 empty] | 69500521500 | 456 | 69500 | 521500
[5 empty] | 70500521500 | 456 | 70500 | 521500
[5 empty] | 71500521500 | 456 | 71500 | 521500
[5 empty] | 72500521500 | 456 | 72500 | 521500
[5 empty] | 73500521500 | 456 | 73500 | 521500
[5 empty] | 74500521500 | 456 | 74500 | 521500
[5 empty] | 75500521500 | 456 | 75500 | 521500
[5 empty] | 76500521500 | 456 | 76500 | 521500
[5 empty] | 77500521500 | 456 | 77500 | 521500
[5 empty] | 78500521500 | 456 | 78500 | 521500
[5 empty] | 79500521500 | 456 | 79500 | 521500
[5 empty] | 80500521500 | 456 | 80500 | 521500
[5 empty] | 81500521500 | 456 | 81500 | 521500
[5 empty] | 82500521500 | 456 | 82500 | 521500
[5 empty] | 83500521500 | 456 | 83500 | 521500
[5 empty] | 84500521500 | 456 | 84500 | 521500
[5 empty] | 85500521500 | 456 | 85500 | 521500
[5 empty] | 86500521500 | 456 | 86500 | 521500
[5 empty] | 87500521500 | 456 | 87500 | 521500
[5 empty] | 88500521500 | 456 | 88500 | 521500
[5 empty] | 89500521500 | 456 | 89500 | 521500
[5 empty] | 90500521500 | 456 | 90500 | 521500
[5 empty] | 91500521500 | 456 | 91500 | 521500
[5 empty] | 92500521500 | 456 | 92500 | 521500
[5 empty] | 93500521500 | 456 | 93500 | 521500
[5 empty] | 94500521500 | 456 | 94500 | 521500
[5 empty] | 95500521500 | 456 | 95500 | 521500
[5 empty] | 96500521500 | 456 | 96500 | 521500
[5 empty] | 97500521500 | 456 | 97500 | 521500
[5 empty] | 98500521500 | 456 | 98500 | 521500
[5 empty] | 99500521500 | 456 | 99500 | 521500
[5 empty] | 63500520500 | 456 | 63500 | 520500
[5 empty] | 64500520500 | 456 | 64500 | 520500
[5 empty] | 65500520500 | 456 | 65500 | 520500
[5 empty] | 66500520500 | 456 | 66500 | 520500
[5 empty] | 67500520500 | 456 | 67500 | 520500
[5 empty] | 68500520500 | 456 | 68500 | 520500
[5 empty] | 69500520500 | 456 | 69500 | 520500
[5 empty] | 70500520500 | 456 | 70500 | 520500
[5 empty] | 71500520500 | 456 | 71500 | 520500
[5 empty] | 72500520500 | 456 | 72500 | 520500
[5 empty] | 73500520500 | 456 | 73500 | 520500
[5 empty] | 74500520500 | 456 | 74500 | 520500
[5 empty] | 75500520500 | 456 | 75500 | 520500
[5 empty] | 76500520500 | 456 | 76500 | 520500
[5 empty] | 77500520500 | 456 | 77500 | 520500
[5 empty] | 78500520500 | 456 | 78500 | 520500
[5 empty] | 79500520500 | 456 | 79500 | 520500
[5 empty] | 80500520500 | 456 | 80500 | 520500
[5 empty] | 81500520500 | 456 | 81500 | 520500
[5 empty] | 82500520500 | 456 | 82500 | 520500
[5 empty] | 83500520500 | 456 | 83500 | 520500
[5 empty] | 84500520500 | 456 | 84500 | 520500
[5 empty] | 85500520500 | 456 | 85500 | 520500
[5 empty] | 86500520500 | 456 | 86500 | 520500
[5 empty] | 87500520500 | 456 | 87500 | 520500
[5 empty] | 88500520500 | 456 | 88500 | 520500
[5 empty] | 89500520500 | 456 | 89500 | 520500
[5 empty] | 90500520500 | 456 | 90500 | 520500
[5 empty] | 91500520500 | 456 | 91500 | 520500
[5 empty] | 92500520500 | 456 | 92500 | 520500
[5 empty] | 93500520500 | 456 | 93500 | 520500
[5 empty] | 94500520500 | 456 | 94500 | 520500
[5 empty] | 95500520500 | 456 | 95500 | 520500
[5 empty] | 96500520500 | 456 | 96500 | 520500
[5 empty] | 97500520500 | 456 | 97500 | 520500
[5 empty] | 98500520500 | 456 | 98500 | 520500
[5 empty] | 58500519500 | 456 | 58500 | 519500
[5 empty] | 61500519500 | 456 | 61500 | 519500
[5 empty] | 62500519500 | 456 | 62500 | 519500
[5 empty] | 63500519500 | 456 | 63500 | 519500
[5 empty] | 64500519500 | 456 | 64500 | 519500
[5 empty] | 65500519500 | 456 | 65500 | 519500
[5 empty] | 66500519500 | 456 | 66500 | 519500
[5 empty] | 67500519500 | 456 | 67500 | 519500
[5 empty] | 68500519500 | 456 | 68500 | 519500
[5 empty] | 69500519500 | 456 | 69500 | 519500
[5 empty] | 70500519500 | 456 | 70500 | 519500
[5 empty] | 71500519500 | 456 | 71500 | 519500
[5 empty] | 72500519500 | 456 | 72500 | 519500
[5 empty] | 73500519500 | 456 | 73500 | 519500
[5 empty] | 74500519500 | 456 | 74500 | 519500
[5 empty] | 75500519500 | 456 | 75500 | 519500
[5 empty] | 76500519500 | 456 | 76500 | 519500
[5 empty] | 77500519500 | 456 | 77500 | 519500
[5 empty] | 78500519500 | 456 | 78500 | 519500
[5 empty] | 79500519500 | 456 | 79500 | 519500
[5 empty] | 80500519500 | 456 | 80500 | 519500
[5 empty] | 81500519500 | 456 | 81500 | 519500
[5 empty] | 82500519500 | 456 | 82500 | 519500
[5 empty] | 83500519500 | 456 | 83500 | 519500
[5 empty] | 84500519500 | 456 | 84500 | 519500
[5 empty] | 85500519500 | 456 | 85500 | 519500
[5 empty] | 86500519500 | 456 | 86500 | 519500
[5 empty] | 87500519500 | 456 | 87500 | 519500
[5 empty] | 88500519500 | 456 | 88500 | 519500
[5 empty] | 89500519500 | 456 | 89500 | 519500
[5 empty] | 90500519500 | 456 | 90500 | 519500
[5 empty] | 91500519500 | 456 | 91500 | 519500
[5 empty] | 92500519500 | 456 | 92500 | 519500
[5 empty] | 93500519500 | 456 | 93500 | 519500
[5 empty] | 94500519500 | 456 | 94500 | 519500
[5 empty] | 95500519500 | 456 | 95500 | 519500
[5 empty] | 96500519500 | 456 | 96500 | 519500
[5 empty] | 97500519500 | 456 | 97500 | 519500
[5 empty] | 98500519500 | 456 | 98500 | 519500
[5 empty] | 54500518500 | 456 | 54500 | 518500
[5 empty] | 57500518500 | 456 | 57500 | 518500
[5 empty] | 58500518500 | 456 | 58500 | 518500
[5 empty] | 59500518500 | 456 | 59500 | 518500
[5 empty] | 60500518500 | 456 | 60500 | 518500
[5 empty] | 61500518500 | 456 | 61500 | 518500
[5 empty] | 62500518500 | 456 | 62500 | 518500
[5 empty] | 63500518500 | 456 | 63500 | 518500
[5 empty] | 64500518500 | 456 | 64500 | 518500
[5 empty] | 65500518500 | 456 | 65500 | 518500
[5 empty] | 66500518500 | 456 | 66500 | 518500
[5 empty] | 67500518500 | 456 | 67500 | 518500
[5 empty] | 68500518500 | 456 | 68500 | 518500
[5 empty] | 69500518500 | 456 | 69500 | 518500
[5 empty] | 70500518500 | 456 | 70500 | 518500
[5 empty] | 71500518500 | 456 | 71500 | 518500
[5 empty] | 72500518500 | 456 | 72500 | 518500
[5 empty] | 73500518500 | 456 | 73500 | 518500
[5 empty] | 74500518500 | 456 | 74500 | 518500
[5 empty] | 75500518500 | 456 | 75500 | 518500
[5 empty] | 76500518500 | 456 | 76500 | 518500
[5 empty] | 77500518500 | 456 | 77500 | 518500
[5 empty] | 78500518500 | 456 | 78500 | 518500
[5 empty] | 79500518500 | 456 | 79500 | 518500
[5 empty] | 80500518500 | 456 | 80500 | 518500
[5 empty] | 81500518500 | 456 | 81500 | 518500
[5 empty] | 82500518500 | 456 | 82500 | 518500
[5 empty] | 83500518500 | 456 | 83500 | 518500
[5 empty] | 84500518500 | 456 | 84500 | 518500
[5 empty] | 85500518500 | 456 | 85500 | 518500
[5 empty] | 86500518500 | 456 | 86500 | 518500
[5 empty] | 87500518500 | 456 | 87500 | 518500
[5 empty] | 88500518500 | 456 | 88500 | 518500
[5 empty] | 89500518500 | 456 | 89500 | 518500
[5 empty] | 90500518500 | 456 | 90500 | 518500
[5 empty] | 91500518500 | 456 | 91500 | 518500
[5 empty] | 92500518500 | 456 | 92500 | 518500
[5 empty] | 93500518500 | 456 | 93500 | 518500
[5 empty] | 94500518500 | 456 | 94500 | 518500
[5 empty] | 95500518500 | 456 | 95500 | 518500
[5 empty] | 96500518500 | 456 | 96500 | 518500
[5 empty] | 97500518500 | 456 | 97500 | 518500
[5 empty] | 98500518500 | 456 | 98500 | 518500
[5 empty] | 52500517500 | 456 | 52500 | 517500
[5 empty] | 53500517500 | 456 | 53500 | 517500
[5 empty] | 54500517500 | 456 | 54500 | 517500
[5 empty] | 55500517500 | 456 | 55500 | 517500
[5 empty] | 56500517500 | 456 | 56500 | 517500
[5 empty] | 57500517500 | 456 | 57500 | 517500
[5 empty] | 58500517500 | 456 | 58500 | 517500
[5 empty] | 59500517500 | 456 | 59500 | 517500
[5 empty] | 60500517500 | 456 | 60500 | 517500
[5 empty] | 61500517500 | 456 | 61500 | 517500
[5 empty] | 62500517500 | 456 | 62500 | 517500
[5 empty] | 63500517500 | 456 | 63500 | 517500
[5 empty] | 64500517500 | 456 | 64500 | 517500
[5 empty] | 65500517500 | 456 | 65500 | 517500
[5 empty] | 66500517500 | 456 | 66500 | 517500
[5 empty] | 67500517500 | 456 | 67500 | 517500
[5 empty] | 68500517500 | 456 | 68500 | 517500
[5 empty] | 69500517500 | 456 | 69500 | 517500
[5 empty] | 70500517500 | 456 | 70500 | 517500
[5 empty] | 71500517500 | 456 | 71500 | 517500
[5 empty] | 72500517500 | 456 | 72500 | 517500
[5 empty] | 73500517500 | 456 | 73500 | 517500
[5 empty] | 74500517500 | 456 | 74500 | 517500
[5 empty] | 75500517500 | 456 | 75500 | 517500
[5 empty] | 76500517500 | 456 | 76500 | 517500
[5 empty] | 77500517500 | 456 | 77500 | 517500
[5 empty] | 78500517500 | 456 | 78500 | 517500
[5 empty] | 79500517500 | 456 | 79500 | 517500
[5 empty] | 80500517500 | 456 | 80500 | 517500
[5 empty] | 81500517500 | 456 | 81500 | 517500
[5 empty] | 82500517500 | 456 | 82500 | 517500
[5 empty] | 83500517500 | 456 | 83500 | 517500
[5 empty] | 84500517500 | 456 | 84500 | 517500
[5 empty] | 85500517500 | 456 | 85500 | 517500
[5 empty] | 86500517500 | 456 | 86500 | 517500
[5 empty] | 87500517500 | 456 | 87500 | 517500
[5 empty] | 88500517500 | 456 | 88500 | 517500
[5 empty] | 89500517500 | 456 | 89500 | 517500
[5 empty] | 90500517500 | 456 | 90500 | 517500
[5 empty] | 91500517500 | 456 | 91500 | 517500
[5 empty] | 92500517500 | 456 | 92500 | 517500
[5 empty] | 93500517500 | 456 | 93500 | 517500
[5 empty] | 94500517500 | 456 | 94500 | 517500
[5 empty] | 95500517500 | 456 | 95500 | 517500
[5 empty] | 96500517500 | 456 | 96500 | 517500
[5 empty] | 97500517500 | 456 | 97500 | 517500
[5 empty] | 52500516500 | 456 | 52500 | 516500
[5 empty] | 53500516500 | 456 | 53500 | 516500
[5 empty] | 54500516500 | 456 | 54500 | 516500
[5 empty] | 55500516500 | 456 | 55500 | 516500
[5 empty] | 56500516500 | 456 | 56500 | 516500
[5 empty] | 57500516500 | 456 | 57500 | 516500
[5 empty] | 58500516500 | 456 | 58500 | 516500
[5 empty] | 59500516500 | 456 | 59500 | 516500
[5 empty] | 60500516500 | 456 | 60500 | 516500
[5 empty] | 61500516500 | 456 | 61500 | 516500
[5 empty] | 62500516500 | 456 | 62500 | 516500
[5 empty] | 63500516500 | 456 | 63500 | 516500
[5 empty] | 64500516500 | 456 | 64500 | 516500
[5 empty] | 65500516500 | 456 | 65500 | 516500
[5 empty] | 66500516500 | 456 | 66500 | 516500
[5 empty] | 67500516500 | 456 | 67500 | 516500
[5 empty] | 68500516500 | 456 | 68500 | 516500
[5 empty] | 69500516500 | 456 | 69500 | 516500
[5 empty] | 70500516500 | 456 | 70500 | 516500
[5 empty] | 71500516500 | 456 | 71500 | 516500
[5 empty] | 72500516500 | 456 | 72500 | 516500
[5 empty] | 73500516500 | 456 | 73500 | 516500
[5 empty] | 74500516500 | 456 | 74500 | 516500
[5 empty] | 75500516500 | 456 | 75500 | 516500
[5 empty] | 76500516500 | 456 | 76500 | 516500
[5 empty] | 77500516500 | 456 | 77500 | 516500
[5 empty] | 78500516500 | 456 | 78500 | 516500
[5 empty] | 79500516500 | 456 | 79500 | 516500
[5 empty] | 80500516500 | 456 | 80500 | 516500
[5 empty] | 81500516500 | 456 | 81500 | 516500
[5 empty] | 82500516500 | 456 | 82500 | 516500
[5 empty] | 83500516500 | 456 | 83500 | 516500
[5 empty] | 84500516500 | 456 | 84500 | 516500
[5 empty] | 85500516500 | 456 | 85500 | 516500
[5 empty] | 86500516500 | 456 | 86500 | 516500
[5 empty] | 87500516500 | 456 | 87500 | 516500
[5 empty] | 88500516500 | 456 | 88500 | 516500
[5 empty] | 89500516500 | 456 | 89500 | 516500
[5 empty] | 90500516500 | 456 | 90500 | 516500
[5 empty] | 91500516500 | 456 | 91500 | 516500
[5 empty] | 92500516500 | 456 | 92500 | 516500
[5 empty] | 93500516500 | 456 | 93500 | 516500
[5 empty] | 94500516500 | 456 | 94500 | 516500
[5 empty] | 95500516500 | 456 | 95500 | 516500
[5 empty] | 96500516500 | 456 | 96500 | 516500
[5 empty] | 53500515500 | 456 | 53500 | 515500
[5 empty] | 54500515500 | 456 | 54500 | 515500
[5 empty] | 55500515500 | 456 | 55500 | 515500
[5 empty] | 56500515500 | 456 | 56500 | 515500
[5 empty] | 57500515500 | 456 | 57500 | 515500
[5 empty] | 58500515500 | 456 | 58500 | 515500
[5 empty] | 59500515500 | 456 | 59500 | 515500
[5 empty] | 60500515500 | 456 | 60500 | 515500
[5 empty] | 61500515500 | 456 | 61500 | 515500
[5 empty] | 62500515500 | 456 | 62500 | 515500
[5 empty] | 63500515500 | 456 | 63500 | 515500
[5 empty] | 64500515500 | 456 | 64500 | 515500
[5 empty] | 65500515500 | 456 | 65500 | 515500
[5 empty] | 66500515500 | 456 | 66500 | 515500
[5 empty] | 67500515500 | 456 | 67500 | 515500
[5 empty] | 68500515500 | 456 | 68500 | 515500
[5 empty] | 69500515500 | 456 | 69500 | 515500
[5 empty] | 70500515500 | 456 | 70500 | 515500
[5 empty] | 71500515500 | 456 | 71500 | 515500
[5 empty] | 72500515500 | 456 | 72500 | 515500
[5 empty] | 73500515500 | 456 | 73500 | 515500
[5 empty] | 74500515500 | 456 | 74500 | 515500
[5 empty] | 75500515500 | 456 | 75500 | 515500
[5 empty] | 76500515500 | 456 | 76500 | 515500
[5 empty] | 77500515500 | 456 | 77500 | 515500
[5 empty] | 78500515500 | 456 | 78500 | 515500
[5 empty] | 79500515500 | 456 | 79500 | 515500
[5 empty] | 80500515500 | 456 | 80500 | 515500
[5 empty] | 81500515500 | 456 | 81500 | 515500
[5 empty] | 82500515500 | 456 | 82500 | 515500
[5 empty] | 83500515500 | 456 | 83500 | 515500
[5 empty] | 84500515500 | 456 | 84500 | 515500
[5 empty] | 85500515500 | 456 | 85500 | 515500
[5 empty] | 86500515500 | 456 | 86500 | 515500
[5 empty] | 87500515500 | 456 | 87500 | 515500
[5 empty] | 88500515500 | 456 | 88500 | 515500
[5 empty] | 89500515500 | 456 | 89500 | 515500
[5 empty] | 90500515500 | 456 | 90500 | 515500
[5 empty] | 91500515500 | 456 | 91500 | 515500
[5 empty] | 92500515500 | 456 | 92500 | 515500
[5 empty] | 93500515500 | 456 | 93500 | 515500
[5 empty] | 94500515500 | 456 | 94500 | 515500
[5 empty] | 95500515500 | 456 | 95500 | 515500
[5 empty] | 54500514500 | 456 | 54500 | 514500
[5 empty] | 55500514500 | 456 | 55500 | 514500
[5 empty] | 56500514500 | 456 | 56500 | 514500
[5 empty] | 57500514500 | 456 | 57500 | 514500
[5 empty] | 58500514500 | 456 | 58500 | 514500
[5 empty] | 59500514500 | 456 | 59500 | 514500
[5 empty] | 60500514500 | 456 | 60500 | 514500
[5 empty] | 61500514500 | 456 | 61500 | 514500
[5 empty] | 62500514500 | 456 | 62500 | 514500
[5 empty] | 63500514500 | 456 | 63500 | 514500
[5 empty] | 64500514500 | 456 | 64500 | 514500
[5 empty] | 65500514500 | 456 | 65500 | 514500
[5 empty] | 66500514500 | 456 | 66500 | 514500
[5 empty] | 67500514500 | 456 | 67500 | 514500
[5 empty] | 68500514500 | 456 | 68500 | 514500
[5 empty] | 69500514500 | 456 | 69500 | 514500
[5 empty] | 70500514500 | 456 | 70500 | 514500
[5 empty] | 71500514500 | 456 | 71500 | 514500
[5 empty] | 72500514500 | 456 | 72500 | 514500
[5 empty] | 73500514500 | 456 | 73500 | 514500
[5 empty] | 74500514500 | 456 | 74500 | 514500
[5 empty] | 75500514500 | 456 | 75500 | 514500
[5 empty] | 76500514500 | 456 | 76500 | 514500
[5 empty] | 77500514500 | 456 | 77500 | 514500
[5 empty] | 78500514500 | 456 | 78500 | 514500
[5 empty] | 79500514500 | 456 | 79500 | 514500
[5 empty] | 80500514500 | 456 | 80500 | 514500
[5 empty] | 81500514500 | 456 | 81500 | 514500
[5 empty] | 82500514500 | 456 | 82500 | 514500
[5 empty] | 83500514500 | 456 | 83500 | 514500
[5 empty] | 84500514500 | 456 | 84500 | 514500
[5 empty] | 85500514500 | 456 | 85500 | 514500
[5 empty] | 86500514500 | 456 | 86500 | 514500
[5 empty] | 87500514500 | 456 | 87500 | 514500
[5 empty] | 88500514500 | 456 | 88500 | 514500
[5 empty] | 89500514500 | 456 | 89500 | 514500
[5 empty] | 90500514500 | 456 | 90500 | 514500
[5 empty] | 91500514500 | 456 | 91500 | 514500
[5 empty] | 92500514500 | 456 | 92500 | 514500
[5 empty] | 93500514500 | 456 | 93500 | 514500
[5 empty] | 94500514500 | 456 | 94500 | 514500
[5 empty] | 95500514500 | 456 | 95500 | 514500
[5 empty] | 54500513500 | 456 | 54500 | 513500
[5 empty] | 55500513500 | 456 | 55500 | 513500
[5 empty] | 56500513500 | 456 | 56500 | 513500
[5 empty] | 57500513500 | 456 | 57500 | 513500
[5 empty] | 58500513500 | 456 | 58500 | 513500
[5 empty] | 59500513500 | 456 | 59500 | 513500
[5 empty] | 60500513500 | 456 | 60500 | 513500
[5 empty] | 61500513500 | 456 | 61500 | 513500
[5 empty] | 62500513500 | 456 | 62500 | 513500
[5 empty] | 63500513500 | 456 | 63500 | 513500
[5 empty] | 64500513500 | 456 | 64500 | 513500
[5 empty] | 65500513500 | 456 | 65500 | 513500
[5 empty] | 66500513500 | 456 | 66500 | 513500
[5 empty] | 67500513500 | 456 | 67500 | 513500
[5 empty] | 68500513500 | 456 | 68500 | 513500
[5 empty] | 69500513500 | 456 | 69500 | 513500
[5 empty] | 70500513500 | 456 | 70500 | 513500
[5 empty] | 71500513500 | 456 | 71500 | 513500
[5 empty] | 72500513500 | 456 | 72500 | 513500
[5 empty] | 74500513500 | 456 | 74500 | 513500
[5 empty] | 75500513500 | 456 | 75500 | 513500
[5 empty] | 76500513500 | 456 | 76500 | 513500
[5 empty] | 77500513500 | 456 | 77500 | 513500
[5 empty] | 78500513500 | 456 | 78500 | 513500
[5 empty] | 79500513500 | 456 | 79500 | 513500
[5 empty] | 80500513500 | 456 | 80500 | 513500
[5 empty] | 81500513500 | 456 | 81500 | 513500
[5 empty] | 82500513500 | 456 | 82500 | 513500
[5 empty] | 83500513500 | 456 | 83500 | 513500
[5 empty] | 84500513500 | 456 | 84500 | 513500
[5 empty] | 85500513500 | 456 | 85500 | 513500
[5 empty] | 86500513500 | 456 | 86500 | 513500
[5 empty] | 87500513500 | 456 | 87500 | 513500
[5 empty] | 88500513500 | 456 | 88500 | 513500
[5 empty] | 89500513500 | 456 | 89500 | 513500
[5 empty] | 90500513500 | 456 | 90500 | 513500
[5 empty] | 91500513500 | 456 | 91500 | 513500
[5 empty] | 92500513500 | 456 | 92500 | 513500
[5 empty] | 93500513500 | 456 | 93500 | 513500
[5 empty] | 94500513500 | 456 | 94500 | 513500
[5 empty] | 54500512500 | 456 | 54500 | 512500
[5 empty] | 55500512500 | 456 | 55500 | 512500
[5 empty] | 56500512500 | 456 | 56500 | 512500
[5 empty] | 57500512500 | 456 | 57500 | 512500
[5 empty] | 58500512500 | 456 | 58500 | 512500
[5 empty] | 59500512500 | 456 | 59500 | 512500
[5 empty] | 60500512500 | 456 | 60500 | 512500
[5 empty] | 61500512500 | 456 | 61500 | 512500
[5 empty] | 62500512500 | 456 | 62500 | 512500
[5 empty] | 63500512500 | 456 | 63500 | 512500
[5 empty] | 64500512500 | 456 | 64500 | 512500
[5 empty] | 65500512500 | 456 | 65500 | 512500
[5 empty] | 66500512500 | 456 | 66500 | 512500
[5 empty] | 67500512500 | 456 | 67500 | 512500
[5 empty] | 68500512500 | 456 | 68500 | 512500
[5 empty] | 69500512500 | 456 | 69500 | 512500
[5 empty] | 70500512500 | 456 | 70500 | 512500
[5 empty] | 71500512500 | 456 | 71500 | 512500
[5 empty] | 75500512500 | 456 | 75500 | 512500
[5 empty] | 76500512500 | 456 | 76500 | 512500
[5 empty] | 77500512500 | 456 | 77500 | 512500
[5 empty] | 78500512500 | 456 | 78500 | 512500
[5 empty] | 79500512500 | 456 | 79500 | 512500
[5 empty] | 80500512500 | 456 | 80500 | 512500
[5 empty] | 81500512500 | 456 | 81500 | 512500
[5 empty] | 82500512500 | 456 | 82500 | 512500
[5 empty] | 83500512500 | 456 | 83500 | 512500
[5 empty] | 84500512500 | 456 | 84500 | 512500
[5 empty] | 85500512500 | 456 | 85500 | 512500
[5 empty] | 86500512500 | 456 | 86500 | 512500
[5 empty] | 87500512500 | 456 | 87500 | 512500
[5 empty] | 88500512500 | 456 | 88500 | 512500
[5 empty] | 90500512500 | 456 | 90500 | 512500
[5 empty] | 91500512500 | 456 | 91500 | 512500
[5 empty] | 92500512500 | 456 | 92500 | 512500
[5 empty] | 93500512500 | 456 | 93500 | 512500
[5 empty] | 94500512500 | 456 | 94500 | 512500
[5 empty] | 54500511500 | 456 | 54500 | 511500
[5 empty] | 55500511500 | 456 | 55500 | 511500
[5 empty] | 56500511500 | 456 | 56500 | 511500
[5 empty] | 57500511500 | 456 | 57500 | 511500
[5 empty] | 58500511500 | 456 | 58500 | 511500
[5 empty] | 59500511500 | 456 | 59500 | 511500
[5 empty] | 60500511500 | 456 | 60500 | 511500
[5 empty] | 61500511500 | 456 | 61500 | 511500
[5 empty] | 62500511500 | 456 | 62500 | 511500
[5 empty] | 63500511500 | 456 | 63500 | 511500
[5 empty] | 64500511500 | 456 | 64500 | 511500
[5 empty] | 65500511500 | 456 | 65500 | 511500
[5 empty] | 66500511500 | 456 | 66500 | 511500
[5 empty] | 67500511500 | 456 | 67500 | 511500
[5 empty] | 68500511500 | 456 | 68500 | 511500
[5 empty] | 69500511500 | 456 | 69500 | 511500
[5 empty] | 70500511500 | 456 | 70500 | 511500
[5 empty] | 71500511500 | 456 | 71500 | 511500
[5 empty] | 77500511500 | 456 | 77500 | 511500
[5 empty] | 78500511500 | 456 | 78500 | 511500
[5 empty] | 79500511500 | 456 | 79500 | 511500
[5 empty] | 80500511500 | 456 | 80500 | 511500
[5 empty] | 81500511500 | 456 | 81500 | 511500
[5 empty] | 82500511500 | 456 | 82500 | 511500
[5 empty] | 83500511500 | 456 | 83500 | 511500
[5 empty] | 84500511500 | 456 | 84500 | 511500
[5 empty] | 85500511500 | 456 | 85500 | 511500
[5 empty] | 86500511500 | 456 | 86500 | 511500
[5 empty] | 87500511500 | 456 | 87500 | 511500
[5 empty] | 93500511500 | 456 | 93500 | 511500
[5 empty] | 94500511500 | 456 | 94500 | 511500
[5 empty] | 54500510500 | 456 | 54500 | 510500
[5 empty] | 55500510500 | 456 | 55500 | 510500
[5 empty] | 56500510500 | 456 | 56500 | 510500
[5 empty] | 57500510500 | 456 | 57500 | 510500
[5 empty] | 58500510500 | 456 | 58500 | 510500
[5 empty] | 59500510500 | 456 | 59500 | 510500
[5 empty] | 60500510500 | 456 | 60500 | 510500
[5 empty] | 61500510500 | 456 | 61500 | 510500
[5 empty] | 62500510500 | 456 | 62500 | 510500
[5 empty] | 63500510500 | 456 | 63500 | 510500
[5 empty] | 64500510500 | 456 | 64500 | 510500
[5 empty] | 65500510500 | 456 | 65500 | 510500
[5 empty] | 66500510500 | 456 | 66500 | 510500
[5 empty] | 67500510500 | 456 | 67500 | 510500
[5 empty] | 68500510500 | 456 | 68500 | 510500
[5 empty] | 69500510500 | 456 | 69500 | 510500
[5 empty] | 70500510500 | 456 | 70500 | 510500
[5 empty] | 78500510500 | 456 | 78500 | 510500
[5 empty] | 79500510500 | 456 | 79500 | 510500
[5 empty] | 80500510500 | 456 | 80500 | 510500
[5 empty] | 81500510500 | 456 | 81500 | 510500
[5 empty] | 82500510500 | 456 | 82500 | 510500
[5 empty] | 83500510500 | 456 | 83500 | 510500
[5 empty] | 84500510500 | 456 | 84500 | 510500
[5 empty] | 85500510500 | 456 | 85500 | 510500
[5 empty] | 86500510500 | 456 | 86500 | 510500
[5 empty] | 87500510500 | 456 | 87500 | 510500
[5 empty] | 57500509500 | 456 | 57500 | 509500
[5 empty] | 58500509500 | 456 | 58500 | 509500
[5 empty] | 59500509500 | 456 | 59500 | 509500
[5 empty] | 60500509500 | 456 | 60500 | 509500
[5 empty] | 61500509500 | 456 | 61500 | 509500
[5 empty] | 62500509500 | 456 | 62500 | 509500
[5 empty] | 63500509500 | 456 | 63500 | 509500
[5 empty] | 64500509500 | 456 | 64500 | 509500
[5 empty] | 65500509500 | 456 | 65500 | 509500
[5 empty] | 66500509500 | 456 | 66500 | 509500
[5 empty] | 67500509500 | 456 | 67500 | 509500
[5 empty] | 68500509500 | 456 | 68500 | 509500
[5 empty] | 69500509500 | 456 | 69500 | 509500
[5 empty] | 79500509500 | 456 | 79500 | 509500
[5 empty] | 80500509500 | 456 | 80500 | 509500
[5 empty] | 81500509500 | 456 | 81500 | 509500
[5 empty] | 82500509500 | 456 | 82500 | 509500
[5 empty] | 83500509500 | 456 | 83500 | 509500
[5 empty] | 84500509500 | 456 | 84500 | 509500
[5 empty] | 85500509500 | 456 | 85500 | 509500
[5 empty] | 86500509500 | 456 | 86500 | 509500
[5 empty] | 87500509500 | 456 | 87500 | 509500
[5 empty] | 58500508500 | 456 | 58500 | 508500
[5 empty] | 59500508500 | 456 | 59500 | 508500
[5 empty] | 60500508500 | 456 | 60500 | 508500
[5 empty] | 61500508500 | 456 | 61500 | 508500
[5 empty] | 62500508500 | 456 | 62500 | 508500
[5 empty] | 63500508500 | 456 | 63500 | 508500
[5 empty] | 64500508500 | 456 | 64500 | 508500
[5 empty] | 65500508500 | 456 | 65500 | 508500
[5 empty] | 66500508500 | 456 | 66500 | 508500
[5 empty] | 67500508500 | 456 | 67500 | 508500
[5 empty] | 68500508500 | 456 | 68500 | 508500
[5 empty] | 80500508500 | 456 | 80500 | 508500
[5 empty] | 81500508500 | 456 | 81500 | 508500
[5 empty] | 82500508500 | 456 | 82500 | 508500
[5 empty] | 83500508500 | 456 | 83500 | 508500
[5 empty] | 84500508500 | 456 | 84500 | 508500
[5 empty] | 85500508500 | 456 | 85500 | 508500
[5 empty] | 86500508500 | 456 | 86500 | 508500
[5 empty] | 87500508500 | 456 | 87500 | 508500
[5 empty] | 58500507500 | 456 | 58500 | 507500
[5 empty] | 59500507500 | 456 | 59500 | 507500
[5 empty] | 60500507500 | 456 | 60500 | 507500
[5 empty] | 61500507500 | 456 | 61500 | 507500
[5 empty] | 62500507500 | 456 | 62500 | 507500
[5 empty] | 63500507500 | 456 | 63500 | 507500
[5 empty] | 64500507500 | 456 | 64500 | 507500
[5 empty] | 65500507500 | 456 | 65500 | 507500
[5 empty] | 66500507500 | 456 | 66500 | 507500
[5 empty] | 67500507500 | 456 | 67500 | 507500
[5 empty] | 68500507500 | 456 | 68500 | 507500
[5 empty] | 81500507500 | 456 | 81500 | 507500
[5 empty] | 82500507500 | 456 | 82500 | 507500
[5 empty] | 83500507500 | 456 | 83500 | 507500
[5 empty] | 84500507500 | 456 | 84500 | 507500
[5 empty] | 85500507500 | 456 | 85500 | 507500
[5 empty] | 86500507500 | 456 | 86500 | 507500
[5 empty] | 58500506500 | 456 | 58500 | 506500
[5 empty] | 59500506500 | 456 | 59500 | 506500
[5 empty] | 60500506500 | 456 | 60500 | 506500
[5 empty] | 61500506500 | 456 | 61500 | 506500
[5 empty] | 62500506500 | 456 | 62500 | 506500
[5 empty] | 63500506500 | 456 | 63500 | 506500
[5 empty] | 64500506500 | 456 | 64500 | 506500
[5 empty] | 65500506500 | 456 | 65500 | 506500
[5 empty] | 66500506500 | 456 | 66500 | 506500
[5 empty] | 67500506500 | 456 | 67500 | 506500
[5 empty] | 81500506500 | 456 | 81500 | 506500
[5 empty] | 82500506500 | 456 | 82500 | 506500
[5 empty] | 83500506500 | 456 | 83500 | 506500
[5 empty] | 84500506500 | 456 | 84500 | 506500
[5 empty] | 85500506500 | 456 | 85500 | 506500
[5 empty] | 59500505500 | 456 | 59500 | 505500
[5 empty] | 60500505500 | 456 | 60500 | 505500
[5 empty] | 64500505500 | 456 | 64500 | 505500
[5 empty] | 65500505500 | 456 | 65500 | 505500
[5 empty] | 81500505500 | 456 | 81500 | 505500
[5 empty] | 82500505500 | 456 | 82500 | 505500
[5 empty] | 83500505500 | 456 | 83500 | 505500
[5 empty] | 84500505500 | 456 | 84500 | 505500
[5 empty] | 85500505500 | 456 | 85500 | 505500
[5 empty] | 83500504500 | 456 | 83500 | 504500
[5 empty] | 84500504500 | 456 | 84500 | 504500
[5 empty] | 85500504500 | 456 | 85500 | 504500
[5 empty] | 152500517500 | 457 | 152500 | 517500
[5 empty] | 150500516500 | 457 | 150500 | 516500
[5 empty] | 151500516500 | 457 | 151500 | 516500
[5 empty] | 152500516500 | 457 | 152500 | 516500
[5 empty] | 149500515500 | 457 | 149500 | 515500
[5 empty] | 150500515500 | 457 | 150500 | 515500
[5 empty] | 151500515500 | 457 | 151500 | 515500
[5 empty] | 152500515500 | 457 | 152500 | 515500
[5 empty] | 153500515500 | 457 | 153500 | 515500
[5 empty] | 147500514500 | 457 | 147500 | 514500
[5 empty] | 148500514500 | 457 | 148500 | 514500
[5 empty] | 149500514500 | 457 | 149500 | 514500
[5 empty] | 150500514500 | 457 | 150500 | 514500
[5 empty] | 151500514500 | 457 | 151500 | 514500
[5 empty] | 152500514500 | 457 | 152500 | 514500
[5 empty] | 153500514500 | 457 | 153500 | 514500
[5 empty] | 147500513500 | 457 | 147500 | 513500
[5 empty] | 148500513500 | 457 | 148500 | 513500
[5 empty] | 149500513500 | 457 | 149500 | 513500
[5 empty] | 150500513500 | 457 | 150500 | 513500
[5 empty] | 151500513500 | 457 | 151500 | 513500
[5 empty] | 152500513500 | 457 | 152500 | 513500
[5 empty] | 153500513500 | 457 | 153500 | 513500
[5 empty] | 154500513500 | 457 | 154500 | 513500
[5 empty] | 155500513500 | 457 | 155500 | 513500
[5 empty] | 156500513500 | 457 | 156500 | 513500
[5 empty] | 157500513500 | 457 | 157500 | 513500
[5 empty] | 165500513500 | 457 | 165500 | 513500
[5 empty] | 146500512500 | 457 | 146500 | 512500
[5 empty] | 147500512500 | 457 | 147500 | 512500
[5 empty] | 148500512500 | 457 | 148500 | 512500
[5 empty] | 149500512500 | 457 | 149500 | 512500
[5 empty] | 150500512500 | 457 | 150500 | 512500
[5 empty] | 151500512500 | 457 | 151500 | 512500
[5 empty] | 152500512500 | 457 | 152500 | 512500
[5 empty] | 153500512500 | 457 | 153500 | 512500
[5 empty] | 154500512500 | 457 | 154500 | 512500
[5 empty] | 155500512500 | 457 | 155500 | 512500
[5 empty] | 156500512500 | 457 | 156500 | 512500
[5 empty] | 157500512500 | 457 | 157500 | 512500
[5 empty] | 160500512500 | 457 | 160500 | 512500
[5 empty] | 161500512500 | 457 | 161500 | 512500
[5 empty] | 162500512500 | 457 | 162500 | 512500
[5 empty] | 163500512500 | 457 | 163500 | 512500
[5 empty] | 164500512500 | 457 | 164500 | 512500
[5 empty] | 165500512500 | 457 | 165500 | 512500
[5 empty] | 146500511500 | 457 | 146500 | 511500
[5 empty] | 147500511500 | 457 | 147500 | 511500
[5 empty] | 148500511500 | 457 | 148500 | 511500
[5 empty] | 149500511500 | 457 | 149500 | 511500
[5 empty] | 150500511500 | 457 | 150500 | 511500
[5 empty] | 151500511500 | 457 | 151500 | 511500
[5 empty] | 152500511500 | 457 | 152500 | 511500
[5 empty] | 153500511500 | 457 | 153500 | 511500
[5 empty] | 154500511500 | 457 | 154500 | 511500
[5 empty] | 155500511500 | 457 | 155500 | 511500
[5 empty] | 156500511500 | 457 | 156500 | 511500
[5 empty] | 157500511500 | 457 | 157500 | 511500
[5 empty] | 158500511500 | 457 | 158500 | 511500
[5 empty] | 159500511500 | 457 | 159500 | 511500
[5 empty] | 160500511500 | 457 | 160500 | 511500
[5 empty] | 161500511500 | 457 | 161500 | 511500
[5 empty] | 162500511500 | 457 | 162500 | 511500
[5 empty] | 163500511500 | 457 | 163500 | 511500
[5 empty] | 164500511500 | 457 | 164500 | 511500
[5 empty] | 165500511500 | 457 | 165500 | 511500
[5 empty] | 145500510500 | 457 | 145500 | 510500
[5 empty] | 146500510500 | 457 | 146500 | 510500
[5 empty] | 147500510500 | 457 | 147500 | 510500
[5 empty] | 148500510500 | 457 | 148500 | 510500
[5 empty] | 149500510500 | 457 | 149500 | 510500
[5 empty] | 150500510500 | 457 | 150500 | 510500
[5 empty] | 151500510500 | 457 | 151500 | 510500
[5 empty] | 152500510500 | 457 | 152500 | 510500
[5 empty] | 153500510500 | 457 | 153500 | 510500
[5 empty] | 154500510500 | 457 | 154500 | 510500
[5 empty] | 155500510500 | 457 | 155500 | 510500
[5 empty] | 156500510500 | 457 | 156500 | 510500
[5 empty] | 157500510500 | 457 | 157500 | 510500
[5 empty] | 158500510500 | 457 | 158500 | 510500
[5 empty] | 159500510500 | 457 | 159500 | 510500
[5 empty] | 160500510500 | 457 | 160500 | 510500
[5 empty] | 161500510500 | 457 | 161500 | 510500
[5 empty] | 162500510500 | 457 | 162500 | 510500
[5 empty] | 163500510500 | 457 | 163500 | 510500
[5 empty] | 164500510500 | 457 | 164500 | 510500
[5 empty] | 145500509500 | 457 | 145500 | 509500
[5 empty] | 146500509500 | 457 | 146500 | 509500
[5 empty] | 147500509500 | 457 | 147500 | 509500
[5 empty] | 148500509500 | 457 | 148500 | 509500
[5 empty] | 149500509500 | 457 | 149500 | 509500
[5 empty] | 150500509500 | 457 | 150500 | 509500
[5 empty] | 151500509500 | 457 | 151500 | 509500
[5 empty] | 152500509500 | 457 | 152500 | 509500
[5 empty] | 153500509500 | 457 | 153500 | 509500
[5 empty] | 154500509500 | 457 | 154500 | 509500
[5 empty] | 155500509500 | 457 | 155500 | 509500
[5 empty] | 156500509500 | 457 | 156500 | 509500
[5 empty] | 157500509500 | 457 | 157500 | 509500
[5 empty] | 158500509500 | 457 | 158500 | 509500
[5 empty] | 159500509500 | 457 | 159500 | 509500
[5 empty] | 160500509500 | 457 | 160500 | 509500
[5 empty] | 161500509500 | 457 | 161500 | 509500
[5 empty] | 162500509500 | 457 | 162500 | 509500
[5 empty] | 163500509500 | 457 | 163500 | 509500
[5 empty] | 164500509500 | 457 | 164500 | 509500
[5 empty] | 144500508500 | 457 | 144500 | 508500
[5 empty] | 145500508500 | 457 | 145500 | 508500
[5 empty] | 146500508500 | 457 | 146500 | 508500
[5 empty] | 147500508500 | 457 | 147500 | 508500
[5 empty] | 148500508500 | 457 | 148500 | 508500
[5 empty] | 149500508500 | 457 | 149500 | 508500
[5 empty] | 150500508500 | 457 | 150500 | 508500
[5 empty] | 151500508500 | 457 | 151500 | 508500
[5 empty] | 152500508500 | 457 | 152500 | 508500
[5 empty] | 153500508500 | 457 | 153500 | 508500
[5 empty] | 154500508500 | 457 | 154500 | 508500
[5 empty] | 155500508500 | 457 | 155500 | 508500
[5 empty] | 156500508500 | 457 | 156500 | 508500
[5 empty] | 157500508500 | 457 | 157500 | 508500
[5 empty] | 158500508500 | 457 | 158500 | 508500
[5 empty] | 159500508500 | 457 | 159500 | 508500
[5 empty] | 160500508500 | 457 | 160500 | 508500
[5 empty] | 161500508500 | 457 | 161500 | 508500
[5 empty] | 162500508500 | 457 | 162500 | 508500
[5 empty] | 163500508500 | 457 | 163500 | 508500
[5 empty] | 144500507500 | 457 | 144500 | 507500
[5 empty] | 145500507500 | 457 | 145500 | 507500
[5 empty] | 146500507500 | 457 | 146500 | 507500
[5 empty] | 147500507500 | 457 | 147500 | 507500
[5 empty] | 148500507500 | 457 | 148500 | 507500
[5 empty] | 149500507500 | 457 | 149500 | 507500
[5 empty] | 150500507500 | 457 | 150500 | 507500
[5 empty] | 151500507500 | 457 | 151500 | 507500
[5 empty] | 152500507500 | 457 | 152500 | 507500
[5 empty] | 153500507500 | 457 | 153500 | 507500
[5 empty] | 154500507500 | 457 | 154500 | 507500
[5 empty] | 155500507500 | 457 | 155500 | 507500
[5 empty] | 156500507500 | 457 | 156500 | 507500
[5 empty] | 157500507500 | 457 | 157500 | 507500
[5 empty] | 158500507500 | 457 | 158500 | 507500
[5 empty] | 159500507500 | 457 | 159500 | 507500
[5 empty] | 160500507500 | 457 | 160500 | 507500
[5 empty] | 161500507500 | 457 | 161500 | 507500
[5 empty] | 162500507500 | 457 | 162500 | 507500
[5 empty] | 163500507500 | 457 | 163500 | 507500
[5 empty] | 144500506500 | 457 | 144500 | 506500
[5 empty] | 145500506500 | 457 | 145500 | 506500
[5 empty] | 146500506500 | 457 | 146500 | 506500
[5 empty] | 147500506500 | 457 | 147500 | 506500
[5 empty] | 148500506500 | 457 | 148500 | 506500
[5 empty] | 149500506500 | 457 | 149500 | 506500
[5 empty] | 150500506500 | 457 | 150500 | 506500
[5 empty] | 151500506500 | 457 | 151500 | 506500
[5 empty] | 152500506500 | 457 | 152500 | 506500
[5 empty] | 153500506500 | 457 | 153500 | 506500
[5 empty] | 154500506500 | 457 | 154500 | 506500
[5 empty] | 155500506500 | 457 | 155500 | 506500
[5 empty] | 156500506500 | 457 | 156500 | 506500
[5 empty] | 157500506500 | 457 | 157500 | 506500
[5 empty] | 158500506500 | 457 | 158500 | 506500
[5 empty] | 159500506500 | 457 | 159500 | 506500
[5 empty] | 160500506500 | 457 | 160500 | 506500
[5 empty] | 161500506500 | 457 | 161500 | 506500
[5 empty] | 162500506500 | 457 | 162500 | 506500
[5 empty] | 163500506500 | 457 | 163500 | 506500
[5 empty] | 142500505500 | 457 | 142500 | 505500
[5 empty] | 143500505500 | 457 | 143500 | 505500
[5 empty] | 144500505500 | 457 | 144500 | 505500
[5 empty] | 145500505500 | 457 | 145500 | 505500
[5 empty] | 146500505500 | 457 | 146500 | 505500
[5 empty] | 147500505500 | 457 | 147500 | 505500
[5 empty] | 148500505500 | 457 | 148500 | 505500
[5 empty] | 149500505500 | 457 | 149500 | 505500
[5 empty] | 150500505500 | 457 | 150500 | 505500
[5 empty] | 151500505500 | 457 | 151500 | 505500
[5 empty] | 152500505500 | 457 | 152500 | 505500
[5 empty] | 153500505500 | 457 | 153500 | 505500
[5 empty] | 154500505500 | 457 | 154500 | 505500
[5 empty] | 155500505500 | 457 | 155500 | 505500
[5 empty] | 156500505500 | 457 | 156500 | 505500
[5 empty] | 157500505500 | 457 | 157500 | 505500
[5 empty] | 158500505500 | 457 | 158500 | 505500
[5 empty] | 159500505500 | 457 | 159500 | 505500
[5 empty] | 160500505500 | 457 | 160500 | 505500
[5 empty] | 161500505500 | 457 | 161500 | 505500
[5 empty] | 162500505500 | 457 | 162500 | 505500
[5 empty] | 163500505500 | 457 | 163500 | 505500
[5 empty] | 139500504500 | 457 | 139500 | 504500
[5 empty] | 140500504500 | 457 | 140500 | 504500
[5 empty] | 141500504500 | 457 | 141500 | 504500
[5 empty] | 142500504500 | 457 | 142500 | 504500
[5 empty] | 143500504500 | 457 | 143500 | 504500
[5 empty] | 144500504500 | 457 | 144500 | 504500
[5 empty] | 145500504500 | 457 | 145500 | 504500
[5 empty] | 146500504500 | 457 | 146500 | 504500
[5 empty] | 147500504500 | 457 | 147500 | 504500
[5 empty] | 148500504500 | 457 | 148500 | 504500
[5 empty] | 149500504500 | 457 | 149500 | 504500
[5 empty] | 150500504500 | 457 | 150500 | 504500
[5 empty] | 151500504500 | 457 | 151500 | 504500
[5 empty] | 152500504500 | 457 | 152500 | 504500
[5 empty] | 153500504500 | 457 | 153500 | 504500
[5 empty] | 154500504500 | 457 | 154500 | 504500
[5 empty] | 155500504500 | 457 | 155500 | 504500
[5 empty] | 156500504500 | 457 | 156500 | 504500
[5 empty] | 157500504500 | 457 | 157500 | 504500
[5 empty] | 158500504500 | 457 | 158500 | 504500
[5 empty] | 159500504500 | 457 | 159500 | 504500
[5 empty] | 160500504500 | 457 | 160500 | 504500
[5 empty] | 161500504500 | 457 | 161500 | 504500
[5 empty] | 162500504500 | 457 | 162500 | 504500
[5 empty] | 164500504500 | 457 | 164500 | 504500
[5 empty] | 165500504500 | 457 | 165500 | 504500
[5 empty] | 166500504500 | 457 | 166500 | 504500
[5 empty] | 167500504500 | 457 | 167500 | 504500
[5 empty] | 138500503500 | 457 | 138500 | 503500
[5 empty] | 139500503500 | 457 | 139500 | 503500
[5 empty] | 140500503500 | 457 | 140500 | 503500
[5 empty] | 141500503500 | 457 | 141500 | 503500
[5 empty] | 142500503500 | 457 | 142500 | 503500
[5 empty] | 143500503500 | 457 | 143500 | 503500
[5 empty] | 144500503500 | 457 | 144500 | 503500
[5 empty] | 145500503500 | 457 | 145500 | 503500
[5 empty] | 146500503500 | 457 | 146500 | 503500
[5 empty] | 147500503500 | 457 | 147500 | 503500
[5 empty] | 148500503500 | 457 | 148500 | 503500
[5 empty] | 149500503500 | 457 | 149500 | 503500
[5 empty] | 150500503500 | 457 | 150500 | 503500
[5 empty] | 151500503500 | 457 | 151500 | 503500
[5 empty] | 152500503500 | 457 | 152500 | 503500
[5 empty] | 153500503500 | 457 | 153500 | 503500
[5 empty] | 154500503500 | 457 | 154500 | 503500
[5 empty] | 155500503500 | 457 | 155500 | 503500
[5 empty] | 156500503500 | 457 | 156500 | 503500
[5 empty] | 157500503500 | 457 | 157500 | 503500
[5 empty] | 158500503500 | 457 | 158500 | 503500
[5 empty] | 159500503500 | 457 | 159500 | 503500
[5 empty] | 160500503500 | 457 | 160500 | 503500
[5 empty] | 161500503500 | 457 | 161500 | 503500
[5 empty] | 162500503500 | 457 | 162500 | 503500
[5 empty] | 163500503500 | 457 | 163500 | 503500
[5 empty] | 164500503500 | 457 | 164500 | 503500
[5 empty] | 165500503500 | 457 | 165500 | 503500
[5 empty] | 166500503500 | 457 | 166500 | 503500
[5 empty] | 167500503500 | 457 | 167500 | 503500
[5 empty] | 168500503500 | 457 | 168500 | 503500
[5 empty] | 137500502500 | 457 | 137500 | 502500
[5 empty] | 138500502500 | 457 | 138500 | 502500
[5 empty] | 139500502500 | 457 | 139500 | 502500
[5 empty] | 140500502500 | 457 | 140500 | 502500
[5 empty] | 141500502500 | 457 | 141500 | 502500
[5 empty] | 142500502500 | 457 | 142500 | 502500
[5 empty] | 143500502500 | 457 | 143500 | 502500
[5 empty] | 144500502500 | 457 | 144500 | 502500
[5 empty] | 145500502500 | 457 | 145500 | 502500
[5 empty] | 146500502500 | 457 | 146500 | 502500
[5 empty] | 147500502500 | 457 | 147500 | 502500
[5 empty] | 148500502500 | 457 | 148500 | 502500
[5 empty] | 149500502500 | 457 | 149500 | 502500
[5 empty] | 150500502500 | 457 | 150500 | 502500
[5 empty] | 151500502500 | 457 | 151500 | 502500
[5 empty] | 152500502500 | 457 | 152500 | 502500
[5 empty] | 153500502500 | 457 | 153500 | 502500
[5 empty] | 154500502500 | 457 | 154500 | 502500
[5 empty] | 155500502500 | 457 | 155500 | 502500
[5 empty] | 156500502500 | 457 | 156500 | 502500
[5 empty] | 157500502500 | 457 | 157500 | 502500
[5 empty] | 158500502500 | 457 | 158500 | 502500
[5 empty] | 159500502500 | 457 | 159500 | 502500
[5 empty] | 160500502500 | 457 | 160500 | 502500
[5 empty] | 161500502500 | 457 | 161500 | 502500
[5 empty] | 162500502500 | 457 | 162500 | 502500
[5 empty] | 163500502500 | 457 | 163500 | 502500
[5 empty] | 164500502500 | 457 | 164500 | 502500
[5 empty] | 165500502500 | 457 | 165500 | 502500
[5 empty] | 166500502500 | 457 | 166500 | 502500
[5 empty] | 167500502500 | 457 | 167500 | 502500
[5 empty] | 168500502500 | 457 | 168500 | 502500
[5 empty] | 169500502500 | 457 | 169500 | 502500
[5 empty] | 137500501500 | 457 | 137500 | 501500
[5 empty] | 138500501500 | 457 | 138500 | 501500
[5 empty] | 139500501500 | 457 | 139500 | 501500
[5 empty] | 140500501500 | 457 | 140500 | 501500
[5 empty] | 141500501500 | 457 | 141500 | 501500
[5 empty] | 142500501500 | 457 | 142500 | 501500
[5 empty] | 143500501500 | 457 | 143500 | 501500
[5 empty] | 144500501500 | 457 | 144500 | 501500
[5 empty] | 145500501500 | 457 | 145500 | 501500
[5 empty] | 146500501500 | 457 | 146500 | 501500
[5 empty] | 147500501500 | 457 | 147500 | 501500
[5 empty] | 148500501500 | 457 | 148500 | 501500
[5 empty] | 149500501500 | 457 | 149500 | 501500
[5 empty] | 150500501500 | 457 | 150500 | 501500
[5 empty] | 151500501500 | 457 | 151500 | 501500
[5 empty] | 152500501500 | 457 | 152500 | 501500
[5 empty] | 153500501500 | 457 | 153500 | 501500
[5 empty] | 154500501500 | 457 | 154500 | 501500
[5 empty] | 155500501500 | 457 | 155500 | 501500
[5 empty] | 156500501500 | 457 | 156500 | 501500
[5 empty] | 157500501500 | 457 | 157500 | 501500
[5 empty] | 158500501500 | 457 | 158500 | 501500
[5 empty] | 159500501500 | 457 | 159500 | 501500
[5 empty] | 160500501500 | 457 | 160500 | 501500
[5 empty] | 161500501500 | 457 | 161500 | 501500
[5 empty] | 162500501500 | 457 | 162500 | 501500
[5 empty] | 163500501500 | 457 | 163500 | 501500
[5 empty] | 164500501500 | 457 | 164500 | 501500
[5 empty] | 165500501500 | 457 | 165500 | 501500
[5 empty] | 166500501500 | 457 | 166500 | 501500
[5 empty] | 167500501500 | 457 | 167500 | 501500
[5 empty] | 168500501500 | 457 | 168500 | 501500
[5 empty] | 169500501500 | 457 | 169500 | 501500
[5 empty] | 136500500500 | 457 | 136500 | 500500
[5 empty] | 137500500500 | 457 | 137500 | 500500
[5 empty] | 138500500500 | 457 | 138500 | 500500
[5 empty] | 139500500500 | 457 | 139500 | 500500
[5 empty] | 140500500500 | 457 | 140500 | 500500
[5 empty] | 141500500500 | 457 | 141500 | 500500
[5 empty] | 142500500500 | 457 | 142500 | 500500
[5 empty] | 143500500500 | 457 | 143500 | 500500
[5 empty] | 144500500500 | 457 | 144500 | 500500
[5 empty] | 145500500500 | 457 | 145500 | 500500
[5 empty] | 146500500500 | 457 | 146500 | 500500
[5 empty] | 147500500500 | 457 | 147500 | 500500
[5 empty] | 148500500500 | 457 | 148500 | 500500
[5 empty] | 149500500500 | 457 | 149500 | 500500
[5 empty] | 150500500500 | 457 | 150500 | 500500
[5 empty] | 151500500500 | 457 | 151500 | 500500
[5 empty] | 152500500500 | 457 | 152500 | 500500
[5 empty] | 153500500500 | 457 | 153500 | 500500
[5 empty] | 154500500500 | 457 | 154500 | 500500
[5 empty] | 155500500500 | 457 | 155500 | 500500
[5 empty] | 156500500500 | 457 | 156500 | 500500
[5 empty] | 157500500500 | 457 | 157500 | 500500
[5 empty] | 158500500500 | 457 | 158500 | 500500
[5 empty] | 159500500500 | 457 | 159500 | 500500
[5 empty] | 160500500500 | 457 | 160500 | 500500
[5 empty] | 161500500500 | 457 | 161500 | 500500
[5 empty] | 162500500500 | 457 | 162500 | 500500
[5 empty] | 163500500500 | 457 | 163500 | 500500
[5 empty] | 164500500500 | 457 | 164500 | 500500
[5 empty] | 165500500500 | 457 | 165500 | 500500
[5 empty] | 166500500500 | 457 | 166500 | 500500
[5 empty] | 167500500500 | 457 | 167500 | 500500
[5 empty] | 168500500500 | 457 | 168500 | 500500
[5 empty] | 169500500500 | 457 | 169500 | 500500
[5 empty] | 133500499500 | 457 | 133500 | 499500
[5 empty] | 134500499500 | 457 | 134500 | 499500
[5 empty] | 135500499500 | 457 | 135500 | 499500
[5 empty] | 136500499500 | 457 | 136500 | 499500
[5 empty] | 137500499500 | 457 | 137500 | 499500
[5 empty] | 138500499500 | 457 | 138500 | 499500
[5 empty] | 139500499500 | 457 | 139500 | 499500
[5 empty] | 140500499500 | 457 | 140500 | 499500
[5 empty] | 141500499500 | 457 | 141500 | 499500
[5 empty] | 142500499500 | 457 | 142500 | 499500
[5 empty] | 143500499500 | 457 | 143500 | 499500
[5 empty] | 144500499500 | 457 | 144500 | 499500
[5 empty] | 145500499500 | 457 | 145500 | 499500
[5 empty] | 146500499500 | 457 | 146500 | 499500
[5 empty] | 147500499500 | 457 | 147500 | 499500
[5 empty] | 148500499500 | 457 | 148500 | 499500
[5 empty] | 149500499500 | 457 | 149500 | 499500
[5 empty] | 150500499500 | 457 | 150500 | 499500
[5 empty] | 151500499500 | 457 | 151500 | 499500
[5 empty] | 152500499500 | 457 | 152500 | 499500
[5 empty] | 153500499500 | 457 | 153500 | 499500
[5 empty] | 154500499500 | 457 | 154500 | 499500
[5 empty] | 155500499500 | 457 | 155500 | 499500
[5 empty] | 156500499500 | 457 | 156500 | 499500
[5 empty] | 157500499500 | 457 | 157500 | 499500
[5 empty] | 158500499500 | 457 | 158500 | 499500
[5 empty] | 159500499500 | 457 | 159500 | 499500
[5 empty] | 160500499500 | 457 | 160500 | 499500
[5 empty] | 161500499500 | 457 | 161500 | 499500
[5 empty] | 162500499500 | 457 | 162500 | 499500
[5 empty] | 163500499500 | 457 | 163500 | 499500
[5 empty] | 164500499500 | 457 | 164500 | 499500
[5 empty] | 165500499500 | 457 | 165500 | 499500
[5 empty] | 166500499500 | 457 | 166500 | 499500
[5 empty] | 167500499500 | 457 | 167500 | 499500
[5 empty] | 168500499500 | 457 | 168500 | 499500
[5 empty] | 169500499500 | 457 | 169500 | 499500
[5 empty] | 170500499500 | 457 | 170500 | 499500
[5 empty] | 134500498500 | 457 | 134500 | 498500
[5 empty] | 135500498500 | 457 | 135500 | 498500
[5 empty] | 136500498500 | 457 | 136500 | 498500
[5 empty] | 137500498500 | 457 | 137500 | 498500
[5 empty] | 138500498500 | 457 | 138500 | 498500
[5 empty] | 139500498500 | 457 | 139500 | 498500
[5 empty] | 140500498500 | 457 | 140500 | 498500
[5 empty] | 141500498500 | 457 | 141500 | 498500
[5 empty] | 142500498500 | 457 | 142500 | 498500
[5 empty] | 143500498500 | 457 | 143500 | 498500
[5 empty] | 144500498500 | 457 | 144500 | 498500
[5 empty] | 145500498500 | 457 | 145500 | 498500
[5 empty] | 146500498500 | 457 | 146500 | 498500
[5 empty] | 147500498500 | 457 | 147500 | 498500
[5 empty] | 148500498500 | 457 | 148500 | 498500
[5 empty] | 149500498500 | 457 | 149500 | 498500
[5 empty] | 150500498500 | 457 | 150500 | 498500
[5 empty] | 151500498500 | 457 | 151500 | 498500
[5 empty] | 152500498500 | 457 | 152500 | 498500
[5 empty] | 153500498500 | 457 | 153500 | 498500
[5 empty] | 154500498500 | 457 | 154500 | 498500
[5 empty] | 155500498500 | 457 | 155500 | 498500
[5 empty] | 156500498500 | 457 | 156500 | 498500
[5 empty] | 157500498500 | 457 | 157500 | 498500
[5 empty] | 158500498500 | 457 | 158500 | 498500
[5 empty] | 159500498500 | 457 | 159500 | 498500
[5 empty] | 160500498500 | 457 | 160500 | 498500
[5 empty] | 161500498500 | 457 | 161500 | 498500
[5 empty] | 162500498500 | 457 | 162500 | 498500
[5 empty] | 163500498500 | 457 | 163500 | 498500
[5 empty] | 164500498500 | 457 | 164500 | 498500
[5 empty] | 165500498500 | 457 | 165500 | 498500
[5 empty] | 166500498500 | 457 | 166500 | 498500
[5 empty] | 167500498500 | 457 | 167500 | 498500
[5 empty] | 168500498500 | 457 | 168500 | 498500
[5 empty] | 169500498500 | 457 | 169500 | 498500
[5 empty] | 134500497500 | 457 | 134500 | 497500
[5 empty] | 135500497500 | 457 | 135500 | 497500
[5 empty] | 136500497500 | 457 | 136500 | 497500
[5 empty] | 137500497500 | 457 | 137500 | 497500
[5 empty] | 138500497500 | 457 | 138500 | 497500
[5 empty] | 139500497500 | 457 | 139500 | 497500
[5 empty] | 140500497500 | 457 | 140500 | 497500
[5 empty] | 141500497500 | 457 | 141500 | 497500
[5 empty] | 142500497500 | 457 | 142500 | 497500
[5 empty] | 143500497500 | 457 | 143500 | 497500
[5 empty] | 144500497500 | 457 | 144500 | 497500
[5 empty] | 145500497500 | 457 | 145500 | 497500
[5 empty] | 146500497500 | 457 | 146500 | 497500
[5 empty] | 147500497500 | 457 | 147500 | 497500
[5 empty] | 148500497500 | 457 | 148500 | 497500
[5 empty] | 149500497500 | 457 | 149500 | 497500
[5 empty] | 150500497500 | 457 | 150500 | 497500
[5 empty] | 151500497500 | 457 | 151500 | 497500
[5 empty] | 152500497500 | 457 | 152500 | 497500
[5 empty] | 153500497500 | 457 | 153500 | 497500
[5 empty] | 154500497500 | 457 | 154500 | 497500
[5 empty] | 155500497500 | 457 | 155500 | 497500
[5 empty] | 156500497500 | 457 | 156500 | 497500
[5 empty] | 157500497500 | 457 | 157500 | 497500
[5 empty] | 158500497500 | 457 | 158500 | 497500
[5 empty] | 159500497500 | 457 | 159500 | 497500
[5 empty] | 160500497500 | 457 | 160500 | 497500
[5 empty] | 161500497500 | 457 | 161500 | 497500
[5 empty] | 162500497500 | 457 | 162500 | 497500
[5 empty] | 163500497500 | 457 | 163500 | 497500
[5 empty] | 164500497500 | 457 | 164500 | 497500
[5 empty] | 165500497500 | 457 | 165500 | 497500
[5 empty] | 166500497500 | 457 | 166500 | 497500
[5 empty] | 167500497500 | 457 | 167500 | 497500
[5 empty] | 168500497500 | 457 | 168500 | 497500
[5 empty] | 169500497500 | 457 | 169500 | 497500
[5 empty] | 170500497500 | 457 | 170500 | 497500
[5 empty] | 135500496500 | 457 | 135500 | 496500
[5 empty] | 136500496500 | 457 | 136500 | 496500
[5 empty] | 137500496500 | 457 | 137500 | 496500
[5 empty] | 138500496500 | 457 | 138500 | 496500
[5 empty] | 139500496500 | 457 | 139500 | 496500
[5 empty] | 140500496500 | 457 | 140500 | 496500
[5 empty] | 141500496500 | 457 | 141500 | 496500
[5 empty] | 142500496500 | 457 | 142500 | 496500
[5 empty] | 143500496500 | 457 | 143500 | 496500
[5 empty] | 144500496500 | 457 | 144500 | 496500
[5 empty] | 145500496500 | 457 | 145500 | 496500
[5 empty] | 146500496500 | 457 | 146500 | 496500
[5 empty] | 147500496500 | 457 | 147500 | 496500
[5 empty] | 148500496500 | 457 | 148500 | 496500
[5 empty] | 149500496500 | 457 | 149500 | 496500
[5 empty] | 150500496500 | 457 | 150500 | 496500
[5 empty] | 151500496500 | 457 | 151500 | 496500
[5 empty] | 152500496500 | 457 | 152500 | 496500
[5 empty] | 153500496500 | 457 | 153500 | 496500
[5 empty] | 154500496500 | 457 | 154500 | 496500
[5 empty] | 155500496500 | 457 | 155500 | 496500
[5 empty] | 156500496500 | 457 | 156500 | 496500
[5 empty] | 157500496500 | 457 | 157500 | 496500
[5 empty] | 158500496500 | 457 | 158500 | 496500
[5 empty] | 159500496500 | 457 | 159500 | 496500
[5 empty] | 160500496500 | 457 | 160500 | 496500
[5 empty] | 161500496500 | 457 | 161500 | 496500
[5 empty] | 162500496500 | 457 | 162500 | 496500
[5 empty] | 163500496500 | 457 | 163500 | 496500
[5 empty] | 164500496500 | 457 | 164500 | 496500
[5 empty] | 165500496500 | 457 | 165500 | 496500
[5 empty] | 166500496500 | 457 | 166500 | 496500
[5 empty] | 167500496500 | 457 | 167500 | 496500
[5 empty] | 168500496500 | 457 | 168500 | 496500
[5 empty] | 169500496500 | 457 | 169500 | 496500
[5 empty] | 170500496500 | 457 | 170500 | 496500
[5 empty] | 136500495500 | 457 | 136500 | 495500
[5 empty] | 137500495500 | 457 | 137500 | 495500
[5 empty] | 138500495500 | 457 | 138500 | 495500
[5 empty] | 139500495500 | 457 | 139500 | 495500
[5 empty] | 140500495500 | 457 | 140500 | 495500
[5 empty] | 141500495500 | 457 | 141500 | 495500
[5 empty] | 142500495500 | 457 | 142500 | 495500
[5 empty] | 143500495500 | 457 | 143500 | 495500
[5 empty] | 144500495500 | 457 | 144500 | 495500
[5 empty] | 145500495500 | 457 | 145500 | 495500
[5 empty] | 146500495500 | 457 | 146500 | 495500
[5 empty] | 147500495500 | 457 | 147500 | 495500
[5 empty] | 148500495500 | 457 | 148500 | 495500
[5 empty] | 149500495500 | 457 | 149500 | 495500
[5 empty] | 150500495500 | 457 | 150500 | 495500
[5 empty] | 151500495500 | 457 | 151500 | 495500
[5 empty] | 152500495500 | 457 | 152500 | 495500
[5 empty] | 153500495500 | 457 | 153500 | 495500
[5 empty] | 154500495500 | 457 | 154500 | 495500
[5 empty] | 155500495500 | 457 | 155500 | 495500
[5 empty] | 156500495500 | 457 | 156500 | 495500
[5 empty] | 157500495500 | 457 | 157500 | 495500
[5 empty] | 158500495500 | 457 | 158500 | 495500
[5 empty] | 159500495500 | 457 | 159500 | 495500
[5 empty] | 160500495500 | 457 | 160500 | 495500
[5 empty] | 161500495500 | 457 | 161500 | 495500
[5 empty] | 162500495500 | 457 | 162500 | 495500
[5 empty] | 163500495500 | 457 | 163500 | 495500
[5 empty] | 164500495500 | 457 | 164500 | 495500
[5 empty] | 165500495500 | 457 | 165500 | 495500
[5 empty] | 166500495500 | 457 | 166500 | 495500
[5 empty] | 167500495500 | 457 | 167500 | 495500
[5 empty] | 168500495500 | 457 | 168500 | 495500
[5 empty] | 169500495500 | 457 | 169500 | 495500
[5 empty] | 111500494500 | 457 | 111500 | 494500
[5 empty] | 112500494500 | 457 | 112500 | 494500
[5 empty] | 113500494500 | 457 | 113500 | 494500
[5 empty] | 114500494500 | 457 | 114500 | 494500
[5 empty] | 115500494500 | 457 | 115500 | 494500
[5 empty] | 116500494500 | 457 | 116500 | 494500
[5 empty] | 135500494500 | 457 | 135500 | 494500
[5 empty] | 136500494500 | 457 | 136500 | 494500
[5 empty] | 137500494500 | 457 | 137500 | 494500
[5 empty] | 138500494500 | 457 | 138500 | 494500
[5 empty] | 139500494500 | 457 | 139500 | 494500
[5 empty] | 140500494500 | 457 | 140500 | 494500
[5 empty] | 141500494500 | 457 | 141500 | 494500
[5 empty] | 142500494500 | 457 | 142500 | 494500
[5 empty] | 143500494500 | 457 | 143500 | 494500
[5 empty] | 144500494500 | 457 | 144500 | 494500
[5 empty] | 145500494500 | 457 | 145500 | 494500
[5 empty] | 146500494500 | 457 | 146500 | 494500
[5 empty] | 147500494500 | 457 | 147500 | 494500
[5 empty] | 148500494500 | 457 | 148500 | 494500
[5 empty] | 149500494500 | 457 | 149500 | 494500
[5 empty] | 150500494500 | 457 | 150500 | 494500
[5 empty] | 151500494500 | 457 | 151500 | 494500
[5 empty] | 152500494500 | 457 | 152500 | 494500
[5 empty] | 153500494500 | 457 | 153500 | 494500
[5 empty] | 154500494500 | 457 | 154500 | 494500
[5 empty] | 155500494500 | 457 | 155500 | 494500
[5 empty] | 156500494500 | 457 | 156500 | 494500
[5 empty] | 157500494500 | 457 | 157500 | 494500
[5 empty] | 158500494500 | 457 | 158500 | 494500
[5 empty] | 159500494500 | 457 | 159500 | 494500
[5 empty] | 160500494500 | 457 | 160500 | 494500
[5 empty] | 161500494500 | 457 | 161500 | 494500
[5 empty] | 162500494500 | 457 | 162500 | 494500
[5 empty] | 163500494500 | 457 | 163500 | 494500
[5 empty] | 164500494500 | 457 | 164500 | 494500
[5 empty] | 165500494500 | 457 | 165500 | 494500
[5 empty] | 166500494500 | 457 | 166500 | 494500
[5 empty] | 167500494500 | 457 | 167500 | 494500
[5 empty] | 168500494500 | 457 | 168500 | 494500
[5 empty] | 110500493500 | 457 | 110500 | 493500
[5 empty] | 111500493500 | 457 | 111500 | 493500
[5 empty] | 112500493500 | 457 | 112500 | 493500
[5 empty] | 113500493500 | 457 | 113500 | 493500
[5 empty] | 114500493500 | 457 | 114500 | 493500
[5 empty] | 115500493500 | 457 | 115500 | 493500
[5 empty] | 116500493500 | 457 | 116500 | 493500
[5 empty] | 117500493500 | 457 | 117500 | 493500
[5 empty] | 118500493500 | 457 | 118500 | 493500
[5 empty] | 119500493500 | 457 | 119500 | 493500
[5 empty] | 120500493500 | 457 | 120500 | 493500
[5 empty] | 121500493500 | 457 | 121500 | 493500
[5 empty] | 135500493500 | 457 | 135500 | 493500
[5 empty] | 136500493500 | 457 | 136500 | 493500
[5 empty] | 137500493500 | 457 | 137500 | 493500
[5 empty] | 138500493500 | 457 | 138500 | 493500
[5 empty] | 139500493500 | 457 | 139500 | 493500
[5 empty] | 140500493500 | 457 | 140500 | 493500
[5 empty] | 141500493500 | 457 | 141500 | 493500
[5 empty] | 142500493500 | 457 | 142500 | 493500
[5 empty] | 143500493500 | 457 | 143500 | 493500
[5 empty] | 144500493500 | 457 | 144500 | 493500
[5 empty] | 145500493500 | 457 | 145500 | 493500
[5 empty] | 146500493500 | 457 | 146500 | 493500
[5 empty] | 147500493500 | 457 | 147500 | 493500
[5 empty] | 148500493500 | 457 | 148500 | 493500
[5 empty] | 149500493500 | 457 | 149500 | 493500
[5 empty] | 150500493500 | 457 | 150500 | 493500
[5 empty] | 151500493500 | 457 | 151500 | 493500
[5 empty] | 152500493500 | 457 | 152500 | 493500
[5 empty] | 153500493500 | 457 | 153500 | 493500
[5 empty] | 154500493500 | 457 | 154500 | 493500
[5 empty] | 155500493500 | 457 | 155500 | 493500
[5 empty] | 156500493500 | 457 | 156500 | 493500
[5 empty] | 157500493500 | 457 | 157500 | 493500
[5 empty] | 158500493500 | 457 | 158500 | 493500
[5 empty] | 159500493500 | 457 | 159500 | 493500
[5 empty] | 160500493500 | 457 | 160500 | 493500
[5 empty] | 161500493500 | 457 | 161500 | 493500
[5 empty] | 162500493500 | 457 | 162500 | 493500
[5 empty] | 163500493500 | 457 | 163500 | 493500
[5 empty] | 164500493500 | 457 | 164500 | 493500
[5 empty] | 165500493500 | 457 | 165500 | 493500
[5 empty] | 166500493500 | 457 | 166500 | 493500
[5 empty] | 167500493500 | 457 | 167500 | 493500
[5 empty] | 168500493500 | 457 | 168500 | 493500
[5 empty] | 108500492500 | 457 | 108500 | 492500
[5 empty] | 109500492500 | 457 | 109500 | 492500
[5 empty] | 110500492500 | 457 | 110500 | 492500
[5 empty] | 111500492500 | 457 | 111500 | 492500
[5 empty] | 112500492500 | 457 | 112500 | 492500
[5 empty] | 113500492500 | 457 | 113500 | 492500
[5 empty] | 114500492500 | 457 | 114500 | 492500
[5 empty] | 115500492500 | 457 | 115500 | 492500
[5 empty] | 116500492500 | 457 | 116500 | 492500
[5 empty] | 117500492500 | 457 | 117500 | 492500
[5 empty] | 118500492500 | 457 | 118500 | 492500
[5 empty] | 119500492500 | 457 | 119500 | 492500
[5 empty] | 120500492500 | 457 | 120500 | 492500
[5 empty] | 121500492500 | 457 | 121500 | 492500
[5 empty] | 122500492500 | 457 | 122500 | 492500
[5 empty] | 123500492500 | 457 | 123500 | 492500
[5 empty] | 124500492500 | 457 | 124500 | 492500
[5 empty] | 125500492500 | 457 | 125500 | 492500
[5 empty] | 137500492500 | 457 | 137500 | 492500
[5 empty] | 138500492500 | 457 | 138500 | 492500
[5 empty] | 139500492500 | 457 | 139500 | 492500
[5 empty] | 140500492500 | 457 | 140500 | 492500
[5 empty] | 141500492500 | 457 | 141500 | 492500
[5 empty] | 142500492500 | 457 | 142500 | 492500
[5 empty] | 143500492500 | 457 | 143500 | 492500
[5 empty] | 144500492500 | 457 | 144500 | 492500
[5 empty] | 145500492500 | 457 | 145500 | 492500
[5 empty] | 146500492500 | 457 | 146500 | 492500
[5 empty] | 147500492500 | 457 | 147500 | 492500
[5 empty] | 148500492500 | 457 | 148500 | 492500
[5 empty] | 149500492500 | 457 | 149500 | 492500
[5 empty] | 150500492500 | 457 | 150500 | 492500
[5 empty] | 151500492500 | 457 | 151500 | 492500
[5 empty] | 152500492500 | 457 | 152500 | 492500
[5 empty] | 153500492500 | 457 | 153500 | 492500
[5 empty] | 154500492500 | 457 | 154500 | 492500
[5 empty] | 155500492500 | 457 | 155500 | 492500
[5 empty] | 156500492500 | 457 | 156500 | 492500
[5 empty] | 157500492500 | 457 | 157500 | 492500
[5 empty] | 158500492500 | 457 | 158500 | 492500
[5 empty] | 159500492500 | 457 | 159500 | 492500
[5 empty] | 160500492500 | 457 | 160500 | 492500
[5 empty] | 161500492500 | 457 | 161500 | 492500
[5 empty] | 162500492500 | 457 | 162500 | 492500
[5 empty] | 163500492500 | 457 | 163500 | 492500
[5 empty] | 164500492500 | 457 | 164500 | 492500
[5 empty] | 165500492500 | 457 | 165500 | 492500
[5 empty] | 166500492500 | 457 | 166500 | 492500
[5 empty] | 167500492500 | 457 | 167500 | 492500
[5 empty] | 104500491500 | 457 | 104500 | 491500
[5 empty] | 107500491500 | 457 | 107500 | 491500
[5 empty] | 108500491500 | 457 | 108500 | 491500
[5 empty] | 109500491500 | 457 | 109500 | 491500
[5 empty] | 110500491500 | 457 | 110500 | 491500
[5 empty] | 111500491500 | 457 | 111500 | 491500
[5 empty] | 112500491500 | 457 | 112500 | 491500
[5 empty] | 113500491500 | 457 | 113500 | 491500
[5 empty] | 114500491500 | 457 | 114500 | 491500
[5 empty] | 115500491500 | 457 | 115500 | 491500
[5 empty] | 116500491500 | 457 | 116500 | 491500
[5 empty] | 117500491500 | 457 | 117500 | 491500
[5 empty] | 118500491500 | 457 | 118500 | 491500
[5 empty] | 119500491500 | 457 | 119500 | 491500
[5 empty] | 120500491500 | 457 | 120500 | 491500
[5 empty] | 121500491500 | 457 | 121500 | 491500
[5 empty] | 122500491500 | 457 | 122500 | 491500
[5 empty] | 123500491500 | 457 | 123500 | 491500
[5 empty] | 124500491500 | 457 | 124500 | 491500
[5 empty] | 125500491500 | 457 | 125500 | 491500
[5 empty] | 126500491500 | 457 | 126500 | 491500
[5 empty] | 134500491500 | 457 | 134500 | 491500
[5 empty] | 135500491500 | 457 | 135500 | 491500
[5 empty] | 137500491500 | 457 | 137500 | 491500
[5 empty] | 138500491500 | 457 | 138500 | 491500
[5 empty] | 139500491500 | 457 | 139500 | 491500
[5 empty] | 140500491500 | 457 | 140500 | 491500
[5 empty] | 141500491500 | 457 | 141500 | 491500
[5 empty] | 142500491500 | 457 | 142500 | 491500
[5 empty] | 143500491500 | 457 | 143500 | 491500
[5 empty] | 144500491500 | 457 | 144500 | 491500
[5 empty] | 145500491500 | 457 | 145500 | 491500
[5 empty] | 146500491500 | 457 | 146500 | 491500
[5 empty] | 147500491500 | 457 | 147500 | 491500
[5 empty] | 148500491500 | 457 | 148500 | 491500
[5 empty] | 149500491500 | 457 | 149500 | 491500
[5 empty] | 150500491500 | 457 | 150500 | 491500
[5 empty] | 151500491500 | 457 | 151500 | 491500
[5 empty] | 152500491500 | 457 | 152500 | 491500
[5 empty] | 153500491500 | 457 | 153500 | 491500
[5 empty] | 154500491500 | 457 | 154500 | 491500
[5 empty] | 155500491500 | 457 | 155500 | 491500
[5 empty] | 156500491500 | 457 | 156500 | 491500
[5 empty] | 157500491500 | 457 | 157500 | 491500
[5 empty] | 158500491500 | 457 | 158500 | 491500
[5 empty] | 159500491500 | 457 | 159500 | 491500
[5 empty] | 160500491500 | 457 | 160500 | 491500
[5 empty] | 161500491500 | 457 | 161500 | 491500
[5 empty] | 162500491500 | 457 | 162500 | 491500
[5 empty] | 163500491500 | 457 | 163500 | 491500
[5 empty] | 164500491500 | 457 | 164500 | 491500
[5 empty] | 165500491500 | 457 | 165500 | 491500
[5 empty] | 166500491500 | 457 | 166500 | 491500
[5 empty] | 102500490500 | 457 | 102500 | 490500
[5 empty] | 103500490500 | 457 | 103500 | 490500
[5 empty] | 104500490500 | 457 | 104500 | 490500
[5 empty] | 105500490500 | 457 | 105500 | 490500
[5 empty] | 106500490500 | 457 | 106500 | 490500
[5 empty] | 107500490500 | 457 | 107500 | 490500
[5 empty] | 108500490500 | 457 | 108500 | 490500
[5 empty] | 109500490500 | 457 | 109500 | 490500
[5 empty] | 110500490500 | 457 | 110500 | 490500
[5 empty] | 111500490500 | 457 | 111500 | 490500
[5 empty] | 112500490500 | 457 | 112500 | 490500
[5 empty] | 113500490500 | 457 | 113500 | 490500
[5 empty] | 114500490500 | 457 | 114500 | 490500
[5 empty] | 115500490500 | 457 | 115500 | 490500
[5 empty] | 116500490500 | 457 | 116500 | 490500
[5 empty] | 117500490500 | 457 | 117500 | 490500
[5 empty] | 118500490500 | 457 | 118500 | 490500
[5 empty] | 119500490500 | 457 | 119500 | 490500
[5 empty] | 120500490500 | 457 | 120500 | 490500
[5 empty] | 121500490500 | 457 | 121500 | 490500
[5 empty] | 122500490500 | 457 | 122500 | 490500
[5 empty] | 123500490500 | 457 | 123500 | 490500
[5 empty] | 124500490500 | 457 | 124500 | 490500
[5 empty] | 125500490500 | 457 | 125500 | 490500
[5 empty] | 126500490500 | 457 | 126500 | 490500
[5 empty] | 130500490500 | 457 | 130500 | 490500
[5 empty] | 131500490500 | 457 | 131500 | 490500
[5 empty] | 132500490500 | 457 | 132500 | 490500
[5 empty] | 133500490500 | 457 | 133500 | 490500
[5 empty] | 134500490500 | 457 | 134500 | 490500
[5 empty] | 135500490500 | 457 | 135500 | 490500
[5 empty] | 136500490500 | 457 | 136500 | 490500
[5 empty] | 137500490500 | 457 | 137500 | 490500
[5 empty] | 138500490500 | 457 | 138500 | 490500
[5 empty] | 139500490500 | 457 | 139500 | 490500
[5 empty] | 140500490500 | 457 | 140500 | 490500
[5 empty] | 141500490500 | 457 | 141500 | 490500
[5 empty] | 142500490500 | 457 | 142500 | 490500
[5 empty] | 143500490500 | 457 | 143500 | 490500
[5 empty] | 144500490500 | 457 | 144500 | 490500
[5 empty] | 145500490500 | 457 | 145500 | 490500
[5 empty] | 146500490500 | 457 | 146500 | 490500
[5 empty] | 147500490500 | 457 | 147500 | 490500
[5 empty] | 148500490500 | 457 | 148500 | 490500
[5 empty] | 149500490500 | 457 | 149500 | 490500
[5 empty] | 150500490500 | 457 | 150500 | 490500
[5 empty] | 151500490500 | 457 | 151500 | 490500
[5 empty] | 152500490500 | 457 | 152500 | 490500
[5 empty] | 153500490500 | 457 | 153500 | 490500
[5 empty] | 154500490500 | 457 | 154500 | 490500
[5 empty] | 155500490500 | 457 | 155500 | 490500
[5 empty] | 156500490500 | 457 | 156500 | 490500
[5 empty] | 157500490500 | 457 | 157500 | 490500
[5 empty] | 158500490500 | 457 | 158500 | 490500
[5 empty] | 159500490500 | 457 | 159500 | 490500
[5 empty] | 160500490500 | 457 | 160500 | 490500
[5 empty] | 161500490500 | 457 | 161500 | 490500
[5 empty] | 162500490500 | 457 | 162500 | 490500
[5 empty] | 163500490500 | 457 | 163500 | 490500
[5 empty] | 164500490500 | 457 | 164500 | 490500
[5 empty] | 165500490500 | 457 | 165500 | 490500
[5 empty] | 100500489500 | 457 | 100500 | 489500
[5 empty] | 101500489500 | 457 | 101500 | 489500
[5 empty] | 102500489500 | 457 | 102500 | 489500
[5 empty] | 103500489500 | 457 | 103500 | 489500
[5 empty] | 104500489500 | 457 | 104500 | 489500
[5 empty] | 105500489500 | 457 | 105500 | 489500
[5 empty] | 106500489500 | 457 | 106500 | 489500
[5 empty] | 107500489500 | 457 | 107500 | 489500
[5 empty] | 108500489500 | 457 | 108500 | 489500
[5 empty] | 109500489500 | 457 | 109500 | 489500
[5 empty] | 110500489500 | 457 | 110500 | 489500
[5 empty] | 111500489500 | 457 | 111500 | 489500
[5 empty] | 112500489500 | 457 | 112500 | 489500
[5 empty] | 113500489500 | 457 | 113500 | 489500
[5 empty] | 114500489500 | 457 | 114500 | 489500
[5 empty] | 115500489500 | 457 | 115500 | 489500
[5 empty] | 116500489500 | 457 | 116500 | 489500
[5 empty] | 117500489500 | 457 | 117500 | 489500
[5 empty] | 118500489500 | 457 | 118500 | 489500
[5 empty] | 119500489500 | 457 | 119500 | 489500
[5 empty] | 120500489500 | 457 | 120500 | 489500
[5 empty] | 121500489500 | 457 | 121500 | 489500
[5 empty] | 122500489500 | 457 | 122500 | 489500
[5 empty] | 123500489500 | 457 | 123500 | 489500
[5 empty] | 124500489500 | 457 | 124500 | 489500
[5 empty] | 125500489500 | 457 | 125500 | 489500
[5 empty] | 126500489500 | 457 | 126500 | 489500
[5 empty] | 127500489500 | 457 | 127500 | 489500
[5 empty] | 130500489500 | 457 | 130500 | 489500
[5 empty] | 131500489500 | 457 | 131500 | 489500
[5 empty] | 132500489500 | 457 | 132500 | 489500
[5 empty] | 133500489500 | 457 | 133500 | 489500
[5 empty] | 134500489500 | 457 | 134500 | 489500
[5 empty] | 135500489500 | 457 | 135500 | 489500
[5 empty] | 136500489500 | 457 | 136500 | 489500
[5 empty] | 137500489500 | 457 | 137500 | 489500
[5 empty] | 138500489500 | 457 | 138500 | 489500
[5 empty] | 139500489500 | 457 | 139500 | 489500
[5 empty] | 140500489500 | 457 | 140500 | 489500
[5 empty] | 141500489500 | 457 | 141500 | 489500
[5 empty] | 142500489500 | 457 | 142500 | 489500
[5 empty] | 143500489500 | 457 | 143500 | 489500
[5 empty] | 144500489500 | 457 | 144500 | 489500
[5 empty] | 145500489500 | 457 | 145500 | 489500
[5 empty] | 146500489500 | 457 | 146500 | 489500
[5 empty] | 147500489500 | 457 | 147500 | 489500
[5 empty] | 148500489500 | 457 | 148500 | 489500
[5 empty] | 149500489500 | 457 | 149500 | 489500
[5 empty] | 150500489500 | 457 | 150500 | 489500
[5 empty] | 151500489500 | 457 | 151500 | 489500
[5 empty] | 152500489500 | 457 | 152500 | 489500
[5 empty] | 153500489500 | 457 | 153500 | 489500
[5 empty] | 154500489500 | 457 | 154500 | 489500
[5 empty] | 155500489500 | 457 | 155500 | 489500
[5 empty] | 160500489500 | 457 | 160500 | 489500
[5 empty] | 161500489500 | 457 | 161500 | 489500
[5 empty] | 162500489500 | 457 | 162500 | 489500
[5 empty] | 163500489500 | 457 | 163500 | 489500
[5 empty] | 164500489500 | 457 | 164500 | 489500
[5 empty] | 165500489500 | 457 | 165500 | 489500
[5 empty] | 99500488500 | 457 | 99500 | 488500
[5 empty] | 100500488500 | 457 | 100500 | 488500
[5 empty] | 101500488500 | 457 | 101500 | 488500
[5 empty] | 102500488500 | 457 | 102500 | 488500
[5 empty] | 103500488500 | 457 | 103500 | 488500
[5 empty] | 104500488500 | 457 | 104500 | 488500
[5 empty] | 105500488500 | 457 | 105500 | 488500
[5 empty] | 106500488500 | 457 | 106500 | 488500
[5 empty] | 107500488500 | 457 | 107500 | 488500
[5 empty] | 108500488500 | 457 | 108500 | 488500
[5 empty] | 109500488500 | 457 | 109500 | 488500
[5 empty] | 110500488500 | 457 | 110500 | 488500
[5 empty] | 111500488500 | 457 | 111500 | 488500
[5 empty] | 112500488500 | 457 | 112500 | 488500
[5 empty] | 113500488500 | 457 | 113500 | 488500
[5 empty] | 114500488500 | 457 | 114500 | 488500
[5 empty] | 115500488500 | 457 | 115500 | 488500
[5 empty] | 116500488500 | 457 | 116500 | 488500
[5 empty] | 117500488500 | 457 | 117500 | 488500
[5 empty] | 118500488500 | 457 | 118500 | 488500
[5 empty] | 119500488500 | 457 | 119500 | 488500
[5 empty] | 120500488500 | 457 | 120500 | 488500
[5 empty] | 121500488500 | 457 | 121500 | 488500
[5 empty] | 122500488500 | 457 | 122500 | 488500
[5 empty] | 123500488500 | 457 | 123500 | 488500
[5 empty] | 124500488500 | 457 | 124500 | 488500
[5 empty] | 125500488500 | 457 | 125500 | 488500
[5 empty] | 126500488500 | 457 | 126500 | 488500
[5 empty] | 127500488500 | 457 | 127500 | 488500
[5 empty] | 128500488500 | 457 | 128500 | 488500
[5 empty] | 129500488500 | 457 | 129500 | 488500
[5 empty] | 130500488500 | 457 | 130500 | 488500
[5 empty] | 131500488500 | 457 | 131500 | 488500
[5 empty] | 132500488500 | 457 | 132500 | 488500
[5 empty] | 133500488500 | 457 | 133500 | 488500
[5 empty] | 134500488500 | 457 | 134500 | 488500
[5 empty] | 135500488500 | 457 | 135500 | 488500
[5 empty] | 136500488500 | 457 | 136500 | 488500
[5 empty] | 137500488500 | 457 | 137500 | 488500
[5 empty] | 138500488500 | 457 | 138500 | 488500
[5 empty] | 139500488500 | 457 | 139500 | 488500
[5 empty] | 140500488500 | 457 | 140500 | 488500
[5 empty] | 141500488500 | 457 | 141500 | 488500
[5 empty] | 142500488500 | 457 | 142500 | 488500
[5 empty] | 143500488500 | 457 | 143500 | 488500
[5 empty] | 144500488500 | 457 | 144500 | 488500
[5 empty] | 145500488500 | 457 | 145500 | 488500
[5 empty] | 146500488500 | 457 | 146500 | 488500
[5 empty] | 147500488500 | 457 | 147500 | 488500
[5 empty] | 148500488500 | 457 | 148500 | 488500
[5 empty] | 149500488500 | 457 | 149500 | 488500
[5 empty] | 160500488500 | 457 | 160500 | 488500
[5 empty] | 161500488500 | 457 | 161500 | 488500
[5 empty] | 162500488500 | 457 | 162500 | 488500
[5 empty] | 163500488500 | 457 | 163500 | 488500
[5 empty] | 98500487500 | 457 | 98500 | 487500
[5 empty] | 99500487500 | 457 | 99500 | 487500
[5 empty] | 100500487500 | 457 | 100500 | 487500
[5 empty] | 101500487500 | 457 | 101500 | 487500
[5 empty] | 102500487500 | 457 | 102500 | 487500
[5 empty] | 103500487500 | 457 | 103500 | 487500
[5 empty] | 104500487500 | 457 | 104500 | 487500
[5 empty] | 105500487500 | 457 | 105500 | 487500
[5 empty] | 106500487500 | 457 | 106500 | 487500
[5 empty] | 107500487500 | 457 | 107500 | 487500
[5 empty] | 108500487500 | 457 | 108500 | 487500
[5 empty] | 109500487500 | 457 | 109500 | 487500
[5 empty] | 110500487500 | 457 | 110500 | 487500
[5 empty] | 111500487500 | 457 | 111500 | 487500
[5 empty] | 112500487500 | 457 | 112500 | 487500
[5 empty] | 113500487500 | 457 | 113500 | 487500
[5 empty] | 114500487500 | 457 | 114500 | 487500
[5 empty] | 115500487500 | 457 | 115500 | 487500
[5 empty] | 116500487500 | 457 | 116500 | 487500
[5 empty] | 117500487500 | 457 | 117500 | 487500
[5 empty] | 118500487500 | 457 | 118500 | 487500
[5 empty] | 119500487500 | 457 | 119500 | 487500
[5 empty] | 120500487500 | 457 | 120500 | 487500
[5 empty] | 121500487500 | 457 | 121500 | 487500
[5 empty] | 122500487500 | 457 | 122500 | 487500
[5 empty] | 123500487500 | 457 | 123500 | 487500
[5 empty] | 124500487500 | 457 | 124500 | 487500
[5 empty] | 125500487500 | 457 | 125500 | 487500
[5 empty] | 126500487500 | 457 | 126500 | 487500
[5 empty] | 127500487500 | 457 | 127500 | 487500
[5 empty] | 128500487500 | 457 | 128500 | 487500
[5 empty] | 129500487500 | 457 | 129500 | 487500
[5 empty] | 130500487500 | 457 | 130500 | 487500
[5 empty] | 131500487500 | 457 | 131500 | 487500
[5 empty] | 132500487500 | 457 | 132500 | 487500
[5 empty] | 133500487500 | 457 | 133500 | 487500
[5 empty] | 134500487500 | 457 | 134500 | 487500
[5 empty] | 135500487500 | 457 | 135500 | 487500
[5 empty] | 136500487500 | 457 | 136500 | 487500
[5 empty] | 137500487500 | 457 | 137500 | 487500
[5 empty] | 138500487500 | 457 | 138500 | 487500
[5 empty] | 139500487500 | 457 | 139500 | 487500
[5 empty] | 140500487500 | 457 | 140500 | 487500
[5 empty] | 141500487500 | 457 | 141500 | 487500
[5 empty] | 142500487500 | 457 | 142500 | 487500
[5 empty] | 143500487500 | 457 | 143500 | 487500
[5 empty] | 144500487500 | 457 | 144500 | 487500
[5 empty] | 145500487500 | 457 | 145500 | 487500
[5 empty] | 146500487500 | 457 | 146500 | 487500
[5 empty] | 147500487500 | 457 | 147500 | 487500
[5 empty] | 148500487500 | 457 | 148500 | 487500
[5 empty] | 161500487500 | 457 | 161500 | 487500
[5 empty] | 162500487500 | 457 | 162500 | 487500
[5 empty] | 97500486500 | 457 | 97500 | 486500
[5 empty] | 98500486500 | 457 | 98500 | 486500
[5 empty] | 99500486500 | 457 | 99500 | 486500
[5 empty] | 100500486500 | 457 | 100500 | 486500
[5 empty] | 101500486500 | 457 | 101500 | 486500
[5 empty] | 102500486500 | 457 | 102500 | 486500
[5 empty] | 103500486500 | 457 | 103500 | 486500
[5 empty] | 104500486500 | 457 | 104500 | 486500
[5 empty] | 105500486500 | 457 | 105500 | 486500
[5 empty] | 106500486500 | 457 | 106500 | 486500
[5 empty] | 107500486500 | 457 | 107500 | 486500
[5 empty] | 108500486500 | 457 | 108500 | 486500
[5 empty] | 109500486500 | 457 | 109500 | 486500
[5 empty] | 110500486500 | 457 | 110500 | 486500
[5 empty] | 111500486500 | 457 | 111500 | 486500
[5 empty] | 112500486500 | 457 | 112500 | 486500
[5 empty] | 113500486500 | 457 | 113500 | 486500
[5 empty] | 114500486500 | 457 | 114500 | 486500
[5 empty] | 115500486500 | 457 | 115500 | 486500
[5 empty] | 116500486500 | 457 | 116500 | 486500
[5 empty] | 117500486500 | 457 | 117500 | 486500
[5 empty] | 118500486500 | 457 | 118500 | 486500
[5 empty] | 119500486500 | 457 | 119500 | 486500
[5 empty] | 120500486500 | 457 | 120500 | 486500
[5 empty] | 121500486500 | 457 | 121500 | 486500
[5 empty] | 122500486500 | 457 | 122500 | 486500
[5 empty] | 123500486500 | 457 | 123500 | 486500
[5 empty] | 124500486500 | 457 | 124500 | 486500
[5 empty] | 125500486500 | 457 | 125500 | 486500
[5 empty] | 126500486500 | 457 | 126500 | 486500
[5 empty] | 127500486500 | 457 | 127500 | 486500
[5 empty] | 128500486500 | 457 | 128500 | 486500
[5 empty] | 129500486500 | 457 | 129500 | 486500
[5 empty] | 130500486500 | 457 | 130500 | 486500
[5 empty] | 131500486500 | 457 | 131500 | 486500
[5 empty] | 132500486500 | 457 | 132500 | 486500
[5 empty] | 133500486500 | 457 | 133500 | 486500
[5 empty] | 134500486500 | 457 | 134500 | 486500
[5 empty] | 135500486500 | 457 | 135500 | 486500
[5 empty] | 136500486500 | 457 | 136500 | 486500
[5 empty] | 137500486500 | 457 | 137500 | 486500
[5 empty] | 138500486500 | 457 | 138500 | 486500
[5 empty] | 139500486500 | 457 | 139500 | 486500
[5 empty] | 140500486500 | 457 | 140500 | 486500
[5 empty] | 141500486500 | 457 | 141500 | 486500
[5 empty] | 142500486500 | 457 | 142500 | 486500
[5 empty] | 143500486500 | 457 | 143500 | 486500
[5 empty] | 144500486500 | 457 | 144500 | 486500
[5 empty] | 145500486500 | 457 | 145500 | 486500
[5 empty] | 146500486500 | 457 | 146500 | 486500
[5 empty] | 97500485500 | 457 | 97500 | 485500
[5 empty] | 98500485500 | 457 | 98500 | 485500
[5 empty] | 99500485500 | 457 | 99500 | 485500
[5 empty] | 100500485500 | 457 | 100500 | 485500
[5 empty] | 101500485500 | 457 | 101500 | 485500
[5 empty] | 102500485500 | 457 | 102500 | 485500
[5 empty] | 103500485500 | 457 | 103500 | 485500
[5 empty] | 104500485500 | 457 | 104500 | 485500
[5 empty] | 105500485500 | 457 | 105500 | 485500
[5 empty] | 106500485500 | 457 | 106500 | 485500
[5 empty] | 107500485500 | 457 | 107500 | 485500
[5 empty] | 108500485500 | 457 | 108500 | 485500
[5 empty] | 109500485500 | 457 | 109500 | 485500
[5 empty] | 110500485500 | 457 | 110500 | 485500
[5 empty] | 111500485500 | 457 | 111500 | 485500
[5 empty] | 112500485500 | 457 | 112500 | 485500
[5 empty] | 113500485500 | 457 | 113500 | 485500
[5 empty] | 114500485500 | 457 | 114500 | 485500
[5 empty] | 115500485500 | 457 | 115500 | 485500
[5 empty] | 116500485500 | 457 | 116500 | 485500
[5 empty] | 117500485500 | 457 | 117500 | 485500
[5 empty] | 118500485500 | 457 | 118500 | 485500
[5 empty] | 119500485500 | 457 | 119500 | 485500
[5 empty] | 120500485500 | 457 | 120500 | 485500
[5 empty] | 121500485500 | 457 | 121500 | 485500
[5 empty] | 122500485500 | 457 | 122500 | 485500
[5 empty] | 123500485500 | 457 | 123500 | 485500
[5 empty] | 124500485500 | 457 | 124500 | 485500
[5 empty] | 125500485500 | 457 | 125500 | 485500
[5 empty] | 126500485500 | 457 | 126500 | 485500
[5 empty] | 127500485500 | 457 | 127500 | 485500
[5 empty] | 128500485500 | 457 | 128500 | 485500
[5 empty] | 129500485500 | 457 | 129500 | 485500
[5 empty] | 130500485500 | 457 | 130500 | 485500
[5 empty] | 131500485500 | 457 | 131500 | 485500
[5 empty] | 132500485500 | 457 | 132500 | 485500
[5 empty] | 133500485500 | 457 | 133500 | 485500
[5 empty] | 134500485500 | 457 | 134500 | 485500
[5 empty] | 135500485500 | 457 | 135500 | 485500
[5 empty] | 136500485500 | 457 | 136500 | 485500
[5 empty] | 137500485500 | 457 | 137500 | 485500
[5 empty] | 138500485500 | 457 | 138500 | 485500
[5 empty] | 139500485500 | 457 | 139500 | 485500
[5 empty] | 140500485500 | 457 | 140500 | 485500
[5 empty] | 141500485500 | 457 | 141500 | 485500
[5 empty] | 142500485500 | 457 | 142500 | 485500
[5 empty] | 143500485500 | 457 | 143500 | 485500
[5 empty] | 144500485500 | 457 | 144500 | 485500
[5 empty] | 145500485500 | 457 | 145500 | 485500
[5 empty] | 146500485500 | 457 | 146500 | 485500
[5 empty] | 97500484500 | 457 | 97500 | 484500
[5 empty] | 98500484500 | 457 | 98500 | 484500
[5 empty] | 99500484500 | 457 | 99500 | 484500
[5 empty] | 100500484500 | 457 | 100500 | 484500
[5 empty] | 101500484500 | 457 | 101500 | 484500
[5 empty] | 102500484500 | 457 | 102500 | 484500
[5 empty] | 103500484500 | 457 | 103500 | 484500
[5 empty] | 104500484500 | 457 | 104500 | 484500
[5 empty] | 105500484500 | 457 | 105500 | 484500
[5 empty] | 106500484500 | 457 | 106500 | 484500
[5 empty] | 107500484500 | 457 | 107500 | 484500
[5 empty] | 108500484500 | 457 | 108500 | 484500
[5 empty] | 109500484500 | 457 | 109500 | 484500
[5 empty] | 110500484500 | 457 | 110500 | 484500
[5 empty] | 111500484500 | 457 | 111500 | 484500
[5 empty] | 112500484500 | 457 | 112500 | 484500
[5 empty] | 113500484500 | 457 | 113500 | 484500
[5 empty] | 114500484500 | 457 | 114500 | 484500
[5 empty] | 115500484500 | 457 | 115500 | 484500
[5 empty] | 116500484500 | 457 | 116500 | 484500
[5 empty] | 117500484500 | 457 | 117500 | 484500
[5 empty] | 118500484500 | 457 | 118500 | 484500
[5 empty] | 119500484500 | 457 | 119500 | 484500
[5 empty] | 120500484500 | 457 | 120500 | 484500
[5 empty] | 121500484500 | 457 | 121500 | 484500
[5 empty] | 122500484500 | 457 | 122500 | 484500
[5 empty] | 123500484500 | 457 | 123500 | 484500
[5 empty] | 124500484500 | 457 | 124500 | 484500
[5 empty] | 125500484500 | 457 | 125500 | 484500
[5 empty] | 126500484500 | 457 | 126500 | 484500
[5 empty] | 127500484500 | 457 | 127500 | 484500
[5 empty] | 128500484500 | 457 | 128500 | 484500
[5 empty] | 129500484500 | 457 | 129500 | 484500
[5 empty] | 130500484500 | 457 | 130500 | 484500
[5 empty] | 131500484500 | 457 | 131500 | 484500
[5 empty] | 132500484500 | 457 | 132500 | 484500
[5 empty] | 133500484500 | 457 | 133500 | 484500
[5 empty] | 134500484500 | 457 | 134500 | 484500
[5 empty] | 135500484500 | 457 | 135500 | 484500
[5 empty] | 136500484500 | 457 | 136500 | 484500
[5 empty] | 137500484500 | 457 | 137500 | 484500
[5 empty] | 138500484500 | 457 | 138500 | 484500
[5 empty] | 139500484500 | 457 | 139500 | 484500
[5 empty] | 140500484500 | 457 | 140500 | 484500
[5 empty] | 141500484500 | 457 | 141500 | 484500
[5 empty] | 142500484500 | 457 | 142500 | 484500
[5 empty] | 143500484500 | 457 | 143500 | 484500
[5 empty] | 144500484500 | 457 | 144500 | 484500
[5 empty] | 145500484500 | 457 | 145500 | 484500
[5 empty] | 146500484500 | 457 | 146500 | 484500
[5 empty] | 147500484500 | 457 | 147500 | 484500
[5 empty] | 97500483500 | 457 | 97500 | 483500
[5 empty] | 98500483500 | 457 | 98500 | 483500
[5 empty] | 99500483500 | 457 | 99500 | 483500
[5 empty] | 100500483500 | 457 | 100500 | 483500
[5 empty] | 101500483500 | 457 | 101500 | 483500
[5 empty] | 102500483500 | 457 | 102500 | 483500
[5 empty] | 103500483500 | 457 | 103500 | 483500
[5 empty] | 104500483500 | 457 | 104500 | 483500
[5 empty] | 105500483500 | 457 | 105500 | 483500
[5 empty] | 106500483500 | 457 | 106500 | 483500
[5 empty] | 107500483500 | 457 | 107500 | 483500
[5 empty] | 108500483500 | 457 | 108500 | 483500
[5 empty] | 109500483500 | 457 | 109500 | 483500
[5 empty] | 110500483500 | 457 | 110500 | 483500
[5 empty] | 111500483500 | 457 | 111500 | 483500
[5 empty] | 112500483500 | 457 | 112500 | 483500
[5 empty] | 113500483500 | 457 | 113500 | 483500
[5 empty] | 114500483500 | 457 | 114500 | 483500
[5 empty] | 115500483500 | 457 | 115500 | 483500
[5 empty] | 116500483500 | 457 | 116500 | 483500
[5 empty] | 117500483500 | 457 | 117500 | 483500
[5 empty] | 118500483500 | 457 | 118500 | 483500
[5 empty] | 119500483500 | 457 | 119500 | 483500
[5 empty] | 120500483500 | 457 | 120500 | 483500
[5 empty] | 121500483500 | 457 | 121500 | 483500
[5 empty] | 122500483500 | 457 | 122500 | 483500
[5 empty] | 123500483500 | 457 | 123500 | 483500
[5 empty] | 124500483500 | 457 | 124500 | 483500
[5 empty] | 125500483500 | 457 | 125500 | 483500
[5 empty] | 126500483500 | 457 | 126500 | 483500
[5 empty] | 127500483500 | 457 | 127500 | 483500
[5 empty] | 128500483500 | 457 | 128500 | 483500
[5 empty] | 129500483500 | 457 | 129500 | 483500
[5 empty] | 130500483500 | 457 | 130500 | 483500
[5 empty] | 131500483500 | 457 | 131500 | 483500
[5 empty] | 132500483500 | 457 | 132500 | 483500
[5 empty] | 133500483500 | 457 | 133500 | 483500
[5 empty] | 134500483500 | 457 | 134500 | 483500
[5 empty] | 135500483500 | 457 | 135500 | 483500
[5 empty] | 136500483500 | 457 | 136500 | 483500
[5 empty] | 137500483500 | 457 | 137500 | 483500
[5 empty] | 138500483500 | 457 | 138500 | 483500
[5 empty] | 139500483500 | 457 | 139500 | 483500
[5 empty] | 140500483500 | 457 | 140500 | 483500
[5 empty] | 141500483500 | 457 | 141500 | 483500
[5 empty] | 142500483500 | 457 | 142500 | 483500
[5 empty] | 143500483500 | 457 | 143500 | 483500
[5 empty] | 144500483500 | 457 | 144500 | 483500
[5 empty] | 145500483500 | 457 | 145500 | 483500
[5 empty] | 146500483500 | 457 | 146500 | 483500
[5 empty] | 147500483500 | 457 | 147500 | 483500
[5 empty] | 97500482500 | 457 | 97500 | 482500
[5 empty] | 98500482500 | 457 | 98500 | 482500
[5 empty] | 99500482500 | 457 | 99500 | 482500
[5 empty] | 100500482500 | 457 | 100500 | 482500
[5 empty] | 101500482500 | 457 | 101500 | 482500
[5 empty] | 102500482500 | 457 | 102500 | 482500
[5 empty] | 103500482500 | 457 | 103500 | 482500
[5 empty] | 104500482500 | 457 | 104500 | 482500
[5 empty] | 105500482500 | 457 | 105500 | 482500
[5 empty] | 106500482500 | 457 | 106500 | 482500
[5 empty] | 107500482500 | 457 | 107500 | 482500
[5 empty] | 108500482500 | 457 | 108500 | 482500
[5 empty] | 109500482500 | 457 | 109500 | 482500
[5 empty] | 110500482500 | 457 | 110500 | 482500
[5 empty] | 111500482500 | 457 | 111500 | 482500
[5 empty] | 112500482500 | 457 | 112500 | 482500
[5 empty] | 113500482500 | 457 | 113500 | 482500
[5 empty] | 114500482500 | 457 | 114500 | 482500
[5 empty] | 115500482500 | 457 | 115500 | 482500
[5 empty] | 116500482500 | 457 | 116500 | 482500
[5 empty] | 117500482500 | 457 | 117500 | 482500
[5 empty] | 118500482500 | 457 | 118500 | 482500
[5 empty] | 119500482500 | 457 | 119500 | 482500
[5 empty] | 120500482500 | 457 | 120500 | 482500
[5 empty] | 121500482500 | 457 | 121500 | 482500
[5 empty] | 122500482500 | 457 | 122500 | 482500
[5 empty] | 123500482500 | 457 | 123500 | 482500
[5 empty] | 124500482500 | 457 | 124500 | 482500
[5 empty] | 125500482500 | 457 | 125500 | 482500
[5 empty] | 126500482500 | 457 | 126500 | 482500
[5 empty] | 127500482500 | 457 | 127500 | 482500
[5 empty] | 128500482500 | 457 | 128500 | 482500
[5 empty] | 129500482500 | 457 | 129500 | 482500
[5 empty] | 130500482500 | 457 | 130500 | 482500
[5 empty] | 131500482500 | 457 | 131500 | 482500
[5 empty] | 132500482500 | 457 | 132500 | 482500
[5 empty] | 133500482500 | 457 | 133500 | 482500
[5 empty] | 134500482500 | 457 | 134500 | 482500
[5 empty] | 135500482500 | 457 | 135500 | 482500
[5 empty] | 136500482500 | 457 | 136500 | 482500
[5 empty] | 137500482500 | 457 | 137500 | 482500
[5 empty] | 138500482500 | 457 | 138500 | 482500
[5 empty] | 139500482500 | 457 | 139500 | 482500
[5 empty] | 140500482500 | 457 | 140500 | 482500
[5 empty] | 141500482500 | 457 | 141500 | 482500
[5 empty] | 142500482500 | 457 | 142500 | 482500
[5 empty] | 143500482500 | 457 | 143500 | 482500
[5 empty] | 144500482500 | 457 | 144500 | 482500
[5 empty] | 145500482500 | 457 | 145500 | 482500
[5 empty] | 146500482500 | 457 | 146500 | 482500
[5 empty] | 147500482500 | 457 | 147500 | 482500
[5 empty] | 96500481500 | 457 | 96500 | 481500
[5 empty] | 97500481500 | 457 | 97500 | 481500
[5 empty] | 98500481500 | 457 | 98500 | 481500
[5 empty] | 99500481500 | 457 | 99500 | 481500
[5 empty] | 100500481500 | 457 | 100500 | 481500
[5 empty] | 101500481500 | 457 | 101500 | 481500
[5 empty] | 102500481500 | 457 | 102500 | 481500
[5 empty] | 103500481500 | 457 | 103500 | 481500
[5 empty] | 104500481500 | 457 | 104500 | 481500
[5 empty] | 105500481500 | 457 | 105500 | 481500
[5 empty] | 106500481500 | 457 | 106500 | 481500
[5 empty] | 107500481500 | 457 | 107500 | 481500
[5 empty] | 108500481500 | 457 | 108500 | 481500
[5 empty] | 109500481500 | 457 | 109500 | 481500
[5 empty] | 110500481500 | 457 | 110500 | 481500
[5 empty] | 111500481500 | 457 | 111500 | 481500
[5 empty] | 112500481500 | 457 | 112500 | 481500
[5 empty] | 113500481500 | 457 | 113500 | 481500
[5 empty] | 114500481500 | 457 | 114500 | 481500
[5 empty] | 115500481500 | 457 | 115500 | 481500
[5 empty] | 116500481500 | 457 | 116500 | 481500
[5 empty] | 117500481500 | 457 | 117500 | 481500
[5 empty] | 118500481500 | 457 | 118500 | 481500
[5 empty] | 119500481500 | 457 | 119500 | 481500
[5 empty] | 120500481500 | 457 | 120500 | 481500
[5 empty] | 121500481500 | 457 | 121500 | 481500
[5 empty] | 122500481500 | 457 | 122500 | 481500
[5 empty] | 123500481500 | 457 | 123500 | 481500
[5 empty] | 124500481500 | 457 | 124500 | 481500
[5 empty] | 125500481500 | 457 | 125500 | 481500
[5 empty] | 126500481500 | 457 | 126500 | 481500
[5 empty] | 127500481500 | 457 | 127500 | 481500
[5 empty] | 128500481500 | 457 | 128500 | 481500
[5 empty] | 129500481500 | 457 | 129500 | 481500
[5 empty] | 130500481500 | 457 | 130500 | 481500
[5 empty] | 131500481500 | 457 | 131500 | 481500
[5 empty] | 132500481500 | 457 | 132500 | 481500
[5 empty] | 133500481500 | 457 | 133500 | 481500
[5 empty] | 134500481500 | 457 | 134500 | 481500
[5 empty] | 135500481500 | 457 | 135500 | 481500
[5 empty] | 136500481500 | 457 | 136500 | 481500
[5 empty] | 137500481500 | 457 | 137500 | 481500
[5 empty] | 138500481500 | 457 | 138500 | 481500
[5 empty] | 139500481500 | 457 | 139500 | 481500
[5 empty] | 140500481500 | 457 | 140500 | 481500
[5 empty] | 141500481500 | 457 | 141500 | 481500
[5 empty] | 142500481500 | 457 | 142500 | 481500
[5 empty] | 143500481500 | 457 | 143500 | 481500
[5 empty] | 144500481500 | 457 | 144500 | 481500
[5 empty] | 145500481500 | 457 | 145500 | 481500
[5 empty] | 146500481500 | 457 | 146500 | 481500
[5 empty] | 147500481500 | 457 | 147500 | 481500
[5 empty] | 96500480500 | 457 | 96500 | 480500
[5 empty] | 97500480500 | 457 | 97500 | 480500
[5 empty] | 98500480500 | 457 | 98500 | 480500
[5 empty] | 99500480500 | 457 | 99500 | 480500
[5 empty] | 100500480500 | 457 | 100500 | 480500
[5 empty] | 101500480500 | 457 | 101500 | 480500
[5 empty] | 102500480500 | 457 | 102500 | 480500
[5 empty] | 103500480500 | 457 | 103500 | 480500
[5 empty] | 104500480500 | 457 | 104500 | 480500
[5 empty] | 105500480500 | 457 | 105500 | 480500
[5 empty] | 106500480500 | 457 | 106500 | 480500
[5 empty] | 107500480500 | 457 | 107500 | 480500
[5 empty] | 108500480500 | 457 | 108500 | 480500
[5 empty] | 109500480500 | 457 | 109500 | 480500
[5 empty] | 110500480500 | 457 | 110500 | 480500
[5 empty] | 111500480500 | 457 | 111500 | 480500
[5 empty] | 112500480500 | 457 | 112500 | 480500
[5 empty] | 113500480500 | 457 | 113500 | 480500
[5 empty] | 114500480500 | 457 | 114500 | 480500
[5 empty] | 115500480500 | 457 | 115500 | 480500
[5 empty] | 116500480500 | 457 | 116500 | 480500
[5 empty] | 117500480500 | 457 | 117500 | 480500
[5 empty] | 118500480500 | 457 | 118500 | 480500
[5 empty] | 119500480500 | 457 | 119500 | 480500
[5 empty] | 120500480500 | 457 | 120500 | 480500
[5 empty] | 121500480500 | 457 | 121500 | 480500
[5 empty] | 122500480500 | 457 | 122500 | 480500
[5 empty] | 123500480500 | 457 | 123500 | 480500
[5 empty] | 124500480500 | 457 | 124500 | 480500
[5 empty] | 125500480500 | 457 | 125500 | 480500
[5 empty] | 126500480500 | 457 | 126500 | 480500
[5 empty] | 127500480500 | 457 | 127500 | 480500
[5 empty] | 128500480500 | 457 | 128500 | 480500
[5 empty] | 129500480500 | 457 | 129500 | 480500
[5 empty] | 130500480500 | 457 | 130500 | 480500
[5 empty] | 131500480500 | 457 | 131500 | 480500
[5 empty] | 132500480500 | 457 | 132500 | 480500
[5 empty] | 133500480500 | 457 | 133500 | 480500
[5 empty] | 134500480500 | 457 | 134500 | 480500
[5 empty] | 135500480500 | 457 | 135500 | 480500
[5 empty] | 136500480500 | 457 | 136500 | 480500
[5 empty] | 137500480500 | 457 | 137500 | 480500
[5 empty] | 138500480500 | 457 | 138500 | 480500
[5 empty] | 139500480500 | 457 | 139500 | 480500
[5 empty] | 140500480500 | 457 | 140500 | 480500
[5 empty] | 141500480500 | 457 | 141500 | 480500
[5 empty] | 142500480500 | 457 | 142500 | 480500
[5 empty] | 143500480500 | 457 | 143500 | 480500
[5 empty] | 144500480500 | 457 | 144500 | 480500
[5 empty] | 145500480500 | 457 | 145500 | 480500
[5 empty] | 146500480500 | 457 | 146500 | 480500
[5 empty] | 147500480500 | 457 | 147500 | 480500
[5 empty] | 95500479500 | 457 | 95500 | 479500
[5 empty] | 96500479500 | 457 | 96500 | 479500
[5 empty] | 97500479500 | 457 | 97500 | 479500
[5 empty] | 98500479500 | 457 | 98500 | 479500
[5 empty] | 99500479500 | 457 | 99500 | 479500
[5 empty] | 100500479500 | 457 | 100500 | 479500
[5 empty] | 101500479500 | 457 | 101500 | 479500
[5 empty] | 102500479500 | 457 | 102500 | 479500
[5 empty] | 103500479500 | 457 | 103500 | 479500
[5 empty] | 104500479500 | 457 | 104500 | 479500
[5 empty] | 105500479500 | 457 | 105500 | 479500
[5 empty] | 106500479500 | 457 | 106500 | 479500
[5 empty] | 107500479500 | 457 | 107500 | 479500
[5 empty] | 108500479500 | 457 | 108500 | 479500
[5 empty] | 109500479500 | 457 | 109500 | 479500
[5 empty] | 110500479500 | 457 | 110500 | 479500
[5 empty] | 111500479500 | 457 | 111500 | 479500
[5 empty] | 112500479500 | 457 | 112500 | 479500
[5 empty] | 113500479500 | 457 | 113500 | 479500
[5 empty] | 114500479500 | 457 | 114500 | 479500
[5 empty] | 115500479500 | 457 | 115500 | 479500
[5 empty] | 116500479500 | 457 | 116500 | 479500
[5 empty] | 117500479500 | 457 | 117500 | 479500
[5 empty] | 118500479500 | 457 | 118500 | 479500
[5 empty] | 119500479500 | 457 | 119500 | 479500
[5 empty] | 120500479500 | 457 | 120500 | 479500
[5 empty] | 121500479500 | 457 | 121500 | 479500
[5 empty] | 122500479500 | 457 | 122500 | 479500
[5 empty] | 123500479500 | 457 | 123500 | 479500
[5 empty] | 124500479500 | 457 | 124500 | 479500
[5 empty] | 125500479500 | 457 | 125500 | 479500
[5 empty] | 126500479500 | 457 | 126500 | 479500
[5 empty] | 127500479500 | 457 | 127500 | 479500
[5 empty] | 128500479500 | 457 | 128500 | 479500
[5 empty] | 129500479500 | 457 | 129500 | 479500
[5 empty] | 130500479500 | 457 | 130500 | 479500
[5 empty] | 131500479500 | 457 | 131500 | 479500
[5 empty] | 132500479500 | 457 | 132500 | 479500
[5 empty] | 133500479500 | 457 | 133500 | 479500
[5 empty] | 134500479500 | 457 | 134500 | 479500
[5 empty] | 135500479500 | 457 | 135500 | 479500
[5 empty] | 136500479500 | 457 | 136500 | 479500
[5 empty] | 137500479500 | 457 | 137500 | 479500
[5 empty] | 138500479500 | 457 | 138500 | 479500
[5 empty] | 139500479500 | 457 | 139500 | 479500
[5 empty] | 140500479500 | 457 | 140500 | 479500
[5 empty] | 141500479500 | 457 | 141500 | 479500
[5 empty] | 142500479500 | 457 | 142500 | 479500
[5 empty] | 143500479500 | 457 | 143500 | 479500
[5 empty] | 144500479500 | 457 | 144500 | 479500
[5 empty] | 145500479500 | 457 | 145500 | 479500
[5 empty] | 146500479500 | 457 | 146500 | 479500
[5 empty] | 95500478500 | 457 | 95500 | 478500
[5 empty] | 96500478500 | 457 | 96500 | 478500
[5 empty] | 97500478500 | 457 | 97500 | 478500
[5 empty] | 98500478500 | 457 | 98500 | 478500
[5 empty] | 99500478500 | 457 | 99500 | 478500
[5 empty] | 100500478500 | 457 | 100500 | 478500
[5 empty] | 101500478500 | 457 | 101500 | 478500
[5 empty] | 102500478500 | 457 | 102500 | 478500
[5 empty] | 103500478500 | 457 | 103500 | 478500
[5 empty] | 104500478500 | 457 | 104500 | 478500
[5 empty] | 105500478500 | 457 | 105500 | 478500
[5 empty] | 106500478500 | 457 | 106500 | 478500
[5 empty] | 107500478500 | 457 | 107500 | 478500
[5 empty] | 108500478500 | 457 | 108500 | 478500
[5 empty] | 109500478500 | 457 | 109500 | 478500
[5 empty] | 110500478500 | 457 | 110500 | 478500
[5 empty] | 111500478500 | 457 | 111500 | 478500
[5 empty] | 112500478500 | 457 | 112500 | 478500
[5 empty] | 113500478500 | 457 | 113500 | 478500
[5 empty] | 114500478500 | 457 | 114500 | 478500
[5 empty] | 115500478500 | 457 | 115500 | 478500
[5 empty] | 116500478500 | 457 | 116500 | 478500
[5 empty] | 117500478500 | 457 | 117500 | 478500
[5 empty] | 118500478500 | 457 | 118500 | 478500
[5 empty] | 119500478500 | 457 | 119500 | 478500
[5 empty] | 120500478500 | 457 | 120500 | 478500
[5 empty] | 121500478500 | 457 | 121500 | 478500
[5 empty] | 122500478500 | 457 | 122500 | 478500
[5 empty] | 123500478500 | 457 | 123500 | 478500
[5 empty] | 124500478500 | 457 | 124500 | 478500
[5 empty] | 125500478500 | 457 | 125500 | 478500
[5 empty] | 126500478500 | 457 | 126500 | 478500
[5 empty] | 127500478500 | 457 | 127500 | 478500
[5 empty] | 128500478500 | 457 | 128500 | 478500
[5 empty] | 129500478500 | 457 | 129500 | 478500
[5 empty] | 130500478500 | 457 | 130500 | 478500
[5 empty] | 131500478500 | 457 | 131500 | 478500
[5 empty] | 132500478500 | 457 | 132500 | 478500
[5 empty] | 133500478500 | 457 | 133500 | 478500
[5 empty] | 134500478500 | 457 | 134500 | 478500
[5 empty] | 135500478500 | 457 | 135500 | 478500
[5 empty] | 136500478500 | 457 | 136500 | 478500
[5 empty] | 137500478500 | 457 | 137500 | 478500
[5 empty] | 138500478500 | 457 | 138500 | 478500
[5 empty] | 139500478500 | 457 | 139500 | 478500
[5 empty] | 140500478500 | 457 | 140500 | 478500
[5 empty] | 141500478500 | 457 | 141500 | 478500
[5 empty] | 142500478500 | 457 | 142500 | 478500
[5 empty] | 143500478500 | 457 | 143500 | 478500
[5 empty] | 144500478500 | 457 | 144500 | 478500
[5 empty] | 145500478500 | 457 | 145500 | 478500
[5 empty] | 146500478500 | 457 | 146500 | 478500
[5 empty] | 96500477500 | 457 | 96500 | 477500
[5 empty] | 97500477500 | 457 | 97500 | 477500
[5 empty] | 98500477500 | 457 | 98500 | 477500
[5 empty] | 99500477500 | 457 | 99500 | 477500
[5 empty] | 100500477500 | 457 | 100500 | 477500
[5 empty] | 101500477500 | 457 | 101500 | 477500
[5 empty] | 102500477500 | 457 | 102500 | 477500
[5 empty] | 103500477500 | 457 | 103500 | 477500
[5 empty] | 104500477500 | 457 | 104500 | 477500
[5 empty] | 105500477500 | 457 | 105500 | 477500
[5 empty] | 106500477500 | 457 | 106500 | 477500
[5 empty] | 107500477500 | 457 | 107500 | 477500
[5 empty] | 108500477500 | 457 | 108500 | 477500
[5 empty] | 109500477500 | 457 | 109500 | 477500
[5 empty] | 110500477500 | 457 | 110500 | 477500
[5 empty] | 111500477500 | 457 | 111500 | 477500
[5 empty] | 112500477500 | 457 | 112500 | 477500
[5 empty] | 113500477500 | 457 | 113500 | 477500
[5 empty] | 114500477500 | 457 | 114500 | 477500
[5 empty] | 115500477500 | 457 | 115500 | 477500
[5 empty] | 116500477500 | 457 | 116500 | 477500
[5 empty] | 117500477500 | 457 | 117500 | 477500
[5 empty] | 118500477500 | 457 | 118500 | 477500
[5 empty] | 119500477500 | 457 | 119500 | 477500
[5 empty] | 120500477500 | 457 | 120500 | 477500
[5 empty] | 121500477500 | 457 | 121500 | 477500
[5 empty] | 122500477500 | 457 | 122500 | 477500
[5 empty] | 123500477500 | 457 | 123500 | 477500
[5 empty] | 124500477500 | 457 | 124500 | 477500
[5 empty] | 125500477500 | 457 | 125500 | 477500
[5 empty] | 126500477500 | 457 | 126500 | 477500
[5 empty] | 127500477500 | 457 | 127500 | 477500
[5 empty] | 128500477500 | 457 | 128500 | 477500
[5 empty] | 129500477500 | 457 | 129500 | 477500
[5 empty] | 130500477500 | 457 | 130500 | 477500
[5 empty] | 131500477500 | 457 | 131500 | 477500
[5 empty] | 132500477500 | 457 | 132500 | 477500
[5 empty] | 133500477500 | 457 | 133500 | 477500
[5 empty] | 134500477500 | 457 | 134500 | 477500
[5 empty] | 135500477500 | 457 | 135500 | 477500
[5 empty] | 136500477500 | 457 | 136500 | 477500
[5 empty] | 137500477500 | 457 | 137500 | 477500
[5 empty] | 138500477500 | 457 | 138500 | 477500
[5 empty] | 139500477500 | 457 | 139500 | 477500
[5 empty] | 140500477500 | 457 | 140500 | 477500
[5 empty] | 141500477500 | 457 | 141500 | 477500
[5 empty] | 142500477500 | 457 | 142500 | 477500
[5 empty] | 143500477500 | 457 | 143500 | 477500
[5 empty] | 144500477500 | 457 | 144500 | 477500
[5 empty] | 145500477500 | 457 | 145500 | 477500
[5 empty] | 146500477500 | 457 | 146500 | 477500
[5 empty] | 95500476500 | 457 | 95500 | 476500
[5 empty] | 96500476500 | 457 | 96500 | 476500
[5 empty] | 97500476500 | 457 | 97500 | 476500
[5 empty] | 98500476500 | 457 | 98500 | 476500
[5 empty] | 99500476500 | 457 | 99500 | 476500
[5 empty] | 100500476500 | 457 | 100500 | 476500
[5 empty] | 101500476500 | 457 | 101500 | 476500
[5 empty] | 102500476500 | 457 | 102500 | 476500
[5 empty] | 103500476500 | 457 | 103500 | 476500
[5 empty] | 104500476500 | 457 | 104500 | 476500
[5 empty] | 105500476500 | 457 | 105500 | 476500
[5 empty] | 106500476500 | 457 | 106500 | 476500
[5 empty] | 107500476500 | 457 | 107500 | 476500
[5 empty] | 108500476500 | 457 | 108500 | 476500
[5 empty] | 109500476500 | 457 | 109500 | 476500
[5 empty] | 110500476500 | 457 | 110500 | 476500
[5 empty] | 111500476500 | 457 | 111500 | 476500
[5 empty] | 112500476500 | 457 | 112500 | 476500
[5 empty] | 113500476500 | 457 | 113500 | 476500
[5 empty] | 114500476500 | 457 | 114500 | 476500
[5 empty] | 116500476500 | 457 | 116500 | 476500
[5 empty] | 117500476500 | 457 | 117500 | 476500
[5 empty] | 118500476500 | 457 | 118500 | 476500
[5 empty] | 119500476500 | 457 | 119500 | 476500
[5 empty] | 120500476500 | 457 | 120500 | 476500
[5 empty] | 121500476500 | 457 | 121500 | 476500
[5 empty] | 122500476500 | 457 | 122500 | 476500
[5 empty] | 123500476500 | 457 | 123500 | 476500
[5 empty] | 124500476500 | 457 | 124500 | 476500
[5 empty] | 125500476500 | 457 | 125500 | 476500
[5 empty] | 126500476500 | 457 | 126500 | 476500
[5 empty] | 127500476500 | 457 | 127500 | 476500
[5 empty] | 128500476500 | 457 | 128500 | 476500
[5 empty] | 129500476500 | 457 | 129500 | 476500
[5 empty] | 130500476500 | 457 | 130500 | 476500
[5 empty] | 131500476500 | 457 | 131500 | 476500
[5 empty] | 132500476500 | 457 | 132500 | 476500
[5 empty] | 133500476500 | 457 | 133500 | 476500
[5 empty] | 134500476500 | 457 | 134500 | 476500
[5 empty] | 135500476500 | 457 | 135500 | 476500
[5 empty] | 136500476500 | 457 | 136500 | 476500
[5 empty] | 137500476500 | 457 | 137500 | 476500
[5 empty] | 138500476500 | 457 | 138500 | 476500
[5 empty] | 139500476500 | 457 | 139500 | 476500
[5 empty] | 140500476500 | 457 | 140500 | 476500
[5 empty] | 141500476500 | 457 | 141500 | 476500
[5 empty] | 142500476500 | 457 | 142500 | 476500
[5 empty] | 143500476500 | 457 | 143500 | 476500
[5 empty] | 144500476500 | 457 | 144500 | 476500
[5 empty] | 145500476500 | 457 | 145500 | 476500
[5 empty] | 146500476500 | 457 | 146500 | 476500
[5 empty] | 95500475500 | 457 | 95500 | 475500
[5 empty] | 96500475500 | 457 | 96500 | 475500
[5 empty] | 97500475500 | 457 | 97500 | 475500
[5 empty] | 98500475500 | 457 | 98500 | 475500
[5 empty] | 99500475500 | 457 | 99500 | 475500
[5 empty] | 100500475500 | 457 | 100500 | 475500
[5 empty] | 101500475500 | 457 | 101500 | 475500
[5 empty] | 102500475500 | 457 | 102500 | 475500
[5 empty] | 103500475500 | 457 | 103500 | 475500
[5 empty] | 104500475500 | 457 | 104500 | 475500
[5 empty] | 105500475500 | 457 | 105500 | 475500
[5 empty] | 106500475500 | 457 | 106500 | 475500
[5 empty] | 107500475500 | 457 | 107500 | 475500
[5 empty] | 108500475500 | 457 | 108500 | 475500
[5 empty] | 109500475500 | 457 | 109500 | 475500
[5 empty] | 110500475500 | 457 | 110500 | 475500
[5 empty] | 111500475500 | 457 | 111500 | 475500
[5 empty] | 112500475500 | 457 | 112500 | 475500
[5 empty] | 113500475500 | 457 | 113500 | 475500
[5 empty] | 114500475500 | 457 | 114500 | 475500
[5 empty] | 116500475500 | 457 | 116500 | 475500
[5 empty] | 117500475500 | 457 | 117500 | 475500
[5 empty] | 118500475500 | 457 | 118500 | 475500
[5 empty] | 120500475500 | 457 | 120500 | 475500
[5 empty] | 121500475500 | 457 | 121500 | 475500
[5 empty] | 122500475500 | 457 | 122500 | 475500
[5 empty] | 123500475500 | 457 | 123500 | 475500
[5 empty] | 124500475500 | 457 | 124500 | 475500
[5 empty] | 125500475500 | 457 | 125500 | 475500
[5 empty] | 126500475500 | 457 | 126500 | 475500
[5 empty] | 127500475500 | 457 | 127500 | 475500
[5 empty] | 128500475500 | 457 | 128500 | 475500
[5 empty] | 129500475500 | 457 | 129500 | 475500
[5 empty] | 130500475500 | 457 | 130500 | 475500
[5 empty] | 131500475500 | 457 | 131500 | 475500
[5 empty] | 132500475500 | 457 | 132500 | 475500
[5 empty] | 133500475500 | 457 | 133500 | 475500
[5 empty] | 134500475500 | 457 | 134500 | 475500
[5 empty] | 135500475500 | 457 | 135500 | 475500
[5 empty] | 136500475500 | 457 | 136500 | 475500
[5 empty] | 137500475500 | 457 | 137500 | 475500
[5 empty] | 138500475500 | 457 | 138500 | 475500
[5 empty] | 139500475500 | 457 | 139500 | 475500
[5 empty] | 140500475500 | 457 | 140500 | 475500
[5 empty] | 141500475500 | 457 | 141500 | 475500
[5 empty] | 142500475500 | 457 | 142500 | 475500
[5 empty] | 143500475500 | 457 | 143500 | 475500
[5 empty] | 144500475500 | 457 | 144500 | 475500
[5 empty] | 145500475500 | 457 | 145500 | 475500
[5 empty] | 94500474500 | 457 | 94500 | 474500
[5 empty] | 95500474500 | 457 | 95500 | 474500
[5 empty] | 96500474500 | 457 | 96500 | 474500
[5 empty] | 97500474500 | 457 | 97500 | 474500
[5 empty] | 98500474500 | 457 | 98500 | 474500
[5 empty] | 99500474500 | 457 | 99500 | 474500
[5 empty] | 100500474500 | 457 | 100500 | 474500
[5 empty] | 101500474500 | 457 | 101500 | 474500
[5 empty] | 102500474500 | 457 | 102500 | 474500
[5 empty] | 103500474500 | 457 | 103500 | 474500
[5 empty] | 104500474500 | 457 | 104500 | 474500
[5 empty] | 105500474500 | 457 | 105500 | 474500
[5 empty] | 106500474500 | 457 | 106500 | 474500
[5 empty] | 107500474500 | 457 | 107500 | 474500
[5 empty] | 108500474500 | 457 | 108500 | 474500
[5 empty] | 109500474500 | 457 | 109500 | 474500
[5 empty] | 110500474500 | 457 | 110500 | 474500
[5 empty] | 111500474500 | 457 | 111500 | 474500
[5 empty] | 112500474500 | 457 | 112500 | 474500
[5 empty] | 113500474500 | 457 | 113500 | 474500
[5 empty] | 114500474500 | 457 | 114500 | 474500
[5 empty] | 117500474500 | 457 | 117500 | 474500
[5 empty] | 125500474500 | 457 | 125500 | 474500
[5 empty] | 126500474500 | 457 | 126500 | 474500
[5 empty] | 127500474500 | 457 | 127500 | 474500
[5 empty] | 128500474500 | 457 | 128500 | 474500
[5 empty] | 129500474500 | 457 | 129500 | 474500
[5 empty] | 130500474500 | 457 | 130500 | 474500
[5 empty] | 131500474500 | 457 | 131500 | 474500
[5 empty] | 132500474500 | 457 | 132500 | 474500
[5 empty] | 133500474500 | 457 | 133500 | 474500
[5 empty] | 134500474500 | 457 | 134500 | 474500
[5 empty] | 135500474500 | 457 | 135500 | 474500
[5 empty] | 136500474500 | 457 | 136500 | 474500
[5 empty] | 137500474500 | 457 | 137500 | 474500
[5 empty] | 138500474500 | 457 | 138500 | 474500
[5 empty] | 139500474500 | 457 | 139500 | 474500
[5 empty] | 140500474500 | 457 | 140500 | 474500
[5 empty] | 141500474500 | 457 | 141500 | 474500
[5 empty] | 142500474500 | 457 | 142500 | 474500
[5 empty] | 143500474500 | 457 | 143500 | 474500
[5 empty] | 144500474500 | 457 | 144500 | 474500
[5 empty] | 145500474500 | 457 | 145500 | 474500
[5 empty] | 94500473500 | 457 | 94500 | 473500
[5 empty] | 95500473500 | 457 | 95500 | 473500
[5 empty] | 96500473500 | 457 | 96500 | 473500
[5 empty] | 97500473500 | 457 | 97500 | 473500
[5 empty] | 98500473500 | 457 | 98500 | 473500
[5 empty] | 99500473500 | 457 | 99500 | 473500
[5 empty] | 100500473500 | 457 | 100500 | 473500
[5 empty] | 101500473500 | 457 | 101500 | 473500
[5 empty] | 102500473500 | 457 | 102500 | 473500
[5 empty] | 103500473500 | 457 | 103500 | 473500
[5 empty] | 104500473500 | 457 | 104500 | 473500
[5 empty] | 105500473500 | 457 | 105500 | 473500
[5 empty] | 106500473500 | 457 | 106500 | 473500
[5 empty] | 107500473500 | 457 | 107500 | 473500
[5 empty] | 108500473500 | 457 | 108500 | 473500
[5 empty] | 109500473500 | 457 | 109500 | 473500
[5 empty] | 110500473500 | 457 | 110500 | 473500
[5 empty] | 111500473500 | 457 | 111500 | 473500
[5 empty] | 112500473500 | 457 | 112500 | 473500
[5 empty] | 113500473500 | 457 | 113500 | 473500
[5 empty] | 114500473500 | 457 | 114500 | 473500
[5 empty] | 126500473500 | 457 | 126500 | 473500
[5 empty] | 127500473500 | 457 | 127500 | 473500
[5 empty] | 128500473500 | 457 | 128500 | 473500
[5 empty] | 129500473500 | 457 | 129500 | 473500
[5 empty] | 130500473500 | 457 | 130500 | 473500
[5 empty] | 131500473500 | 457 | 131500 | 473500
[5 empty] | 132500473500 | 457 | 132500 | 473500
[5 empty] | 133500473500 | 457 | 133500 | 473500
[5 empty] | 134500473500 | 457 | 134500 | 473500
[5 empty] | 135500473500 | 457 | 135500 | 473500
[5 empty] | 136500473500 | 457 | 136500 | 473500
[5 empty] | 137500473500 | 457 | 137500 | 473500
[5 empty] | 138500473500 | 457 | 138500 | 473500
[5 empty] | 139500473500 | 457 | 139500 | 473500
[5 empty] | 140500473500 | 457 | 140500 | 473500
[5 empty] | 141500473500 | 457 | 141500 | 473500
[5 empty] | 142500473500 | 457 | 142500 | 473500
[5 empty] | 143500473500 | 457 | 143500 | 473500
[5 empty] | 144500473500 | 457 | 144500 | 473500
[5 empty] | 95500472500 | 457 | 95500 | 472500
[5 empty] | 96500472500 | 457 | 96500 | 472500
[5 empty] | 97500472500 | 457 | 97500 | 472500
[5 empty] | 98500472500 | 457 | 98500 | 472500
[5 empty] | 99500472500 | 457 | 99500 | 472500
[5 empty] | 100500472500 | 457 | 100500 | 472500
[5 empty] | 101500472500 | 457 | 101500 | 472500
[5 empty] | 102500472500 | 457 | 102500 | 472500
[5 empty] | 103500472500 | 457 | 103500 | 472500
[5 empty] | 104500472500 | 457 | 104500 | 472500
[5 empty] | 105500472500 | 457 | 105500 | 472500
[5 empty] | 106500472500 | 457 | 106500 | 472500
[5 empty] | 107500472500 | 457 | 107500 | 472500
[5 empty] | 108500472500 | 457 | 108500 | 472500
[5 empty] | 109500472500 | 457 | 109500 | 472500
[5 empty] | 110500472500 | 457 | 110500 | 472500
[5 empty] | 111500472500 | 457 | 111500 | 472500
[5 empty] | 112500472500 | 457 | 112500 | 472500
[5 empty] | 113500472500 | 457 | 113500 | 472500
[5 empty] | 114500472500 | 457 | 114500 | 472500
[5 empty] | 126500472500 | 457 | 126500 | 472500
[5 empty] | 127500472500 | 457 | 127500 | 472500
[5 empty] | 128500472500 | 457 | 128500 | 472500
[5 empty] | 129500472500 | 457 | 129500 | 472500
[5 empty] | 130500472500 | 457 | 130500 | 472500
[5 empty] | 131500472500 | 457 | 131500 | 472500
[5 empty] | 132500472500 | 457 | 132500 | 472500
[5 empty] | 133500472500 | 457 | 133500 | 472500
[5 empty] | 134500472500 | 457 | 134500 | 472500
[5 empty] | 135500472500 | 457 | 135500 | 472500
[5 empty] | 136500472500 | 457 | 136500 | 472500
[5 empty] | 137500472500 | 457 | 137500 | 472500
[5 empty] | 138500472500 | 457 | 138500 | 472500
[5 empty] | 139500472500 | 457 | 139500 | 472500
[5 empty] | 140500472500 | 457 | 140500 | 472500
[5 empty] | 141500472500 | 457 | 141500 | 472500
[5 empty] | 142500472500 | 457 | 142500 | 472500
[5 empty] | 143500472500 | 457 | 143500 | 472500
[5 empty] | 96500471500 | 457 | 96500 | 471500
[5 empty] | 97500471500 | 457 | 97500 | 471500
[5 empty] | 98500471500 | 457 | 98500 | 471500
[5 empty] | 99500471500 | 457 | 99500 | 471500
[5 empty] | 100500471500 | 457 | 100500 | 471500
[5 empty] | 101500471500 | 457 | 101500 | 471500
[5 empty] | 102500471500 | 457 | 102500 | 471500
[5 empty] | 103500471500 | 457 | 103500 | 471500
[5 empty] | 104500471500 | 457 | 104500 | 471500
[5 empty] | 105500471500 | 457 | 105500 | 471500
[5 empty] | 109500471500 | 457 | 109500 | 471500
[5 empty] | 110500471500 | 457 | 110500 | 471500
[5 empty] | 111500471500 | 457 | 111500 | 471500
[5 empty] | 112500471500 | 457 | 112500 | 471500
[5 empty] | 113500471500 | 457 | 113500 | 471500
[5 empty] | 127500471500 | 457 | 127500 | 471500
[5 empty] | 128500471500 | 457 | 128500 | 471500
[5 empty] | 129500471500 | 457 | 129500 | 471500
[5 empty] | 130500471500 | 457 | 130500 | 471500
[5 empty] | 131500471500 | 457 | 131500 | 471500
[5 empty] | 132500471500 | 457 | 132500 | 471500
[5 empty] | 133500471500 | 457 | 133500 | 471500
[5 empty] | 134500471500 | 457 | 134500 | 471500
[5 empty] | 135500471500 | 457 | 135500 | 471500
[5 empty] | 136500471500 | 457 | 136500 | 471500
[5 empty] | 137500471500 | 457 | 137500 | 471500
[5 empty] | 138500471500 | 457 | 138500 | 471500
[5 empty] | 139500471500 | 457 | 139500 | 471500
[5 empty] | 140500471500 | 457 | 140500 | 471500
[5 empty] | 141500471500 | 457 | 141500 | 471500
[5 empty] | 96500470500 | 457 | 96500 | 470500
[5 empty] | 97500470500 | 457 | 97500 | 470500
[5 empty] | 98500470500 | 457 | 98500 | 470500
[5 empty] | 99500470500 | 457 | 99500 | 470500
[5 empty] | 128500470500 | 457 | 128500 | 470500
[5 empty] | 129500470500 | 457 | 129500 | 470500
[5 empty] | 130500470500 | 457 | 130500 | 470500
[5 empty] | 131500470500 | 457 | 131500 | 470500
[5 empty] | 132500470500 | 457 | 132500 | 470500
[5 empty] | 133500470500 | 457 | 133500 | 470500
[5 empty] | 134500470500 | 457 | 134500 | 470500
[5 empty] | 135500470500 | 457 | 135500 | 470500
[5 empty] | 136500470500 | 457 | 136500 | 470500
[5 empty] | 137500470500 | 457 | 137500 | 470500
[5 empty] | 138500470500 | 457 | 138500 | 470500
[5 empty] | 139500470500 | 457 | 139500 | 470500
[5 empty] | 140500470500 | 457 | 140500 | 470500
[5 empty] | 141500470500 | 457 | 141500 | 470500
[5 empty] | 97500469500 | 457 | 97500 | 469500
[5 empty] | 131500469500 | 457 | 131500 | 469500
[5 empty] | 132500469500 | 457 | 132500 | 469500
[5 empty] | 133500469500 | 457 | 133500 | 469500
[5 empty] | 134500469500 | 457 | 134500 | 469500
[5 empty] | 135500469500 | 457 | 135500 | 469500
[5 empty] | 136500469500 | 457 | 136500 | 469500
[5 empty] | 137500469500 | 457 | 137500 | 469500
[5 empty] | 138500469500 | 457 | 138500 | 469500
[5 empty] | 139500469500 | 457 | 139500 | 469500
[5 empty] | 131500468500 | 457 | 131500 | 468500
[5 empty] | 132500468500 | 457 | 132500 | 468500
[5 empty] | 133500468500 | 457 | 133500 | 468500
[5 empty] | 134500468500 | 457 | 134500 | 468500
[5 empty] | 135500468500 | 457 | 135500 | 468500
[5 empty] | 136500468500 | 457 | 136500 | 468500
[5 empty] | 137500468500 | 457 | 137500 | 468500
[5 empty] | 131500467500 | 457 | 131500 | 467500
[5 empty] | 132500467500 | 457 | 132500 | 467500
[5 empty] | 133500467500 | 457 | 133500 | 467500
[5 empty] | 134500467500 | 457 | 134500 | 467500
[5 empty] | 135500467500 | 457 | 135500 | 467500
[5 empty] | 136500467500 | 457 | 136500 | 467500
[5 empty] | 133500466500 | 457 | 133500 | 466500
[5 empty] | 134500466500 | 457 | 134500 | 466500
[5 empty] | 135500466500 | 457 | 135500 | 466500
[5 empty] | 157500537500 | 458 | 157500 | 537500
[5 empty] | 158500537500 | 458 | 158500 | 537500
[5 empty] | 159500537500 | 458 | 159500 | 537500
[5 empty] | 165500537500 | 458 | 165500 | 537500
[5 empty] | 166500537500 | 458 | 166500 | 537500
[5 empty] | 167500537500 | 458 | 167500 | 537500
[5 empty] | 168500537500 | 458 | 168500 | 537500
[5 empty] | 169500537500 | 458 | 169500 | 537500
[5 empty] | 154500536500 | 458 | 154500 | 536500
[5 empty] | 155500536500 | 458 | 155500 | 536500
[5 empty] | 156500536500 | 458 | 156500 | 536500
[5 empty] | 157500536500 | 458 | 157500 | 536500
[5 empty] | 158500536500 | 458 | 158500 | 536500
[5 empty] | 159500536500 | 458 | 159500 | 536500
[5 empty] | 160500536500 | 458 | 160500 | 536500
[5 empty] | 161500536500 | 458 | 161500 | 536500
[5 empty] | 162500536500 | 458 | 162500 | 536500
[5 empty] | 163500536500 | 458 | 163500 | 536500
[5 empty] | 164500536500 | 458 | 164500 | 536500
[5 empty] | 165500536500 | 458 | 165500 | 536500
[5 empty] | 166500536500 | 458 | 166500 | 536500
[5 empty] | 167500536500 | 458 | 167500 | 536500
[5 empty] | 168500536500 | 458 | 168500 | 536500
[5 empty] | 169500536500 | 458 | 169500 | 536500
[5 empty] | 153500535500 | 458 | 153500 | 535500
[5 empty] | 154500535500 | 458 | 154500 | 535500
[5 empty] | 155500535500 | 458 | 155500 | 535500
[5 empty] | 156500535500 | 458 | 156500 | 535500
[5 empty] | 157500535500 | 458 | 157500 | 535500
[5 empty] | 158500535500 | 458 | 158500 | 535500
[5 empty] | 159500535500 | 458 | 159500 | 535500
[5 empty] | 160500535500 | 458 | 160500 | 535500
[5 empty] | 161500535500 | 458 | 161500 | 535500
[5 empty] | 162500535500 | 458 | 162500 | 535500
[5 empty] | 163500535500 | 458 | 163500 | 535500
[5 empty] | 164500535500 | 458 | 164500 | 535500
[5 empty] | 165500535500 | 458 | 165500 | 535500
[5 empty] | 166500535500 | 458 | 166500 | 535500
[5 empty] | 167500535500 | 458 | 167500 | 535500
[5 empty] | 168500535500 | 458 | 168500 | 535500
[5 empty] | 169500535500 | 458 | 169500 | 535500
[5 empty] | 170500535500 | 458 | 170500 | 535500
[5 empty] | 151500534500 | 458 | 151500 | 534500
[5 empty] | 152500534500 | 458 | 152500 | 534500
[5 empty] | 153500534500 | 458 | 153500 | 534500
[5 empty] | 154500534500 | 458 | 154500 | 534500
[5 empty] | 155500534500 | 458 | 155500 | 534500
[5 empty] | 156500534500 | 458 | 156500 | 534500
[5 empty] | 157500534500 | 458 | 157500 | 534500
[5 empty] | 158500534500 | 458 | 158500 | 534500
[5 empty] | 159500534500 | 458 | 159500 | 534500
[5 empty] | 160500534500 | 458 | 160500 | 534500
[5 empty] | 161500534500 | 458 | 161500 | 534500
[5 empty] | 162500534500 | 458 | 162500 | 534500
[5 empty] | 163500534500 | 458 | 163500 | 534500
[5 empty] | 164500534500 | 458 | 164500 | 534500
[5 empty] | 165500534500 | 458 | 165500 | 534500
[5 empty] | 166500534500 | 458 | 166500 | 534500
[5 empty] | 167500534500 | 458 | 167500 | 534500
[5 empty] | 168500534500 | 458 | 168500 | 534500
[5 empty] | 169500534500 | 458 | 169500 | 534500
[5 empty] | 170500534500 | 458 | 170500 | 534500
[5 empty] | 171500534500 | 458 | 171500 | 534500
[5 empty] | 151500533500 | 458 | 151500 | 533500
[5 empty] | 152500533500 | 458 | 152500 | 533500
[5 empty] | 153500533500 | 458 | 153500 | 533500
[5 empty] | 154500533500 | 458 | 154500 | 533500
[5 empty] | 155500533500 | 458 | 155500 | 533500
[5 empty] | 156500533500 | 458 | 156500 | 533500
[5 empty] | 157500533500 | 458 | 157500 | 533500
[5 empty] | 158500533500 | 458 | 158500 | 533500
[5 empty] | 159500533500 | 458 | 159500 | 533500
[5 empty] | 160500533500 | 458 | 160500 | 533500
[5 empty] | 161500533500 | 458 | 161500 | 533500
[5 empty] | 162500533500 | 458 | 162500 | 533500
[5 empty] | 163500533500 | 458 | 163500 | 533500
[5 empty] | 164500533500 | 458 | 164500 | 533500
[5 empty] | 165500533500 | 458 | 165500 | 533500
[5 empty] | 166500533500 | 458 | 166500 | 533500
[5 empty] | 167500533500 | 458 | 167500 | 533500
[5 empty] | 168500533500 | 458 | 168500 | 533500
[5 empty] | 169500533500 | 458 | 169500 | 533500
[5 empty] | 170500533500 | 458 | 170500 | 533500
[5 empty] | 171500533500 | 458 | 171500 | 533500
[5 empty] | 172500533500 | 458 | 172500 | 533500
[5 empty] | 151500532500 | 458 | 151500 | 532500
[5 empty] | 152500532500 | 458 | 152500 | 532500
[5 empty] | 153500532500 | 458 | 153500 | 532500
[5 empty] | 154500532500 | 458 | 154500 | 532500
[5 empty] | 155500532500 | 458 | 155500 | 532500
[5 empty] | 156500532500 | 458 | 156500 | 532500
[5 empty] | 157500532500 | 458 | 157500 | 532500
[5 empty] | 158500532500 | 458 | 158500 | 532500
[5 empty] | 159500532500 | 458 | 159500 | 532500
[5 empty] | 160500532500 | 458 | 160500 | 532500
[5 empty] | 161500532500 | 458 | 161500 | 532500
[5 empty] | 162500532500 | 458 | 162500 | 532500
[5 empty] | 163500532500 | 458 | 163500 | 532500
[5 empty] | 164500532500 | 458 | 164500 | 532500
[5 empty] | 165500532500 | 458 | 165500 | 532500
[5 empty] | 166500532500 | 458 | 166500 | 532500
[5 empty] | 167500532500 | 458 | 167500 | 532500
[5 empty] | 168500532500 | 458 | 168500 | 532500
[5 empty] | 169500532500 | 458 | 169500 | 532500
[5 empty] | 170500532500 | 458 | 170500 | 532500
[5 empty] | 171500532500 | 458 | 171500 | 532500
[5 empty] | 172500532500 | 458 | 172500 | 532500
[5 empty] | 152500531500 | 458 | 152500 | 531500
[5 empty] | 153500531500 | 458 | 153500 | 531500
[5 empty] | 154500531500 | 458 | 154500 | 531500
[5 empty] | 155500531500 | 458 | 155500 | 531500
[5 empty] | 156500531500 | 458 | 156500 | 531500
[5 empty] | 157500531500 | 458 | 157500 | 531500
[5 empty] | 158500531500 | 458 | 158500 | 531500
[5 empty] | 159500531500 | 458 | 159500 | 531500
[5 empty] | 160500531500 | 458 | 160500 | 531500
[5 empty] | 161500531500 | 458 | 161500 | 531500
[5 empty] | 162500531500 | 458 | 162500 | 531500
[5 empty] | 163500531500 | 458 | 163500 | 531500
[5 empty] | 164500531500 | 458 | 164500 | 531500
[5 empty] | 165500531500 | 458 | 165500 | 531500
[5 empty] | 166500531500 | 458 | 166500 | 531500
[5 empty] | 167500531500 | 458 | 167500 | 531500
[5 empty] | 168500531500 | 458 | 168500 | 531500
[5 empty] | 169500531500 | 458 | 169500 | 531500
[5 empty] | 170500531500 | 458 | 170500 | 531500
[5 empty] | 171500531500 | 458 | 171500 | 531500
[5 empty] | 172500531500 | 458 | 172500 | 531500
[5 empty] | 156500530500 | 458 | 156500 | 530500
[5 empty] | 157500530500 | 458 | 157500 | 530500
[5 empty] | 158500530500 | 458 | 158500 | 530500
[5 empty] | 159500530500 | 458 | 159500 | 530500
[5 empty] | 160500530500 | 458 | 160500 | 530500
[5 empty] | 161500530500 | 458 | 161500 | 530500
[5 empty] | 162500530500 | 458 | 162500 | 530500
[5 empty] | 163500530500 | 458 | 163500 | 530500
[5 empty] | 164500530500 | 458 | 164500 | 530500
[5 empty] | 165500530500 | 458 | 165500 | 530500
[5 empty] | 166500530500 | 458 | 166500 | 530500
[5 empty] | 167500530500 | 458 | 167500 | 530500
[5 empty] | 168500530500 | 458 | 168500 | 530500
[5 empty] | 169500530500 | 458 | 169500 | 530500
[5 empty] | 170500530500 | 458 | 170500 | 530500
[5 empty] | 171500530500 | 458 | 171500 | 530500
[5 empty] | 172500530500 | 458 | 172500 | 530500
[5 empty] | 157500529500 | 458 | 157500 | 529500
[5 empty] | 158500529500 | 458 | 158500 | 529500
[5 empty] | 159500529500 | 458 | 159500 | 529500
[5 empty] | 160500529500 | 458 | 160500 | 529500
[5 empty] | 161500529500 | 458 | 161500 | 529500
[5 empty] | 162500529500 | 458 | 162500 | 529500
[5 empty] | 163500529500 | 458 | 163500 | 529500
[5 empty] | 164500529500 | 458 | 164500 | 529500
[5 empty] | 165500529500 | 458 | 165500 | 529500
[5 empty] | 166500529500 | 458 | 166500 | 529500
[5 empty] | 167500529500 | 458 | 167500 | 529500
[5 empty] | 168500529500 | 458 | 168500 | 529500
[5 empty] | 169500529500 | 458 | 169500 | 529500
[5 empty] | 170500529500 | 458 | 170500 | 529500
[5 empty] | 171500529500 | 458 | 171500 | 529500
[5 empty] | 172500529500 | 458 | 172500 | 529500
[5 empty] | 157500528500 | 458 | 157500 | 528500
[5 empty] | 158500528500 | 458 | 158500 | 528500
[5 empty] | 159500528500 | 458 | 159500 | 528500
[5 empty] | 160500528500 | 458 | 160500 | 528500
[5 empty] | 161500528500 | 458 | 161500 | 528500
[5 empty] | 162500528500 | 458 | 162500 | 528500
[5 empty] | 163500528500 | 458 | 163500 | 528500
[5 empty] | 164500528500 | 458 | 164500 | 528500
[5 empty] | 165500528500 | 458 | 165500 | 528500
[5 empty] | 166500528500 | 458 | 166500 | 528500
[5 empty] | 167500528500 | 458 | 167500 | 528500
[5 empty] | 168500528500 | 458 | 168500 | 528500
[5 empty] | 169500528500 | 458 | 169500 | 528500
[5 empty] | 170500528500 | 458 | 170500 | 528500
[5 empty] | 171500528500 | 458 | 171500 | 528500
[5 empty] | 172500528500 | 458 | 172500 | 528500
[5 empty] | 157500527500 | 458 | 157500 | 527500
[5 empty] | 158500527500 | 458 | 158500 | 527500
[5 empty] | 159500527500 | 458 | 159500 | 527500
[5 empty] | 160500527500 | 458 | 160500 | 527500
[5 empty] | 161500527500 | 458 | 161500 | 527500
[5 empty] | 162500527500 | 458 | 162500 | 527500
[5 empty] | 163500527500 | 458 | 163500 | 527500
[5 empty] | 164500527500 | 458 | 164500 | 527500
[5 empty] | 165500527500 | 458 | 165500 | 527500
[5 empty] | 166500527500 | 458 | 166500 | 527500
[5 empty] | 167500527500 | 458 | 167500 | 527500
[5 empty] | 168500527500 | 458 | 168500 | 527500
[5 empty] | 169500527500 | 458 | 169500 | 527500
[5 empty] | 170500527500 | 458 | 170500 | 527500
[5 empty] | 171500527500 | 458 | 171500 | 527500
[5 empty] | 172500527500 | 458 | 172500 | 527500
[5 empty] | 173500527500 | 458 | 173500 | 527500
[5 empty] | 156500526500 | 458 | 156500 | 526500
[5 empty] | 157500526500 | 458 | 157500 | 526500
[5 empty] | 158500526500 | 458 | 158500 | 526500
[5 empty] | 159500526500 | 458 | 159500 | 526500
[5 empty] | 160500526500 | 458 | 160500 | 526500
[5 empty] | 161500526500 | 458 | 161500 | 526500
[5 empty] | 162500526500 | 458 | 162500 | 526500
[5 empty] | 163500526500 | 458 | 163500 | 526500
[5 empty] | 164500526500 | 458 | 164500 | 526500
[5 empty] | 165500526500 | 458 | 165500 | 526500
[5 empty] | 166500526500 | 458 | 166500 | 526500
[5 empty] | 167500526500 | 458 | 167500 | 526500
[5 empty] | 168500526500 | 458 | 168500 | 526500
[5 empty] | 169500526500 | 458 | 169500 | 526500
[5 empty] | 170500526500 | 458 | 170500 | 526500
[5 empty] | 171500526500 | 458 | 171500 | 526500
[5 empty] | 172500526500 | 458 | 172500 | 526500
[5 empty] | 173500526500 | 458 | 173500 | 526500
[5 empty] | 155500525500 | 458 | 155500 | 525500
[5 empty] | 156500525500 | 458 | 156500 | 525500
[5 empty] | 157500525500 | 458 | 157500 | 525500
[5 empty] | 158500525500 | 458 | 158500 | 525500
[5 empty] | 159500525500 | 458 | 159500 | 525500
[5 empty] | 160500525500 | 458 | 160500 | 525500
[5 empty] | 161500525500 | 458 | 161500 | 525500
[5 empty] | 163500525500 | 458 | 163500 | 525500
[5 empty] | 164500525500 | 458 | 164500 | 525500
[5 empty] | 165500525500 | 458 | 165500 | 525500
[5 empty] | 166500525500 | 458 | 166500 | 525500
[5 empty] | 167500525500 | 458 | 167500 | 525500
[5 empty] | 168500525500 | 458 | 168500 | 525500
[5 empty] | 169500525500 | 458 | 169500 | 525500
[5 empty] | 170500525500 | 458 | 170500 | 525500
[5 empty] | 171500525500 | 458 | 171500 | 525500
[5 empty] | 172500525500 | 458 | 172500 | 525500
[5 empty] | 173500525500 | 458 | 173500 | 525500
[5 empty] | 174500525500 | 458 | 174500 | 525500
[5 empty] | 154500524500 | 458 | 154500 | 524500
[5 empty] | 155500524500 | 458 | 155500 | 524500
[5 empty] | 156500524500 | 458 | 156500 | 524500
[5 empty] | 157500524500 | 458 | 157500 | 524500
[5 empty] | 158500524500 | 458 | 158500 | 524500
[5 empty] | 159500524500 | 458 | 159500 | 524500
[5 empty] | 160500524500 | 458 | 160500 | 524500
[5 empty] | 161500524500 | 458 | 161500 | 524500
[5 empty] | 164500524500 | 458 | 164500 | 524500
[5 empty] | 165500524500 | 458 | 165500 | 524500
[5 empty] | 166500524500 | 458 | 166500 | 524500
[5 empty] | 167500524500 | 458 | 167500 | 524500
[5 empty] | 168500524500 | 458 | 168500 | 524500
[5 empty] | 169500524500 | 458 | 169500 | 524500
[5 empty] | 170500524500 | 458 | 170500 | 524500
[5 empty] | 171500524500 | 458 | 171500 | 524500
[5 empty] | 172500524500 | 458 | 172500 | 524500
[5 empty] | 173500524500 | 458 | 173500 | 524500
[5 empty] | 174500524500 | 458 | 174500 | 524500
[5 empty] | 175500524500 | 458 | 175500 | 524500
[5 empty] | 155500523500 | 458 | 155500 | 523500
[5 empty] | 156500523500 | 458 | 156500 | 523500
[5 empty] | 157500523500 | 458 | 157500 | 523500
[5 empty] | 158500523500 | 458 | 158500 | 523500
[5 empty] | 159500523500 | 458 | 159500 | 523500
[5 empty] | 160500523500 | 458 | 160500 | 523500
[5 empty] | 161500523500 | 458 | 161500 | 523500
[5 empty] | 166500523500 | 458 | 166500 | 523500
[5 empty] | 167500523500 | 458 | 167500 | 523500
[5 empty] | 168500523500 | 458 | 168500 | 523500
[5 empty] | 169500523500 | 458 | 169500 | 523500
[5 empty] | 170500523500 | 458 | 170500 | 523500
[5 empty] | 171500523500 | 458 | 171500 | 523500
[5 empty] | 172500523500 | 458 | 172500 | 523500
[5 empty] | 173500523500 | 458 | 173500 | 523500
[5 empty] | 174500523500 | 458 | 174500 | 523500
[5 empty] | 175500523500 | 458 | 175500 | 523500
[5 empty] | 153500522500 | 458 | 153500 | 522500
[5 empty] | 154500522500 | 458 | 154500 | 522500
[5 empty] | 155500522500 | 458 | 155500 | 522500
[5 empty] | 156500522500 | 458 | 156500 | 522500
[5 empty] | 157500522500 | 458 | 157500 | 522500
[5 empty] | 158500522500 | 458 | 158500 | 522500
[5 empty] | 159500522500 | 458 | 159500 | 522500
[5 empty] | 160500522500 | 458 | 160500 | 522500
[5 empty] | 167500522500 | 458 | 167500 | 522500
[5 empty] | 168500522500 | 458 | 168500 | 522500
[5 empty] | 169500522500 | 458 | 169500 | 522500
[5 empty] | 170500522500 | 458 | 170500 | 522500
[5 empty] | 171500522500 | 458 | 171500 | 522500
[5 empty] | 172500522500 | 458 | 172500 | 522500
[5 empty] | 173500522500 | 458 | 173500 | 522500
[5 empty] | 174500522500 | 458 | 174500 | 522500
[5 empty] | 153500521500 | 458 | 153500 | 521500
[5 empty] | 154500521500 | 458 | 154500 | 521500
[5 empty] | 155500521500 | 458 | 155500 | 521500
[5 empty] | 156500521500 | 458 | 156500 | 521500
[5 empty] | 157500521500 | 458 | 157500 | 521500
[5 empty] | 158500521500 | 458 | 158500 | 521500
[5 empty] | 159500521500 | 458 | 159500 | 521500
[5 empty] | 160500521500 | 458 | 160500 | 521500
[5 empty] | 161500521500 | 458 | 161500 | 521500
[5 empty] | 168500521500 | 458 | 168500 | 521500
[5 empty] | 169500521500 | 458 | 169500 | 521500
[5 empty] | 170500521500 | 458 | 170500 | 521500
[5 empty] | 171500521500 | 458 | 171500 | 521500
[5 empty] | 172500521500 | 458 | 172500 | 521500
[5 empty] | 173500521500 | 458 | 173500 | 521500
[5 empty] | 174500521500 | 458 | 174500 | 521500
[5 empty] | 152500520500 | 458 | 152500 | 520500
[5 empty] | 153500520500 | 458 | 153500 | 520500
[5 empty] | 154500520500 | 458 | 154500 | 520500
[5 empty] | 155500520500 | 458 | 155500 | 520500
[5 empty] | 156500520500 | 458 | 156500 | 520500
[5 empty] | 157500520500 | 458 | 157500 | 520500
[5 empty] | 158500520500 | 458 | 158500 | 520500
[5 empty] | 159500520500 | 458 | 159500 | 520500
[5 empty] | 160500520500 | 458 | 160500 | 520500
[5 empty] | 161500520500 | 458 | 161500 | 520500
[5 empty] | 162500520500 | 458 | 162500 | 520500
[5 empty] | 163500520500 | 458 | 163500 | 520500
[5 empty] | 168500520500 | 458 | 168500 | 520500
[5 empty] | 169500520500 | 458 | 169500 | 520500
[5 empty] | 170500520500 | 458 | 170500 | 520500
[5 empty] | 171500520500 | 458 | 171500 | 520500
[5 empty] | 172500520500 | 458 | 172500 | 520500
[5 empty] | 173500520500 | 458 | 173500 | 520500
[5 empty] | 174500520500 | 458 | 174500 | 520500
[5 empty] | 175500520500 | 458 | 175500 | 520500
[5 empty] | 152500519500 | 458 | 152500 | 519500
[5 empty] | 153500519500 | 458 | 153500 | 519500
[5 empty] | 154500519500 | 458 | 154500 | 519500
[5 empty] | 155500519500 | 458 | 155500 | 519500
[5 empty] | 156500519500 | 458 | 156500 | 519500
[5 empty] | 157500519500 | 458 | 157500 | 519500
[5 empty] | 158500519500 | 458 | 158500 | 519500
[5 empty] | 159500519500 | 458 | 159500 | 519500
[5 empty] | 160500519500 | 458 | 160500 | 519500
[5 empty] | 161500519500 | 458 | 161500 | 519500
[5 empty] | 162500519500 | 458 | 162500 | 519500
[5 empty] | 163500519500 | 458 | 163500 | 519500
[5 empty] | 164500519500 | 458 | 164500 | 519500
[5 empty] | 165500519500 | 458 | 165500 | 519500
[5 empty] | 169500519500 | 458 | 169500 | 519500
[5 empty] | 170500519500 | 458 | 170500 | 519500
[5 empty] | 171500519500 | 458 | 171500 | 519500
[5 empty] | 172500519500 | 458 | 172500 | 519500
[5 empty] | 173500519500 | 458 | 173500 | 519500
[5 empty] | 174500519500 | 458 | 174500 | 519500
[5 empty] | 175500519500 | 458 | 175500 | 519500
[5 empty] | 152500518500 | 458 | 152500 | 518500
[5 empty] | 153500518500 | 458 | 153500 | 518500
[5 empty] | 154500518500 | 458 | 154500 | 518500
[5 empty] | 155500518500 | 458 | 155500 | 518500
[5 empty] | 156500518500 | 458 | 156500 | 518500
[5 empty] | 157500518500 | 458 | 157500 | 518500
[5 empty] | 158500518500 | 458 | 158500 | 518500
[5 empty] | 159500518500 | 458 | 159500 | 518500
[5 empty] | 160500518500 | 458 | 160500 | 518500
[5 empty] | 161500518500 | 458 | 161500 | 518500
[5 empty] | 162500518500 | 458 | 162500 | 518500
[5 empty] | 163500518500 | 458 | 163500 | 518500
[5 empty] | 164500518500 | 458 | 164500 | 518500
[5 empty] | 165500518500 | 458 | 165500 | 518500
[5 empty] | 170500518500 | 458 | 170500 | 518500
[5 empty] | 171500518500 | 458 | 171500 | 518500
[5 empty] | 172500518500 | 458 | 172500 | 518500
[5 empty] | 173500518500 | 458 | 173500 | 518500
[5 empty] | 174500518500 | 458 | 174500 | 518500
[5 empty] | 175500518500 | 458 | 175500 | 518500
[5 empty] | 153500517500 | 458 | 153500 | 517500
[5 empty] | 154500517500 | 458 | 154500 | 517500
[5 empty] | 155500517500 | 458 | 155500 | 517500
[5 empty] | 156500517500 | 458 | 156500 | 517500
[5 empty] | 157500517500 | 458 | 157500 | 517500
[5 empty] | 158500517500 | 458 | 158500 | 517500
[5 empty] | 159500517500 | 458 | 159500 | 517500
[5 empty] | 160500517500 | 458 | 160500 | 517500
[5 empty] | 161500517500 | 458 | 161500 | 517500
[5 empty] | 162500517500 | 458 | 162500 | 517500
[5 empty] | 163500517500 | 458 | 163500 | 517500
[5 empty] | 164500517500 | 458 | 164500 | 517500
[5 empty] | 165500517500 | 458 | 165500 | 517500
[5 empty] | 170500517500 | 458 | 170500 | 517500
[5 empty] | 171500517500 | 458 | 171500 | 517500
[5 empty] | 172500517500 | 458 | 172500 | 517500
[5 empty] | 173500517500 | 458 | 173500 | 517500
[5 empty] | 174500517500 | 458 | 174500 | 517500
[5 empty] | 175500517500 | 458 | 175500 | 517500
[5 empty] | 153500516500 | 458 | 153500 | 516500
[5 empty] | 154500516500 | 458 | 154500 | 516500
[5 empty] | 155500516500 | 458 | 155500 | 516500
[5 empty] | 156500516500 | 458 | 156500 | 516500
[5 empty] | 157500516500 | 458 | 157500 | 516500
[5 empty] | 158500516500 | 458 | 158500 | 516500
[5 empty] | 159500516500 | 458 | 159500 | 516500
[5 empty] | 160500516500 | 458 | 160500 | 516500
[5 empty] | 161500516500 | 458 | 161500 | 516500
[5 empty] | 162500516500 | 458 | 162500 | 516500
[5 empty] | 163500516500 | 458 | 163500 | 516500
[5 empty] | 164500516500 | 458 | 164500 | 516500
[5 empty] | 170500516500 | 458 | 170500 | 516500
[5 empty] | 171500516500 | 458 | 171500 | 516500
[5 empty] | 172500516500 | 458 | 172500 | 516500
[5 empty] | 173500516500 | 458 | 173500 | 516500
[5 empty] | 174500516500 | 458 | 174500 | 516500
[5 empty] | 175500516500 | 458 | 175500 | 516500
[5 empty] | 176500516500 | 458 | 176500 | 516500
[5 empty] | 177500516500 | 458 | 177500 | 516500
[5 empty] | 154500515500 | 458 | 154500 | 515500
[5 empty] | 155500515500 | 458 | 155500 | 515500
[5 empty] | 156500515500 | 458 | 156500 | 515500
[5 empty] | 157500515500 | 458 | 157500 | 515500
[5 empty] | 158500515500 | 458 | 158500 | 515500
[5 empty] | 159500515500 | 458 | 159500 | 515500
[5 empty] | 160500515500 | 458 | 160500 | 515500
[5 empty] | 161500515500 | 458 | 161500 | 515500
[5 empty] | 162500515500 | 458 | 162500 | 515500
[5 empty] | 163500515500 | 458 | 163500 | 515500
[5 empty] | 164500515500 | 458 | 164500 | 515500
[5 empty] | 170500515500 | 458 | 170500 | 515500
[5 empty] | 171500515500 | 458 | 171500 | 515500
[5 empty] | 172500515500 | 458 | 172500 | 515500
[5 empty] | 173500515500 | 458 | 173500 | 515500
[5 empty] | 174500515500 | 458 | 174500 | 515500
[5 empty] | 175500515500 | 458 | 175500 | 515500
[5 empty] | 176500515500 | 458 | 176500 | 515500
[5 empty] | 177500515500 | 458 | 177500 | 515500
[5 empty] | 154500514500 | 458 | 154500 | 514500
[5 empty] | 155500514500 | 458 | 155500 | 514500
[5 empty] | 156500514500 | 458 | 156500 | 514500
[5 empty] | 157500514500 | 458 | 157500 | 514500
[5 empty] | 158500514500 | 458 | 158500 | 514500
[5 empty] | 159500514500 | 458 | 159500 | 514500
[5 empty] | 160500514500 | 458 | 160500 | 514500
[5 empty] | 161500514500 | 458 | 161500 | 514500
[5 empty] | 162500514500 | 458 | 162500 | 514500
[5 empty] | 163500514500 | 458 | 163500 | 514500
[5 empty] | 164500514500 | 458 | 164500 | 514500
[5 empty] | 170500514500 | 458 | 170500 | 514500
[5 empty] | 171500514500 | 458 | 171500 | 514500
[5 empty] | 172500514500 | 458 | 172500 | 514500
[5 empty] | 173500514500 | 458 | 173500 | 514500
[5 empty] | 174500514500 | 458 | 174500 | 514500
[5 empty] | 175500514500 | 458 | 175500 | 514500
[5 empty] | 176500514500 | 458 | 176500 | 514500
[5 empty] | 177500514500 | 458 | 177500 | 514500
[5 empty] | 158500513500 | 458 | 158500 | 513500
[5 empty] | 159500513500 | 458 | 159500 | 513500
[5 empty] | 160500513500 | 458 | 160500 | 513500
[5 empty] | 161500513500 | 458 | 161500 | 513500
[5 empty] | 162500513500 | 458 | 162500 | 513500
[5 empty] | 163500513500 | 458 | 163500 | 513500
[5 empty] | 164500513500 | 458 | 164500 | 513500
[5 empty] | 170500513500 | 458 | 170500 | 513500
[5 empty] | 171500513500 | 458 | 171500 | 513500
[5 empty] | 172500513500 | 458 | 172500 | 513500
[5 empty] | 173500513500 | 458 | 173500 | 513500
[5 empty] | 174500513500 | 458 | 174500 | 513500
[5 empty] | 175500513500 | 458 | 175500 | 513500
[5 empty] | 176500513500 | 458 | 176500 | 513500
[5 empty] | 177500513500 | 458 | 177500 | 513500
[5 empty] | 158500512500 | 458 | 158500 | 512500
[5 empty] | 159500512500 | 458 | 159500 | 512500
[5 empty] | 169500512500 | 458 | 169500 | 512500
[5 empty] | 170500512500 | 458 | 170500 | 512500
[5 empty] | 171500512500 | 458 | 171500 | 512500
[5 empty] | 172500512500 | 458 | 172500 | 512500
[5 empty] | 173500512500 | 458 | 173500 | 512500
[5 empty] | 174500512500 | 458 | 174500 | 512500
[5 empty] | 175500512500 | 458 | 175500 | 512500
[5 empty] | 176500512500 | 458 | 176500 | 512500
[5 empty] | 177500512500 | 458 | 177500 | 512500
[5 empty] | 170500511500 | 458 | 170500 | 511500
[5 empty] | 171500511500 | 458 | 171500 | 511500
[5 empty] | 172500511500 | 458 | 172500 | 511500
[5 empty] | 173500511500 | 458 | 173500 | 511500
[5 empty] | 174500511500 | 458 | 174500 | 511500
[5 empty] | 175500511500 | 458 | 175500 | 511500
[5 empty] | 176500511500 | 458 | 176500 | 511500
[5 empty] | 169500510500 | 458 | 169500 | 510500
[5 empty] | 170500510500 | 458 | 170500 | 510500
[5 empty] | 171500510500 | 458 | 171500 | 510500
[5 empty] | 172500510500 | 458 | 172500 | 510500
[5 empty] | 173500510500 | 458 | 173500 | 510500
[5 empty] | 174500510500 | 458 | 174500 | 510500
[5 empty] | 175500510500 | 458 | 175500 | 510500
[5 empty] | 176500510500 | 458 | 176500 | 510500
[5 empty] | 168500509500 | 458 | 168500 | 509500
[5 empty] | 169500509500 | 458 | 169500 | 509500
[5 empty] | 170500509500 | 458 | 170500 | 509500
[5 empty] | 171500509500 | 458 | 171500 | 509500
[5 empty] | 172500509500 | 458 | 172500 | 509500
[5 empty] | 173500509500 | 458 | 173500 | 509500
[5 empty] | 174500509500 | 458 | 174500 | 509500
[5 empty] | 168500508500 | 458 | 168500 | 508500
[5 empty] | 169500508500 | 458 | 169500 | 508500
[5 empty] | 170500508500 | 458 | 170500 | 508500
[5 empty] | 171500508500 | 458 | 171500 | 508500
[5 empty] | 172500508500 | 458 | 172500 | 508500
[5 empty] | 173500508500 | 458 | 173500 | 508500
[5 empty] | 174500508500 | 458 | 174500 | 508500
[5 empty] | 175500508500 | 458 | 175500 | 508500
[5 empty] | 167500507500 | 458 | 167500 | 507500
[5 empty] | 168500507500 | 458 | 168500 | 507500
[5 empty] | 169500507500 | 458 | 169500 | 507500
[5 empty] | 170500507500 | 458 | 170500 | 507500
[5 empty] | 171500507500 | 458 | 171500 | 507500
[5 empty] | 172500507500 | 458 | 172500 | 507500
[5 empty] | 173500507500 | 458 | 173500 | 507500
[5 empty] | 174500507500 | 458 | 174500 | 507500
[5 empty] | 175500507500 | 458 | 175500 | 507500
[5 empty] | 167500506500 | 458 | 167500 | 506500
[5 empty] | 168500506500 | 458 | 168500 | 506500
[5 empty] | 169500506500 | 458 | 169500 | 506500
[5 empty] | 170500506500 | 458 | 170500 | 506500
[5 empty] | 171500506500 | 458 | 171500 | 506500
[5 empty] | 172500506500 | 458 | 172500 | 506500
[5 empty] | 173500506500 | 458 | 173500 | 506500
[5 empty] | 174500506500 | 458 | 174500 | 506500
[5 empty] | 175500506500 | 458 | 175500 | 506500
[5 empty] | 168500505500 | 458 | 168500 | 505500
[5 empty] | 169500505500 | 458 | 169500 | 505500
[5 empty] | 170500505500 | 458 | 170500 | 505500
[5 empty] | 171500505500 | 458 | 171500 | 505500
[5 empty] | 172500505500 | 458 | 172500 | 505500
[5 empty] | 173500505500 | 458 | 173500 | 505500
[5 empty] | 174500505500 | 458 | 174500 | 505500
[5 empty] | 175500505500 | 458 | 175500 | 505500
[5 empty] | 168500504500 | 458 | 168500 | 504500
[5 empty] | 169500504500 | 458 | 169500 | 504500
[5 empty] | 170500504500 | 458 | 170500 | 504500
[5 empty] | 171500504500 | 458 | 171500 | 504500
[5 empty] | 172500504500 | 458 | 172500 | 504500
[5 empty] | 173500504500 | 458 | 173500 | 504500
[5 empty] | 174500504500 | 458 | 174500 | 504500
[5 empty] | 175500504500 | 458 | 175500 | 504500
[5 empty] | 169500503500 | 458 | 169500 | 503500
[5 empty] | 170500503500 | 458 | 170500 | 503500
[5 empty] | 171500503500 | 458 | 171500 | 503500
[5 empty] | 172500503500 | 458 | 172500 | 503500
[5 empty] | 173500503500 | 458 | 173500 | 503500
[5 empty] | 174500503500 | 458 | 174500 | 503500
[5 empty] | 170500502500 | 458 | 170500 | 502500
[5 empty] | 171500502500 | 458 | 171500 | 502500
[5 empty] | 172500502500 | 458 | 172500 | 502500
[5 empty] | 173500502500 | 458 | 173500 | 502500
[5 empty] | 170500501500 | 458 | 170500 | 501500
[5 empty] | 171500501500 | 458 | 171500 | 501500
[5 empty] | 172500501500 | 458 | 172500 | 501500
[5 empty] | 173500501500 | 458 | 173500 | 501500
[5 empty] | 170500500500 | 458 | 170500 | 500500
[5 empty] | 171500500500 | 458 | 171500 | 500500
[5 empty] | 172500500500 | 458 | 172500 | 500500
[5 empty] | 173500500500 | 458 | 173500 | 500500
[5 empty] | 171500499500 | 458 | 171500 | 499500
[5 empty] | 172500499500 | 458 | 172500 | 499500
[5 empty] | 171500498500 | 458 | 171500 | 498500
[5 empty] | 172500498500 | 458 | 172500 | 498500

## Annualisation Summary
| 3 | 4 | 5 | 6 | 7
Annualisation Summary - Information Only
Go to STEP 3 - Bias Adjustment
Diffusion Tube ID | Annualisation Factor BH0 Preston Park | Annualisation Factor LL Lullington Heath | Annualisation Factor Site 3 Name | Annualisation Factor Site 4 Name | Average Annualisation Factor | Raw Data Time Weighted Annual Mean (µg/m³) | Annualised Data Time Weighted Annual Mean (µg/m³) | Comments
A23 C19-2021 | 1.04 | 0.86329 |  |  | 0.95162 | 32.9208 | 31.3282

## DT Calcs (hidden)
|  | JAN | FEB | MAR | APR | MAY | JUN | JUL | AUG | SEP | OCT | NOV | DEC | JAN | FEB | MAR | APR | MAY | JUN | JUL | AUG | SEP | OCT | NOV | DEC
|  | 696 | 744 | 792 | 672 | 672 | 816 | 0 | 0 | 864 | 984 | 768 | 744 | 696 | 744 | 792 | 672 | 672 | 816 | 0 | 0 | 864 | 984 | 768 | 744
|  | JAN | FEB | MAR | APR | MAY | JUN | JUL | AUG | SEP | OCT | NOV | DEC | JAN | FEB | MAR | APR | MAY | JUN | JUL | AUG | SEP | OCT | NOV | DEC | DT Data Capture | DT Capture 2 | JAN | FEB | MAR | APR | MAY | JUN | JUL | AUG | SEP | OCT | NOV | DEC | Average
| A23 C01-2020 | 20601.6 | 17632.8 | 19800 | 17270.4 | 20832 | 17788.8 |  |  | 21859.2 |  | 25113.6 | 21055.2 | 696 | 744 | 792 | 672 | 672 | 816 |  |  | 864 |  | 768 | 744 | 75.8065 | 75.8065 | 29.6 | 23.7 | 25 | 25.7 | 31 | 21.8 |  |  | 25.3 |  | 32.7 | 28.3 | 27.0111
| A23 C02-2022 | 22202.4 | 20534.4 | 19800 | 18547.2 | 17539.2 | 16891.2 |  |  | 20217.6 | 23812.8 | 27648 | 22394.4 | 696 | 744 | 792 | 672 | 672 | 816 |  |  | 864 | 984 | 768 | 744 | 86.828 | 86.828 | 31.9 | 27.6 | 25 | 27.6 | 26.1 | 20.7 |  |  | 23.4 | 24.2 | 36 | 30.1 | 27.26
| B2066 C04-2010 | 25056 | 30057.6 | 28353.6 | 21705.6 | 24796.8 | 28396.8 |  |  | 26697.6 | 29815.2 | 30182.4 | 24328.8 | 696 | 744 | 792 | 672 | 672 | 816 |  |  | 864 | 984 | 768 | 744 | 86.828 | 86.828 | 36 | 40.4 | 35.8 | 32.3 | 36.9 | 34.8 |  |  | 30.9 | 30.3 | 39.3 | 32.7 | 34.94
| C05-2012 | 16843.2 | 10639.2 | 13780.8 | 9878.4 | 11088 | 9710.4 |  |  | 12528 | 16236 | 16896 | 14805.6 | 696 | 744 | 792 | 672 | 672 | 816 |  |  | 864 | 984 | 768 | 744 | 86.828 | 86.828 | 24.2 | 14.3 | 17.4 | 14.7 | 16.5 | 11.9 |  |  | 14.5 | 16.5 | 22 | 19.9 | 17.19
Triplicate Set 1 | B2066 C10-2012 | 24568.8 | 26709.6 | 27165.6 | 21504 | 25737.6 | 26356.8 |  |  | 28512 | 31094.4 | 17203.2 | 23659.2 | 696 | 744 | 792 | 672 | 672 | 816 |  |  | 864 | 984 | 768 | 744 | 86.828 | 86.828 | 35.3 | 35.9 | 34.3 | 32 | 38.3 | 32.3 |  |  | 33 | 31.6 | 22.4 | 31.8 | 32.69
| B2066 C11-2007 | 31946.4 | 35637.6 | 39758.4 | 30038.4 | 32323.2 | 35577.6 |  |  | 35942.4 | 37588.8 | 26572.8 | 30429.6 | 696 | 744 | 792 | 672 | 672 | 816 |  |  | 864 | 984 | 768 | 744 | 86.828 | 86.828 | 45.9 | 47.9 | 50.2 | 44.7 | 48.1 | 43.6 |  |  | 41.6 | 38.2 | 34.6 | 40.9 | 43.57
| B2066 C11-2012 | 37653.6 | 35340 | 44510.4 | 34339.2 | 40387.2 | 46104 |  |  | 37843.2 | 41918.4 | 37171.2 | 37795.2 | 696 | 744 | 792 | 672 | 672 | 816 |  |  | 864 | 984 | 768 | 744 | 86.828 | 86.828 | 54.1 | 47.5 | 56.2 | 51.1 | 60.1 | 56.5 |  |  | 43.8 | 42.6 | 48.4 | 50.8 | 51.11
| A2010 C12-2010 | 25960.8 | 26932.8 | 27878.4 | 23721.6 | 26409.6 | 23745.6 |  |  | 23587.2 | 33062.4 | 38553.6 | 20534.4 | 696 | 744 | 792 | 672 | 672 | 816 |  |  | 864 | 984 | 768 | 744 | 86.828 | 86.828 | 37.3 | 36.2 | 35.2 | 35.3 | 39.3 | 29.1 |  |  | 27.3 | 33.6 | 50.2 | 27.6 | 35.11
| A2010 W01-2005 | 22480.8 | 23138.4 | 23601.6 | 18009.6 | 20496 | 20726.4 |  |  | 21340.8 | 27256.8 | 24883.2 | 18302.4 | 696 | 744 | 792 | 672 | 672 | 816 |  |  | 864 | 984 | 768 | 744 | 86.828 | 86.828 | 32.3 | 31.1 | 29.8 | 26.8 | 30.5 | 25.4 |  |  | 24.7 | 27.7 | 32.4 | 24.6 | 28.53
| C-Link C13-2014 | 26656.8 | 24552 | 28908 | 24729.6 |  | 30681.6 |  |  | 27820.8 | 31881.6 | 28723.2 | 27900 | 696 | 744 | 792 | 672 |  | 816 |  |  | 864 | 984 | 768 | 744 | 79.3011 | 79.3011 | 38.3 | 33 | 36.5 | 36.8 |  | 37.6 |  |  | 32.2 | 32.4 | 37.4 | 37.5 | 35.7444
| A23 C09-2005 | 23107.2 | 25147.2 | 23839.2 | 21571.2 | 21638.4 | 23092.8 |  |  | 26092.8 | 29520 | 26726.4 | 20906.4 | 696 | 744 | 792 | 672 | 672 | 816 |  |  | 864 | 984 | 768 | 744 | 86.828 | 86.828 | 33.2 | 33.8 | 30.1 | 32.1 | 32.2 | 28.3 |  |  | 30.2 | 30 | 34.8 | 28.1 | 31.28
| A23 C16-2013 | 25195.2 | 25965.6 | 25106.4 | 24326.4 | 24595.2 | 26928 |  |  | 30326.4 | 30208.8 | 30643.2 | 23956.8 | 696 | 744 | 792 | 672 | 672 | 816 |  |  | 864 | 984 | 768 | 744 | 86.828 | 86.828 | 36.2 | 34.9 | 31.7 | 36.2 | 36.6 | 33 |  |  | 35.1 | 30.7 | 39.9 | 32.2 | 34.65
| A23 C17-2012 | 30624 | 28569.6 | 31442.4 | 26476.8 | 27081.6 | 29376 |  |  | 29894.4 | 23911.2 | 31872 | 27007.2 | 696 | 744 | 792 | 672 | 672 | 816 |  |  | 864 | 984 | 768 | 744 | 86.828 | 86.828 | 44 | 38.4 | 39.7 | 39.4 | 40.3 | 36 |  |  | 34.6 | 24.3 | 41.5 | 36.3 | 37.45
| A23 C18-2019 | 31180.8 | 37348.8 | 35244 | 31785.6 | 29904 | 35822.4 |  |  | 36374.4 | 38179.2 | 32870.4 | 26709.6 | 696 | 744 | 792 | 672 | 672 | 816 |  |  | 864 | 984 | 768 | 744 | 86.828 | 86.828 | 44.8 | 50.2 | 44.5 | 47.3 | 44.5 | 43.9 |  |  | 42.1 | 38.8 | 42.8 | 35.9 | 43.48
| A23 C18-2010 | 31320 | 33331.2 | 36273.6 | 29433.6 | 30643.2 | 31008 |  |  | 35251.2 | 43296 | 38860.8 | 29388 | 696 | 744 | 792 | 672 | 672 | 816 |  |  | 864 | 984 | 768 | 744 | 86.828 | 86.828 | 45 | 44.8 | 45.8 | 43.8 | 45.6 | 38 |  |  | 40.8 | 44 | 50.6 | 39.5 | 43.79
| A23 C19-2021 | JAN: 25891.2; FEB: 25891.2; MAR: 24076.8; APR: 21436.8; MAY: 20428.8 | 696 | 744 | 792 | 672 | 672 | [7 empty] | 40.0538 | 40.0538 | 37.2 | 34.8 | 30.4 | 31.9 | 30.4 | [7 empty] | 32.94
| A23 C20-2005 | 21645.6 | 21576 | 24552 | 19420.8 | 21436.8 | 20726.4 |  |  | 24624 | 28831.2 | 23654.4 | 17037.6 | 696 | 744 | 792 | 672 | 672 | 816 |  |  | 864 | 984 | 768 | 744 | 86.828 | 86.828 | 31.1 | 29 | 31 | 28.9 | 31.9 | 25.4 |  |  | 28.5 | 29.3 | 30.8 | 22.9 | 28.88
| A23 C21-2005 | 25752 | 28346.4 | 31838.4 | 23990.4 | 29568 | 30600 |  |  | 30931.2 | 31291.2 | 28646.4 | 24328.8 | 696 | 744 | 792 | 672 | 672 | 816 |  |  | 864 | 984 | 768 | 744 | 86.828 | 86.828 | 37 | 38.1 | 40.2 | 35.7 | 44 | 37.5 |  |  | 35.8 | 31.8 | 37.3 | 32.7 | 37.01
| A23 C23-2005 | 22132.8 | 25816.8 | 24789.6 | 20496 | 20361.6 | 20318.4 |  |  | 23241.6 | 26272.8 | 26265.6 | 20608.8 | 696 | 744 | 792 | 672 | 672 | 816 |  |  | 864 | 984 | 768 | 744 | 86.828 | 86.828 | 31.8 | 34.7 | 31.3 | 30.5 | 30.3 | 24.9 |  |  | 26.9 | 26.7 | 34.2 | 27.7 | 29.9
| A270 C24-2015 | 26796 | 30132 | 30096 | 28896 | 28089.6 | 31416 |  |  | 32227.2 | 35424 | 33331.2 | 24477.6 | 696 | 744 | 792 | 672 | 672 | 816 |  |  | 864 | 984 | 768 | 744 | 86.828 | 86.828 | 38.5 | 40.5 | 38 | 43 | 41.8 | 38.5 |  |  | 37.3 | 36 | 43.4 | 32.9 | 38.99
| A270 C25-2010 | 26308.8 | 29834.4 | 30729.6 | 28425.6 | 26611.2 | 33211.2 |  |  | 34387.2 | 34538.4 | 31488 | 30429.6 | 696 | 744 | 792 | 672 | 672 | 816 |  |  | 864 | 984 | 768 | 744 | 86.828 | 86.828 | 37.8 | 40.1 | 38.8 | 42.3 | 39.6 | 40.7 |  |  | 39.8 | 35.1 | 41 | 40.9 | 39.61
| B2199 C28-2010 | 24220.8 | 26709.6 | 28274.4 | 21907.2 | 18950.4 | 22603.2 |  |  |  | 23911.2 | 29260.8 | 22915.2 | 696 | 744 | 792 | 672 | 672 | 816 |  |  |  | 984 | 768 | 744 | 77.1505 | 77.1505 | 34.8 | 35.9 | 35.7 | 32.6 | 28.2 | 27.7 |  |  |  | 24.3 | 38.1 | 30.8 | 32.0111
| A23 E01-2016 | 20601.6 | 20311.2 | 24156 | 19488 | 21638.4 | 19094.4 |  |  | 23673.6 | 30602.4 | 25881.6 | 18525.6 | 696 | 744 | 792 | 672 | 672 | 816 |  |  | 864 | 984 | 768 | 744 | 86.828 | 86.828 | 29.6 | 27.3 | 30.5 | 29 | 32.2 | 23.4 |  |  | 27.4 | 31.1 | 33.7 | 24.9 | 28.91
| A23 E02-2009 | 23246.4 | 23956.8 | 25423.2 | 18345.6 | 20294.4 | 21134.4 |  |  | 23846.4 | 27158.4 | 23424 | 23436 | 696 | 744 | 792 | 672 | 672 | 816 |  |  | 864 | 984 | 768 | 744 | 86.828 | 86.828 | 33.4 | 32.2 | 32.1 | 27.3 | 30.2 | 25.9 |  |  | 27.6 | 27.6 | 30.5 | 31.5 | 29.83
| C-Link E02-2012 | 23872.8 | 27304.8 | 26769.6 | 21571.2 | 26745.6 | 24072 |  |  | 25401.6 | 34538.4 | 29337.6 |  | 696 | 744 | 792 | 672 | 672 | 816 |  |  | 864 | 984 | 768 |  | 78.4946 | 78.4946 | 34.3 | 36.7 | 33.8 | 32.1 | 39.8 | 29.5 |  |  | 29.4 | 35.1 | 38.2 |  | 34.3222
| A23 E06-2020 | 21506.4 | 21873.6 | 24789.6 | 20160 | 23049.6 | 21950.4 |  |  | 26956.8 | 28339.2 | 26112 | 21129.6 | 696 | 744 | 792 | 672 | 672 | 816 |  |  | 864 | 984 | 768 | 744 | 86.828 | 86.828 | 30.9 | 29.4 | 31.3 | 30 | 34.3 | 26.9 |  |  | 31.2 | 28.8 | 34 | 28.4 | 30.52
| A270 E07-2019 | 31389.6 | 34819.2 | 35877.6 | 31651.2 | 30374.4 | 35006.4 |  |  | 36374.4 | 43492.8 | 39705.6 | 30876 | 696 | 744 | 792 | 672 | 672 | 816 |  |  | 864 | 984 | 768 | 744 | 86.828 | 86.828 | 45.1 | 46.8 | 45.3 | 47.1 | 45.2 | 42.9 |  |  | 42.1 | 44.2 | 51.7 | 41.5 | 45.19
Triplicate Set 2 | A270 BH11 | 31389.6 | 36009.6 | 39758.4 | 29568 | 33465.6 | 37454.4 |  |  | 38448 | 45460.8 | 40627.2 | 30132 | 696 | 744 | 792 | 672 | 672 | 816 |  |  | 864 | 984 | 768 | 744 | 86.828 | 86.828 | 45.1 | 48.4 | 50.2 | 44 | 49.8 | 45.9 |  |  | 44.5 | 46.2 | 52.9 | 40.5 | 46.75
| A270 E08-1996 | 30415.2 | 34596 | 34768.8 | 29500.8 | 27888 | 31905.6 |  |  | 37411.2 | 37982.4 | 28185.6 | 26635.2 | 696 | 744 | 792 | 672 | 672 | 816 |  |  | 864 | 984 | 768 | 744 | 86.828 | 86.828 | 43.7 | 46.5 | 43.9 | 43.9 | 41.5 | 39.1 |  |  | 43.3 | 38.6 | 36.7 | 35.8 | 41.3
| A270 E10-2015 | 24429.6 | 28495.2 | 26848.8 | 21974.4 | 21504 | 26356.8 |  |  | 30153.6 | 33259.2 | 35174.4 | 21724.8 | 696 | 744 | 792 | 672 | 672 | 816 |  |  | 864 | 984 | 768 | 744 | 86.828 | 86.828 | 35.1 | 38.3 | 33.9 | 32.7 | 32 | 32.3 |  |  | 34.9 | 33.8 | 45.8 | 29.2 | 34.8
| A270 E14-2019 | 23872.8 | 26263.2 | 29937.6 | 20428.8 | 24662.4 | 21787.2 |  |  | 29808 | 36112.8 | 24960 | 19120.8 | 696 | 744 | 792 | 672 | 672 | 816 |  |  | 864 | 984 | 768 | 744 | 86.828 | 86.828 | 34.3 | 35.3 | 37.8 | 30.4 | 36.7 | 26.7 |  |  | 34.5 | 36.7 | 32.5 | 25.7 | 33.06
| A270 E15-2012 | 24360 | 29462.4 | 32630.4 | 22713.6 | 24998.4 | 22521.6 |  |  | 28252.8 | 33160.8 | 27878.4 | 21352.8 | 696 | 744 | 792 | 672 | 672 | 816 |  |  | 864 | 984 | 768 | 744 | 86.828 | 86.828 | 35 | 39.6 | 41.2 | 33.8 | 37.2 | 27.6 |  |  | 32.7 | 33.7 | 36.3 | 28.7 | 34.58
| A23 E16-1996 | 25473.6 | 25742.4 | 30967.2 | 23251.2 | 27686.4 | 25785.6 |  |  | 30499.2 | 35620.8 | 23808 | 22617.6 | 696 | 744 | 792 | 672 | 672 | 816 |  |  | 864 | 984 | 768 | 744 | 86.828 | 86.828 | 36.6 | 34.6 | 39.1 | 34.6 | 41.2 | 31.6 |  |  | 35.3 | 36.2 | 31 | 30.4 | 35.06
| A23 E16-2015 | 25473.6 | 25072.8 |  | 24259.2 | 29568 | 25622.4 |  |  | 33004.8 | 36506.4 | 29644.8 | 24180 | 696 | 744 |  | 672 | 672 | 816 |  |  | 864 | 984 | 768 | 744 | 77.957 | 77.957 | 36.6 | 33.7 |  | 36.1 | 44 | 31.4 |  |  | 38.2 | 37.1 | 38.6 | 32.5 | 36.4667
| A23 E17-2003 | 26169.6 | 29016 | 30571.2 | 22848 | 28627.2 | 24235.2 |  |  | 30499.2 | 34440 | 26880 | 20608.8 | 696 | 744 | 792 | 672 | 672 | 816 |  |  | 864 | 984 | 768 | 744 | 86.828 | 86.828 | 37.6 | 39 | 38.6 | 34 | 42.6 | 29.7 |  |  | 35.3 | 35 | 35 | 27.7 | 35.45
| C-Link E17-2018 | 26239.2 | 29090.4 | 30016.8 | 22982.4 | 27619.2 | 29212.8 |  |  | 30326.4 | 32472 | 28723.2 | 25593.6 | 696 | 744 | 792 | 672 | 672 | 816 |  |  | 864 | 984 | 768 | 744 | 86.828 | 86.828 | 37.7 | 39.1 | 37.9 | 34.2 | 41.1 | 35.8 |  |  | 35.1 | 33 | 37.4 | 34.4 | 36.57
| C-Link E18-2021 | 20323.2 | 16591.2 | 18216 | 17001.6 | 17673.6 | 18115.2 |  |  | 18835.2 | 21648 | 21273.6 | 17186.4 | 696 | 744 | 792 | 672 | 672 | 816 |  |  | 864 | 984 | 768 | 744 | 86.828 | 86.828 | 29.2 | 22.3 | 23 | 25.3 | 26.3 | 22.2 |  |  | 21.8 | 22 | 27.7 | 23.1 | 24.29
| B2123 E22-2009 | 22341.6 | 19344 | 21780 | 19555.2 | 23520 | 20318.4 |  |  | 26092.8 | 26863.2 | 25497.6 | 18525.6 | 696 | 744 | 792 | 672 | 672 | 816 |  |  | 864 | 984 | 768 | 744 | 86.828 | 86.828 | 32.1 | 26 | 27.5 | 29.1 | 35 | 24.9 |  |  | 30.2 | 27.3 | 33.2 | 24.9 | 29.02
| B2123 E23-2010 | 23803.2 | 22766.4 | 27086.4 | 20630.4 | 23116.8 | 23092.8 |  |  | 23241.6 | 27060 | 23654.4 | 18674.4 | 696 | 744 | 792 | 672 | 672 | 816 |  |  | 864 | 984 | 768 | 744 | 86.828 | 86.828 | 34.2 | 30.6 | 34.2 | 30.7 | 34.4 | 28.3 |  |  | 26.9 | 27.5 | 30.8 | 25.1 | 30.27
| A259 E25-2018 | 20740.8 | 17558.4 | 21780 | 19824 | 21705.6 | 17054.4 |  |  | 25056 | 28732.8 | 23347.2 | 18451.2 | 696 | 744 | 792 | 672 | 672 | 816 |  |  | 864 | 984 | 768 | 744 | 86.828 | 86.828 | 29.8 | 23.6 | 27.5 | 29.5 | 32.3 | 20.9 |  |  | 29 | 29.2 | 30.4 | 24.8 | 27.7
| B2123 E30-2020 | 22480.8 | 16740 | 21146.4 | 16598.4 | 19286.4 | 15748.8 |  |  | 21168 | 23714.4 | 23654.4 | 13466.4 | 696 | 744 | 792 | 672 | 672 | 816 |  |  | 864 | 984 | 768 | 744 | 86.828 | 86.828 | 32.3 | 22.5 | 26.7 | 24.7 | 28.7 | 19.3 |  |  | 24.5 | 24.1 | 30.8 | 18.1 | 25.17
| E32-2020 | 12319.2 | 7068 | 12355.2 | 7660.8 | 7996.8 | 6691.2 |  |  | 9417.6 | 13776 | 14592 | 9151.2 | 696 | 744 | 792 | 672 | 672 | 816 |  |  | 864 | 984 | 768 | 744 | 86.828 | 86.828 | 17.7 | 9.5 | 15.6 | 11.4 | 11.9 | 8.2 |  |  | 10.9 | 14 | 19 | 12.3 | 13.05
| A2010 W03-2006 | 26100 | 25742.4 | 26769.6 | 21705.6 | 23385.6 | 22929.6 |  |  | 27216 | 29913.6 | 26342.4 | 24031.2 | 696 | 744 | 792 | 672 | 672 | 816 |  |  | 864 | 984 | 768 | 744 | 86.828 | 86.828 | 37.5 | 34.6 | 33.8 | 32.3 | 34.8 | 28.1 |  |  | 31.5 | 30.4 | 34.3 | 32.3 | 32.96
| A2010 W04-2006 | 27144 | 25296 | 24710.4 | 22176 | 26544 | 23092.8 |  |  | 29635.2 | 28732.8 | 29337.6 | 23510.4 | 696 | 744 | 792 | 672 | 672 | 816 |  |  | 864 | 984 | 768 | 744 | 86.828 | 86.828 | 39 | 34 | 31.2 | 33 | 39.5 | 28.3 |  |  | 34.3 | 29.2 | 38.2 | 31.6 | 33.83
| A270 W05-2006 | 28744.8 | 25593.6 | 29066.4 | 23452.8 | 22915.2 | 26928 |  |  | 33091.2 | 32078.4 | 30566.4 | 24477.6 | 696 | 744 | 792 | 672 | 672 | 816 |  |  | 864 | 984 | 768 | 744 | 86.828 | 86.828 | 41.3 | 34.4 | 36.7 | 34.9 | 34.1 | 33 |  |  | 38.3 | 32.6 | 39.8 | 32.9 | 35.8
| B2066 W10-2023 | 26935.2 | 30429.6 | 29541.6 | 22176 | 24460.8 | 23092.8 |  |  | 22809.6 | 24993.6 | 24115.2 | 23361.6 | 696 | 744 | 792 | 672 | 672 | 816 |  |  | 864 | 984 | 768 | 744 | 86.828 | 86.828 | 38.7 | 40.9 | 37.3 | 33 | 36.4 | 28.3 |  |  | 26.4 | 25.4 | 31.4 | 31.4 | 32.92
| B2066 W11-2020 | 22202.4 | 21799.2 | 23126.4 | 18009.6 | 18412.8 | 18931.2 |  |  | 20736 | 25879.2 | 22348.8 | 19046.4 | 696 | 744 | 792 | 672 | 672 | 816 |  |  | 864 | 984 | 768 | 744 | 86.828 | 86.828 | 31.9 | 29.3 | 29.2 | 26.8 | 27.4 | 23.2 |  |  | 24 | 26.3 | 29.1 | 25.6 | 27.28
| A259 W16-2020 | 25960.8 | 26188.8 | 28908 | 22512 | 23788.8 | 24316.8 |  |  | 25228.8 | 23911.2 | 26726.4 | 22096.8 | 696 | 744 | 792 | 672 | 672 | 816 |  |  | 864 | 984 | 768 | 744 | 86.828 | 86.828 | 37.3 | 35.2 | 36.5 | 33.5 | 35.4 | 29.8 |  |  | 29.2 | 24.3 | 34.8 | 29.7 | 32.57
Triplicate Set 3 new analyser | 2024 BH14 | 22550.4 | 18748.8 | 17899.2 | 16329.6 | 14985.6 | 15259.2 |  |  | 17539.2 | 21156 | 22272 | 16888.8 | 696 | 744 | 792 | 672 | 672 | 816 |  |  | 864 | 984 | 768 | 744 | 86.828 | 86.828 | 32.4 | 25.2 | 22.6 | 24.3 | 22.3 | 18.7 |  |  | 20.3 | 21.5 | 29 | 22.7 | 23.9
| A259 W17-2009 | 23107.2 | 24924 | 27165.6 | 20630.4 | 21705.6 | 20318.4 |  |  | 23846.4 | 26764.8 |  | 22394.4 | 696 | 744 | 792 | 672 | 672 | 816 |  |  | 864 | 984 |  | 744 | 78.2258 | 78.2258 | 33.2 | 33.5 | 34.3 | 30.7 | 32.3 | 24.9 |  |  | 27.6 | 27.2 |  | 30.1 | 30.4222
| A259 W18-2010 | 14964 | 14136 | 16869.6 | 9542.4 | 8736 | 7996.8 |  |  | 10195.2 | 14563.2 | 14668.8 | 12201.6 | 696 | 744 | 792 | 672 | 672 | 816 |  |  | 864 | 984 | 768 | 744 | 86.828 | 86.828 | 21.5 | 19 | 21.3 | 14.2 | 13 | 9.8 |  |  | 11.8 | 14.8 | 19.1 | 16.4 | 16.09
| A259 W19-2009 | 25195.2 | 25147.2 | 26452.8 | 20563.2 | 19958.4 | 23092.8 |  |  | 24364.8 | 28634.4 | 27955.2 | 23287.2 | 696 | 744 | 792 | 672 | 672 | 816 |  |  | 864 | 984 | 768 | 744 | 86.828 | 86.828 | 36.2 | 33.8 | 33.4 | 30.6 | 29.7 | 28.3 |  |  | 28.2 | 29.1 | 36.4 | 31.3 | 31.7
| A270 W20-2021 | 24777.6 | 24924 | 28670.4 | 19824 | 22108.8 | 22195.2 |  |  | 24796.8 | 30307.2 | 24806.4 | 22022.4 | 696 | 744 | 792 | 672 | 672 | 816 |  |  | 864 | 984 | 768 | 744 | 86.828 | 86.828 | 35.6 | 33.5 | 36.2 | 29.5 | 32.9 | 27.2 |  |  | 28.7 | 30.8 | 32.3 | 29.6 | 31.63
| A2023 W21-2010 | 25612.8 | 23808 | 24710.4 | 20428.8 | 21772.8 | 21950.4 |  |  | 22809.6 | 29028 | 25113.6 | 19939.2 | 696 | 744 | 792 | 672 | 672 | 816 |  |  | 864 | 984 | 768 | 744 | 86.828 | 86.828 | 36.8 | 32 | 31.2 | 30.4 | 32.4 | 26.9 |  |  | 26.4 | 29.5 | 32.7 | 26.8 | 30.51
| A270 W22 2024 | 24986.4 | 24775.2 | 28670.4 | 19152 | 23049.6 | 21216 |  |  | 20822.4 | 30799.2 | 23654.4 | 19418.4 | 696 | 744 | 792 | 672 | 672 | 816 |  |  | 864 | 984 | 768 | 744 | 86.828 | 86.828 | 35.9 | 33.3 | 36.2 | 28.5 | 34.3 | 26 |  |  | 24.1 | 31.3 | 30.8 | 26.1 | 30.65
| LN2-2022 | 28188 | 24849.6 | 25106.4 | 21705.6 | 21302.4 | 22276.8 |  |  | 29548.8 | 32078.4 | 26419.2 |  | 696 | 744 | 792 | 672 | 672 | 816 |  |  | 864 | 984 | 768 |  | 78.4946 | 78.4946 | 40.5 | 33.4 | 31.7 | 32.3 | 31.7 | 27.3 |  |  | 34.2 | 32.6 | 34.4 |  | 33.1222
| LN4-2022 | 20114.4 | 17409.6 | 19404 | 13036.8 | 15321.6 | 15259.2 |  |  | 16329.6 | 20959.2 | 16512 |  | 696 | 744 | 792 | 672 | 672 | 816 |  |  | 864 | 984 | 768 |  | 78.4946 | 78.4946 | 28.9 | 23.4 | 24.5 | 19.4 | 22.8 | 18.7 |  |  | 18.9 | 21.3 | 21.5 |  | 22.1556

## STEP 3 - Bias Adjustment
Bias Adjustment Factor
| Enter data into the pink cells |  |  |  |  | BAF | 0.84
| i) Enter National Bias Adjustment Factor |  |  | 0.84
| ii) How many co-located diffusion tube sites are there in your Local Authority area? |  |  | 2 | Follow instructions in STEP 3a and STEP 3b Local Bias Adjustment tabs to calculate local factor, then return to this tab to define which factor to use for data processing
| Local Bias Adjustment Factor |  |  |  | No Local Bias Adjustment factor calculated
| iii) Which bias adjustment factor will be used for data processing? |  |  | National | Proceed to STEP 4 - Fall off with Distance tab | National
Local
Diffusion Tube ID | Time Weighted Annual Mean (µg/m³) |  |  | Comment |  | None
| Raw Data | Bias Adjusted and Annualised
|  | National Factor (0.84) | No Local Factor
A23 C01-2020 | 26.8844 | 22.5829 |  |  |  | 0
A23 C02-2022 | 27.0365 | 22.7107 |  |  |  | 1
B2066 C04-2010 | 34.7511 | 29.1909 |  |  |  | 2
C05-2012 | 17.0802 | 14.3474 |  |  |  | 3
B2066 C10-2012 | 32.5737 | 27.3619 |  |  |  | 4
B2066 C11-2007 | 43.3198 | 36.3886 |  |  |  | 5
B2066 C11-2012 | 50.7046 | 42.5919 |  |  |  | 6
A2010 C12-2010 | 34.8796 | 29.2988 |  |  |  | 7
A2010 W01-2005 | 28.4102 | 23.8646
C-Link C13-2014 | 35.5725 | 29.8809
A23 C09-2005 | 31.1715 | 26.1841
A23 C16-2013 | 34.4752 | 28.9592
A23 C17-2012 | 36.9266 | 31.0184
A23 C18-2019 | 43.2687 | 36.3457
A23 C18-2010 | 43.7056 | 36.7127
A23 C19-2021 | 32.9208 | 26.3157
A23 C20-2005 | 28.8319 | 24.2188
A23 C21-2005 | 36.8025 | 30.9141
A23 C23-2005 | 29.709 | 24.9555
A270 C24-2015 | 38.8139 | 32.6037
A270 C25-2010 | 39.469 | 33.154
B2199 C28-2010 | 31.7585 | 26.6772
A23 E01-2016 | 28.8923 | 24.2695
A23 E02-2009 | 29.704 | 24.9514
C-Link E02-2012 | 34.1914 | 28.7208
A23 E06-2020 | 30.4266 | 25.5584
A270 E07-2019 | 45.0938 | 37.8788
A270 BH11 | 46.7381 | 39.26
A270 E08-1996 | 41.1879 | 34.5979
A270 E10-2015 | 34.8195 | 29.2484
A270 E14-2019 | 33.1467 | 27.8433
A270 E15-2012 | 34.4854 | 28.9678
A23 E16-1996 | 35.017 | 29.4143
A23 E16-2015 | 36.3983 | 30.5746
A23 E17-2003 | 35.3322 | 29.679
C-Link E17-2018 | 36.4133 | 30.5872
C-Link E18-2021 | 24.1053 | 20.2484
B2123 E22-2009 | 28.8749 | 24.2549
B2123 E23-2010 | 30.0731 | 25.2614
A259 E25-2018 | 27.6381 | 23.216
B2123 E30-2020 | 25.0263 | 21.0221
E32-2020 | 13.0325 | 10.9473
A2010 W03-2006 | 32.7833 | 27.538
A2010 W04-2006 | 33.5628 | 28.1928
A270 W05-2006 | 35.7217 | 30.0062
B2066 W10-2023 | 32.4969 | 27.2974
B2066 W11-2020 | 27.1533 | 22.8087
A259 W16-2020 | 32.2031 | 27.0506
2024 BH14 | 23.6879 | 19.8979
A259 W17-2009 | 30.1914 | 25.3608
A259 W18-2010 | 15.9796 | 13.4228
A259 W19-2009 | 31.5598 | 26.5102
A270 W20-2021 | 31.5316 | 26.4865
A2023 W21-2010 | 30.3372 | 25.4832
A270 W22 2024 | 30.5139 | 25.6317
LN2-2022 | 33.0301 | 27.7453
LN4-2022 | 22.0243 | 18.5004

## STEP 3a Local Bias Adjustment 1 (hidden)
[17 empty] | Bias 2 Period | Triplicate Average | Reference Conc+ | Tube 1 µgm-3 | Tube 2 µgm-3 | Tube 3 µgm-3 | Average | Montlhly df | Coefficient of Variation (CV) | STDEV ^2 * df | Period Mean | Ref/Tub_1 | Ref/Tub_2 | Ref/Tub_3 | Average Ref/Tub |  | STDEV ^2 | STDEV ^2 * df | Data Capture | Tub/Ref_1 | Tub/Ref_2 | Tub/Ref_3 | Average Ref/Tub |  | STDEV ^2 * df | Cm | Dm
[17 empty] | 1 | Poor Data | Poor Data | * | * | * | * | * | * | * | * | * | * | * | * | * | * | * | * | * | * | * | * | * | * | * | *
| Local Bias Adjustment 1 | [15 empty] | 2 | Poor Data | Poor Data | * | * | * | * | * | * | * | * | * | * | * | * | * | * | * | * | * | * | * | * | * | * | * | *
[9 empty] | 1 | [7 empty] | 3 | Poor Data | Poor Data | * | * | * | * | * | * | * | * | * | * | * | * | * | * | * | * | * | * | * | * | * | * | * | *
| Enter data into the pink cells | [7 empty] | 2 | [7 empty] | 4 | Poor Data | Poor Data | * | * | * | * | * | * | * | * | * | * | * | * | * | * | * | * | * | * | * | * | * | * | * | *
[9 empty] | 3 | [7 empty] | 5 | Poor Data | Poor Data | * | * | * | * | * | * | * | * | * | * | * | * | * | * | * | * | * | * | * | * | * | * | * | *
[9 empty] | 4 | [7 empty] | 6 | Poor Data | Poor Data | * | * | * | * | * | * | * | * | * | * | * | * | * | * | * | * | * | * | * | * | * | * | * | *
i) Enter co-located diffusion tube period means | [16 empty] | 7 | Poor Data | Poor Data | * | * | * | * | * | * | * | * | * | * | * | * | * | * | * | * | * | * | * | * | * | * | * | *
[17 empty] | 8 | Poor Data | Poor Data | * | * | * | * | * | * | * | * | * | * | * | * | * | * | * | * | * | * | * | * | * | * | * | *
Period | NO2 Period Mean (µg/m3) |  |  | Triplicate Mean | Standard Deviation | Coefficient of Variation (CV) | 95% CI of Mean | Data Quality Check | [8 empty] | 9 | Poor Data | Poor Data | * | * | * | * | * | * | * | * | * | * | * | * | * | * | * | * | * | * | * | * | * | * | * | *
| Tube 1 | Tube 2 | Tube 3 | [13 empty] | 10 | Poor Data | Poor Data | * | * | * | * | * | * | * | * | * | * | * | * | * | * | * | * | * | * | * | * | * | * | * | *
1 | [16 empty] | 11 | Poor Data | Poor Data | * | * | * | * | * | * | * | * | * | * | * | * | * | * | * | * | * | * | * | * | * | * | * | *
2 | [16 empty] | 12 | Poor Data | Poor Data | * | * | * | * | * | * | * | * | * | * | * | * | * | * | * | * | * | * | * | * | * | * | * | *
3 | [17 empty] | #DIV/0! | #DIV/0! |  |  | Average | #DIV/0! |  | #DIV/0! |  | #DIV/0! |  | Average= | #DIV/0! | #DIV/0! | sm | se | se | #DIV/0! |  | Average= | #DIV/0! | #DIV/0! | sm | se | #DIV/0! | #DIV/0!
4 | [20 empty] | Stdev monthly means | Stdev monthly means | #DIV/0! | se |  | #DIV/0! |  |  | Stdev= | #DIV/0! | #DIV/0! | #DIV/0! | #DIV/0! | #DIV/0! |  |  | Stdev= | #DIV/0! | #DIV/0! | #DIV/0! | #DIV/0! | #DIV/0! | #DIV/0!
5 | [19 empty] | #DIV/0! |  | N= | 0 | [5 empty] | N= | 0 | 0 | #DIV/0! |  |  |  |  | N= | 0 | 0 | #DIV/0! |  | #DIV/0! | #DIV/0!
6 | [21 empty] | 95% CI | #NUM! | [5 empty] | 95% CI | #NUM! | #NUM! | [5 empty] | 95% CI | #NUM! | #NUM! | #DIV/0! |  | #DIV/0! | #DIV/0!
7 | [28 empty] | #NUM! | #NUM! | [9 empty] | #DIV/0!
8
9
10
11
12
[9 empty] | 0 | Good
ii) Enter co-located continuous monitor hourly monitoring data | [8 empty] | #DIV/0! | #DIV/0!
Start Date |  |  |  |  | Period | Period Mean | Data Capture (%) | Data Quality Check |  | Tube On | Tube Off | Day Count | Maximum Count | % TDC | CS1 Conc | CS1 % DC
Start Time |  |  |  |  | 1 |  | 0% |  | 1 | 2024-01-04 | 2024-02-02 | 29 | 696 | 0.089783 |  | 0%
[5 empty] | 2 |  | 0% |  | 2 | 2024-02-02 | 2024-03-04 | 31 | 744 | 0.095975 |  | 0%
Date & Time | NO2 Hourly Concentrations (µg/m3) |  |  |  | 3 |  | 0% |  | 3 | 2024-03-04 | 2024-04-06 | 33 | 792 | 0.10217 |  | 0%
[5 empty] | 4 |  | 0% |  | 4 | 2024-04-06 | 2024-05-04 | 28 | 672 | 0.086687 |  | 0%
0 |  |  |  |  | 5 |  | 0% |  | 5 | 2024-05-04 | 2024-06-01 | 28 | 672 | 0.086687 |  | 0%
0.041667 |  |  |  |  | 6 |  | 0% |  | 6 | 2024-06-01 | 2024-07-05 | 34 | 816 | 0.10526 |  | 0%
0.083333 |  |  |  |  | 7 |  |  |  | 7 | 0 | 0 | 0 | 0 | 0 |  | #DIV/0!
0.125 |  |  |  |  | 8 |  |  |  | 8 | 0 | 0 | 0 | 0 | 0 |  | #DIV/0!
0.16667 |  |  |  |  | 9 |  | 0% |  | 9 | 2024-08-23 | 2024-09-28 | 36 | 864 | 0.11146 |  | 0%
0.20833 |  |  |  |  | 10 |  | 0% |  | 10 | 2024-09-28 | 2024-11-08 | 41 | 984 | 0.12693 |  | 0%
0.25 |  |  |  |  | 11 |  | 0% |  | 11 | 2024-11-08 | 2024-12-10 | 32 | 768 | 0.099071 |  | 0%
0.29167 |  |  |  |  | 12 |  | 0% |  | 12 | 2024-12-10 | 2025-01-10 | 31 | 744 | 0.095975 |  | 0%
0.33333 | [8 empty] | Data Capture | 0%
0.375
0.41667
0.45833
0.5
0.54167
0.58333
0.625
0.66667
0.70833
0.75
0.79167
0.83333
0.875
0.91667
0.95833
1
1899-12-31 01:00
1899-12-31 02:00
1899-12-31 03:00
1899-12-31 04:00
1899-12-31 05:00
1899-12-31 06:00
1899-12-31 07:00
1899-12-31 08:00
1899-12-31 09:00
1899-12-31 10:00
1899-12-31 11:00
1899-12-31 12:00
1899-12-31 13:00
1899-12-31 14:00
1899-12-31 15:00
1899-12-31 16:00
1899-12-31 17:00
1899-12-31 18:00
1899-12-31 19:00
1899-12-31 20:00
1899-12-31 21:00
1899-12-31 22:00
1899-12-31 23:00
1900-01-01
1900-01-01 01:00
1900-01-01 02:00
1900-01-01 03:00
1900-01-01 04:00
1900-01-01 05:00
1900-01-01 06:00
1900-01-01 07:00
1900-01-01 08:00
1900-01-01 09:00
1900-01-01 10:00
1900-01-01 11:00
1900-01-01 12:00
1900-01-01 13:00
1900-01-01 14:00
1900-01-01 15:00
1900-01-01 16:00
1900-01-01 17:00
1900-01-01 18:00
1900-01-01 19:00
1900-01-01 20:00
1900-01-01 21:00
1900-01-01 22:00
1900-01-01 23:00
1900-01-02
1900-01-02 01:00
1900-01-02 02:00
1900-01-02 03:00
1900-01-02 04:00
1900-01-02 05:00
1900-01-02 06:00
1900-01-02 07:00
1900-01-02 08:00
1900-01-02 09:00
1900-01-02 10:00
1900-01-02 11:00
1900-01-02 12:00
1900-01-02 13:00
1900-01-02 14:00
1900-01-02 15:00
1900-01-02 16:00
1900-01-02 17:00
1900-01-02 18:00
1900-01-02 19:00
1900-01-02 20:00
1900-01-02 21:00
1900-01-02 22:00
1900-01-02 23:00
1900-01-03
1900-01-03 01:00
1900-01-03 02:00
1900-01-03 03:00
1900-01-03 04:00
1900-01-03 05:00
1900-01-03 06:00
1900-01-03 07:00
1900-01-03 08:00
1900-01-03 09:00
1900-01-03 10:00
1900-01-03 11:00
1900-01-03 12:00
1900-01-03 13:00
1900-01-03 14:00
1900-01-03 15:00
1900-01-03 16:00
1900-01-03 17:00
1900-01-03 18:00
1900-01-03 19:00
1900-01-03 20:00
1900-01-03 21:00
1900-01-03 22:00
1900-01-03 23:00
1900-01-04
1900-01-04 01:00
1900-01-04 02:00
1900-01-04 03:00
1900-01-04 04:00
1900-01-04 05:00
1900-01-04 06:00
1900-01-04 07:00
1900-01-04 08:00
1900-01-04 09:00
1900-01-04 10:00
1900-01-04 11:00
1900-01-04 12:00
1900-01-04 13:00
1900-01-04 14:00
1900-01-04 15:00
1900-01-04 16:00
1900-01-04 17:00
1900-01-04 18:00
1900-01-04 19:00
1900-01-04 20:00
1900-01-04 21:00
1900-01-04 22:00
1900-01-04 23:00
1900-01-05
1900-01-05 01:00
1900-01-05 02:00
1900-01-05 03:00
1900-01-05 04:00
1900-01-05 05:00
1900-01-05 06:00
1900-01-05 07:00
1900-01-05 08:00
1900-01-05 09:00
1900-01-05 10:00
1900-01-05 11:00
1900-01-05 12:00
1900-01-05 13:00
1900-01-05 14:00
1900-01-05 15:00
1900-01-05 16:00
1900-01-05 17:00
1900-01-05 18:00
1900-01-05 19:00
1900-01-05 20:00
1900-01-05 21:00
1900-01-05 22:00
1900-01-05 23:00
1900-01-06
1900-01-06 01:00
1900-01-06 02:00
1900-01-06 03:00
1900-01-06 04:00
1900-01-06 05:00
1900-01-06 06:00
1900-01-06 07:00
1900-01-06 08:00
1900-01-06 09:00
1900-01-06 10:00
1900-01-06 11:00
1900-01-06 12:00
1900-01-06 13:00
1900-01-06 14:00
1900-01-06 15:00
1900-01-06 16:00
1900-01-06 17:00
1900-01-06 18:00
1900-01-06 19:00
1900-01-06 20:00
1900-01-06 21:00
1900-01-06 22:00
1900-01-06 23:00
1900-01-07
1900-01-07 01:00
1900-01-07 02:00
1900-01-07 03:00
1900-01-07 04:00
1900-01-07 05:00
1900-01-07 06:00
1900-01-07 07:00
1900-01-07 08:00
1900-01-07 09:00
1900-01-07 10:00
1900-01-07 11:00
1900-01-07 12:00
1900-01-07 13:00
1900-01-07 14:00
1900-01-07 15:00
1900-01-07 16:00
1900-01-07 17:00
1900-01-07 18:00
1900-01-07 19:00
1900-01-07 20:00
1900-01-07 21:00
1900-01-07 22:00
1900-01-07 23:00
1900-01-08
1900-01-08 01:00
1900-01-08 02:00
1900-01-08 03:00
1900-01-08 04:00
1900-01-08 05:00
1900-01-08 06:00
1900-01-08 07:00
1900-01-08 08:00
1900-01-08 09:00
1900-01-08 10:00
1900-01-08 11:00
1900-01-08 12:00
1900-01-08 13:00
1900-01-08 14:00
1900-01-08 15:00
1900-01-08 16:00
1900-01-08 17:00
1900-01-08 18:00
1900-01-08 19:00
1900-01-08 20:00
1900-01-08 21:00
1900-01-08 22:00
1900-01-08 23:00
1900-01-09
1900-01-09 01:00
1900-01-09 02:00
1900-01-09 03:00
1900-01-09 04:00
1900-01-09 05:00
1900-01-09 06:00
1900-01-09 07:00
1900-01-09 08:00
1900-01-09 09:00
1900-01-09 10:00
1900-01-09 11:00
1900-01-09 12:00
1900-01-09 13:00
1900-01-09 14:00
1900-01-09 15:00
1900-01-09 16:00
1900-01-09 17:00
1900-01-09 18:00
1900-01-09 19:00
1900-01-09 20:00
1900-01-09 21:00
1900-01-09 22:00
1900-01-09 23:00
1900-01-10
1900-01-10 01:00
1900-01-10 02:00
1900-01-10 03:00
1900-01-10 04:00
1900-01-10 05:00
1900-01-10 06:00
1900-01-10 07:00
1900-01-10 08:00
1900-01-10 09:00
1900-01-10 10:00
1900-01-10 11:00
1900-01-10 12:00
1900-01-10 13:00
1900-01-10 14:00
1900-01-10 15:00
1900-01-10 16:00
1900-01-10 17:00
1900-01-10 18:00
1900-01-10 19:00
1900-01-10 20:00
1900-01-10 21:00
1900-01-10 22:00
1900-01-10 23:00
1900-01-11
1900-01-11 01:00
1900-01-11 02:00
1900-01-11 03:00
1900-01-11 04:00
1900-01-11 05:00
1900-01-11 06:00
1900-01-11 07:00
1900-01-11 08:00
1900-01-11 09:00
1900-01-11 10:00
1900-01-11 11:00
1900-01-11 12:00
1900-01-11 13:00
1900-01-11 14:00
1900-01-11 15:00
1900-01-11 16:00
1900-01-11 17:00
1900-01-11 18:00
1900-01-11 19:00
1900-01-11 20:00
1900-01-11 21:00
1900-01-11 22:00
1900-01-11 23:00
1900-01-12
1900-01-12 01:00
1900-01-12 02:00
1900-01-12 03:00
1900-01-12 04:00
1900-01-12 05:00
1900-01-12 06:00
1900-01-12 07:00
1900-01-12 08:00
1900-01-12 09:00
1900-01-12 10:00
1900-01-12 11:00
1900-01-12 12:00
1900-01-12 13:00
1900-01-12 14:00
1900-01-12 15:00
1900-01-12 16:00
1900-01-12 17:00
1900-01-12 18:00
1900-01-12 19:00
1900-01-12 20:00
1900-01-12 21:00
1900-01-12 22:00
1900-01-12 23:00
1900-01-13
1900-01-13 01:00
1900-01-13 02:00
1900-01-13 03:00
1900-01-13 04:00
1900-01-13 05:00
1900-01-13 06:00
1900-01-13 07:00
1900-01-13 08:00
1900-01-13 09:00
1900-01-13 10:00
1900-01-13 11:00
1900-01-13 12:00
1900-01-13 13:00
1900-01-13 14:00
1900-01-13 15:00
1900-01-13 16:00
1900-01-13 17:00
1900-01-13 18:00
1900-01-13 19:00
1900-01-13 20:00
1900-01-13 21:00
1900-01-13 22:00
1900-01-13 23:00
1900-01-14
1900-01-14 01:00
1900-01-14 02:00
1900-01-14 03:00
1900-01-14 04:00
1900-01-14 05:00
1900-01-14 06:00
1900-01-14 07:00
1900-01-14 08:00
1900-01-14 09:00
1900-01-14 10:00
1900-01-14 11:00
1900-01-14 12:00
1900-01-14 13:00
1900-01-14 14:00
1900-01-14 15:00
1900-01-14 16:00
1900-01-14 17:00
1900-01-14 18:00
1900-01-14 19:00
1900-01-14 20:00
1900-01-14 21:00
1900-01-14 22:00
1900-01-14 23:00
1900-01-15
1900-01-15 01:00
1900-01-15 02:00
1900-01-15 03:00
1900-01-15 04:00
1900-01-15 05:00
1900-01-15 06:00
1900-01-15 07:00
1900-01-15 08:00
1900-01-15 09:00
1900-01-15 10:00
1900-01-15 11:00
1900-01-15 12:00
1900-01-15 13:00
1900-01-15 14:00
1900-01-15 15:00
1900-01-15 16:00
1900-01-15 17:00
1900-01-15 18:00
1900-01-15 19:00
1900-01-15 20:00
1900-01-15 21:00
1900-01-15 22:00
1900-01-15 23:00
1900-01-16
1900-01-16 01:00
1900-01-16 02:00
1900-01-16 03:00
1900-01-16 04:00
1900-01-16 05:00
1900-01-16 06:00
1900-01-16 07:00
1900-01-16 08:00
1900-01-16 09:00
1900-01-16 10:00
1900-01-16 11:00
1900-01-16 12:00
1900-01-16 13:00
1900-01-16 14:00
1900-01-16 15:00
1900-01-16 16:00
1900-01-16 17:00
1900-01-16 18:00
1900-01-16 19:00
1900-01-16 20:00
1900-01-16 21:00
1900-01-16 22:00
1900-01-16 23:00
1900-01-17
1900-01-17 01:00
1900-01-17 02:00
1900-01-17 03:00
1900-01-17 04:00
1900-01-17 05:00
1900-01-17 06:00
1900-01-17 07:00
1900-01-17 08:00
1900-01-17 09:00
1900-01-17 10:00
1900-01-17 11:00
1900-01-17 12:00
1900-01-17 13:00
1900-01-17 14:00
1900-01-17 15:00
1900-01-17 16:00
1900-01-17 17:00
1900-01-17 18:00
1900-01-17 19:00
1900-01-17 20:00
1900-01-17 21:00
1900-01-17 22:00
1900-01-17 23:00
1900-01-18
1900-01-18 01:00
1900-01-18 02:00
1900-01-18 03:00
1900-01-18 04:00
1900-01-18 05:00
1900-01-18 06:00
1900-01-18 07:00
1900-01-18 08:00
1900-01-18 09:00
1900-01-18 10:00
1900-01-18 11:00
1900-01-18 12:00
1900-01-18 13:00
1900-01-18 14:00
1900-01-18 15:00
1900-01-18 16:00
1900-01-18 17:00
1900-01-18 18:00
1900-01-18 19:00
1900-01-18 20:00
1900-01-18 21:00
1900-01-18 22:00
1900-01-18 23:00
1900-01-19
1900-01-19 01:00
1900-01-19 02:00
1900-01-19 03:00
1900-01-19 04:00
1900-01-19 05:00
1900-01-19 06:00
1900-01-19 07:00
1900-01-19 08:00
1900-01-19 09:00
1900-01-19 10:00
1900-01-19 11:00
1900-01-19 12:00
1900-01-19 13:00
1900-01-19 14:00
1900-01-19 15:00
1900-01-19 16:00
1900-01-19 17:00
1900-01-19 18:00
1900-01-19 19:00
1900-01-19 20:00
1900-01-19 21:00
1900-01-19 22:00
1900-01-19 23:00
1900-01-20
1900-01-20 01:00
1900-01-20 02:00
1900-01-20 03:00
1900-01-20 04:00
1900-01-20 05:00
1900-01-20 06:00
1900-01-20 07:00
1900-01-20 08:00
1900-01-20 09:00
1900-01-20 10:00
1900-01-20 11:00
1900-01-20 12:00
1900-01-20 13:00
1900-01-20 14:00
1900-01-20 15:00
1900-01-20 16:00
1900-01-20 17:00
1900-01-20 18:00
1900-01-20 19:00
1900-01-20 20:00
1900-01-20 21:00
1900-01-20 22:00
1900-01-20 23:00
1900-01-21
1900-01-21 01:00
1900-01-21 02:00
1900-01-21 03:00
1900-01-21 04:00
1900-01-21 05:00
1900-01-21 06:00
1900-01-21 07:00
1900-01-21 08:00
1900-01-21 09:00
1900-01-21 10:00
1900-01-21 11:00
1900-01-21 12:00
1900-01-21 13:00
1900-01-21 14:00
1900-01-21 15:00
1900-01-21 16:00
1900-01-21 17:00
1900-01-21 18:00
1900-01-21 19:00
1900-01-21 20:00
1900-01-21 21:00
1900-01-21 22:00
1900-01-21 23:00
1900-01-22
1900-01-22 01:00
1900-01-22 02:00
1900-01-22 03:00
1900-01-22 04:00
1900-01-22 05:00
1900-01-22 06:00
1900-01-22 07:00
1900-01-22 08:00
1900-01-22 09:00
1900-01-22 10:00
1900-01-22 11:00
1900-01-22 12:00
1900-01-22 13:00
1900-01-22 14:00
1900-01-22 15:00
1900-01-22 16:00
1900-01-22 17:00
1900-01-22 18:00
1900-01-22 19:00
1900-01-22 20:00
1900-01-22 21:00
1900-01-22 22:00
1900-01-22 23:00
1900-01-23
1900-01-23 01:00
1900-01-23 02:00
1900-01-23 03:00
1900-01-23 04:00
1900-01-23 05:00
1900-01-23 06:00
1900-01-23 07:00
1900-01-23 08:00
1900-01-23 09:00
1900-01-23 10:00
1900-01-23 11:00
1900-01-23 12:00
1900-01-23 13:00
1900-01-23 14:00
1900-01-23 15:00
1900-01-23 16:00
1900-01-23 17:00
1900-01-23 18:00
1900-01-23 19:00
1900-01-23 20:00
1900-01-23 21:00
1900-01-23 22:00
1900-01-23 23:00
1900-01-24
1900-01-24 01:00
1900-01-24 02:00
1900-01-24 03:00
1900-01-24 04:00
1900-01-24 05:00
1900-01-24 06:00
1900-01-24 07:00
1900-01-24 08:00
1900-01-24 09:00
1900-01-24 10:00
1900-01-24 11:00
1900-01-24 12:00
1900-01-24 13:00
1900-01-24 14:00
1900-01-24 15:00
1900-01-24 16:00
1900-01-24 17:00
1900-01-24 18:00
1900-01-24 19:00
1900-01-24 20:00
1900-01-24 21:00
1900-01-24 22:00
1900-01-24 23:00
1900-01-25
1900-01-25 01:00
1900-01-25 02:00
1900-01-25 03:00
1900-01-25 04:00
1900-01-25 05:00
1900-01-25 06:00
1900-01-25 07:00
1900-01-25 08:00
1900-01-25 09:00
1900-01-25 10:00
1900-01-25 11:00
1900-01-25 12:00
1900-01-25 13:00
1900-01-25 14:00
1900-01-25 15:00
1900-01-25 16:00
1900-01-25 17:00
1900-01-25 18:00
1900-01-25 19:00
1900-01-25 20:00
1900-01-25 21:00
1900-01-25 22:00
1900-01-25 23:00
1900-01-26
1900-01-26 01:00
1900-01-26 02:00
1900-01-26 03:00
1900-01-26 04:00
1900-01-26 05:00
1900-01-26 06:00
1900-01-26 07:00
1900-01-26 08:00
1900-01-26 09:00
1900-01-26 10:00
1900-01-26 11:00
1900-01-26 12:00
1900-01-26 13:00
1900-01-26 14:00
1900-01-26 15:00
1900-01-26 16:00
1900-01-26 17:00
1900-01-26 18:00
1900-01-26 19:00
1900-01-26 20:00
1900-01-26 21:00
1900-01-26 22:00
1900-01-26 23:00
1900-01-27
1900-01-27 01:00
1900-01-27 02:00
1900-01-27 03:00
1900-01-27 04:00
1900-01-27 05:00
1900-01-27 06:00
1900-01-27 07:00
1900-01-27 08:00
1900-01-27 09:00
1900-01-27 10:00
1900-01-27 11:00
1900-01-27 12:00
1900-01-27 13:00
1900-01-27 14:00
1900-01-27 15:00
1900-01-27 16:00
1900-01-27 17:00
1900-01-27 18:00
1900-01-27 19:00
1900-01-27 20:00
1900-01-27 21:00
1900-01-27 22:00
1900-01-27 23:00
1900-01-28
1900-01-28 01:00
1900-01-28 02:00
1900-01-28 03:00
1900-01-28 04:00
1900-01-28 05:00
1900-01-28 06:00
1900-01-28 07:00
1900-01-28 08:00
1900-01-28 09:00
1900-01-28 10:00
1900-01-28 11:00
1900-01-28 12:00
1900-01-28 13:00
1900-01-28 14:00
1900-01-28 15:00
1900-01-28 16:00
1900-01-28 17:00
1900-01-28 18:00
1900-01-28 19:00
1900-01-28 20:00
1900-01-28 21:00
1900-01-28 22:00
1900-01-28 23:00
1900-01-29
1900-01-29 01:00
1900-01-29 02:00
1900-01-29 03:00
1900-01-29 04:00
1900-01-29 05:00
1900-01-29 06:00
1900-01-29 07:00
1900-01-29 08:00
1900-01-29 09:00
1900-01-29 10:00
1900-01-29 11:00
1900-01-29 12:00
1900-01-29 13:00
1900-01-29 14:00
1900-01-29 15:00
1900-01-29 16:00
1900-01-29 17:00
1900-01-29 18:00
1900-01-29 19:00
1900-01-29 20:00
1900-01-29 21:00
1900-01-29 22:00
1900-01-29 23:00
1900-01-30
1900-01-30 01:00
1900-01-30 02:00
1900-01-30 03:00
1900-01-30 04:00
1900-01-30 05:00
1900-01-30 06:00
1900-01-30 07:00
1900-01-30 08:00
1900-01-30 09:00
1900-01-30 10:00
1900-01-30 11:00
1900-01-30 12:00
1900-01-30 13:00
1900-01-30 14:00
1900-01-30 15:00
1900-01-30 16:00
1900-01-30 17:00
1900-01-30 18:00
1900-01-30 19:00
1900-01-30 20:00
1900-01-30 21:00
1900-01-30 22:00
1900-01-30 23:00
1900-01-31
1900-01-31 01:00
1900-01-31 02:00
1900-01-31 03:00
1900-01-31 04:00
1900-01-31 05:00
1900-01-31 06:00
1900-01-31 07:00
1900-01-31 08:00
1900-01-31 09:00
1900-01-31 10:00
1900-01-31 11:00
1900-01-31 12:00
1900-01-31 13:00
1900-01-31 14:00
1900-01-31 15:00
1900-01-31 16:00
1900-01-31 17:00
1900-01-31 18:00
1900-01-31 19:00
1900-01-31 20:00
1900-01-31 21:00
1900-01-31 22:00
1900-01-31 23:00
1900-02-01
1900-02-01 01:00
1900-02-01 02:00
1900-02-01 03:00
1900-02-01 04:00
1900-02-01 05:00
1900-02-01 06:00
1900-02-01 07:00
1900-02-01 08:00
1900-02-01 09:00
1900-02-01 10:00
1900-02-01 11:00
1900-02-01 12:00
1900-02-01 13:00
1900-02-01 14:00
1900-02-01 15:00
1900-02-01 16:00
1900-02-01 17:00
1900-02-01 18:00
1900-02-01 19:00
1900-02-01 20:00
1900-02-01 21:00
1900-02-01 22:00
1900-02-01 23:00
1900-02-02
1900-02-02 01:00
1900-02-02 02:00
1900-02-02 03:00
1900-02-02 04:00
1900-02-02 05:00
1900-02-02 06:00
1900-02-02 07:00
1900-02-02 08:00
1900-02-02 09:00
1900-02-02 10:00
1900-02-02 11:00
1900-02-02 12:00
1900-02-02 13:00
1900-02-02 14:00
1900-02-02 15:00
1900-02-02 16:00
1900-02-02 17:00
1900-02-02 18:00
1900-02-02 19:00
1900-02-02 20:00
1900-02-02 21:00
1900-02-02 22:00
1900-02-02 23:00
1900-02-03
1900-02-03 01:00
1900-02-03 02:00
1900-02-03 03:00
1900-02-03 04:00
1900-02-03 05:00
1900-02-03 06:00
1900-02-03 07:00
1900-02-03 08:00
1900-02-03 09:00
1900-02-03 10:00
1900-02-03 11:00
1900-02-03 12:00
1900-02-03 13:00
1900-02-03 14:00
1900-02-03 15:00
1900-02-03 16:00
1900-02-03 17:00
1900-02-03 18:00
1900-02-03 19:00
1900-02-03 20:00
1900-02-03 21:00
1900-02-03 22:00
1900-02-03 23:00
1900-02-04
1900-02-04 01:00
1900-02-04 02:00
1900-02-04 03:00
1900-02-04 04:00
1900-02-04 05:00
1900-02-04 06:00
1900-02-04 07:00
1900-02-04 08:00
1900-02-04 09:00
1900-02-04 10:00
1900-02-04 11:00
1900-02-04 12:00
1900-02-04 13:00
1900-02-04 14:00
1900-02-04 15:00
1900-02-04 16:00
1900-02-04 17:00
1900-02-04 18:00
1900-02-04 19:00
1900-02-04 20:00
1900-02-04 21:00
1900-02-04 22:00
1900-02-04 23:00
1900-02-05
1900-02-05 01:00
1900-02-05 02:00
1900-02-05 03:00
1900-02-05 04:00
1900-02-05 05:00
1900-02-05 06:00
1900-02-05 07:00
1900-02-05 08:00
1900-02-05 09:00
1900-02-05 10:00
1900-02-05 11:00
1900-02-05 12:00
1900-02-05 13:00
1900-02-05 14:00
1900-02-05 15:00
1900-02-05 16:00
1900-02-05 17:00
1900-02-05 18:00
1900-02-05 19:00
1900-02-05 20:00
1900-02-05 21:00
1900-02-05 22:00
1900-02-05 23:00
1900-02-06
1900-02-06 01:00
1900-02-06 02:00
1900-02-06 03:00
1900-02-06 04:00
1900-02-06 05:00
1900-02-06 06:00
1900-02-06 07:00
1900-02-06 08:00
1900-02-06 09:00
1900-02-06 10:00
1900-02-06 11:00
1900-02-06 12:00
1900-02-06 13:00
1900-02-06 14:00
1900-02-06 15:00
1900-02-06 16:00
1900-02-06 17:00
1900-02-06 18:00
1900-02-06 19:00
1900-02-06 20:00
1900-02-06 21:00
1900-02-06 22:00
1900-02-06 23:00
1900-02-07
1900-02-07 01:00
1900-02-07 02:00
1900-02-07 03:00
1900-02-07 04:00
1900-02-07 05:00
1900-02-07 06:00
1900-02-07 07:00
1900-02-07 08:00
1900-02-07 09:00
1900-02-07 10:00
1900-02-07 11:00
1900-02-07 12:00
1900-02-07 13:00
1900-02-07 14:00
1900-02-07 15:00
1900-02-07 16:00
1900-02-07 17:00
1900-02-07 18:00
1900-02-07 19:00
1900-02-07 20:00
1900-02-07 21:00
1900-02-07 22:00
1900-02-07 23:00
1900-02-08
1900-02-08 01:00
1900-02-08 02:00
1900-02-08 03:00
1900-02-08 04:00
1900-02-08 05:00
1900-02-08 06:00
1900-02-08 07:00
1900-02-08 08:00
1900-02-08 09:00
1900-02-08 10:00
1900-02-08 11:00
1900-02-08 12:00
1900-02-08 13:00
1900-02-08 14:00
1900-02-08 15:00
1900-02-08 16:00
1900-02-08 17:00
1900-02-08 18:00
1900-02-08 19:00
1900-02-08 20:00
1900-02-08 21:00
1900-02-08 22:00
1900-02-08 23:00
1900-02-09
1900-02-09 01:00
1900-02-09 02:00
1900-02-09 03:00
1900-02-09 04:00
1900-02-09 05:00
1900-02-09 06:00
1900-02-09 07:00
1900-02-09 08:00
1900-02-09 09:00
1900-02-09 10:00
1900-02-09 11:00
1900-02-09 12:00
1900-02-09 13:00
1900-02-09 14:00
1900-02-09 15:00
1900-02-09 16:00
1900-02-09 17:00
1900-02-09 18:00
1900-02-09 19:00
1900-02-09 20:00
1900-02-09 21:00
1900-02-09 22:00
1900-02-09 23:00
1900-02-10
1900-02-10 01:00
1900-02-10 02:00
1900-02-10 03:00
1900-02-10 04:00
1900-02-10 05:00
1900-02-10 06:00
1900-02-10 07:00
1900-02-10 08:00
1900-02-10 09:00
1900-02-10 10:00
1900-02-10 11:00
1900-02-10 12:00
1900-02-10 13:00
1900-02-10 14:00
1900-02-10 15:00
1900-02-10 16:00
1900-02-10 17:00
1900-02-10 18:00
1900-02-10 19:00
1900-02-10 20:00
1900-02-10 21:00
1900-02-10 22:00
1900-02-10 23:00
1900-02-11
1900-02-11 01:00
1900-02-11 02:00
1900-02-11 03:00
1900-02-11 04:00
1900-02-11 05:00
1900-02-11 06:00
1900-02-11 07:00
1900-02-11 08:00
1900-02-11 09:00
1900-02-11 10:00
1900-02-11 11:00
1900-02-11 12:00
1900-02-11 13:00
1900-02-11 14:00
1900-02-11 15:00
1900-02-11 16:00
1900-02-11 17:00
1900-02-11 18:00
1900-02-11 19:00
1900-02-11 20:00
1900-02-11 21:00
1900-02-11 22:00
1900-02-11 23:00
1900-02-12
1900-02-12 01:00
1900-02-12 02:00
1900-02-12 03:00
1900-02-12 04:00
1900-02-12 05:00
1900-02-12 06:00
1900-02-12 07:00
1900-02-12 08:00
1900-02-12 09:00
1900-02-12 10:00
1900-02-12 11:00
1900-02-12 12:00
1900-02-12 13:00
1900-02-12 14:00
1900-02-12 15:00
1900-02-12 16:00
1900-02-12 17:00
1900-02-12 18:00
1900-02-12 19:00
1900-02-12 20:00
1900-02-12 21:00
1900-02-12 22:00
1900-02-12 23:00
1900-02-13
1900-02-13 01:00
1900-02-13 02:00
1900-02-13 03:00
1900-02-13 04:00
1900-02-13 05:00
1900-02-13 06:00
1900-02-13 07:00
1900-02-13 08:00
1900-02-13 09:00
1900-02-13 10:00
1900-02-13 11:00
1900-02-13 12:00
1900-02-13 13:00
1900-02-13 14:00
1900-02-13 15:00
1900-02-13 16:00
1900-02-13 17:00
1900-02-13 18:00
1900-02-13 19:00
1900-02-13 20:00
1900-02-13 21:00
1900-02-13 22:00
1900-02-13 23:00
1900-02-14
1900-02-14 01:00
1900-02-14 02:00
1900-02-14 03:00
1900-02-14 04:00
1900-02-14 05:00
1900-02-14 06:00
1900-02-14 07:00
1900-02-14 08:00
1900-02-14 09:00
1900-02-14 10:00
1900-02-14 11:00
1900-02-14 12:00
1900-02-14 13:00
1900-02-14 14:00
1900-02-14 15:00
1900-02-14 16:00
1900-02-14 17:00
1900-02-14 18:00
1900-02-14 19:00
1900-02-14 20:00
1900-02-14 21:00
1900-02-14 22:00
1900-02-14 23:00
1900-02-15
1900-02-15 01:00
1900-02-15 02:00
1900-02-15 03:00
1900-02-15 04:00
1900-02-15 05:00
1900-02-15 06:00
1900-02-15 07:00
1900-02-15 08:00
1900-02-15 09:00
1900-02-15 10:00
1900-02-15 11:00
1900-02-15 12:00
1900-02-15 13:00
1900-02-15 14:00
1900-02-15 15:00
1900-02-15 16:00
1900-02-15 17:00
1900-02-15 18:00
1900-02-15 19:00
1900-02-15 20:00
1900-02-15 21:00
1900-02-15 22:00
1900-02-15 23:00
1900-02-16
1900-02-16 01:00
1900-02-16 02:00
1900-02-16 03:00
1900-02-16 04:00
1900-02-16 05:00
1900-02-16 06:00
1900-02-16 07:00
1900-02-16 08:00
1900-02-16 09:00
1900-02-16 10:00
1900-02-16 11:00
1900-02-16 12:00
1900-02-16 13:00
1900-02-16 14:00
1900-02-16 15:00
1900-02-16 16:00
1900-02-16 17:00
1900-02-16 18:00
1900-02-16 19:00
1900-02-16 20:00
1900-02-16 21:00
1900-02-16 22:00
1900-02-16 23:00
1900-02-17
1900-02-17 01:00
1900-02-17 02:00
1900-02-17 03:00
1900-02-17 04:00
1900-02-17 05:00
1900-02-17 06:00
1900-02-17 07:00
1900-02-17 08:00
1900-02-17 09:00
1900-02-17 10:00
1900-02-17 11:00
1900-02-17 12:00
1900-02-17 13:00
1900-02-17 14:00
1900-02-17 15:00
1900-02-17 16:00
1900-02-17 17:00
1900-02-17 18:00
1900-02-17 19:00
1900-02-17 20:00
1900-02-17 21:00
1900-02-17 22:00
1900-02-17 23:00
1900-02-18
1900-02-18 01:00
1900-02-18 02:00
1900-02-18 03:00
1900-02-18 04:00
1900-02-18 05:00
1900-02-18 06:00
1900-02-18 07:00
1900-02-18 08:00
1900-02-18 09:00
1900-02-18 10:00
1900-02-18 11:00
1900-02-18 12:00
1900-02-18 13:00
1900-02-18 14:00
1900-02-18 15:00
1900-02-18 16:00
1900-02-18 17:00
1900-02-18 18:00
1900-02-18 19:00
1900-02-18 20:00
1900-02-18 21:00
1900-02-18 22:00
1900-02-18 23:00
1900-02-19
1900-02-19 01:00
1900-02-19 02:00
1900-02-19 03:00
1900-02-19 04:00
1900-02-19 05:00
1900-02-19 06:00
1900-02-19 07:00
1900-02-19 08:00
1900-02-19 09:00
1900-02-19 10:00
1900-02-19 11:00
1900-02-19 12:00
1900-02-19 13:00
1900-02-19 14:00
1900-02-19 15:00
1900-02-19 16:00
1900-02-19 17:00
1900-02-19 18:00
1900-02-19 19:00
1900-02-19 20:00
1900-02-19 21:00
1900-02-19 22:00
1900-02-19 23:00
1900-02-20
1900-02-20 01:00
1900-02-20 02:00
1900-02-20 03:00
1900-02-20 04:00
1900-02-20 05:00
1900-02-20 06:00
1900-02-20 07:00
1900-02-20 08:00
1900-02-20 09:00
1900-02-20 10:00
1900-02-20 11:00
1900-02-20 12:00
1900-02-20 13:00
1900-02-20 14:00
1900-02-20 15:00
1900-02-20 16:00
1900-02-20 17:00
1900-02-20 18:00
1900-02-20 19:00
1900-02-20 20:00
1900-02-20 21:00
1900-02-20 22:00
1900-02-20 23:00
1900-02-21
1900-02-21 01:00
1900-02-21 02:00
1900-02-21 03:00
1900-02-21 04:00
1900-02-21 05:00
1900-02-21 06:00
1900-02-21 07:00
1900-02-21 08:00
1900-02-21 09:00
1900-02-21 10:00
1900-02-21 11:00
1900-02-21 12:00
1900-02-21 13:00
1900-02-21 14:00
1900-02-21 15:00
1900-02-21 16:00
1900-02-21 17:00
1900-02-21 18:00
1900-02-21 19:00
1900-02-21 20:00
1900-02-21 21:00
1900-02-21 22:00
1900-02-21 23:00
1900-02-22
1900-02-22 01:00
1900-02-22 02:00
1900-02-22 03:00
1900-02-22 04:00
1900-02-22 05:00
1900-02-22 06:00
1900-02-22 07:00
1900-02-22 08:00
1900-02-22 09:00
1900-02-22 10:00
1900-02-22 11:00
1900-02-22 12:00
1900-02-22 13:00
1900-02-22 14:00
1900-02-22 15:00
1900-02-22 16:00
1900-02-22 17:00
1900-02-22 18:00
1900-02-22 19:00
1900-02-22 20:00
1900-02-22 21:00
1900-02-22 22:00
1900-02-22 23:00
1900-02-23
1900-02-23 01:00
1900-02-23 02:00
1900-02-23 03:00
1900-02-23 04:00
1900-02-23 05:00
1900-02-23 06:00
1900-02-23 07:00
1900-02-23 08:00
1900-02-23 09:00
1900-02-23 10:00
1900-02-23 11:00
1900-02-23 12:00
1900-02-23 13:00
1900-02-23 14:00
1900-02-23 15:00
1900-02-23 16:00
1900-02-23 17:00
1900-02-23 18:00
1900-02-23 19:00
1900-02-23 20:00
1900-02-23 21:00
1900-02-23 22:00
1900-02-23 23:00
1900-02-24
1900-02-24 01:00
1900-02-24 02:00
1900-02-24 03:00
1900-02-24 04:00
1900-02-24 05:00
1900-02-24 06:00
1900-02-24 07:00
1900-02-24 08:00
1900-02-24 09:00
1900-02-24 10:00
1900-02-24 11:00
1900-02-24 12:00
1900-02-24 13:00
1900-02-24 14:00
1900-02-24 15:00
1900-02-24 16:00
1900-02-24 17:00
1900-02-24 18:00
1900-02-24 19:00
1900-02-24 20:00
1900-02-24 21:00
1900-02-24 22:00
1900-02-24 23:00
1900-02-25
1900-02-25 01:00
1900-02-25 02:00
1900-02-25 03:00
1900-02-25 04:00
1900-02-25 05:00
1900-02-25 06:00
1900-02-25 07:00
1900-02-25 08:00
1900-02-25 09:00
1900-02-25 10:00
1900-02-25 11:00
1900-02-25 12:00
1900-02-25 13:00
1900-02-25 14:00
1900-02-25 15:00
1900-02-25 16:00
1900-02-25 17:00
1900-02-25 18:00
1900-02-25 19:00
1900-02-25 20:00
1900-02-25 21:00
1900-02-25 22:00
1900-02-25 23:00
1900-02-26
1900-02-26 01:00
1900-02-26 02:00
1900-02-26 03:00
1900-02-26 04:00
1900-02-26 05:00
1900-02-26 06:00
1900-02-26 07:00
1900-02-26 08:00
1900-02-26 09:00
1900-02-26 10:00
1900-02-26 11:00
1900-02-26 12:00
1900-02-26 13:00
1900-02-26 14:00
1900-02-26 15:00
1900-02-26 16:00
1900-02-26 17:00
1900-02-26 18:00
1900-02-26 19:00
1900-02-26 20:00
1900-02-26 21:00
1900-02-26 22:00
1900-02-26 23:00
1900-02-27
1900-02-27 01:00
1900-02-27 02:00
1900-02-27 03:00
1900-02-27 04:00
1900-02-27 05:00
1900-02-27 06:00
1900-02-27 07:00
1900-02-27 08:00
1900-02-27 09:00
1900-02-27 10:00
1900-02-27 11:00
1900-02-27 12:00
1900-02-27 13:00
1900-02-27 14:00
1900-02-27 15:00
1900-02-27 16:00
1900-02-27 17:00
1900-02-27 18:00
1900-02-27 19:00
1900-02-27 20:00
1900-02-27 21:00
1900-02-27 22:00
1900-02-27 23:00
1900-02-28
1900-02-28 01:00
1900-02-28 02:00
1900-02-28 03:00
1900-02-28 04:00
1900-02-28 05:00
1900-02-28 06:00
1900-02-28 07:00
1900-02-28 08:00
1900-02-28 09:00
1900-02-28 10:00
1900-02-28 11:00
1900-02-28 12:00
1900-02-28 13:00
1900-02-28 14:00
1900-02-28 15:00
1900-02-28 16:00
1900-02-28 17:00
1900-02-28 18:00
1900-02-28 19:00
1900-02-28 20:00
1900-02-28 21:00
1900-02-28 22:00
1900-02-28 23:00
1900-03-01
1900-03-01 01:00
1900-03-01 02:00
1900-03-01 03:00
1900-03-01 04:00
1900-03-01 05:00
1900-03-01 06:00
1900-03-01 07:00
1900-03-01 08:00
1900-03-01 09:00
1900-03-01 10:00
1900-03-01 11:00
1900-03-01 12:00
1900-03-01 13:00
1900-03-01 14:00
1900-03-01 15:00
1900-03-01 16:00
1900-03-01 17:00
1900-03-01 18:00
1900-03-01 19:00
1900-03-01 20:00
1900-03-01 21:00
1900-03-01 22:00
1900-03-01 23:00
1900-03-02
1900-03-02 01:00
1900-03-02 02:00
1900-03-02 03:00
1900-03-02 04:00
1900-03-02 05:00
1900-03-02 06:00
1900-03-02 07:00
1900-03-02 08:00
1900-03-02 09:00
1900-03-02 10:00
1900-03-02 11:00
1900-03-02 12:00
1900-03-02 13:00
1900-03-02 14:00
1900-03-02 15:00
1900-03-02 16:00
1900-03-02 17:00
1900-03-02 18:00
1900-03-02 19:00
1900-03-02 20:00
1900-03-02 21:00
1900-03-02 22:00
1900-03-02 23:00
1900-03-03
1900-03-03 01:00
1900-03-03 02:00
1900-03-03 03:00
1900-03-03 04:00
1900-03-03 05:00
1900-03-03 06:00
1900-03-03 07:00
1900-03-03 08:00
1900-03-03 09:00
1900-03-03 10:00
1900-03-03 11:00
1900-03-03 12:00
1900-03-03 13:00
1900-03-03 14:00
1900-03-03 15:00
1900-03-03 16:00
1900-03-03 17:00
1900-03-03 18:00
1900-03-03 19:00
1900-03-03 20:00
1900-03-03 21:00
1900-03-03 22:00
1900-03-03 23:00
1900-03-04
1900-03-04 01:00
1900-03-04 02:00
1900-03-04 03:00
1900-03-04 04:00
1900-03-04 05:00
1900-03-04 06:00
1900-03-04 07:00
1900-03-04 08:00
1900-03-04 09:00
1900-03-04 10:00
1900-03-04 11:00
1900-03-04 12:00
1900-03-04 13:00
1900-03-04 14:00
1900-03-04 15:00
1900-03-04 16:00
1900-03-04 17:00
1900-03-04 18:00
1900-03-04 19:00
1900-03-04 20:00
1900-03-04 21:00
1900-03-04 22:00
1900-03-04 23:00
1900-03-05
1900-03-05 01:00
1900-03-05 02:00
1900-03-05 03:00
1900-03-05 04:00
1900-03-05 05:00
1900-03-05 06:00
1900-03-05 07:00
1900-03-05 08:00
1900-03-05 09:00
1900-03-05 10:00
1900-03-05 11:00
1900-03-05 12:00
1900-03-05 13:00
1900-03-05 14:00
1900-03-05 15:00
1900-03-05 16:00
1900-03-05 17:00
1900-03-05 18:00
1900-03-05 19:00
1900-03-05 20:00
1900-03-05 21:00
1900-03-05 22:00
1900-03-05 23:00
1900-03-06
1900-03-06 01:00
1900-03-06 02:00
1900-03-06 03:00
1900-03-06 04:00
1900-03-06 05:00
1900-03-06 06:00
1900-03-06 07:00
1900-03-06 08:00
1900-03-06 09:00
1900-03-06 10:00
1900-03-06 11:00
1900-03-06 12:00
1900-03-06 13:00
1900-03-06 14:00
1900-03-06 15:00
1900-03-06 16:00
1900-03-06 17:00
1900-03-06 18:00
1900-03-06 19:00
1900-03-06 20:00
1900-03-06 21:00
1900-03-06 22:00
1900-03-06 23:00
1900-03-07
1900-03-07 01:00
1900-03-07 02:00
1900-03-07 03:00
1900-03-07 04:00
1900-03-07 05:00
1900-03-07 06:00
1900-03-07 07:00
1900-03-07 08:00
1900-03-07 09:00
1900-03-07 10:00
1900-03-07 11:00
1900-03-07 12:00
1900-03-07 13:00
1900-03-07 14:00
1900-03-07 15:00
1900-03-07 16:00
1900-03-07 17:00
1900-03-07 18:00
1900-03-07 19:00
1900-03-07 20:00
1900-03-07 21:00
1900-03-07 22:00
1900-03-07 23:00
1900-03-08
1900-03-08 01:00
1900-03-08 02:00
1900-03-08 03:00
1900-03-08 04:00
1900-03-08 05:00
1900-03-08 06:00
1900-03-08 07:00
1900-03-08 08:00
1900-03-08 09:00
1900-03-08 10:00
1900-03-08 11:00
1900-03-08 12:00
1900-03-08 13:00
1900-03-08 14:00
1900-03-08 15:00
1900-03-08 16:00
1900-03-08 17:00
1900-03-08 18:00
1900-03-08 19:00
1900-03-08 20:00
1900-03-08 21:00
1900-03-08 22:00
1900-03-08 23:00
1900-03-09
1900-03-09 01:00
1900-03-09 02:00
1900-03-09 03:00
1900-03-09 04:00
1900-03-09 05:00
1900-03-09 06:00
1900-03-09 07:00
1900-03-09 08:00
1900-03-09 09:00
1900-03-09 10:00
1900-03-09 11:00
1900-03-09 12:00
1900-03-09 13:00
1900-03-09 14:00
1900-03-09 15:00
1900-03-09 16:00
1900-03-09 17:00
1900-03-09 18:00
1900-03-09 19:00
1900-03-09 20:00
1900-03-09 21:00
1900-03-09 22:00
1900-03-09 23:00
1900-03-10
1900-03-10 01:00
1900-03-10 02:00
1900-03-10 03:00
1900-03-10 04:00
1900-03-10 05:00
1900-03-10 06:00
1900-03-10 07:00
1900-03-10 08:00
1900-03-10 09:00
1900-03-10 10:00
1900-03-10 11:00
1900-03-10 12:00
1900-03-10 13:00
1900-03-10 14:00
1900-03-10 15:00
1900-03-10 16:00
1900-03-10 17:00
1900-03-10 18:00
1900-03-10 19:00
1900-03-10 20:00
1900-03-10 21:00
1900-03-10 22:00
1900-03-10 23:00
1900-03-11
1900-03-11 01:00
1900-03-11 02:00
1900-03-11 03:00
1900-03-11 04:00
1900-03-11 05:00
1900-03-11 06:00
1900-03-11 07:00
1900-03-11 08:00
1900-03-11 09:00
1900-03-11 10:00
1900-03-11 11:00
1900-03-11 12:00
1900-03-11 13:00
1900-03-11 14:00
1900-03-11 15:00
1900-03-11 16:00
1900-03-11 17:00
1900-03-11 18:00
1900-03-11 19:00
1900-03-11 20:00
1900-03-11 21:00
1900-03-11 22:00
1900-03-11 23:00
1900-03-12
1900-03-12 01:00
1900-03-12 02:00
1900-03-12 03:00
1900-03-12 04:00
1900-03-12 05:00
1900-03-12 06:00
1900-03-12 07:00
1900-03-12 08:00
1900-03-12 09:00
1900-03-12 10:00
1900-03-12 11:00
1900-03-12 12:00
1900-03-12 13:00
1900-03-12 14:00
1900-03-12 15:00
1900-03-12 16:00
1900-03-12 17:00
1900-03-12 18:00
1900-03-12 19:00
1900-03-12 20:00
1900-03-12 21:00
1900-03-12 22:00
1900-03-12 23:00
1900-03-13
1900-03-13 01:00
1900-03-13 02:00
1900-03-13 03:00
1900-03-13 04:00
1900-03-13 05:00
1900-03-13 06:00
1900-03-13 07:00
1900-03-13 08:00
1900-03-13 09:00
1900-03-13 10:00
1900-03-13 11:00
1900-03-13 12:00
1900-03-13 13:00
1900-03-13 14:00
1900-03-13 15:00
1900-03-13 16:00
1900-03-13 17:00
1900-03-13 18:00
1900-03-13 19:00
1900-03-13 20:00
1900-03-13 21:00
1900-03-13 22:00
1900-03-13 23:00
1900-03-14
1900-03-14 01:00
1900-03-14 02:00
1900-03-14 03:00
1900-03-14 04:00
1900-03-14 05:00
1900-03-14 06:00
1900-03-14 07:00
1900-03-14 08:00
1900-03-14 09:00
1900-03-14 10:00
1900-03-14 11:00
1900-03-14 12:00
1900-03-14 13:00
1900-03-14 14:00
1900-03-14 15:00
1900-03-14 16:00
1900-03-14 17:00
1900-03-14 18:00
1900-03-14 19:00
1900-03-14 20:00
1900-03-14 21:00
1900-03-14 22:00
1900-03-14 23:00
1900-03-15
1900-03-15 01:00
1900-03-15 02:00
1900-03-15 03:00
1900-03-15 04:00
1900-03-15 05:00
1900-03-15 06:00
1900-03-15 07:00
1900-03-15 08:00
1900-03-15 09:00
1900-03-15 10:00
1900-03-15 11:00
1900-03-15 12:00
1900-03-15 13:00
1900-03-15 14:00
1900-03-15 15:00
1900-03-15 16:00
1900-03-15 17:00
1900-03-15 18:00
1900-03-15 19:00
1900-03-15 20:00
1900-03-15 21:00
1900-03-15 22:00
1900-03-15 23:00
1900-03-16
1900-03-16 01:00
1900-03-16 02:00
1900-03-16 03:00
1900-03-16 04:00
1900-03-16 05:00
1900-03-16 06:00
1900-03-16 07:00
1900-03-16 08:00
1900-03-16 09:00
1900-03-16 10:00
1900-03-16 11:00
1900-03-16 12:00
1900-03-16 13:00
1900-03-16 14:00
1900-03-16 15:00
1900-03-16 16:00
1900-03-16 17:00
1900-03-16 18:00
1900-03-16 19:00
1900-03-16 20:00
1900-03-16 21:00
1900-03-16 22:00
1900-03-16 23:00
1900-03-17
1900-03-17 01:00
1900-03-17 02:00
1900-03-17 03:00
1900-03-17 04:00
1900-03-17 05:00
1900-03-17 06:00
1900-03-17 07:00
1900-03-17 08:00
1900-03-17 09:00
1900-03-17 10:00
1900-03-17 11:00
1900-03-17 12:00
1900-03-17 13:00
1900-03-17 14:00
1900-03-17 15:00
1900-03-17 16:00
1900-03-17 17:00
1900-03-17 18:00
1900-03-17 19:00
1900-03-17 20:00
1900-03-17 21:00
1900-03-17 22:00
1900-03-17 23:00
1900-03-18
1900-03-18 01:00
1900-03-18 02:00
1900-03-18 03:00
1900-03-18 04:00
1900-03-18 05:00
1900-03-18 06:00
1900-03-18 07:00
1900-03-18 08:00
1900-03-18 09:00
1900-03-18 10:00
1900-03-18 11:00
1900-03-18 12:00
1900-03-18 13:00
1900-03-18 14:00
1900-03-18 15:00
1900-03-18 16:00
1900-03-18 17:00
1900-03-18 18:00
1900-03-18 19:00
1900-03-18 20:00
1900-03-18 21:00
1900-03-18 22:00
1900-03-18 23:00
1900-03-19
1900-03-19 01:00
1900-03-19 02:00
1900-03-19 03:00
1900-03-19 04:00
1900-03-19 05:00
1900-03-19 06:00
1900-03-19 07:00
1900-03-19 08:00
1900-03-19 09:00
1900-03-19 10:00
1900-03-19 11:00
1900-03-19 12:00
1900-03-19 13:00
1900-03-19 14:00
1900-03-19 15:00
1900-03-19 16:00
1900-03-19 17:00
1900-03-19 18:00
1900-03-19 19:00
1900-03-19 20:00
1900-03-19 21:00
1900-03-19 22:00
1900-03-19 23:00
1900-03-20
1900-03-20 01:00
1900-03-20 02:00
1900-03-20 03:00
1900-03-20 04:00
1900-03-20 05:00
1900-03-20 06:00
1900-03-20 07:00
1900-03-20 08:00
1900-03-20 09:00
1900-03-20 10:00
1900-03-20 11:00
1900-03-20 12:00
1900-03-20 13:00
1900-03-20 14:00
1900-03-20 15:00
1900-03-20 16:00
1900-03-20 17:00
1900-03-20 18:00
1900-03-20 19:00
1900-03-20 20:00
1900-03-20 21:00
1900-03-20 22:00
1900-03-20 23:00
1900-03-21
1900-03-21 01:00
1900-03-21 02:00
1900-03-21 03:00
1900-03-21 04:00
1900-03-21 05:00
1900-03-21 06:00
1900-03-21 07:00
1900-03-21 08:00
1900-03-21 09:00
1900-03-21 10:00
1900-03-21 11:00
1900-03-21 12:00
1900-03-21 13:00
1900-03-21 14:00
1900-03-21 15:00
1900-03-21 16:00
1900-03-21 17:00
1900-03-21 18:00
1900-03-21 19:00
1900-03-21 20:00
1900-03-21 21:00
1900-03-21 22:00
1900-03-21 23:00
1900-03-22
1900-03-22 01:00
1900-03-22 02:00
1900-03-22 03:00
1900-03-22 04:00
1900-03-22 05:00
1900-03-22 06:00
1900-03-22 07:00
1900-03-22 08:00
1900-03-22 09:00
1900-03-22 10:00
1900-03-22 11:00
1900-03-22 12:00
1900-03-22 13:00
1900-03-22 14:00
1900-03-22 15:00
1900-03-22 16:00
1900-03-22 17:00
1900-03-22 18:00
1900-03-22 19:00
1900-03-22 20:00
1900-03-22 21:00
1900-03-22 22:00
1900-03-22 23:00
1900-03-23
1900-03-23 01:00
1900-03-23 02:00
1900-03-23 03:00
1900-03-23 04:00
1900-03-23 05:00
1900-03-23 06:00
1900-03-23 07:00
1900-03-23 08:00
1900-03-23 09:00
1900-03-23 10:00
1900-03-23 11:00
1900-03-23 12:00
1900-03-23 13:00
1900-03-23 14:00
1900-03-23 15:00
1900-03-23 16:00
1900-03-23 17:00
1900-03-23 18:00
1900-03-23 19:00
1900-03-23 20:00
1900-03-23 21:00
1900-03-23 22:00
1900-03-23 23:00
1900-03-24
1900-03-24 01:00
1900-03-24 02:00
1900-03-24 03:00
1900-03-24 04:00
1900-03-24 05:00
1900-03-24 06:00
1900-03-24 07:00
1900-03-24 08:00
1900-03-24 09:00
1900-03-24 10:00
1900-03-24 11:00
1900-03-24 12:00
1900-03-24 13:00
1900-03-24 14:00
1900-03-24 15:00
1900-03-24 16:00
1900-03-24 17:00
1900-03-24 18:00
1900-03-24 19:00
1900-03-24 20:00
1900-03-24 21:00
1900-03-24 22:00
1900-03-24 23:00
1900-03-25
1900-03-25 01:00
1900-03-25 02:00
1900-03-25 03:00
1900-03-25 04:00
1900-03-25 05:00
1900-03-25 06:00
1900-03-25 07:00
1900-03-25 08:00
1900-03-25 09:00
1900-03-25 10:00
1900-03-25 11:00
1900-03-25 12:00
1900-03-25 13:00
1900-03-25 14:00
1900-03-25 15:00
1900-03-25 16:00
1900-03-25 17:00
1900-03-25 18:00
1900-03-25 19:00
1900-03-25 20:00
1900-03-25 21:00
1900-03-25 22:00
1900-03-25 23:00
1900-03-26
1900-03-26 01:00
1900-03-26 02:00
1900-03-26 03:00
1900-03-26 04:00
1900-03-26 05:00
1900-03-26 06:00
1900-03-26 07:00
1900-03-26 08:00
1900-03-26 09:00
1900-03-26 10:00
1900-03-26 11:00
1900-03-26 12:00
1900-03-26 13:00
1900-03-26 14:00
1900-03-26 15:00
1900-03-26 16:00
1900-03-26 17:00
1900-03-26 18:00
1900-03-26 19:00
1900-03-26 20:00
1900-03-26 21:00
1900-03-26 22:00
1900-03-26 23:00
1900-03-27
1900-03-27 01:00
1900-03-27 02:00
1900-03-27 03:00
1900-03-27 04:00
1900-03-27 05:00
1900-03-27 06:00
1900-03-27 07:00
1900-03-27 08:00
1900-03-27 09:00
1900-03-27 10:00
1900-03-27 11:00
1900-03-27 12:00
1900-03-27 13:00
1900-03-27 14:00
1900-03-27 15:00
1900-03-27 16:00
1900-03-27 17:00
1900-03-27 18:00
1900-03-27 19:00
1900-03-27 20:00
1900-03-27 21:00
1900-03-27 22:00
1900-03-27 23:00
1900-03-28
1900-03-28 01:00
1900-03-28 02:00
1900-03-28 03:00
1900-03-28 04:00
1900-03-28 05:00
1900-03-28 06:00
1900-03-28 07:00
1900-03-28 08:00
1900-03-28 09:00
1900-03-28 10:00
1900-03-28 11:00
1900-03-28 12:00
1900-03-28 13:00
1900-03-28 14:00
1900-03-28 15:00
1900-03-28 16:00
1900-03-28 17:00
1900-03-28 18:00
1900-03-28 19:00
1900-03-28 20:00
1900-03-28 21:00
1900-03-28 22:00
1900-03-28 23:00
1900-03-29
1900-03-29 01:00
1900-03-29 02:00
1900-03-29 03:00
1900-03-29 04:00
1900-03-29 05:00
1900-03-29 06:00
1900-03-29 07:00
1900-03-29 08:00
1900-03-29 09:00
1900-03-29 10:00
1900-03-29 11:00
1900-03-29 12:00
1900-03-29 13:00
1900-03-29 14:00
1900-03-29 15:00
1900-03-29 16:00
1900-03-29 17:00
1900-03-29 18:00
1900-03-29 19:00
1900-03-29 20:00
1900-03-29 21:00
1900-03-29 22:00
1900-03-29 23:00
1900-03-30
1900-03-30 01:00
1900-03-30 02:00
1900-03-30 03:00
1900-03-30 04:00
1900-03-30 05:00
1900-03-30 06:00
1900-03-30 07:00
1900-03-30 08:00
1900-03-30 09:00
1900-03-30 10:00
1900-03-30 11:00
1900-03-30 12:00
1900-03-30 13:00
1900-03-30 14:00
1900-03-30 15:00
1900-03-30 16:00
1900-03-30 17:00
1900-03-30 18:00
1900-03-30 19:00
1900-03-30 20:00
1900-03-30 21:00
1900-03-30 22:00
1900-03-30 23:00
1900-03-31
1900-03-31 01:00
1900-03-31 02:00
1900-03-31 03:00
1900-03-31 04:00
1900-03-31 05:00
1900-03-31 06:00
1900-03-31 07:00
1900-03-31 08:00
1900-03-31 09:00
1900-03-31 10:00
1900-03-31 11:00
1900-03-31 12:00
1900-03-31 13:00
1900-03-31 14:00
1900-03-31 15:00
1900-03-31 16:00
1900-03-31 17:00
1900-03-31 18:00
1900-03-31 19:00
1900-03-31 20:00
1900-03-31 21:00
1900-03-31 22:00
1900-03-31 23:00
1900-04-01
1900-04-01 01:00
1900-04-01 02:00
1900-04-01 03:00
1900-04-01 04:00
1900-04-01 05:00
1900-04-01 06:00
1900-04-01 07:00
1900-04-01 08:00
1900-04-01 09:00
1900-04-01 10:00
1900-04-01 11:00
1900-04-01 12:00
1900-04-01 13:00
1900-04-01 14:00
1900-04-01 15:00
1900-04-01 16:00
1900-04-01 17:00
1900-04-01 18:00
1900-04-01 19:00
1900-04-01 20:00
1900-04-01 21:00
1900-04-01 22:00
1900-04-01 23:00
1900-04-02
1900-04-02 01:00
1900-04-02 02:00
1900-04-02 03:00
1900-04-02 04:00
1900-04-02 05:00
1900-04-02 06:00
1900-04-02 07:00
1900-04-02 08:00
1900-04-02 09:00
1900-04-02 10:00
1900-04-02 11:00
1900-04-02 12:00
1900-04-02 13:00
1900-04-02 14:00
1900-04-02 15:00
1900-04-02 16:00
1900-04-02 17:00
1900-04-02 18:00
1900-04-02 19:00
1900-04-02 20:00
1900-04-02 21:00
1900-04-02 22:00
1900-04-02 23:00
1900-04-03
1900-04-03 01:00
1900-04-03 02:00
1900-04-03 03:00
1900-04-03 04:00
1900-04-03 05:00
1900-04-03 06:00
1900-04-03 07:00
1900-04-03 08:00
1900-04-03 09:00
1900-04-03 10:00
1900-04-03 11:00
1900-04-03 12:00
1900-04-03 13:00
1900-04-03 14:00
1900-04-03 15:00
1900-04-03 16:00
1900-04-03 17:00
1900-04-03 18:00
1900-04-03 19:00
1900-04-03 20:00
1900-04-03 21:00
1900-04-03 22:00
1900-04-03 23:00
1900-04-04
1900-04-04 01:00
1900-04-04 02:00
1900-04-04 03:00
1900-04-04 04:00
1900-04-04 05:00
1900-04-04 06:00
1900-04-04 07:00
1900-04-04 08:00
1900-04-04 09:00
1900-04-04 10:00
1900-04-04 11:00
1900-04-04 12:00
1900-04-04 13:00
1900-04-04 14:00
1900-04-04 15:00
1900-04-04 16:00
1900-04-04 17:00
1900-04-04 18:00
1900-04-04 19:00
1900-04-04 20:00
1900-04-04 21:00
1900-04-04 22:00
1900-04-04 23:00
1900-04-05
1900-04-05 01:00
1900-04-05 02:00
1900-04-05 03:00
1900-04-05 04:00
1900-04-05 05:00
1900-04-05 06:00
1900-04-05 07:00
1900-04-05 08:00
1900-04-05 09:00
1900-04-05 10:00
1900-04-05 11:00
1900-04-05 12:00
1900-04-05 13:00
1900-04-05 14:00
1900-04-05 15:00
1900-04-05 16:00
1900-04-05 17:00
1900-04-05 18:00
1900-04-05 19:00
1900-04-05 20:00
1900-04-05 21:00
1900-04-05 22:00
1900-04-05 23:00
1900-04-06
1900-04-06 01:00
1900-04-06 02:00
1900-04-06 03:00
1900-04-06 04:00
1900-04-06 05:00
1900-04-06 06:00
1900-04-06 07:00
1900-04-06 08:00
1900-04-06 09:00
1900-04-06 10:00
1900-04-06 11:00
1900-04-06 12:00
1900-04-06 13:00
1900-04-06 14:00
1900-04-06 15:00
1900-04-06 16:00
1900-04-06 17:00
1900-04-06 18:00
1900-04-06 19:00
1900-04-06 20:00
1900-04-06 21:00
1900-04-06 22:00
1900-04-06 23:00
1900-04-07
1900-04-07 01:00
1900-04-07 02:00
1900-04-07 03:00
1900-04-07 04:00
1900-04-07 05:00
1900-04-07 06:00
1900-04-07 07:00
1900-04-07 08:00
1900-04-07 09:00
1900-04-07 10:00
1900-04-07 11:00
1900-04-07 12:00
1900-04-07 13:00
1900-04-07 14:00
1900-04-07 15:00
1900-04-07 16:00
1900-04-07 17:00
1900-04-07 18:00
1900-04-07 19:00
1900-04-07 20:00
1900-04-07 21:00
1900-04-07 22:00
1900-04-07 23:00
1900-04-08
1900-04-08 01:00
1900-04-08 02:00
1900-04-08 03:00
1900-04-08 04:00
1900-04-08 05:00
1900-04-08 06:00
1900-04-08 07:00
1900-04-08 08:00
1900-04-08 09:00
1900-04-08 10:00
1900-04-08 11:00
1900-04-08 12:00
1900-04-08 13:00
1900-04-08 14:00
1900-04-08 15:00
1900-04-08 16:00
1900-04-08 17:00
1900-04-08 18:00
1900-04-08 19:00
1900-04-08 20:00
1900-04-08 21:00
1900-04-08 22:00
1900-04-08 23:00
1900-04-09
1900-04-09 01:00
1900-04-09 02:00
1900-04-09 03:00
1900-04-09 04:00
1900-04-09 05:00
1900-04-09 06:00
1900-04-09 07:00
1900-04-09 08:00
1900-04-09 09:00
1900-04-09 10:00
1900-04-09 11:00
1900-04-09 12:00
1900-04-09 13:00
1900-04-09 14:00
1900-04-09 15:00
1900-04-09 16:00
1900-04-09 17:00
1900-04-09 18:00
1900-04-09 19:00
1900-04-09 20:00
1900-04-09 21:00
1900-04-09 22:00
1900-04-09 23:00
1900-04-10
1900-04-10 01:00
1900-04-10 02:00
1900-04-10 03:00
1900-04-10 04:00
1900-04-10 05:00
1900-04-10 06:00
1900-04-10 07:00
1900-04-10 08:00
1900-04-10 09:00
1900-04-10 10:00
1900-04-10 11:00
1900-04-10 12:00
1900-04-10 13:00
1900-04-10 14:00
1900-04-10 15:00
1900-04-10 16:00
1900-04-10 17:00
1900-04-10 18:00
1900-04-10 19:00
1900-04-10 20:00
1900-04-10 21:00
1900-04-10 22:00
1900-04-10 23:00
1900-04-11
1900-04-11 01:00
1900-04-11 02:00
1900-04-11 03:00
1900-04-11 04:00
1900-04-11 05:00
1900-04-11 06:00
1900-04-11 07:00
1900-04-11 08:00
1900-04-11 09:00
1900-04-11 10:00
1900-04-11 11:00
1900-04-11 12:00
1900-04-11 13:00
1900-04-11 14:00
1900-04-11 15:00
1900-04-11 16:00
1900-04-11 17:00
1900-04-11 18:00
1900-04-11 19:00
1900-04-11 20:00
1900-04-11 21:00
1900-04-11 22:00
1900-04-11 23:00
1900-04-12
1900-04-12 01:00
1900-04-12 02:00
1900-04-12 03:00
1900-04-12 04:00
1900-04-12 05:00
1900-04-12 06:00
1900-04-12 07:00
1900-04-12 08:00
1900-04-12 09:00
1900-04-12 10:00
1900-04-12 11:00
1900-04-12 12:00
1900-04-12 13:00
1900-04-12 14:00
1900-04-12 15:00
1900-04-12 16:00
1900-04-12 17:00
1900-04-12 18:00
1900-04-12 19:00
1900-04-12 20:00
1900-04-12 21:00
1900-04-12 22:00
1900-04-12 23:00
1900-04-13
1900-04-13 01:00
1900-04-13 02:00
1900-04-13 03:00
1900-04-13 04:00
1900-04-13 05:00
1900-04-13 06:00
1900-04-13 07:00
1900-04-13 08:00
1900-04-13 09:00
1900-04-13 10:00
1900-04-13 11:00
1900-04-13 12:00
1900-04-13 13:00
1900-04-13 14:00
1900-04-13 15:00
1900-04-13 16:00
1900-04-13 17:00
1900-04-13 18:00
1900-04-13 19:00
1900-04-13 20:00
1900-04-13 21:00
1900-04-13 22:00
1900-04-13 23:00
1900-04-14
1900-04-14 01:00
1900-04-14 02:00
1900-04-14 03:00
1900-04-14 04:00
1900-04-14 05:00
1900-04-14 06:00
1900-04-14 07:00
1900-04-14 08:00
1900-04-14 09:00
1900-04-14 10:00
1900-04-14 11:00
1900-04-14 12:00
1900-04-14 13:00
1900-04-14 14:00
1900-04-14 15:00
1900-04-14 16:00
1900-04-14 17:00
1900-04-14 18:00
1900-04-14 19:00
1900-04-14 20:00
1900-04-14 21:00
1900-04-14 22:00
1900-04-14 23:00
1900-04-15
1900-04-15 01:00
1900-04-15 02:00
1900-04-15 03:00
1900-04-15 04:00
1900-04-15 05:00
1900-04-15 06:00
1900-04-15 07:00
1900-04-15 08:00
1900-04-15 09:00
1900-04-15 10:00
1900-04-15 11:00
1900-04-15 12:00
1900-04-15 13:00
1900-04-15 14:00
1900-04-15 15:00
1900-04-15 16:00
1900-04-15 17:00
1900-04-15 18:00
1900-04-15 19:00
1900-04-15 20:00
1900-04-15 21:00
1900-04-15 22:00
1900-04-15 23:00
1900-04-16
1900-04-16 01:00
1900-04-16 02:00
1900-04-16 03:00
1900-04-16 04:00
1900-04-16 05:00
1900-04-16 06:00
1900-04-16 07:00
1900-04-16 08:00
1900-04-16 09:00
1900-04-16 10:00
1900-04-16 11:00
1900-04-16 12:00
1900-04-16 13:00
1900-04-16 14:00
1900-04-16 15:00
1900-04-16 16:00
1900-04-16 17:00
1900-04-16 18:00
1900-04-16 19:00
1900-04-16 20:00
1900-04-16 21:00
1900-04-16 22:00
1900-04-16 23:00
1900-04-17
1900-04-17 01:00
1900-04-17 02:00
1900-04-17 03:00
1900-04-17 04:00
1900-04-17 05:00
1900-04-17 06:00
1900-04-17 07:00
1900-04-17 08:00
1900-04-17 09:00
1900-04-17 10:00
1900-04-17 11:00
1900-04-17 12:00
1900-04-17 13:00
1900-04-17 14:00
1900-04-17 15:00
1900-04-17 16:00
1900-04-17 17:00
1900-04-17 18:00
1900-04-17 19:00
1900-04-17 20:00
1900-04-17 21:00
1900-04-17 22:00
1900-04-17 23:00
1900-04-18
1900-04-18 01:00
1900-04-18 02:00
1900-04-18 03:00
1900-04-18 04:00
1900-04-18 05:00
1900-04-18 06:00
1900-04-18 07:00
1900-04-18 08:00
1900-04-18 09:00
1900-04-18 10:00
1900-04-18 11:00
1900-04-18 12:00
1900-04-18 13:00
1900-04-18 14:00
1900-04-18 15:00
1900-04-18 16:00
1900-04-18 17:00
1900-04-18 18:00
1900-04-18 19:00
1900-04-18 20:00
1900-04-18 21:00
1900-04-18 22:00
1900-04-18 23:00
1900-04-19
1900-04-19 01:00
1900-04-19 02:00
1900-04-19 03:00
1900-04-19 04:00
1900-04-19 05:00
1900-04-19 06:00
1900-04-19 07:00
1900-04-19 08:00
1900-04-19 09:00
1900-04-19 10:00
1900-04-19 11:00
1900-04-19 12:00
1900-04-19 13:00
1900-04-19 14:00
1900-04-19 15:00
1900-04-19 16:00
1900-04-19 17:00
1900-04-19 18:00
1900-04-19 19:00
1900-04-19 20:00
1900-04-19 21:00
1900-04-19 22:00
1900-04-19 23:00
1900-04-20
1900-04-20 01:00
1900-04-20 02:00
1900-04-20 03:00
1900-04-20 04:00
1900-04-20 05:00
1900-04-20 06:00
1900-04-20 07:00
1900-04-20 08:00
1900-04-20 09:00
1900-04-20 10:00
1900-04-20 11:00
1900-04-20 12:00
1900-04-20 13:00
1900-04-20 14:00
1900-04-20 15:00
1900-04-20 16:00
1900-04-20 17:00
1900-04-20 18:00
1900-04-20 19:00
1900-04-20 20:00
1900-04-20 21:00
1900-04-20 22:00
1900-04-20 23:00
1900-04-21
1900-04-21 01:00
1900-04-21 02:00
1900-04-21 03:00
1900-04-21 04:00
1900-04-21 05:00
1900-04-21 06:00
1900-04-21 07:00
1900-04-21 08:00
1900-04-21 09:00
1900-04-21 10:00
1900-04-21 11:00
1900-04-21 12:00
1900-04-21 13:00
1900-04-21 14:00
1900-04-21 15:00
1900-04-21 16:00
1900-04-21 17:00
1900-04-21 18:00
1900-04-21 19:00
1900-04-21 20:00
1900-04-21 21:00
1900-04-21 22:00
1900-04-21 23:00
1900-04-22
1900-04-22 01:00
1900-04-22 02:00
1900-04-22 03:00
1900-04-22 04:00
1900-04-22 05:00
1900-04-22 06:00
1900-04-22 07:00
1900-04-22 08:00
1900-04-22 09:00
1900-04-22 10:00
1900-04-22 11:00
1900-04-22 12:00
1900-04-22 13:00
1900-04-22 14:00
1900-04-22 15:00
1900-04-22 16:00
1900-04-22 17:00
1900-04-22 18:00
1900-04-22 19:00
1900-04-22 20:00
1900-04-22 21:00
1900-04-22 22:00
1900-04-22 23:00
1900-04-23
1900-04-23 01:00
1900-04-23 02:00
1900-04-23 03:00
1900-04-23 04:00
1900-04-23 05:00
1900-04-23 06:00
1900-04-23 07:00
1900-04-23 08:00
1900-04-23 09:00
1900-04-23 10:00
1900-04-23 11:00
1900-04-23 12:00
1900-04-23 13:00
1900-04-23 14:00
1900-04-23 15:00
1900-04-23 16:00
1900-04-23 17:00
1900-04-23 18:00
1900-04-23 19:00
1900-04-23 20:00
1900-04-23 21:00
1900-04-23 22:00
1900-04-23 23:00
1900-04-24
1900-04-24 01:00
1900-04-24 02:00
1900-04-24 03:00
1900-04-24 04:00
1900-04-24 05:00
1900-04-24 06:00
1900-04-24 07:00
1900-04-24 08:00
1900-04-24 09:00
1900-04-24 10:00
1900-04-24 11:00
1900-04-24 12:00
1900-04-24 13:00
1900-04-24 14:00
1900-04-24 15:00
1900-04-24 16:00
1900-04-24 17:00
1900-04-24 18:00
1900-04-24 19:00
1900-04-24 20:00
1900-04-24 21:00
1900-04-24 22:00
1900-04-24 23:00
1900-04-25
1900-04-25 01:00
1900-04-25 02:00
1900-04-25 03:00
1900-04-25 04:00
1900-04-25 05:00
1900-04-25 06:00
1900-04-25 07:00
1900-04-25 08:00
1900-04-25 09:00
1900-04-25 10:00
1900-04-25 11:00
1900-04-25 12:00
1900-04-25 13:00
1900-04-25 14:00
1900-04-25 15:00
1900-04-25 16:00
1900-04-25 17:00
1900-04-25 18:00
1900-04-25 19:00
1900-04-25 20:00
1900-04-25 21:00
1900-04-25 22:00
1900-04-25 23:00
1900-04-26
1900-04-26 01:00
1900-04-26 02:00
1900-04-26 03:00
1900-04-26 04:00
1900-04-26 05:00
1900-04-26 06:00
1900-04-26 07:00
1900-04-26 08:00
1900-04-26 09:00
1900-04-26 10:00
1900-04-26 11:00
1900-04-26 12:00
1900-04-26 13:00
1900-04-26 14:00
1900-04-26 15:00
1900-04-26 16:00
1900-04-26 17:00
1900-04-26 18:00
1900-04-26 19:00
1900-04-26 20:00
1900-04-26 21:00
1900-04-26 22:00
1900-04-26 23:00
1900-04-27
1900-04-27 01:00
1900-04-27 02:00
1900-04-27 03:00
1900-04-27 04:00
1900-04-27 05:00
1900-04-27 06:00
1900-04-27 07:00
1900-04-27 08:00
1900-04-27 09:00
1900-04-27 10:00
1900-04-27 11:00
1900-04-27 12:00
1900-04-27 13:00
1900-04-27 14:00
1900-04-27 15:00
1900-04-27 16:00
1900-04-27 17:00
1900-04-27 18:00
1900-04-27 19:00
1900-04-27 20:00
1900-04-27 21:00
1900-04-27 22:00
1900-04-27 23:00
1900-04-28
1900-04-28 01:00
1900-04-28 02:00
1900-04-28 03:00
1900-04-28 04:00
1900-04-28 05:00
1900-04-28 06:00
1900-04-28 07:00
1900-04-28 08:00
1900-04-28 09:00
1900-04-28 10:00
1900-04-28 11:00
1900-04-28 12:00
1900-04-28 13:00
1900-04-28 14:00
1900-04-28 15:00
1900-04-28 16:00
1900-04-28 17:00
1900-04-28 18:00
1900-04-28 19:00
1900-04-28 20:00
1900-04-28 21:00
1900-04-28 22:00
1900-04-28 23:00
1900-04-29
1900-04-29 01:00
1900-04-29 02:00
1900-04-29 03:00
1900-04-29 04:00
1900-04-29 05:00
1900-04-29 06:00
1900-04-29 07:00
1900-04-29 08:00
1900-04-29 09:00
1900-04-29 10:00
1900-04-29 11:00
1900-04-29 12:00
1900-04-29 13:00
1900-04-29 14:00
1900-04-29 15:00
1900-04-29 16:00
1900-04-29 17:00
1900-04-29 18:00
1900-04-29 19:00
1900-04-29 20:00
1900-04-29 21:00
1900-04-29 22:00
1900-04-29 23:00
1900-04-30
1900-04-30 01:00
1900-04-30 02:00
1900-04-30 03:00
1900-04-30 04:00
1900-04-30 05:00
1900-04-30 06:00
1900-04-30 07:00
1900-04-30 08:00
1900-04-30 09:00
1900-04-30 10:00
1900-04-30 11:00
1900-04-30 12:00
1900-04-30 13:00
1900-04-30 14:00
1900-04-30 15:00
1900-04-30 16:00
1900-04-30 17:00
1900-04-30 18:00
1900-04-30 19:00
1900-04-30 20:00
1900-04-30 21:00
1900-04-30 22:00
1900-04-30 23:00
1900-05-01
1900-05-01 01:00
1900-05-01 02:00
1900-05-01 03:00
1900-05-01 04:00
1900-05-01 05:00
1900-05-01 06:00
1900-05-01 07:00
1900-05-01 08:00
1900-05-01 09:00
1900-05-01 10:00
1900-05-01 11:00
1900-05-01 12:00
1900-05-01 13:00
1900-05-01 14:00
1900-05-01 15:00
1900-05-01 16:00
1900-05-01 17:00
1900-05-01 18:00
1900-05-01 19:00
1900-05-01 20:00
1900-05-01 21:00
1900-05-01 22:00
1900-05-01 23:00
1900-05-02
1900-05-02 01:00
1900-05-02 02:00
1900-05-02 03:00
1900-05-02 04:00
1900-05-02 05:00
1900-05-02 06:00
1900-05-02 07:00
1900-05-02 08:00
1900-05-02 09:00
1900-05-02 10:00
1900-05-02 11:00
1900-05-02 12:00
1900-05-02 13:00
1900-05-02 14:00
1900-05-02 15:00
1900-05-02 16:00
1900-05-02 17:00
1900-05-02 18:00
1900-05-02 19:00
1900-05-02 20:00
1900-05-02 21:00
1900-05-02 22:00
1900-05-02 23:00
1900-05-03
1900-05-03 01:00
1900-05-03 02:00
1900-05-03 03:00
1900-05-03 04:00
1900-05-03 05:00
1900-05-03 06:00
1900-05-03 07:00
1900-05-03 08:00
1900-05-03 09:00
1900-05-03 10:00
1900-05-03 11:00
1900-05-03 12:00
1900-05-03 13:00
1900-05-03 14:00
1900-05-03 15:00
1900-05-03 16:00
1900-05-03 17:00
1900-05-03 18:00
1900-05-03 19:00
1900-05-03 20:00
1900-05-03 21:00
1900-05-03 22:00
1900-05-03 23:00
1900-05-04
1900-05-04 01:00
1900-05-04 02:00
1900-05-04 03:00
1900-05-04 04:00
1900-05-04 05:00
1900-05-04 06:00
1900-05-04 07:00
1900-05-04 08:00
1900-05-04 09:00
1900-05-04 10:00
1900-05-04 11:00
1900-05-04 12:00
1900-05-04 13:00
1900-05-04 14:00
1900-05-04 15:00
1900-05-04 16:00
1900-05-04 17:00
1900-05-04 18:00
1900-05-04 19:00
1900-05-04 20:00
1900-05-04 21:00
1900-05-04 22:00
1900-05-04 23:00
1900-05-05
1900-05-05 01:00
1900-05-05 02:00
1900-05-05 03:00
1900-05-05 04:00
1900-05-05 05:00
1900-05-05 06:00
1900-05-05 07:00
1900-05-05 08:00
1900-05-05 09:00
1900-05-05 10:00
1900-05-05 11:00
1900-05-05 12:00
1900-05-05 13:00
1900-05-05 14:00
1900-05-05 15:00
1900-05-05 16:00
1900-05-05 17:00
1900-05-05 18:00
1900-05-05 19:00
1900-05-05 20:00
1900-05-05 21:00
1900-05-05 22:00
1900-05-05 23:00
1900-05-06
1900-05-06 01:00
1900-05-06 02:00
1900-05-06 03:00
1900-05-06 04:00
1900-05-06 05:00
1900-05-06 06:00
1900-05-06 07:00
1900-05-06 08:00
1900-05-06 09:00
1900-05-06 10:00
1900-05-06 11:00
1900-05-06 12:00
1900-05-06 13:00
1900-05-06 14:00
1900-05-06 15:00
1900-05-06 16:00
1900-05-06 17:00
1900-05-06 18:00
1900-05-06 19:00
1900-05-06 20:00
1900-05-06 21:00
1900-05-06 22:00
1900-05-06 23:00
1900-05-07
1900-05-07 01:00
1900-05-07 02:00
1900-05-07 03:00
1900-05-07 04:00
1900-05-07 05:00
1900-05-07 06:00
1900-05-07 07:00
1900-05-07 08:00
1900-05-07 09:00
1900-05-07 10:00
1900-05-07 11:00
1900-05-07 12:00
1900-05-07 13:00
1900-05-07 14:00
1900-05-07 15:00
1900-05-07 16:00
1900-05-07 17:00
1900-05-07 18:00
1900-05-07 19:00
1900-05-07 20:00
1900-05-07 21:00
1900-05-07 22:00
1900-05-07 23:00
1900-05-08
1900-05-08 01:00
1900-05-08 02:00
1900-05-08 03:00
1900-05-08 04:00
1900-05-08 05:00
1900-05-08 06:00
1900-05-08 07:00
1900-05-08 08:00
1900-05-08 09:00
1900-05-08 10:00
1900-05-08 11:00
1900-05-08 12:00
1900-05-08 13:00
1900-05-08 14:00
1900-05-08 15:00
1900-05-08 16:00
1900-05-08 17:00
1900-05-08 18:00
1900-05-08 19:00
1900-05-08 20:00
1900-05-08 21:00
1900-05-08 22:00
1900-05-08 23:00
1900-05-09
1900-05-09 01:00
1900-05-09 02:00
1900-05-09 03:00
1900-05-09 04:00
1900-05-09 05:00
1900-05-09 06:00
1900-05-09 07:00
1900-05-09 08:00
1900-05-09 09:00
1900-05-09 10:00
1900-05-09 11:00
1900-05-09 12:00
1900-05-09 13:00
1900-05-09 14:00
1900-05-09 15:00
1900-05-09 16:00
1900-05-09 17:00
1900-05-09 18:00
1900-05-09 19:00
1900-05-09 20:00
1900-05-09 21:00
1900-05-09 22:00
1900-05-09 23:00
1900-05-10
1900-05-10 01:00
1900-05-10 02:00
1900-05-10 03:00
1900-05-10 04:00
1900-05-10 05:00
1900-05-10 06:00
1900-05-10 07:00
1900-05-10 08:00
1900-05-10 09:00
1900-05-10 10:00
1900-05-10 11:00
1900-05-10 12:00
1900-05-10 13:00
1900-05-10 14:00
1900-05-10 15:00
1900-05-10 16:00
1900-05-10 17:00
1900-05-10 18:00
1900-05-10 19:00
1900-05-10 20:00
1900-05-10 21:00
1900-05-10 22:00
1900-05-10 23:00
1900-05-11
1900-05-11 01:00
1900-05-11 02:00
1900-05-11 03:00
1900-05-11 04:00
1900-05-11 05:00
1900-05-11 06:00
1900-05-11 07:00
1900-05-11 08:00
1900-05-11 09:00
1900-05-11 10:00
1900-05-11 11:00
1900-05-11 12:00
1900-05-11 13:00
1900-05-11 14:00
1900-05-11 15:00
1900-05-11 16:00
1900-05-11 17:00
1900-05-11 18:00
1900-05-11 19:00
1900-05-11 20:00
1900-05-11 21:00
1900-05-11 22:00
1900-05-11 23:00
1900-05-12
1900-05-12 01:00
1900-05-12 02:00
1900-05-12 03:00
1900-05-12 04:00
1900-05-12 05:00
1900-05-12 06:00
1900-05-12 07:00
1900-05-12 08:00
1900-05-12 09:00
1900-05-12 10:00
1900-05-12 11:00
1900-05-12 12:00
1900-05-12 13:00
1900-05-12 14:00
1900-05-12 15:00
1900-05-12 16:00
1900-05-12 17:00
1900-05-12 18:00
1900-05-12 19:00
1900-05-12 20:00
1900-05-12 21:00
1900-05-12 22:00
1900-05-12 23:00
1900-05-13
1900-05-13 01:00
1900-05-13 02:00
1900-05-13 03:00
1900-05-13 04:00
1900-05-13 05:00
1900-05-13 06:00
1900-05-13 07:00
1900-05-13 08:00
1900-05-13 09:00
1900-05-13 10:00
1900-05-13 11:00
1900-05-13 12:00
1900-05-13 13:00
1900-05-13 14:00
1900-05-13 15:00
1900-05-13 16:00
1900-05-13 17:00
1900-05-13 18:00
1900-05-13 19:00
1900-05-13 20:00
1900-05-13 21:00
1900-05-13 22:00
1900-05-13 23:00
1900-05-14
1900-05-14 01:00
1900-05-14 02:00
1900-05-14 03:00
1900-05-14 04:00
1900-05-14 05:00
1900-05-14 06:00
1900-05-14 07:00
1900-05-14 08:00
1900-05-14 09:00
1900-05-14 10:00
1900-05-14 11:00
1900-05-14 12:00
1900-05-14 13:00
1900-05-14 14:00
1900-05-14 15:00
1900-05-14 16:00
1900-05-14 17:00
1900-05-14 18:00
1900-05-14 19:00
1900-05-14 20:00
1900-05-14 21:00
1900-05-14 22:00
1900-05-14 23:00
1900-05-15
1900-05-15 01:00
1900-05-15 02:00
1900-05-15 03:00
1900-05-15 04:00
1900-05-15 05:00
1900-05-15 06:00
1900-05-15 07:00
1900-05-15 08:00
1900-05-15 09:00
1900-05-15 10:00
1900-05-15 11:00
1900-05-15 12:00
1900-05-15 13:00
1900-05-15 14:00
1900-05-15 15:00
1900-05-15 16:00
1900-05-15 17:00
1900-05-15 18:00
1900-05-15 19:00
1900-05-15 20:00
1900-05-15 21:00
1900-05-15 22:00
1900-05-15 23:00
1900-05-16
1900-05-16 01:00
1900-05-16 02:00
1900-05-16 03:00
1900-05-16 04:00
1900-05-16 05:00
1900-05-16 06:00
1900-05-16 07:00
1900-05-16 08:00
1900-05-16 09:00
1900-05-16 10:00
1900-05-16 11:00
1900-05-16 12:00
1900-05-16 13:00
1900-05-16 14:00
1900-05-16 15:00
1900-05-16 16:00
1900-05-16 17:00
1900-05-16 18:00
1900-05-16 19:00
1900-05-16 20:00
1900-05-16 21:00
1900-05-16 22:00
1900-05-16 23:00
1900-05-17
1900-05-17 01:00
1900-05-17 02:00
1900-05-17 03:00
1900-05-17 04:00
1900-05-17 05:00
1900-05-17 06:00
1900-05-17 07:00
1900-05-17 08:00
1900-05-17 09:00
1900-05-17 10:00
1900-05-17 11:00
1900-05-17 12:00
1900-05-17 13:00
1900-05-17 14:00
1900-05-17 15:00
1900-05-17 16:00
1900-05-17 17:00
1900-05-17 18:00
1900-05-17 19:00
1900-05-17 20:00
1900-05-17 21:00
1900-05-17 22:00
1900-05-17 23:00
1900-05-18
1900-05-18 01:00
1900-05-18 02:00
1900-05-18 03:00
1900-05-18 04:00
1900-05-18 05:00
1900-05-18 06:00
1900-05-18 07:00
1900-05-18 08:00
1900-05-18 09:00
1900-05-18 10:00
1900-05-18 11:00
1900-05-18 12:00
1900-05-18 13:00
1900-05-18 14:00
1900-05-18 15:00
1900-05-18 16:00
1900-05-18 17:00
1900-05-18 18:00
1900-05-18 19:00
1900-05-18 20:00
1900-05-18 21:00
1900-05-18 22:00
1900-05-18 23:00
1900-05-19
1900-05-19 01:00
1900-05-19 02:00
1900-05-19 03:00
1900-05-19 04:00
1900-05-19 05:00
1900-05-19 06:00
1900-05-19 07:00
1900-05-19 08:00
1900-05-19 09:00
1900-05-19 10:00
1900-05-19 11:00
1900-05-19 12:00
1900-05-19 13:00
1900-05-19 14:00
1900-05-19 15:00
1900-05-19 16:00
1900-05-19 17:00
1900-05-19 18:00
1900-05-19 19:00
1900-05-19 20:00
1900-05-19 21:00
1900-05-19 22:00
1900-05-19 23:00
1900-05-20
1900-05-20 01:00
1900-05-20 02:00
1900-05-20 03:00
1900-05-20 04:00
1900-05-20 05:00
1900-05-20 06:00
1900-05-20 07:00
1900-05-20 08:00
1900-05-20 09:00
1900-05-20 10:00
1900-05-20 11:00
1900-05-20 12:00
1900-05-20 13:00
1900-05-20 14:00
1900-05-20 15:00
1900-05-20 16:00
1900-05-20 17:00
1900-05-20 18:00
1900-05-20 19:00
1900-05-20 20:00
1900-05-20 21:00
1900-05-20 22:00
1900-05-20 23:00
1900-05-21
1900-05-21 01:00
1900-05-21 02:00
1900-05-21 03:00
1900-05-21 04:00
1900-05-21 05:00
1900-05-21 06:00
1900-05-21 07:00
1900-05-21 08:00
1900-05-21 09:00
1900-05-21 10:00
1900-05-21 11:00
1900-05-21 12:00
1900-05-21 13:00
1900-05-21 14:00
1900-05-21 15:00
1900-05-21 16:00
1900-05-21 17:00
1900-05-21 18:00
1900-05-21 19:00
1900-05-21 20:00
1900-05-21 21:00
1900-05-21 22:00
1900-05-21 23:00
1900-05-22
1900-05-22 01:00
1900-05-22 02:00
1900-05-22 03:00
1900-05-22 04:00
1900-05-22 05:00
1900-05-22 06:00
1900-05-22 07:00
1900-05-22 08:00
1900-05-22 09:00
1900-05-22 10:00
1900-05-22 11:00
1900-05-22 12:00
1900-05-22 13:00
1900-05-22 14:00
1900-05-22 15:00
1900-05-22 16:00
1900-05-22 17:00
1900-05-22 18:00
1900-05-22 19:00
1900-05-22 20:00
1900-05-22 21:00
1900-05-22 22:00
1900-05-22 23:00
1900-05-23
1900-05-23 01:00
1900-05-23 02:00
1900-05-23 03:00
1900-05-23 04:00
1900-05-23 05:00
1900-05-23 06:00
1900-05-23 07:00
1900-05-23 08:00
1900-05-23 09:00
1900-05-23 10:00
1900-05-23 11:00
1900-05-23 12:00
1900-05-23 13:00
1900-05-23 14:00
1900-05-23 15:00
1900-05-23 16:00
1900-05-23 17:00
1900-05-23 18:00
1900-05-23 19:00
1900-05-23 20:00
1900-05-23 21:00
1900-05-23 22:00
1900-05-23 23:00
1900-05-24
1900-05-24 01:00
1900-05-24 02:00
1900-05-24 03:00
1900-05-24 04:00
1900-05-24 05:00
1900-05-24 06:00
1900-05-24 07:00
1900-05-24 08:00
1900-05-24 09:00
1900-05-24 10:00
1900-05-24 11:00
1900-05-24 12:00
1900-05-24 13:00
1900-05-24 14:00
1900-05-24 15:00
1900-05-24 16:00
1900-05-24 17:00
1900-05-24 18:00
1900-05-24 19:00
1900-05-24 20:00
1900-05-24 21:00
1900-05-24 22:00
1900-05-24 23:00
1900-05-25
1900-05-25 01:00
1900-05-25 02:00
1900-05-25 03:00
1900-05-25 04:00
1900-05-25 05:00
1900-05-25 06:00
1900-05-25 07:00
1900-05-25 08:00
1900-05-25 09:00
1900-05-25 10:00
1900-05-25 11:00
1900-05-25 12:00
1900-05-25 13:00
1900-05-25 14:00
1900-05-25 15:00
1900-05-25 16:00
1900-05-25 17:00
1900-05-25 18:00
1900-05-25 19:00
1900-05-25 20:00
1900-05-25 21:00
1900-05-25 22:00
1900-05-25 23:00
1900-05-26
1900-05-26 01:00
1900-05-26 02:00
1900-05-26 03:00
1900-05-26 04:00
1900-05-26 05:00
1900-05-26 06:00
1900-05-26 07:00
1900-05-26 08:00
1900-05-26 09:00
1900-05-26 10:00
1900-05-26 11:00
1900-05-26 12:00
1900-05-26 13:00
1900-05-26 14:00
1900-05-26 15:00
1900-05-26 16:00
1900-05-26 17:00
1900-05-26 18:00
1900-05-26 19:00
1900-05-26 20:00
1900-05-26 21:00
1900-05-26 22:00
1900-05-26 23:00
1900-05-27
1900-05-27 01:00
1900-05-27 02:00
1900-05-27 03:00
1900-05-27 04:00
1900-05-27 05:00
1900-05-27 06:00
1900-05-27 07:00
1900-05-27 08:00
1900-05-27 09:00
1900-05-27 10:00
1900-05-27 11:00
1900-05-27 12:00
1900-05-27 13:00
1900-05-27 14:00
1900-05-27 15:00
1900-05-27 16:00
1900-05-27 17:00
1900-05-27 18:00
1900-05-27 19:00
1900-05-27 20:00
1900-05-27 21:00
1900-05-27 22:00
1900-05-27 23:00
1900-05-28
1900-05-28 01:00
1900-05-28 02:00
1900-05-28 03:00
1900-05-28 04:00
1900-05-28 05:00
1900-05-28 06:00
1900-05-28 07:00
1900-05-28 08:00
1900-05-28 09:00
1900-05-28 10:00
1900-05-28 11:00
1900-05-28 12:00
1900-05-28 13:00
1900-05-28 14:00
1900-05-28 15:00
1900-05-28 16:00
1900-05-28 17:00
1900-05-28 18:00
1900-05-28 19:00
1900-05-28 20:00
1900-05-28 21:00
1900-05-28 22:00
1900-05-28 23:00
1900-05-29
1900-05-29 01:00
1900-05-29 02:00
1900-05-29 03:00
1900-05-29 04:00
1900-05-29 05:00
1900-05-29 06:00
1900-05-29 07:00
1900-05-29 08:00
1900-05-29 09:00
1900-05-29 10:00
1900-05-29 11:00
1900-05-29 12:00
1900-05-29 13:00
1900-05-29 14:00
1900-05-29 15:00
1900-05-29 16:00
1900-05-29 17:00
1900-05-29 18:00
1900-05-29 19:00
1900-05-29 20:00
1900-05-29 21:00
1900-05-29 22:00
1900-05-29 23:00
1900-05-30
1900-05-30 01:00
1900-05-30 02:00
1900-05-30 03:00
1900-05-30 04:00
1900-05-30 05:00
1900-05-30 06:00
1900-05-30 07:00
1900-05-30 08:00
1900-05-30 09:00
1900-05-30 10:00
1900-05-30 11:00
1900-05-30 12:00
1900-05-30 13:00
1900-05-30 14:00
1900-05-30 15:00
1900-05-30 16:00
1900-05-30 17:00
1900-05-30 18:00
1900-05-30 19:00
1900-05-30 20:00
1900-05-30 21:00
1900-05-30 22:00
1900-05-30 23:00
1900-05-31
1900-05-31 01:00
1900-05-31 02:00
1900-05-31 03:00
1900-05-31 04:00
1900-05-31 05:00
1900-05-31 06:00
1900-05-31 07:00
1900-05-31 08:00
1900-05-31 09:00
1900-05-31 10:00
1900-05-31 11:00
1900-05-31 12:00
1900-05-31 13:00
1900-05-31 14:00
1900-05-31 15:00
1900-05-31 16:00
1900-05-31 17:00
1900-05-31 18:00
1900-05-31 19:00
1900-05-31 20:00
1900-05-31 21:00
1900-05-31 22:00
1900-05-31 23:00
1900-06-01
1900-06-01 01:00
1900-06-01 02:00
1900-06-01 03:00
1900-06-01 04:00
1900-06-01 05:00
1900-06-01 06:00
1900-06-01 07:00
1900-06-01 08:00
1900-06-01 09:00
1900-06-01 10:00
1900-06-01 11:00
1900-06-01 12:00
1900-06-01 13:00
1900-06-01 14:00
1900-06-01 15:00
1900-06-01 16:00
1900-06-01 17:00
1900-06-01 18:00
1900-06-01 19:00
1900-06-01 20:00
1900-06-01 21:00
1900-06-01 22:00
1900-06-01 23:00
1900-06-02
1900-06-02 01:00
1900-06-02 02:00
1900-06-02 03:00
1900-06-02 04:00
1900-06-02 05:00
1900-06-02 06:00
1900-06-02 07:00
1900-06-02 08:00
1900-06-02 09:00
1900-06-02 10:00
1900-06-02 11:00
1900-06-02 12:00
1900-06-02 13:00
1900-06-02 14:00
1900-06-02 15:00
1900-06-02 16:00
1900-06-02 17:00
1900-06-02 18:00
1900-06-02 19:00
1900-06-02 20:00
1900-06-02 21:00
1900-06-02 22:00
1900-06-02 23:00
1900-06-03
1900-06-03 01:00
1900-06-03 02:00
1900-06-03 03:00
1900-06-03 04:00
1900-06-03 05:00
1900-06-03 06:00
1900-06-03 07:00
1900-06-03 08:00
1900-06-03 09:00
1900-06-03 10:00
1900-06-03 11:00
1900-06-03 12:00
1900-06-03 13:00
1900-06-03 14:00
1900-06-03 15:00
1900-06-03 16:00
1900-06-03 17:00
1900-06-03 18:00
1900-06-03 19:00
1900-06-03 20:00
1900-06-03 21:00
1900-06-03 22:00
1900-06-03 23:00
1900-06-04
1900-06-04 01:00
1900-06-04 02:00
1900-06-04 03:00
1900-06-04 04:00
1900-06-04 05:00
1900-06-04 06:00
1900-06-04 07:00
1900-06-04 08:00
1900-06-04 09:00
1900-06-04 10:00
1900-06-04 11:00
1900-06-04 12:00
1900-06-04 13:00
1900-06-04 14:00
1900-06-04 15:00
1900-06-04 16:00
1900-06-04 17:00
1900-06-04 18:00
1900-06-04 19:00
1900-06-04 20:00
1900-06-04 21:00
1900-06-04 22:00
1900-06-04 23:00
1900-06-05
1900-06-05 01:00
1900-06-05 02:00
1900-06-05 03:00
1900-06-05 04:00
1900-06-05 05:00
1900-06-05 06:00
1900-06-05 07:00
1900-06-05 08:00
1900-06-05 09:00
1900-06-05 10:00
1900-06-05 11:00
1900-06-05 12:00
1900-06-05 13:00
1900-06-05 14:00
1900-06-05 15:00
1900-06-05 16:00
1900-06-05 17:00
1900-06-05 18:00
1900-06-05 19:00
1900-06-05 20:00
1900-06-05 21:00
1900-06-05 22:00
1900-06-05 23:00
1900-06-06
1900-06-06 01:00
1900-06-06 02:00
1900-06-06 03:00
1900-06-06 04:00
1900-06-06 05:00
1900-06-06 06:00
1900-06-06 07:00
1900-06-06 08:00
1900-06-06 09:00
1900-06-06 10:00
1900-06-06 11:00
1900-06-06 12:00
1900-06-06 13:00
1900-06-06 14:00
1900-06-06 15:00
1900-06-06 16:00
1900-06-06 17:00
1900-06-06 18:00
1900-06-06 19:00
1900-06-06 20:00
1900-06-06 21:00
1900-06-06 22:00
1900-06-06 23:00
1900-06-07
1900-06-07 01:00
1900-06-07 02:00
1900-06-07 03:00
1900-06-07 04:00
1900-06-07 05:00
1900-06-07 06:00
1900-06-07 07:00
1900-06-07 08:00
1900-06-07 09:00
1900-06-07 10:00
1900-06-07 11:00
1900-06-07 12:00
1900-06-07 13:00
1900-06-07 14:00
1900-06-07 15:00
1900-06-07 16:00
1900-06-07 17:00
1900-06-07 18:00
1900-06-07 19:00
1900-06-07 20:00
1900-06-07 21:00
1900-06-07 22:00
1900-06-07 23:00
1900-06-08
1900-06-08 01:00
1900-06-08 02:00
1900-06-08 03:00
1900-06-08 04:00
1900-06-08 05:00
1900-06-08 06:00
1900-06-08 07:00
1900-06-08 08:00
1900-06-08 09:00
1900-06-08 10:00
1900-06-08 11:00
1900-06-08 12:00
1900-06-08 13:00
1900-06-08 14:00
1900-06-08 15:00
1900-06-08 16:00
1900-06-08 17:00
1900-06-08 18:00
1900-06-08 19:00
1900-06-08 20:00
1900-06-08 21:00
1900-06-08 22:00
1900-06-08 23:00
1900-06-09
1900-06-09 01:00
1900-06-09 02:00
1900-06-09 03:00
1900-06-09 04:00
1900-06-09 05:00
1900-06-09 06:00
1900-06-09 07:00
1900-06-09 08:00
1900-06-09 09:00
1900-06-09 10:00
1900-06-09 11:00
1900-06-09 12:00
1900-06-09 13:00
1900-06-09 14:00
1900-06-09 15:00
1900-06-09 16:00
1900-06-09 17:00
1900-06-09 18:00
1900-06-09 19:00
1900-06-09 20:00
1900-06-09 21:00
1900-06-09 22:00
1900-06-09 23:00
1900-06-10
1900-06-10 01:00
1900-06-10 02:00
1900-06-10 03:00
1900-06-10 04:00
1900-06-10 05:00
1900-06-10 06:00
1900-06-10 07:00
1900-06-10 08:00
1900-06-10 09:00
1900-06-10 10:00
1900-06-10 11:00
1900-06-10 12:00
1900-06-10 13:00
1900-06-10 14:00
1900-06-10 15:00
1900-06-10 16:00
1900-06-10 17:00
1900-06-10 18:00
1900-06-10 19:00
1900-06-10 20:00
1900-06-10 21:00
1900-06-10 22:00
1900-06-10 23:00
1900-06-11
1900-06-11 01:00
1900-06-11 02:00
1900-06-11 03:00
1900-06-11 04:00
1900-06-11 05:00
1900-06-11 06:00
1900-06-11 07:00
1900-06-11 08:00
1900-06-11 09:00
1900-06-11 10:00
1900-06-11 11:00
1900-06-11 12:00
1900-06-11 13:00
1900-06-11 14:00
1900-06-11 15:00
1900-06-11 16:00
1900-06-11 17:00
1900-06-11 18:00
1900-06-11 19:00
1900-06-11 20:00
1900-06-11 21:00
1900-06-11 22:00
1900-06-11 23:00
1900-06-12
1900-06-12 01:00
1900-06-12 02:00
1900-06-12 03:00
1900-06-12 04:00
1900-06-12 05:00
1900-06-12 06:00
1900-06-12 07:00
1900-06-12 08:00
1900-06-12 09:00
1900-06-12 10:00
1900-06-12 11:00
1900-06-12 12:00
1900-06-12 13:00
1900-06-12 14:00
1900-06-12 15:00
1900-06-12 16:00
1900-06-12 17:00
1900-06-12 18:00
1900-06-12 19:00
1900-06-12 20:00
1900-06-12 21:00
1900-06-12 22:00
1900-06-12 23:00
1900-06-13
1900-06-13 01:00
1900-06-13 02:00
1900-06-13 03:00
1900-06-13 04:00
1900-06-13 05:00
1900-06-13 06:00
1900-06-13 07:00
1900-06-13 08:00
1900-06-13 09:00
1900-06-13 10:00
1900-06-13 11:00
1900-06-13 12:00
1900-06-13 13:00
1900-06-13 14:00
1900-06-13 15:00
1900-06-13 16:00
1900-06-13 17:00
1900-06-13 18:00
1900-06-13 19:00
1900-06-13 20:00
1900-06-13 21:00
1900-06-13 22:00
1900-06-13 23:00
1900-06-14
1900-06-14 01:00
1900-06-14 02:00
1900-06-14 03:00
1900-06-14 04:00
1900-06-14 05:00
1900-06-14 06:00
1900-06-14 07:00
1900-06-14 08:00
1900-06-14 09:00
1900-06-14 10:00
1900-06-14 11:00
1900-06-14 12:00
1900-06-14 13:00
1900-06-14 14:00
1900-06-14 15:00
1900-06-14 16:00
1900-06-14 17:00
1900-06-14 18:00
1900-06-14 19:00
1900-06-14 20:00
1900-06-14 21:00
1900-06-14 22:00
1900-06-14 23:00
1900-06-15
1900-06-15 01:00
1900-06-15 02:00
1900-06-15 03:00
1900-06-15 04:00
1900-06-15 05:00
1900-06-15 06:00
1900-06-15 07:00
1900-06-15 08:00
1900-06-15 09:00
1900-06-15 10:00
1900-06-15 11:00
1900-06-15 12:00
1900-06-15 13:00
1900-06-15 14:00
1900-06-15 15:00
1900-06-15 16:00
1900-06-15 17:00
1900-06-15 18:00
1900-06-15 19:00
1900-06-15 20:00
1900-06-15 21:00
1900-06-15 22:00
1900-06-15 23:00
1900-06-16
1900-06-16 01:00
1900-06-16 02:00
1900-06-16 03:00
1900-06-16 04:00
1900-06-16 05:00
1900-06-16 06:00
1900-06-16 07:00
1900-06-16 08:00
1900-06-16 09:00
1900-06-16 10:00
1900-06-16 11:00
1900-06-16 12:00
1900-06-16 13:00
1900-06-16 14:00
1900-06-16 15:00
1900-06-16 16:00
1900-06-16 17:00
1900-06-16 18:00
1900-06-16 19:00
1900-06-16 20:00
1900-06-16 21:00
1900-06-16 22:00
1900-06-16 23:00
1900-06-17
1900-06-17 01:00
1900-06-17 02:00
1900-06-17 03:00
1900-06-17 04:00
1900-06-17 05:00
1900-06-17 06:00
1900-06-17 07:00
1900-06-17 08:00
1900-06-17 09:00
1900-06-17 10:00
1900-06-17 11:00
1900-06-17 12:00
1900-06-17 13:00
1900-06-17 14:00
1900-06-17 15:00
1900-06-17 16:00
1900-06-17 17:00
1900-06-17 18:00
1900-06-17 19:00
1900-06-17 20:00
1900-06-17 21:00
1900-06-17 22:00
1900-06-17 23:00
1900-06-18
1900-06-18 01:00
1900-06-18 02:00
1900-06-18 03:00
1900-06-18 04:00
1900-06-18 05:00
1900-06-18 06:00
1900-06-18 07:00
1900-06-18 08:00
1900-06-18 09:00
1900-06-18 10:00
1900-06-18 11:00
1900-06-18 12:00
1900-06-18 13:00
1900-06-18 14:00
1900-06-18 15:00
1900-06-18 16:00
1900-06-18 17:00
1900-06-18 18:00
1900-06-18 19:00
1900-06-18 20:00
1900-06-18 21:00
1900-06-18 22:00
1900-06-18 23:00
1900-06-19
1900-06-19 01:00
1900-06-19 02:00
1900-06-19 03:00
1900-06-19 04:00
1900-06-19 05:00
1900-06-19 06:00
1900-06-19 07:00
1900-06-19 08:00
1900-06-19 09:00
1900-06-19 10:00
1900-06-19 11:00
1900-06-19 12:00
1900-06-19 13:00
1900-06-19 14:00
1900-06-19 15:00
1900-06-19 16:00
1900-06-19 17:00
1900-06-19 18:00
1900-06-19 19:00
1900-06-19 20:00
1900-06-19 21:00
1900-06-19 22:00
1900-06-19 23:00
1900-06-20
1900-06-20 01:00
1900-06-20 02:00
1900-06-20 03:00
1900-06-20 04:00
1900-06-20 05:00
1900-06-20 06:00
1900-06-20 07:00
1900-06-20 08:00
1900-06-20 09:00
1900-06-20 10:00
1900-06-20 11:00
1900-06-20 12:00
1900-06-20 13:00
1900-06-20 14:00
1900-06-20 15:00
1900-06-20 16:00
1900-06-20 17:00
1900-06-20 18:00
1900-06-20 19:00
1900-06-20 20:00
1900-06-20 21:00
1900-06-20 22:00
1900-06-20 23:00
1900-06-21
1900-06-21 01:00
1900-06-21 02:00
1900-06-21 03:00
1900-06-21 04:00
1900-06-21 05:00
1900-06-21 06:00
1900-06-21 07:00
1900-06-21 08:00
1900-06-21 09:00
1900-06-21 10:00
1900-06-21 11:00
1900-06-21 12:00
1900-06-21 13:00
1900-06-21 14:00
1900-06-21 15:00
1900-06-21 16:00
1900-06-21 17:00
1900-06-21 18:00
1900-06-21 19:00
1900-06-21 20:00
1900-06-21 21:00
1900-06-21 22:00
1900-06-21 23:00
1900-06-22
1900-06-22 01:00
1900-06-22 02:00
1900-06-22 03:00
1900-06-22 04:00
1900-06-22 05:00
1900-06-22 06:00
1900-06-22 07:00
1900-06-22 08:00
1900-06-22 09:00
1900-06-22 10:00
1900-06-22 11:00
1900-06-22 12:00
1900-06-22 13:00
1900-06-22 14:00
1900-06-22 15:00
1900-06-22 16:00
1900-06-22 17:00
1900-06-22 18:00
1900-06-22 19:00
1900-06-22 20:00
1900-06-22 21:00
1900-06-22 22:00
1900-06-22 23:00
1900-06-23
1900-06-23 01:00
1900-06-23 02:00
1900-06-23 03:00
1900-06-23 04:00
1900-06-23 05:00
1900-06-23 06:00
1900-06-23 07:00
1900-06-23 08:00
1900-06-23 09:00
1900-06-23 10:00
1900-06-23 11:00
1900-06-23 12:00
1900-06-23 13:00
1900-06-23 14:00
1900-06-23 15:00
1900-06-23 16:00
1900-06-23 17:00
1900-06-23 18:00
1900-06-23 19:00
1900-06-23 20:00
1900-06-23 21:00
1900-06-23 22:00
1900-06-23 23:00
1900-06-24
1900-06-24 01:00
1900-06-24 02:00
1900-06-24 03:00
1900-06-24 04:00
1900-06-24 05:00
1900-06-24 06:00
1900-06-24 07:00
1900-06-24 08:00
1900-06-24 09:00
1900-06-24 10:00
1900-06-24 11:00
1900-06-24 12:00
1900-06-24 13:00
1900-06-24 14:00
1900-06-24 15:00
1900-06-24 16:00
1900-06-24 17:00
1900-06-24 18:00
1900-06-24 19:00
1900-06-24 20:00
1900-06-24 21:00
1900-06-24 22:00
1900-06-24 23:00
1900-06-25
1900-06-25 01:00
1900-06-25 02:00
1900-06-25 03:00
1900-06-25 04:00
1900-06-25 05:00
1900-06-25 06:00
1900-06-25 07:00
1900-06-25 08:00
1900-06-25 09:00
1900-06-25 10:00
1900-06-25 11:00
1900-06-25 12:00
1900-06-25 13:00
1900-06-25 14:00
1900-06-25 15:00
1900-06-25 16:00
1900-06-25 17:00
1900-06-25 18:00
1900-06-25 19:00
1900-06-25 20:00
1900-06-25 21:00
1900-06-25 22:00
1900-06-25 23:00
1900-06-26
1900-06-26 01:00
1900-06-26 02:00
1900-06-26 03:00
1900-06-26 04:00
1900-06-26 05:00
1900-06-26 06:00
1900-06-26 07:00
1900-06-26 08:00
1900-06-26 09:00
1900-06-26 10:00
1900-06-26 11:00
1900-06-26 12:00
1900-06-26 13:00
1900-06-26 14:00
1900-06-26 15:00
1900-06-26 16:00
1900-06-26 17:00
1900-06-26 18:00
1900-06-26 19:00
1900-06-26 20:00
1900-06-26 21:00
1900-06-26 22:00
1900-06-26 23:00
1900-06-27
1900-06-27 01:00
1900-06-27 02:00
1900-06-27 03:00
1900-06-27 04:00
1900-06-27 05:00
1900-06-27 06:00
1900-06-27 07:00
1900-06-27 08:00
1900-06-27 09:00
1900-06-27 10:00
1900-06-27 11:00
1900-06-27 12:00
1900-06-27 13:00
1900-06-27 14:00
1900-06-27 15:00
1900-06-27 16:00
1900-06-27 17:00
1900-06-27 18:00
1900-06-27 19:00
1900-06-27 20:00
1900-06-27 21:00
1900-06-27 22:00
1900-06-27 23:00
1900-06-28
1900-06-28 01:00
1900-06-28 02:00
1900-06-28 03:00
1900-06-28 04:00
1900-06-28 05:00
1900-06-28 06:00
1900-06-28 07:00
1900-06-28 08:00
1900-06-28 09:00
1900-06-28 10:00
1900-06-28 11:00
1900-06-28 12:00
1900-06-28 13:00
1900-06-28 14:00
1900-06-28 15:00
1900-06-28 16:00
1900-06-28 17:00
1900-06-28 18:00
1900-06-28 19:00
1900-06-28 20:00
1900-06-28 21:00
1900-06-28 22:00
1900-06-28 23:00
1900-06-29
1900-06-29 01:00
1900-06-29 02:00
1900-06-29 03:00
1900-06-29 04:00
1900-06-29 05:00
1900-06-29 06:00
1900-06-29 07:00
1900-06-29 08:00
1900-06-29 09:00
1900-06-29 10:00
1900-06-29 11:00
1900-06-29 12:00
1900-06-29 13:00
1900-06-29 14:00
1900-06-29 15:00
1900-06-29 16:00
1900-06-29 17:00
1900-06-29 18:00
1900-06-29 19:00
1900-06-29 20:00
1900-06-29 21:00
1900-06-29 22:00
1900-06-29 23:00
1900-06-30
1900-06-30 01:00
1900-06-30 02:00
1900-06-30 03:00
1900-06-30 04:00
1900-06-30 05:00
1900-06-30 06:00
1900-06-30 07:00
1900-06-30 08:00
1900-06-30 09:00
1900-06-30 10:00
1900-06-30 11:00
1900-06-30 12:00
1900-06-30 13:00
1900-06-30 14:00
1900-06-30 15:00
1900-06-30 16:00
1900-06-30 17:00
1900-06-30 18:00
1900-06-30 19:00
1900-06-30 20:00
1900-06-30 21:00
1900-06-30 22:00
1900-06-30 23:00
1900-07-01
1900-07-01 01:00
1900-07-01 02:00
1900-07-01 03:00
1900-07-01 04:00
1900-07-01 05:00
1900-07-01 06:00
1900-07-01 07:00
1900-07-01 08:00
1900-07-01 09:00
1900-07-01 10:00
1900-07-01 11:00
1900-07-01 12:00
1900-07-01 13:00
1900-07-01 14:00
1900-07-01 15:00
1900-07-01 16:00
1900-07-01 17:00
1900-07-01 18:00
1900-07-01 19:00
1900-07-01 20:00
1900-07-01 21:00
1900-07-01 22:00
1900-07-01 23:00
1900-07-02
1900-07-02 01:00
1900-07-02 02:00
1900-07-02 03:00
1900-07-02 04:00
1900-07-02 05:00
1900-07-02 06:00
1900-07-02 07:00
1900-07-02 08:00
1900-07-02 09:00
1900-07-02 10:00
1900-07-02 11:00
1900-07-02 12:00
1900-07-02 13:00
1900-07-02 14:00
1900-07-02 15:00
1900-07-02 16:00
1900-07-02 17:00
1900-07-02 18:00
1900-07-02 19:00
1900-07-02 20:00
1900-07-02 21:00
1900-07-02 22:00
1900-07-02 23:00
1900-07-03
1900-07-03 01:00
1900-07-03 02:00
1900-07-03 03:00
1900-07-03 04:00
1900-07-03 05:00
1900-07-03 06:00
1900-07-03 07:00
1900-07-03 08:00
1900-07-03 09:00
1900-07-03 10:00
1900-07-03 11:00
1900-07-03 12:00
1900-07-03 13:00
1900-07-03 14:00
1900-07-03 15:00
1900-07-03 16:00
1900-07-03 17:00
1900-07-03 18:00
1900-07-03 19:00
1900-07-03 20:00
1900-07-03 21:00
1900-07-03 22:00
1900-07-03 23:00
1900-07-04
1900-07-04 01:00
1900-07-04 02:00
1900-07-04 03:00
1900-07-04 04:00
1900-07-04 05:00
1900-07-04 06:00
1900-07-04 07:00
1900-07-04 08:00
1900-07-04 09:00
1900-07-04 10:00
1900-07-04 11:00
1900-07-04 12:00
1900-07-04 13:00
1900-07-04 14:00
1900-07-04 15:00
1900-07-04 16:00
1900-07-04 17:00
1900-07-04 18:00
1900-07-04 19:00
1900-07-04 20:00
1900-07-04 21:00
1900-07-04 22:00
1900-07-04 23:00
1900-07-05
1900-07-05 01:00
1900-07-05 02:00
1900-07-05 03:00
1900-07-05 04:00
1900-07-05 05:00
1900-07-05 06:00
1900-07-05 07:00
1900-07-05 08:00
1900-07-05 09:00
1900-07-05 10:00
1900-07-05 11:00
1900-07-05 12:00
1900-07-05 13:00
1900-07-05 14:00
1900-07-05 15:00
1900-07-05 16:00
1900-07-05 17:00
1900-07-05 18:00
1900-07-05 19:00
1900-07-05 20:00
1900-07-05 21:00
1900-07-05 22:00
1900-07-05 23:00
1900-07-06
1900-07-06 01:00
1900-07-06 02:00
1900-07-06 03:00
1900-07-06 04:00
1900-07-06 05:00
1900-07-06 06:00
1900-07-06 07:00
1900-07-06 08:00
1900-07-06 09:00
1900-07-06 10:00
1900-07-06 11:00
1900-07-06 12:00
1900-07-06 13:00
1900-07-06 14:00
1900-07-06 15:00
1900-07-06 16:00
1900-07-06 17:00
1900-07-06 18:00
1900-07-06 19:00
1900-07-06 20:00
1900-07-06 21:00
1900-07-06 22:00
1900-07-06 23:00
1900-07-07
1900-07-07 01:00
1900-07-07 02:00
1900-07-07 03:00
1900-07-07 04:00
1900-07-07 05:00
1900-07-07 06:00
1900-07-07 07:00
1900-07-07 08:00
1900-07-07 09:00
1900-07-07 10:00
1900-07-07 11:00
1900-07-07 12:00
1900-07-07 13:00
1900-07-07 14:00
1900-07-07 15:00
1900-07-07 16:00
1900-07-07 17:00
1900-07-07 18:00
1900-07-07 19:00
1900-07-07 20:00
1900-07-07 21:00
1900-07-07 22:00
1900-07-07 23:00
1900-07-08
1900-07-08 01:00
1900-07-08 02:00
1900-07-08 03:00
1900-07-08 04:00
1900-07-08 05:00
1900-07-08 06:00
1900-07-08 07:00
1900-07-08 08:00
1900-07-08 09:00
1900-07-08 10:00
1900-07-08 11:00
1900-07-08 12:00
1900-07-08 13:00
1900-07-08 14:00
1900-07-08 15:00
1900-07-08 16:00
1900-07-08 17:00
1900-07-08 18:00
1900-07-08 19:00
1900-07-08 20:00
1900-07-08 21:00
1900-07-08 22:00
1900-07-08 23:00
1900-07-09
1900-07-09 01:00
1900-07-09 02:00
1900-07-09 03:00
1900-07-09 04:00
1900-07-09 05:00
1900-07-09 06:00
1900-07-09 07:00
1900-07-09 08:00
1900-07-09 09:00
1900-07-09 10:00
1900-07-09 11:00
1900-07-09 12:00
1900-07-09 13:00
1900-07-09 14:00
1900-07-09 15:00
1900-07-09 16:00
1900-07-09 17:00
1900-07-09 18:00
1900-07-09 19:00
1900-07-09 20:00
1900-07-09 21:00
1900-07-09 22:00
1900-07-09 23:00
1900-07-10
1900-07-10 01:00
1900-07-10 02:00
1900-07-10 03:00
1900-07-10 04:00
1900-07-10 05:00
1900-07-10 06:00
1900-07-10 07:00
1900-07-10 08:00
1900-07-10 09:00
1900-07-10 10:00
1900-07-10 11:00
1900-07-10 12:00
1900-07-10 13:00
1900-07-10 14:00
1900-07-10 15:00
1900-07-10 16:00
1900-07-10 17:00
1900-07-10 18:00
1900-07-10 19:00
1900-07-10 20:00
1900-07-10 21:00
1900-07-10 22:00
1900-07-10 23:00
1900-07-11
1900-07-11 01:00
1900-07-11 02:00
1900-07-11 03:00
1900-07-11 04:00
1900-07-11 05:00
1900-07-11 06:00
1900-07-11 07:00
1900-07-11 08:00
1900-07-11 09:00
1900-07-11 10:00
1900-07-11 11:00
1900-07-11 12:00
1900-07-11 13:00
1900-07-11 14:00
1900-07-11 15:00
1900-07-11 16:00
1900-07-11 17:00
1900-07-11 18:00
1900-07-11 19:00
1900-07-11 20:00
1900-07-11 21:00
1900-07-11 22:00
1900-07-11 23:00
1900-07-12
1900-07-12 01:00
1900-07-12 02:00
1900-07-12 03:00
1900-07-12 04:00
1900-07-12 05:00
1900-07-12 06:00
1900-07-12 07:00
1900-07-12 08:00
1900-07-12 09:00
1900-07-12 10:00
1900-07-12 11:00
1900-07-12 12:00
1900-07-12 13:00
1900-07-12 14:00
1900-07-12 15:00
1900-07-12 16:00
1900-07-12 17:00
1900-07-12 18:00
1900-07-12 19:00
1900-07-12 20:00
1900-07-12 21:00
1900-07-12 22:00
1900-07-12 23:00
1900-07-13
1900-07-13 01:00
1900-07-13 02:00
1900-07-13 03:00
1900-07-13 04:00
1900-07-13 05:00
1900-07-13 06:00
1900-07-13 07:00
1900-07-13 08:00
1900-07-13 09:00
1900-07-13 10:00
1900-07-13 11:00
1900-07-13 12:00
1900-07-13 13:00
1900-07-13 14:00
1900-07-13 15:00
1900-07-13 16:00
1900-07-13 17:00
1900-07-13 18:00
1900-07-13 19:00
1900-07-13 20:00
1900-07-13 21:00
1900-07-13 22:00
1900-07-13 23:00
1900-07-14
1900-07-14 01:00
1900-07-14 02:00
1900-07-14 03:00
1900-07-14 04:00
1900-07-14 05:00
1900-07-14 06:00
1900-07-14 07:00
1900-07-14 08:00
1900-07-14 09:00
1900-07-14 10:00
1900-07-14 11:00
1900-07-14 12:00
1900-07-14 13:00
1900-07-14 14:00
1900-07-14 15:00
1900-07-14 16:00
1900-07-14 17:00
1900-07-14 18:00
1900-07-14 19:00
1900-07-14 20:00
1900-07-14 21:00
1900-07-14 22:00
1900-07-14 23:00
1900-07-15
1900-07-15 01:00
1900-07-15 02:00
1900-07-15 03:00
1900-07-15 04:00
1900-07-15 05:00
1900-07-15 06:00
1900-07-15 07:00
1900-07-15 08:00
1900-07-15 09:00
1900-07-15 10:00
1900-07-15 11:00
1900-07-15 12:00
1900-07-15 13:00
1900-07-15 14:00
1900-07-15 15:00
1900-07-15 16:00
1900-07-15 17:00
1900-07-15 18:00
1900-07-15 19:00
1900-07-15 20:00
1900-07-15 21:00
1900-07-15 22:00
1900-07-15 23:00
1900-07-16
1900-07-16 01:00
1900-07-16 02:00
1900-07-16 03:00
1900-07-16 04:00
1900-07-16 05:00
1900-07-16 06:00
1900-07-16 07:00
1900-07-16 08:00
1900-07-16 09:00
1900-07-16 10:00
1900-07-16 11:00
1900-07-16 12:00
1900-07-16 13:00
1900-07-16 14:00
1900-07-16 15:00
1900-07-16 16:00
1900-07-16 17:00
1900-07-16 18:00
1900-07-16 19:00
1900-07-16 20:00
1900-07-16 21:00
1900-07-16 22:00
1900-07-16 23:00
1900-07-17
1900-07-17 01:00
1900-07-17 02:00
1900-07-17 03:00
1900-07-17 04:00
1900-07-17 05:00
1900-07-17 06:00
1900-07-17 07:00
1900-07-17 08:00
1900-07-17 09:00
1900-07-17 10:00
1900-07-17 11:00
1900-07-17 12:00
1900-07-17 13:00
1900-07-17 14:00
1900-07-17 15:00
1900-07-17 16:00
1900-07-17 17:00
1900-07-17 18:00
1900-07-17 19:00
1900-07-17 20:00
1900-07-17 21:00
1900-07-17 22:00
1900-07-17 23:00
1900-07-18
1900-07-18 01:00
1900-07-18 02:00
1900-07-18 03:00
1900-07-18 04:00
1900-07-18 05:00
1900-07-18 06:00
1900-07-18 07:00
1900-07-18 08:00
1900-07-18 09:00
1900-07-18 10:00
1900-07-18 11:00
1900-07-18 12:00
1900-07-18 13:00
1900-07-18 14:00
1900-07-18 15:00
1900-07-18 16:00
1900-07-18 17:00
1900-07-18 18:00
1900-07-18 19:00
1900-07-18 20:00
1900-07-18 21:00
1900-07-18 22:00
1900-07-18 23:00
1900-07-19
1900-07-19 01:00
1900-07-19 02:00
1900-07-19 03:00
1900-07-19 04:00
1900-07-19 05:00
1900-07-19 06:00
1900-07-19 07:00
1900-07-19 08:00
1900-07-19 09:00
1900-07-19 10:00
1900-07-19 11:00
1900-07-19 12:00
1900-07-19 13:00
1900-07-19 14:00
1900-07-19 15:00
1900-07-19 16:00
1900-07-19 17:00
1900-07-19 18:00
1900-07-19 19:00
1900-07-19 20:00
1900-07-19 21:00
1900-07-19 22:00
1900-07-19 23:00
1900-07-20
1900-07-20 01:00
1900-07-20 02:00
1900-07-20 03:00
1900-07-20 04:00
1900-07-20 05:00
1900-07-20 06:00
1900-07-20 07:00
1900-07-20 08:00
1900-07-20 09:00
1900-07-20 10:00
1900-07-20 11:00
1900-07-20 12:00
1900-07-20 13:00
1900-07-20 14:00
1900-07-20 15:00
1900-07-20 16:00
1900-07-20 17:00
1900-07-20 18:00
1900-07-20 19:00
1900-07-20 20:00
1900-07-20 21:00
1900-07-20 22:00
1900-07-20 23:00
1900-07-21
1900-07-21 01:00
1900-07-21 02:00
1900-07-21 03:00
1900-07-21 04:00
1900-07-21 05:00
1900-07-21 06:00
1900-07-21 07:00
1900-07-21 08:00
1900-07-21 09:00
1900-07-21 10:00
1900-07-21 11:00
1900-07-21 12:00
1900-07-21 13:00
1900-07-21 14:00
1900-07-21 15:00
1900-07-21 16:00
1900-07-21 17:00
1900-07-21 18:00
1900-07-21 19:00
1900-07-21 20:00
1900-07-21 21:00
1900-07-21 22:00
1900-07-21 23:00
1900-07-22
1900-07-22 01:00
1900-07-22 02:00
1900-07-22 03:00
1900-07-22 04:00
1900-07-22 05:00
1900-07-22 06:00
1900-07-22 07:00
1900-07-22 08:00
1900-07-22 09:00
1900-07-22 10:00
1900-07-22 11:00
1900-07-22 12:00
1900-07-22 13:00
1900-07-22 14:00
1900-07-22 15:00
1900-07-22 16:00
1900-07-22 17:00
1900-07-22 18:00
1900-07-22 19:00
1900-07-22 20:00
1900-07-22 21:00
1900-07-22 22:00
1900-07-22 23:00
1900-07-23
1900-07-23 01:00
1900-07-23 02:00
1900-07-23 03:00
1900-07-23 04:00
1900-07-23 05:00
1900-07-23 06:00
1900-07-23 07:00
1900-07-23 08:00
1900-07-23 09:00
1900-07-23 10:00
1900-07-23 11:00
1900-07-23 12:00
1900-07-23 13:00
1900-07-23 14:00
1900-07-23 15:00
1900-07-23 16:00
1900-07-23 17:00
1900-07-23 18:00
1900-07-23 19:00
1900-07-23 20:00
1900-07-23 21:00
1900-07-23 22:00
1900-07-23 23:00
1900-07-24
1900-07-24 01:00
1900-07-24 02:00
1900-07-24 03:00
1900-07-24 04:00
1900-07-24 05:00
1900-07-24 06:00
1900-07-24 07:00
1900-07-24 08:00
1900-07-24 09:00
1900-07-24 10:00
1900-07-24 11:00
1900-07-24 12:00
1900-07-24 13:00
1900-07-24 14:00
1900-07-24 15:00
1900-07-24 16:00
1900-07-24 17:00
1900-07-24 18:00
1900-07-24 19:00
1900-07-24 20:00
1900-07-24 21:00
1900-07-24 22:00
1900-07-24 23:00
1900-07-25
1900-07-25 01:00
1900-07-25 02:00
1900-07-25 03:00
1900-07-25 04:00
1900-07-25 05:00
1900-07-25 06:00
1900-07-25 07:00
1900-07-25 08:00
1900-07-25 09:00
1900-07-25 10:00
1900-07-25 11:00
1900-07-25 12:00
1900-07-25 13:00
1900-07-25 14:00
1900-07-25 15:00
1900-07-25 16:00
1900-07-25 17:00
1900-07-25 18:00
1900-07-25 19:00
1900-07-25 20:00
1900-07-25 21:00
1900-07-25 22:00
1900-07-25 23:00
1900-07-26
1900-07-26 01:00
1900-07-26 02:00
1900-07-26 03:00
1900-07-26 04:00
1900-07-26 05:00
1900-07-26 06:00
1900-07-26 07:00
1900-07-26 08:00
1900-07-26 09:00
1900-07-26 10:00
1900-07-26 11:00
1900-07-26 12:00
1900-07-26 13:00
1900-07-26 14:00
1900-07-26 15:00
1900-07-26 16:00
1900-07-26 17:00
1900-07-26 18:00
1900-07-26 19:00
1900-07-26 20:00
1900-07-26 21:00
1900-07-26 22:00
1900-07-26 23:00
1900-07-27
1900-07-27 01:00
1900-07-27 02:00
1900-07-27 03:00
1900-07-27 04:00
1900-07-27 05:00
1900-07-27 06:00
1900-07-27 07:00
1900-07-27 08:00
1900-07-27 09:00
1900-07-27 10:00
1900-07-27 11:00
1900-07-27 12:00
1900-07-27 13:00
1900-07-27 14:00
1900-07-27 15:00
1900-07-27 16:00
1900-07-27 17:00
1900-07-27 18:00
1900-07-27 19:00
1900-07-27 20:00
1900-07-27 21:00
1900-07-27 22:00
1900-07-27 23:00
1900-07-28
1900-07-28 01:00
1900-07-28 02:00
1900-07-28 03:00
1900-07-28 04:00
1900-07-28 05:00
1900-07-28 06:00
1900-07-28 07:00
1900-07-28 08:00
1900-07-28 09:00
1900-07-28 10:00
1900-07-28 11:00
1900-07-28 12:00
1900-07-28 13:00
1900-07-28 14:00
1900-07-28 15:00
1900-07-28 16:00
1900-07-28 17:00
1900-07-28 18:00
1900-07-28 19:00
1900-07-28 20:00
1900-07-28 21:00
1900-07-28 22:00
1900-07-28 23:00
1900-07-29
1900-07-29 01:00
1900-07-29 02:00
1900-07-29 03:00
1900-07-29 04:00
1900-07-29 05:00
1900-07-29 06:00
1900-07-29 07:00
1900-07-29 08:00
1900-07-29 09:00
1900-07-29 10:00
1900-07-29 11:00
1900-07-29 12:00
1900-07-29 13:00
1900-07-29 14:00
1900-07-29 15:00
1900-07-29 16:00
1900-07-29 17:00
1900-07-29 18:00
1900-07-29 19:00
1900-07-29 20:00
1900-07-29 21:00
1900-07-29 22:00
1900-07-29 23:00
1900-07-30
1900-07-30 01:00
1900-07-30 02:00
1900-07-30 03:00
1900-07-30 04:00
1900-07-30 05:00
1900-07-30 06:00
1900-07-30 07:00
1900-07-30 08:00
1900-07-30 09:00
1900-07-30 10:00
1900-07-30 11:00
1900-07-30 12:00
1900-07-30 13:00
1900-07-30 14:00
1900-07-30 15:00
1900-07-30 16:00
1900-07-30 17:00
1900-07-30 18:00
1900-07-30 19:00
1900-07-30 20:00
1900-07-30 21:00
1900-07-30 22:00
1900-07-30 23:00
1900-07-31
1900-07-31 01:00
1900-07-31 02:00
1900-07-31 03:00
1900-07-31 04:00
1900-07-31 05:00
1900-07-31 06:00
1900-07-31 07:00
1900-07-31 08:00
1900-07-31 09:00
1900-07-31 10:00
1900-07-31 11:00
1900-07-31 12:00
1900-07-31 13:00
1900-07-31 14:00
1900-07-31 15:00
1900-07-31 16:00
1900-07-31 17:00
1900-07-31 18:00
1900-07-31 19:00
1900-07-31 20:00
1900-07-31 21:00
1900-07-31 22:00
1900-07-31 23:00
1900-08-01
1900-08-01 01:00
1900-08-01 02:00
1900-08-01 03:00
1900-08-01 04:00
1900-08-01 05:00
1900-08-01 06:00
1900-08-01 07:00
1900-08-01 08:00
1900-08-01 09:00
1900-08-01 10:00
1900-08-01 11:00
1900-08-01 12:00
1900-08-01 13:00
1900-08-01 14:00
1900-08-01 15:00
1900-08-01 16:00
1900-08-01 17:00
1900-08-01 18:00
1900-08-01 19:00
1900-08-01 20:00
1900-08-01 21:00
1900-08-01 22:00
1900-08-01 23:00
1900-08-02
1900-08-02 01:00
1900-08-02 02:00
1900-08-02 03:00
1900-08-02 04:00
1900-08-02 05:00
1900-08-02 06:00
1900-08-02 07:00
1900-08-02 08:00
1900-08-02 09:00
1900-08-02 10:00
1900-08-02 11:00
1900-08-02 12:00
1900-08-02 13:00
1900-08-02 14:00
1900-08-02 15:00
1900-08-02 16:00
1900-08-02 17:00
1900-08-02 18:00
1900-08-02 19:00
1900-08-02 20:00
1900-08-02 21:00
1900-08-02 22:00
1900-08-02 23:00
1900-08-03
1900-08-03 01:00
1900-08-03 02:00
1900-08-03 03:00
1900-08-03 04:00
1900-08-03 05:00
1900-08-03 06:00
1900-08-03 07:00
1900-08-03 08:00
1900-08-03 09:00
1900-08-03 10:00
1900-08-03 11:00
1900-08-03 12:00
1900-08-03 13:00
1900-08-03 14:00
1900-08-03 15:00
1900-08-03 16:00
1900-08-03 17:00
1900-08-03 18:00
1900-08-03 19:00
1900-08-03 20:00
1900-08-03 21:00
1900-08-03 22:00
1900-08-03 23:00
1900-08-04
1900-08-04 01:00
1900-08-04 02:00
1900-08-04 03:00
1900-08-04 04:00
1900-08-04 05:00
1900-08-04 06:00
1900-08-04 07:00
1900-08-04 08:00
1900-08-04 09:00
1900-08-04 10:00
1900-08-04 11:00
1900-08-04 12:00
1900-08-04 13:00
1900-08-04 14:00
1900-08-04 15:00
1900-08-04 16:00
1900-08-04 17:00
1900-08-04 18:00
1900-08-04 19:00
1900-08-04 20:00
1900-08-04 21:00
1900-08-04 22:00
1900-08-04 23:00
1900-08-05
1900-08-05 01:00
1900-08-05 02:00
1900-08-05 03:00
1900-08-05 04:00
1900-08-05 05:00
1900-08-05 06:00
1900-08-05 07:00
1900-08-05 08:00
1900-08-05 09:00
1900-08-05 10:00
1900-08-05 11:00
1900-08-05 12:00
1900-08-05 13:00
1900-08-05 14:00
1900-08-05 15:00
1900-08-05 16:00
1900-08-05 17:00
1900-08-05 18:00
1900-08-05 19:00
1900-08-05 20:00
1900-08-05 21:00
1900-08-05 22:00
1900-08-05 23:00
1900-08-06
1900-08-06 01:00
1900-08-06 02:00
1900-08-06 03:00
1900-08-06 04:00
1900-08-06 05:00
1900-08-06 06:00
1900-08-06 07:00
1900-08-06 08:00
1900-08-06 09:00
1900-08-06 10:00
1900-08-06 11:00
1900-08-06 12:00
1900-08-06 13:00
1900-08-06 14:00
1900-08-06 15:00
1900-08-06 16:00
1900-08-06 17:00
1900-08-06 18:00
1900-08-06 19:00
1900-08-06 20:00
1900-08-06 21:00
1900-08-06 22:00
1900-08-06 23:00
1900-08-07
1900-08-07 01:00
1900-08-07 02:00
1900-08-07 03:00
1900-08-07 04:00
1900-08-07 05:00
1900-08-07 06:00
1900-08-07 07:00
1900-08-07 08:00
1900-08-07 09:00
1900-08-07 10:00
1900-08-07 11:00
1900-08-07 12:00
1900-08-07 13:00
1900-08-07 14:00
1900-08-07 15:00
1900-08-07 16:00
1900-08-07 17:00
1900-08-07 18:00
1900-08-07 19:00
1900-08-07 20:00
1900-08-07 21:00
1900-08-07 22:00
1900-08-07 23:00
1900-08-08
1900-08-08 01:00
1900-08-08 02:00
1900-08-08 03:00
1900-08-08 04:00
1900-08-08 05:00
1900-08-08 06:00
1900-08-08 07:00
1900-08-08 08:00
1900-08-08 09:00
1900-08-08 10:00
1900-08-08 11:00
1900-08-08 12:00
1900-08-08 13:00
1900-08-08 14:00
1900-08-08 15:00
1900-08-08 16:00
1900-08-08 17:00
1900-08-08 18:00
1900-08-08 19:00
1900-08-08 20:00
1900-08-08 21:00
1900-08-08 22:00
1900-08-08 23:00
1900-08-09
1900-08-09 01:00
1900-08-09 02:00
1900-08-09 03:00
1900-08-09 04:00
1900-08-09 05:00
1900-08-09 06:00
1900-08-09 07:00
1900-08-09 08:00
1900-08-09 09:00
1900-08-09 10:00
1900-08-09 11:00
1900-08-09 12:00
1900-08-09 13:00
1900-08-09 14:00
1900-08-09 15:00
1900-08-09 16:00
1900-08-09 17:00
1900-08-09 18:00
1900-08-09 19:00
1900-08-09 20:00
1900-08-09 21:00
1900-08-09 22:00
1900-08-09 23:00
1900-08-10
1900-08-10 01:00
1900-08-10 02:00
1900-08-10 03:00
1900-08-10 04:00
1900-08-10 05:00
1900-08-10 06:00
1900-08-10 07:00
1900-08-10 08:00
1900-08-10 09:00
1900-08-10 10:00
1900-08-10 11:00
1900-08-10 12:00
1900-08-10 13:00
1900-08-10 14:00
1900-08-10 15:00
1900-08-10 16:00
1900-08-10 17:00
1900-08-10 18:00
1900-08-10 19:00
1900-08-10 20:00
1900-08-10 21:00
1900-08-10 22:00
1900-08-10 23:00
1900-08-11
1900-08-11 01:00
1900-08-11 02:00
1900-08-11 03:00
1900-08-11 04:00
1900-08-11 05:00
1900-08-11 06:00
1900-08-11 07:00
1900-08-11 08:00
1900-08-11 09:00
1900-08-11 10:00
1900-08-11 11:00
1900-08-11 12:00
1900-08-11 13:00
1900-08-11 14:00
1900-08-11 15:00
1900-08-11 16:00
1900-08-11 17:00
1900-08-11 18:00
1900-08-11 19:00
1900-08-11 20:00
1900-08-11 21:00
1900-08-11 22:00
1900-08-11 23:00
1900-08-12
1900-08-12 01:00
1900-08-12 02:00
1900-08-12 03:00
1900-08-12 04:00
1900-08-12 05:00
1900-08-12 06:00
1900-08-12 07:00
1900-08-12 08:00
1900-08-12 09:00
1900-08-12 10:00
1900-08-12 11:00
1900-08-12 12:00
1900-08-12 13:00
1900-08-12 14:00
1900-08-12 15:00
1900-08-12 16:00
1900-08-12 17:00
1900-08-12 18:00
1900-08-12 19:00
1900-08-12 20:00
1900-08-12 21:00
1900-08-12 22:00
1900-08-12 23:00
1900-08-13
1900-08-13 01:00
1900-08-13 02:00
1900-08-13 03:00
1900-08-13 04:00
1900-08-13 05:00
1900-08-13 06:00
1900-08-13 07:00
1900-08-13 08:00
1900-08-13 09:00
1900-08-13 10:00
1900-08-13 11:00
1900-08-13 12:00
1900-08-13 13:00
1900-08-13 14:00
1900-08-13 15:00
1900-08-13 16:00
1900-08-13 17:00
1900-08-13 18:00
1900-08-13 19:00
1900-08-13 20:00
1900-08-13 21:00
1900-08-13 22:00
1900-08-13 23:00
1900-08-14
1900-08-14 01:00
1900-08-14 02:00
1900-08-14 03:00
1900-08-14 04:00
1900-08-14 05:00
1900-08-14 06:00
1900-08-14 07:00
1900-08-14 08:00
1900-08-14 09:00
1900-08-14 10:00
1900-08-14 11:00
1900-08-14 12:00
1900-08-14 13:00
1900-08-14 14:00
1900-08-14 15:00
1900-08-14 16:00
1900-08-14 17:00
1900-08-14 18:00
1900-08-14 19:00
1900-08-14 20:00
1900-08-14 21:00
1900-08-14 22:00
1900-08-14 23:00
1900-08-15
1900-08-15 01:00
1900-08-15 02:00
1900-08-15 03:00
1900-08-15 04:00
1900-08-15 05:00
1900-08-15 06:00
1900-08-15 07:00
1900-08-15 08:00
1900-08-15 09:00
1900-08-15 10:00
1900-08-15 11:00
1900-08-15 12:00
1900-08-15 13:00
1900-08-15 14:00
1900-08-15 15:00
1900-08-15 16:00
1900-08-15 17:00
1900-08-15 18:00
1900-08-15 19:00
1900-08-15 20:00
1900-08-15 21:00
1900-08-15 22:00
1900-08-15 23:00
1900-08-16
1900-08-16 01:00
1900-08-16 02:00
1900-08-16 03:00
1900-08-16 04:00
1900-08-16 05:00
1900-08-16 06:00
1900-08-16 07:00
1900-08-16 08:00
1900-08-16 09:00
1900-08-16 10:00
1900-08-16 11:00
1900-08-16 12:00
1900-08-16 13:00
1900-08-16 14:00
1900-08-16 15:00
1900-08-16 16:00
1900-08-16 17:00
1900-08-16 18:00
1900-08-16 19:00
1900-08-16 20:00
1900-08-16 21:00
1900-08-16 22:00
1900-08-16 23:00
1900-08-17
1900-08-17 01:00
1900-08-17 02:00
1900-08-17 03:00
1900-08-17 04:00
1900-08-17 05:00
1900-08-17 06:00
1900-08-17 07:00
1900-08-17 08:00
1900-08-17 09:00
1900-08-17 10:00
1900-08-17 11:00
1900-08-17 12:00
1900-08-17 13:00
1900-08-17 14:00
1900-08-17 15:00
1900-08-17 16:00
1900-08-17 17:00
1900-08-17 18:00
1900-08-17 19:00
1900-08-17 20:00
1900-08-17 21:00
1900-08-17 22:00
1900-08-17 23:00
1900-08-18
1900-08-18 01:00
1900-08-18 02:00
1900-08-18 03:00
1900-08-18 04:00
1900-08-18 05:00
1900-08-18 06:00
1900-08-18 07:00
1900-08-18 08:00
1900-08-18 09:00
1900-08-18 10:00
1900-08-18 11:00
1900-08-18 12:00
1900-08-18 13:00
1900-08-18 14:00
1900-08-18 15:00
1900-08-18 16:00
1900-08-18 17:00
1900-08-18 18:00
1900-08-18 19:00
1900-08-18 20:00
1900-08-18 21:00
1900-08-18 22:00
1900-08-18 23:00
1900-08-19
1900-08-19 01:00
1900-08-19 02:00
1900-08-19 03:00
1900-08-19 04:00
1900-08-19 05:00
1900-08-19 06:00
1900-08-19 07:00
1900-08-19 08:00
1900-08-19 09:00
1900-08-19 10:00
1900-08-19 11:00
1900-08-19 12:00
1900-08-19 13:00
1900-08-19 14:00
1900-08-19 15:00
1900-08-19 16:00
1900-08-19 17:00
1900-08-19 18:00
1900-08-19 19:00
1900-08-19 20:00
1900-08-19 21:00
1900-08-19 22:00
1900-08-19 23:00
1900-08-20
1900-08-20 01:00
1900-08-20 02:00
1900-08-20 03:00
1900-08-20 04:00
1900-08-20 05:00
1900-08-20 06:00
1900-08-20 07:00
1900-08-20 08:00
1900-08-20 09:00
1900-08-20 10:00
1900-08-20 11:00
1900-08-20 12:00
1900-08-20 13:00
1900-08-20 14:00
1900-08-20 15:00
1900-08-20 16:00
1900-08-20 17:00
1900-08-20 18:00
1900-08-20 19:00
1900-08-20 20:00
1900-08-20 21:00
1900-08-20 22:00
1900-08-20 23:00
1900-08-21
1900-08-21 01:00
1900-08-21 02:00
1900-08-21 03:00
1900-08-21 04:00
1900-08-21 05:00
1900-08-21 06:00
1900-08-21 07:00
1900-08-21 08:00
1900-08-21 09:00
1900-08-21 10:00
1900-08-21 11:00
1900-08-21 12:00
1900-08-21 13:00
1900-08-21 14:00
1900-08-21 15:00
1900-08-21 16:00
1900-08-21 17:00
1900-08-21 18:00
1900-08-21 19:00
1900-08-21 20:00
1900-08-21 21:00
1900-08-21 22:00
1900-08-21 23:00
1900-08-22
1900-08-22 01:00
1900-08-22 02:00
1900-08-22 03:00
1900-08-22 04:00
1900-08-22 05:00
1900-08-22 06:00
1900-08-22 07:00
1900-08-22 08:00
1900-08-22 09:00
1900-08-22 10:00
1900-08-22 11:00
1900-08-22 12:00
1900-08-22 13:00
1900-08-22 14:00
1900-08-22 15:00
1900-08-22 16:00
1900-08-22 17:00
1900-08-22 18:00
1900-08-22 19:00
1900-08-22 20:00
1900-08-22 21:00
1900-08-22 22:00
1900-08-22 23:00
1900-08-23
1900-08-23 01:00
1900-08-23 02:00
1900-08-23 03:00
1900-08-23 04:00
1900-08-23 05:00
1900-08-23 06:00
1900-08-23 07:00
1900-08-23 08:00
1900-08-23 09:00
1900-08-23 10:00
1900-08-23 11:00
1900-08-23 12:00
1900-08-23 13:00
1900-08-23 14:00
1900-08-23 15:00
1900-08-23 16:00
1900-08-23 17:00
1900-08-23 18:00
1900-08-23 19:00
1900-08-23 20:00
1900-08-23 21:00
1900-08-23 22:00
1900-08-23 23:00
1900-08-24
1900-08-24 01:00
1900-08-24 02:00
1900-08-24 03:00
1900-08-24 04:00
1900-08-24 05:00
1900-08-24 06:00
1900-08-24 07:00
1900-08-24 08:00
1900-08-24 09:00
1900-08-24 10:00
1900-08-24 11:00
1900-08-24 12:00
1900-08-24 13:00
1900-08-24 14:00
1900-08-24 15:00
1900-08-24 16:00
1900-08-24 17:00
1900-08-24 18:00
1900-08-24 19:00
1900-08-24 20:00
1900-08-24 21:00
1900-08-24 22:00
1900-08-24 23:00
1900-08-25
1900-08-25 01:00
1900-08-25 02:00
1900-08-25 03:00
1900-08-25 04:00
1900-08-25 05:00
1900-08-25 06:00
1900-08-25 07:00
1900-08-25 08:00
1900-08-25 09:00
1900-08-25 10:00
1900-08-25 11:00
1900-08-25 12:00
1900-08-25 13:00
1900-08-25 14:00
1900-08-25 15:00
1900-08-25 16:00
1900-08-25 17:00
1900-08-25 18:00
1900-08-25 19:00
1900-08-25 20:00
1900-08-25 21:00
1900-08-25 22:00
1900-08-25 23:00
1900-08-26
1900-08-26 01:00
1900-08-26 02:00
1900-08-26 03:00
1900-08-26 04:00
1900-08-26 05:00
1900-08-26 06:00
1900-08-26 07:00
1900-08-26 08:00
1900-08-26 09:00
1900-08-26 10:00
1900-08-26 11:00
1900-08-26 12:00
1900-08-26 13:00
1900-08-26 14:00
1900-08-26 15:00
1900-08-26 16:00
1900-08-26 17:00
1900-08-26 18:00
1900-08-26 19:00
1900-08-26 20:00
1900-08-26 21:00
1900-08-26 22:00
1900-08-26 23:00
1900-08-27
1900-08-27 01:00
1900-08-27 02:00
1900-08-27 03:00
1900-08-27 04:00
1900-08-27 05:00
1900-08-27 06:00
1900-08-27 07:00
1900-08-27 08:00
1900-08-27 09:00
1900-08-27 10:00
1900-08-27 11:00
1900-08-27 12:00
1900-08-27 13:00
1900-08-27 14:00
1900-08-27 15:00
1900-08-27 16:00
1900-08-27 17:00
1900-08-27 18:00
1900-08-27 19:00
1900-08-27 20:00
1900-08-27 21:00
1900-08-27 22:00
1900-08-27 23:00
1900-08-28
1900-08-28 01:00
1900-08-28 02:00
1900-08-28 03:00
1900-08-28 04:00
1900-08-28 05:00
1900-08-28 06:00
1900-08-28 07:00
1900-08-28 08:00
1900-08-28 09:00
1900-08-28 10:00
1900-08-28 11:00
1900-08-28 12:00
1900-08-28 13:00
1900-08-28 14:00
1900-08-28 15:00
1900-08-28 16:00
1900-08-28 17:00
1900-08-28 18:00
1900-08-28 19:00
1900-08-28 20:00
1900-08-28 21:00
1900-08-28 22:00
1900-08-28 23:00
1900-08-29
1900-08-29 01:00
1900-08-29 02:00
1900-08-29 03:00
1900-08-29 04:00
1900-08-29 05:00
1900-08-29 06:00
1900-08-29 07:00
1900-08-29 08:00
1900-08-29 09:00
1900-08-29 10:00
1900-08-29 11:00
1900-08-29 12:00
1900-08-29 13:00
1900-08-29 14:00
1900-08-29 15:00
1900-08-29 16:00
1900-08-29 17:00
1900-08-29 18:00
1900-08-29 19:00
1900-08-29 20:00
1900-08-29 21:00
1900-08-29 22:00
1900-08-29 23:00
1900-08-30
1900-08-30 01:00
1900-08-30 02:00
1900-08-30 03:00
1900-08-30 04:00
1900-08-30 05:00
1900-08-30 06:00
1900-08-30 07:00
1900-08-30 08:00
1900-08-30 09:00
1900-08-30 10:00
1900-08-30 11:00
1900-08-30 12:00
1900-08-30 13:00
1900-08-30 14:00
1900-08-30 15:00
1900-08-30 16:00
1900-08-30 17:00
1900-08-30 18:00
1900-08-30 19:00
1900-08-30 20:00
1900-08-30 21:00
1900-08-30 22:00
1900-08-30 23:00
1900-08-31
1900-08-31 01:00
1900-08-31 02:00
1900-08-31 03:00
1900-08-31 04:00
1900-08-31 05:00
1900-08-31 06:00
1900-08-31 07:00
1900-08-31 08:00
1900-08-31 09:00
1900-08-31 10:00
1900-08-31 11:00
1900-08-31 12:00
1900-08-31 13:00
1900-08-31 14:00
1900-08-31 15:00
1900-08-31 16:00
1900-08-31 17:00
1900-08-31 18:00
1900-08-31 19:00
1900-08-31 20:00
1900-08-31 21:00
1900-08-31 22:00
1900-08-31 23:00
1900-09-01
1900-09-01 01:00
1900-09-01 02:00
1900-09-01 03:00
1900-09-01 04:00
1900-09-01 05:00
1900-09-01 06:00
1900-09-01 07:00
1900-09-01 08:00
1900-09-01 09:00
1900-09-01 10:00
1900-09-01 11:00
1900-09-01 12:00
1900-09-01 13:00
1900-09-01 14:00
1900-09-01 15:00
1900-09-01 16:00
1900-09-01 17:00
1900-09-01 18:00
1900-09-01 19:00
1900-09-01 20:00
1900-09-01 21:00
1900-09-01 22:00
1900-09-01 23:00
1900-09-02
1900-09-02 01:00
1900-09-02 02:00
1900-09-02 03:00
1900-09-02 04:00
1900-09-02 05:00
1900-09-02 06:00
1900-09-02 07:00
1900-09-02 08:00
1900-09-02 09:00
1900-09-02 10:00
1900-09-02 11:00
1900-09-02 12:00
1900-09-02 13:00
1900-09-02 14:00
1900-09-02 15:00
1900-09-02 16:00
1900-09-02 17:00
1900-09-02 18:00
1900-09-02 19:00
1900-09-02 20:00
1900-09-02 21:00
1900-09-02 22:00
1900-09-02 23:00
1900-09-03
1900-09-03 01:00
1900-09-03 02:00
1900-09-03 03:00
1900-09-03 04:00
1900-09-03 05:00
1900-09-03 06:00
1900-09-03 07:00
1900-09-03 08:00
1900-09-03 09:00
1900-09-03 10:00
1900-09-03 11:00
1900-09-03 12:00
1900-09-03 13:00
1900-09-03 14:00
1900-09-03 15:00
1900-09-03 16:00
1900-09-03 17:00
1900-09-03 18:00
1900-09-03 19:00
1900-09-03 20:00
1900-09-03 21:00
1900-09-03 22:00
1900-09-03 23:00
1900-09-04
1900-09-04 01:00
1900-09-04 02:00
1900-09-04 03:00
1900-09-04 04:00
1900-09-04 05:00
1900-09-04 06:00
1900-09-04 07:00
1900-09-04 08:00
1900-09-04 09:00
1900-09-04 10:00
1900-09-04 11:00
1900-09-04 12:00
1900-09-04 13:00
1900-09-04 14:00
1900-09-04 15:00
1900-09-04 16:00
1900-09-04 17:00
1900-09-04 18:00
1900-09-04 19:00
1900-09-04 20:00
1900-09-04 21:00
1900-09-04 22:00
1900-09-04 23:00
1900-09-05
1900-09-05 01:00
1900-09-05 02:00
1900-09-05 03:00
1900-09-05 04:00
1900-09-05 05:00
1900-09-05 06:00
1900-09-05 07:00
1900-09-05 08:00
1900-09-05 09:00
1900-09-05 10:00
1900-09-05 11:00
1900-09-05 12:00
1900-09-05 13:00
1900-09-05 14:00
1900-09-05 15:00
1900-09-05 16:00
1900-09-05 17:00
1900-09-05 18:00
1900-09-05 19:00
1900-09-05 20:00
1900-09-05 21:00
1900-09-05 22:00
1900-09-05 23:00
1900-09-06
1900-09-06 01:00
1900-09-06 02:00
1900-09-06 03:00
1900-09-06 04:00
1900-09-06 05:00
1900-09-06 06:00
1900-09-06 07:00
1900-09-06 08:00
1900-09-06 09:00
1900-09-06 10:00
1900-09-06 11:00
1900-09-06 12:00
1900-09-06 13:00
1900-09-06 14:00
1900-09-06 15:00
1900-09-06 16:00
1900-09-06 17:00
1900-09-06 18:00
1900-09-06 19:00
1900-09-06 20:00
1900-09-06 21:00
1900-09-06 22:00
1900-09-06 23:00
1900-09-07
1900-09-07 01:00
1900-09-07 02:00
1900-09-07 03:00
1900-09-07 04:00
1900-09-07 05:00
1900-09-07 06:00
1900-09-07 07:00
1900-09-07 08:00
1900-09-07 09:00
1900-09-07 10:00
1900-09-07 11:00
1900-09-07 12:00
1900-09-07 13:00
1900-09-07 14:00
1900-09-07 15:00
1900-09-07 16:00
1900-09-07 17:00
1900-09-07 18:00
1900-09-07 19:00
1900-09-07 20:00
1900-09-07 21:00
1900-09-07 22:00
1900-09-07 23:00
1900-09-08
1900-09-08 01:00
1900-09-08 02:00
1900-09-08 03:00
1900-09-08 04:00
1900-09-08 05:00
1900-09-08 06:00
1900-09-08 07:00
1900-09-08 08:00
1900-09-08 09:00
1900-09-08 10:00
1900-09-08 11:00
1900-09-08 12:00
1900-09-08 13:00
1900-09-08 14:00
1900-09-08 15:00
1900-09-08 16:00
1900-09-08 17:00
1900-09-08 18:00
1900-09-08 19:00
1900-09-08 20:00
1900-09-08 21:00
1900-09-08 22:00
1900-09-08 23:00
1900-09-09
1900-09-09 01:00
1900-09-09 02:00
1900-09-09 03:00
1900-09-09 04:00
1900-09-09 05:00
1900-09-09 06:00
1900-09-09 07:00
1900-09-09 08:00
1900-09-09 09:00
1900-09-09 10:00
1900-09-09 11:00
1900-09-09 12:00
1900-09-09 13:00
1900-09-09 14:00
1900-09-09 15:00
1900-09-09 16:00
1900-09-09 17:00
1900-09-09 18:00
1900-09-09 19:00
1900-09-09 20:00
1900-09-09 21:00
1900-09-09 22:00
1900-09-09 23:00
1900-09-10
1900-09-10 01:00
1900-09-10 02:00
1900-09-10 03:00
1900-09-10 04:00
1900-09-10 05:00
1900-09-10 06:00
1900-09-10 07:00
1900-09-10 08:00
1900-09-10 09:00
1900-09-10 10:00
1900-09-10 11:00
1900-09-10 12:00
1900-09-10 13:00
1900-09-10 14:00
1900-09-10 15:00
1900-09-10 16:00
1900-09-10 17:00
1900-09-10 18:00
1900-09-10 19:00
1900-09-10 20:00
1900-09-10 21:00
1900-09-10 22:00
1900-09-10 23:00
1900-09-11
1900-09-11 01:00
1900-09-11 02:00
1900-09-11 03:00
1900-09-11 04:00
1900-09-11 05:00
1900-09-11 06:00
1900-09-11 07:00
1900-09-11 08:00
1900-09-11 09:00
1900-09-11 10:00
1900-09-11 11:00
1900-09-11 12:00
1900-09-11 13:00
1900-09-11 14:00
1900-09-11 15:00
1900-09-11 16:00
1900-09-11 17:00
1900-09-11 18:00
1900-09-11 19:00
1900-09-11 20:00
1900-09-11 21:00
1900-09-11 22:00
1900-09-11 23:00
1900-09-12
1900-09-12 01:00
1900-09-12 02:00
1900-09-12 03:00
1900-09-12 04:00
1900-09-12 05:00
1900-09-12 06:00
1900-09-12 07:00
1900-09-12 08:00
1900-09-12 09:00
1900-09-12 10:00
1900-09-12 11:00
1900-09-12 12:00
1900-09-12 13:00
1900-09-12 14:00
1900-09-12 15:00
1900-09-12 16:00
1900-09-12 17:00
1900-09-12 18:00
1900-09-12 19:00
1900-09-12 20:00
1900-09-12 21:00
1900-09-12 22:00
1900-09-12 23:00
1900-09-13
1900-09-13 01:00
1900-09-13 02:00
1900-09-13 03:00
1900-09-13 04:00
1900-09-13 05:00
1900-09-13 06:00
1900-09-13 07:00
1900-09-13 08:00
1900-09-13 09:00
1900-09-13 10:00
1900-09-13 11:00
1900-09-13 12:00
1900-09-13 13:00
1900-09-13 14:00
1900-09-13 15:00
1900-09-13 16:00
1900-09-13 17:00
1900-09-13 18:00
1900-09-13 19:00
1900-09-13 20:00
1900-09-13 21:00
1900-09-13 22:00
1900-09-13 23:00
1900-09-14
1900-09-14 01:00
1900-09-14 02:00
1900-09-14 03:00
1900-09-14 04:00
1900-09-14 05:00
1900-09-14 06:00
1900-09-14 07:00
1900-09-14 08:00
1900-09-14 09:00
1900-09-14 10:00
1900-09-14 11:00
1900-09-14 12:00
1900-09-14 13:00
1900-09-14 14:00
1900-09-14 15:00
1900-09-14 16:00
1900-09-14 17:00
1900-09-14 18:00
1900-09-14 19:00
1900-09-14 20:00
1900-09-14 21:00
1900-09-14 22:00
1900-09-14 23:00
1900-09-15
1900-09-15 01:00
1900-09-15 02:00
1900-09-15 03:00
1900-09-15 04:00
1900-09-15 05:00
1900-09-15 06:00
1900-09-15 07:00
1900-09-15 08:00
1900-09-15 09:00
1900-09-15 10:00
1900-09-15 11:00
1900-09-15 12:00
1900-09-15 13:00
1900-09-15 14:00
1900-09-15 15:00
1900-09-15 16:00
1900-09-15 17:00
1900-09-15 18:00
1900-09-15 19:00
1900-09-15 20:00
1900-09-15 21:00
1900-09-15 22:00
1900-09-15 23:00
1900-09-16
1900-09-16 01:00
1900-09-16 02:00
1900-09-16 03:00
1900-09-16 04:00
1900-09-16 05:00
1900-09-16 06:00
1900-09-16 07:00
1900-09-16 08:00
1900-09-16 09:00
1900-09-16 10:00
1900-09-16 11:00
1900-09-16 12:00
1900-09-16 13:00
1900-09-16 14:00
1900-09-16 15:00
1900-09-16 16:00
1900-09-16 17:00
1900-09-16 18:00
1900-09-16 19:00
1900-09-16 20:00
1900-09-16 21:00
1900-09-16 22:00
1900-09-16 23:00
1900-09-17
1900-09-17 01:00
1900-09-17 02:00
1900-09-17 03:00
1900-09-17 04:00
1900-09-17 05:00
1900-09-17 06:00
1900-09-17 07:00
1900-09-17 08:00
1900-09-17 09:00
1900-09-17 10:00
1900-09-17 11:00
1900-09-17 12:00
1900-09-17 13:00
1900-09-17 14:00
1900-09-17 15:00
1900-09-17 16:00
1900-09-17 17:00
1900-09-17 18:00
1900-09-17 19:00
1900-09-17 20:00
1900-09-17 21:00
1900-09-17 22:00
1900-09-17 23:00
1900-09-18
1900-09-18 01:00
1900-09-18 02:00
1900-09-18 03:00
1900-09-18 04:00
1900-09-18 05:00
1900-09-18 06:00
1900-09-18 07:00
1900-09-18 08:00
1900-09-18 09:00
1900-09-18 10:00
1900-09-18 11:00
1900-09-18 12:00
1900-09-18 13:00
1900-09-18 14:00
1900-09-18 15:00
1900-09-18 16:00
1900-09-18 17:00
1900-09-18 18:00
1900-09-18 19:00
1900-09-18 20:00
1900-09-18 21:00
1900-09-18 22:00
1900-09-18 23:00
1900-09-19
1900-09-19 01:00
1900-09-19 02:00
1900-09-19 03:00
1900-09-19 04:00
1900-09-19 05:00
1900-09-19 06:00
1900-09-19 07:00
1900-09-19 08:00
1900-09-19 09:00
1900-09-19 10:00
1900-09-19 11:00
1900-09-19 12:00
1900-09-19 13:00
1900-09-19 14:00
1900-09-19 15:00
1900-09-19 16:00
1900-09-19 17:00
1900-09-19 18:00
1900-09-19 19:00
1900-09-19 20:00
1900-09-19 21:00
1900-09-19 22:00
1900-09-19 23:00
1900-09-20
1900-09-20 01:00
1900-09-20 02:00
1900-09-20 03:00
1900-09-20 04:00
1900-09-20 05:00
1900-09-20 06:00
1900-09-20 07:00
1900-09-20 08:00
1900-09-20 09:00
1900-09-20 10:00
1900-09-20 11:00
1900-09-20 12:00
1900-09-20 13:00
1900-09-20 14:00
1900-09-20 15:00
1900-09-20 16:00
1900-09-20 17:00
1900-09-20 18:00
1900-09-20 19:00
1900-09-20 20:00
1900-09-20 21:00
1900-09-20 22:00
1900-09-20 23:00
1900-09-21
1900-09-21 01:00
1900-09-21 02:00
1900-09-21 03:00
1900-09-21 04:00
1900-09-21 05:00
1900-09-21 06:00
1900-09-21 07:00
1900-09-21 08:00
1900-09-21 09:00
1900-09-21 10:00
1900-09-21 11:00
1900-09-21 12:00
1900-09-21 13:00
1900-09-21 14:00
1900-09-21 15:00
1900-09-21 16:00
1900-09-21 17:00
1900-09-21 18:00
1900-09-21 19:00
1900-09-21 20:00
1900-09-21 21:00
1900-09-21 22:00
1900-09-21 23:00
1900-09-22
1900-09-22 01:00
1900-09-22 02:00
1900-09-22 03:00
1900-09-22 04:00
1900-09-22 05:00
1900-09-22 06:00
1900-09-22 07:00
1900-09-22 08:00
1900-09-22 09:00
1900-09-22 10:00
1900-09-22 11:00
1900-09-22 12:00
1900-09-22 13:00
1900-09-22 14:00
1900-09-22 15:00
1900-09-22 16:00
1900-09-22 17:00
1900-09-22 18:00
1900-09-22 19:00
1900-09-22 20:00
1900-09-22 21:00
1900-09-22 22:00
1900-09-22 23:00
1900-09-23
1900-09-23 01:00
1900-09-23 02:00
1900-09-23 03:00
1900-09-23 04:00
1900-09-23 05:00
1900-09-23 06:00
1900-09-23 07:00
1900-09-23 08:00
1900-09-23 09:00
1900-09-23 10:00
1900-09-23 11:00
1900-09-23 12:00
1900-09-23 13:00
1900-09-23 14:00
1900-09-23 15:00
1900-09-23 16:00
1900-09-23 17:00
1900-09-23 18:00
1900-09-23 19:00
1900-09-23 20:00
1900-09-23 21:00
1900-09-23 22:00
1900-09-23 23:00
1900-09-24
1900-09-24 01:00
1900-09-24 02:00
1900-09-24 03:00
1900-09-24 04:00
1900-09-24 05:00
1900-09-24 06:00
1900-09-24 07:00
1900-09-24 08:00
1900-09-24 09:00
1900-09-24 10:00
1900-09-24 11:00
1900-09-24 12:00
1900-09-24 13:00
1900-09-24 14:00
1900-09-24 15:00
1900-09-24 16:00
1900-09-24 17:00
1900-09-24 18:00
1900-09-24 19:00
1900-09-24 20:00
1900-09-24 21:00
1900-09-24 22:00
1900-09-24 23:00
1900-09-25
1900-09-25 01:00
1900-09-25 02:00
1900-09-25 03:00
1900-09-25 04:00
1900-09-25 05:00
1900-09-25 06:00
1900-09-25 07:00
1900-09-25 08:00
1900-09-25 09:00
1900-09-25 10:00
1900-09-25 11:00
1900-09-25 12:00
1900-09-25 13:00
1900-09-25 14:00
1900-09-25 15:00
1900-09-25 16:00
1900-09-25 17:00
1900-09-25 18:00
1900-09-25 19:00
1900-09-25 20:00
1900-09-25 21:00
1900-09-25 22:00
1900-09-25 23:00
1900-09-26
1900-09-26 01:00
1900-09-26 02:00
1900-09-26 03:00
1900-09-26 04:00
1900-09-26 05:00
1900-09-26 06:00
1900-09-26 07:00
1900-09-26 08:00
1900-09-26 09:00
1900-09-26 10:00
1900-09-26 11:00
1900-09-26 12:00
1900-09-26 13:00
1900-09-26 14:00
1900-09-26 15:00
1900-09-26 16:00
1900-09-26 17:00
1900-09-26 18:00
1900-09-26 19:00
1900-09-26 20:00
1900-09-26 21:00
1900-09-26 22:00
1900-09-26 23:00
1900-09-27
1900-09-27 01:00
1900-09-27 02:00
1900-09-27 03:00
1900-09-27 04:00
1900-09-27 05:00
1900-09-27 06:00
1900-09-27 07:00
1900-09-27 08:00
1900-09-27 09:00
1900-09-27 10:00
1900-09-27 11:00
1900-09-27 12:00
1900-09-27 13:00
1900-09-27 14:00
1900-09-27 15:00
1900-09-27 16:00
1900-09-27 17:00
1900-09-27 18:00
1900-09-27 19:00
1900-09-27 20:00
1900-09-27 21:00
1900-09-27 22:00
1900-09-27 23:00
1900-09-28
1900-09-28 01:00
1900-09-28 02:00
1900-09-28 03:00
1900-09-28 04:00
1900-09-28 05:00
1900-09-28 06:00
1900-09-28 07:00
1900-09-28 08:00
1900-09-28 09:00
1900-09-28 10:00
1900-09-28 11:00
1900-09-28 12:00
1900-09-28 13:00
1900-09-28 14:00
1900-09-28 15:00
1900-09-28 16:00
1900-09-28 17:00
1900-09-28 18:00
1900-09-28 19:00
1900-09-28 20:00
1900-09-28 21:00
1900-09-28 22:00
1900-09-28 23:00
1900-09-29
1900-09-29 01:00
1900-09-29 02:00
1900-09-29 03:00
1900-09-29 04:00
1900-09-29 05:00
1900-09-29 06:00
1900-09-29 07:00
1900-09-29 08:00
1900-09-29 09:00
1900-09-29 10:00
1900-09-29 11:00
1900-09-29 12:00
1900-09-29 13:00
1900-09-29 14:00
1900-09-29 15:00
1900-09-29 16:00
1900-09-29 17:00
1900-09-29 18:00
1900-09-29 19:00
1900-09-29 20:00
1900-09-29 21:00
1900-09-29 22:00
1900-09-29 23:00
1900-09-30
1900-09-30 01:00
1900-09-30 02:00
1900-09-30 03:00
1900-09-30 04:00
1900-09-30 05:00
1900-09-30 06:00
1900-09-30 07:00
1900-09-30 08:00
1900-09-30 09:00
1900-09-30 10:00
1900-09-30 11:00
1900-09-30 12:00
1900-09-30 13:00
1900-09-30 14:00
1900-09-30 15:00
1900-09-30 16:00
1900-09-30 17:00
1900-09-30 18:00
1900-09-30 19:00
1900-09-30 20:00
1900-09-30 21:00
1900-09-30 22:00
1900-09-30 23:00
1900-10-01
1900-10-01 01:00
1900-10-01 02:00
1900-10-01 03:00
1900-10-01 04:00
1900-10-01 05:00
1900-10-01 06:00
1900-10-01 07:00
1900-10-01 08:00
1900-10-01 09:00
1900-10-01 10:00
1900-10-01 11:00
1900-10-01 12:00
1900-10-01 13:00
1900-10-01 14:00
1900-10-01 15:00
1900-10-01 16:00
1900-10-01 17:00
1900-10-01 18:00
1900-10-01 19:00
1900-10-01 20:00
1900-10-01 21:00
1900-10-01 22:00
1900-10-01 23:00
1900-10-02
1900-10-02 01:00
1900-10-02 02:00
1900-10-02 03:00
1900-10-02 04:00
1900-10-02 05:00
1900-10-02 06:00
1900-10-02 07:00
1900-10-02 08:00
1900-10-02 09:00
1900-10-02 10:00
1900-10-02 11:00
1900-10-02 12:00
1900-10-02 13:00
1900-10-02 14:00
1900-10-02 15:00
1900-10-02 16:00
1900-10-02 17:00
1900-10-02 18:00
1900-10-02 19:00
1900-10-02 20:00
1900-10-02 21:00
1900-10-02 22:00
1900-10-02 23:00
1900-10-03
1900-10-03 01:00
1900-10-03 02:00
1900-10-03 03:00
1900-10-03 04:00
1900-10-03 05:00
1900-10-03 06:00
1900-10-03 07:00
1900-10-03 08:00
1900-10-03 09:00
1900-10-03 10:00
1900-10-03 11:00
1900-10-03 12:00
1900-10-03 13:00
1900-10-03 14:00
1900-10-03 15:00
1900-10-03 16:00
1900-10-03 17:00
1900-10-03 18:00
1900-10-03 19:00
1900-10-03 20:00
1900-10-03 21:00
1900-10-03 22:00
1900-10-03 23:00
1900-10-04
1900-10-04 01:00
1900-10-04 02:00
1900-10-04 03:00
1900-10-04 04:00
1900-10-04 05:00
1900-10-04 06:00
1900-10-04 07:00
1900-10-04 08:00
1900-10-04 09:00
1900-10-04 10:00
1900-10-04 11:00
1900-10-04 12:00
1900-10-04 13:00
1900-10-04 14:00
1900-10-04 15:00
1900-10-04 16:00
1900-10-04 17:00
1900-10-04 18:00
1900-10-04 19:00
1900-10-04 20:00
1900-10-04 21:00
1900-10-04 22:00
1900-10-04 23:00
1900-10-05
1900-10-05 01:00
1900-10-05 02:00
1900-10-05 03:00
1900-10-05 04:00
1900-10-05 05:00
1900-10-05 06:00
1900-10-05 07:00
1900-10-05 08:00
1900-10-05 09:00
1900-10-05 10:00
1900-10-05 11:00
1900-10-05 12:00
1900-10-05 13:00
1900-10-05 14:00
1900-10-05 15:00
1900-10-05 16:00
1900-10-05 17:00
1900-10-05 18:00
1900-10-05 19:00
1900-10-05 20:00
1900-10-05 21:00
1900-10-05 22:00
1900-10-05 23:00
1900-10-06
1900-10-06 01:00
1900-10-06 02:00
1900-10-06 03:00
1900-10-06 04:00
1900-10-06 05:00
1900-10-06 06:00
1900-10-06 07:00
1900-10-06 08:00
1900-10-06 09:00
1900-10-06 10:00
1900-10-06 11:00
1900-10-06 12:00
1900-10-06 13:00
1900-10-06 14:00
1900-10-06 15:00
1900-10-06 16:00
1900-10-06 17:00
1900-10-06 18:00
1900-10-06 19:00
1900-10-06 20:00
1900-10-06 21:00
1900-10-06 22:00
1900-10-06 23:00
1900-10-07
1900-10-07 01:00
1900-10-07 02:00
1900-10-07 03:00
1900-10-07 04:00
1900-10-07 05:00
1900-10-07 06:00
1900-10-07 07:00
1900-10-07 08:00
1900-10-07 09:00
1900-10-07 10:00
1900-10-07 11:00
1900-10-07 12:00
1900-10-07 13:00
1900-10-07 14:00
1900-10-07 15:00
1900-10-07 16:00
1900-10-07 17:00
1900-10-07 18:00
1900-10-07 19:00
1900-10-07 20:00
1900-10-07 21:00
1900-10-07 22:00
1900-10-07 23:00
1900-10-08
1900-10-08 01:00
1900-10-08 02:00
1900-10-08 03:00
1900-10-08 04:00
1900-10-08 05:00
1900-10-08 06:00
1900-10-08 07:00
1900-10-08 08:00
1900-10-08 09:00
1900-10-08 10:00
1900-10-08 11:00
1900-10-08 12:00
1900-10-08 13:00
1900-10-08 14:00
1900-10-08 15:00
1900-10-08 16:00
1900-10-08 17:00
1900-10-08 18:00
1900-10-08 19:00
1900-10-08 20:00
1900-10-08 21:00
1900-10-08 22:00
1900-10-08 23:00
1900-10-09
1900-10-09 01:00
1900-10-09 02:00
1900-10-09 03:00
1900-10-09 04:00
1900-10-09 05:00
1900-10-09 06:00
1900-10-09 07:00
1900-10-09 08:00
1900-10-09 09:00
1900-10-09 10:00
1900-10-09 11:00
1900-10-09 12:00
1900-10-09 13:00
1900-10-09 14:00
1900-10-09 15:00
1900-10-09 16:00
1900-10-09 17:00
1900-10-09 18:00
1900-10-09 19:00
1900-10-09 20:00
1900-10-09 21:00
1900-10-09 22:00
1900-10-09 23:00
1900-10-10
1900-10-10 01:00
1900-10-10 02:00
1900-10-10 03:00
1900-10-10 04:00
1900-10-10 05:00
1900-10-10 06:00
1900-10-10 07:00
1900-10-10 08:00
1900-10-10 09:00
1900-10-10 10:00
1900-10-10 11:00
1900-10-10 12:00
1900-10-10 13:00
1900-10-10 14:00
1900-10-10 15:00
1900-10-10 16:00
1900-10-10 17:00
1900-10-10 18:00
1900-10-10 19:00
1900-10-10 20:00
1900-10-10 21:00
1900-10-10 22:00
1900-10-10 23:00
1900-10-11
1900-10-11 01:00
1900-10-11 02:00
1900-10-11 03:00
1900-10-11 04:00
1900-10-11 05:00
1900-10-11 06:00
1900-10-11 07:00
1900-10-11 08:00
1900-10-11 09:00
1900-10-11 10:00
1900-10-11 11:00
1900-10-11 12:00
1900-10-11 13:00
1900-10-11 14:00
1900-10-11 15:00
1900-10-11 16:00
1900-10-11 17:00
1900-10-11 18:00
1900-10-11 19:00
1900-10-11 20:00
1900-10-11 21:00
1900-10-11 22:00
1900-10-11 23:00
1900-10-12
1900-10-12 01:00
1900-10-12 02:00
1900-10-12 03:00
1900-10-12 04:00
1900-10-12 05:00
1900-10-12 06:00
1900-10-12 07:00
1900-10-12 08:00
1900-10-12 09:00
1900-10-12 10:00
1900-10-12 11:00
1900-10-12 12:00
1900-10-12 13:00
1900-10-12 14:00
1900-10-12 15:00
1900-10-12 16:00
1900-10-12 17:00
1900-10-12 18:00
1900-10-12 19:00
1900-10-12 20:00
1900-10-12 21:00
1900-10-12 22:00
1900-10-12 23:00
1900-10-13
1900-10-13 01:00
1900-10-13 02:00
1900-10-13 03:00
1900-10-13 04:00
1900-10-13 05:00
1900-10-13 06:00
1900-10-13 07:00
1900-10-13 08:00
1900-10-13 09:00
1900-10-13 10:00
1900-10-13 11:00
1900-10-13 12:00
1900-10-13 13:00
1900-10-13 14:00
1900-10-13 15:00
1900-10-13 16:00
1900-10-13 17:00
1900-10-13 18:00
1900-10-13 19:00
1900-10-13 20:00
1900-10-13 21:00
1900-10-13 22:00
1900-10-13 23:00
1900-10-14
1900-10-14 01:00
1900-10-14 02:00
1900-10-14 03:00
1900-10-14 04:00
1900-10-14 05:00
1900-10-14 06:00
1900-10-14 07:00
1900-10-14 08:00
1900-10-14 09:00
1900-10-14 10:00
1900-10-14 11:00
1900-10-14 12:00
1900-10-14 13:00
1900-10-14 14:00
1900-10-14 15:00
1900-10-14 16:00
1900-10-14 17:00
1900-10-14 18:00
1900-10-14 19:00
1900-10-14 20:00
1900-10-14 21:00
1900-10-14 22:00
1900-10-14 23:00
1900-10-15
1900-10-15 01:00
1900-10-15 02:00
1900-10-15 03:00
1900-10-15 04:00
1900-10-15 05:00
1900-10-15 06:00
1900-10-15 07:00
1900-10-15 08:00
1900-10-15 09:00
1900-10-15 10:00
1900-10-15 11:00
1900-10-15 12:00
1900-10-15 13:00
1900-10-15 14:00
1900-10-15 15:00
1900-10-15 16:00
1900-10-15 17:00
1900-10-15 18:00
1900-10-15 19:00
1900-10-15 20:00
1900-10-15 21:00
1900-10-15 22:00
1900-10-15 23:00
1900-10-16
1900-10-16 01:00
1900-10-16 02:00
1900-10-16 03:00
1900-10-16 04:00
1900-10-16 05:00
1900-10-16 06:00
1900-10-16 07:00
1900-10-16 08:00
1900-10-16 09:00
1900-10-16 10:00
1900-10-16 11:00
1900-10-16 12:00
1900-10-16 13:00
1900-10-16 14:00
1900-10-16 15:00
1900-10-16 16:00
1900-10-16 17:00
1900-10-16 18:00
1900-10-16 19:00
1900-10-16 20:00
1900-10-16 21:00
1900-10-16 22:00
1900-10-16 23:00
1900-10-17
1900-10-17 01:00
1900-10-17 02:00
1900-10-17 03:00
1900-10-17 04:00
1900-10-17 05:00
1900-10-17 06:00
1900-10-17 07:00
1900-10-17 08:00
1900-10-17 09:00
1900-10-17 10:00
1900-10-17 11:00
1900-10-17 12:00
1900-10-17 13:00
1900-10-17 14:00
1900-10-17 15:00
1900-10-17 16:00
1900-10-17 17:00
1900-10-17 18:00
1900-10-17 19:00
1900-10-17 20:00
1900-10-17 21:00
1900-10-17 22:00
1900-10-17 23:00
1900-10-18
1900-10-18 01:00
1900-10-18 02:00
1900-10-18 03:00
1900-10-18 04:00
1900-10-18 05:00
1900-10-18 06:00
1900-10-18 07:00
1900-10-18 08:00
1900-10-18 09:00
1900-10-18 10:00
1900-10-18 11:00
1900-10-18 12:00
1900-10-18 13:00
1900-10-18 14:00
1900-10-18 15:00
1900-10-18 16:00
1900-10-18 17:00
1900-10-18 18:00
1900-10-18 19:00
1900-10-18 20:00
1900-10-18 21:00
1900-10-18 22:00
1900-10-18 23:00
1900-10-19
1900-10-19 01:00
1900-10-19 02:00
1900-10-19 03:00
1900-10-19 04:00
1900-10-19 05:00
1900-10-19 06:00
1900-10-19 07:00
1900-10-19 08:00
1900-10-19 09:00
1900-10-19 10:00
1900-10-19 11:00
1900-10-19 12:00
1900-10-19 13:00
1900-10-19 14:00
1900-10-19 15:00
1900-10-19 16:00
1900-10-19 17:00
1900-10-19 18:00
1900-10-19 19:00
1900-10-19 20:00
1900-10-19 21:00
1900-10-19 22:00
1900-10-19 23:00
1900-10-20
1900-10-20 01:00
1900-10-20 02:00
1900-10-20 03:00
1900-10-20 04:00
1900-10-20 05:00
1900-10-20 06:00
1900-10-20 07:00
1900-10-20 08:00
1900-10-20 09:00
1900-10-20 10:00
1900-10-20 11:00
1900-10-20 12:00
1900-10-20 13:00
1900-10-20 14:00
1900-10-20 15:00
1900-10-20 16:00
1900-10-20 17:00
1900-10-20 18:00
1900-10-20 19:00
1900-10-20 20:00
1900-10-20 21:00
1900-10-20 22:00
1900-10-20 23:00
1900-10-21
1900-10-21 01:00
1900-10-21 02:00
1900-10-21 03:00
1900-10-21 04:00
1900-10-21 05:00
1900-10-21 06:00
1900-10-21 07:00
1900-10-21 08:00
1900-10-21 09:00
1900-10-21 10:00
1900-10-21 11:00
1900-10-21 12:00
1900-10-21 13:00
1900-10-21 14:00
1900-10-21 15:00
1900-10-21 16:00
1900-10-21 17:00
1900-10-21 18:00
1900-10-21 19:00
1900-10-21 20:00
1900-10-21 21:00
1900-10-21 22:00
1900-10-21 23:00
1900-10-22
1900-10-22 01:00
1900-10-22 02:00
1900-10-22 03:00
1900-10-22 04:00
1900-10-22 05:00
1900-10-22 06:00
1900-10-22 07:00
1900-10-22 08:00
1900-10-22 09:00
1900-10-22 10:00
1900-10-22 11:00
1900-10-22 12:00
1900-10-22 13:00
1900-10-22 14:00
1900-10-22 15:00
1900-10-22 16:00
1900-10-22 17:00
1900-10-22 18:00
1900-10-22 19:00
1900-10-22 20:00
1900-10-22 21:00
1900-10-22 22:00
1900-10-22 23:00
1900-10-23
1900-10-23 01:00
1900-10-23 02:00
1900-10-23 03:00
1900-10-23 04:00
1900-10-23 05:00
1900-10-23 06:00
1900-10-23 07:00
1900-10-23 08:00
1900-10-23 09:00
1900-10-23 10:00
1900-10-23 11:00
1900-10-23 12:00
1900-10-23 13:00
1900-10-23 14:00
1900-10-23 15:00
1900-10-23 16:00
1900-10-23 17:00
1900-10-23 18:00
1900-10-23 19:00
1900-10-23 20:00
1900-10-23 21:00
1900-10-23 22:00
1900-10-23 23:00
1900-10-24
1900-10-24 01:00
1900-10-24 02:00
1900-10-24 03:00
1900-10-24 04:00
1900-10-24 05:00
1900-10-24 06:00
1900-10-24 07:00
1900-10-24 08:00
1900-10-24 09:00
1900-10-24 10:00
1900-10-24 11:00
1900-10-24 12:00
1900-10-24 13:00
1900-10-24 14:00
1900-10-24 15:00
1900-10-24 16:00
1900-10-24 17:00
1900-10-24 18:00
1900-10-24 19:00
1900-10-24 20:00
1900-10-24 21:00
1900-10-24 22:00
1900-10-24 23:00
1900-10-25
1900-10-25 01:00
1900-10-25 02:00
1900-10-25 03:00
1900-10-25 04:00
1900-10-25 05:00
1900-10-25 06:00
1900-10-25 07:00
1900-10-25 08:00
1900-10-25 09:00
1900-10-25 10:00
1900-10-25 11:00
1900-10-25 12:00
1900-10-25 13:00
1900-10-25 14:00
1900-10-25 15:00
1900-10-25 16:00
1900-10-25 17:00
1900-10-25 18:00
1900-10-25 19:00
1900-10-25 20:00
1900-10-25 21:00
1900-10-25 22:00
1900-10-25 23:00
1900-10-26
1900-10-26 01:00
1900-10-26 02:00
1900-10-26 03:00
1900-10-26 04:00
1900-10-26 05:00
1900-10-26 06:00
1900-10-26 07:00
1900-10-26 08:00
1900-10-26 09:00
1900-10-26 10:00
1900-10-26 11:00
1900-10-26 12:00
1900-10-26 13:00
1900-10-26 14:00
1900-10-26 15:00
1900-10-26 16:00
1900-10-26 17:00
1900-10-26 18:00
1900-10-26 19:00
1900-10-26 20:00
1900-10-26 21:00
1900-10-26 22:00
1900-10-26 23:00
1900-10-27
1900-10-27 01:00
1900-10-27 02:00
1900-10-27 03:00
1900-10-27 04:00
1900-10-27 05:00
1900-10-27 06:00
1900-10-27 07:00
1900-10-27 08:00
1900-10-27 09:00
1900-10-27 10:00
1900-10-27 11:00
1900-10-27 12:00
1900-10-27 13:00
1900-10-27 14:00
1900-10-27 15:00
1900-10-27 16:00
1900-10-27 17:00
1900-10-27 18:00
1900-10-27 19:00
1900-10-27 20:00
1900-10-27 21:00
1900-10-27 22:00
1900-10-27 23:00
1900-10-28
1900-10-28 01:00
1900-10-28 02:00
1900-10-28 03:00
1900-10-28 04:00
1900-10-28 05:00
1900-10-28 06:00
1900-10-28 07:00
1900-10-28 08:00
1900-10-28 09:00
1900-10-28 10:00
1900-10-28 11:00
1900-10-28 12:00
1900-10-28 13:00
1900-10-28 14:00
1900-10-28 15:00
1900-10-28 16:00
1900-10-28 17:00
1900-10-28 18:00
1900-10-28 19:00
1900-10-28 20:00
1900-10-28 21:00
1900-10-28 22:00
1900-10-28 23:00
1900-10-29
1900-10-29 01:00
1900-10-29 02:00
1900-10-29 03:00
1900-10-29 04:00
1900-10-29 05:00
1900-10-29 06:00
1900-10-29 07:00
1900-10-29 08:00
1900-10-29 09:00
1900-10-29 10:00
1900-10-29 11:00
1900-10-29 12:00
1900-10-29 13:00
1900-10-29 14:00
1900-10-29 15:00
1900-10-29 16:00
1900-10-29 17:00
1900-10-29 18:00
1900-10-29 19:00
1900-10-29 20:00
1900-10-29 21:00
1900-10-29 22:00
1900-10-29 23:00
1900-10-30
1900-10-30 01:00
1900-10-30 02:00
1900-10-30 03:00
1900-10-30 04:00
1900-10-30 05:00
1900-10-30 06:00
1900-10-30 07:00
1900-10-30 08:00
1900-10-30 09:00
1900-10-30 10:00
1900-10-30 11:00
1900-10-30 12:00
1900-10-30 13:00
1900-10-30 14:00
1900-10-30 15:00
1900-10-30 16:00
1900-10-30 17:00
1900-10-30 18:00
1900-10-30 19:00
1900-10-30 20:00
1900-10-30 21:00
1900-10-30 22:00
1900-10-30 23:00
1900-10-31
1900-10-31 01:00
1900-10-31 02:00
1900-10-31 03:00
1900-10-31 04:00
1900-10-31 05:00
1900-10-31 06:00
1900-10-31 07:00
1900-10-31 08:00
1900-10-31 09:00
1900-10-31 10:00
1900-10-31 11:00
1900-10-31 12:00
1900-10-31 13:00
1900-10-31 14:00
1900-10-31 15:00
1900-10-31 16:00
1900-10-31 17:00
1900-10-31 18:00
1900-10-31 19:00
1900-10-31 20:00
1900-10-31 21:00
1900-10-31 22:00
1900-10-31 23:00
1900-11-01
1900-11-01 01:00
1900-11-01 02:00
1900-11-01 03:00
1900-11-01 04:00
1900-11-01 05:00
1900-11-01 06:00
1900-11-01 07:00
1900-11-01 08:00
1900-11-01 09:00
1900-11-01 10:00
1900-11-01 11:00
1900-11-01 12:00
1900-11-01 13:00
1900-11-01 14:00
1900-11-01 15:00
1900-11-01 16:00
1900-11-01 17:00
1900-11-01 18:00
1900-11-01 19:00
1900-11-01 20:00
1900-11-01 21:00
1900-11-01 22:00
1900-11-01 23:00
1900-11-02
1900-11-02 01:00
1900-11-02 02:00
1900-11-02 03:00
1900-11-02 04:00
1900-11-02 05:00
1900-11-02 06:00
1900-11-02 07:00
1900-11-02 08:00
1900-11-02 09:00
1900-11-02 10:00
1900-11-02 11:00
1900-11-02 12:00
1900-11-02 13:00
1900-11-02 14:00
1900-11-02 15:00
1900-11-02 16:00
1900-11-02 17:00
1900-11-02 18:00
1900-11-02 19:00
1900-11-02 20:00
1900-11-02 21:00
1900-11-02 22:00
1900-11-02 23:00
1900-11-03
1900-11-03 01:00
1900-11-03 02:00
1900-11-03 03:00
1900-11-03 04:00
1900-11-03 05:00
1900-11-03 06:00
1900-11-03 07:00
1900-11-03 08:00
1900-11-03 09:00
1900-11-03 10:00
1900-11-03 11:00
1900-11-03 12:00
1900-11-03 13:00
1900-11-03 14:00
1900-11-03 15:00
1900-11-03 16:00
1900-11-03 17:00
1900-11-03 18:00
1900-11-03 19:00
1900-11-03 20:00
1900-11-03 21:00
1900-11-03 22:00
1900-11-03 23:00
1900-11-04
1900-11-04 01:00
1900-11-04 02:00
1900-11-04 03:00
1900-11-04 04:00
1900-11-04 05:00
1900-11-04 06:00
1900-11-04 07:00
1900-11-04 08:00
1900-11-04 09:00
1900-11-04 10:00
1900-11-04 11:00
1900-11-04 12:00
1900-11-04 13:00
1900-11-04 14:00
1900-11-04 15:00
1900-11-04 16:00
1900-11-04 17:00
1900-11-04 18:00
1900-11-04 19:00
1900-11-04 20:00
1900-11-04 21:00
1900-11-04 22:00
1900-11-04 23:00
1900-11-05
1900-11-05 01:00
1900-11-05 02:00
1900-11-05 03:00
1900-11-05 04:00
1900-11-05 05:00
1900-11-05 06:00
1900-11-05 07:00
1900-11-05 08:00
1900-11-05 09:00
1900-11-05 10:00
1900-11-05 11:00
1900-11-05 12:00
1900-11-05 13:00
1900-11-05 14:00
1900-11-05 15:00
1900-11-05 16:00
1900-11-05 17:00
1900-11-05 18:00
1900-11-05 19:00
1900-11-05 20:00
1900-11-05 21:00
1900-11-05 22:00
1900-11-05 23:00
1900-11-06
1900-11-06 01:00
1900-11-06 02:00
1900-11-06 03:00
1900-11-06 04:00
1900-11-06 05:00
1900-11-06 06:00
1900-11-06 07:00
1900-11-06 08:00
1900-11-06 09:00
1900-11-06 10:00
1900-11-06 11:00
1900-11-06 12:00
1900-11-06 13:00
1900-11-06 14:00
1900-11-06 15:00
1900-11-06 16:00
1900-11-06 17:00
1900-11-06 18:00
1900-11-06 19:00
1900-11-06 20:00
1900-11-06 21:00
1900-11-06 22:00
1900-11-06 23:00
1900-11-07
1900-11-07 01:00
1900-11-07 02:00
1900-11-07 03:00
1900-11-07 04:00
1900-11-07 05:00
1900-11-07 06:00
1900-11-07 07:00
1900-11-07 08:00
1900-11-07 09:00
1900-11-07 10:00
1900-11-07 11:00
1900-11-07 12:00
1900-11-07 13:00
1900-11-07 14:00
1900-11-07 15:00
1900-11-07 16:00
1900-11-07 17:00
1900-11-07 18:00
1900-11-07 19:00
1900-11-07 20:00
1900-11-07 21:00
1900-11-07 22:00
1900-11-07 23:00
1900-11-08
1900-11-08 01:00
1900-11-08 02:00
1900-11-08 03:00
1900-11-08 04:00
1900-11-08 05:00
1900-11-08 06:00
1900-11-08 07:00
1900-11-08 08:00
1900-11-08 09:00
1900-11-08 10:00
1900-11-08 11:00
1900-11-08 12:00
1900-11-08 13:00
1900-11-08 14:00
1900-11-08 15:00
1900-11-08 16:00
1900-11-08 17:00
1900-11-08 18:00
1900-11-08 19:00
1900-11-08 20:00
1900-11-08 21:00
1900-11-08 22:00
1900-11-08 23:00
1900-11-09
1900-11-09 01:00
1900-11-09 02:00
1900-11-09 03:00
1900-11-09 04:00
1900-11-09 05:00
1900-11-09 06:00
1900-11-09 07:00
1900-11-09 08:00
1900-11-09 09:00
1900-11-09 10:00
1900-11-09 11:00
1900-11-09 12:00
1900-11-09 13:00
1900-11-09 14:00
1900-11-09 15:00
1900-11-09 16:00
1900-11-09 17:00
1900-11-09 18:00
1900-11-09 19:00
1900-11-09 20:00
1900-11-09 21:00
1900-11-09 22:00
1900-11-09 23:00
1900-11-10
1900-11-10 01:00
1900-11-10 02:00
1900-11-10 03:00
1900-11-10 04:00
1900-11-10 05:00
1900-11-10 06:00
1900-11-10 07:00
1900-11-10 08:00
1900-11-10 09:00
1900-11-10 10:00
1900-11-10 11:00
1900-11-10 12:00
1900-11-10 13:00
1900-11-10 14:00
1900-11-10 15:00
1900-11-10 16:00
1900-11-10 17:00
1900-11-10 18:00
1900-11-10 19:00
1900-11-10 20:00
1900-11-10 21:00
1900-11-10 22:00
1900-11-10 23:00
1900-11-11
1900-11-11 01:00
1900-11-11 02:00
1900-11-11 03:00
1900-11-11 04:00
1900-11-11 05:00
1900-11-11 06:00
1900-11-11 07:00
1900-11-11 08:00
1900-11-11 09:00
1900-11-11 10:00
1900-11-11 11:00
1900-11-11 12:00
1900-11-11 13:00
1900-11-11 14:00
1900-11-11 15:00
1900-11-11 16:00
1900-11-11 17:00
1900-11-11 18:00
1900-11-11 19:00
1900-11-11 20:00
1900-11-11 21:00
1900-11-11 22:00
1900-11-11 23:00
1900-11-12
1900-11-12 01:00
1900-11-12 02:00
1900-11-12 03:00
1900-11-12 04:00
1900-11-12 05:00
1900-11-12 06:00
1900-11-12 07:00
1900-11-12 08:00
1900-11-12 09:00
1900-11-12 10:00
1900-11-12 11:00
1900-11-12 12:00
1900-11-12 13:00
1900-11-12 14:00
1900-11-12 15:00
1900-11-12 16:00
1900-11-12 17:00
1900-11-12 18:00
1900-11-12 19:00
1900-11-12 20:00
1900-11-12 21:00
1900-11-12 22:00
1900-11-12 23:00
1900-11-13
1900-11-13 01:00
1900-11-13 02:00
1900-11-13 03:00
1900-11-13 04:00
1900-11-13 05:00
1900-11-13 06:00
1900-11-13 07:00
1900-11-13 08:00
1900-11-13 09:00
1900-11-13 10:00
1900-11-13 11:00
1900-11-13 12:00
1900-11-13 13:00
1900-11-13 14:00
1900-11-13 15:00
1900-11-13 16:00
1900-11-13 17:00
1900-11-13 18:00
1900-11-13 19:00
1900-11-13 20:00
1900-11-13 21:00
1900-11-13 22:00
1900-11-13 23:00
1900-11-14
1900-11-14 01:00
1900-11-14 02:00
1900-11-14 03:00
1900-11-14 04:00
1900-11-14 05:00
1900-11-14 06:00
1900-11-14 07:00
1900-11-14 08:00
1900-11-14 09:00
1900-11-14 10:00
1900-11-14 11:00
1900-11-14 12:00
1900-11-14 13:00
1900-11-14 14:00
1900-11-14 15:00
1900-11-14 16:00
1900-11-14 17:00
1900-11-14 18:00
1900-11-14 19:00
1900-11-14 20:00
1900-11-14 21:00
1900-11-14 22:00
1900-11-14 23:00
1900-11-15
1900-11-15 01:00
1900-11-15 02:00
1900-11-15 03:00
1900-11-15 04:00
1900-11-15 05:00
1900-11-15 06:00
1900-11-15 07:00
1900-11-15 08:00
1900-11-15 09:00
1900-11-15 10:00
1900-11-15 11:00
1900-11-15 12:00
1900-11-15 13:00
1900-11-15 14:00
1900-11-15 15:00
1900-11-15 16:00
1900-11-15 17:00
1900-11-15 18:00
1900-11-15 19:00
1900-11-15 20:00
1900-11-15 21:00
1900-11-15 22:00
1900-11-15 23:00
1900-11-16
1900-11-16 01:00
1900-11-16 02:00
1900-11-16 03:00
1900-11-16 04:00
1900-11-16 05:00
1900-11-16 06:00
1900-11-16 07:00
1900-11-16 08:00
1900-11-16 09:00
1900-11-16 10:00
1900-11-16 11:00
1900-11-16 12:00
1900-11-16 13:00
1900-11-16 14:00
1900-11-16 15:00
1900-11-16 16:00
1900-11-16 17:00
1900-11-16 18:00
1900-11-16 19:00
1900-11-16 20:00
1900-11-16 21:00
1900-11-16 22:00
1900-11-16 23:00
1900-11-17
1900-11-17 01:00
1900-11-17 02:00
1900-11-17 03:00
1900-11-17 04:00
1900-11-17 05:00
1900-11-17 06:00
1900-11-17 07:00
1900-11-17 08:00
1900-11-17 09:00
1900-11-17 10:00
1900-11-17 11:00
1900-11-17 12:00
1900-11-17 13:00
1900-11-17 14:00
1900-11-17 15:00
1900-11-17 16:00
1900-11-17 17:00
1900-11-17 18:00
1900-11-17 19:00
1900-11-17 20:00
1900-11-17 21:00
1900-11-17 22:00
1900-11-17 23:00
1900-11-18
1900-11-18 01:00
1900-11-18 02:00
1900-11-18 03:00
1900-11-18 04:00
1900-11-18 05:00
1900-11-18 06:00
1900-11-18 07:00
1900-11-18 08:00
1900-11-18 09:00
1900-11-18 10:00
1900-11-18 11:00
1900-11-18 12:00
1900-11-18 13:00
1900-11-18 14:00
1900-11-18 15:00
1900-11-18 16:00
1900-11-18 17:00
1900-11-18 18:00
1900-11-18 19:00
1900-11-18 20:00
1900-11-18 21:00
1900-11-18 22:00
1900-11-18 23:00
1900-11-19
1900-11-19 01:00
1900-11-19 02:00
1900-11-19 03:00
1900-11-19 04:00
1900-11-19 05:00
1900-11-19 06:00
1900-11-19 07:00
1900-11-19 08:00
1900-11-19 09:00
1900-11-19 10:00
1900-11-19 11:00
1900-11-19 12:00
1900-11-19 13:00
1900-11-19 14:00
1900-11-19 15:00
1900-11-19 16:00
1900-11-19 17:00
1900-11-19 18:00
1900-11-19 19:00
1900-11-19 20:00
1900-11-19 21:00
1900-11-19 22:00
1900-11-19 23:00
1900-11-20
1900-11-20 01:00
1900-11-20 02:00
1900-11-20 03:00
1900-11-20 04:00
1900-11-20 05:00
1900-11-20 06:00
1900-11-20 07:00
1900-11-20 08:00
1900-11-20 09:00
1900-11-20 10:00
1900-11-20 11:00
1900-11-20 12:00
1900-11-20 13:00
1900-11-20 14:00
1900-11-20 15:00
1900-11-20 16:00
1900-11-20 17:00
1900-11-20 18:00
1900-11-20 19:00
1900-11-20 20:00
1900-11-20 21:00
1900-11-20 22:00
1900-11-20 23:00
1900-11-21
1900-11-21 01:00
1900-11-21 02:00
1900-11-21 03:00
1900-11-21 04:00
1900-11-21 05:00
1900-11-21 06:00
1900-11-21 07:00
1900-11-21 08:00
1900-11-21 09:00
1900-11-21 10:00
1900-11-21 11:00
1900-11-21 12:00
1900-11-21 13:00
1900-11-21 14:00
1900-11-21 15:00
1900-11-21 16:00
1900-11-21 17:00
1900-11-21 18:00
1900-11-21 19:00
1900-11-21 20:00
1900-11-21 21:00
1900-11-21 22:00
1900-11-21 23:00
1900-11-22
1900-11-22 01:00
1900-11-22 02:00
1900-11-22 03:00
1900-11-22 04:00
1900-11-22 05:00
1900-11-22 06:00
1900-11-22 07:00
1900-11-22 08:00
1900-11-22 09:00
1900-11-22 10:00
1900-11-22 11:00
1900-11-22 12:00
1900-11-22 13:00
1900-11-22 14:00
1900-11-22 15:00
1900-11-22 16:00
1900-11-22 17:00
1900-11-22 18:00
1900-11-22 19:00
1900-11-22 20:00
1900-11-22 21:00
1900-11-22 22:00
1900-11-22 23:00
1900-11-23
1900-11-23 01:00
1900-11-23 02:00
1900-11-23 03:00
1900-11-23 04:00
1900-11-23 05:00
1900-11-23 06:00
1900-11-23 07:00
1900-11-23 08:00
1900-11-23 09:00
1900-11-23 10:00
1900-11-23 11:00
1900-11-23 12:00
1900-11-23 13:00
1900-11-23 14:00
1900-11-23 15:00
1900-11-23 16:00
1900-11-23 17:00
1900-11-23 18:00
1900-11-23 19:00
1900-11-23 20:00
1900-11-23 21:00
1900-11-23 22:00
1900-11-23 23:00
1900-11-24
1900-11-24 01:00
1900-11-24 02:00
1900-11-24 03:00
1900-11-24 04:00
1900-11-24 05:00
1900-11-24 06:00
1900-11-24 07:00
1900-11-24 08:00
1900-11-24 09:00
1900-11-24 10:00
1900-11-24 11:00
1900-11-24 12:00
1900-11-24 13:00
1900-11-24 14:00
1900-11-24 15:00
1900-11-24 16:00
1900-11-24 17:00
1900-11-24 18:00
1900-11-24 19:00
1900-11-24 20:00
1900-11-24 21:00
1900-11-24 22:00
1900-11-24 23:00
1900-11-25
1900-11-25 01:00
1900-11-25 02:00
1900-11-25 03:00
1900-11-25 04:00
1900-11-25 05:00
1900-11-25 06:00
1900-11-25 07:00
1900-11-25 08:00
1900-11-25 09:00
1900-11-25 10:00
1900-11-25 11:00
1900-11-25 12:00
1900-11-25 13:00
1900-11-25 14:00
1900-11-25 15:00
1900-11-25 16:00
1900-11-25 17:00
1900-11-25 18:00
1900-11-25 19:00
1900-11-25 20:00
1900-11-25 21:00
1900-11-25 22:00
1900-11-25 23:00
1900-11-26
1900-11-26 01:00
1900-11-26 02:00
1900-11-26 03:00
1900-11-26 04:00
1900-11-26 05:00
1900-11-26 06:00
1900-11-26 07:00
1900-11-26 08:00
1900-11-26 09:00
1900-11-26 10:00
1900-11-26 11:00
1900-11-26 12:00
1900-11-26 13:00
1900-11-26 14:00
1900-11-26 15:00
1900-11-26 16:00
1900-11-26 17:00
1900-11-26 18:00
1900-11-26 19:00
1900-11-26 20:00
1900-11-26 21:00
1900-11-26 22:00
1900-11-26 23:00
1900-11-27
1900-11-27 01:00
1900-11-27 02:00
1900-11-27 03:00
1900-11-27 04:00
1900-11-27 05:00
1900-11-27 06:00
1900-11-27 07:00
1900-11-27 08:00
1900-11-27 09:00
1900-11-27 10:00
1900-11-27 11:00
1900-11-27 12:00
1900-11-27 13:00
1900-11-27 14:00
1900-11-27 15:00
1900-11-27 16:00
1900-11-27 17:00
1900-11-27 18:00
1900-11-27 19:00
1900-11-27 20:00
1900-11-27 21:00
1900-11-27 22:00
1900-11-27 23:00
1900-11-28
1900-11-28 01:00
1900-11-28 02:00
1900-11-28 03:00
1900-11-28 04:00
1900-11-28 05:00
1900-11-28 06:00
1900-11-28 07:00
1900-11-28 08:00
1900-11-28 09:00
1900-11-28 10:00
1900-11-28 11:00
1900-11-28 12:00
1900-11-28 13:00
1900-11-28 14:00
1900-11-28 15:00
1900-11-28 16:00
1900-11-28 17:00
1900-11-28 18:00
1900-11-28 19:00
1900-11-28 20:00
1900-11-28 21:00
1900-11-28 22:00
1900-11-28 23:00
1900-11-29
1900-11-29 01:00
1900-11-29 02:00
1900-11-29 03:00
1900-11-29 04:00
1900-11-29 05:00
1900-11-29 06:00
1900-11-29 07:00
1900-11-29 08:00
1900-11-29 09:00
1900-11-29 10:00
1900-11-29 11:00
1900-11-29 12:00
1900-11-29 13:00
1900-11-29 14:00
1900-11-29 15:00
1900-11-29 16:00
1900-11-29 17:00
1900-11-29 18:00
1900-11-29 19:00
1900-11-29 20:00
1900-11-29 21:00
1900-11-29 22:00
1900-11-29 23:00
1900-11-30
1900-11-30 01:00
1900-11-30 02:00
1900-11-30 03:00
1900-11-30 04:00
1900-11-30 05:00
1900-11-30 06:00
1900-11-30 07:00
1900-11-30 08:00
1900-11-30 09:00
1900-11-30 10:00
1900-11-30 11:00
1900-11-30 12:00
1900-11-30 13:00
1900-11-30 14:00
1900-11-30 15:00
1900-11-30 16:00
1900-11-30 17:00
1900-11-30 18:00
1900-11-30 19:00
1900-11-30 20:00
1900-11-30 21:00
1900-11-30 22:00
1900-11-30 23:00
1900-12-01
1900-12-01 01:00
1900-12-01 02:00
1900-12-01 03:00
1900-12-01 04:00
1900-12-01 05:00
1900-12-01 06:00
1900-12-01 07:00
1900-12-01 08:00
1900-12-01 09:00
1900-12-01 10:00
1900-12-01 11:00
1900-12-01 12:00
1900-12-01 13:00
1900-12-01 14:00
1900-12-01 15:00
1900-12-01 16:00
1900-12-01 17:00
1900-12-01 18:00
1900-12-01 19:00
1900-12-01 20:00
1900-12-01 21:00
1900-12-01 22:00
1900-12-01 23:00
1900-12-02
1900-12-02 01:00
1900-12-02 02:00
1900-12-02 03:00
1900-12-02 04:00
1900-12-02 05:00
1900-12-02 06:00
1900-12-02 07:00
1900-12-02 08:00
1900-12-02 09:00
1900-12-02 10:00
1900-12-02 11:00
1900-12-02 12:00
1900-12-02 13:00
1900-12-02 14:00
1900-12-02 15:00
1900-12-02 16:00
1900-12-02 17:00
1900-12-02 18:00
1900-12-02 19:00
1900-12-02 20:00
1900-12-02 21:00
1900-12-02 22:00
1900-12-02 23:00
1900-12-03
1900-12-03 01:00
1900-12-03 02:00
1900-12-03 03:00
1900-12-03 04:00
1900-12-03 05:00
1900-12-03 06:00
1900-12-03 07:00
1900-12-03 08:00
1900-12-03 09:00
1900-12-03 10:00
1900-12-03 11:00
1900-12-03 12:00
1900-12-03 13:00
1900-12-03 14:00
1900-12-03 15:00
1900-12-03 16:00
1900-12-03 17:00
1900-12-03 18:00
1900-12-03 19:00
1900-12-03 20:00
1900-12-03 21:00
1900-12-03 22:00
1900-12-03 23:00
1900-12-04
1900-12-04 01:00
1900-12-04 02:00
1900-12-04 03:00
1900-12-04 04:00
1900-12-04 05:00
1900-12-04 06:00
1900-12-04 07:00
1900-12-04 08:00
1900-12-04 09:00
1900-12-04 10:00
1900-12-04 11:00
1900-12-04 12:00
1900-12-04 13:00
1900-12-04 14:00
1900-12-04 15:00
1900-12-04 16:00
1900-12-04 17:00
1900-12-04 18:00
1900-12-04 19:00
1900-12-04 20:00
1900-12-04 21:00
1900-12-04 22:00
1900-12-04 23:00
1900-12-05
1900-12-05 01:00
1900-12-05 02:00
1900-12-05 03:00
1900-12-05 04:00
1900-12-05 05:00
1900-12-05 06:00
1900-12-05 07:00
1900-12-05 08:00
1900-12-05 09:00
1900-12-05 10:00
1900-12-05 11:00
1900-12-05 12:00
1900-12-05 13:00
1900-12-05 14:00
1900-12-05 15:00
1900-12-05 16:00
1900-12-05 17:00
1900-12-05 18:00
1900-12-05 19:00
1900-12-05 20:00
1900-12-05 21:00
1900-12-05 22:00
1900-12-05 23:00
1900-12-06
1900-12-06 01:00
1900-12-06 02:00
1900-12-06 03:00
1900-12-06 04:00
1900-12-06 05:00
1900-12-06 06:00
1900-12-06 07:00
1900-12-06 08:00
1900-12-06 09:00
1900-12-06 10:00
1900-12-06 11:00
1900-12-06 12:00
1900-12-06 13:00
1900-12-06 14:00
1900-12-06 15:00
1900-12-06 16:00
1900-12-06 17:00
1900-12-06 18:00
1900-12-06 19:00
1900-12-06 20:00
1900-12-06 21:00
1900-12-06 22:00
1900-12-06 23:00
1900-12-07
1900-12-07 01:00
1900-12-07 02:00
1900-12-07 03:00
1900-12-07 04:00
1900-12-07 05:00
1900-12-07 06:00
1900-12-07 07:00
1900-12-07 08:00
1900-12-07 09:00
1900-12-07 10:00
1900-12-07 11:00
1900-12-07 12:00
1900-12-07 13:00
1900-12-07 14:00
1900-12-07 15:00
1900-12-07 16:00
1900-12-07 17:00
1900-12-07 18:00
1900-12-07 19:00
1900-12-07 20:00
1900-12-07 21:00
1900-12-07 22:00
1900-12-07 23:00
1900-12-08
1900-12-08 01:00
1900-12-08 02:00
1900-12-08 03:00
1900-12-08 04:00
1900-12-08 05:00
1900-12-08 06:00
1900-12-08 07:00
1900-12-08 08:00
1900-12-08 09:00
1900-12-08 10:00
1900-12-08 11:00
1900-12-08 12:00
1900-12-08 13:00
1900-12-08 14:00
1900-12-08 15:00
1900-12-08 16:00
1900-12-08 17:00
1900-12-08 18:00
1900-12-08 19:00
1900-12-08 20:00
1900-12-08 21:00
1900-12-08 22:00
1900-12-08 23:00
1900-12-09
1900-12-09 01:00
1900-12-09 02:00
1900-12-09 03:00
1900-12-09 04:00
1900-12-09 05:00
1900-12-09 06:00
1900-12-09 07:00
1900-12-09 08:00
1900-12-09 09:00
1900-12-09 10:00
1900-12-09 11:00
1900-12-09 12:00
1900-12-09 13:00
1900-12-09 14:00
1900-12-09 15:00
1900-12-09 16:00
1900-12-09 17:00
1900-12-09 18:00
1900-12-09 19:00
1900-12-09 20:00
1900-12-09 21:00
1900-12-09 22:00
1900-12-09 23:00
1900-12-10
1900-12-10 01:00
1900-12-10 02:00
1900-12-10 03:00
1900-12-10 04:00
1900-12-10 05:00
1900-12-10 06:00
1900-12-10 07:00
1900-12-10 08:00
1900-12-10 09:00
1900-12-10 10:00
1900-12-10 11:00
1900-12-10 12:00
1900-12-10 13:00
1900-12-10 14:00
1900-12-10 15:00
1900-12-10 16:00
1900-12-10 17:00
1900-12-10 18:00
1900-12-10 19:00
1900-12-10 20:00
1900-12-10 21:00
1900-12-10 22:00
1900-12-10 23:00
1900-12-11
1900-12-11 01:00
1900-12-11 02:00
1900-12-11 03:00
1900-12-11 04:00
1900-12-11 05:00
1900-12-11 06:00
1900-12-11 07:00
1900-12-11 08:00
1900-12-11 09:00
1900-12-11 10:00
1900-12-11 11:00
1900-12-11 12:00
1900-12-11 13:00
1900-12-11 14:00
1900-12-11 15:00
1900-12-11 16:00
1900-12-11 17:00
1900-12-11 18:00
1900-12-11 19:00
1900-12-11 20:00
1900-12-11 21:00
1900-12-11 22:00
1900-12-11 23:00
1900-12-12
1900-12-12 01:00
1900-12-12 02:00
1900-12-12 03:00
1900-12-12 04:00
1900-12-12 05:00
1900-12-12 06:00
1900-12-12 07:00
1900-12-12 08:00
1900-12-12 09:00
1900-12-12 10:00
1900-12-12 11:00
1900-12-12 12:00
1900-12-12 13:00
1900-12-12 14:00
1900-12-12 15:00
1900-12-12 16:00
1900-12-12 17:00
1900-12-12 18:00
1900-12-12 19:00
1900-12-12 20:00
1900-12-12 21:00
1900-12-12 22:00
1900-12-12 23:00
1900-12-13
1900-12-13 01:00
1900-12-13 02:00
1900-12-13 03:00
1900-12-13 04:00
1900-12-13 05:00
1900-12-13 06:00
1900-12-13 07:00
1900-12-13 08:00
1900-12-13 09:00
1900-12-13 10:00
1900-12-13 11:00
1900-12-13 12:00
1900-12-13 13:00
1900-12-13 14:00
1900-12-13 15:00
1900-12-13 16:00
1900-12-13 17:00
1900-12-13 18:00
1900-12-13 19:00
1900-12-13 20:00
1900-12-13 21:00
1900-12-13 22:00
1900-12-13 23:00
1900-12-14
1900-12-14 01:00
1900-12-14 02:00
1900-12-14 03:00
1900-12-14 04:00
1900-12-14 05:00
1900-12-14 06:00
1900-12-14 07:00
1900-12-14 08:00
1900-12-14 09:00
1900-12-14 10:00
1900-12-14 11:00
1900-12-14 12:00
1900-12-14 13:00
1900-12-14 14:00
1900-12-14 15:00
1900-12-14 16:00
1900-12-14 17:00
1900-12-14 18:00
1900-12-14 19:00
1900-12-14 20:00
1900-12-14 21:00
1900-12-14 22:00
1900-12-14 23:00
1900-12-15
1900-12-15 01:00
1900-12-15 02:00
1900-12-15 03:00
1900-12-15 04:00
1900-12-15 05:00
1900-12-15 06:00
1900-12-15 07:00
1900-12-15 08:00
1900-12-15 09:00
1900-12-15 10:00
1900-12-15 11:00
1900-12-15 12:00
1900-12-15 13:00
1900-12-15 14:00
1900-12-15 15:00
1900-12-15 16:00
1900-12-15 17:00
1900-12-15 18:00
1900-12-15 19:00
1900-12-15 20:00
1900-12-15 21:00
1900-12-15 22:00
1900-12-15 23:00
1900-12-16
1900-12-16 01:00
1900-12-16 02:00
1900-12-16 03:00
1900-12-16 04:00
1900-12-16 05:00
1900-12-16 06:00
1900-12-16 07:00
1900-12-16 08:00
1900-12-16 09:00
1900-12-16 10:00
1900-12-16 11:00
1900-12-16 12:00
1900-12-16 13:00
1900-12-16 14:00
1900-12-16 15:00
1900-12-16 16:00
1900-12-16 17:00
1900-12-16 18:00
1900-12-16 19:00
1900-12-16 20:00
1900-12-16 21:00
1900-12-16 22:00
1900-12-16 23:00
1900-12-17
1900-12-17 01:00
1900-12-17 02:00
1900-12-17 03:00
1900-12-17 04:00
1900-12-17 05:00
1900-12-17 06:00
1900-12-17 07:00
1900-12-17 08:00
1900-12-17 09:00
1900-12-17 10:00
1900-12-17 11:00
1900-12-17 12:00
1900-12-17 13:00
1900-12-17 14:00
1900-12-17 15:00
1900-12-17 16:00
1900-12-17 17:00
1900-12-17 18:00
1900-12-17 19:00
1900-12-17 20:00
1900-12-17 21:00
1900-12-17 22:00
1900-12-17 23:00
1900-12-18
1900-12-18 01:00
1900-12-18 02:00
1900-12-18 03:00
1900-12-18 04:00
1900-12-18 05:00
1900-12-18 06:00
1900-12-18 07:00
1900-12-18 08:00
1900-12-18 09:00
1900-12-18 10:00
1900-12-18 11:00
1900-12-18 12:00
1900-12-18 13:00
1900-12-18 14:00
1900-12-18 15:00
1900-12-18 16:00
1900-12-18 17:00
1900-12-18 18:00
1900-12-18 19:00
1900-12-18 20:00
1900-12-18 21:00
1900-12-18 22:00
1900-12-18 23:00
1900-12-19
1900-12-19 01:00
1900-12-19 02:00
1900-12-19 03:00
1900-12-19 04:00
1900-12-19 05:00
1900-12-19 06:00
1900-12-19 07:00
1900-12-19 08:00
1900-12-19 09:00
1900-12-19 10:00
1900-12-19 11:00
1900-12-19 12:00
1900-12-19 13:00
1900-12-19 14:00
1900-12-19 15:00
1900-12-19 16:00
1900-12-19 17:00
1900-12-19 18:00
1900-12-19 19:00
1900-12-19 20:00
1900-12-19 21:00
1900-12-19 22:00
1900-12-19 23:00
1900-12-20
1900-12-20 01:00
1900-12-20 02:00
1900-12-20 03:00
1900-12-20 04:00
1900-12-20 05:00
1900-12-20 06:00
1900-12-20 07:00
1900-12-20 08:00
1900-12-20 09:00
1900-12-20 10:00
1900-12-20 11:00
1900-12-20 12:00
1900-12-20 13:00
1900-12-20 14:00
1900-12-20 15:00
1900-12-20 16:00
1900-12-20 17:00
1900-12-20 18:00
1900-12-20 19:00
1900-12-20 20:00
1900-12-20 21:00
1900-12-20 22:00
1900-12-20 23:00
1900-12-21
1900-12-21 01:00
1900-12-21 02:00
1900-12-21 03:00
1900-12-21 04:00
1900-12-21 05:00
1900-12-21 06:00
1900-12-21 07:00
1900-12-21 08:00
1900-12-21 09:00
1900-12-21 10:00
1900-12-21 11:00
1900-12-21 12:00
1900-12-21 13:00
1900-12-21 14:00
1900-12-21 15:00
1900-12-21 16:00
1900-12-21 17:00
1900-12-21 18:00
1900-12-21 19:00
1900-12-21 20:00
1900-12-21 21:00
1900-12-21 22:00
1900-12-21 23:00
1900-12-22
1900-12-22 01:00
1900-12-22 02:00
1900-12-22 03:00
1900-12-22 04:00
1900-12-22 05:00
1900-12-22 06:00
1900-12-22 07:00
1900-12-22 08:00
1900-12-22 09:00
1900-12-22 10:00
1900-12-22 11:00
1900-12-22 12:00
1900-12-22 13:00
1900-12-22 14:00
1900-12-22 15:00
1900-12-22 16:00
1900-12-22 17:00
1900-12-22 18:00
1900-12-22 19:00
1900-12-22 20:00
1900-12-22 21:00
1900-12-22 22:00
1900-12-22 23:00
1900-12-23
1900-12-23 01:00
1900-12-23 02:00
1900-12-23 03:00
1900-12-23 04:00
1900-12-23 05:00
1900-12-23 06:00
1900-12-23 07:00
1900-12-23 08:00
1900-12-23 09:00
1900-12-23 10:00
1900-12-23 11:00
1900-12-23 12:00
1900-12-23 13:00
1900-12-23 14:00
1900-12-23 15:00
1900-12-23 16:00
1900-12-23 17:00
1900-12-23 18:00
1900-12-23 19:00
1900-12-23 20:00
1900-12-23 21:00
1900-12-23 22:00
1900-12-23 23:00
1900-12-24
1900-12-24 01:00
1900-12-24 02:00
1900-12-24 03:00
1900-12-24 04:00
1900-12-24 05:00
1900-12-24 06:00
1900-12-24 07:00
1900-12-24 08:00
1900-12-24 09:00
1900-12-24 10:00
1900-12-24 11:00
1900-12-24 12:00
1900-12-24 13:00
1900-12-24 14:00
1900-12-24 15:00
1900-12-24 16:00
1900-12-24 17:00
1900-12-24 18:00
1900-12-24 19:00
1900-12-24 20:00
1900-12-24 21:00
1900-12-24 22:00
1900-12-24 23:00
1900-12-25
1900-12-25 01:00
1900-12-25 02:00
1900-12-25 03:00
1900-12-25 04:00
1900-12-25 05:00
1900-12-25 06:00
1900-12-25 07:00
1900-12-25 08:00
1900-12-25 09:00
1900-12-25 10:00
1900-12-25 11:00
1900-12-25 12:00
1900-12-25 13:00
1900-12-25 14:00
1900-12-25 15:00
1900-12-25 16:00
1900-12-25 17:00
1900-12-25 18:00
1900-12-25 19:00
1900-12-25 20:00
1900-12-25 21:00
1900-12-25 22:00
1900-12-25 23:00
1900-12-26
1900-12-26 01:00
1900-12-26 02:00
1900-12-26 03:00
1900-12-26 04:00
1900-12-26 05:00
1900-12-26 06:00
1900-12-26 07:00
1900-12-26 08:00
1900-12-26 09:00
1900-12-26 10:00
1900-12-26 11:00
1900-12-26 12:00
1900-12-26 13:00
1900-12-26 14:00
1900-12-26 15:00
1900-12-26 16:00
1900-12-26 17:00
1900-12-26 18:00
1900-12-26 19:00
1900-12-26 20:00
1900-12-26 21:00
1900-12-26 22:00
1900-12-26 23:00
1900-12-27
1900-12-27 01:00
1900-12-27 02:00
1900-12-27 03:00
1900-12-27 04:00
1900-12-27 05:00
1900-12-27 06:00
1900-12-27 07:00
1900-12-27 08:00
1900-12-27 09:00
1900-12-27 10:00
1900-12-27 11:00
1900-12-27 12:00
1900-12-27 13:00
1900-12-27 14:00
1900-12-27 15:00
1900-12-27 16:00
1900-12-27 17:00
1900-12-27 18:00
1900-12-27 19:00
1900-12-27 20:00
1900-12-27 21:00
1900-12-27 22:00
1900-12-27 23:00
1900-12-28
1900-12-28 01:00
1900-12-28 02:00
1900-12-28 03:00
1900-12-28 04:00
1900-12-28 05:00
1900-12-28 06:00
1900-12-28 07:00
1900-12-28 08:00
1900-12-28 09:00
1900-12-28 10:00
1900-12-28 11:00
1900-12-28 12:00
1900-12-28 13:00
1900-12-28 14:00
1900-12-28 15:00
1900-12-28 16:00
1900-12-28 17:00
1900-12-28 18:00
1900-12-28 19:00
1900-12-28 20:00
1900-12-28 21:00
1900-12-28 22:00
1900-12-28 23:00
1900-12-29
1900-12-29 01:00
1900-12-29 02:00
1900-12-29 03:00
1900-12-29 04:00
1900-12-29 05:00
1900-12-29 06:00
1900-12-29 07:00
1900-12-29 08:00
1900-12-29 09:00
1900-12-29 10:00
1900-12-29 11:00
1900-12-29 12:00
1900-12-29 13:00
1900-12-29 14:00
1900-12-29 15:00
1900-12-29 16:00
1900-12-29 17:00
1900-12-29 18:00
1900-12-29 19:00
1900-12-29 20:00
1900-12-29 21:00
1900-12-29 22:00
1900-12-29 23:00
1900-12-30
1900-12-30 01:00
1900-12-30 02:00
1900-12-30 03:00
1900-12-30 04:00
1900-12-30 05:00
1900-12-30 06:00
1900-12-30 07:00
1900-12-30 08:00
1900-12-30 09:00
1900-12-30 10:00
1900-12-30 11:00
1900-12-30 12:00
1900-12-30 13:00
1900-12-30 14:00
1900-12-30 15:00
1900-12-30 16:00
1900-12-30 17:00
1900-12-30 18:00
1900-12-30 19:00
1900-12-30 20:00
1900-12-30 21:00
1900-12-30 22:00
1900-12-30 23:00
1900-12-31
1900-12-31 01:00
1900-12-31 02:00
1900-12-31 03:00
1900-12-31 04:00
1900-12-31 05:00
1900-12-31 06:00
1900-12-31 07:00
1900-12-31 08:00
1900-12-31 09:00
1900-12-31 10:00
1900-12-31 11:00
1900-12-31 12:00
1900-12-31 13:00
1900-12-31 14:00
1900-12-31 15:00
1900-12-31 16:00
1900-12-31 17:00
1900-12-31 18:00
1900-12-31 19:00
1900-12-31 20:00
1900-12-31 21:00
1900-12-31 22:00
1900-12-31 23:00
1901-01-01
1901-01-01 01:00
1901-01-01 02:00
1901-01-01 03:00
1901-01-01 04:00
1901-01-01 05:00
1901-01-01 06:00
1901-01-01 07:00
1901-01-01 08:00
1901-01-01 09:00
1901-01-01 10:00
1901-01-01 11:00
1901-01-01 12:00
1901-01-01 13:00
1901-01-01 14:00
1901-01-01 15:00
1901-01-01 16:00
1901-01-01 17:00
1901-01-01 18:00
1901-01-01 19:00
1901-01-01 20:00
1901-01-01 21:00
1901-01-01 22:00
1901-01-01 23:00
1901-01-02
1901-01-02 01:00
1901-01-02 02:00
1901-01-02 03:00
1901-01-02 04:00
1901-01-02 05:00
1901-01-02 06:00
1901-01-02 07:00
1901-01-02 08:00
1901-01-02 09:00
1901-01-02 10:00
1901-01-02 11:00
1901-01-02 12:00
1901-01-02 13:00
1901-01-02 14:00
1901-01-02 15:00
1901-01-02 16:00
1901-01-02 17:00
1901-01-02 18:00
1901-01-02 19:00
1901-01-02 20:00
1901-01-02 21:00
1901-01-02 22:00
1901-01-02 23:00
1901-01-03
1901-01-03 01:00
1901-01-03 02:00
1901-01-03 03:00
1901-01-03 04:00
1901-01-03 05:00
1901-01-03 06:00
1901-01-03 07:00
1901-01-03 08:00
1901-01-03 09:00
1901-01-03 10:00
1901-01-03 11:00
1901-01-03 12:00
1901-01-03 13:00
1901-01-03 14:00
1901-01-03 15:00
1901-01-03 16:00
1901-01-03 17:00
1901-01-03 18:00
1901-01-03 19:00
1901-01-03 20:00
1901-01-03 21:00
1901-01-03 22:00
1901-01-03 23:00
1901-01-04
1901-01-04 01:00
1901-01-04 02:00
1901-01-04 03:00
1901-01-04 04:00
1901-01-04 05:00
1901-01-04 06:00
1901-01-04 07:00
1901-01-04 08:00
1901-01-04 09:00
1901-01-04 10:00
1901-01-04 11:00
1901-01-04 12:00
1901-01-04 13:00
1901-01-04 14:00
1901-01-04 15:00
1901-01-04 16:00
1901-01-04 17:00
1901-01-04 18:00
1901-01-04 19:00
1901-01-04 20:00
1901-01-04 21:00
1901-01-04 22:00
1901-01-04 23:00
1901-01-05
1901-01-05 01:00
1901-01-05 02:00
1901-01-05 03:00
1901-01-05 04:00
1901-01-05 05:00
1901-01-05 06:00
1901-01-05 07:00
1901-01-05 08:00
1901-01-05 09:00
1901-01-05 10:00
1901-01-05 11:00
1901-01-05 12:00
1901-01-05 13:00
1901-01-05 14:00
1901-01-05 15:00
1901-01-05 16:00
1901-01-05 17:00
1901-01-05 18:00
1901-01-05 19:00
1901-01-05 20:00
1901-01-05 21:00
1901-01-05 22:00
1901-01-05 23:00
1901-01-06
1901-01-06 01:00
1901-01-06 02:00
1901-01-06 03:00
1901-01-06 04:00
1901-01-06 05:00
1901-01-06 06:00
1901-01-06 07:00
1901-01-06 08:00
1901-01-06 09:00
1901-01-06 10:00
1901-01-06 11:00
1901-01-06 12:00
1901-01-06 13:00
1901-01-06 14:00
1901-01-06 15:00
1901-01-06 16:00
1901-01-06 17:00
1901-01-06 18:00
1901-01-06 19:00
1901-01-06 20:00
1901-01-06 21:00
1901-01-06 22:00
1901-01-06 23:00
1901-01-07
1901-01-07 01:00
1901-01-07 02:00
1901-01-07 03:00
1901-01-07 04:00
1901-01-07 05:00
1901-01-07 06:00
1901-01-07 07:00
1901-01-07 08:00
1901-01-07 09:00
1901-01-07 10:00
1901-01-07 11:00
1901-01-07 12:00
1901-01-07 13:00
1901-01-07 14:00
1901-01-07 15:00
1901-01-07 16:00
1901-01-07 17:00
1901-01-07 18:00
1901-01-07 19:00
1901-01-07 20:00
1901-01-07 21:00
1901-01-07 22:00
1901-01-07 23:00
1901-01-08
1901-01-08 01:00
1901-01-08 02:00
1901-01-08 03:00
1901-01-08 04:00
1901-01-08 05:00
1901-01-08 06:00
1901-01-08 07:00
1901-01-08 08:00
1901-01-08 09:00
1901-01-08 10:00
1901-01-08 11:00
1901-01-08 12:00
1901-01-08 13:00
1901-01-08 14:00
1901-01-08 15:00
1901-01-08 16:00
1901-01-08 17:00
1901-01-08 18:00
1901-01-08 19:00
1901-01-08 20:00
1901-01-08 21:00
1901-01-08 22:00
1901-01-08 23:00
1901-01-09
1901-01-09 01:00
1901-01-09 02:00
1901-01-09 03:00
1901-01-09 04:00
1901-01-09 05:00
1901-01-09 06:00
1901-01-09 07:00
1901-01-09 08:00
1901-01-09 09:00
1901-01-09 10:00
1901-01-09 11:00
1901-01-09 12:00
1901-01-09 13:00
1901-01-09 14:00
1901-01-09 15:00
1901-01-09 16:00
1901-01-09 17:00
1901-01-09 18:00
1901-01-09 19:00
1901-01-09 20:00
1901-01-09 21:00
1901-01-09 22:00
1901-01-09 23:00
1901-01-10
1901-01-10 01:00
1901-01-10 02:00
1901-01-10 03:00
1901-01-10 04:00
1901-01-10 05:00
1901-01-10 06:00
1901-01-10 07:00
1901-01-10 08:00
1901-01-10 09:00
1901-01-10 10:00
1901-01-10 11:00
1901-01-10 12:00
1901-01-10 13:00
1901-01-10 14:00
1901-01-10 15:00
1901-01-10 16:00
1901-01-10 17:00
1901-01-10 18:00
1901-01-10 19:00
1901-01-10 20:00
1901-01-10 21:00
1901-01-10 22:00
1901-01-10 23:00
1901-01-11
1901-01-11 01:00
1901-01-11 02:00
1901-01-11 03:00
1901-01-11 04:00
1901-01-11 05:00
1901-01-11 06:00
1901-01-11 07:00
1901-01-11 08:00
1901-01-11 09:00
1901-01-11 10:00
1901-01-11 11:00
1901-01-11 12:00
1901-01-11 13:00
1901-01-11 14:00
1901-01-11 15:00
1901-01-11 16:00
1901-01-11 17:00
1901-01-11 18:00
1901-01-11 19:00
1901-01-11 20:00
1901-01-11 21:00
1901-01-11 22:00
1901-01-11 23:00
1901-01-12
1901-01-12 01:00
1901-01-12 02:00
1901-01-12 03:00
1901-01-12 04:00
1901-01-12 05:00
1901-01-12 06:00
1901-01-12 07:00
1901-01-12 08:00
1901-01-12 09:00
1901-01-12 10:00
1901-01-12 11:00
1901-01-12 12:00
1901-01-12 13:00
1901-01-12 14:00
1901-01-12 15:00
1901-01-12 16:00
1901-01-12 17:00
1901-01-12 18:00
1901-01-12 19:00
1901-01-12 20:00
1901-01-12 21:00
1901-01-12 22:00
1901-01-12 23:00
1901-01-13
1901-01-13 01:00
1901-01-13 02:00
1901-01-13 03:00
1901-01-13 04:00
1901-01-13 05:00
1901-01-13 06:00
1901-01-13 07:00
1901-01-13 08:00
1901-01-13 09:00
1901-01-13 10:00
1901-01-13 11:00
1901-01-13 12:00
1901-01-13 13:00
1901-01-13 14:00
1901-01-13 15:00
1901-01-13 16:00
1901-01-13 17:00
1901-01-13 18:00
1901-01-13 19:00
1901-01-13 20:00
1901-01-13 21:00
1901-01-13 22:00
1901-01-13 23:00
1901-01-14
1901-01-14 01:00
1901-01-14 02:00
1901-01-14 03:00
1901-01-14 04:00
1901-01-14 05:00
1901-01-14 06:00
1901-01-14 07:00
1901-01-14 08:00
1901-01-14 09:00
1901-01-14 10:00
1901-01-14 11:00
1901-01-14 12:00
1901-01-14 13:00
1901-01-14 14:00
1901-01-14 15:00
1901-01-14 16:00
1901-01-14 17:00
1901-01-14 18:00
1901-01-14 19:00
1901-01-14 20:00
1901-01-14 21:00
1901-01-14 22:00
1901-01-14 23:00
1901-01-15
1901-01-15 01:00
1901-01-15 02:00
1901-01-15 03:00
1901-01-15 04:00
1901-01-15 05:00
1901-01-15 06:00
1901-01-15 07:00
1901-01-15 08:00
1901-01-15 09:00
1901-01-15 10:00
1901-01-15 11:00
1901-01-15 12:00
1901-01-15 13:00
1901-01-15 14:00
1901-01-15 15:00
1901-01-15 16:00
1901-01-15 17:00
1901-01-15 18:00
1901-01-15 19:00
1901-01-15 20:00
1901-01-15 21:00
1901-01-15 22:00
1901-01-15 23:00
1901-01-16
1901-01-16 01:00
1901-01-16 02:00
1901-01-16 03:00
1901-01-16 04:00
1901-01-16 05:00
1901-01-16 06:00
1901-01-16 07:00
1901-01-16 08:00
1901-01-16 09:00
1901-01-16 10:00
1901-01-16 11:00
1901-01-16 12:00
1901-01-16 13:00
1901-01-16 14:00
1901-01-16 15:00
1901-01-16 16:00
1901-01-16 17:00
1901-01-16 18:00
1901-01-16 19:00
1901-01-16 20:00
1901-01-16 21:00
1901-01-16 22:00
1901-01-16 23:00
1901-01-17
1901-01-17 01:00
1901-01-17 02:00
1901-01-17 03:00
1901-01-17 04:00
1901-01-17 05:00
1901-01-17 06:00
1901-01-17 07:00
1901-01-17 08:00
1901-01-17 09:00
1901-01-17 10:00
1901-01-17 11:00
1901-01-17 12:00
1901-01-17 13:00
1901-01-17 14:00
1901-01-17 15:00
1901-01-17 16:00
1901-01-17 17:00
1901-01-17 18:00
1901-01-17 19:00
1901-01-17 20:00
1901-01-17 21:00
1901-01-17 22:00
1901-01-17 23:00
1901-01-18
1901-01-18 01:00
1901-01-18 02:00
1901-01-18 03:00
1901-01-18 04:00
1901-01-18 05:00
1901-01-18 06:00
1901-01-18 07:00
1901-01-18 08:00
1901-01-18 09:00
1901-01-18 10:00
1901-01-18 11:00
1901-01-18 12:00
1901-01-18 13:00
1901-01-18 14:00
1901-01-18 15:00
1901-01-18 16:00
1901-01-18 17:00
1901-01-18 18:00
1901-01-18 19:00
1901-01-18 20:00
1901-01-18 21:00
1901-01-18 22:00
Formulas:
Start Date = IFERROR([Start Date, row above]+1/24,"")

## STEP 3b Local Bias Adjustment 2 (hidden)
[17 empty] | Bias 2 Period | Triplicate Average | Reference Conc+ | Tube 1 µgm-3 | Tube 2 µgm-3 | Tube 3 µgm-3 | Average | Montlhly df | Coefficient of Variation (CV) | STDEV ^2 * df | Period Mean | Ref/Tub_1 | Ref/Tub_2 | Ref/Tub_3 | Average Ref/Tub |  | STDEV ^2 | STDEV ^2 * df | Data Capture | Tub/Ref_1 | Tub/Ref_2 | Tub/Ref_3 | Average Ref/Tub |  | STDEV ^2 * df | Cm | Dm
[17 empty] | 1 | Poor Data | Poor Data | * | * | * | * | * | * | * | * | * | * | * | * | * | * | * | * | * | * | * | * | * | * | * | *
| Local Bias Adjustment 2 | [15 empty] | 2 | Poor Data | Poor Data | * | * | * | * | * | * | * | * | * | * | * | * | * | * | * | * | * | * | * | * | * | * | * | *
[9 empty] | 1 | [7 empty] | 3 | Poor Data | Poor Data | * | * | * | * | * | * | * | * | * | * | * | * | * | * | * | * | * | * | * | * | * | * | * | *
| Enter data into the pink cells | [7 empty] | 2 | [7 empty] | 4 | Poor Data | Poor Data | * | * | * | * | * | * | * | * | * | * | * | * | * | * | * | * | * | * | * | * | * | * | * | *
[9 empty] | 3 | [7 empty] | 5 | Poor Data | Poor Data | * | * | * | * | * | * | * | * | * | * | * | * | * | * | * | * | * | * | * | * | * | * | * | *
[9 empty] | 4 | [7 empty] | 6 | Poor Data | Poor Data | * | * | * | * | * | * | * | * | * | * | * | * | * | * | * | * | * | * | * | * | * | * | * | *
i) Enter co-located diffusion tube period means | [16 empty] | 7 | Poor Data | Poor Data | * | * | * | * | * | * | * | * | * | * | * | * | * | * | * | * | * | * | * | * | * | * | * | *
[17 empty] | 8 | Poor Data | Poor Data | * | * | * | * | * | * | * | * | * | * | * | * | * | * | * | * | * | * | * | * | * | * | * | *
Period | NO2 Period Mean (µg/m3) |  |  | Triplicate Mean | Standard Deviation | Coefficient of Variation (CV) | 95% CI of Mean | Data Quality Check | [8 empty] | 9 | Poor Data | Poor Data | * | * | * | * | * | * | * | * | * | * | * | * | * | * | * | * | * | * | * | * | * | * | * | *
| Tube 1 | Tube 2 | Tube 3 | [13 empty] | 10 | Poor Data | Poor Data | * | * | * | * | * | * | * | * | * | * | * | * | * | * | * | * | * | * | * | * | * | * | * | *
1 | [16 empty] | 11 | Poor Data | Poor Data | * | * | * | * | * | * | * | * | * | * | * | * | * | * | * | * | * | * | * | * | * | * | * | *
2 | [16 empty] | 12 | Poor Data | Poor Data | * | * | * | * | * | * | * | * | * | * | * | * | * | * | * | * | * | * | * | * | * | * | * | *
3 | [17 empty] | #DIV/0! | #DIV/0! |  |  | Average | #DIV/0! |  | #DIV/0! |  | #DIV/0! |  | Average= | #DIV/0! | #DIV/0! | sm | se | se | #DIV/0! |  | Average= | #DIV/0! | #DIV/0! | sm | se | #DIV/0! | #DIV/0!
4 | [20 empty] | Stdev monthly means | Stdev monthly means | #DIV/0! | se |  | #DIV/0! |  |  | Stdev= | #DIV/0! | #DIV/0! | #DIV/0! | #DIV/0! | #DIV/0! |  |  | Stdev= | #DIV/0! | #DIV/0! | #DIV/0! | #DIV/0! | #DIV/0! | #DIV/0!
5 | [19 empty] | #DIV/0! |  | N= | 0 | [5 empty] | N= | 0 | 0 | #DIV/0! |  |  |  |  | N= | 0 | 0 | #DIV/0! |  | #DIV/0! | #DIV/0!
6 | [21 empty] | 95% CI | #NUM! | [5 empty] | 95% CI | #NUM! | #NUM! | [5 empty] | 95% CI | #NUM! | #NUM! | #DIV/0! |  | #DIV/0! | #DIV/0!
7 | [28 empty] | #NUM! | #NUM! | [9 empty] | #DIV/0!
8
9
10
11
12
[9 empty] | 0 | Good
ii) Enter co-located continuous monitor hourly monitoring data | [8 empty] | #DIV/0! | #DIV/0!
Start Date |  |  |  |  | Period | Period Mean | Data Capture (%) | Data Quality Check |  | Tube On | Tube Off | Day Count | Maximum Count | % TDC | CS1 Conc | CS1 % DC
Start Time |  |  |  |  | 1 |  | 0% |  | 1 | 2024-01-04 | 2024-02-02 | 29 | 696 | 0.089783 |  | 0%
[5 empty] | 2 |  | 0% |  | 2 | 2024-02-02 | 2024-03-04 | 31 | 744 | 0.095975 |  | 0%
Date & Time | NO2 Hourly Concentrations (µg/m3) |  |  |  | 3 |  | 0% |  | 3 | 2024-03-04 | 2024-04-06 | 33 | 792 | 0.10217 |  | 0%
[5 empty] | 4 |  | 0% |  | 4 | 2024-04-06 | 2024-05-04 | 28 | 672 | 0.086687 |  | 0%
0 |  |  |  |  | 5 |  | 0% |  | 5 | 2024-05-04 | 2024-06-01 | 28 | 672 | 0.086687 |  | 0%
0.041667 |  |  |  |  | 6 |  | 0% |  | 6 | 2024-06-01 | 2024-07-05 | 34 | 816 | 0.10526 |  | 0%
0.083333 |  |  |  |  | 7 |  |  |  | 7 | 0 | 0 | 0 | 0 | 0 |  | #DIV/0!
0.125 |  |  |  |  | 8 |  |  |  | 8 | 0 | 0 | 0 | 0 | 0 |  | #DIV/0!
0.16667 |  |  |  |  | 9 |  | 0% |  | 9 | 2024-08-23 | 2024-09-28 | 36 | 864 | 0.11146 |  | 0%
0.20833 |  |  |  |  | 10 |  | 0% |  | 10 | 2024-09-28 | 2024-11-08 | 41 | 984 | 0.12693 |  | 0%
0.25 |  |  |  |  | 11 |  | 0% |  | 11 | 2024-11-08 | 2024-12-10 | 32 | 768 | 0.099071 |  | 0%
0.29167 |  |  |  |  | 12 |  | 0% |  | 12 | 2024-12-10 | 2025-01-10 | 31 | 744 | 0.095975 |  | 0%
0.33333 | [8 empty] | Data Capture | 0%
0.375
0.41667
0.45833
0.5
0.54167
0.58333
0.625
0.66667
0.70833
0.75
0.79167
0.83333
0.875
0.91667
0.95833
1
1899-12-31 01:00
1899-12-31 02:00
1899-12-31 03:00
1899-12-31 04:00
1899-12-31 05:00
1899-12-31 06:00
1899-12-31 07:00
1899-12-31 08:00
1899-12-31 09:00
1899-12-31 10:00
1899-12-31 11:00
1899-12-31 12:00
1899-12-31 13:00
1899-12-31 14:00
1899-12-31 15:00
1899-12-31 16:00
1899-12-31 17:00
1899-12-31 18:00
1899-12-31 19:00
1899-12-31 20:00
1899-12-31 21:00
1899-12-31 22:00
1899-12-31 23:00
1900-01-01
1900-01-01 01:00
1900-01-01 02:00
1900-01-01 03:00
1900-01-01 04:00
1900-01-01 05:00
1900-01-01 06:00
1900-01-01 07:00
1900-01-01 08:00
1900-01-01 09:00
1900-01-01 10:00
1900-01-01 11:00
1900-01-01 12:00
1900-01-01 13:00
1900-01-01 14:00
1900-01-01 15:00
1900-01-01 16:00
1900-01-01 17:00
1900-01-01 18:00
1900-01-01 19:00
1900-01-01 20:00
1900-01-01 21:00
1900-01-01 22:00
1900-01-01 23:00
1900-01-02
1900-01-02 01:00
1900-01-02 02:00
1900-01-02 03:00
1900-01-02 04:00
1900-01-02 05:00
1900-01-02 06:00
1900-01-02 07:00
1900-01-02 08:00
1900-01-02 09:00
1900-01-02 10:00
1900-01-02 11:00
1900-01-02 12:00
1900-01-02 13:00
1900-01-02 14:00
1900-01-02 15:00
1900-01-02 16:00
1900-01-02 17:00
1900-01-02 18:00
1900-01-02 19:00
1900-01-02 20:00
1900-01-02 21:00
1900-01-02 22:00
1900-01-02 23:00
1900-01-03
1900-01-03 01:00
1900-01-03 02:00
1900-01-03 03:00
1900-01-03 04:00
1900-01-03 05:00
1900-01-03 06:00
1900-01-03 07:00
1900-01-03 08:00
1900-01-03 09:00
1900-01-03 10:00
1900-01-03 11:00
1900-01-03 12:00
1900-01-03 13:00
1900-01-03 14:00
1900-01-03 15:00
1900-01-03 16:00
1900-01-03 17:00
1900-01-03 18:00
1900-01-03 19:00
1900-01-03 20:00
1900-01-03 21:00
1900-01-03 22:00
1900-01-03 23:00
1900-01-04
1900-01-04 01:00
1900-01-04 02:00
1900-01-04 03:00
1900-01-04 04:00
1900-01-04 05:00
1900-01-04 06:00
1900-01-04 07:00
1900-01-04 08:00
1900-01-04 09:00
1900-01-04 10:00
1900-01-04 11:00
1900-01-04 12:00
1900-01-04 13:00
1900-01-04 14:00
1900-01-04 15:00
1900-01-04 16:00
1900-01-04 17:00
1900-01-04 18:00
1900-01-04 19:00
1900-01-04 20:00
1900-01-04 21:00
1900-01-04 22:00
1900-01-04 23:00
1900-01-05
1900-01-05 01:00
1900-01-05 02:00
1900-01-05 03:00
1900-01-05 04:00
1900-01-05 05:00
1900-01-05 06:00
1900-01-05 07:00
1900-01-05 08:00
1900-01-05 09:00
1900-01-05 10:00
1900-01-05 11:00
1900-01-05 12:00
1900-01-05 13:00
1900-01-05 14:00
1900-01-05 15:00
1900-01-05 16:00
1900-01-05 17:00
1900-01-05 18:00
1900-01-05 19:00
1900-01-05 20:00
1900-01-05 21:00
1900-01-05 22:00
1900-01-05 23:00
1900-01-06
1900-01-06 01:00
1900-01-06 02:00
1900-01-06 03:00
1900-01-06 04:00
1900-01-06 05:00
1900-01-06 06:00
1900-01-06 07:00
1900-01-06 08:00
1900-01-06 09:00
1900-01-06 10:00
1900-01-06 11:00
1900-01-06 12:00
1900-01-06 13:00
1900-01-06 14:00
1900-01-06 15:00
1900-01-06 16:00
1900-01-06 17:00
1900-01-06 18:00
1900-01-06 19:00
1900-01-06 20:00
1900-01-06 21:00
1900-01-06 22:00
1900-01-06 23:00
1900-01-07
1900-01-07 01:00
1900-01-07 02:00
1900-01-07 03:00
1900-01-07 04:00
1900-01-07 05:00
1900-01-07 06:00
1900-01-07 07:00
1900-01-07 08:00
1900-01-07 09:00
1900-01-07 10:00
1900-01-07 11:00
1900-01-07 12:00
1900-01-07 13:00
1900-01-07 14:00
1900-01-07 15:00
1900-01-07 16:00
1900-01-07 17:00
1900-01-07 18:00
1900-01-07 19:00
1900-01-07 20:00
1900-01-07 21:00
1900-01-07 22:00
1900-01-07 23:00
1900-01-08
1900-01-08 01:00
1900-01-08 02:00
1900-01-08 03:00
1900-01-08 04:00
1900-01-08 05:00
1900-01-08 06:00
1900-01-08 07:00
1900-01-08 08:00
1900-01-08 09:00
1900-01-08 10:00
1900-01-08 11:00
1900-01-08 12:00
1900-01-08 13:00
1900-01-08 14:00
1900-01-08 15:00
1900-01-08 16:00
1900-01-08 17:00
1900-01-08 18:00
1900-01-08 19:00
1900-01-08 20:00
1900-01-08 21:00
1900-01-08 22:00
1900-01-08 23:00
1900-01-09
1900-01-09 01:00
1900-01-09 02:00
1900-01-09 03:00
1900-01-09 04:00
1900-01-09 05:00
1900-01-09 06:00
1900-01-09 07:00
1900-01-09 08:00
1900-01-09 09:00
1900-01-09 10:00
1900-01-09 11:00
1900-01-09 12:00
1900-01-09 13:00
1900-01-09 14:00
1900-01-09 15:00
1900-01-09 16:00
1900-01-09 17:00
1900-01-09 18:00
1900-01-09 19:00
1900-01-09 20:00
1900-01-09 21:00
1900-01-09 22:00
1900-01-09 23:00
1900-01-10
1900-01-10 01:00
1900-01-10 02:00
1900-01-10 03:00
1900-01-10 04:00
1900-01-10 05:00
1900-01-10 06:00
1900-01-10 07:00
1900-01-10 08:00
1900-01-10 09:00
1900-01-10 10:00
1900-01-10 11:00
1900-01-10 12:00
1900-01-10 13:00
1900-01-10 14:00
1900-01-10 15:00
1900-01-10 16:00
1900-01-10 17:00
1900-01-10 18:00
1900-01-10 19:00
1900-01-10 20:00
1900-01-10 21:00
1900-01-10 22:00
1900-01-10 23:00
1900-01-11
1900-01-11 01:00
1900-01-11 02:00
1900-01-11 03:00
1900-01-11 04:00
1900-01-11 05:00
1900-01-11 06:00
1900-01-11 07:00
1900-01-11 08:00
1900-01-11 09:00
1900-01-11 10:00
1900-01-11 11:00
1900-01-11 12:00
1900-01-11 13:00
1900-01-11 14:00
1900-01-11 15:00
1900-01-11 16:00
1900-01-11 17:00
1900-01-11 18:00
1900-01-11 19:00
1900-01-11 20:00
1900-01-11 21:00
1900-01-11 22:00
1900-01-11 23:00
1900-01-12
1900-01-12 01:00
1900-01-12 02:00
1900-01-12 03:00
1900-01-12 04:00
1900-01-12 05:00
1900-01-12 06:00
1900-01-12 07:00
1900-01-12 08:00
1900-01-12 09:00
1900-01-12 10:00
1900-01-12 11:00
1900-01-12 12:00
1900-01-12 13:00
1900-01-12 14:00
1900-01-12 15:00
1900-01-12 16:00
1900-01-12 17:00
1900-01-12 18:00
1900-01-12 19:00
1900-01-12 20:00
1900-01-12 21:00
1900-01-12 22:00
1900-01-12 23:00
1900-01-13
1900-01-13 01:00
1900-01-13 02:00
1900-01-13 03:00
1900-01-13 04:00
1900-01-13 05:00
1900-01-13 06:00
1900-01-13 07:00
1900-01-13 08:00
1900-01-13 09:00
1900-01-13 10:00
1900-01-13 11:00
1900-01-13 12:00
1900-01-13 13:00
1900-01-13 14:00
1900-01-13 15:00
1900-01-13 16:00
1900-01-13 17:00
1900-01-13 18:00
1900-01-13 19:00
1900-01-13 20:00
1900-01-13 21:00
1900-01-13 22:00
1900-01-13 23:00
1900-01-14
1900-01-14 01:00
1900-01-14 02:00
1900-01-14 03:00
1900-01-14 04:00
1900-01-14 05:00
1900-01-14 06:00
1900-01-14 07:00
1900-01-14 08:00
1900-01-14 09:00
1900-01-14 10:00
1900-01-14 11:00
1900-01-14 12:00
1900-01-14 13:00
1900-01-14 14:00
1900-01-14 15:00
1900-01-14 16:00
1900-01-14 17:00
1900-01-14 18:00
1900-01-14 19:00
1900-01-14 20:00
1900-01-14 21:00
1900-01-14 22:00
1900-01-14 23:00
1900-01-15
1900-01-15 01:00
1900-01-15 02:00
1900-01-15 03:00
1900-01-15 04:00
1900-01-15 05:00
1900-01-15 06:00
1900-01-15 07:00
1900-01-15 08:00
1900-01-15 09:00
1900-01-15 10:00
1900-01-15 11:00
1900-01-15 12:00
1900-01-15 13:00
1900-01-15 14:00
1900-01-15 15:00
1900-01-15 16:00
1900-01-15 17:00
1900-01-15 18:00
1900-01-15 19:00
1900-01-15 20:00
1900-01-15 21:00
1900-01-15 22:00
1900-01-15 23:00
1900-01-16
1900-01-16 01:00
1900-01-16 02:00
1900-01-16 03:00
1900-01-16 04:00
1900-01-16 05:00
1900-01-16 06:00
1900-01-16 07:00
1900-01-16 08:00
1900-01-16 09:00
1900-01-16 10:00
1900-01-16 11:00
1900-01-16 12:00
1900-01-16 13:00
1900-01-16 14:00
1900-01-16 15:00
1900-01-16 16:00
1900-01-16 17:00
1900-01-16 18:00
1900-01-16 19:00
1900-01-16 20:00
1900-01-16 21:00
1900-01-16 22:00
1900-01-16 23:00
1900-01-17
1900-01-17 01:00
1900-01-17 02:00
1900-01-17 03:00
1900-01-17 04:00
1900-01-17 05:00
1900-01-17 06:00
1900-01-17 07:00
1900-01-17 08:00
1900-01-17 09:00
1900-01-17 10:00
1900-01-17 11:00
1900-01-17 12:00
1900-01-17 13:00
1900-01-17 14:00
1900-01-17 15:00
1900-01-17 16:00
1900-01-17 17:00
1900-01-17 18:00
1900-01-17 19:00
1900-01-17 20:00
1900-01-17 21:00
1900-01-17 22:00
1900-01-17 23:00
1900-01-18
1900-01-18 01:00
1900-01-18 02:00
1900-01-18 03:00
1900-01-18 04:00
1900-01-18 05:00
1900-01-18 06:00
1900-01-18 07:00
1900-01-18 08:00
1900-01-18 09:00
1900-01-18 10:00
1900-01-18 11:00
1900-01-18 12:00
1900-01-18 13:00
1900-01-18 14:00
1900-01-18 15:00
1900-01-18 16:00
1900-01-18 17:00
1900-01-18 18:00
1900-01-18 19:00
1900-01-18 20:00
1900-01-18 21:00
1900-01-18 22:00
1900-01-18 23:00
1900-01-19
1900-01-19 01:00
1900-01-19 02:00
1900-01-19 03:00
1900-01-19 04:00
1900-01-19 05:00
1900-01-19 06:00
1900-01-19 07:00
1900-01-19 08:00
1900-01-19 09:00
1900-01-19 10:00
1900-01-19 11:00
1900-01-19 12:00
1900-01-19 13:00
1900-01-19 14:00
1900-01-19 15:00
1900-01-19 16:00
1900-01-19 17:00
1900-01-19 18:00
1900-01-19 19:00
1900-01-19 20:00
1900-01-19 21:00
1900-01-19 22:00
1900-01-19 23:00
1900-01-20
1900-01-20 01:00
1900-01-20 02:00
1900-01-20 03:00
1900-01-20 04:00
1900-01-20 05:00
1900-01-20 06:00
1900-01-20 07:00
1900-01-20 08:00
1900-01-20 09:00
1900-01-20 10:00
1900-01-20 11:00
1900-01-20 12:00
1900-01-20 13:00
1900-01-20 14:00
1900-01-20 15:00
1900-01-20 16:00
1900-01-20 17:00
1900-01-20 18:00
1900-01-20 19:00
1900-01-20 20:00
1900-01-20 21:00
1900-01-20 22:00
1900-01-20 23:00
1900-01-21
1900-01-21 01:00
1900-01-21 02:00
1900-01-21 03:00
1900-01-21 04:00
1900-01-21 05:00
1900-01-21 06:00
1900-01-21 07:00
1900-01-21 08:00
1900-01-21 09:00
1900-01-21 10:00
1900-01-21 11:00
1900-01-21 12:00
1900-01-21 13:00
1900-01-21 14:00
1900-01-21 15:00
1900-01-21 16:00
1900-01-21 17:00
1900-01-21 18:00
1900-01-21 19:00
1900-01-21 20:00
1900-01-21 21:00
1900-01-21 22:00
1900-01-21 23:00
1900-01-22
1900-01-22 01:00
1900-01-22 02:00
1900-01-22 03:00
1900-01-22 04:00
1900-01-22 05:00
1900-01-22 06:00
1900-01-22 07:00
1900-01-22 08:00
1900-01-22 09:00
1900-01-22 10:00
1900-01-22 11:00
1900-01-22 12:00
1900-01-22 13:00
1900-01-22 14:00
1900-01-22 15:00
1900-01-22 16:00
1900-01-22 17:00
1900-01-22 18:00
1900-01-22 19:00
1900-01-22 20:00
1900-01-22 21:00
1900-01-22 22:00
1900-01-22 23:00
1900-01-23
1900-01-23 01:00
1900-01-23 02:00
1900-01-23 03:00
1900-01-23 04:00
1900-01-23 05:00
1900-01-23 06:00
1900-01-23 07:00
1900-01-23 08:00
1900-01-23 09:00
1900-01-23 10:00
1900-01-23 11:00
1900-01-23 12:00
1900-01-23 13:00
1900-01-23 14:00
1900-01-23 15:00
1900-01-23 16:00
1900-01-23 17:00
1900-01-23 18:00
1900-01-23 19:00
1900-01-23 20:00
1900-01-23 21:00
1900-01-23 22:00
1900-01-23 23:00
1900-01-24
1900-01-24 01:00
1900-01-24 02:00
1900-01-24 03:00
1900-01-24 04:00
1900-01-24 05:00
1900-01-24 06:00
1900-01-24 07:00
1900-01-24 08:00
1900-01-24 09:00
1900-01-24 10:00
1900-01-24 11:00
1900-01-24 12:00
1900-01-24 13:00
1900-01-24 14:00
1900-01-24 15:00
1900-01-24 16:00
1900-01-24 17:00
1900-01-24 18:00
1900-01-24 19:00
1900-01-24 20:00
1900-01-24 21:00
1900-01-24 22:00
1900-01-24 23:00
1900-01-25
1900-01-25 01:00
1900-01-25 02:00
1900-01-25 03:00
1900-01-25 04:00
1900-01-25 05:00
1900-01-25 06:00
1900-01-25 07:00
1900-01-25 08:00
1900-01-25 09:00
1900-01-25 10:00
1900-01-25 11:00
1900-01-25 12:00
1900-01-25 13:00
1900-01-25 14:00
1900-01-25 15:00
1900-01-25 16:00
1900-01-25 17:00
1900-01-25 18:00
1900-01-25 19:00
1900-01-25 20:00
1900-01-25 21:00
1900-01-25 22:00
1900-01-25 23:00
1900-01-26
1900-01-26 01:00
1900-01-26 02:00
1900-01-26 03:00
1900-01-26 04:00
1900-01-26 05:00
1900-01-26 06:00
1900-01-26 07:00
1900-01-26 08:00
1900-01-26 09:00
1900-01-26 10:00
1900-01-26 11:00
1900-01-26 12:00
1900-01-26 13:00
1900-01-26 14:00
1900-01-26 15:00
1900-01-26 16:00
1900-01-26 17:00
1900-01-26 18:00
1900-01-26 19:00
1900-01-26 20:00
1900-01-26 21:00
1900-01-26 22:00
1900-01-26 23:00
1900-01-27
1900-01-27 01:00
1900-01-27 02:00
1900-01-27 03:00
1900-01-27 04:00
1900-01-27 05:00
1900-01-27 06:00
1900-01-27 07:00
1900-01-27 08:00
1900-01-27 09:00
1900-01-27 10:00
1900-01-27 11:00
1900-01-27 12:00
1900-01-27 13:00
1900-01-27 14:00
1900-01-27 15:00
1900-01-27 16:00
1900-01-27 17:00
1900-01-27 18:00
1900-01-27 19:00
1900-01-27 20:00
1900-01-27 21:00
1900-01-27 22:00
1900-01-27 23:00
1900-01-28
1900-01-28 01:00
1900-01-28 02:00
1900-01-28 03:00
1900-01-28 04:00
1900-01-28 05:00
1900-01-28 06:00
1900-01-28 07:00
1900-01-28 08:00
1900-01-28 09:00
1900-01-28 10:00
1900-01-28 11:00
1900-01-28 12:00
1900-01-28 13:00
1900-01-28 14:00
1900-01-28 15:00
1900-01-28 16:00
1900-01-28 17:00
1900-01-28 18:00
1900-01-28 19:00
1900-01-28 20:00
1900-01-28 21:00
1900-01-28 22:00
1900-01-28 23:00
1900-01-29
1900-01-29 01:00
1900-01-29 02:00
1900-01-29 03:00
1900-01-29 04:00
1900-01-29 05:00
1900-01-29 06:00
1900-01-29 07:00
1900-01-29 08:00
1900-01-29 09:00
1900-01-29 10:00
1900-01-29 11:00
1900-01-29 12:00
1900-01-29 13:00
1900-01-29 14:00
1900-01-29 15:00
1900-01-29 16:00
1900-01-29 17:00
1900-01-29 18:00
1900-01-29 19:00
1900-01-29 20:00
1900-01-29 21:00
1900-01-29 22:00
1900-01-29 23:00
1900-01-30
1900-01-30 01:00
1900-01-30 02:00
1900-01-30 03:00
1900-01-30 04:00
1900-01-30 05:00
1900-01-30 06:00
1900-01-30 07:00
1900-01-30 08:00
1900-01-30 09:00
1900-01-30 10:00
1900-01-30 11:00
1900-01-30 12:00
1900-01-30 13:00
1900-01-30 14:00
1900-01-30 15:00
1900-01-30 16:00
1900-01-30 17:00
1900-01-30 18:00
1900-01-30 19:00
1900-01-30 20:00
1900-01-30 21:00
1900-01-30 22:00
1900-01-30 23:00
1900-01-31
1900-01-31 01:00
1900-01-31 02:00
1900-01-31 03:00
1900-01-31 04:00
1900-01-31 05:00
1900-01-31 06:00
1900-01-31 07:00
1900-01-31 08:00
1900-01-31 09:00
1900-01-31 10:00
1900-01-31 11:00
1900-01-31 12:00
1900-01-31 13:00
1900-01-31 14:00
1900-01-31 15:00
1900-01-31 16:00
1900-01-31 17:00
1900-01-31 18:00
1900-01-31 19:00
1900-01-31 20:00
1900-01-31 21:00
1900-01-31 22:00
1900-01-31 23:00
1900-02-01
1900-02-01 01:00
1900-02-01 02:00
1900-02-01 03:00
1900-02-01 04:00
1900-02-01 05:00
1900-02-01 06:00
1900-02-01 07:00
1900-02-01 08:00
1900-02-01 09:00
1900-02-01 10:00
1900-02-01 11:00
1900-02-01 12:00
1900-02-01 13:00
1900-02-01 14:00
1900-02-01 15:00
1900-02-01 16:00
1900-02-01 17:00
1900-02-01 18:00
1900-02-01 19:00
1900-02-01 20:00
1900-02-01 21:00
1900-02-01 22:00
1900-02-01 23:00
1900-02-02
1900-02-02 01:00
1900-02-02 02:00
1900-02-02 03:00
1900-02-02 04:00
1900-02-02 05:00
1900-02-02 06:00
1900-02-02 07:00
1900-02-02 08:00
1900-02-02 09:00
1900-02-02 10:00
1900-02-02 11:00
1900-02-02 12:00
1900-02-02 13:00
1900-02-02 14:00
1900-02-02 15:00
1900-02-02 16:00
1900-02-02 17:00
1900-02-02 18:00
1900-02-02 19:00
1900-02-02 20:00
1900-02-02 21:00
1900-02-02 22:00
1900-02-02 23:00
1900-02-03
1900-02-03 01:00
1900-02-03 02:00
1900-02-03 03:00
1900-02-03 04:00
1900-02-03 05:00
1900-02-03 06:00
1900-02-03 07:00
1900-02-03 08:00
1900-02-03 09:00
1900-02-03 10:00
1900-02-03 11:00
1900-02-03 12:00
1900-02-03 13:00
1900-02-03 14:00
1900-02-03 15:00
1900-02-03 16:00
1900-02-03 17:00
1900-02-03 18:00
1900-02-03 19:00
1900-02-03 20:00
1900-02-03 21:00
1900-02-03 22:00
1900-02-03 23:00
1900-02-04
1900-02-04 01:00
1900-02-04 02:00
1900-02-04 03:00
1900-02-04 04:00
1900-02-04 05:00
1900-02-04 06:00
1900-02-04 07:00
1900-02-04 08:00
1900-02-04 09:00
1900-02-04 10:00
1900-02-04 11:00
1900-02-04 12:00
1900-02-04 13:00
1900-02-04 14:00
1900-02-04 15:00
1900-02-04 16:00
1900-02-04 17:00
1900-02-04 18:00
1900-02-04 19:00
1900-02-04 20:00
1900-02-04 21:00
1900-02-04 22:00
1900-02-04 23:00
1900-02-05
1900-02-05 01:00
1900-02-05 02:00
1900-02-05 03:00
1900-02-05 04:00
1900-02-05 05:00
1900-02-05 06:00
1900-02-05 07:00
1900-02-05 08:00
1900-02-05 09:00
1900-02-05 10:00
1900-02-05 11:00
1900-02-05 12:00
1900-02-05 13:00
1900-02-05 14:00
1900-02-05 15:00
1900-02-05 16:00
1900-02-05 17:00
1900-02-05 18:00
1900-02-05 19:00
1900-02-05 20:00
1900-02-05 21:00
1900-02-05 22:00
1900-02-05 23:00
1900-02-06
1900-02-06 01:00
1900-02-06 02:00
1900-02-06 03:00
1900-02-06 04:00
1900-02-06 05:00
1900-02-06 06:00
1900-02-06 07:00
1900-02-06 08:00
1900-02-06 09:00
1900-02-06 10:00
1900-02-06 11:00
1900-02-06 12:00
1900-02-06 13:00
1900-02-06 14:00
1900-02-06 15:00
1900-02-06 16:00
1900-02-06 17:00
1900-02-06 18:00
1900-02-06 19:00
1900-02-06 20:00
1900-02-06 21:00
1900-02-06 22:00
1900-02-06 23:00
1900-02-07
1900-02-07 01:00
1900-02-07 02:00
1900-02-07 03:00
1900-02-07 04:00
1900-02-07 05:00
1900-02-07 06:00
1900-02-07 07:00
1900-02-07 08:00
1900-02-07 09:00
1900-02-07 10:00
1900-02-07 11:00
1900-02-07 12:00
1900-02-07 13:00
1900-02-07 14:00
1900-02-07 15:00
1900-02-07 16:00
1900-02-07 17:00
1900-02-07 18:00
1900-02-07 19:00
1900-02-07 20:00
1900-02-07 21:00
1900-02-07 22:00
1900-02-07 23:00
1900-02-08
1900-02-08 01:00
1900-02-08 02:00
1900-02-08 03:00
1900-02-08 04:00
1900-02-08 05:00
1900-02-08 06:00
1900-02-08 07:00
1900-02-08 08:00
1900-02-08 09:00
1900-02-08 10:00
1900-02-08 11:00
1900-02-08 12:00
1900-02-08 13:00
1900-02-08 14:00
1900-02-08 15:00
1900-02-08 16:00
1900-02-08 17:00
1900-02-08 18:00
1900-02-08 19:00
1900-02-08 20:00
1900-02-08 21:00
1900-02-08 22:00
1900-02-08 23:00
1900-02-09
1900-02-09 01:00
1900-02-09 02:00
1900-02-09 03:00
1900-02-09 04:00
1900-02-09 05:00
1900-02-09 06:00
1900-02-09 07:00
1900-02-09 08:00
1900-02-09 09:00
1900-02-09 10:00
1900-02-09 11:00
1900-02-09 12:00
1900-02-09 13:00
1900-02-09 14:00
1900-02-09 15:00
1900-02-09 16:00
1900-02-09 17:00
1900-02-09 18:00
1900-02-09 19:00
1900-02-09 20:00
1900-02-09 21:00
1900-02-09 22:00
1900-02-09 23:00
1900-02-10
1900-02-10 01:00
1900-02-10 02:00
1900-02-10 03:00
1900-02-10 04:00
1900-02-10 05:00
1900-02-10 06:00
1900-02-10 07:00
1900-02-10 08:00
1900-02-10 09:00
1900-02-10 10:00
1900-02-10 11:00
1900-02-10 12:00
1900-02-10 13:00
1900-02-10 14:00
1900-02-10 15:00
1900-02-10 16:00
1900-02-10 17:00
1900-02-10 18:00
1900-02-10 19:00
1900-02-10 20:00
1900-02-10 21:00
1900-02-10 22:00
1900-02-10 23:00
1900-02-11
1900-02-11 01:00
1900-02-11 02:00
1900-02-11 03:00
1900-02-11 04:00
1900-02-11 05:00
1900-02-11 06:00
1900-02-11 07:00
1900-02-11 08:00
1900-02-11 09:00
1900-02-11 10:00
1900-02-11 11:00
1900-02-11 12:00
1900-02-11 13:00
1900-02-11 14:00
1900-02-11 15:00
1900-02-11 16:00
1900-02-11 17:00
1900-02-11 18:00
1900-02-11 19:00
1900-02-11 20:00
1900-02-11 21:00
1900-02-11 22:00
1900-02-11 23:00
1900-02-12
1900-02-12 01:00
1900-02-12 02:00
1900-02-12 03:00
1900-02-12 04:00
1900-02-12 05:00
1900-02-12 06:00
1900-02-12 07:00
1900-02-12 08:00
1900-02-12 09:00
1900-02-12 10:00
1900-02-12 11:00
1900-02-12 12:00
1900-02-12 13:00
1900-02-12 14:00
1900-02-12 15:00
1900-02-12 16:00
1900-02-12 17:00
1900-02-12 18:00
1900-02-12 19:00
1900-02-12 20:00
1900-02-12 21:00
1900-02-12 22:00
1900-02-12 23:00
1900-02-13
1900-02-13 01:00
1900-02-13 02:00
1900-02-13 03:00
1900-02-13 04:00
1900-02-13 05:00
1900-02-13 06:00
1900-02-13 07:00
1900-02-13 08:00
1900-02-13 09:00
1900-02-13 10:00
1900-02-13 11:00
1900-02-13 12:00
1900-02-13 13:00
1900-02-13 14:00
1900-02-13 15:00
1900-02-13 16:00
1900-02-13 17:00
1900-02-13 18:00
1900-02-13 19:00
1900-02-13 20:00
1900-02-13 21:00
1900-02-13 22:00
1900-02-13 23:00
1900-02-14
1900-02-14 01:00
1900-02-14 02:00
1900-02-14 03:00
1900-02-14 04:00
1900-02-14 05:00
1900-02-14 06:00
1900-02-14 07:00
1900-02-14 08:00
1900-02-14 09:00
1900-02-14 10:00
1900-02-14 11:00
1900-02-14 12:00
1900-02-14 13:00
1900-02-14 14:00
1900-02-14 15:00
1900-02-14 16:00
1900-02-14 17:00
1900-02-14 18:00
1900-02-14 19:00
1900-02-14 20:00
1900-02-14 21:00
1900-02-14 22:00
1900-02-14 23:00
1900-02-15
1900-02-15 01:00
1900-02-15 02:00
1900-02-15 03:00
1900-02-15 04:00
1900-02-15 05:00
1900-02-15 06:00
1900-02-15 07:00
1900-02-15 08:00
1900-02-15 09:00
1900-02-15 10:00
1900-02-15 11:00
1900-02-15 12:00
1900-02-15 13:00
1900-02-15 14:00
1900-02-15 15:00
1900-02-15 16:00
1900-02-15 17:00
1900-02-15 18:00
1900-02-15 19:00
1900-02-15 20:00
1900-02-15 21:00
1900-02-15 22:00
1900-02-15 23:00
1900-02-16
1900-02-16 01:00
1900-02-16 02:00
1900-02-16 03:00
1900-02-16 04:00
1900-02-16 05:00
1900-02-16 06:00
1900-02-16 07:00
1900-02-16 08:00
1900-02-16 09:00
1900-02-16 10:00
1900-02-16 11:00
1900-02-16 12:00
1900-02-16 13:00
1900-02-16 14:00
1900-02-16 15:00
1900-02-16 16:00
1900-02-16 17:00
1900-02-16 18:00
1900-02-16 19:00
1900-02-16 20:00
1900-02-16 21:00
1900-02-16 22:00
1900-02-16 23:00
1900-02-17
1900-02-17 01:00
1900-02-17 02:00
1900-02-17 03:00
1900-02-17 04:00
1900-02-17 05:00
1900-02-17 06:00
1900-02-17 07:00
1900-02-17 08:00
1900-02-17 09:00
1900-02-17 10:00
1900-02-17 11:00
1900-02-17 12:00
1900-02-17 13:00
1900-02-17 14:00
1900-02-17 15:00
1900-02-17 16:00
1900-02-17 17:00
1900-02-17 18:00
1900-02-17 19:00
1900-02-17 20:00
1900-02-17 21:00
1900-02-17 22:00
1900-02-17 23:00
1900-02-18
1900-02-18 01:00
1900-02-18 02:00
1900-02-18 03:00
1900-02-18 04:00
1900-02-18 05:00
1900-02-18 06:00
1900-02-18 07:00
1900-02-18 08:00
1900-02-18 09:00
1900-02-18 10:00
1900-02-18 11:00
1900-02-18 12:00
1900-02-18 13:00
1900-02-18 14:00
1900-02-18 15:00
1900-02-18 16:00
1900-02-18 17:00
1900-02-18 18:00
1900-02-18 19:00
1900-02-18 20:00
1900-02-18 21:00
1900-02-18 22:00
1900-02-18 23:00
1900-02-19
1900-02-19 01:00
1900-02-19 02:00
1900-02-19 03:00
1900-02-19 04:00
1900-02-19 05:00
1900-02-19 06:00
1900-02-19 07:00
1900-02-19 08:00
1900-02-19 09:00
1900-02-19 10:00
1900-02-19 11:00
1900-02-19 12:00
1900-02-19 13:00
1900-02-19 14:00
1900-02-19 15:00
1900-02-19 16:00
1900-02-19 17:00
1900-02-19 18:00
1900-02-19 19:00
1900-02-19 20:00
1900-02-19 21:00
1900-02-19 22:00
1900-02-19 23:00
1900-02-20
1900-02-20 01:00
1900-02-20 02:00
1900-02-20 03:00
1900-02-20 04:00
1900-02-20 05:00
1900-02-20 06:00
1900-02-20 07:00
1900-02-20 08:00
1900-02-20 09:00
1900-02-20 10:00
1900-02-20 11:00
1900-02-20 12:00
1900-02-20 13:00
1900-02-20 14:00
1900-02-20 15:00
1900-02-20 16:00
1900-02-20 17:00
1900-02-20 18:00
1900-02-20 19:00
1900-02-20 20:00
1900-02-20 21:00
1900-02-20 22:00
1900-02-20 23:00
1900-02-21
1900-02-21 01:00
1900-02-21 02:00
1900-02-21 03:00
1900-02-21 04:00
1900-02-21 05:00
1900-02-21 06:00
1900-02-21 07:00
1900-02-21 08:00
1900-02-21 09:00
1900-02-21 10:00
1900-02-21 11:00
1900-02-21 12:00
1900-02-21 13:00
1900-02-21 14:00
1900-02-21 15:00
1900-02-21 16:00
1900-02-21 17:00
1900-02-21 18:00
1900-02-21 19:00
1900-02-21 20:00
1900-02-21 21:00
1900-02-21 22:00
1900-02-21 23:00
1900-02-22
1900-02-22 01:00
1900-02-22 02:00
1900-02-22 03:00
1900-02-22 04:00
1900-02-22 05:00
1900-02-22 06:00
1900-02-22 07:00
1900-02-22 08:00
1900-02-22 09:00
1900-02-22 10:00
1900-02-22 11:00
1900-02-22 12:00
1900-02-22 13:00
1900-02-22 14:00
1900-02-22 15:00
1900-02-22 16:00
1900-02-22 17:00
1900-02-22 18:00
1900-02-22 19:00
1900-02-22 20:00
1900-02-22 21:00
1900-02-22 22:00
1900-02-22 23:00
1900-02-23
1900-02-23 01:00
1900-02-23 02:00
1900-02-23 03:00
1900-02-23 04:00
1900-02-23 05:00
1900-02-23 06:00
1900-02-23 07:00
1900-02-23 08:00
1900-02-23 09:00
1900-02-23 10:00
1900-02-23 11:00
1900-02-23 12:00
1900-02-23 13:00
1900-02-23 14:00
1900-02-23 15:00
1900-02-23 16:00
1900-02-23 17:00
1900-02-23 18:00
1900-02-23 19:00
1900-02-23 20:00
1900-02-23 21:00
1900-02-23 22:00
1900-02-23 23:00
1900-02-24
1900-02-24 01:00
1900-02-24 02:00
1900-02-24 03:00
1900-02-24 04:00
1900-02-24 05:00
1900-02-24 06:00
1900-02-24 07:00
1900-02-24 08:00
1900-02-24 09:00
1900-02-24 10:00
1900-02-24 11:00
1900-02-24 12:00
1900-02-24 13:00
1900-02-24 14:00
1900-02-24 15:00
1900-02-24 16:00
1900-02-24 17:00
1900-02-24 18:00
1900-02-24 19:00
1900-02-24 20:00
1900-02-24 21:00
1900-02-24 22:00
1900-02-24 23:00
1900-02-25
1900-02-25 01:00
1900-02-25 02:00
1900-02-25 03:00
1900-02-25 04:00
1900-02-25 05:00
1900-02-25 06:00
1900-02-25 07:00
1900-02-25 08:00
1900-02-25 09:00
1900-02-25 10:00
1900-02-25 11:00
1900-02-25 12:00
1900-02-25 13:00
1900-02-25 14:00
1900-02-25 15:00
1900-02-25 16:00
1900-02-25 17:00
1900-02-25 18:00
1900-02-25 19:00
1900-02-25 20:00
1900-02-25 21:00
1900-02-25 22:00
1900-02-25 23:00
1900-02-26
1900-02-26 01:00
1900-02-26 02:00
1900-02-26 03:00
1900-02-26 04:00
1900-02-26 05:00
1900-02-26 06:00
1900-02-26 07:00
1900-02-26 08:00
1900-02-26 09:00
1900-02-26 10:00
1900-02-26 11:00
1900-02-26 12:00
1900-02-26 13:00
1900-02-26 14:00
1900-02-26 15:00
1900-02-26 16:00
1900-02-26 17:00
1900-02-26 18:00
1900-02-26 19:00
1900-02-26 20:00
1900-02-26 21:00
1900-02-26 22:00
1900-02-26 23:00
1900-02-27
1900-02-27 01:00
1900-02-27 02:00
1900-02-27 03:00
1900-02-27 04:00
1900-02-27 05:00
1900-02-27 06:00
1900-02-27 07:00
1900-02-27 08:00
1900-02-27 09:00
1900-02-27 10:00
1900-02-27 11:00
1900-02-27 12:00
1900-02-27 13:00
1900-02-27 14:00
1900-02-27 15:00
1900-02-27 16:00
1900-02-27 17:00
1900-02-27 18:00
1900-02-27 19:00
1900-02-27 20:00
1900-02-27 21:00
1900-02-27 22:00
1900-02-27 23:00
1900-02-28
1900-02-28 01:00
1900-02-28 02:00
1900-02-28 03:00
1900-02-28 04:00
1900-02-28 05:00
1900-02-28 06:00
1900-02-28 07:00
1900-02-28 08:00
1900-02-28 09:00
1900-02-28 10:00
1900-02-28 11:00
1900-02-28 12:00
1900-02-28 13:00
1900-02-28 14:00
1900-02-28 15:00
1900-02-28 16:00
1900-02-28 17:00
1900-02-28 18:00
1900-02-28 19:00
1900-02-28 20:00
1900-02-28 21:00
1900-02-28 22:00
1900-02-28 23:00
1900-03-01
1900-03-01 01:00
1900-03-01 02:00
1900-03-01 03:00
1900-03-01 04:00
1900-03-01 05:00
1900-03-01 06:00
1900-03-01 07:00
1900-03-01 08:00
1900-03-01 09:00
1900-03-01 10:00
1900-03-01 11:00
1900-03-01 12:00
1900-03-01 13:00
1900-03-01 14:00
1900-03-01 15:00
1900-03-01 16:00
1900-03-01 17:00
1900-03-01 18:00
1900-03-01 19:00
1900-03-01 20:00
1900-03-01 21:00
1900-03-01 22:00
1900-03-01 23:00
1900-03-02
1900-03-02 01:00
1900-03-02 02:00
1900-03-02 03:00
1900-03-02 04:00
1900-03-02 05:00
1900-03-02 06:00
1900-03-02 07:00
1900-03-02 08:00
1900-03-02 09:00
1900-03-02 10:00
1900-03-02 11:00
1900-03-02 12:00
1900-03-02 13:00
1900-03-02 14:00
1900-03-02 15:00
1900-03-02 16:00
1900-03-02 17:00
1900-03-02 18:00
1900-03-02 19:00
1900-03-02 20:00
1900-03-02 21:00
1900-03-02 22:00
1900-03-02 23:00
1900-03-03
1900-03-03 01:00
1900-03-03 02:00
1900-03-03 03:00
1900-03-03 04:00
1900-03-03 05:00
1900-03-03 06:00
1900-03-03 07:00
1900-03-03 08:00
1900-03-03 09:00
1900-03-03 10:00
1900-03-03 11:00
1900-03-03 12:00
1900-03-03 13:00
1900-03-03 14:00
1900-03-03 15:00
1900-03-03 16:00
1900-03-03 17:00
1900-03-03 18:00
1900-03-03 19:00
1900-03-03 20:00
1900-03-03 21:00
1900-03-03 22:00
1900-03-03 23:00
1900-03-04
1900-03-04 01:00
1900-03-04 02:00
1900-03-04 03:00
1900-03-04 04:00
1900-03-04 05:00
1900-03-04 06:00
1900-03-04 07:00
1900-03-04 08:00
1900-03-04 09:00
1900-03-04 10:00
1900-03-04 11:00
1900-03-04 12:00
1900-03-04 13:00
1900-03-04 14:00
1900-03-04 15:00
1900-03-04 16:00
1900-03-04 17:00
1900-03-04 18:00
1900-03-04 19:00
1900-03-04 20:00
1900-03-04 21:00
1900-03-04 22:00
1900-03-04 23:00
1900-03-05
1900-03-05 01:00
1900-03-05 02:00
1900-03-05 03:00
1900-03-05 04:00
1900-03-05 05:00
1900-03-05 06:00
1900-03-05 07:00
1900-03-05 08:00
1900-03-05 09:00
1900-03-05 10:00
1900-03-05 11:00
1900-03-05 12:00
1900-03-05 13:00
1900-03-05 14:00
1900-03-05 15:00
1900-03-05 16:00
1900-03-05 17:00
1900-03-05 18:00
1900-03-05 19:00
1900-03-05 20:00
1900-03-05 21:00
1900-03-05 22:00
1900-03-05 23:00
1900-03-06
1900-03-06 01:00
1900-03-06 02:00
1900-03-06 03:00
1900-03-06 04:00
1900-03-06 05:00
1900-03-06 06:00
1900-03-06 07:00
1900-03-06 08:00
1900-03-06 09:00
1900-03-06 10:00
1900-03-06 11:00
1900-03-06 12:00
1900-03-06 13:00
1900-03-06 14:00
1900-03-06 15:00
1900-03-06 16:00
1900-03-06 17:00
1900-03-06 18:00
1900-03-06 19:00
1900-03-06 20:00
1900-03-06 21:00
1900-03-06 22:00
1900-03-06 23:00
1900-03-07
1900-03-07 01:00
1900-03-07 02:00
1900-03-07 03:00
1900-03-07 04:00
1900-03-07 05:00
1900-03-07 06:00
1900-03-07 07:00
1900-03-07 08:00
1900-03-07 09:00
1900-03-07 10:00
1900-03-07 11:00
1900-03-07 12:00
1900-03-07 13:00
1900-03-07 14:00
1900-03-07 15:00
1900-03-07 16:00
1900-03-07 17:00
1900-03-07 18:00
1900-03-07 19:00
1900-03-07 20:00
1900-03-07 21:00
1900-03-07 22:00
1900-03-07 23:00
1900-03-08
1900-03-08 01:00
1900-03-08 02:00
1900-03-08 03:00
1900-03-08 04:00
1900-03-08 05:00
1900-03-08 06:00
1900-03-08 07:00
1900-03-08 08:00
1900-03-08 09:00
1900-03-08 10:00
1900-03-08 11:00
1900-03-08 12:00
1900-03-08 13:00
1900-03-08 14:00
1900-03-08 15:00
1900-03-08 16:00
1900-03-08 17:00
1900-03-08 18:00
1900-03-08 19:00
1900-03-08 20:00
1900-03-08 21:00
1900-03-08 22:00
1900-03-08 23:00
1900-03-09
1900-03-09 01:00
1900-03-09 02:00
1900-03-09 03:00
1900-03-09 04:00
1900-03-09 05:00
1900-03-09 06:00
1900-03-09 07:00
1900-03-09 08:00
1900-03-09 09:00
1900-03-09 10:00
1900-03-09 11:00
1900-03-09 12:00
1900-03-09 13:00
1900-03-09 14:00
1900-03-09 15:00
1900-03-09 16:00
1900-03-09 17:00
1900-03-09 18:00
1900-03-09 19:00
1900-03-09 20:00
1900-03-09 21:00
1900-03-09 22:00
1900-03-09 23:00
1900-03-10
1900-03-10 01:00
1900-03-10 02:00
1900-03-10 03:00
1900-03-10 04:00
1900-03-10 05:00
1900-03-10 06:00
1900-03-10 07:00
1900-03-10 08:00
1900-03-10 09:00
1900-03-10 10:00
1900-03-10 11:00
1900-03-10 12:00
1900-03-10 13:00
1900-03-10 14:00
1900-03-10 15:00
1900-03-10 16:00
1900-03-10 17:00
1900-03-10 18:00
1900-03-10 19:00
1900-03-10 20:00
1900-03-10 21:00
1900-03-10 22:00
1900-03-10 23:00
1900-03-11
1900-03-11 01:00
1900-03-11 02:00
1900-03-11 03:00
1900-03-11 04:00
1900-03-11 05:00
1900-03-11 06:00
1900-03-11 07:00
1900-03-11 08:00
1900-03-11 09:00
1900-03-11 10:00
1900-03-11 11:00
1900-03-11 12:00
1900-03-11 13:00
1900-03-11 14:00
1900-03-11 15:00
1900-03-11 16:00
1900-03-11 17:00
1900-03-11 18:00
1900-03-11 19:00
1900-03-11 20:00
1900-03-11 21:00
1900-03-11 22:00
1900-03-11 23:00
1900-03-12
1900-03-12 01:00
1900-03-12 02:00
1900-03-12 03:00
1900-03-12 04:00
1900-03-12 05:00
1900-03-12 06:00
1900-03-12 07:00
1900-03-12 08:00
1900-03-12 09:00
1900-03-12 10:00
1900-03-12 11:00
1900-03-12 12:00
1900-03-12 13:00
1900-03-12 14:00
1900-03-12 15:00
1900-03-12 16:00
1900-03-12 17:00
1900-03-12 18:00
1900-03-12 19:00
1900-03-12 20:00
1900-03-12 21:00
1900-03-12 22:00
1900-03-12 23:00
1900-03-13
1900-03-13 01:00
1900-03-13 02:00
1900-03-13 03:00
1900-03-13 04:00
1900-03-13 05:00
1900-03-13 06:00
1900-03-13 07:00
1900-03-13 08:00
1900-03-13 09:00
1900-03-13 10:00
1900-03-13 11:00
1900-03-13 12:00
1900-03-13 13:00
1900-03-13 14:00
1900-03-13 15:00
1900-03-13 16:00
1900-03-13 17:00
1900-03-13 18:00
1900-03-13 19:00
1900-03-13 20:00
1900-03-13 21:00
1900-03-13 22:00
1900-03-13 23:00
1900-03-14
1900-03-14 01:00
1900-03-14 02:00
1900-03-14 03:00
1900-03-14 04:00
1900-03-14 05:00
1900-03-14 06:00
1900-03-14 07:00
1900-03-14 08:00
1900-03-14 09:00
1900-03-14 10:00
1900-03-14 11:00
1900-03-14 12:00
1900-03-14 13:00
1900-03-14 14:00
1900-03-14 15:00
1900-03-14 16:00
1900-03-14 17:00
1900-03-14 18:00
1900-03-14 19:00
1900-03-14 20:00
1900-03-14 21:00
1900-03-14 22:00
1900-03-14 23:00
1900-03-15
1900-03-15 01:00
1900-03-15 02:00
1900-03-15 03:00
1900-03-15 04:00
1900-03-15 05:00
1900-03-15 06:00
1900-03-15 07:00
1900-03-15 08:00
1900-03-15 09:00
1900-03-15 10:00
1900-03-15 11:00
1900-03-15 12:00
1900-03-15 13:00
1900-03-15 14:00
1900-03-15 15:00
1900-03-15 16:00
1900-03-15 17:00
1900-03-15 18:00
1900-03-15 19:00
1900-03-15 20:00
1900-03-15 21:00
1900-03-15 22:00
1900-03-15 23:00
1900-03-16
1900-03-16 01:00
1900-03-16 02:00
1900-03-16 03:00
1900-03-16 04:00
1900-03-16 05:00
1900-03-16 06:00
1900-03-16 07:00
1900-03-16 08:00
1900-03-16 09:00
1900-03-16 10:00
1900-03-16 11:00
1900-03-16 12:00
1900-03-16 13:00
1900-03-16 14:00
1900-03-16 15:00
1900-03-16 16:00
1900-03-16 17:00
1900-03-16 18:00
1900-03-16 19:00
1900-03-16 20:00
1900-03-16 21:00
1900-03-16 22:00
1900-03-16 23:00
1900-03-17
1900-03-17 01:00
1900-03-17 02:00
1900-03-17 03:00
1900-03-17 04:00
1900-03-17 05:00
1900-03-17 06:00
1900-03-17 07:00
1900-03-17 08:00
1900-03-17 09:00
1900-03-17 10:00
1900-03-17 11:00
1900-03-17 12:00
1900-03-17 13:00
1900-03-17 14:00
1900-03-17 15:00
1900-03-17 16:00
1900-03-17 17:00
1900-03-17 18:00
1900-03-17 19:00
1900-03-17 20:00
1900-03-17 21:00
1900-03-17 22:00
1900-03-17 23:00
1900-03-18
1900-03-18 01:00
1900-03-18 02:00
1900-03-18 03:00
1900-03-18 04:00
1900-03-18 05:00
1900-03-18 06:00
1900-03-18 07:00
1900-03-18 08:00
1900-03-18 09:00
1900-03-18 10:00
1900-03-18 11:00
1900-03-18 12:00
1900-03-18 13:00
1900-03-18 14:00
1900-03-18 15:00
1900-03-18 16:00
1900-03-18 17:00
1900-03-18 18:00
1900-03-18 19:00
1900-03-18 20:00
1900-03-18 21:00
1900-03-18 22:00
1900-03-18 23:00
1900-03-19
1900-03-19 01:00
1900-03-19 02:00
1900-03-19 03:00
1900-03-19 04:00
1900-03-19 05:00
1900-03-19 06:00
1900-03-19 07:00
1900-03-19 08:00
1900-03-19 09:00
1900-03-19 10:00
1900-03-19 11:00
1900-03-19 12:00
1900-03-19 13:00
1900-03-19 14:00
1900-03-19 15:00
1900-03-19 16:00
1900-03-19 17:00
1900-03-19 18:00
1900-03-19 19:00
1900-03-19 20:00
1900-03-19 21:00
1900-03-19 22:00
1900-03-19 23:00
1900-03-20
1900-03-20 01:00
1900-03-20 02:00
1900-03-20 03:00
1900-03-20 04:00
1900-03-20 05:00
1900-03-20 06:00
1900-03-20 07:00
1900-03-20 08:00
1900-03-20 09:00
1900-03-20 10:00
1900-03-20 11:00
1900-03-20 12:00
1900-03-20 13:00
1900-03-20 14:00
1900-03-20 15:00
1900-03-20 16:00
1900-03-20 17:00
1900-03-20 18:00
1900-03-20 19:00
1900-03-20 20:00
1900-03-20 21:00
1900-03-20 22:00
1900-03-20 23:00
1900-03-21
1900-03-21 01:00
1900-03-21 02:00
1900-03-21 03:00
1900-03-21 04:00
1900-03-21 05:00
1900-03-21 06:00
1900-03-21 07:00
1900-03-21 08:00
1900-03-21 09:00
1900-03-21 10:00
1900-03-21 11:00
1900-03-21 12:00
1900-03-21 13:00
1900-03-21 14:00
1900-03-21 15:00
1900-03-21 16:00
1900-03-21 17:00
1900-03-21 18:00
1900-03-21 19:00
1900-03-21 20:00
1900-03-21 21:00
1900-03-21 22:00
1900-03-21 23:00
1900-03-22
1900-03-22 01:00
1900-03-22 02:00
1900-03-22 03:00
1900-03-22 04:00
1900-03-22 05:00
1900-03-22 06:00
1900-03-22 07:00
1900-03-22 08:00
1900-03-22 09:00
1900-03-22 10:00
1900-03-22 11:00
1900-03-22 12:00
1900-03-22 13:00
1900-03-22 14:00
1900-03-22 15:00
1900-03-22 16:00
1900-03-22 17:00
1900-03-22 18:00
1900-03-22 19:00
1900-03-22 20:00
1900-03-22 21:00
1900-03-22 22:00
1900-03-22 23:00
1900-03-23
1900-03-23 01:00
1900-03-23 02:00
1900-03-23 03:00
1900-03-23 04:00
1900-03-23 05:00
1900-03-23 06:00
1900-03-23 07:00
1900-03-23 08:00
1900-03-23 09:00
1900-03-23 10:00
1900-03-23 11:00
1900-03-23 12:00
1900-03-23 13:00
1900-03-23 14:00
1900-03-23 15:00
1900-03-23 16:00
1900-03-23 17:00
1900-03-23 18:00
1900-03-23 19:00
1900-03-23 20:00
1900-03-23 21:00
1900-03-23 22:00
1900-03-23 23:00
1900-03-24
1900-03-24 01:00
1900-03-24 02:00
1900-03-24 03:00
1900-03-24 04:00
1900-03-24 05:00
1900-03-24 06:00
1900-03-24 07:00
1900-03-24 08:00
1900-03-24 09:00
1900-03-24 10:00
1900-03-24 11:00
1900-03-24 12:00
1900-03-24 13:00
1900-03-24 14:00
1900-03-24 15:00
1900-03-24 16:00
1900-03-24 17:00
1900-03-24 18:00
1900-03-24 19:00
1900-03-24 20:00
1900-03-24 21:00
1900-03-24 22:00
1900-03-24 23:00
1900-03-25
1900-03-25 01:00
1900-03-25 02:00
1900-03-25 03:00
1900-03-25 04:00
1900-03-25 05:00
1900-03-25 06:00
1900-03-25 07:00
1900-03-25 08:00
1900-03-25 09:00
1900-03-25 10:00
1900-03-25 11:00
1900-03-25 12:00
1900-03-25 13:00
1900-03-25 14:00
1900-03-25 15:00
1900-03-25 16:00
1900-03-25 17:00
1900-03-25 18:00
1900-03-25 19:00
1900-03-25 20:00
1900-03-25 21:00
1900-03-25 22:00
1900-03-25 23:00
1900-03-26
1900-03-26 01:00
1900-03-26 02:00
1900-03-26 03:00
1900-03-26 04:00
1900-03-26 05:00
1900-03-26 06:00
1900-03-26 07:00
1900-03-26 08:00
1900-03-26 09:00
1900-03-26 10:00
1900-03-26 11:00
1900-03-26 12:00
1900-03-26 13:00
1900-03-26 14:00
1900-03-26 15:00
1900-03-26 16:00
1900-03-26 17:00
1900-03-26 18:00
1900-03-26 19:00
1900-03-26 20:00
1900-03-26 21:00
1900-03-26 22:00
1900-03-26 23:00
1900-03-27
1900-03-27 01:00
1900-03-27 02:00
1900-03-27 03:00
1900-03-27 04:00
1900-03-27 05:00
1900-03-27 06:00
1900-03-27 07:00
1900-03-27 08:00
1900-03-27 09:00
1900-03-27 10:00
1900-03-27 11:00
1900-03-27 12:00
1900-03-27 13:00
1900-03-27 14:00
1900-03-27 15:00
1900-03-27 16:00
1900-03-27 17:00
1900-03-27 18:00
1900-03-27 19:00
1900-03-27 20:00
1900-03-27 21:00
1900-03-27 22:00
1900-03-27 23:00
1900-03-28
1900-03-28 01:00
1900-03-28 02:00
1900-03-28 03:00
1900-03-28 04:00
1900-03-28 05:00
1900-03-28 06:00
1900-03-28 07:00
1900-03-28 08:00
1900-03-28 09:00
1900-03-28 10:00
1900-03-28 11:00
1900-03-28 12:00
1900-03-28 13:00
1900-03-28 14:00
1900-03-28 15:00
1900-03-28 16:00
1900-03-28 17:00
1900-03-28 18:00
1900-03-28 19:00
1900-03-28 20:00
1900-03-28 21:00
1900-03-28 22:00
1900-03-28 23:00
1900-03-29
1900-03-29 01:00
1900-03-29 02:00
1900-03-29 03:00
1900-03-29 04:00
1900-03-29 05:00
1900-03-29 06:00
1900-03-29 07:00
1900-03-29 08:00
1900-03-29 09:00
1900-03-29 10:00
1900-03-29 11:00
1900-03-29 12:00
1900-03-29 13:00
1900-03-29 14:00
1900-03-29 15:00
1900-03-29 16:00
1900-03-29 17:00
1900-03-29 18:00
1900-03-29 19:00
1900-03-29 20:00
1900-03-29 21:00
1900-03-29 22:00
1900-03-29 23:00
1900-03-30
1900-03-30 01:00
1900-03-30 02:00
1900-03-30 03:00
1900-03-30 04:00
1900-03-30 05:00
1900-03-30 06:00
1900-03-30 07:00
1900-03-30 08:00
1900-03-30 09:00
1900-03-30 10:00
1900-03-30 11:00
1900-03-30 12:00
1900-03-30 13:00
1900-03-30 14:00
1900-03-30 15:00
1900-03-30 16:00
1900-03-30 17:00
1900-03-30 18:00
1900-03-30 19:00
1900-03-30 20:00
1900-03-30 21:00
1900-03-30 22:00
1900-03-30 23:00
1900-03-31
1900-03-31 01:00
1900-03-31 02:00
1900-03-31 03:00
1900-03-31 04:00
1900-03-31 05:00
1900-03-31 06:00
1900-03-31 07:00
1900-03-31 08:00
1900-03-31 09:00
1900-03-31 10:00
1900-03-31 11:00
1900-03-31 12:00
1900-03-31 13:00
1900-03-31 14:00
1900-03-31 15:00
1900-03-31 16:00
1900-03-31 17:00
1900-03-31 18:00
1900-03-31 19:00
1900-03-31 20:00
1900-03-31 21:00
1900-03-31 22:00
1900-03-31 23:00
1900-04-01
1900-04-01 01:00
1900-04-01 02:00
1900-04-01 03:00
1900-04-01 04:00
1900-04-01 05:00
1900-04-01 06:00
1900-04-01 07:00
1900-04-01 08:00
1900-04-01 09:00
1900-04-01 10:00
1900-04-01 11:00
1900-04-01 12:00
1900-04-01 13:00
1900-04-01 14:00
1900-04-01 15:00
1900-04-01 16:00
1900-04-01 17:00
1900-04-01 18:00
1900-04-01 19:00
1900-04-01 20:00
1900-04-01 21:00
1900-04-01 22:00
1900-04-01 23:00
1900-04-02
1900-04-02 01:00
1900-04-02 02:00
1900-04-02 03:00
1900-04-02 04:00
1900-04-02 05:00
1900-04-02 06:00
1900-04-02 07:00
1900-04-02 08:00
1900-04-02 09:00
1900-04-02 10:00
1900-04-02 11:00
1900-04-02 12:00
1900-04-02 13:00
1900-04-02 14:00
1900-04-02 15:00
1900-04-02 16:00
1900-04-02 17:00
1900-04-02 18:00
1900-04-02 19:00
1900-04-02 20:00
1900-04-02 21:00
1900-04-02 22:00
1900-04-02 23:00
1900-04-03
1900-04-03 01:00
1900-04-03 02:00
1900-04-03 03:00
1900-04-03 04:00
1900-04-03 05:00
1900-04-03 06:00
1900-04-03 07:00
1900-04-03 08:00
1900-04-03 09:00
1900-04-03 10:00
1900-04-03 11:00
1900-04-03 12:00
1900-04-03 13:00
1900-04-03 14:00
1900-04-03 15:00
1900-04-03 16:00
1900-04-03 17:00
1900-04-03 18:00
1900-04-03 19:00
1900-04-03 20:00
1900-04-03 21:00
1900-04-03 22:00
1900-04-03 23:00
1900-04-04
1900-04-04 01:00
1900-04-04 02:00
1900-04-04 03:00
1900-04-04 04:00
1900-04-04 05:00
1900-04-04 06:00
1900-04-04 07:00
1900-04-04 08:00
1900-04-04 09:00
1900-04-04 10:00
1900-04-04 11:00
1900-04-04 12:00
1900-04-04 13:00
1900-04-04 14:00
1900-04-04 15:00
1900-04-04 16:00
1900-04-04 17:00
1900-04-04 18:00
1900-04-04 19:00
1900-04-04 20:00
1900-04-04 21:00
1900-04-04 22:00
1900-04-04 23:00
1900-04-05
1900-04-05 01:00
1900-04-05 02:00
1900-04-05 03:00
1900-04-05 04:00
1900-04-05 05:00
1900-04-05 06:00
1900-04-05 07:00
1900-04-05 08:00
1900-04-05 09:00
1900-04-05 10:00
1900-04-05 11:00
1900-04-05 12:00
1900-04-05 13:00
1900-04-05 14:00
1900-04-05 15:00
1900-04-05 16:00
1900-04-05 17:00
1900-04-05 18:00
1900-04-05 19:00
1900-04-05 20:00
1900-04-05 21:00
1900-04-05 22:00
1900-04-05 23:00
1900-04-06
1900-04-06 01:00
1900-04-06 02:00
1900-04-06 03:00
1900-04-06 04:00
1900-04-06 05:00
1900-04-06 06:00
1900-04-06 07:00
1900-04-06 08:00
1900-04-06 09:00
1900-04-06 10:00
1900-04-06 11:00
1900-04-06 12:00
1900-04-06 13:00
1900-04-06 14:00
1900-04-06 15:00
1900-04-06 16:00
1900-04-06 17:00
1900-04-06 18:00
1900-04-06 19:00
1900-04-06 20:00
1900-04-06 21:00
1900-04-06 22:00
1900-04-06 23:00
1900-04-07
1900-04-07 01:00
1900-04-07 02:00
1900-04-07 03:00
1900-04-07 04:00
1900-04-07 05:00
1900-04-07 06:00
1900-04-07 07:00
1900-04-07 08:00
1900-04-07 09:00
1900-04-07 10:00
1900-04-07 11:00
1900-04-07 12:00
1900-04-07 13:00
1900-04-07 14:00
1900-04-07 15:00
1900-04-07 16:00
1900-04-07 17:00
1900-04-07 18:00
1900-04-07 19:00
1900-04-07 20:00
1900-04-07 21:00
1900-04-07 22:00
1900-04-07 23:00
1900-04-08
1900-04-08 01:00
1900-04-08 02:00
1900-04-08 03:00
1900-04-08 04:00
1900-04-08 05:00
1900-04-08 06:00
1900-04-08 07:00
1900-04-08 08:00
1900-04-08 09:00
1900-04-08 10:00
1900-04-08 11:00
1900-04-08 12:00
1900-04-08 13:00
1900-04-08 14:00
1900-04-08 15:00
1900-04-08 16:00
1900-04-08 17:00
1900-04-08 18:00
1900-04-08 19:00
1900-04-08 20:00
1900-04-08 21:00
1900-04-08 22:00
1900-04-08 23:00
1900-04-09
1900-04-09 01:00
1900-04-09 02:00
1900-04-09 03:00
1900-04-09 04:00
1900-04-09 05:00
1900-04-09 06:00
1900-04-09 07:00
1900-04-09 08:00
1900-04-09 09:00
1900-04-09 10:00
1900-04-09 11:00
1900-04-09 12:00
1900-04-09 13:00
1900-04-09 14:00
1900-04-09 15:00
1900-04-09 16:00
1900-04-09 17:00
1900-04-09 18:00
1900-04-09 19:00
1900-04-09 20:00
1900-04-09 21:00
1900-04-09 22:00
1900-04-09 23:00
1900-04-10
1900-04-10 01:00
1900-04-10 02:00
1900-04-10 03:00
1900-04-10 04:00
1900-04-10 05:00
1900-04-10 06:00
1900-04-10 07:00
1900-04-10 08:00
1900-04-10 09:00
1900-04-10 10:00
1900-04-10 11:00
1900-04-10 12:00
1900-04-10 13:00
1900-04-10 14:00
1900-04-10 15:00
1900-04-10 16:00
1900-04-10 17:00
1900-04-10 18:00
1900-04-10 19:00
1900-04-10 20:00
1900-04-10 21:00
1900-04-10 22:00
1900-04-10 23:00
1900-04-11
1900-04-11 01:00
1900-04-11 02:00
1900-04-11 03:00
1900-04-11 04:00
1900-04-11 05:00
1900-04-11 06:00
1900-04-11 07:00
1900-04-11 08:00
1900-04-11 09:00
1900-04-11 10:00
1900-04-11 11:00
1900-04-11 12:00
1900-04-11 13:00
1900-04-11 14:00
1900-04-11 15:00
1900-04-11 16:00
1900-04-11 17:00
1900-04-11 18:00
1900-04-11 19:00
1900-04-11 20:00
1900-04-11 21:00
1900-04-11 22:00
1900-04-11 23:00
1900-04-12
1900-04-12 01:00
1900-04-12 02:00
1900-04-12 03:00
1900-04-12 04:00
1900-04-12 05:00
1900-04-12 06:00
1900-04-12 07:00
1900-04-12 08:00
1900-04-12 09:00
1900-04-12 10:00
1900-04-12 11:00
1900-04-12 12:00
1900-04-12 13:00
1900-04-12 14:00
1900-04-12 15:00
1900-04-12 16:00
1900-04-12 17:00
1900-04-12 18:00
1900-04-12 19:00
1900-04-12 20:00
1900-04-12 21:00
1900-04-12 22:00
1900-04-12 23:00
1900-04-13
1900-04-13 01:00
1900-04-13 02:00
1900-04-13 03:00
1900-04-13 04:00
1900-04-13 05:00
1900-04-13 06:00
1900-04-13 07:00
1900-04-13 08:00
1900-04-13 09:00
1900-04-13 10:00
1900-04-13 11:00
1900-04-13 12:00
1900-04-13 13:00
1900-04-13 14:00
1900-04-13 15:00
1900-04-13 16:00
1900-04-13 17:00
1900-04-13 18:00
1900-04-13 19:00
1900-04-13 20:00
1900-04-13 21:00
1900-04-13 22:00
1900-04-13 23:00
1900-04-14
1900-04-14 01:00
1900-04-14 02:00
1900-04-14 03:00
1900-04-14 04:00
1900-04-14 05:00
1900-04-14 06:00
1900-04-14 07:00
1900-04-14 08:00
1900-04-14 09:00
1900-04-14 10:00
1900-04-14 11:00
1900-04-14 12:00
1900-04-14 13:00
1900-04-14 14:00
1900-04-14 15:00
1900-04-14 16:00
1900-04-14 17:00
1900-04-14 18:00
1900-04-14 19:00
1900-04-14 20:00
1900-04-14 21:00
1900-04-14 22:00
1900-04-14 23:00
1900-04-15
1900-04-15 01:00
1900-04-15 02:00
1900-04-15 03:00
1900-04-15 04:00
1900-04-15 05:00
1900-04-15 06:00
1900-04-15 07:00
1900-04-15 08:00
1900-04-15 09:00
1900-04-15 10:00
1900-04-15 11:00
1900-04-15 12:00
1900-04-15 13:00
1900-04-15 14:00
1900-04-15 15:00
1900-04-15 16:00
1900-04-15 17:00
1900-04-15 18:00
1900-04-15 19:00
1900-04-15 20:00
1900-04-15 21:00
1900-04-15 22:00
1900-04-15 23:00
1900-04-16
1900-04-16 01:00
1900-04-16 02:00
1900-04-16 03:00
1900-04-16 04:00
1900-04-16 05:00
1900-04-16 06:00
1900-04-16 07:00
1900-04-16 08:00
1900-04-16 09:00
1900-04-16 10:00
1900-04-16 11:00
1900-04-16 12:00
1900-04-16 13:00
1900-04-16 14:00
1900-04-16 15:00
1900-04-16 16:00
1900-04-16 17:00
1900-04-16 18:00
1900-04-16 19:00
1900-04-16 20:00
1900-04-16 21:00
1900-04-16 22:00
1900-04-16 23:00
1900-04-17
1900-04-17 01:00
1900-04-17 02:00
1900-04-17 03:00
1900-04-17 04:00
1900-04-17 05:00
1900-04-17 06:00
1900-04-17 07:00
1900-04-17 08:00
1900-04-17 09:00
1900-04-17 10:00
1900-04-17 11:00
1900-04-17 12:00
1900-04-17 13:00
1900-04-17 14:00
1900-04-17 15:00
1900-04-17 16:00
1900-04-17 17:00
1900-04-17 18:00
1900-04-17 19:00
1900-04-17 20:00
1900-04-17 21:00
1900-04-17 22:00
1900-04-17 23:00
1900-04-18
1900-04-18 01:00
1900-04-18 02:00
1900-04-18 03:00
1900-04-18 04:00
1900-04-18 05:00
1900-04-18 06:00
1900-04-18 07:00
1900-04-18 08:00
1900-04-18 09:00
1900-04-18 10:00
1900-04-18 11:00
1900-04-18 12:00
1900-04-18 13:00
1900-04-18 14:00
1900-04-18 15:00
1900-04-18 16:00
1900-04-18 17:00
1900-04-18 18:00
1900-04-18 19:00
1900-04-18 20:00
1900-04-18 21:00
1900-04-18 22:00
1900-04-18 23:00
1900-04-19
1900-04-19 01:00
1900-04-19 02:00
1900-04-19 03:00
1900-04-19 04:00
1900-04-19 05:00
1900-04-19 06:00
1900-04-19 07:00
1900-04-19 08:00
1900-04-19 09:00
1900-04-19 10:00
1900-04-19 11:00
1900-04-19 12:00
1900-04-19 13:00
1900-04-19 14:00
1900-04-19 15:00
1900-04-19 16:00
1900-04-19 17:00
1900-04-19 18:00
1900-04-19 19:00
1900-04-19 20:00
1900-04-19 21:00
1900-04-19 22:00
1900-04-19 23:00
1900-04-20
1900-04-20 01:00
1900-04-20 02:00
1900-04-20 03:00
1900-04-20 04:00
1900-04-20 05:00
1900-04-20 06:00
1900-04-20 07:00
1900-04-20 08:00
1900-04-20 09:00
1900-04-20 10:00
1900-04-20 11:00
1900-04-20 12:00
1900-04-20 13:00
1900-04-20 14:00
1900-04-20 15:00
1900-04-20 16:00
1900-04-20 17:00
1900-04-20 18:00
1900-04-20 19:00
1900-04-20 20:00
1900-04-20 21:00
1900-04-20 22:00
1900-04-20 23:00
1900-04-21
1900-04-21 01:00
1900-04-21 02:00
1900-04-21 03:00
1900-04-21 04:00
1900-04-21 05:00
1900-04-21 06:00
1900-04-21 07:00
1900-04-21 08:00
1900-04-21 09:00
1900-04-21 10:00
1900-04-21 11:00
1900-04-21 12:00
1900-04-21 13:00
1900-04-21 14:00
1900-04-21 15:00
1900-04-21 16:00
1900-04-21 17:00
1900-04-21 18:00
1900-04-21 19:00
1900-04-21 20:00
1900-04-21 21:00
1900-04-21 22:00
1900-04-21 23:00
1900-04-22
1900-04-22 01:00
1900-04-22 02:00
1900-04-22 03:00
1900-04-22 04:00
1900-04-22 05:00
1900-04-22 06:00
1900-04-22 07:00
1900-04-22 08:00
1900-04-22 09:00
1900-04-22 10:00
1900-04-22 11:00
1900-04-22 12:00
1900-04-22 13:00
1900-04-22 14:00
1900-04-22 15:00
1900-04-22 16:00
1900-04-22 17:00
1900-04-22 18:00
1900-04-22 19:00
1900-04-22 20:00
1900-04-22 21:00
1900-04-22 22:00
1900-04-22 23:00
1900-04-23
1900-04-23 01:00
1900-04-23 02:00
1900-04-23 03:00
1900-04-23 04:00
1900-04-23 05:00
1900-04-23 06:00
1900-04-23 07:00
1900-04-23 08:00
1900-04-23 09:00
1900-04-23 10:00
1900-04-23 11:00
1900-04-23 12:00
1900-04-23 13:00
1900-04-23 14:00
1900-04-23 15:00
1900-04-23 16:00
1900-04-23 17:00
1900-04-23 18:00
1900-04-23 19:00
1900-04-23 20:00
1900-04-23 21:00
1900-04-23 22:00
1900-04-23 23:00
1900-04-24
1900-04-24 01:00
1900-04-24 02:00
1900-04-24 03:00
1900-04-24 04:00
1900-04-24 05:00
1900-04-24 06:00
1900-04-24 07:00
1900-04-24 08:00
1900-04-24 09:00
1900-04-24 10:00
1900-04-24 11:00
1900-04-24 12:00
1900-04-24 13:00
1900-04-24 14:00
1900-04-24 15:00
1900-04-24 16:00
1900-04-24 17:00
1900-04-24 18:00
1900-04-24 19:00
1900-04-24 20:00
1900-04-24 21:00
1900-04-24 22:00
1900-04-24 23:00
1900-04-25
1900-04-25 01:00
1900-04-25 02:00
1900-04-25 03:00
1900-04-25 04:00
1900-04-25 05:00
1900-04-25 06:00
1900-04-25 07:00
1900-04-25 08:00
1900-04-25 09:00
1900-04-25 10:00
1900-04-25 11:00
1900-04-25 12:00
1900-04-25 13:00
1900-04-25 14:00
1900-04-25 15:00
1900-04-25 16:00
1900-04-25 17:00
1900-04-25 18:00
1900-04-25 19:00
1900-04-25 20:00
1900-04-25 21:00
1900-04-25 22:00
1900-04-25 23:00
1900-04-26
1900-04-26 01:00
1900-04-26 02:00
1900-04-26 03:00
1900-04-26 04:00
1900-04-26 05:00
1900-04-26 06:00
1900-04-26 07:00
1900-04-26 08:00
1900-04-26 09:00
1900-04-26 10:00
1900-04-26 11:00
1900-04-26 12:00
1900-04-26 13:00
1900-04-26 14:00
1900-04-26 15:00
1900-04-26 16:00
1900-04-26 17:00
1900-04-26 18:00
1900-04-26 19:00
1900-04-26 20:00
1900-04-26 21:00
1900-04-26 22:00
1900-04-26 23:00
1900-04-27
1900-04-27 01:00
1900-04-27 02:00
1900-04-27 03:00
1900-04-27 04:00
1900-04-27 05:00
1900-04-27 06:00
1900-04-27 07:00
1900-04-27 08:00
1900-04-27 09:00
1900-04-27 10:00
1900-04-27 11:00
1900-04-27 12:00
1900-04-27 13:00
1900-04-27 14:00
1900-04-27 15:00
1900-04-27 16:00
1900-04-27 17:00
1900-04-27 18:00
1900-04-27 19:00
1900-04-27 20:00
1900-04-27 21:00
1900-04-27 22:00
1900-04-27 23:00
1900-04-28
1900-04-28 01:00
1900-04-28 02:00
1900-04-28 03:00
1900-04-28 04:00
1900-04-28 05:00
1900-04-28 06:00
1900-04-28 07:00
1900-04-28 08:00
1900-04-28 09:00
1900-04-28 10:00
1900-04-28 11:00
1900-04-28 12:00
1900-04-28 13:00
1900-04-28 14:00
1900-04-28 15:00
1900-04-28 16:00
1900-04-28 17:00
1900-04-28 18:00
1900-04-28 19:00
1900-04-28 20:00
1900-04-28 21:00
1900-04-28 22:00
1900-04-28 23:00
1900-04-29
1900-04-29 01:00
1900-04-29 02:00
1900-04-29 03:00
1900-04-29 04:00
1900-04-29 05:00
1900-04-29 06:00
1900-04-29 07:00
1900-04-29 08:00
1900-04-29 09:00
1900-04-29 10:00
1900-04-29 11:00
1900-04-29 12:00
1900-04-29 13:00
1900-04-29 14:00
1900-04-29 15:00
1900-04-29 16:00
1900-04-29 17:00
1900-04-29 18:00
1900-04-29 19:00
1900-04-29 20:00
1900-04-29 21:00
1900-04-29 22:00
1900-04-29 23:00
1900-04-30
1900-04-30 01:00
1900-04-30 02:00
1900-04-30 03:00
1900-04-30 04:00
1900-04-30 05:00
1900-04-30 06:00
1900-04-30 07:00
1900-04-30 08:00
1900-04-30 09:00
1900-04-30 10:00
1900-04-30 11:00
1900-04-30 12:00
1900-04-30 13:00
1900-04-30 14:00
1900-04-30 15:00
1900-04-30 16:00
1900-04-30 17:00
1900-04-30 18:00
1900-04-30 19:00
1900-04-30 20:00
1900-04-30 21:00
1900-04-30 22:00
1900-04-30 23:00
1900-05-01
1900-05-01 01:00
1900-05-01 02:00
1900-05-01 03:00
1900-05-01 04:00
1900-05-01 05:00
1900-05-01 06:00
1900-05-01 07:00
1900-05-01 08:00
1900-05-01 09:00
1900-05-01 10:00
1900-05-01 11:00
1900-05-01 12:00
1900-05-01 13:00
1900-05-01 14:00
1900-05-01 15:00
1900-05-01 16:00
1900-05-01 17:00
1900-05-01 18:00
1900-05-01 19:00
1900-05-01 20:00
1900-05-01 21:00
1900-05-01 22:00
1900-05-01 23:00
1900-05-02
1900-05-02 01:00
1900-05-02 02:00
1900-05-02 03:00
1900-05-02 04:00
1900-05-02 05:00
1900-05-02 06:00
1900-05-02 07:00
1900-05-02 08:00
1900-05-02 09:00
1900-05-02 10:00
1900-05-02 11:00
1900-05-02 12:00
1900-05-02 13:00
1900-05-02 14:00
1900-05-02 15:00
1900-05-02 16:00
1900-05-02 17:00
1900-05-02 18:00
1900-05-02 19:00
1900-05-02 20:00
1900-05-02 21:00
1900-05-02 22:00
1900-05-02 23:00
1900-05-03
1900-05-03 01:00
1900-05-03 02:00
1900-05-03 03:00
1900-05-03 04:00
1900-05-03 05:00
1900-05-03 06:00
1900-05-03 07:00
1900-05-03 08:00
1900-05-03 09:00
1900-05-03 10:00
1900-05-03 11:00
1900-05-03 12:00
1900-05-03 13:00
1900-05-03 14:00
1900-05-03 15:00
1900-05-03 16:00
1900-05-03 17:00
1900-05-03 18:00
1900-05-03 19:00
1900-05-03 20:00
1900-05-03 21:00
1900-05-03 22:00
1900-05-03 23:00
1900-05-04
1900-05-04 01:00
1900-05-04 02:00
1900-05-04 03:00
1900-05-04 04:00
1900-05-04 05:00
1900-05-04 06:00
1900-05-04 07:00
1900-05-04 08:00
1900-05-04 09:00
1900-05-04 10:00
1900-05-04 11:00
1900-05-04 12:00
1900-05-04 13:00
1900-05-04 14:00
1900-05-04 15:00
1900-05-04 16:00
1900-05-04 17:00
1900-05-04 18:00
1900-05-04 19:00
1900-05-04 20:00
1900-05-04 21:00
1900-05-04 22:00
1900-05-04 23:00
1900-05-05
1900-05-05 01:00
1900-05-05 02:00
1900-05-05 03:00
1900-05-05 04:00
1900-05-05 05:00
1900-05-05 06:00
1900-05-05 07:00
1900-05-05 08:00
1900-05-05 09:00
1900-05-05 10:00
1900-05-05 11:00
1900-05-05 12:00
1900-05-05 13:00
1900-05-05 14:00
1900-05-05 15:00
1900-05-05 16:00
1900-05-05 17:00
1900-05-05 18:00
1900-05-05 19:00
1900-05-05 20:00
1900-05-05 21:00
1900-05-05 22:00
1900-05-05 23:00
1900-05-06
1900-05-06 01:00
1900-05-06 02:00
1900-05-06 03:00
1900-05-06 04:00
1900-05-06 05:00
1900-05-06 06:00
1900-05-06 07:00
1900-05-06 08:00
1900-05-06 09:00
1900-05-06 10:00
1900-05-06 11:00
1900-05-06 12:00
1900-05-06 13:00
1900-05-06 14:00
1900-05-06 15:00
1900-05-06 16:00
1900-05-06 17:00
1900-05-06 18:00
1900-05-06 19:00
1900-05-06 20:00
1900-05-06 21:00
1900-05-06 22:00
1900-05-06 23:00
1900-05-07
1900-05-07 01:00
1900-05-07 02:00
1900-05-07 03:00
1900-05-07 04:00
1900-05-07 05:00
1900-05-07 06:00
1900-05-07 07:00
1900-05-07 08:00
1900-05-07 09:00
1900-05-07 10:00
1900-05-07 11:00
1900-05-07 12:00
1900-05-07 13:00
1900-05-07 14:00
1900-05-07 15:00
1900-05-07 16:00
1900-05-07 17:00
1900-05-07 18:00
1900-05-07 19:00
1900-05-07 20:00
1900-05-07 21:00
1900-05-07 22:00
1900-05-07 23:00
1900-05-08
1900-05-08 01:00
1900-05-08 02:00
1900-05-08 03:00
1900-05-08 04:00
1900-05-08 05:00
1900-05-08 06:00
1900-05-08 07:00
1900-05-08 08:00
1900-05-08 09:00
1900-05-08 10:00
1900-05-08 11:00
1900-05-08 12:00
1900-05-08 13:00
1900-05-08 14:00
1900-05-08 15:00
1900-05-08 16:00
1900-05-08 17:00
1900-05-08 18:00
1900-05-08 19:00
1900-05-08 20:00
1900-05-08 21:00
1900-05-08 22:00
1900-05-08 23:00
1900-05-09
1900-05-09 01:00
1900-05-09 02:00
1900-05-09 03:00
1900-05-09 04:00
1900-05-09 05:00
1900-05-09 06:00
1900-05-09 07:00
1900-05-09 08:00
1900-05-09 09:00
1900-05-09 10:00
1900-05-09 11:00
1900-05-09 12:00
1900-05-09 13:00
1900-05-09 14:00
1900-05-09 15:00
1900-05-09 16:00
1900-05-09 17:00
1900-05-09 18:00
1900-05-09 19:00
1900-05-09 20:00
1900-05-09 21:00
1900-05-09 22:00
1900-05-09 23:00
1900-05-10
1900-05-10 01:00
1900-05-10 02:00
1900-05-10 03:00
1900-05-10 04:00
1900-05-10 05:00
1900-05-10 06:00
1900-05-10 07:00
1900-05-10 08:00
1900-05-10 09:00
1900-05-10 10:00
1900-05-10 11:00
1900-05-10 12:00
1900-05-10 13:00
1900-05-10 14:00
1900-05-10 15:00
1900-05-10 16:00
1900-05-10 17:00
1900-05-10 18:00
1900-05-10 19:00
1900-05-10 20:00
1900-05-10 21:00
1900-05-10 22:00
1900-05-10 23:00
1900-05-11
1900-05-11 01:00
1900-05-11 02:00
1900-05-11 03:00
1900-05-11 04:00
1900-05-11 05:00
1900-05-11 06:00
1900-05-11 07:00
1900-05-11 08:00
1900-05-11 09:00
1900-05-11 10:00
1900-05-11 11:00
1900-05-11 12:00
1900-05-11 13:00
1900-05-11 14:00
1900-05-11 15:00
1900-05-11 16:00
1900-05-11 17:00
1900-05-11 18:00
1900-05-11 19:00
1900-05-11 20:00
1900-05-11 21:00
1900-05-11 22:00
1900-05-11 23:00
1900-05-12
1900-05-12 01:00
1900-05-12 02:00
1900-05-12 03:00
1900-05-12 04:00
1900-05-12 05:00
1900-05-12 06:00
1900-05-12 07:00
1900-05-12 08:00
1900-05-12 09:00
1900-05-12 10:00
1900-05-12 11:00
1900-05-12 12:00
1900-05-12 13:00
1900-05-12 14:00
1900-05-12 15:00
1900-05-12 16:00
1900-05-12 17:00
1900-05-12 18:00
1900-05-12 19:00
1900-05-12 20:00
1900-05-12 21:00
1900-05-12 22:00
1900-05-12 23:00
1900-05-13
1900-05-13 01:00
1900-05-13 02:00
1900-05-13 03:00
1900-05-13 04:00
1900-05-13 05:00
1900-05-13 06:00
1900-05-13 07:00
1900-05-13 08:00
1900-05-13 09:00
1900-05-13 10:00
1900-05-13 11:00
1900-05-13 12:00
1900-05-13 13:00
1900-05-13 14:00
1900-05-13 15:00
1900-05-13 16:00
1900-05-13 17:00
1900-05-13 18:00
1900-05-13 19:00
1900-05-13 20:00
1900-05-13 21:00
1900-05-13 22:00
1900-05-13 23:00
1900-05-14
1900-05-14 01:00
1900-05-14 02:00
1900-05-14 03:00
1900-05-14 04:00
1900-05-14 05:00
1900-05-14 06:00
1900-05-14 07:00
1900-05-14 08:00
1900-05-14 09:00
1900-05-14 10:00
1900-05-14 11:00
1900-05-14 12:00
1900-05-14 13:00
1900-05-14 14:00
1900-05-14 15:00
1900-05-14 16:00
1900-05-14 17:00
1900-05-14 18:00
1900-05-14 19:00
1900-05-14 20:00
1900-05-14 21:00
1900-05-14 22:00
1900-05-14 23:00
1900-05-15
1900-05-15 01:00
1900-05-15 02:00
1900-05-15 03:00
1900-05-15 04:00
1900-05-15 05:00
1900-05-15 06:00
1900-05-15 07:00
1900-05-15 08:00
1900-05-15 09:00
1900-05-15 10:00
1900-05-15 11:00
1900-05-15 12:00
1900-05-15 13:00
1900-05-15 14:00
1900-05-15 15:00
1900-05-15 16:00
1900-05-15 17:00
1900-05-15 18:00
1900-05-15 19:00
1900-05-15 20:00
1900-05-15 21:00
1900-05-15 22:00
1900-05-15 23:00
1900-05-16
1900-05-16 01:00
1900-05-16 02:00
1900-05-16 03:00
1900-05-16 04:00
1900-05-16 05:00
1900-05-16 06:00
1900-05-16 07:00
1900-05-16 08:00
1900-05-16 09:00
1900-05-16 10:00
1900-05-16 11:00
1900-05-16 12:00
1900-05-16 13:00
1900-05-16 14:00
1900-05-16 15:00
1900-05-16 16:00
1900-05-16 17:00
1900-05-16 18:00
1900-05-16 19:00
1900-05-16 20:00
1900-05-16 21:00
1900-05-16 22:00
1900-05-16 23:00
1900-05-17
1900-05-17 01:00
1900-05-17 02:00
1900-05-17 03:00
1900-05-17 04:00
1900-05-17 05:00
1900-05-17 06:00
1900-05-17 07:00
1900-05-17 08:00
1900-05-17 09:00
1900-05-17 10:00
1900-05-17 11:00
1900-05-17 12:00
1900-05-17 13:00
1900-05-17 14:00
1900-05-17 15:00
1900-05-17 16:00
1900-05-17 17:00
1900-05-17 18:00
1900-05-17 19:00
1900-05-17 20:00
1900-05-17 21:00
1900-05-17 22:00
1900-05-17 23:00
1900-05-18
1900-05-18 01:00
1900-05-18 02:00
1900-05-18 03:00
1900-05-18 04:00
1900-05-18 05:00
1900-05-18 06:00
1900-05-18 07:00
1900-05-18 08:00
1900-05-18 09:00
1900-05-18 10:00
1900-05-18 11:00
1900-05-18 12:00
1900-05-18 13:00
1900-05-18 14:00
1900-05-18 15:00
1900-05-18 16:00
1900-05-18 17:00
1900-05-18 18:00
1900-05-18 19:00
1900-05-18 20:00
1900-05-18 21:00
1900-05-18 22:00
1900-05-18 23:00
1900-05-19
1900-05-19 01:00
1900-05-19 02:00
1900-05-19 03:00
1900-05-19 04:00
1900-05-19 05:00
1900-05-19 06:00
1900-05-19 07:00
1900-05-19 08:00
1900-05-19 09:00
1900-05-19 10:00
1900-05-19 11:00
1900-05-19 12:00
1900-05-19 13:00
1900-05-19 14:00
1900-05-19 15:00
1900-05-19 16:00
1900-05-19 17:00
1900-05-19 18:00
1900-05-19 19:00
1900-05-19 20:00
1900-05-19 21:00
1900-05-19 22:00
1900-05-19 23:00
1900-05-20
1900-05-20 01:00
1900-05-20 02:00
1900-05-20 03:00
1900-05-20 04:00
1900-05-20 05:00
1900-05-20 06:00
1900-05-20 07:00
1900-05-20 08:00
1900-05-20 09:00
1900-05-20 10:00
1900-05-20 11:00
1900-05-20 12:00
1900-05-20 13:00
1900-05-20 14:00
1900-05-20 15:00
1900-05-20 16:00
1900-05-20 17:00
1900-05-20 18:00
1900-05-20 19:00
1900-05-20 20:00
1900-05-20 21:00
1900-05-20 22:00
1900-05-20 23:00
1900-05-21
1900-05-21 01:00
1900-05-21 02:00
1900-05-21 03:00
1900-05-21 04:00
1900-05-21 05:00
1900-05-21 06:00
1900-05-21 07:00
1900-05-21 08:00
1900-05-21 09:00
1900-05-21 10:00
1900-05-21 11:00
1900-05-21 12:00
1900-05-21 13:00
1900-05-21 14:00
1900-05-21 15:00
1900-05-21 16:00
1900-05-21 17:00
1900-05-21 18:00
1900-05-21 19:00
1900-05-21 20:00
1900-05-21 21:00
1900-05-21 22:00
1900-05-21 23:00
1900-05-22
1900-05-22 01:00
1900-05-22 02:00
1900-05-22 03:00
1900-05-22 04:00
1900-05-22 05:00
1900-05-22 06:00
1900-05-22 07:00
1900-05-22 08:00
1900-05-22 09:00
1900-05-22 10:00
1900-05-22 11:00
1900-05-22 12:00
1900-05-22 13:00
1900-05-22 14:00
1900-05-22 15:00
1900-05-22 16:00
1900-05-22 17:00
1900-05-22 18:00
1900-05-22 19:00
1900-05-22 20:00
1900-05-22 21:00
1900-05-22 22:00
1900-05-22 23:00
1900-05-23
1900-05-23 01:00
1900-05-23 02:00
1900-05-23 03:00
1900-05-23 04:00
1900-05-23 05:00
1900-05-23 06:00
1900-05-23 07:00
1900-05-23 08:00
1900-05-23 09:00
1900-05-23 10:00
1900-05-23 11:00
1900-05-23 12:00
1900-05-23 13:00
1900-05-23 14:00
1900-05-23 15:00
1900-05-23 16:00
1900-05-23 17:00
1900-05-23 18:00
1900-05-23 19:00
1900-05-23 20:00
1900-05-23 21:00
1900-05-23 22:00
1900-05-23 23:00
1900-05-24
1900-05-24 01:00
1900-05-24 02:00
1900-05-24 03:00
1900-05-24 04:00
1900-05-24 05:00
1900-05-24 06:00
1900-05-24 07:00
1900-05-24 08:00
1900-05-24 09:00
1900-05-24 10:00
1900-05-24 11:00
1900-05-24 12:00
1900-05-24 13:00
1900-05-24 14:00
1900-05-24 15:00
1900-05-24 16:00
1900-05-24 17:00
1900-05-24 18:00
1900-05-24 19:00
1900-05-24 20:00
1900-05-24 21:00
1900-05-24 22:00
1900-05-24 23:00
1900-05-25
1900-05-25 01:00
1900-05-25 02:00
1900-05-25 03:00
1900-05-25 04:00
1900-05-25 05:00
1900-05-25 06:00
1900-05-25 07:00
1900-05-25 08:00
1900-05-25 09:00
1900-05-25 10:00
1900-05-25 11:00
1900-05-25 12:00
1900-05-25 13:00
1900-05-25 14:00
1900-05-25 15:00
1900-05-25 16:00
1900-05-25 17:00
1900-05-25 18:00
1900-05-25 19:00
1900-05-25 20:00
1900-05-25 21:00
1900-05-25 22:00
1900-05-25 23:00
1900-05-26
1900-05-26 01:00
1900-05-26 02:00
1900-05-26 03:00
1900-05-26 04:00
1900-05-26 05:00
1900-05-26 06:00
1900-05-26 07:00
1900-05-26 08:00
1900-05-26 09:00
1900-05-26 10:00
1900-05-26 11:00
1900-05-26 12:00
1900-05-26 13:00
1900-05-26 14:00
1900-05-26 15:00
1900-05-26 16:00
1900-05-26 17:00
1900-05-26 18:00
1900-05-26 19:00
1900-05-26 20:00
1900-05-26 21:00
1900-05-26 22:00
1900-05-26 23:00
1900-05-27
1900-05-27 01:00
1900-05-27 02:00
1900-05-27 03:00
1900-05-27 04:00
1900-05-27 05:00
1900-05-27 06:00
1900-05-27 07:00
1900-05-27 08:00
1900-05-27 09:00
1900-05-27 10:00
1900-05-27 11:00
1900-05-27 12:00
1900-05-27 13:00
1900-05-27 14:00
1900-05-27 15:00
1900-05-27 16:00
1900-05-27 17:00
1900-05-27 18:00
1900-05-27 19:00
1900-05-27 20:00
1900-05-27 21:00
1900-05-27 22:00
1900-05-27 23:00
1900-05-28
1900-05-28 01:00
1900-05-28 02:00
1900-05-28 03:00
1900-05-28 04:00
1900-05-28 05:00
1900-05-28 06:00
1900-05-28 07:00
1900-05-28 08:00
1900-05-28 09:00
1900-05-28 10:00
1900-05-28 11:00
1900-05-28 12:00
1900-05-28 13:00
1900-05-28 14:00
1900-05-28 15:00
1900-05-28 16:00
1900-05-28 17:00
1900-05-28 18:00
1900-05-28 19:00
1900-05-28 20:00
1900-05-28 21:00
1900-05-28 22:00
1900-05-28 23:00
1900-05-29
1900-05-29 01:00
1900-05-29 02:00
1900-05-29 03:00
1900-05-29 04:00
1900-05-29 05:00
1900-05-29 06:00
1900-05-29 07:00
1900-05-29 08:00
1900-05-29 09:00
1900-05-29 10:00
1900-05-29 11:00
1900-05-29 12:00
1900-05-29 13:00
1900-05-29 14:00
1900-05-29 15:00
1900-05-29 16:00
1900-05-29 17:00
1900-05-29 18:00
1900-05-29 19:00
1900-05-29 20:00
1900-05-29 21:00
1900-05-29 22:00
1900-05-29 23:00
1900-05-30
1900-05-30 01:00
1900-05-30 02:00
1900-05-30 03:00
1900-05-30 04:00
1900-05-30 05:00
1900-05-30 06:00
1900-05-30 07:00
1900-05-30 08:00
1900-05-30 09:00
1900-05-30 10:00
1900-05-30 11:00
1900-05-30 12:00
1900-05-30 13:00
1900-05-30 14:00
1900-05-30 15:00
1900-05-30 16:00
1900-05-30 17:00
1900-05-30 18:00
1900-05-30 19:00
1900-05-30 20:00
1900-05-30 21:00
1900-05-30 22:00
1900-05-30 23:00
1900-05-31
1900-05-31 01:00
1900-05-31 02:00
1900-05-31 03:00
1900-05-31 04:00
1900-05-31 05:00
1900-05-31 06:00
1900-05-31 07:00
1900-05-31 08:00
1900-05-31 09:00
1900-05-31 10:00
1900-05-31 11:00
1900-05-31 12:00
1900-05-31 13:00
1900-05-31 14:00
1900-05-31 15:00
1900-05-31 16:00
1900-05-31 17:00
1900-05-31 18:00
1900-05-31 19:00
1900-05-31 20:00
1900-05-31 21:00
1900-05-31 22:00
1900-05-31 23:00
1900-06-01
1900-06-01 01:00
1900-06-01 02:00
1900-06-01 03:00
1900-06-01 04:00
1900-06-01 05:00
1900-06-01 06:00
1900-06-01 07:00
1900-06-01 08:00
1900-06-01 09:00
1900-06-01 10:00
1900-06-01 11:00
1900-06-01 12:00
1900-06-01 13:00
1900-06-01 14:00
1900-06-01 15:00
1900-06-01 16:00
1900-06-01 17:00
1900-06-01 18:00
1900-06-01 19:00
1900-06-01 20:00
1900-06-01 21:00
1900-06-01 22:00
1900-06-01 23:00
1900-06-02
1900-06-02 01:00
1900-06-02 02:00
1900-06-02 03:00
1900-06-02 04:00
1900-06-02 05:00
1900-06-02 06:00
1900-06-02 07:00
1900-06-02 08:00
1900-06-02 09:00
1900-06-02 10:00
1900-06-02 11:00
1900-06-02 12:00
1900-06-02 13:00
1900-06-02 14:00
1900-06-02 15:00
1900-06-02 16:00
1900-06-02 17:00
1900-06-02 18:00
1900-06-02 19:00
1900-06-02 20:00
1900-06-02 21:00
1900-06-02 22:00
1900-06-02 23:00
1900-06-03
1900-06-03 01:00
1900-06-03 02:00
1900-06-03 03:00
1900-06-03 04:00
1900-06-03 05:00
1900-06-03 06:00
1900-06-03 07:00
1900-06-03 08:00
1900-06-03 09:00
1900-06-03 10:00
1900-06-03 11:00
1900-06-03 12:00
1900-06-03 13:00
1900-06-03 14:00
1900-06-03 15:00
1900-06-03 16:00
1900-06-03 17:00
1900-06-03 18:00
1900-06-03 19:00
1900-06-03 20:00
1900-06-03 21:00
1900-06-03 22:00
1900-06-03 23:00
1900-06-04
1900-06-04 01:00
1900-06-04 02:00
1900-06-04 03:00
1900-06-04 04:00
1900-06-04 05:00
1900-06-04 06:00
1900-06-04 07:00
1900-06-04 08:00
1900-06-04 09:00
1900-06-04 10:00
1900-06-04 11:00
1900-06-04 12:00
1900-06-04 13:00
1900-06-04 14:00
1900-06-04 15:00
1900-06-04 16:00
1900-06-04 17:00
1900-06-04 18:00
1900-06-04 19:00
1900-06-04 20:00
1900-06-04 21:00
1900-06-04 22:00
1900-06-04 23:00
1900-06-05
1900-06-05 01:00
1900-06-05 02:00
1900-06-05 03:00
1900-06-05 04:00
1900-06-05 05:00
1900-06-05 06:00
1900-06-05 07:00
1900-06-05 08:00
1900-06-05 09:00
1900-06-05 10:00
1900-06-05 11:00
1900-06-05 12:00
1900-06-05 13:00
1900-06-05 14:00
1900-06-05 15:00
1900-06-05 16:00
1900-06-05 17:00
1900-06-05 18:00
1900-06-05 19:00
1900-06-05 20:00
1900-06-05 21:00
1900-06-05 22:00
1900-06-05 23:00
1900-06-06
1900-06-06 01:00
1900-06-06 02:00
1900-06-06 03:00
1900-06-06 04:00
1900-06-06 05:00
1900-06-06 06:00
1900-06-06 07:00
1900-06-06 08:00
1900-06-06 09:00
1900-06-06 10:00
1900-06-06 11:00
1900-06-06 12:00
1900-06-06 13:00
1900-06-06 14:00
1900-06-06 15:00
1900-06-06 16:00
1900-06-06 17:00
1900-06-06 18:00
1900-06-06 19:00
1900-06-06 20:00
1900-06-06 21:00
1900-06-06 22:00
1900-06-06 23:00
1900-06-07
1900-06-07 01:00
1900-06-07 02:00
1900-06-07 03:00
1900-06-07 04:00
1900-06-07 05:00
1900-06-07 06:00
1900-06-07 07:00
1900-06-07 08:00
1900-06-07 09:00
1900-06-07 10:00
1900-06-07 11:00
1900-06-07 12:00
1900-06-07 13:00
1900-06-07 14:00
1900-06-07 15:00
1900-06-07 16:00
1900-06-07 17:00
1900-06-07 18:00
1900-06-07 19:00
1900-06-07 20:00
1900-06-07 21:00
1900-06-07 22:00
1900-06-07 23:00
1900-06-08
1900-06-08 01:00
1900-06-08 02:00
1900-06-08 03:00
1900-06-08 04:00
1900-06-08 05:00
1900-06-08 06:00
1900-06-08 07:00
1900-06-08 08:00
1900-06-08 09:00
1900-06-08 10:00
1900-06-08 11:00
1900-06-08 12:00
1900-06-08 13:00
1900-06-08 14:00
1900-06-08 15:00
1900-06-08 16:00
1900-06-08 17:00
1900-06-08 18:00
1900-06-08 19:00
1900-06-08 20:00
1900-06-08 21:00
1900-06-08 22:00
1900-06-08 23:00
1900-06-09
1900-06-09 01:00
1900-06-09 02:00
1900-06-09 03:00
1900-06-09 04:00
1900-06-09 05:00
1900-06-09 06:00
1900-06-09 07:00
1900-06-09 08:00
1900-06-09 09:00
1900-06-09 10:00
1900-06-09 11:00
1900-06-09 12:00
1900-06-09 13:00
1900-06-09 14:00
1900-06-09 15:00
1900-06-09 16:00
1900-06-09 17:00
1900-06-09 18:00
1900-06-09 19:00
1900-06-09 20:00
1900-06-09 21:00
1900-06-09 22:00
1900-06-09 23:00
1900-06-10
1900-06-10 01:00
1900-06-10 02:00
1900-06-10 03:00
1900-06-10 04:00
1900-06-10 05:00
1900-06-10 06:00
1900-06-10 07:00
1900-06-10 08:00
1900-06-10 09:00
1900-06-10 10:00
1900-06-10 11:00
1900-06-10 12:00
1900-06-10 13:00
1900-06-10 14:00
1900-06-10 15:00
1900-06-10 16:00
1900-06-10 17:00
1900-06-10 18:00
1900-06-10 19:00
1900-06-10 20:00
1900-06-10 21:00
1900-06-10 22:00
1900-06-10 23:00
1900-06-11
1900-06-11 01:00
1900-06-11 02:00
1900-06-11 03:00
1900-06-11 04:00
1900-06-11 05:00
1900-06-11 06:00
1900-06-11 07:00
1900-06-11 08:00
1900-06-11 09:00
1900-06-11 10:00
1900-06-11 11:00
1900-06-11 12:00
1900-06-11 13:00
1900-06-11 14:00
1900-06-11 15:00
1900-06-11 16:00
1900-06-11 17:00
1900-06-11 18:00
1900-06-11 19:00
1900-06-11 20:00
1900-06-11 21:00
1900-06-11 22:00
1900-06-11 23:00
1900-06-12
1900-06-12 01:00
1900-06-12 02:00
1900-06-12 03:00
1900-06-12 04:00
1900-06-12 05:00
1900-06-12 06:00
1900-06-12 07:00
1900-06-12 08:00
1900-06-12 09:00
1900-06-12 10:00
1900-06-12 11:00
1900-06-12 12:00
1900-06-12 13:00
1900-06-12 14:00
1900-06-12 15:00
1900-06-12 16:00
1900-06-12 17:00
1900-06-12 18:00
1900-06-12 19:00
1900-06-12 20:00
1900-06-12 21:00
1900-06-12 22:00
1900-06-12 23:00
1900-06-13
1900-06-13 01:00
1900-06-13 02:00
1900-06-13 03:00
1900-06-13 04:00
1900-06-13 05:00
1900-06-13 06:00
1900-06-13 07:00
1900-06-13 08:00
1900-06-13 09:00
1900-06-13 10:00
1900-06-13 11:00
1900-06-13 12:00
1900-06-13 13:00
1900-06-13 14:00
1900-06-13 15:00
1900-06-13 16:00
1900-06-13 17:00
1900-06-13 18:00
1900-06-13 19:00
1900-06-13 20:00
1900-06-13 21:00
1900-06-13 22:00
1900-06-13 23:00
1900-06-14
1900-06-14 01:00
1900-06-14 02:00
1900-06-14 03:00
1900-06-14 04:00
1900-06-14 05:00
1900-06-14 06:00
1900-06-14 07:00
1900-06-14 08:00
1900-06-14 09:00
1900-06-14 10:00
1900-06-14 11:00
1900-06-14 12:00
1900-06-14 13:00
1900-06-14 14:00
1900-06-14 15:00
1900-06-14 16:00
1900-06-14 17:00
1900-06-14 18:00
1900-06-14 19:00
1900-06-14 20:00
1900-06-14 21:00
1900-06-14 22:00
1900-06-14 23:00
1900-06-15
1900-06-15 01:00
1900-06-15 02:00
1900-06-15 03:00
1900-06-15 04:00
1900-06-15 05:00
1900-06-15 06:00
1900-06-15 07:00
1900-06-15 08:00
1900-06-15 09:00
1900-06-15 10:00
1900-06-15 11:00
1900-06-15 12:00
1900-06-15 13:00
1900-06-15 14:00
1900-06-15 15:00
1900-06-15 16:00
1900-06-15 17:00
1900-06-15 18:00
1900-06-15 19:00
1900-06-15 20:00
1900-06-15 21:00
1900-06-15 22:00
1900-06-15 23:00
1900-06-16
1900-06-16 01:00
1900-06-16 02:00
1900-06-16 03:00
1900-06-16 04:00
1900-06-16 05:00
1900-06-16 06:00
1900-06-16 07:00
1900-06-16 08:00
1900-06-16 09:00
1900-06-16 10:00
1900-06-16 11:00
1900-06-16 12:00
1900-06-16 13:00
1900-06-16 14:00
1900-06-16 15:00
1900-06-16 16:00
1900-06-16 17:00
1900-06-16 18:00
1900-06-16 19:00
1900-06-16 20:00
1900-06-16 21:00
1900-06-16 22:00
1900-06-16 23:00
1900-06-17
1900-06-17 01:00
1900-06-17 02:00
1900-06-17 03:00
1900-06-17 04:00
1900-06-17 05:00
1900-06-17 06:00
1900-06-17 07:00
1900-06-17 08:00
1900-06-17 09:00
1900-06-17 10:00
1900-06-17 11:00
1900-06-17 12:00
1900-06-17 13:00
1900-06-17 14:00
1900-06-17 15:00
1900-06-17 16:00
1900-06-17 17:00
1900-06-17 18:00
1900-06-17 19:00
1900-06-17 20:00
1900-06-17 21:00
1900-06-17 22:00
1900-06-17 23:00
1900-06-18
1900-06-18 01:00
1900-06-18 02:00
1900-06-18 03:00
1900-06-18 04:00
1900-06-18 05:00
1900-06-18 06:00
1900-06-18 07:00
1900-06-18 08:00
1900-06-18 09:00
1900-06-18 10:00
1900-06-18 11:00
1900-06-18 12:00
1900-06-18 13:00
1900-06-18 14:00
1900-06-18 15:00
1900-06-18 16:00
1900-06-18 17:00
1900-06-18 18:00
1900-06-18 19:00
1900-06-18 20:00
1900-06-18 21:00
1900-06-18 22:00
1900-06-18 23:00
1900-06-19
1900-06-19 01:00
1900-06-19 02:00
1900-06-19 03:00
1900-06-19 04:00
1900-06-19 05:00
1900-06-19 06:00
1900-06-19 07:00
1900-06-19 08:00
1900-06-19 09:00
1900-06-19 10:00
1900-06-19 11:00
1900-06-19 12:00
1900-06-19 13:00
1900-06-19 14:00
1900-06-19 15:00
1900-06-19 16:00
1900-06-19 17:00
1900-06-19 18:00
1900-06-19 19:00
1900-06-19 20:00
1900-06-19 21:00
1900-06-19 22:00
1900-06-19 23:00
1900-06-20
1900-06-20 01:00
1900-06-20 02:00
1900-06-20 03:00
1900-06-20 04:00
1900-06-20 05:00
1900-06-20 06:00
1900-06-20 07:00
1900-06-20 08:00
1900-06-20 09:00
1900-06-20 10:00
1900-06-20 11:00
1900-06-20 12:00
1900-06-20 13:00
1900-06-20 14:00
1900-06-20 15:00
1900-06-20 16:00
1900-06-20 17:00
1900-06-20 18:00
1900-06-20 19:00
1900-06-20 20:00
1900-06-20 21:00
1900-06-20 22:00
1900-06-20 23:00
1900-06-21
1900-06-21 01:00
1900-06-21 02:00
1900-06-21 03:00
1900-06-21 04:00
1900-06-21 05:00
1900-06-21 06:00
1900-06-21 07:00
1900-06-21 08:00
1900-06-21 09:00
1900-06-21 10:00
1900-06-21 11:00
1900-06-21 12:00
1900-06-21 13:00
1900-06-21 14:00
1900-06-21 15:00
1900-06-21 16:00
1900-06-21 17:00
1900-06-21 18:00
1900-06-21 19:00
1900-06-21 20:00
1900-06-21 21:00
1900-06-21 22:00
1900-06-21 23:00
1900-06-22
1900-06-22 01:00
1900-06-22 02:00
1900-06-22 03:00
1900-06-22 04:00
1900-06-22 05:00
1900-06-22 06:00
1900-06-22 07:00
1900-06-22 08:00
1900-06-22 09:00
1900-06-22 10:00
1900-06-22 11:00
1900-06-22 12:00
1900-06-22 13:00
1900-06-22 14:00
1900-06-22 15:00
1900-06-22 16:00
1900-06-22 17:00
1900-06-22 18:00
1900-06-22 19:00
1900-06-22 20:00
1900-06-22 21:00
1900-06-22 22:00
1900-06-22 23:00
1900-06-23
1900-06-23 01:00
1900-06-23 02:00
1900-06-23 03:00
1900-06-23 04:00
1900-06-23 05:00
1900-06-23 06:00
1900-06-23 07:00
1900-06-23 08:00
1900-06-23 09:00
1900-06-23 10:00
1900-06-23 11:00
1900-06-23 12:00
1900-06-23 13:00
1900-06-23 14:00
1900-06-23 15:00
1900-06-23 16:00
1900-06-23 17:00
1900-06-23 18:00
1900-06-23 19:00
1900-06-23 20:00
1900-06-23 21:00
1900-06-23 22:00
1900-06-23 23:00
1900-06-24
1900-06-24 01:00
1900-06-24 02:00
1900-06-24 03:00
1900-06-24 04:00
1900-06-24 05:00
1900-06-24 06:00
1900-06-24 07:00
1900-06-24 08:00
1900-06-24 09:00
1900-06-24 10:00
1900-06-24 11:00
1900-06-24 12:00
1900-06-24 13:00
1900-06-24 14:00
1900-06-24 15:00
1900-06-24 16:00
1900-06-24 17:00
1900-06-24 18:00
1900-06-24 19:00
1900-06-24 20:00
1900-06-24 21:00
1900-06-24 22:00
1900-06-24 23:00
1900-06-25
1900-06-25 01:00
1900-06-25 02:00
1900-06-25 03:00
1900-06-25 04:00
1900-06-25 05:00
1900-06-25 06:00
1900-06-25 07:00
1900-06-25 08:00
1900-06-25 09:00
1900-06-25 10:00
1900-06-25 11:00
1900-06-25 12:00
1900-06-25 13:00
1900-06-25 14:00
1900-06-25 15:00
1900-06-25 16:00
1900-06-25 17:00
1900-06-25 18:00
1900-06-25 19:00
1900-06-25 20:00
1900-06-25 21:00
1900-06-25 22:00
1900-06-25 23:00
1900-06-26
1900-06-26 01:00
1900-06-26 02:00
1900-06-26 03:00
1900-06-26 04:00
1900-06-26 05:00
1900-06-26 06:00
1900-06-26 07:00
1900-06-26 08:00
1900-06-26 09:00
1900-06-26 10:00
1900-06-26 11:00
1900-06-26 12:00
1900-06-26 13:00
1900-06-26 14:00
1900-06-26 15:00
1900-06-26 16:00
1900-06-26 17:00
1900-06-26 18:00
1900-06-26 19:00
1900-06-26 20:00
1900-06-26 21:00
1900-06-26 22:00
1900-06-26 23:00
1900-06-27
1900-06-27 01:00
1900-06-27 02:00
1900-06-27 03:00
1900-06-27 04:00
1900-06-27 05:00
1900-06-27 06:00
1900-06-27 07:00
1900-06-27 08:00
1900-06-27 09:00
1900-06-27 10:00
1900-06-27 11:00
1900-06-27 12:00
1900-06-27 13:00
1900-06-27 14:00
1900-06-27 15:00
1900-06-27 16:00
1900-06-27 17:00
1900-06-27 18:00
1900-06-27 19:00
1900-06-27 20:00
1900-06-27 21:00
1900-06-27 22:00
1900-06-27 23:00
1900-06-28
1900-06-28 01:00
1900-06-28 02:00
1900-06-28 03:00
1900-06-28 04:00
1900-06-28 05:00
1900-06-28 06:00
1900-06-28 07:00
1900-06-28 08:00
1900-06-28 09:00
1900-06-28 10:00
1900-06-28 11:00
1900-06-28 12:00
1900-06-28 13:00
1900-06-28 14:00
1900-06-28 15:00
1900-06-28 16:00
1900-06-28 17:00
1900-06-28 18:00
1900-06-28 19:00
1900-06-28 20:00
1900-06-28 21:00
1900-06-28 22:00
1900-06-28 23:00
1900-06-29
1900-06-29 01:00
1900-06-29 02:00
1900-06-29 03:00
1900-06-29 04:00
1900-06-29 05:00
1900-06-29 06:00
1900-06-29 07:00
1900-06-29 08:00
1900-06-29 09:00
1900-06-29 10:00
1900-06-29 11:00
1900-06-29 12:00
1900-06-29 13:00
1900-06-29 14:00
1900-06-29 15:00
1900-06-29 16:00
1900-06-29 17:00
1900-06-29 18:00
1900-06-29 19:00
1900-06-29 20:00
1900-06-29 21:00
1900-06-29 22:00
1900-06-29 23:00
1900-06-30
1900-06-30 01:00
1900-06-30 02:00
1900-06-30 03:00
1900-06-30 04:00
1900-06-30 05:00
1900-06-30 06:00
1900-06-30 07:00
1900-06-30 08:00
1900-06-30 09:00
1900-06-30 10:00
1900-06-30 11:00
1900-06-30 12:00
1900-06-30 13:00
1900-06-30 14:00
1900-06-30 15:00
1900-06-30 16:00
1900-06-30 17:00
1900-06-30 18:00
1900-06-30 19:00
1900-06-30 20:00
1900-06-30 21:00
1900-06-30 22:00
1900-06-30 23:00
1900-07-01
1900-07-01 01:00
1900-07-01 02:00
1900-07-01 03:00
1900-07-01 04:00
1900-07-01 05:00
1900-07-01 06:00
1900-07-01 07:00
1900-07-01 08:00
1900-07-01 09:00
1900-07-01 10:00
1900-07-01 11:00
1900-07-01 12:00
1900-07-01 13:00
1900-07-01 14:00
1900-07-01 15:00
1900-07-01 16:00
1900-07-01 17:00
1900-07-01 18:00
1900-07-01 19:00
1900-07-01 20:00
1900-07-01 21:00
1900-07-01 22:00
1900-07-01 23:00
1900-07-02
1900-07-02 01:00
1900-07-02 02:00
1900-07-02 03:00
1900-07-02 04:00
1900-07-02 05:00
1900-07-02 06:00
1900-07-02 07:00
1900-07-02 08:00
1900-07-02 09:00
1900-07-02 10:00
1900-07-02 11:00
1900-07-02 12:00
1900-07-02 13:00
1900-07-02 14:00
1900-07-02 15:00
1900-07-02 16:00
1900-07-02 17:00
1900-07-02 18:00
1900-07-02 19:00
1900-07-02 20:00
1900-07-02 21:00
1900-07-02 22:00
1900-07-02 23:00
1900-07-03
1900-07-03 01:00
1900-07-03 02:00
1900-07-03 03:00
1900-07-03 04:00
1900-07-03 05:00
1900-07-03 06:00
1900-07-03 07:00
1900-07-03 08:00
1900-07-03 09:00
1900-07-03 10:00
1900-07-03 11:00
1900-07-03 12:00
1900-07-03 13:00
1900-07-03 14:00
1900-07-03 15:00
1900-07-03 16:00
1900-07-03 17:00
1900-07-03 18:00
1900-07-03 19:00
1900-07-03 20:00
1900-07-03 21:00
1900-07-03 22:00
1900-07-03 23:00
1900-07-04
1900-07-04 01:00
1900-07-04 02:00
1900-07-04 03:00
1900-07-04 04:00
1900-07-04 05:00
1900-07-04 06:00
1900-07-04 07:00
1900-07-04 08:00
1900-07-04 09:00
1900-07-04 10:00
1900-07-04 11:00
1900-07-04 12:00
1900-07-04 13:00
1900-07-04 14:00
1900-07-04 15:00
1900-07-04 16:00
1900-07-04 17:00
1900-07-04 18:00
1900-07-04 19:00
1900-07-04 20:00
1900-07-04 21:00
1900-07-04 22:00
1900-07-04 23:00
1900-07-05
1900-07-05 01:00
1900-07-05 02:00
1900-07-05 03:00
1900-07-05 04:00
1900-07-05 05:00
1900-07-05 06:00
1900-07-05 07:00
1900-07-05 08:00
1900-07-05 09:00
1900-07-05 10:00
1900-07-05 11:00
1900-07-05 12:00
1900-07-05 13:00
1900-07-05 14:00
1900-07-05 15:00
1900-07-05 16:00
1900-07-05 17:00
1900-07-05 18:00
1900-07-05 19:00
1900-07-05 20:00
1900-07-05 21:00
1900-07-05 22:00
1900-07-05 23:00
1900-07-06
1900-07-06 01:00
1900-07-06 02:00
1900-07-06 03:00
1900-07-06 04:00
1900-07-06 05:00
1900-07-06 06:00
1900-07-06 07:00
1900-07-06 08:00
1900-07-06 09:00
1900-07-06 10:00
1900-07-06 11:00
1900-07-06 12:00
1900-07-06 13:00
1900-07-06 14:00
1900-07-06 15:00
1900-07-06 16:00
1900-07-06 17:00
1900-07-06 18:00
1900-07-06 19:00
1900-07-06 20:00
1900-07-06 21:00
1900-07-06 22:00
1900-07-06 23:00
1900-07-07
1900-07-07 01:00
1900-07-07 02:00
1900-07-07 03:00
1900-07-07 04:00
1900-07-07 05:00
1900-07-07 06:00
1900-07-07 07:00
1900-07-07 08:00
1900-07-07 09:00
1900-07-07 10:00
1900-07-07 11:00
1900-07-07 12:00
1900-07-07 13:00
1900-07-07 14:00
1900-07-07 15:00
1900-07-07 16:00
1900-07-07 17:00
1900-07-07 18:00
1900-07-07 19:00
1900-07-07 20:00
1900-07-07 21:00
1900-07-07 22:00
1900-07-07 23:00
1900-07-08
1900-07-08 01:00
1900-07-08 02:00
1900-07-08 03:00
1900-07-08 04:00
1900-07-08 05:00
1900-07-08 06:00
1900-07-08 07:00
1900-07-08 08:00
1900-07-08 09:00
1900-07-08 10:00
1900-07-08 11:00
1900-07-08 12:00
1900-07-08 13:00
1900-07-08 14:00
1900-07-08 15:00
1900-07-08 16:00
1900-07-08 17:00
1900-07-08 18:00
1900-07-08 19:00
1900-07-08 20:00
1900-07-08 21:00
1900-07-08 22:00
1900-07-08 23:00
1900-07-09
1900-07-09 01:00
1900-07-09 02:00
1900-07-09 03:00
1900-07-09 04:00
1900-07-09 05:00
1900-07-09 06:00
1900-07-09 07:00
1900-07-09 08:00
1900-07-09 09:00
1900-07-09 10:00
1900-07-09 11:00
1900-07-09 12:00
1900-07-09 13:00
1900-07-09 14:00
1900-07-09 15:00
1900-07-09 16:00
1900-07-09 17:00
1900-07-09 18:00
1900-07-09 19:00
1900-07-09 20:00
1900-07-09 21:00
1900-07-09 22:00
1900-07-09 23:00
1900-07-10
1900-07-10 01:00
1900-07-10 02:00
1900-07-10 03:00
1900-07-10 04:00
1900-07-10 05:00
1900-07-10 06:00
1900-07-10 07:00
1900-07-10 08:00
1900-07-10 09:00
1900-07-10 10:00
1900-07-10 11:00
1900-07-10 12:00
1900-07-10 13:00
1900-07-10 14:00
1900-07-10 15:00
1900-07-10 16:00
1900-07-10 17:00
1900-07-10 18:00
1900-07-10 19:00
1900-07-10 20:00
1900-07-10 21:00
1900-07-10 22:00
1900-07-10 23:00
1900-07-11
1900-07-11 01:00
1900-07-11 02:00
1900-07-11 03:00
1900-07-11 04:00
1900-07-11 05:00
1900-07-11 06:00
1900-07-11 07:00
1900-07-11 08:00
1900-07-11 09:00
1900-07-11 10:00
1900-07-11 11:00
1900-07-11 12:00
1900-07-11 13:00
1900-07-11 14:00
1900-07-11 15:00
1900-07-11 16:00
1900-07-11 17:00
1900-07-11 18:00
1900-07-11 19:00
1900-07-11 20:00
1900-07-11 21:00
1900-07-11 22:00
1900-07-11 23:00
1900-07-12
1900-07-12 01:00
1900-07-12 02:00
1900-07-12 03:00
1900-07-12 04:00
1900-07-12 05:00
1900-07-12 06:00
1900-07-12 07:00
1900-07-12 08:00
1900-07-12 09:00
1900-07-12 10:00
1900-07-12 11:00
1900-07-12 12:00
1900-07-12 13:00
1900-07-12 14:00
1900-07-12 15:00
1900-07-12 16:00
1900-07-12 17:00
1900-07-12 18:00
1900-07-12 19:00
1900-07-12 20:00
1900-07-12 21:00
1900-07-12 22:00
1900-07-12 23:00
1900-07-13
1900-07-13 01:00
1900-07-13 02:00
1900-07-13 03:00
1900-07-13 04:00
1900-07-13 05:00
1900-07-13 06:00
1900-07-13 07:00
1900-07-13 08:00
1900-07-13 09:00
1900-07-13 10:00
1900-07-13 11:00
1900-07-13 12:00
1900-07-13 13:00
1900-07-13 14:00
1900-07-13 15:00
1900-07-13 16:00
1900-07-13 17:00
1900-07-13 18:00
1900-07-13 19:00
1900-07-13 20:00
1900-07-13 21:00
1900-07-13 22:00
1900-07-13 23:00
1900-07-14
1900-07-14 01:00
1900-07-14 02:00
1900-07-14 03:00
1900-07-14 04:00
1900-07-14 05:00
1900-07-14 06:00
1900-07-14 07:00
1900-07-14 08:00
1900-07-14 09:00
1900-07-14 10:00
1900-07-14 11:00
1900-07-14 12:00
1900-07-14 13:00
1900-07-14 14:00
1900-07-14 15:00
1900-07-14 16:00
1900-07-14 17:00
1900-07-14 18:00
1900-07-14 19:00
1900-07-14 20:00
1900-07-14 21:00
1900-07-14 22:00
1900-07-14 23:00
1900-07-15
1900-07-15 01:00
1900-07-15 02:00
1900-07-15 03:00
1900-07-15 04:00
1900-07-15 05:00
1900-07-15 06:00
1900-07-15 07:00
1900-07-15 08:00
1900-07-15 09:00
1900-07-15 10:00
1900-07-15 11:00
1900-07-15 12:00
1900-07-15 13:00
1900-07-15 14:00
1900-07-15 15:00
1900-07-15 16:00
1900-07-15 17:00
1900-07-15 18:00
1900-07-15 19:00
1900-07-15 20:00
1900-07-15 21:00
1900-07-15 22:00
1900-07-15 23:00
1900-07-16
1900-07-16 01:00
1900-07-16 02:00
1900-07-16 03:00
1900-07-16 04:00
1900-07-16 05:00
1900-07-16 06:00
1900-07-16 07:00
1900-07-16 08:00
1900-07-16 09:00
1900-07-16 10:00
1900-07-16 11:00
1900-07-16 12:00
1900-07-16 13:00
1900-07-16 14:00
1900-07-16 15:00
1900-07-16 16:00
1900-07-16 17:00
1900-07-16 18:00
1900-07-16 19:00
1900-07-16 20:00
1900-07-16 21:00
1900-07-16 22:00
1900-07-16 23:00
1900-07-17
1900-07-17 01:00
1900-07-17 02:00
1900-07-17 03:00
1900-07-17 04:00
1900-07-17 05:00
1900-07-17 06:00
1900-07-17 07:00
1900-07-17 08:00
1900-07-17 09:00
1900-07-17 10:00
1900-07-17 11:00
1900-07-17 12:00
1900-07-17 13:00
1900-07-17 14:00
1900-07-17 15:00
1900-07-17 16:00
1900-07-17 17:00
1900-07-17 18:00
1900-07-17 19:00
1900-07-17 20:00
1900-07-17 21:00
1900-07-17 22:00
1900-07-17 23:00
1900-07-18
1900-07-18 01:00
1900-07-18 02:00
1900-07-18 03:00
1900-07-18 04:00
1900-07-18 05:00
1900-07-18 06:00
1900-07-18 07:00
1900-07-18 08:00
1900-07-18 09:00
1900-07-18 10:00
1900-07-18 11:00
1900-07-18 12:00
1900-07-18 13:00
1900-07-18 14:00
1900-07-18 15:00
1900-07-18 16:00
1900-07-18 17:00
1900-07-18 18:00
1900-07-18 19:00
1900-07-18 20:00
1900-07-18 21:00
1900-07-18 22:00
1900-07-18 23:00
1900-07-19
1900-07-19 01:00
1900-07-19 02:00
1900-07-19 03:00
1900-07-19 04:00
1900-07-19 05:00
1900-07-19 06:00
1900-07-19 07:00
1900-07-19 08:00
1900-07-19 09:00
1900-07-19 10:00
1900-07-19 11:00
1900-07-19 12:00
1900-07-19 13:00
1900-07-19 14:00
1900-07-19 15:00
1900-07-19 16:00
1900-07-19 17:00
1900-07-19 18:00
1900-07-19 19:00
1900-07-19 20:00
1900-07-19 21:00
1900-07-19 22:00
1900-07-19 23:00
1900-07-20
1900-07-20 01:00
1900-07-20 02:00
1900-07-20 03:00
1900-07-20 04:00
1900-07-20 05:00
1900-07-20 06:00
1900-07-20 07:00
1900-07-20 08:00
1900-07-20 09:00
1900-07-20 10:00
1900-07-20 11:00
1900-07-20 12:00
1900-07-20 13:00
1900-07-20 14:00
1900-07-20 15:00
1900-07-20 16:00
1900-07-20 17:00
1900-07-20 18:00
1900-07-20 19:00
1900-07-20 20:00
1900-07-20 21:00
1900-07-20 22:00
1900-07-20 23:00
1900-07-21
1900-07-21 01:00
1900-07-21 02:00
1900-07-21 03:00
1900-07-21 04:00
1900-07-21 05:00
1900-07-21 06:00
1900-07-21 07:00
1900-07-21 08:00
1900-07-21 09:00
1900-07-21 10:00
1900-07-21 11:00
1900-07-21 12:00
1900-07-21 13:00
1900-07-21 14:00
1900-07-21 15:00
1900-07-21 16:00
1900-07-21 17:00
1900-07-21 18:00
1900-07-21 19:00
1900-07-21 20:00
1900-07-21 21:00
1900-07-21 22:00
1900-07-21 23:00
1900-07-22
1900-07-22 01:00
1900-07-22 02:00
1900-07-22 03:00
1900-07-22 04:00
1900-07-22 05:00
1900-07-22 06:00
1900-07-22 07:00
1900-07-22 08:00
1900-07-22 09:00
1900-07-22 10:00
1900-07-22 11:00
1900-07-22 12:00
1900-07-22 13:00
1900-07-22 14:00
1900-07-22 15:00
1900-07-22 16:00
1900-07-22 17:00
1900-07-22 18:00
1900-07-22 19:00
1900-07-22 20:00
1900-07-22 21:00
1900-07-22 22:00
1900-07-22 23:00
1900-07-23
1900-07-23 01:00
1900-07-23 02:00
1900-07-23 03:00
1900-07-23 04:00
1900-07-23 05:00
1900-07-23 06:00
1900-07-23 07:00
1900-07-23 08:00
1900-07-23 09:00
1900-07-23 10:00
1900-07-23 11:00
1900-07-23 12:00
1900-07-23 13:00
1900-07-23 14:00
1900-07-23 15:00
1900-07-23 16:00
1900-07-23 17:00
1900-07-23 18:00
1900-07-23 19:00
1900-07-23 20:00
1900-07-23 21:00
1900-07-23 22:00
1900-07-23 23:00
1900-07-24
1900-07-24 01:00
1900-07-24 02:00
1900-07-24 03:00
1900-07-24 04:00
1900-07-24 05:00
1900-07-24 06:00
1900-07-24 07:00
1900-07-24 08:00
1900-07-24 09:00
1900-07-24 10:00
1900-07-24 11:00
1900-07-24 12:00
1900-07-24 13:00
1900-07-24 14:00
1900-07-24 15:00
1900-07-24 16:00
1900-07-24 17:00
1900-07-24 18:00
1900-07-24 19:00
1900-07-24 20:00
1900-07-24 21:00
1900-07-24 22:00
1900-07-24 23:00
1900-07-25
1900-07-25 01:00
1900-07-25 02:00
1900-07-25 03:00
1900-07-25 04:00
1900-07-25 05:00
1900-07-25 06:00
1900-07-25 07:00
1900-07-25 08:00
1900-07-25 09:00
1900-07-25 10:00
1900-07-25 11:00
1900-07-25 12:00
1900-07-25 13:00
1900-07-25 14:00
1900-07-25 15:00
1900-07-25 16:00
1900-07-25 17:00
1900-07-25 18:00
1900-07-25 19:00
1900-07-25 20:00
1900-07-25 21:00
1900-07-25 22:00
1900-07-25 23:00
1900-07-26
1900-07-26 01:00
1900-07-26 02:00
1900-07-26 03:00
1900-07-26 04:00
1900-07-26 05:00
1900-07-26 06:00
1900-07-26 07:00
1900-07-26 08:00
1900-07-26 09:00
1900-07-26 10:00
1900-07-26 11:00
1900-07-26 12:00
1900-07-26 13:00
1900-07-26 14:00
1900-07-26 15:00
1900-07-26 16:00
1900-07-26 17:00
1900-07-26 18:00
1900-07-26 19:00
1900-07-26 20:00
1900-07-26 21:00
1900-07-26 22:00
1900-07-26 23:00
1900-07-27
1900-07-27 01:00
1900-07-27 02:00
1900-07-27 03:00
1900-07-27 04:00
1900-07-27 05:00
1900-07-27 06:00
1900-07-27 07:00
1900-07-27 08:00
1900-07-27 09:00
1900-07-27 10:00
1900-07-27 11:00
1900-07-27 12:00
1900-07-27 13:00
1900-07-27 14:00
1900-07-27 15:00
1900-07-27 16:00
1900-07-27 17:00
1900-07-27 18:00
1900-07-27 19:00
1900-07-27 20:00
1900-07-27 21:00
1900-07-27 22:00
1900-07-27 23:00
1900-07-28
1900-07-28 01:00
1900-07-28 02:00
1900-07-28 03:00
1900-07-28 04:00
1900-07-28 05:00
1900-07-28 06:00
1900-07-28 07:00
1900-07-28 08:00
1900-07-28 09:00
1900-07-28 10:00
1900-07-28 11:00
1900-07-28 12:00
1900-07-28 13:00
1900-07-28 14:00
1900-07-28 15:00
1900-07-28 16:00
1900-07-28 17:00
1900-07-28 18:00
1900-07-28 19:00
1900-07-28 20:00
1900-07-28 21:00
1900-07-28 22:00
1900-07-28 23:00
1900-07-29
1900-07-29 01:00
1900-07-29 02:00
1900-07-29 03:00
1900-07-29 04:00
1900-07-29 05:00
1900-07-29 06:00
1900-07-29 07:00
1900-07-29 08:00
1900-07-29 09:00
1900-07-29 10:00
1900-07-29 11:00
1900-07-29 12:00
1900-07-29 13:00
1900-07-29 14:00
1900-07-29 15:00
1900-07-29 16:00
1900-07-29 17:00
1900-07-29 18:00
1900-07-29 19:00
1900-07-29 20:00
1900-07-29 21:00
1900-07-29 22:00
1900-07-29 23:00
1900-07-30
1900-07-30 01:00
1900-07-30 02:00
1900-07-30 03:00
1900-07-30 04:00
1900-07-30 05:00
1900-07-30 06:00
1900-07-30 07:00
1900-07-30 08:00
1900-07-30 09:00
1900-07-30 10:00
1900-07-30 11:00
1900-07-30 12:00
1900-07-30 13:00
1900-07-30 14:00
1900-07-30 15:00
1900-07-30 16:00
1900-07-30 17:00
1900-07-30 18:00
1900-07-30 19:00
1900-07-30 20:00
1900-07-30 21:00
1900-07-30 22:00
1900-07-30 23:00
1900-07-31
1900-07-31 01:00
1900-07-31 02:00
1900-07-31 03:00
1900-07-31 04:00
1900-07-31 05:00
1900-07-31 06:00
1900-07-31 07:00
1900-07-31 08:00
1900-07-31 09:00
1900-07-31 10:00
1900-07-31 11:00
1900-07-31 12:00
1900-07-31 13:00
1900-07-31 14:00
1900-07-31 15:00
1900-07-31 16:00
1900-07-31 17:00
1900-07-31 18:00
1900-07-31 19:00
1900-07-31 20:00
1900-07-31 21:00
1900-07-31 22:00
1900-07-31 23:00
1900-08-01
1900-08-01 01:00
1900-08-01 02:00
1900-08-01 03:00
1900-08-01 04:00
1900-08-01 05:00
1900-08-01 06:00
1900-08-01 07:00
1900-08-01 08:00
1900-08-01 09:00
1900-08-01 10:00
1900-08-01 11:00
1900-08-01 12:00
1900-08-01 13:00
1900-08-01 14:00
1900-08-01 15:00
1900-08-01 16:00
1900-08-01 17:00
1900-08-01 18:00
1900-08-01 19:00
1900-08-01 20:00
1900-08-01 21:00
1900-08-01 22:00
1900-08-01 23:00
1900-08-02
1900-08-02 01:00
1900-08-02 02:00
1900-08-02 03:00
1900-08-02 04:00
1900-08-02 05:00
1900-08-02 06:00
1900-08-02 07:00
1900-08-02 08:00
1900-08-02 09:00
1900-08-02 10:00
1900-08-02 11:00
1900-08-02 12:00
1900-08-02 13:00
1900-08-02 14:00
1900-08-02 15:00
1900-08-02 16:00
1900-08-02 17:00
1900-08-02 18:00
1900-08-02 19:00
1900-08-02 20:00
1900-08-02 21:00
1900-08-02 22:00
1900-08-02 23:00
1900-08-03
1900-08-03 01:00
1900-08-03 02:00
1900-08-03 03:00
1900-08-03 04:00
1900-08-03 05:00
1900-08-03 06:00
1900-08-03 07:00
1900-08-03 08:00
1900-08-03 09:00
1900-08-03 10:00
1900-08-03 11:00
1900-08-03 12:00
1900-08-03 13:00
1900-08-03 14:00
1900-08-03 15:00
1900-08-03 16:00
1900-08-03 17:00
1900-08-03 18:00
1900-08-03 19:00
1900-08-03 20:00
1900-08-03 21:00
1900-08-03 22:00
1900-08-03 23:00
1900-08-04
1900-08-04 01:00
1900-08-04 02:00
1900-08-04 03:00
1900-08-04 04:00
1900-08-04 05:00
1900-08-04 06:00
1900-08-04 07:00
1900-08-04 08:00
1900-08-04 09:00
1900-08-04 10:00
1900-08-04 11:00
1900-08-04 12:00
1900-08-04 13:00
1900-08-04 14:00
1900-08-04 15:00
1900-08-04 16:00
1900-08-04 17:00
1900-08-04 18:00
1900-08-04 19:00
1900-08-04 20:00
1900-08-04 21:00
1900-08-04 22:00
1900-08-04 23:00
1900-08-05
1900-08-05 01:00
1900-08-05 02:00
1900-08-05 03:00
1900-08-05 04:00
1900-08-05 05:00
1900-08-05 06:00
1900-08-05 07:00
1900-08-05 08:00
1900-08-05 09:00
1900-08-05 10:00
1900-08-05 11:00
1900-08-05 12:00
1900-08-05 13:00
1900-08-05 14:00
1900-08-05 15:00
1900-08-05 16:00
1900-08-05 17:00
1900-08-05 18:00
1900-08-05 19:00
1900-08-05 20:00
1900-08-05 21:00
1900-08-05 22:00
1900-08-05 23:00
1900-08-06
1900-08-06 01:00
1900-08-06 02:00
1900-08-06 03:00
1900-08-06 04:00
1900-08-06 05:00
1900-08-06 06:00
1900-08-06 07:00
1900-08-06 08:00
1900-08-06 09:00
1900-08-06 10:00
1900-08-06 11:00
1900-08-06 12:00
1900-08-06 13:00
1900-08-06 14:00
1900-08-06 15:00
1900-08-06 16:00
1900-08-06 17:00
1900-08-06 18:00
1900-08-06 19:00
1900-08-06 20:00
1900-08-06 21:00
1900-08-06 22:00
1900-08-06 23:00
1900-08-07
1900-08-07 01:00
1900-08-07 02:00
1900-08-07 03:00
1900-08-07 04:00
1900-08-07 05:00
1900-08-07 06:00
1900-08-07 07:00
1900-08-07 08:00
1900-08-07 09:00
1900-08-07 10:00
1900-08-07 11:00
1900-08-07 12:00
1900-08-07 13:00
1900-08-07 14:00
1900-08-07 15:00
1900-08-07 16:00
1900-08-07 17:00
1900-08-07 18:00
1900-08-07 19:00
1900-08-07 20:00
1900-08-07 21:00
1900-08-07 22:00
1900-08-07 23:00
1900-08-08
1900-08-08 01:00
1900-08-08 02:00
1900-08-08 03:00
1900-08-08 04:00
1900-08-08 05:00
1900-08-08 06:00
1900-08-08 07:00
1900-08-08 08:00
1900-08-08 09:00
1900-08-08 10:00
1900-08-08 11:00
1900-08-08 12:00
1900-08-08 13:00
1900-08-08 14:00
1900-08-08 15:00
1900-08-08 16:00
1900-08-08 17:00
1900-08-08 18:00
1900-08-08 19:00
1900-08-08 20:00
1900-08-08 21:00
1900-08-08 22:00
1900-08-08 23:00
1900-08-09
1900-08-09 01:00
1900-08-09 02:00
1900-08-09 03:00
1900-08-09 04:00
1900-08-09 05:00
1900-08-09 06:00
1900-08-09 07:00
1900-08-09 08:00
1900-08-09 09:00
1900-08-09 10:00
1900-08-09 11:00
1900-08-09 12:00
1900-08-09 13:00
1900-08-09 14:00
1900-08-09 15:00
1900-08-09 16:00
1900-08-09 17:00
1900-08-09 18:00
1900-08-09 19:00
1900-08-09 20:00
1900-08-09 21:00
1900-08-09 22:00
1900-08-09 23:00
1900-08-10
1900-08-10 01:00
1900-08-10 02:00
1900-08-10 03:00
1900-08-10 04:00
1900-08-10 05:00
1900-08-10 06:00
1900-08-10 07:00
1900-08-10 08:00
1900-08-10 09:00
1900-08-10 10:00
1900-08-10 11:00
1900-08-10 12:00
1900-08-10 13:00
1900-08-10 14:00
1900-08-10 15:00
1900-08-10 16:00
1900-08-10 17:00
1900-08-10 18:00
1900-08-10 19:00
1900-08-10 20:00
1900-08-10 21:00
1900-08-10 22:00
1900-08-10 23:00
1900-08-11
1900-08-11 01:00
1900-08-11 02:00
1900-08-11 03:00
1900-08-11 04:00
1900-08-11 05:00
1900-08-11 06:00
1900-08-11 07:00
1900-08-11 08:00
1900-08-11 09:00
1900-08-11 10:00
1900-08-11 11:00
1900-08-11 12:00
1900-08-11 13:00
1900-08-11 14:00
1900-08-11 15:00
1900-08-11 16:00
1900-08-11 17:00
1900-08-11 18:00
1900-08-11 19:00
1900-08-11 20:00
1900-08-11 21:00
1900-08-11 22:00
1900-08-11 23:00
1900-08-12
1900-08-12 01:00
1900-08-12 02:00
1900-08-12 03:00
1900-08-12 04:00
1900-08-12 05:00
1900-08-12 06:00
1900-08-12 07:00
1900-08-12 08:00
1900-08-12 09:00
1900-08-12 10:00
1900-08-12 11:00
1900-08-12 12:00
1900-08-12 13:00
1900-08-12 14:00
1900-08-12 15:00
1900-08-12 16:00
1900-08-12 17:00
1900-08-12 18:00
1900-08-12 19:00
1900-08-12 20:00
1900-08-12 21:00
1900-08-12 22:00
1900-08-12 23:00
1900-08-13
1900-08-13 01:00
1900-08-13 02:00
1900-08-13 03:00
1900-08-13 04:00
1900-08-13 05:00
1900-08-13 06:00
1900-08-13 07:00
1900-08-13 08:00
1900-08-13 09:00
1900-08-13 10:00
1900-08-13 11:00
1900-08-13 12:00
1900-08-13 13:00
1900-08-13 14:00
1900-08-13 15:00
1900-08-13 16:00
1900-08-13 17:00
1900-08-13 18:00
1900-08-13 19:00
1900-08-13 20:00
1900-08-13 21:00
1900-08-13 22:00
1900-08-13 23:00
1900-08-14
1900-08-14 01:00
1900-08-14 02:00
1900-08-14 03:00
1900-08-14 04:00
1900-08-14 05:00
1900-08-14 06:00
1900-08-14 07:00
1900-08-14 08:00
1900-08-14 09:00
1900-08-14 10:00
1900-08-14 11:00
1900-08-14 12:00
1900-08-14 13:00
1900-08-14 14:00
1900-08-14 15:00
1900-08-14 16:00
1900-08-14 17:00
1900-08-14 18:00
1900-08-14 19:00
1900-08-14 20:00
1900-08-14 21:00
1900-08-14 22:00
1900-08-14 23:00
1900-08-15
1900-08-15 01:00
1900-08-15 02:00
1900-08-15 03:00
1900-08-15 04:00
1900-08-15 05:00
1900-08-15 06:00
1900-08-15 07:00
1900-08-15 08:00
1900-08-15 09:00
1900-08-15 10:00
1900-08-15 11:00
1900-08-15 12:00
1900-08-15 13:00
1900-08-15 14:00
1900-08-15 15:00
1900-08-15 16:00
1900-08-15 17:00
1900-08-15 18:00
1900-08-15 19:00
1900-08-15 20:00
1900-08-15 21:00
1900-08-15 22:00
1900-08-15 23:00
1900-08-16
1900-08-16 01:00
1900-08-16 02:00
1900-08-16 03:00
1900-08-16 04:00
1900-08-16 05:00
1900-08-16 06:00
1900-08-16 07:00
1900-08-16 08:00
1900-08-16 09:00
1900-08-16 10:00
1900-08-16 11:00
1900-08-16 12:00
1900-08-16 13:00
1900-08-16 14:00
1900-08-16 15:00
1900-08-16 16:00
1900-08-16 17:00
1900-08-16 18:00
1900-08-16 19:00
1900-08-16 20:00
1900-08-16 21:00
1900-08-16 22:00
1900-08-16 23:00
1900-08-17
1900-08-17 01:00
1900-08-17 02:00
1900-08-17 03:00
1900-08-17 04:00
1900-08-17 05:00
1900-08-17 06:00
1900-08-17 07:00
1900-08-17 08:00
1900-08-17 09:00
1900-08-17 10:00
1900-08-17 11:00
1900-08-17 12:00
1900-08-17 13:00
1900-08-17 14:00
1900-08-17 15:00
1900-08-17 16:00
1900-08-17 17:00
1900-08-17 18:00
1900-08-17 19:00
1900-08-17 20:00
1900-08-17 21:00
1900-08-17 22:00
1900-08-17 23:00
1900-08-18
1900-08-18 01:00
1900-08-18 02:00
1900-08-18 03:00
1900-08-18 04:00
1900-08-18 05:00
1900-08-18 06:00
1900-08-18 07:00
1900-08-18 08:00
1900-08-18 09:00
1900-08-18 10:00
1900-08-18 11:00
1900-08-18 12:00
1900-08-18 13:00
1900-08-18 14:00
1900-08-18 15:00
1900-08-18 16:00
1900-08-18 17:00
1900-08-18 18:00
1900-08-18 19:00
1900-08-18 20:00
1900-08-18 21:00
1900-08-18 22:00
1900-08-18 23:00
1900-08-19
1900-08-19 01:00
1900-08-19 02:00
1900-08-19 03:00
1900-08-19 04:00
1900-08-19 05:00
1900-08-19 06:00
1900-08-19 07:00
1900-08-19 08:00
1900-08-19 09:00
1900-08-19 10:00
1900-08-19 11:00
1900-08-19 12:00
1900-08-19 13:00
1900-08-19 14:00
1900-08-19 15:00
1900-08-19 16:00
1900-08-19 17:00
1900-08-19 18:00
1900-08-19 19:00
1900-08-19 20:00
1900-08-19 21:00
1900-08-19 22:00
1900-08-19 23:00
1900-08-20
1900-08-20 01:00
1900-08-20 02:00
1900-08-20 03:00
1900-08-20 04:00
1900-08-20 05:00
1900-08-20 06:00
1900-08-20 07:00
1900-08-20 08:00
1900-08-20 09:00
1900-08-20 10:00
1900-08-20 11:00
1900-08-20 12:00
1900-08-20 13:00
1900-08-20 14:00
1900-08-20 15:00
1900-08-20 16:00
1900-08-20 17:00
1900-08-20 18:00
1900-08-20 19:00
1900-08-20 20:00
1900-08-20 21:00
1900-08-20 22:00
1900-08-20 23:00
1900-08-21
1900-08-21 01:00
1900-08-21 02:00
1900-08-21 03:00
1900-08-21 04:00
1900-08-21 05:00
1900-08-21 06:00
1900-08-21 07:00
1900-08-21 08:00
1900-08-21 09:00
1900-08-21 10:00
1900-08-21 11:00
1900-08-21 12:00
1900-08-21 13:00
1900-08-21 14:00
1900-08-21 15:00
1900-08-21 16:00
1900-08-21 17:00
1900-08-21 18:00
1900-08-21 19:00
1900-08-21 20:00
1900-08-21 21:00
1900-08-21 22:00
1900-08-21 23:00
1900-08-22
1900-08-22 01:00
1900-08-22 02:00
1900-08-22 03:00
1900-08-22 04:00
1900-08-22 05:00
1900-08-22 06:00
1900-08-22 07:00
1900-08-22 08:00
1900-08-22 09:00
1900-08-22 10:00
1900-08-22 11:00
1900-08-22 12:00
1900-08-22 13:00
1900-08-22 14:00
1900-08-22 15:00
1900-08-22 16:00
1900-08-22 17:00
1900-08-22 18:00
1900-08-22 19:00
1900-08-22 20:00
1900-08-22 21:00
1900-08-22 22:00
1900-08-22 23:00
1900-08-23
1900-08-23 01:00
1900-08-23 02:00
1900-08-23 03:00
1900-08-23 04:00
1900-08-23 05:00
1900-08-23 06:00
1900-08-23 07:00
1900-08-23 08:00
1900-08-23 09:00
1900-08-23 10:00
1900-08-23 11:00
1900-08-23 12:00
1900-08-23 13:00
1900-08-23 14:00
1900-08-23 15:00
1900-08-23 16:00
1900-08-23 17:00
1900-08-23 18:00
1900-08-23 19:00
1900-08-23 20:00
1900-08-23 21:00
1900-08-23 22:00
1900-08-23 23:00
1900-08-24
1900-08-24 01:00
1900-08-24 02:00
1900-08-24 03:00
1900-08-24 04:00
1900-08-24 05:00
1900-08-24 06:00
1900-08-24 07:00
1900-08-24 08:00
1900-08-24 09:00
1900-08-24 10:00
1900-08-24 11:00
1900-08-24 12:00
1900-08-24 13:00
1900-08-24 14:00
1900-08-24 15:00
1900-08-24 16:00
1900-08-24 17:00
1900-08-24 18:00
1900-08-24 19:00
1900-08-24 20:00
1900-08-24 21:00
1900-08-24 22:00
1900-08-24 23:00
1900-08-25
1900-08-25 01:00
1900-08-25 02:00
1900-08-25 03:00
1900-08-25 04:00
1900-08-25 05:00
1900-08-25 06:00
1900-08-25 07:00
1900-08-25 08:00
1900-08-25 09:00
1900-08-25 10:00
1900-08-25 11:00
1900-08-25 12:00
1900-08-25 13:00
1900-08-25 14:00
1900-08-25 15:00
1900-08-25 16:00
1900-08-25 17:00
1900-08-25 18:00
1900-08-25 19:00
1900-08-25 20:00
1900-08-25 21:00
1900-08-25 22:00
1900-08-25 23:00
1900-08-26
1900-08-26 01:00
1900-08-26 02:00
1900-08-26 03:00
1900-08-26 04:00
1900-08-26 05:00
1900-08-26 06:00
1900-08-26 07:00
1900-08-26 08:00
1900-08-26 09:00
1900-08-26 10:00
1900-08-26 11:00
1900-08-26 12:00
1900-08-26 13:00
1900-08-26 14:00
1900-08-26 15:00
1900-08-26 16:00
1900-08-26 17:00
1900-08-26 18:00
1900-08-26 19:00
1900-08-26 20:00
1900-08-26 21:00
1900-08-26 22:00
1900-08-26 23:00
1900-08-27
1900-08-27 01:00
1900-08-27 02:00
1900-08-27 03:00
1900-08-27 04:00
1900-08-27 05:00
1900-08-27 06:00
1900-08-27 07:00
1900-08-27 08:00
1900-08-27 09:00
1900-08-27 10:00
1900-08-27 11:00
1900-08-27 12:00
1900-08-27 13:00
1900-08-27 14:00
1900-08-27 15:00
1900-08-27 16:00
1900-08-27 17:00
1900-08-27 18:00
1900-08-27 19:00
1900-08-27 20:00
1900-08-27 21:00
1900-08-27 22:00
1900-08-27 23:00
1900-08-28
1900-08-28 01:00
1900-08-28 02:00
1900-08-28 03:00
1900-08-28 04:00
1900-08-28 05:00
1900-08-28 06:00
1900-08-28 07:00
1900-08-28 08:00
1900-08-28 09:00
1900-08-28 10:00
1900-08-28 11:00
1900-08-28 12:00
1900-08-28 13:00
1900-08-28 14:00
1900-08-28 15:00
1900-08-28 16:00
1900-08-28 17:00
1900-08-28 18:00
1900-08-28 19:00
1900-08-28 20:00
1900-08-28 21:00
1900-08-28 22:00
1900-08-28 23:00
1900-08-29
1900-08-29 01:00
1900-08-29 02:00
1900-08-29 03:00
1900-08-29 04:00
1900-08-29 05:00
1900-08-29 06:00
1900-08-29 07:00
1900-08-29 08:00
1900-08-29 09:00
1900-08-29 10:00
1900-08-29 11:00
1900-08-29 12:00
1900-08-29 13:00
1900-08-29 14:00
1900-08-29 15:00
1900-08-29 16:00
1900-08-29 17:00
1900-08-29 18:00
1900-08-29 19:00
1900-08-29 20:00
1900-08-29 21:00
1900-08-29 22:00
1900-08-29 23:00
1900-08-30
1900-08-30 01:00
1900-08-30 02:00
1900-08-30 03:00
1900-08-30 04:00
1900-08-30 05:00
1900-08-30 06:00
1900-08-30 07:00
1900-08-30 08:00
1900-08-30 09:00
1900-08-30 10:00
1900-08-30 11:00
1900-08-30 12:00
1900-08-30 13:00
1900-08-30 14:00
1900-08-30 15:00
1900-08-30 16:00
1900-08-30 17:00
1900-08-30 18:00
1900-08-30 19:00
1900-08-30 20:00
1900-08-30 21:00
1900-08-30 22:00
1900-08-30 23:00
1900-08-31
1900-08-31 01:00
1900-08-31 02:00
1900-08-31 03:00
1900-08-31 04:00
1900-08-31 05:00
1900-08-31 06:00
1900-08-31 07:00
1900-08-31 08:00
1900-08-31 09:00
1900-08-31 10:00
1900-08-31 11:00
1900-08-31 12:00
1900-08-31 13:00
1900-08-31 14:00
1900-08-31 15:00
1900-08-31 16:00
1900-08-31 17:00
1900-08-31 18:00
1900-08-31 19:00
1900-08-31 20:00
1900-08-31 21:00
1900-08-31 22:00
1900-08-31 23:00
1900-09-01
1900-09-01 01:00
1900-09-01 02:00
1900-09-01 03:00
1900-09-01 04:00
1900-09-01 05:00
1900-09-01 06:00
1900-09-01 07:00
1900-09-01 08:00
1900-09-01 09:00
1900-09-01 10:00
1900-09-01 11:00
1900-09-01 12:00
1900-09-01 13:00
1900-09-01 14:00
1900-09-01 15:00
1900-09-01 16:00
1900-09-01 17:00
1900-09-01 18:00
1900-09-01 19:00
1900-09-01 20:00
1900-09-01 21:00
1900-09-01 22:00
1900-09-01 23:00
1900-09-02
1900-09-02 01:00
1900-09-02 02:00
1900-09-02 03:00
1900-09-02 04:00
1900-09-02 05:00
1900-09-02 06:00
1900-09-02 07:00
1900-09-02 08:00
1900-09-02 09:00
1900-09-02 10:00
1900-09-02 11:00
1900-09-02 12:00
1900-09-02 13:00
1900-09-02 14:00
1900-09-02 15:00
1900-09-02 16:00
1900-09-02 17:00
1900-09-02 18:00
1900-09-02 19:00
1900-09-02 20:00
1900-09-02 21:00
1900-09-02 22:00
1900-09-02 23:00
1900-09-03
1900-09-03 01:00
1900-09-03 02:00
1900-09-03 03:00
1900-09-03 04:00
1900-09-03 05:00
1900-09-03 06:00
1900-09-03 07:00
1900-09-03 08:00
1900-09-03 09:00
1900-09-03 10:00
1900-09-03 11:00
1900-09-03 12:00
1900-09-03 13:00
1900-09-03 14:00
1900-09-03 15:00
1900-09-03 16:00
1900-09-03 17:00
1900-09-03 18:00
1900-09-03 19:00
1900-09-03 20:00
1900-09-03 21:00
1900-09-03 22:00
1900-09-03 23:00
1900-09-04
1900-09-04 01:00
1900-09-04 02:00
1900-09-04 03:00
1900-09-04 04:00
1900-09-04 05:00
1900-09-04 06:00
1900-09-04 07:00
1900-09-04 08:00
1900-09-04 09:00
1900-09-04 10:00
1900-09-04 11:00
1900-09-04 12:00
1900-09-04 13:00
1900-09-04 14:00
1900-09-04 15:00
1900-09-04 16:00
1900-09-04 17:00
1900-09-04 18:00
1900-09-04 19:00
1900-09-04 20:00
1900-09-04 21:00
1900-09-04 22:00
1900-09-04 23:00
1900-09-05
1900-09-05 01:00
1900-09-05 02:00
1900-09-05 03:00
1900-09-05 04:00
1900-09-05 05:00
1900-09-05 06:00
1900-09-05 07:00
1900-09-05 08:00
1900-09-05 09:00
1900-09-05 10:00
1900-09-05 11:00
1900-09-05 12:00
1900-09-05 13:00
1900-09-05 14:00
1900-09-05 15:00
1900-09-05 16:00
1900-09-05 17:00
1900-09-05 18:00
1900-09-05 19:00
1900-09-05 20:00
1900-09-05 21:00
1900-09-05 22:00
1900-09-05 23:00
1900-09-06
1900-09-06 01:00
1900-09-06 02:00
1900-09-06 03:00
1900-09-06 04:00
1900-09-06 05:00
1900-09-06 06:00
1900-09-06 07:00
1900-09-06 08:00
1900-09-06 09:00
1900-09-06 10:00
1900-09-06 11:00
1900-09-06 12:00
1900-09-06 13:00
1900-09-06 14:00
1900-09-06 15:00
1900-09-06 16:00
1900-09-06 17:00
1900-09-06 18:00
1900-09-06 19:00
1900-09-06 20:00
1900-09-06 21:00
1900-09-06 22:00
1900-09-06 23:00
1900-09-07
1900-09-07 01:00
1900-09-07 02:00
1900-09-07 03:00
1900-09-07 04:00
1900-09-07 05:00
1900-09-07 06:00
1900-09-07 07:00
1900-09-07 08:00
1900-09-07 09:00
1900-09-07 10:00
1900-09-07 11:00
1900-09-07 12:00
1900-09-07 13:00
1900-09-07 14:00
1900-09-07 15:00
1900-09-07 16:00
1900-09-07 17:00
1900-09-07 18:00
1900-09-07 19:00
1900-09-07 20:00
1900-09-07 21:00
1900-09-07 22:00
1900-09-07 23:00
1900-09-08
1900-09-08 01:00
1900-09-08 02:00
1900-09-08 03:00
1900-09-08 04:00
1900-09-08 05:00
1900-09-08 06:00
1900-09-08 07:00
1900-09-08 08:00
1900-09-08 09:00
1900-09-08 10:00
1900-09-08 11:00
1900-09-08 12:00
1900-09-08 13:00
1900-09-08 14:00
1900-09-08 15:00
1900-09-08 16:00
1900-09-08 17:00
1900-09-08 18:00
1900-09-08 19:00
1900-09-08 20:00
1900-09-08 21:00
1900-09-08 22:00
1900-09-08 23:00
1900-09-09
1900-09-09 01:00
1900-09-09 02:00
1900-09-09 03:00
1900-09-09 04:00
1900-09-09 05:00
1900-09-09 06:00
1900-09-09 07:00
1900-09-09 08:00
1900-09-09 09:00
1900-09-09 10:00
1900-09-09 11:00
1900-09-09 12:00
1900-09-09 13:00
1900-09-09 14:00
1900-09-09 15:00
1900-09-09 16:00
1900-09-09 17:00
1900-09-09 18:00
1900-09-09 19:00
1900-09-09 20:00
1900-09-09 21:00
1900-09-09 22:00
1900-09-09 23:00
1900-09-10
1900-09-10 01:00
1900-09-10 02:00
1900-09-10 03:00
1900-09-10 04:00
1900-09-10 05:00
1900-09-10 06:00
1900-09-10 07:00
1900-09-10 08:00
1900-09-10 09:00
1900-09-10 10:00
1900-09-10 11:00
1900-09-10 12:00
1900-09-10 13:00
1900-09-10 14:00
1900-09-10 15:00
1900-09-10 16:00
1900-09-10 17:00
1900-09-10 18:00
1900-09-10 19:00
1900-09-10 20:00
1900-09-10 21:00
1900-09-10 22:00
1900-09-10 23:00
1900-09-11
1900-09-11 01:00
1900-09-11 02:00
1900-09-11 03:00
1900-09-11 04:00
1900-09-11 05:00
1900-09-11 06:00
1900-09-11 07:00
1900-09-11 08:00
1900-09-11 09:00
1900-09-11 10:00
1900-09-11 11:00
1900-09-11 12:00
1900-09-11 13:00
1900-09-11 14:00
1900-09-11 15:00
1900-09-11 16:00
1900-09-11 17:00
1900-09-11 18:00
1900-09-11 19:00
1900-09-11 20:00
1900-09-11 21:00
1900-09-11 22:00
1900-09-11 23:00
1900-09-12
1900-09-12 01:00
1900-09-12 02:00
1900-09-12 03:00
1900-09-12 04:00
1900-09-12 05:00
1900-09-12 06:00
1900-09-12 07:00
1900-09-12 08:00
1900-09-12 09:00
1900-09-12 10:00
1900-09-12 11:00
1900-09-12 12:00
1900-09-12 13:00
1900-09-12 14:00
1900-09-12 15:00
1900-09-12 16:00
1900-09-12 17:00
1900-09-12 18:00
1900-09-12 19:00
1900-09-12 20:00
1900-09-12 21:00
1900-09-12 22:00
1900-09-12 23:00
1900-09-13
1900-09-13 01:00
1900-09-13 02:00
1900-09-13 03:00
1900-09-13 04:00
1900-09-13 05:00
1900-09-13 06:00
1900-09-13 07:00
1900-09-13 08:00
1900-09-13 09:00
1900-09-13 10:00
1900-09-13 11:00
1900-09-13 12:00
1900-09-13 13:00
1900-09-13 14:00
1900-09-13 15:00
1900-09-13 16:00
1900-09-13 17:00
1900-09-13 18:00
1900-09-13 19:00
1900-09-13 20:00
1900-09-13 21:00
1900-09-13 22:00
1900-09-13 23:00
1900-09-14
1900-09-14 01:00
1900-09-14 02:00
1900-09-14 03:00
1900-09-14 04:00
1900-09-14 05:00
1900-09-14 06:00
1900-09-14 07:00
1900-09-14 08:00
1900-09-14 09:00
1900-09-14 10:00
1900-09-14 11:00
1900-09-14 12:00
1900-09-14 13:00
1900-09-14 14:00
1900-09-14 15:00
1900-09-14 16:00
1900-09-14 17:00
1900-09-14 18:00
1900-09-14 19:00
1900-09-14 20:00
1900-09-14 21:00
1900-09-14 22:00
1900-09-14 23:00
1900-09-15
1900-09-15 01:00
1900-09-15 02:00
1900-09-15 03:00
1900-09-15 04:00
1900-09-15 05:00
1900-09-15 06:00
1900-09-15 07:00
1900-09-15 08:00
1900-09-15 09:00
1900-09-15 10:00
1900-09-15 11:00
1900-09-15 12:00
1900-09-15 13:00
1900-09-15 14:00
1900-09-15 15:00
1900-09-15 16:00
1900-09-15 17:00
1900-09-15 18:00
1900-09-15 19:00
1900-09-15 20:00
1900-09-15 21:00
1900-09-15 22:00
1900-09-15 23:00
1900-09-16
1900-09-16 01:00
1900-09-16 02:00
1900-09-16 03:00
1900-09-16 04:00
1900-09-16 05:00
1900-09-16 06:00
1900-09-16 07:00
1900-09-16 08:00
1900-09-16 09:00
1900-09-16 10:00
1900-09-16 11:00
1900-09-16 12:00
1900-09-16 13:00
1900-09-16 14:00
1900-09-16 15:00
1900-09-16 16:00
1900-09-16 17:00
1900-09-16 18:00
1900-09-16 19:00
1900-09-16 20:00
1900-09-16 21:00
1900-09-16 22:00
1900-09-16 23:00
1900-09-17
1900-09-17 01:00
1900-09-17 02:00
1900-09-17 03:00
1900-09-17 04:00
1900-09-17 05:00
1900-09-17 06:00
1900-09-17 07:00
1900-09-17 08:00
1900-09-17 09:00
1900-09-17 10:00
1900-09-17 11:00
1900-09-17 12:00
1900-09-17 13:00
1900-09-17 14:00
1900-09-17 15:00
1900-09-17 16:00
1900-09-17 17:00
1900-09-17 18:00
1900-09-17 19:00
1900-09-17 20:00
1900-09-17 21:00
1900-09-17 22:00
1900-09-17 23:00
1900-09-18
1900-09-18 01:00
1900-09-18 02:00
1900-09-18 03:00
1900-09-18 04:00
1900-09-18 05:00
1900-09-18 06:00
1900-09-18 07:00
1900-09-18 08:00
1900-09-18 09:00
1900-09-18 10:00
1900-09-18 11:00
1900-09-18 12:00
1900-09-18 13:00
1900-09-18 14:00
1900-09-18 15:00
1900-09-18 16:00
1900-09-18 17:00
1900-09-18 18:00
1900-09-18 19:00
1900-09-18 20:00
1900-09-18 21:00
1900-09-18 22:00
1900-09-18 23:00
1900-09-19
1900-09-19 01:00
1900-09-19 02:00
1900-09-19 03:00
1900-09-19 04:00
1900-09-19 05:00
1900-09-19 06:00
1900-09-19 07:00
1900-09-19 08:00
1900-09-19 09:00
1900-09-19 10:00
1900-09-19 11:00
1900-09-19 12:00
1900-09-19 13:00
1900-09-19 14:00
1900-09-19 15:00
1900-09-19 16:00
1900-09-19 17:00
1900-09-19 18:00
1900-09-19 19:00
1900-09-19 20:00
1900-09-19 21:00
1900-09-19 22:00
1900-09-19 23:00
1900-09-20
1900-09-20 01:00
1900-09-20 02:00
1900-09-20 03:00
1900-09-20 04:00
1900-09-20 05:00
1900-09-20 06:00
1900-09-20 07:00
1900-09-20 08:00
1900-09-20 09:00
1900-09-20 10:00
1900-09-20 11:00
1900-09-20 12:00
1900-09-20 13:00
1900-09-20 14:00
1900-09-20 15:00
1900-09-20 16:00
1900-09-20 17:00
1900-09-20 18:00
1900-09-20 19:00
1900-09-20 20:00
1900-09-20 21:00
1900-09-20 22:00
1900-09-20 23:00
1900-09-21
1900-09-21 01:00
1900-09-21 02:00
1900-09-21 03:00
1900-09-21 04:00
1900-09-21 05:00
1900-09-21 06:00
1900-09-21 07:00
1900-09-21 08:00
1900-09-21 09:00
1900-09-21 10:00
1900-09-21 11:00
1900-09-21 12:00
1900-09-21 13:00
1900-09-21 14:00
1900-09-21 15:00
1900-09-21 16:00
1900-09-21 17:00
1900-09-21 18:00
1900-09-21 19:00
1900-09-21 20:00
1900-09-21 21:00
1900-09-21 22:00
1900-09-21 23:00
1900-09-22
1900-09-22 01:00
1900-09-22 02:00
1900-09-22 03:00
1900-09-22 04:00
1900-09-22 05:00
1900-09-22 06:00
1900-09-22 07:00
1900-09-22 08:00
1900-09-22 09:00
1900-09-22 10:00
1900-09-22 11:00
1900-09-22 12:00
1900-09-22 13:00
1900-09-22 14:00
1900-09-22 15:00
1900-09-22 16:00
1900-09-22 17:00
1900-09-22 18:00
1900-09-22 19:00
1900-09-22 20:00
1900-09-22 21:00
1900-09-22 22:00
1900-09-22 23:00
1900-09-23
1900-09-23 01:00
1900-09-23 02:00
1900-09-23 03:00
1900-09-23 04:00
1900-09-23 05:00
1900-09-23 06:00
1900-09-23 07:00
1900-09-23 08:00
1900-09-23 09:00
1900-09-23 10:00
1900-09-23 11:00
1900-09-23 12:00
1900-09-23 13:00
1900-09-23 14:00
1900-09-23 15:00
1900-09-23 16:00
1900-09-23 17:00
1900-09-23 18:00
1900-09-23 19:00
1900-09-23 20:00
1900-09-23 21:00
1900-09-23 22:00
1900-09-23 23:00
1900-09-24
1900-09-24 01:00
1900-09-24 02:00
1900-09-24 03:00
1900-09-24 04:00
1900-09-24 05:00
1900-09-24 06:00
1900-09-24 07:00
1900-09-24 08:00
1900-09-24 09:00
1900-09-24 10:00
1900-09-24 11:00
1900-09-24 12:00
1900-09-24 13:00
1900-09-24 14:00
1900-09-24 15:00
1900-09-24 16:00
1900-09-24 17:00
1900-09-24 18:00
1900-09-24 19:00
1900-09-24 20:00
1900-09-24 21:00
1900-09-24 22:00
1900-09-24 23:00
1900-09-25
1900-09-25 01:00
1900-09-25 02:00
1900-09-25 03:00
1900-09-25 04:00
1900-09-25 05:00
1900-09-25 06:00
1900-09-25 07:00
1900-09-25 08:00
1900-09-25 09:00
1900-09-25 10:00
1900-09-25 11:00
1900-09-25 12:00
1900-09-25 13:00
1900-09-25 14:00
1900-09-25 15:00
1900-09-25 16:00
1900-09-25 17:00
1900-09-25 18:00
1900-09-25 19:00
1900-09-25 20:00
1900-09-25 21:00
1900-09-25 22:00
1900-09-25 23:00
1900-09-26
1900-09-26 01:00
1900-09-26 02:00
1900-09-26 03:00
1900-09-26 04:00
1900-09-26 05:00
1900-09-26 06:00
1900-09-26 07:00
1900-09-26 08:00
1900-09-26 09:00
1900-09-26 10:00
1900-09-26 11:00
1900-09-26 12:00
1900-09-26 13:00
1900-09-26 14:00
1900-09-26 15:00
1900-09-26 16:00
1900-09-26 17:00
1900-09-26 18:00
1900-09-26 19:00
1900-09-26 20:00
1900-09-26 21:00
1900-09-26 22:00
1900-09-26 23:00
1900-09-27
1900-09-27 01:00
1900-09-27 02:00
1900-09-27 03:00
1900-09-27 04:00
1900-09-27 05:00
1900-09-27 06:00
1900-09-27 07:00
1900-09-27 08:00
1900-09-27 09:00
1900-09-27 10:00
1900-09-27 11:00
1900-09-27 12:00
1900-09-27 13:00
1900-09-27 14:00
1900-09-27 15:00
1900-09-27 16:00
1900-09-27 17:00
1900-09-27 18:00
1900-09-27 19:00
1900-09-27 20:00
1900-09-27 21:00
1900-09-27 22:00
1900-09-27 23:00
1900-09-28
1900-09-28 01:00
1900-09-28 02:00
1900-09-28 03:00
1900-09-28 04:00
1900-09-28 05:00
1900-09-28 06:00
1900-09-28 07:00
1900-09-28 08:00
1900-09-28 09:00
1900-09-28 10:00
1900-09-28 11:00
1900-09-28 12:00
1900-09-28 13:00
1900-09-28 14:00
1900-09-28 15:00
1900-09-28 16:00
1900-09-28 17:00
1900-09-28 18:00
1900-09-28 19:00
1900-09-28 20:00
1900-09-28 21:00
1900-09-28 22:00
1900-09-28 23:00
1900-09-29
1900-09-29 01:00
1900-09-29 02:00
1900-09-29 03:00
1900-09-29 04:00
1900-09-29 05:00
1900-09-29 06:00
1900-09-29 07:00
1900-09-29 08:00
1900-09-29 09:00
1900-09-29 10:00
1900-09-29 11:00
1900-09-29 12:00
1900-09-29 13:00
1900-09-29 14:00
1900-09-29 15:00
1900-09-29 16:00
1900-09-29 17:00
1900-09-29 18:00
1900-09-29 19:00
1900-09-29 20:00
1900-09-29 21:00
1900-09-29 22:00
1900-09-29 23:00
1900-09-30
1900-09-30 01:00
1900-09-30 02:00
1900-09-30 03:00
1900-09-30 04:00
1900-09-30 05:00
1900-09-30 06:00
1900-09-30 07:00
1900-09-30 08:00
1900-09-30 09:00
1900-09-30 10:00
1900-09-30 11:00
1900-09-30 12:00
1900-09-30 13:00
1900-09-30 14:00
1900-09-30 15:00
1900-09-30 16:00
1900-09-30 17:00
1900-09-30 18:00
1900-09-30 19:00
1900-09-30 20:00
1900-09-30 21:00
1900-09-30 22:00
1900-09-30 23:00
1900-10-01
1900-10-01 01:00
1900-10-01 02:00
1900-10-01 03:00
1900-10-01 04:00
1900-10-01 05:00
1900-10-01 06:00
1900-10-01 07:00
1900-10-01 08:00
1900-10-01 09:00
1900-10-01 10:00
1900-10-01 11:00
1900-10-01 12:00
1900-10-01 13:00
1900-10-01 14:00
1900-10-01 15:00
1900-10-01 16:00
1900-10-01 17:00
1900-10-01 18:00
1900-10-01 19:00
1900-10-01 20:00
1900-10-01 21:00
1900-10-01 22:00
1900-10-01 23:00
1900-10-02
1900-10-02 01:00
1900-10-02 02:00
1900-10-02 03:00
1900-10-02 04:00
1900-10-02 05:00
1900-10-02 06:00
1900-10-02 07:00
1900-10-02 08:00
1900-10-02 09:00
1900-10-02 10:00
1900-10-02 11:00
1900-10-02 12:00
1900-10-02 13:00
1900-10-02 14:00
1900-10-02 15:00
1900-10-02 16:00
1900-10-02 17:00
1900-10-02 18:00
1900-10-02 19:00
1900-10-02 20:00
1900-10-02 21:00
1900-10-02 22:00
1900-10-02 23:00
1900-10-03
1900-10-03 01:00
1900-10-03 02:00
1900-10-03 03:00
1900-10-03 04:00
1900-10-03 05:00
1900-10-03 06:00
1900-10-03 07:00
1900-10-03 08:00
1900-10-03 09:00
1900-10-03 10:00
1900-10-03 11:00
1900-10-03 12:00
1900-10-03 13:00
1900-10-03 14:00
1900-10-03 15:00
1900-10-03 16:00
1900-10-03 17:00
1900-10-03 18:00
1900-10-03 19:00
1900-10-03 20:00
1900-10-03 21:00
1900-10-03 22:00
1900-10-03 23:00
1900-10-04
1900-10-04 01:00
1900-10-04 02:00
1900-10-04 03:00
1900-10-04 04:00
1900-10-04 05:00
1900-10-04 06:00
1900-10-04 07:00
1900-10-04 08:00
1900-10-04 09:00
1900-10-04 10:00
1900-10-04 11:00
1900-10-04 12:00
1900-10-04 13:00
1900-10-04 14:00
1900-10-04 15:00
1900-10-04 16:00
1900-10-04 17:00
1900-10-04 18:00
1900-10-04 19:00
1900-10-04 20:00
1900-10-04 21:00
1900-10-04 22:00
1900-10-04 23:00
1900-10-05
1900-10-05 01:00
1900-10-05 02:00
1900-10-05 03:00
1900-10-05 04:00
1900-10-05 05:00
1900-10-05 06:00
1900-10-05 07:00
1900-10-05 08:00
1900-10-05 09:00
1900-10-05 10:00
1900-10-05 11:00
1900-10-05 12:00
1900-10-05 13:00
1900-10-05 14:00
1900-10-05 15:00
1900-10-05 16:00
1900-10-05 17:00
1900-10-05 18:00
1900-10-05 19:00
1900-10-05 20:00
1900-10-05 21:00
1900-10-05 22:00
1900-10-05 23:00
1900-10-06
1900-10-06 01:00
1900-10-06 02:00
1900-10-06 03:00
1900-10-06 04:00
1900-10-06 05:00
1900-10-06 06:00
1900-10-06 07:00
1900-10-06 08:00
1900-10-06 09:00
1900-10-06 10:00
1900-10-06 11:00
1900-10-06 12:00
1900-10-06 13:00
1900-10-06 14:00
1900-10-06 15:00
1900-10-06 16:00
1900-10-06 17:00
1900-10-06 18:00
1900-10-06 19:00
1900-10-06 20:00
1900-10-06 21:00
1900-10-06 22:00
1900-10-06 23:00
1900-10-07
1900-10-07 01:00
1900-10-07 02:00
1900-10-07 03:00
1900-10-07 04:00
1900-10-07 05:00
1900-10-07 06:00
1900-10-07 07:00
1900-10-07 08:00
1900-10-07 09:00
1900-10-07 10:00
1900-10-07 11:00
1900-10-07 12:00
1900-10-07 13:00
1900-10-07 14:00
1900-10-07 15:00
1900-10-07 16:00
1900-10-07 17:00
1900-10-07 18:00
1900-10-07 19:00
1900-10-07 20:00
1900-10-07 21:00
1900-10-07 22:00
1900-10-07 23:00
1900-10-08
1900-10-08 01:00
1900-10-08 02:00
1900-10-08 03:00
1900-10-08 04:00
1900-10-08 05:00
1900-10-08 06:00
1900-10-08 07:00
1900-10-08 08:00
1900-10-08 09:00
1900-10-08 10:00
1900-10-08 11:00
1900-10-08 12:00
1900-10-08 13:00
1900-10-08 14:00
1900-10-08 15:00
1900-10-08 16:00
1900-10-08 17:00
1900-10-08 18:00
1900-10-08 19:00
1900-10-08 20:00
1900-10-08 21:00
1900-10-08 22:00
1900-10-08 23:00
1900-10-09
1900-10-09 01:00
1900-10-09 02:00
1900-10-09 03:00
1900-10-09 04:00
1900-10-09 05:00
1900-10-09 06:00
1900-10-09 07:00
1900-10-09 08:00
1900-10-09 09:00
1900-10-09 10:00
1900-10-09 11:00
1900-10-09 12:00
1900-10-09 13:00
1900-10-09 14:00
1900-10-09 15:00
1900-10-09 16:00
1900-10-09 17:00
1900-10-09 18:00
1900-10-09 19:00
1900-10-09 20:00
1900-10-09 21:00
1900-10-09 22:00
1900-10-09 23:00
1900-10-10
1900-10-10 01:00
1900-10-10 02:00
1900-10-10 03:00
1900-10-10 04:00
1900-10-10 05:00
1900-10-10 06:00
1900-10-10 07:00
1900-10-10 08:00
1900-10-10 09:00
1900-10-10 10:00
1900-10-10 11:00
1900-10-10 12:00
1900-10-10 13:00
1900-10-10 14:00
1900-10-10 15:00
1900-10-10 16:00
1900-10-10 17:00
1900-10-10 18:00
1900-10-10 19:00
1900-10-10 20:00
1900-10-10 21:00
1900-10-10 22:00
1900-10-10 23:00
1900-10-11
1900-10-11 01:00
1900-10-11 02:00
1900-10-11 03:00
1900-10-11 04:00
1900-10-11 05:00
1900-10-11 06:00
1900-10-11 07:00
1900-10-11 08:00
1900-10-11 09:00
1900-10-11 10:00
1900-10-11 11:00
1900-10-11 12:00
1900-10-11 13:00
1900-10-11 14:00
1900-10-11 15:00
1900-10-11 16:00
1900-10-11 17:00
1900-10-11 18:00
1900-10-11 19:00
1900-10-11 20:00
1900-10-11 21:00
1900-10-11 22:00
1900-10-11 23:00
1900-10-12
1900-10-12 01:00
1900-10-12 02:00
1900-10-12 03:00
1900-10-12 04:00
1900-10-12 05:00
1900-10-12 06:00
1900-10-12 07:00
1900-10-12 08:00
1900-10-12 09:00
1900-10-12 10:00
1900-10-12 11:00
1900-10-12 12:00
1900-10-12 13:00
1900-10-12 14:00
1900-10-12 15:00
1900-10-12 16:00
1900-10-12 17:00
1900-10-12 18:00
1900-10-12 19:00
1900-10-12 20:00
1900-10-12 21:00
1900-10-12 22:00
1900-10-12 23:00
1900-10-13
1900-10-13 01:00
1900-10-13 02:00
1900-10-13 03:00
1900-10-13 04:00
1900-10-13 05:00
1900-10-13 06:00
1900-10-13 07:00
1900-10-13 08:00
1900-10-13 09:00
1900-10-13 10:00
1900-10-13 11:00
1900-10-13 12:00
1900-10-13 13:00
1900-10-13 14:00
1900-10-13 15:00
1900-10-13 16:00
1900-10-13 17:00
1900-10-13 18:00
1900-10-13 19:00
1900-10-13 20:00
1900-10-13 21:00
1900-10-13 22:00
1900-10-13 23:00
1900-10-14
1900-10-14 01:00
1900-10-14 02:00
1900-10-14 03:00
1900-10-14 04:00
1900-10-14 05:00
1900-10-14 06:00
1900-10-14 07:00
1900-10-14 08:00
1900-10-14 09:00
1900-10-14 10:00
1900-10-14 11:00
1900-10-14 12:00
1900-10-14 13:00
1900-10-14 14:00
1900-10-14 15:00
1900-10-14 16:00
1900-10-14 17:00
1900-10-14 18:00
1900-10-14 19:00
1900-10-14 20:00
1900-10-14 21:00
1900-10-14 22:00
1900-10-14 23:00
1900-10-15
1900-10-15 01:00
1900-10-15 02:00
1900-10-15 03:00
1900-10-15 04:00
1900-10-15 05:00
1900-10-15 06:00
1900-10-15 07:00
1900-10-15 08:00
1900-10-15 09:00
1900-10-15 10:00
1900-10-15 11:00
1900-10-15 12:00
1900-10-15 13:00
1900-10-15 14:00
1900-10-15 15:00
1900-10-15 16:00
1900-10-15 17:00
1900-10-15 18:00
1900-10-15 19:00
1900-10-15 20:00
1900-10-15 21:00
1900-10-15 22:00
1900-10-15 23:00
1900-10-16
1900-10-16 01:00
1900-10-16 02:00
1900-10-16 03:00
1900-10-16 04:00
1900-10-16 05:00
1900-10-16 06:00
1900-10-16 07:00
1900-10-16 08:00
1900-10-16 09:00
1900-10-16 10:00
1900-10-16 11:00
1900-10-16 12:00
1900-10-16 13:00
1900-10-16 14:00
1900-10-16 15:00
1900-10-16 16:00
1900-10-16 17:00
1900-10-16 18:00
1900-10-16 19:00
1900-10-16 20:00
1900-10-16 21:00
1900-10-16 22:00
1900-10-16 23:00
1900-10-17
1900-10-17 01:00
1900-10-17 02:00
1900-10-17 03:00
1900-10-17 04:00
1900-10-17 05:00
1900-10-17 06:00
1900-10-17 07:00
1900-10-17 08:00
1900-10-17 09:00
1900-10-17 10:00
1900-10-17 11:00
1900-10-17 12:00
1900-10-17 13:00
1900-10-17 14:00
1900-10-17 15:00
1900-10-17 16:00
1900-10-17 17:00
1900-10-17 18:00
1900-10-17 19:00
1900-10-17 20:00
1900-10-17 21:00
1900-10-17 22:00
1900-10-17 23:00
1900-10-18
1900-10-18 01:00
1900-10-18 02:00
1900-10-18 03:00
1900-10-18 04:00
1900-10-18 05:00
1900-10-18 06:00
1900-10-18 07:00
1900-10-18 08:00
1900-10-18 09:00
1900-10-18 10:00
1900-10-18 11:00
1900-10-18 12:00
1900-10-18 13:00
1900-10-18 14:00
1900-10-18 15:00
1900-10-18 16:00
1900-10-18 17:00
1900-10-18 18:00
1900-10-18 19:00
1900-10-18 20:00
1900-10-18 21:00
1900-10-18 22:00
1900-10-18 23:00
1900-10-19
1900-10-19 01:00
1900-10-19 02:00
1900-10-19 03:00
1900-10-19 04:00
1900-10-19 05:00
1900-10-19 06:00
1900-10-19 07:00
1900-10-19 08:00
1900-10-19 09:00
1900-10-19 10:00
1900-10-19 11:00
1900-10-19 12:00
1900-10-19 13:00
1900-10-19 14:00
1900-10-19 15:00
1900-10-19 16:00
1900-10-19 17:00
1900-10-19 18:00
1900-10-19 19:00
1900-10-19 20:00
1900-10-19 21:00
1900-10-19 22:00
1900-10-19 23:00
1900-10-20
1900-10-20 01:00
1900-10-20 02:00
1900-10-20 03:00
1900-10-20 04:00
1900-10-20 05:00
1900-10-20 06:00
1900-10-20 07:00
1900-10-20 08:00
1900-10-20 09:00
1900-10-20 10:00
1900-10-20 11:00
1900-10-20 12:00
1900-10-20 13:00
1900-10-20 14:00
1900-10-20 15:00
1900-10-20 16:00
1900-10-20 17:00
1900-10-20 18:00
1900-10-20 19:00
1900-10-20 20:00
1900-10-20 21:00
1900-10-20 22:00
1900-10-20 23:00
1900-10-21
1900-10-21 01:00
1900-10-21 02:00
1900-10-21 03:00
1900-10-21 04:00
1900-10-21 05:00
1900-10-21 06:00
1900-10-21 07:00
1900-10-21 08:00
1900-10-21 09:00
1900-10-21 10:00
1900-10-21 11:00
1900-10-21 12:00
1900-10-21 13:00
1900-10-21 14:00
1900-10-21 15:00
1900-10-21 16:00
1900-10-21 17:00
1900-10-21 18:00
1900-10-21 19:00
1900-10-21 20:00
1900-10-21 21:00
1900-10-21 22:00
1900-10-21 23:00
1900-10-22
1900-10-22 01:00
1900-10-22 02:00
1900-10-22 03:00
1900-10-22 04:00
1900-10-22 05:00
1900-10-22 06:00
1900-10-22 07:00
1900-10-22 08:00
1900-10-22 09:00
1900-10-22 10:00
1900-10-22 11:00
1900-10-22 12:00
1900-10-22 13:00
1900-10-22 14:00
1900-10-22 15:00
1900-10-22 16:00
1900-10-22 17:00
1900-10-22 18:00
1900-10-22 19:00
1900-10-22 20:00
1900-10-22 21:00
1900-10-22 22:00
1900-10-22 23:00
1900-10-23
1900-10-23 01:00
1900-10-23 02:00
1900-10-23 03:00
1900-10-23 04:00
1900-10-23 05:00
1900-10-23 06:00
1900-10-23 07:00
1900-10-23 08:00
1900-10-23 09:00
1900-10-23 10:00
1900-10-23 11:00
1900-10-23 12:00
1900-10-23 13:00
1900-10-23 14:00
1900-10-23 15:00
1900-10-23 16:00
1900-10-23 17:00
1900-10-23 18:00
1900-10-23 19:00
1900-10-23 20:00
1900-10-23 21:00
1900-10-23 22:00
1900-10-23 23:00
1900-10-24
1900-10-24 01:00
1900-10-24 02:00
1900-10-24 03:00
1900-10-24 04:00
1900-10-24 05:00
1900-10-24 06:00
1900-10-24 07:00
1900-10-24 08:00
1900-10-24 09:00
1900-10-24 10:00
1900-10-24 11:00
1900-10-24 12:00
1900-10-24 13:00
1900-10-24 14:00
1900-10-24 15:00
1900-10-24 16:00
1900-10-24 17:00
1900-10-24 18:00
1900-10-24 19:00
1900-10-24 20:00
1900-10-24 21:00
1900-10-24 22:00
1900-10-24 23:00
1900-10-25
1900-10-25 01:00
1900-10-25 02:00
1900-10-25 03:00
1900-10-25 04:00
1900-10-25 05:00
1900-10-25 06:00
1900-10-25 07:00
1900-10-25 08:00
1900-10-25 09:00
1900-10-25 10:00
1900-10-25 11:00
1900-10-25 12:00
1900-10-25 13:00
1900-10-25 14:00
1900-10-25 15:00
1900-10-25 16:00
1900-10-25 17:00
1900-10-25 18:00
1900-10-25 19:00
1900-10-25 20:00
1900-10-25 21:00
1900-10-25 22:00
1900-10-25 23:00
1900-10-26
1900-10-26 01:00
1900-10-26 02:00
1900-10-26 03:00
1900-10-26 04:00
1900-10-26 05:00
1900-10-26 06:00
1900-10-26 07:00
1900-10-26 08:00
1900-10-26 09:00
1900-10-26 10:00
1900-10-26 11:00
1900-10-26 12:00
1900-10-26 13:00
1900-10-26 14:00
1900-10-26 15:00
1900-10-26 16:00
1900-10-26 17:00
1900-10-26 18:00
1900-10-26 19:00
1900-10-26 20:00
1900-10-26 21:00
1900-10-26 22:00
1900-10-26 23:00
1900-10-27
1900-10-27 01:00
1900-10-27 02:00
1900-10-27 03:00
1900-10-27 04:00
1900-10-27 05:00
1900-10-27 06:00
1900-10-27 07:00
1900-10-27 08:00
1900-10-27 09:00
1900-10-27 10:00
1900-10-27 11:00
1900-10-27 12:00
1900-10-27 13:00
1900-10-27 14:00
1900-10-27 15:00
1900-10-27 16:00
1900-10-27 17:00
1900-10-27 18:00
1900-10-27 19:00
1900-10-27 20:00
1900-10-27 21:00
1900-10-27 22:00
1900-10-27 23:00
1900-10-28
1900-10-28 01:00
1900-10-28 02:00
1900-10-28 03:00
1900-10-28 04:00
1900-10-28 05:00
1900-10-28 06:00
1900-10-28 07:00
1900-10-28 08:00
1900-10-28 09:00
1900-10-28 10:00
1900-10-28 11:00
1900-10-28 12:00
1900-10-28 13:00
1900-10-28 14:00
1900-10-28 15:00
1900-10-28 16:00
1900-10-28 17:00
1900-10-28 18:00
1900-10-28 19:00
1900-10-28 20:00
1900-10-28 21:00
1900-10-28 22:00
1900-10-28 23:00
1900-10-29
1900-10-29 01:00
1900-10-29 02:00
1900-10-29 03:00
1900-10-29 04:00
1900-10-29 05:00
1900-10-29 06:00
1900-10-29 07:00
1900-10-29 08:00
1900-10-29 09:00
1900-10-29 10:00
1900-10-29 11:00
1900-10-29 12:00
1900-10-29 13:00
1900-10-29 14:00
1900-10-29 15:00
1900-10-29 16:00
1900-10-29 17:00
1900-10-29 18:00
1900-10-29 19:00
1900-10-29 20:00
1900-10-29 21:00
1900-10-29 22:00
1900-10-29 23:00
1900-10-30
1900-10-30 01:00
1900-10-30 02:00
1900-10-30 03:00
1900-10-30 04:00
1900-10-30 05:00
1900-10-30 06:00
1900-10-30 07:00
1900-10-30 08:00
1900-10-30 09:00
1900-10-30 10:00
1900-10-30 11:00
1900-10-30 12:00
1900-10-30 13:00
1900-10-30 14:00
1900-10-30 15:00
1900-10-30 16:00
1900-10-30 17:00
1900-10-30 18:00
1900-10-30 19:00
1900-10-30 20:00
1900-10-30 21:00
1900-10-30 22:00
1900-10-30 23:00
1900-10-31
1900-10-31 01:00
1900-10-31 02:00
1900-10-31 03:00
1900-10-31 04:00
1900-10-31 05:00
1900-10-31 06:00
1900-10-31 07:00
1900-10-31 08:00
1900-10-31 09:00
1900-10-31 10:00
1900-10-31 11:00
1900-10-31 12:00
1900-10-31 13:00
1900-10-31 14:00
1900-10-31 15:00
1900-10-31 16:00
1900-10-31 17:00
1900-10-31 18:00
1900-10-31 19:00
1900-10-31 20:00
1900-10-31 21:00
1900-10-31 22:00
1900-10-31 23:00
1900-11-01
1900-11-01 01:00
1900-11-01 02:00
1900-11-01 03:00
1900-11-01 04:00
1900-11-01 05:00
1900-11-01 06:00
1900-11-01 07:00
1900-11-01 08:00
1900-11-01 09:00
1900-11-01 10:00
1900-11-01 11:00
1900-11-01 12:00
1900-11-01 13:00
1900-11-01 14:00
1900-11-01 15:00
1900-11-01 16:00
1900-11-01 17:00
1900-11-01 18:00
1900-11-01 19:00
1900-11-01 20:00
1900-11-01 21:00
1900-11-01 22:00
1900-11-01 23:00
1900-11-02
1900-11-02 01:00
1900-11-02 02:00
1900-11-02 03:00
1900-11-02 04:00
1900-11-02 05:00
1900-11-02 06:00
1900-11-02 07:00
1900-11-02 08:00
1900-11-02 09:00
1900-11-02 10:00
1900-11-02 11:00
1900-11-02 12:00
1900-11-02 13:00
1900-11-02 14:00
1900-11-02 15:00
1900-11-02 16:00
1900-11-02 17:00
1900-11-02 18:00
1900-11-02 19:00
1900-11-02 20:00
1900-11-02 21:00
1900-11-02 22:00
1900-11-02 23:00
1900-11-03
1900-11-03 01:00
1900-11-03 02:00
1900-11-03 03:00
1900-11-03 04:00
1900-11-03 05:00
1900-11-03 06:00
1900-11-03 07:00
1900-11-03 08:00
1900-11-03 09:00
1900-11-03 10:00
1900-11-03 11:00
1900-11-03 12:00
1900-11-03 13:00
1900-11-03 14:00
1900-11-03 15:00
1900-11-03 16:00
1900-11-03 17:00
1900-11-03 18:00
1900-11-03 19:00
1900-11-03 20:00
1900-11-03 21:00
1900-11-03 22:00
1900-11-03 23:00
1900-11-04
1900-11-04 01:00
1900-11-04 02:00
1900-11-04 03:00
1900-11-04 04:00
1900-11-04 05:00
1900-11-04 06:00
1900-11-04 07:00
1900-11-04 08:00
1900-11-04 09:00
1900-11-04 10:00
1900-11-04 11:00
1900-11-04 12:00
1900-11-04 13:00
1900-11-04 14:00
1900-11-04 15:00
1900-11-04 16:00
1900-11-04 17:00
1900-11-04 18:00
1900-11-04 19:00
1900-11-04 20:00
1900-11-04 21:00
1900-11-04 22:00
1900-11-04 23:00
1900-11-05
1900-11-05 01:00
1900-11-05 02:00
1900-11-05 03:00
1900-11-05 04:00
1900-11-05 05:00
1900-11-05 06:00
1900-11-05 07:00
1900-11-05 08:00
1900-11-05 09:00
1900-11-05 10:00
1900-11-05 11:00
1900-11-05 12:00
1900-11-05 13:00
1900-11-05 14:00
1900-11-05 15:00
1900-11-05 16:00
1900-11-05 17:00
1900-11-05 18:00
1900-11-05 19:00
1900-11-05 20:00
1900-11-05 21:00
1900-11-05 22:00
1900-11-05 23:00
1900-11-06
1900-11-06 01:00
1900-11-06 02:00
1900-11-06 03:00
1900-11-06 04:00
1900-11-06 05:00
1900-11-06 06:00
1900-11-06 07:00
1900-11-06 08:00
1900-11-06 09:00
1900-11-06 10:00
1900-11-06 11:00
1900-11-06 12:00
1900-11-06 13:00
1900-11-06 14:00
1900-11-06 15:00
1900-11-06 16:00
1900-11-06 17:00
1900-11-06 18:00
1900-11-06 19:00
1900-11-06 20:00
1900-11-06 21:00
1900-11-06 22:00
1900-11-06 23:00
1900-11-07
1900-11-07 01:00
1900-11-07 02:00
1900-11-07 03:00
1900-11-07 04:00
1900-11-07 05:00
1900-11-07 06:00
1900-11-07 07:00
1900-11-07 08:00
1900-11-07 09:00
1900-11-07 10:00
1900-11-07 11:00
1900-11-07 12:00
1900-11-07 13:00
1900-11-07 14:00
1900-11-07 15:00
1900-11-07 16:00
1900-11-07 17:00
1900-11-07 18:00
1900-11-07 19:00
1900-11-07 20:00
1900-11-07 21:00
1900-11-07 22:00
1900-11-07 23:00
1900-11-08
1900-11-08 01:00
1900-11-08 02:00
1900-11-08 03:00
1900-11-08 04:00
1900-11-08 05:00
1900-11-08 06:00
1900-11-08 07:00
1900-11-08 08:00
1900-11-08 09:00
1900-11-08 10:00
1900-11-08 11:00
1900-11-08 12:00
1900-11-08 13:00
1900-11-08 14:00
1900-11-08 15:00
1900-11-08 16:00
1900-11-08 17:00
1900-11-08 18:00
1900-11-08 19:00
1900-11-08 20:00
1900-11-08 21:00
1900-11-08 22:00
1900-11-08 23:00
1900-11-09
1900-11-09 01:00
1900-11-09 02:00
1900-11-09 03:00
1900-11-09 04:00
1900-11-09 05:00
1900-11-09 06:00
1900-11-09 07:00
1900-11-09 08:00
1900-11-09 09:00
1900-11-09 10:00
1900-11-09 11:00
1900-11-09 12:00
1900-11-09 13:00
1900-11-09 14:00
1900-11-09 15:00
1900-11-09 16:00
1900-11-09 17:00
1900-11-09 18:00
1900-11-09 19:00
1900-11-09 20:00
1900-11-09 21:00
1900-11-09 22:00
1900-11-09 23:00
1900-11-10
1900-11-10 01:00
1900-11-10 02:00
1900-11-10 03:00
1900-11-10 04:00
1900-11-10 05:00
1900-11-10 06:00
1900-11-10 07:00
1900-11-10 08:00
1900-11-10 09:00
1900-11-10 10:00
1900-11-10 11:00
1900-11-10 12:00
1900-11-10 13:00
1900-11-10 14:00
1900-11-10 15:00
1900-11-10 16:00
1900-11-10 17:00
1900-11-10 18:00
1900-11-10 19:00
1900-11-10 20:00
1900-11-10 21:00
1900-11-10 22:00
1900-11-10 23:00
1900-11-11
1900-11-11 01:00
1900-11-11 02:00
1900-11-11 03:00
1900-11-11 04:00
1900-11-11 05:00
1900-11-11 06:00
1900-11-11 07:00
1900-11-11 08:00
1900-11-11 09:00
1900-11-11 10:00
1900-11-11 11:00
1900-11-11 12:00
1900-11-11 13:00
1900-11-11 14:00
1900-11-11 15:00
1900-11-11 16:00
1900-11-11 17:00
1900-11-11 18:00
1900-11-11 19:00
1900-11-11 20:00
1900-11-11 21:00
1900-11-11 22:00
1900-11-11 23:00
1900-11-12
1900-11-12 01:00
1900-11-12 02:00
1900-11-12 03:00
1900-11-12 04:00
1900-11-12 05:00
1900-11-12 06:00
1900-11-12 07:00
1900-11-12 08:00
1900-11-12 09:00
1900-11-12 10:00
1900-11-12 11:00
1900-11-12 12:00
1900-11-12 13:00
1900-11-12 14:00
1900-11-12 15:00
1900-11-12 16:00
1900-11-12 17:00
1900-11-12 18:00
1900-11-12 19:00
1900-11-12 20:00
1900-11-12 21:00
1900-11-12 22:00
1900-11-12 23:00
1900-11-13
1900-11-13 01:00
1900-11-13 02:00
1900-11-13 03:00
1900-11-13 04:00
1900-11-13 05:00
1900-11-13 06:00
1900-11-13 07:00
1900-11-13 08:00
1900-11-13 09:00
1900-11-13 10:00
1900-11-13 11:00
1900-11-13 12:00
1900-11-13 13:00
1900-11-13 14:00
1900-11-13 15:00
1900-11-13 16:00
1900-11-13 17:00
1900-11-13 18:00
1900-11-13 19:00
1900-11-13 20:00
1900-11-13 21:00
1900-11-13 22:00
1900-11-13 23:00
1900-11-14
1900-11-14 01:00
1900-11-14 02:00
1900-11-14 03:00
1900-11-14 04:00
1900-11-14 05:00
1900-11-14 06:00
1900-11-14 07:00
1900-11-14 08:00
1900-11-14 09:00
1900-11-14 10:00
1900-11-14 11:00
1900-11-14 12:00
1900-11-14 13:00
1900-11-14 14:00
1900-11-14 15:00
1900-11-14 16:00
1900-11-14 17:00
1900-11-14 18:00
1900-11-14 19:00
1900-11-14 20:00
1900-11-14 21:00
1900-11-14 22:00
1900-11-14 23:00
1900-11-15
1900-11-15 01:00
1900-11-15 02:00
1900-11-15 03:00
1900-11-15 04:00
1900-11-15 05:00
1900-11-15 06:00
1900-11-15 07:00
1900-11-15 08:00
1900-11-15 09:00
1900-11-15 10:00
1900-11-15 11:00
1900-11-15 12:00
1900-11-15 13:00
1900-11-15 14:00
1900-11-15 15:00
1900-11-15 16:00
1900-11-15 17:00
1900-11-15 18:00
1900-11-15 19:00
1900-11-15 20:00
1900-11-15 21:00
1900-11-15 22:00
1900-11-15 23:00
1900-11-16
1900-11-16 01:00
1900-11-16 02:00
1900-11-16 03:00
1900-11-16 04:00
1900-11-16 05:00
1900-11-16 06:00
1900-11-16 07:00
1900-11-16 08:00
1900-11-16 09:00
1900-11-16 10:00
1900-11-16 11:00
1900-11-16 12:00
1900-11-16 13:00
1900-11-16 14:00
1900-11-16 15:00
1900-11-16 16:00
1900-11-16 17:00
1900-11-16 18:00
1900-11-16 19:00
1900-11-16 20:00
1900-11-16 21:00
1900-11-16 22:00
1900-11-16 23:00
1900-11-17
1900-11-17 01:00
1900-11-17 02:00
1900-11-17 03:00
1900-11-17 04:00
1900-11-17 05:00
1900-11-17 06:00
1900-11-17 07:00
1900-11-17 08:00
1900-11-17 09:00
1900-11-17 10:00
1900-11-17 11:00
1900-11-17 12:00
1900-11-17 13:00
1900-11-17 14:00
1900-11-17 15:00
1900-11-17 16:00
1900-11-17 17:00
1900-11-17 18:00
1900-11-17 19:00
1900-11-17 20:00
1900-11-17 21:00
1900-11-17 22:00
1900-11-17 23:00
1900-11-18
1900-11-18 01:00
1900-11-18 02:00
1900-11-18 03:00
1900-11-18 04:00
1900-11-18 05:00
1900-11-18 06:00
1900-11-18 07:00
1900-11-18 08:00
1900-11-18 09:00
1900-11-18 10:00
1900-11-18 11:00
1900-11-18 12:00
1900-11-18 13:00
1900-11-18 14:00
1900-11-18 15:00
1900-11-18 16:00
1900-11-18 17:00
1900-11-18 18:00
1900-11-18 19:00
1900-11-18 20:00
1900-11-18 21:00
1900-11-18 22:00
1900-11-18 23:00
1900-11-19
1900-11-19 01:00
1900-11-19 02:00
1900-11-19 03:00
1900-11-19 04:00
1900-11-19 05:00
1900-11-19 06:00
1900-11-19 07:00
1900-11-19 08:00
1900-11-19 09:00
1900-11-19 10:00
1900-11-19 11:00
1900-11-19 12:00
1900-11-19 13:00
1900-11-19 14:00
1900-11-19 15:00
1900-11-19 16:00
1900-11-19 17:00
1900-11-19 18:00
1900-11-19 19:00
1900-11-19 20:00
1900-11-19 21:00
1900-11-19 22:00
1900-11-19 23:00
1900-11-20
1900-11-20 01:00
1900-11-20 02:00
1900-11-20 03:00
1900-11-20 04:00
1900-11-20 05:00
1900-11-20 06:00
1900-11-20 07:00
1900-11-20 08:00
1900-11-20 09:00
1900-11-20 10:00
1900-11-20 11:00
1900-11-20 12:00
1900-11-20 13:00
1900-11-20 14:00
1900-11-20 15:00
1900-11-20 16:00
1900-11-20 17:00
1900-11-20 18:00
1900-11-20 19:00
1900-11-20 20:00
1900-11-20 21:00
1900-11-20 22:00
1900-11-20 23:00
1900-11-21
1900-11-21 01:00
1900-11-21 02:00
1900-11-21 03:00
1900-11-21 04:00
1900-11-21 05:00
1900-11-21 06:00
1900-11-21 07:00
1900-11-21 08:00
1900-11-21 09:00
1900-11-21 10:00
1900-11-21 11:00
1900-11-21 12:00
1900-11-21 13:00
1900-11-21 14:00
1900-11-21 15:00
1900-11-21 16:00
1900-11-21 17:00
1900-11-21 18:00
1900-11-21 19:00
1900-11-21 20:00
1900-11-21 21:00
1900-11-21 22:00
1900-11-21 23:00
1900-11-22
1900-11-22 01:00
1900-11-22 02:00
1900-11-22 03:00
1900-11-22 04:00
1900-11-22 05:00
1900-11-22 06:00
1900-11-22 07:00
1900-11-22 08:00
1900-11-22 09:00
1900-11-22 10:00
1900-11-22 11:00
1900-11-22 12:00
1900-11-22 13:00
1900-11-22 14:00
1900-11-22 15:00
1900-11-22 16:00
1900-11-22 17:00
1900-11-22 18:00
1900-11-22 19:00
1900-11-22 20:00
1900-11-22 21:00
1900-11-22 22:00
1900-11-22 23:00
1900-11-23
1900-11-23 01:00
1900-11-23 02:00
1900-11-23 03:00
1900-11-23 04:00
1900-11-23 05:00
1900-11-23 06:00
1900-11-23 07:00
1900-11-23 08:00
1900-11-23 09:00
1900-11-23 10:00
1900-11-23 11:00
1900-11-23 12:00
1900-11-23 13:00
1900-11-23 14:00
1900-11-23 15:00
1900-11-23 16:00
1900-11-23 17:00
1900-11-23 18:00
1900-11-23 19:00
1900-11-23 20:00
1900-11-23 21:00
1900-11-23 22:00
1900-11-23 23:00
1900-11-24
1900-11-24 01:00
1900-11-24 02:00
1900-11-24 03:00
1900-11-24 04:00
1900-11-24 05:00
1900-11-24 06:00
1900-11-24 07:00
1900-11-24 08:00
1900-11-24 09:00
1900-11-24 10:00
1900-11-24 11:00
1900-11-24 12:00
1900-11-24 13:00
1900-11-24 14:00
1900-11-24 15:00
1900-11-24 16:00
1900-11-24 17:00
1900-11-24 18:00
1900-11-24 19:00
1900-11-24 20:00
1900-11-24 21:00
1900-11-24 22:00
1900-11-24 23:00
1900-11-25
1900-11-25 01:00
1900-11-25 02:00
1900-11-25 03:00
1900-11-25 04:00
1900-11-25 05:00
1900-11-25 06:00
1900-11-25 07:00
1900-11-25 08:00
1900-11-25 09:00
1900-11-25 10:00
1900-11-25 11:00
1900-11-25 12:00
1900-11-25 13:00
1900-11-25 14:00
1900-11-25 15:00
1900-11-25 16:00
1900-11-25 17:00
1900-11-25 18:00
1900-11-25 19:00
1900-11-25 20:00
1900-11-25 21:00
1900-11-25 22:00
1900-11-25 23:00
1900-11-26
1900-11-26 01:00
1900-11-26 02:00
1900-11-26 03:00
1900-11-26 04:00
1900-11-26 05:00
1900-11-26 06:00
1900-11-26 07:00
1900-11-26 08:00
1900-11-26 09:00
1900-11-26 10:00
1900-11-26 11:00
1900-11-26 12:00
1900-11-26 13:00
1900-11-26 14:00
1900-11-26 15:00
1900-11-26 16:00
1900-11-26 17:00
1900-11-26 18:00
1900-11-26 19:00
1900-11-26 20:00
1900-11-26 21:00
1900-11-26 22:00
1900-11-26 23:00
1900-11-27
1900-11-27 01:00
1900-11-27 02:00
1900-11-27 03:00
1900-11-27 04:00
1900-11-27 05:00
1900-11-27 06:00
1900-11-27 07:00
1900-11-27 08:00
1900-11-27 09:00
1900-11-27 10:00
1900-11-27 11:00
1900-11-27 12:00
1900-11-27 13:00
1900-11-27 14:00
1900-11-27 15:00
1900-11-27 16:00
1900-11-27 17:00
1900-11-27 18:00
1900-11-27 19:00
1900-11-27 20:00
1900-11-27 21:00
1900-11-27 22:00
1900-11-27 23:00
1900-11-28
1900-11-28 01:00
1900-11-28 02:00
1900-11-28 03:00
1900-11-28 04:00
1900-11-28 05:00
1900-11-28 06:00
1900-11-28 07:00
1900-11-28 08:00
1900-11-28 09:00
1900-11-28 10:00
1900-11-28 11:00
1900-11-28 12:00
1900-11-28 13:00
1900-11-28 14:00
1900-11-28 15:00
1900-11-28 16:00
1900-11-28 17:00
1900-11-28 18:00
1900-11-28 19:00
1900-11-28 20:00
1900-11-28 21:00
1900-11-28 22:00
1900-11-28 23:00
1900-11-29
1900-11-29 01:00
1900-11-29 02:00
1900-11-29 03:00
1900-11-29 04:00
1900-11-29 05:00
1900-11-29 06:00
1900-11-29 07:00
1900-11-29 08:00
1900-11-29 09:00
1900-11-29 10:00
1900-11-29 11:00
1900-11-29 12:00
1900-11-29 13:00
1900-11-29 14:00
1900-11-29 15:00
1900-11-29 16:00
1900-11-29 17:00
1900-11-29 18:00
1900-11-29 19:00
1900-11-29 20:00
1900-11-29 21:00
1900-11-29 22:00
1900-11-29 23:00
1900-11-30
1900-11-30 01:00
1900-11-30 02:00
1900-11-30 03:00
1900-11-30 04:00
1900-11-30 05:00
1900-11-30 06:00
1900-11-30 07:00
1900-11-30 08:00
1900-11-30 09:00
1900-11-30 10:00
1900-11-30 11:00
1900-11-30 12:00
1900-11-30 13:00
1900-11-30 14:00
1900-11-30 15:00
1900-11-30 16:00
1900-11-30 17:00
1900-11-30 18:00
1900-11-30 19:00
1900-11-30 20:00
1900-11-30 21:00
1900-11-30 22:00
1900-11-30 23:00
1900-12-01
1900-12-01 01:00
1900-12-01 02:00
1900-12-01 03:00
1900-12-01 04:00
1900-12-01 05:00
1900-12-01 06:00
1900-12-01 07:00
1900-12-01 08:00
1900-12-01 09:00
1900-12-01 10:00
1900-12-01 11:00
1900-12-01 12:00
1900-12-01 13:00
1900-12-01 14:00
1900-12-01 15:00
1900-12-01 16:00
1900-12-01 17:00
1900-12-01 18:00
1900-12-01 19:00
1900-12-01 20:00
1900-12-01 21:00
1900-12-01 22:00
1900-12-01 23:00
1900-12-02
1900-12-02 01:00
1900-12-02 02:00
1900-12-02 03:00
1900-12-02 04:00
1900-12-02 05:00
1900-12-02 06:00
1900-12-02 07:00
1900-12-02 08:00
1900-12-02 09:00
1900-12-02 10:00
1900-12-02 11:00
1900-12-02 12:00
1900-12-02 13:00
1900-12-02 14:00
1900-12-02 15:00
1900-12-02 16:00
1900-12-02 17:00
1900-12-02 18:00
1900-12-02 19:00
1900-12-02 20:00
1900-12-02 21:00
1900-12-02 22:00
1900-12-02 23:00
1900-12-03
1900-12-03 01:00
1900-12-03 02:00
1900-12-03 03:00
1900-12-03 04:00
1900-12-03 05:00
1900-12-03 06:00
1900-12-03 07:00
1900-12-03 08:00
1900-12-03 09:00
1900-12-03 10:00
1900-12-03 11:00
1900-12-03 12:00
1900-12-03 13:00
1900-12-03 14:00
1900-12-03 15:00
1900-12-03 16:00
1900-12-03 17:00
1900-12-03 18:00
1900-12-03 19:00
1900-12-03 20:00
1900-12-03 21:00
1900-12-03 22:00
1900-12-03 23:00
1900-12-04
1900-12-04 01:00
1900-12-04 02:00
1900-12-04 03:00
1900-12-04 04:00
1900-12-04 05:00
1900-12-04 06:00
1900-12-04 07:00
1900-12-04 08:00
1900-12-04 09:00
1900-12-04 10:00
1900-12-04 11:00
1900-12-04 12:00
1900-12-04 13:00
1900-12-04 14:00
1900-12-04 15:00
1900-12-04 16:00
1900-12-04 17:00
1900-12-04 18:00
1900-12-04 19:00
1900-12-04 20:00
1900-12-04 21:00
1900-12-04 22:00
1900-12-04 23:00
1900-12-05
1900-12-05 01:00
1900-12-05 02:00
1900-12-05 03:00
1900-12-05 04:00
1900-12-05 05:00
1900-12-05 06:00
1900-12-05 07:00
1900-12-05 08:00
1900-12-05 09:00
1900-12-05 10:00
1900-12-05 11:00
1900-12-05 12:00
1900-12-05 13:00
1900-12-05 14:00
1900-12-05 15:00
1900-12-05 16:00
1900-12-05 17:00
1900-12-05 18:00
1900-12-05 19:00
1900-12-05 20:00
1900-12-05 21:00
1900-12-05 22:00
1900-12-05 23:00
1900-12-06
1900-12-06 01:00
1900-12-06 02:00
1900-12-06 03:00
1900-12-06 04:00
1900-12-06 05:00
1900-12-06 06:00
1900-12-06 07:00
1900-12-06 08:00
1900-12-06 09:00
1900-12-06 10:00
1900-12-06 11:00
1900-12-06 12:00
1900-12-06 13:00
1900-12-06 14:00
1900-12-06 15:00
1900-12-06 16:00
1900-12-06 17:00
1900-12-06 18:00
1900-12-06 19:00
1900-12-06 20:00
1900-12-06 21:00
1900-12-06 22:00
1900-12-06 23:00
1900-12-07
1900-12-07 01:00
1900-12-07 02:00
1900-12-07 03:00
1900-12-07 04:00
1900-12-07 05:00
1900-12-07 06:00
1900-12-07 07:00
1900-12-07 08:00
1900-12-07 09:00
1900-12-07 10:00
1900-12-07 11:00
1900-12-07 12:00
1900-12-07 13:00
1900-12-07 14:00
1900-12-07 15:00
1900-12-07 16:00
1900-12-07 17:00
1900-12-07 18:00
1900-12-07 19:00
1900-12-07 20:00
1900-12-07 21:00
1900-12-07 22:00
1900-12-07 23:00
1900-12-08
1900-12-08 01:00
1900-12-08 02:00
1900-12-08 03:00
1900-12-08 04:00
1900-12-08 05:00
1900-12-08 06:00
1900-12-08 07:00
1900-12-08 08:00
1900-12-08 09:00
1900-12-08 10:00
1900-12-08 11:00
1900-12-08 12:00
1900-12-08 13:00
1900-12-08 14:00
1900-12-08 15:00
1900-12-08 16:00
1900-12-08 17:00
1900-12-08 18:00
1900-12-08 19:00
1900-12-08 20:00
1900-12-08 21:00
1900-12-08 22:00
1900-12-08 23:00
1900-12-09
1900-12-09 01:00
1900-12-09 02:00
1900-12-09 03:00
1900-12-09 04:00
1900-12-09 05:00
1900-12-09 06:00
1900-12-09 07:00
1900-12-09 08:00
1900-12-09 09:00
1900-12-09 10:00
1900-12-09 11:00
1900-12-09 12:00
1900-12-09 13:00
1900-12-09 14:00
1900-12-09 15:00
1900-12-09 16:00
1900-12-09 17:00
1900-12-09 18:00
1900-12-09 19:00
1900-12-09 20:00
1900-12-09 21:00
1900-12-09 22:00
1900-12-09 23:00
1900-12-10
1900-12-10 01:00
1900-12-10 02:00
1900-12-10 03:00
1900-12-10 04:00
1900-12-10 05:00
1900-12-10 06:00
1900-12-10 07:00
1900-12-10 08:00
1900-12-10 09:00
1900-12-10 10:00
1900-12-10 11:00
1900-12-10 12:00
1900-12-10 13:00
1900-12-10 14:00
1900-12-10 15:00
1900-12-10 16:00
1900-12-10 17:00
1900-12-10 18:00
1900-12-10 19:00
1900-12-10 20:00
1900-12-10 21:00
1900-12-10 22:00
1900-12-10 23:00
1900-12-11
1900-12-11 01:00
1900-12-11 02:00
1900-12-11 03:00
1900-12-11 04:00
1900-12-11 05:00
1900-12-11 06:00
1900-12-11 07:00
1900-12-11 08:00
1900-12-11 09:00
1900-12-11 10:00
1900-12-11 11:00
1900-12-11 12:00
1900-12-11 13:00
1900-12-11 14:00
1900-12-11 15:00
1900-12-11 16:00
1900-12-11 17:00
1900-12-11 18:00
1900-12-11 19:00
1900-12-11 20:00
1900-12-11 21:00
1900-12-11 22:00
1900-12-11 23:00
1900-12-12
1900-12-12 01:00
1900-12-12 02:00
1900-12-12 03:00
1900-12-12 04:00
1900-12-12 05:00
1900-12-12 06:00
1900-12-12 07:00
1900-12-12 08:00
1900-12-12 09:00
1900-12-12 10:00
1900-12-12 11:00
1900-12-12 12:00
1900-12-12 13:00
1900-12-12 14:00
1900-12-12 15:00
1900-12-12 16:00
1900-12-12 17:00
1900-12-12 18:00
1900-12-12 19:00
1900-12-12 20:00
1900-12-12 21:00
1900-12-12 22:00
1900-12-12 23:00
1900-12-13
1900-12-13 01:00
1900-12-13 02:00
1900-12-13 03:00
1900-12-13 04:00
1900-12-13 05:00
1900-12-13 06:00
1900-12-13 07:00
1900-12-13 08:00
1900-12-13 09:00
1900-12-13 10:00
1900-12-13 11:00
1900-12-13 12:00
1900-12-13 13:00
1900-12-13 14:00
1900-12-13 15:00
1900-12-13 16:00
1900-12-13 17:00
1900-12-13 18:00
1900-12-13 19:00
1900-12-13 20:00
1900-12-13 21:00
1900-12-13 22:00
1900-12-13 23:00
1900-12-14
1900-12-14 01:00
1900-12-14 02:00
1900-12-14 03:00
1900-12-14 04:00
1900-12-14 05:00
1900-12-14 06:00
1900-12-14 07:00
1900-12-14 08:00
1900-12-14 09:00
1900-12-14 10:00
1900-12-14 11:00
1900-12-14 12:00
1900-12-14 13:00
1900-12-14 14:00
1900-12-14 15:00
1900-12-14 16:00
1900-12-14 17:00
1900-12-14 18:00
1900-12-14 19:00
1900-12-14 20:00
1900-12-14 21:00
1900-12-14 22:00
1900-12-14 23:00
1900-12-15
1900-12-15 01:00
1900-12-15 02:00
1900-12-15 03:00
1900-12-15 04:00
1900-12-15 05:00
1900-12-15 06:00
1900-12-15 07:00
1900-12-15 08:00
1900-12-15 09:00
1900-12-15 10:00
1900-12-15 11:00
1900-12-15 12:00
1900-12-15 13:00
1900-12-15 14:00
1900-12-15 15:00
1900-12-15 16:00
1900-12-15 17:00
1900-12-15 18:00
1900-12-15 19:00
1900-12-15 20:00
1900-12-15 21:00
1900-12-15 22:00
1900-12-15 23:00
1900-12-16
1900-12-16 01:00
1900-12-16 02:00
1900-12-16 03:00
1900-12-16 04:00
1900-12-16 05:00
1900-12-16 06:00
1900-12-16 07:00
1900-12-16 08:00
1900-12-16 09:00
1900-12-16 10:00
1900-12-16 11:00
1900-12-16 12:00
1900-12-16 13:00
1900-12-16 14:00
1900-12-16 15:00
1900-12-16 16:00
1900-12-16 17:00
1900-12-16 18:00
1900-12-16 19:00
1900-12-16 20:00
1900-12-16 21:00
1900-12-16 22:00
1900-12-16 23:00
1900-12-17
1900-12-17 01:00
1900-12-17 02:00
1900-12-17 03:00
1900-12-17 04:00
1900-12-17 05:00
1900-12-17 06:00
1900-12-17 07:00
1900-12-17 08:00
1900-12-17 09:00
1900-12-17 10:00
1900-12-17 11:00
1900-12-17 12:00
1900-12-17 13:00
1900-12-17 14:00
1900-12-17 15:00
1900-12-17 16:00
1900-12-17 17:00
1900-12-17 18:00
1900-12-17 19:00
1900-12-17 20:00
1900-12-17 21:00
1900-12-17 22:00
1900-12-17 23:00
1900-12-18
1900-12-18 01:00
1900-12-18 02:00
1900-12-18 03:00
1900-12-18 04:00
1900-12-18 05:00
1900-12-18 06:00
1900-12-18 07:00
1900-12-18 08:00
1900-12-18 09:00
1900-12-18 10:00
1900-12-18 11:00
1900-12-18 12:00
1900-12-18 13:00
1900-12-18 14:00
1900-12-18 15:00
1900-12-18 16:00
1900-12-18 17:00
1900-12-18 18:00
1900-12-18 19:00
1900-12-18 20:00
1900-12-18 21:00
1900-12-18 22:00
1900-12-18 23:00
1900-12-19
1900-12-19 01:00
1900-12-19 02:00
1900-12-19 03:00
1900-12-19 04:00
1900-12-19 05:00
1900-12-19 06:00
1900-12-19 07:00
1900-12-19 08:00
1900-12-19 09:00
1900-12-19 10:00
1900-12-19 11:00
1900-12-19 12:00
1900-12-19 13:00
1900-12-19 14:00
1900-12-19 15:00
1900-12-19 16:00
1900-12-19 17:00
1900-12-19 18:00
1900-12-19 19:00
1900-12-19 20:00
1900-12-19 21:00
1900-12-19 22:00
1900-12-19 23:00
1900-12-20
1900-12-20 01:00
1900-12-20 02:00
1900-12-20 03:00
1900-12-20 04:00
1900-12-20 05:00
1900-12-20 06:00
1900-12-20 07:00
1900-12-20 08:00
1900-12-20 09:00
1900-12-20 10:00
1900-12-20 11:00
1900-12-20 12:00
1900-12-20 13:00
1900-12-20 14:00
1900-12-20 15:00
1900-12-20 16:00
1900-12-20 17:00
1900-12-20 18:00
1900-12-20 19:00
1900-12-20 20:00
1900-12-20 21:00
1900-12-20 22:00
1900-12-20 23:00
1900-12-21
1900-12-21 01:00
1900-12-21 02:00
1900-12-21 03:00
1900-12-21 04:00
1900-12-21 05:00
1900-12-21 06:00
1900-12-21 07:00
1900-12-21 08:00
1900-12-21 09:00
1900-12-21 10:00
1900-12-21 11:00
1900-12-21 12:00
1900-12-21 13:00
1900-12-21 14:00
1900-12-21 15:00
1900-12-21 16:00
1900-12-21 17:00
1900-12-21 18:00
1900-12-21 19:00
1900-12-21 20:00
1900-12-21 21:00
1900-12-21 22:00
1900-12-21 23:00
1900-12-22
1900-12-22 01:00
1900-12-22 02:00
1900-12-22 03:00
1900-12-22 04:00
1900-12-22 05:00
1900-12-22 06:00
1900-12-22 07:00
1900-12-22 08:00
1900-12-22 09:00
1900-12-22 10:00
1900-12-22 11:00
1900-12-22 12:00
1900-12-22 13:00
1900-12-22 14:00
1900-12-22 15:00
1900-12-22 16:00
1900-12-22 17:00
1900-12-22 18:00
1900-12-22 19:00
1900-12-22 20:00
1900-12-22 21:00
1900-12-22 22:00
1900-12-22 23:00
1900-12-23
1900-12-23 01:00
1900-12-23 02:00
1900-12-23 03:00
1900-12-23 04:00
1900-12-23 05:00
1900-12-23 06:00
1900-12-23 07:00
1900-12-23 08:00
1900-12-23 09:00
1900-12-23 10:00
1900-12-23 11:00
1900-12-23 12:00
1900-12-23 13:00
1900-12-23 14:00
1900-12-23 15:00
1900-12-23 16:00
1900-12-23 17:00
1900-12-23 18:00
1900-12-23 19:00
1900-12-23 20:00
1900-12-23 21:00
1900-12-23 22:00
1900-12-23 23:00
1900-12-24
1900-12-24 01:00
1900-12-24 02:00
1900-12-24 03:00
1900-12-24 04:00
1900-12-24 05:00
1900-12-24 06:00
1900-12-24 07:00
1900-12-24 08:00
1900-12-24 09:00
1900-12-24 10:00
1900-12-24 11:00
1900-12-24 12:00
1900-12-24 13:00
1900-12-24 14:00
1900-12-24 15:00
1900-12-24 16:00
1900-12-24 17:00
1900-12-24 18:00
1900-12-24 19:00
1900-12-24 20:00
1900-12-24 21:00
1900-12-24 22:00
1900-12-24 23:00
1900-12-25
1900-12-25 01:00
1900-12-25 02:00
1900-12-25 03:00
1900-12-25 04:00
1900-12-25 05:00
1900-12-25 06:00
1900-12-25 07:00
1900-12-25 08:00
1900-12-25 09:00
1900-12-25 10:00
1900-12-25 11:00
1900-12-25 12:00
1900-12-25 13:00
1900-12-25 14:00
1900-12-25 15:00
1900-12-25 16:00
1900-12-25 17:00
1900-12-25 18:00
1900-12-25 19:00
1900-12-25 20:00
1900-12-25 21:00
1900-12-25 22:00
1900-12-25 23:00
1900-12-26
1900-12-26 01:00
1900-12-26 02:00
1900-12-26 03:00
1900-12-26 04:00
1900-12-26 05:00
1900-12-26 06:00
1900-12-26 07:00
1900-12-26 08:00
1900-12-26 09:00
1900-12-26 10:00
1900-12-26 11:00
1900-12-26 12:00
1900-12-26 13:00
1900-12-26 14:00
1900-12-26 15:00
1900-12-26 16:00
1900-12-26 17:00
1900-12-26 18:00
1900-12-26 19:00
1900-12-26 20:00
1900-12-26 21:00
1900-12-26 22:00
1900-12-26 23:00
1900-12-27
1900-12-27 01:00
1900-12-27 02:00
1900-12-27 03:00
1900-12-27 04:00
1900-12-27 05:00
1900-12-27 06:00
1900-12-27 07:00
1900-12-27 08:00
1900-12-27 09:00
1900-12-27 10:00
1900-12-27 11:00
1900-12-27 12:00
1900-12-27 13:00
1900-12-27 14:00
1900-12-27 15:00
1900-12-27 16:00
1900-12-27 17:00
1900-12-27 18:00
1900-12-27 19:00
1900-12-27 20:00
1900-12-27 21:00
1900-12-27 22:00
1900-12-27 23:00
1900-12-28
1900-12-28 01:00
1900-12-28 02:00
1900-12-28 03:00
1900-12-28 04:00
1900-12-28 05:00
1900-12-28 06:00
1900-12-28 07:00
1900-12-28 08:00
1900-12-28 09:00
1900-12-28 10:00
1900-12-28 11:00
1900-12-28 12:00
1900-12-28 13:00
1900-12-28 14:00
1900-12-28 15:00
1900-12-28 16:00
1900-12-28 17:00
1900-12-28 18:00
1900-12-28 19:00
1900-12-28 20:00
1900-12-28 21:00
1900-12-28 22:00
1900-12-28 23:00
1900-12-29
1900-12-29 01:00
1900-12-29 02:00
1900-12-29 03:00
1900-12-29 04:00
1900-12-29 05:00
1900-12-29 06:00
1900-12-29 07:00
1900-12-29 08:00
1900-12-29 09:00
1900-12-29 10:00
1900-12-29 11:00
1900-12-29 12:00
1900-12-29 13:00
1900-12-29 14:00
1900-12-29 15:00
1900-12-29 16:00
1900-12-29 17:00
1900-12-29 18:00
1900-12-29 19:00
1900-12-29 20:00
1900-12-29 21:00
1900-12-29 22:00
1900-12-29 23:00
1900-12-30
1900-12-30 01:00
1900-12-30 02:00
1900-12-30 03:00
1900-12-30 04:00
1900-12-30 05:00
1900-12-30 06:00
1900-12-30 07:00
1900-12-30 08:00
1900-12-30 09:00
1900-12-30 10:00
1900-12-30 11:00
1900-12-30 12:00
1900-12-30 13:00
1900-12-30 14:00
1900-12-30 15:00
1900-12-30 16:00
1900-12-30 17:00
1900-12-30 18:00
1900-12-30 19:00
1900-12-30 20:00
1900-12-30 21:00
1900-12-30 22:00
1900-12-30 23:00
1900-12-31
1900-12-31 01:00
1900-12-31 02:00
1900-12-31 03:00
1900-12-31 04:00
1900-12-31 05:00
1900-12-31 06:00
1900-12-31 07:00
1900-12-31 08:00
1900-12-31 09:00
1900-12-31 10:00
1900-12-31 11:00
1900-12-31 12:00
1900-12-31 13:00
1900-12-31 14:00
1900-12-31 15:00
1900-12-31 16:00
1900-12-31 17:00
1900-12-31 18:00
1900-12-31 19:00
1900-12-31 20:00
1900-12-31 21:00
1900-12-31 22:00
1900-12-31 23:00
1901-01-01
1901-01-01 01:00
1901-01-01 02:00
1901-01-01 03:00
1901-01-01 04:00
1901-01-01 05:00
1901-01-01 06:00
1901-01-01 07:00
1901-01-01 08:00
1901-01-01 09:00
1901-01-01 10:00
1901-01-01 11:00
1901-01-01 12:00
1901-01-01 13:00
1901-01-01 14:00
1901-01-01 15:00
1901-01-01 16:00
1901-01-01 17:00
1901-01-01 18:00
1901-01-01 19:00
1901-01-01 20:00
1901-01-01 21:00
1901-01-01 22:00
1901-01-01 23:00
1901-01-02
1901-01-02 01:00
1901-01-02 02:00
1901-01-02 03:00
1901-01-02 04:00
1901-01-02 05:00
1901-01-02 06:00
1901-01-02 07:00
1901-01-02 08:00
1901-01-02 09:00
1901-01-02 10:00
1901-01-02 11:00
1901-01-02 12:00
1901-01-02 13:00
1901-01-02 14:00
1901-01-02 15:00
1901-01-02 16:00
1901-01-02 17:00
1901-01-02 18:00
1901-01-02 19:00
1901-01-02 20:00
1901-01-02 21:00
1901-01-02 22:00
1901-01-02 23:00
1901-01-03
1901-01-03 01:00
1901-01-03 02:00
1901-01-03 03:00
1901-01-03 04:00
1901-01-03 05:00
1901-01-03 06:00
1901-01-03 07:00
1901-01-03 08:00
1901-01-03 09:00
1901-01-03 10:00
1901-01-03 11:00
1901-01-03 12:00
1901-01-03 13:00
1901-01-03 14:00
1901-01-03 15:00
1901-01-03 16:00
1901-01-03 17:00
1901-01-03 18:00
1901-01-03 19:00
1901-01-03 20:00
1901-01-03 21:00
1901-01-03 22:00
1901-01-03 23:00
1901-01-04
1901-01-04 01:00
1901-01-04 02:00
1901-01-04 03:00
1901-01-04 04:00
1901-01-04 05:00
1901-01-04 06:00
1901-01-04 07:00
1901-01-04 08:00
1901-01-04 09:00
1901-01-04 10:00
1901-01-04 11:00
1901-01-04 12:00
1901-01-04 13:00
1901-01-04 14:00
1901-01-04 15:00
1901-01-04 16:00
1901-01-04 17:00
1901-01-04 18:00
1901-01-04 19:00
1901-01-04 20:00
1901-01-04 21:00
1901-01-04 22:00
1901-01-04 23:00
1901-01-05
1901-01-05 01:00
1901-01-05 02:00
1901-01-05 03:00
1901-01-05 04:00
1901-01-05 05:00
1901-01-05 06:00
1901-01-05 07:00
1901-01-05 08:00
1901-01-05 09:00
1901-01-05 10:00
1901-01-05 11:00
1901-01-05 12:00
1901-01-05 13:00
1901-01-05 14:00
1901-01-05 15:00
1901-01-05 16:00
1901-01-05 17:00
1901-01-05 18:00
1901-01-05 19:00
1901-01-05 20:00
1901-01-05 21:00
1901-01-05 22:00
1901-01-05 23:00
1901-01-06
1901-01-06 01:00
1901-01-06 02:00
1901-01-06 03:00
1901-01-06 04:00
1901-01-06 05:00
1901-01-06 06:00
1901-01-06 07:00
1901-01-06 08:00
1901-01-06 09:00
1901-01-06 10:00
1901-01-06 11:00
1901-01-06 12:00
1901-01-06 13:00
1901-01-06 14:00
1901-01-06 15:00
1901-01-06 16:00
1901-01-06 17:00
1901-01-06 18:00
1901-01-06 19:00
1901-01-06 20:00
1901-01-06 21:00
1901-01-06 22:00
1901-01-06 23:00
1901-01-07
1901-01-07 01:00
1901-01-07 02:00
1901-01-07 03:00
1901-01-07 04:00
1901-01-07 05:00
1901-01-07 06:00
1901-01-07 07:00
1901-01-07 08:00
1901-01-07 09:00
1901-01-07 10:00
1901-01-07 11:00
1901-01-07 12:00
1901-01-07 13:00
1901-01-07 14:00
1901-01-07 15:00
1901-01-07 16:00
1901-01-07 17:00
1901-01-07 18:00
1901-01-07 19:00
1901-01-07 20:00
1901-01-07 21:00
1901-01-07 22:00
1901-01-07 23:00
1901-01-08
1901-01-08 01:00
1901-01-08 02:00
1901-01-08 03:00
1901-01-08 04:00
1901-01-08 05:00
1901-01-08 06:00
1901-01-08 07:00
1901-01-08 08:00
1901-01-08 09:00
1901-01-08 10:00
1901-01-08 11:00
1901-01-08 12:00
1901-01-08 13:00
1901-01-08 14:00
1901-01-08 15:00
1901-01-08 16:00
1901-01-08 17:00
1901-01-08 18:00
1901-01-08 19:00
1901-01-08 20:00
1901-01-08 21:00
1901-01-08 22:00
1901-01-08 23:00
1901-01-09
1901-01-09 01:00
1901-01-09 02:00
1901-01-09 03:00
1901-01-09 04:00
1901-01-09 05:00
1901-01-09 06:00
1901-01-09 07:00
1901-01-09 08:00
1901-01-09 09:00
1901-01-09 10:00
1901-01-09 11:00
1901-01-09 12:00
1901-01-09 13:00
1901-01-09 14:00
1901-01-09 15:00
1901-01-09 16:00
1901-01-09 17:00
1901-01-09 18:00
1901-01-09 19:00
1901-01-09 20:00
1901-01-09 21:00
1901-01-09 22:00
1901-01-09 23:00
1901-01-10
1901-01-10 01:00
1901-01-10 02:00
1901-01-10 03:00
1901-01-10 04:00
1901-01-10 05:00
1901-01-10 06:00
1901-01-10 07:00
1901-01-10 08:00
1901-01-10 09:00
1901-01-10 10:00
1901-01-10 11:00
1901-01-10 12:00
1901-01-10 13:00
1901-01-10 14:00
1901-01-10 15:00
1901-01-10 16:00
1901-01-10 17:00
1901-01-10 18:00
1901-01-10 19:00
1901-01-10 20:00
1901-01-10 21:00
1901-01-10 22:00
1901-01-10 23:00
1901-01-11
1901-01-11 01:00
1901-01-11 02:00
1901-01-11 03:00
1901-01-11 04:00
1901-01-11 05:00
1901-01-11 06:00
1901-01-11 07:00
1901-01-11 08:00
1901-01-11 09:00
1901-01-11 10:00
1901-01-11 11:00
1901-01-11 12:00
1901-01-11 13:00
1901-01-11 14:00
1901-01-11 15:00
1901-01-11 16:00
1901-01-11 17:00
1901-01-11 18:00
1901-01-11 19:00
1901-01-11 20:00
1901-01-11 21:00
1901-01-11 22:00
1901-01-11 23:00
1901-01-12
1901-01-12 01:00
1901-01-12 02:00
1901-01-12 03:00
1901-01-12 04:00
1901-01-12 05:00
1901-01-12 06:00
1901-01-12 07:00
1901-01-12 08:00
1901-01-12 09:00
1901-01-12 10:00
1901-01-12 11:00
1901-01-12 12:00
1901-01-12 13:00
1901-01-12 14:00
1901-01-12 15:00
1901-01-12 16:00
1901-01-12 17:00
1901-01-12 18:00
1901-01-12 19:00
1901-01-12 20:00
1901-01-12 21:00
1901-01-12 22:00
1901-01-12 23:00
1901-01-13
1901-01-13 01:00
1901-01-13 02:00
1901-01-13 03:00
1901-01-13 04:00
1901-01-13 05:00
1901-01-13 06:00
1901-01-13 07:00
1901-01-13 08:00
1901-01-13 09:00
1901-01-13 10:00
1901-01-13 11:00
1901-01-13 12:00
1901-01-13 13:00
1901-01-13 14:00
1901-01-13 15:00
1901-01-13 16:00
1901-01-13 17:00
1901-01-13 18:00
1901-01-13 19:00
1901-01-13 20:00
1901-01-13 21:00
1901-01-13 22:00
1901-01-13 23:00
1901-01-14
1901-01-14 01:00
1901-01-14 02:00
1901-01-14 03:00
1901-01-14 04:00
1901-01-14 05:00
1901-01-14 06:00
1901-01-14 07:00
1901-01-14 08:00
1901-01-14 09:00
1901-01-14 10:00
1901-01-14 11:00
1901-01-14 12:00
1901-01-14 13:00
1901-01-14 14:00
1901-01-14 15:00
1901-01-14 16:00
1901-01-14 17:00
1901-01-14 18:00
1901-01-14 19:00
1901-01-14 20:00
1901-01-14 21:00
1901-01-14 22:00
1901-01-14 23:00
1901-01-15
1901-01-15 01:00
1901-01-15 02:00
1901-01-15 03:00
1901-01-15 04:00
1901-01-15 05:00
1901-01-15 06:00
1901-01-15 07:00
1901-01-15 08:00
1901-01-15 09:00
1901-01-15 10:00
1901-01-15 11:00
1901-01-15 12:00
1901-01-15 13:00
1901-01-15 14:00
1901-01-15 15:00
1901-01-15 16:00
1901-01-15 17:00
1901-01-15 18:00
1901-01-15 19:00
1901-01-15 20:00
1901-01-15 21:00
1901-01-15 22:00
1901-01-15 23:00
1901-01-16
1901-01-16 01:00
1901-01-16 02:00
1901-01-16 03:00
1901-01-16 04:00
1901-01-16 05:00
1901-01-16 06:00
1901-01-16 07:00
1901-01-16 08:00
1901-01-16 09:00
1901-01-16 10:00
1901-01-16 11:00
1901-01-16 12:00
1901-01-16 13:00
1901-01-16 14:00
1901-01-16 15:00
1901-01-16 16:00
1901-01-16 17:00
1901-01-16 18:00
1901-01-16 19:00
1901-01-16 20:00
1901-01-16 21:00
1901-01-16 22:00
1901-01-16 23:00
1901-01-17
1901-01-17 01:00
1901-01-17 02:00
1901-01-17 03:00
1901-01-17 04:00
1901-01-17 05:00
1901-01-17 06:00
1901-01-17 07:00
1901-01-17 08:00
1901-01-17 09:00
1901-01-17 10:00
1901-01-17 11:00
1901-01-17 12:00
1901-01-17 13:00
1901-01-17 14:00
1901-01-17 15:00
1901-01-17 16:00
1901-01-17 17:00
1901-01-17 18:00
1901-01-17 19:00
1901-01-17 20:00
1901-01-17 21:00
1901-01-17 22:00
1901-01-17 23:00
1901-01-18
1901-01-18 01:00
1901-01-18 02:00
1901-01-18 03:00
1901-01-18 04:00
1901-01-18 05:00
1901-01-18 06:00
1901-01-18 07:00
1901-01-18 08:00
1901-01-18 09:00
1901-01-18 10:00
1901-01-18 11:00
1901-01-18 12:00
1901-01-18 13:00
1901-01-18 14:00
1901-01-18 15:00
1901-01-18 16:00
1901-01-18 17:00
1901-01-18 18:00
1901-01-18 19:00
1901-01-18 20:00
1901-01-18 21:00
1901-01-18 22:00
Formulas:
Start Date = IFERROR([Start Date, row above]+1/24,"")

## STEP 3c Local Bias Adjustment 3 (hidden)
[17 empty] | Bias 3 Period | Triplicate Average | Reference Conc+ | Tube 1 µgm-3 | Tube 2 µgm-3 | Tube 3 µgm-3 | Average | Montlhly df | Coefficient of Variation (CV) | STDEV ^2 * df | Period Mean | Ref/Tub_1 | Ref/Tub_2 | Ref/Tub_3 | Average Ref/Tub |  | STDEV ^2 | STDEV ^2 * df | Data Capture | Tub/Ref_1 | Tub/Ref_2 | Tub/Ref_3 | Average Ref/Tub |  | STDEV ^2 * df | Cm | Dm
[17 empty] | 1 | Poor Data | Poor Data | * | * | * | * | * | * | * | * | * | * | * | * | * | * | * | * | * | * | * | * | * | * | * | *
| Local Bias Adjustment 3 | [15 empty] | 2 | Poor Data | Poor Data | * | * | * | * | * | * | * | * | * | * | * | * | * | * | * | * | * | * | * | * | * | * | * | *
[9 empty] | 1 | [7 empty] | 3 | Poor Data | Poor Data | * | * | * | * | * | * | * | * | * | * | * | * | * | * | * | * | * | * | * | * | * | * | * | *
| Enter data into the pink cells | [7 empty] | 2 | [7 empty] | 4 | Poor Data | Poor Data | * | * | * | * | * | * | * | * | * | * | * | * | * | * | * | * | * | * | * | * | * | * | * | *
[9 empty] | 3 | [7 empty] | 5 | Poor Data | Poor Data | * | * | * | * | * | * | * | * | * | * | * | * | * | * | * | * | * | * | * | * | * | * | * | *
[9 empty] | 4 | [7 empty] | 6 | Poor Data | Poor Data | * | * | * | * | * | * | * | * | * | * | * | * | * | * | * | * | * | * | * | * | * | * | * | *
i) Enter co-located diffusion tube period means | [16 empty] | 7 | Poor Data | Poor Data | * | * | * | * | * | * | * | * | * | * | * | * | * | * | * | * | * | * | * | * | * | * | * | *
[17 empty] | 8 | Poor Data | Poor Data | * | * | * | * | * | * | * | * | * | * | * | * | * | * | * | * | * | * | * | * | * | * | * | *
Period | NO2 Period Mean (µg/m3) |  |  | Triplicate Mean | Standard Deviation | Coefficient of Variation (CV) | 95% CI of Mean | Data Quality Check | [8 empty] | 9 | Poor Data | Poor Data | * | * | * | * | * | * | * | * | * | * | * | * | * | * | * | * | * | * | * | * | * | * | * | *
| Tube 1 | Tube 2 | Tube 3 | [13 empty] | 10 | Poor Data | Poor Data | * | * | * | * | * | * | * | * | * | * | * | * | * | * | * | * | * | * | * | * | * | * | * | *
1 | [16 empty] | 11 | Poor Data | Poor Data | * | * | * | * | * | * | * | * | * | * | * | * | * | * | * | * | * | * | * | * | * | * | * | *
2 | [16 empty] | 12 | Poor Data | Poor Data | * | * | * | * | * | * | * | * | * | * | * | * | * | * | * | * | * | * | * | * | * | * | * | *
3 | [17 empty] | #DIV/0! | #DIV/0! |  |  | Average | #DIV/0! |  | #DIV/0! |  | #DIV/0! |  | Average= | #DIV/0! | #DIV/0! | sm | se | se | #DIV/0! |  | Average= | #DIV/0! | #DIV/0! | sm | se | #DIV/0! | #DIV/0!
4 | [20 empty] | Stdev monthly means | Stdev monthly means | #DIV/0! | se |  | #DIV/0! |  |  | Stdev= | #DIV/0! | #DIV/0! | #DIV/0! | #DIV/0! | #DIV/0! |  |  | Stdev= | #DIV/0! | #DIV/0! | #DIV/0! | #DIV/0! | #DIV/0! | #DIV/0!
5 | [19 empty] | #DIV/0! |  | N= | 0 | [5 empty] | N= | 0 | 0 | #DIV/0! |  |  |  |  | N= | 0 | 0 | #DIV/0! |  | #DIV/0! | #DIV/0!
6 | [21 empty] | 95% CI | #NUM! | [5 empty] | 95% CI | #NUM! | #NUM! | [5 empty] | 95% CI | #NUM! | #NUM! | #DIV/0! |  | #DIV/0! | #DIV/0!
7 | [28 empty] | #NUM! | #NUM! | [9 empty] | #DIV/0!
8
9
10
11
12
[9 empty] | 0 | Good
ii) Enter co-located continuous monitor hourly monitoring data | [8 empty] | #DIV/0! | #DIV/0!
Start Date |  |  |  |  | Period | Period Mean | Data Capture (%) | Data Quality Check |  | Tube On | Tube Off | Day Count | Maximum Count | % TDC | CS1 Conc | CS1 % DC
Start Time |  |  |  |  | 1 |  | 0% |  | 1 | 2024-01-04 | 2024-02-02 | 29 | 696 | 0.089783 |  | 0%
[5 empty] | 2 |  | 0% |  | 2 | 2024-02-02 | 2024-03-04 | 31 | 744 | 0.095975 |  | 0%
Date & Time | NO2 Hourly Concentrations (µg/m3) |  |  |  | 3 |  | 0% |  | 3 | 2024-03-04 | 2024-04-06 | 33 | 792 | 0.10217 |  | 0%
[5 empty] | 4 |  | 0% |  | 4 | 2024-04-06 | 2024-05-04 | 28 | 672 | 0.086687 |  | 0%
0 |  |  |  |  | 5 |  | 0% |  | 5 | 2024-05-04 | 2024-06-01 | 28 | 672 | 0.086687 |  | 0%
0.041667 |  |  |  |  | 6 |  | 0% |  | 6 | 2024-06-01 | 2024-07-05 | 34 | 816 | 0.10526 |  | 0%
0.083333 |  |  |  |  | 7 |  |  |  | 7 | 0 | 0 | 0 | 0 | 0 |  | #DIV/0!
0.125 |  |  |  |  | 8 |  |  |  | 8 | 0 | 0 | 0 | 0 | 0 |  | #DIV/0!
0.16667 |  |  |  |  | 9 |  | 0% |  | 9 | 2024-08-23 | 2024-09-28 | 36 | 864 | 0.11146 |  | 0%
0.20833 |  |  |  |  | 10 |  | 0% |  | 10 | 2024-09-28 | 2024-11-08 | 41 | 984 | 0.12693 |  | 0%
0.25 |  |  |  |  | 11 |  | 0% |  | 11 | 2024-11-08 | 2024-12-10 | 32 | 768 | 0.099071 |  | 0%
0.29167 |  |  |  |  | 12 |  | 0% |  | 12 | 2024-12-10 | 2025-01-10 | 31 | 744 | 0.095975 |  | 0%
0.33333 | [8 empty] | Data Capture | 0%
0.375
0.41667
0.45833
0.5
0.54167
0.58333
0.625
0.66667
0.70833
0.75
0.79167
0.83333
0.875
0.91667
0.95833
1
1899-12-31 01:00
1899-12-31 02:00
1899-12-31 03:00
1899-12-31 04:00
1899-12-31 05:00
1899-12-31 06:00
1899-12-31 07:00
1899-12-31 08:00
1899-12-31 09:00
1899-12-31 10:00
1899-12-31 11:00
1899-12-31 12:00
1899-12-31 13:00
1899-12-31 14:00
1899-12-31 15:00
1899-12-31 16:00
1899-12-31 17:00
1899-12-31 18:00
1899-12-31 19:00
1899-12-31 20:00
1899-12-31 21:00
1899-12-31 22:00
1899-12-31 23:00
1900-01-01
1900-01-01 01:00
1900-01-01 02:00
1900-01-01 03:00
1900-01-01 04:00
1900-01-01 05:00
1900-01-01 06:00
1900-01-01 07:00
1900-01-01 08:00
1900-01-01 09:00
1900-01-01 10:00
1900-01-01 11:00
1900-01-01 12:00
1900-01-01 13:00
1900-01-01 14:00
1900-01-01 15:00
1900-01-01 16:00
1900-01-01 17:00
1900-01-01 18:00
1900-01-01 19:00
1900-01-01 20:00
1900-01-01 21:00
1900-01-01 22:00
1900-01-01 23:00
1900-01-02
1900-01-02 01:00
1900-01-02 02:00
1900-01-02 03:00
1900-01-02 04:00
1900-01-02 05:00
1900-01-02 06:00
1900-01-02 07:00
1900-01-02 08:00
1900-01-02 09:00
1900-01-02 10:00
1900-01-02 11:00
1900-01-02 12:00
1900-01-02 13:00
1900-01-02 14:00
1900-01-02 15:00
1900-01-02 16:00
1900-01-02 17:00
1900-01-02 18:00
1900-01-02 19:00
1900-01-02 20:00
1900-01-02 21:00
1900-01-02 22:00
1900-01-02 23:00
1900-01-03
1900-01-03 01:00
1900-01-03 02:00
1900-01-03 03:00
1900-01-03 04:00
1900-01-03 05:00
1900-01-03 06:00
1900-01-03 07:00
1900-01-03 08:00
1900-01-03 09:00
1900-01-03 10:00
1900-01-03 11:00
1900-01-03 12:00
1900-01-03 13:00
1900-01-03 14:00
1900-01-03 15:00
1900-01-03 16:00
1900-01-03 17:00
1900-01-03 18:00
1900-01-03 19:00
1900-01-03 20:00
1900-01-03 21:00
1900-01-03 22:00
1900-01-03 23:00
1900-01-04
1900-01-04 01:00
1900-01-04 02:00
1900-01-04 03:00
1900-01-04 04:00
1900-01-04 05:00
1900-01-04 06:00
1900-01-04 07:00
1900-01-04 08:00
1900-01-04 09:00
1900-01-04 10:00
1900-01-04 11:00
1900-01-04 12:00
1900-01-04 13:00
1900-01-04 14:00
1900-01-04 15:00
1900-01-04 16:00
1900-01-04 17:00
1900-01-04 18:00
1900-01-04 19:00
1900-01-04 20:00
1900-01-04 21:00
1900-01-04 22:00
1900-01-04 23:00
1900-01-05
1900-01-05 01:00
1900-01-05 02:00
1900-01-05 03:00
1900-01-05 04:00
1900-01-05 05:00
1900-01-05 06:00
1900-01-05 07:00
1900-01-05 08:00
1900-01-05 09:00
1900-01-05 10:00
1900-01-05 11:00
1900-01-05 12:00
1900-01-05 13:00
1900-01-05 14:00
1900-01-05 15:00
1900-01-05 16:00
1900-01-05 17:00
1900-01-05 18:00
1900-01-05 19:00
1900-01-05 20:00
1900-01-05 21:00
1900-01-05 22:00
1900-01-05 23:00
1900-01-06
1900-01-06 01:00
1900-01-06 02:00
1900-01-06 03:00
1900-01-06 04:00
1900-01-06 05:00
1900-01-06 06:00
1900-01-06 07:00
1900-01-06 08:00
1900-01-06 09:00
1900-01-06 10:00
1900-01-06 11:00
1900-01-06 12:00
1900-01-06 13:00
1900-01-06 14:00
1900-01-06 15:00
1900-01-06 16:00
1900-01-06 17:00
1900-01-06 18:00
1900-01-06 19:00
1900-01-06 20:00
1900-01-06 21:00
1900-01-06 22:00
1900-01-06 23:00
1900-01-07
1900-01-07 01:00
1900-01-07 02:00
1900-01-07 03:00
1900-01-07 04:00
1900-01-07 05:00
1900-01-07 06:00
1900-01-07 07:00
1900-01-07 08:00
1900-01-07 09:00
1900-01-07 10:00
1900-01-07 11:00
1900-01-07 12:00
1900-01-07 13:00
1900-01-07 14:00
1900-01-07 15:00
1900-01-07 16:00
1900-01-07 17:00
1900-01-07 18:00
1900-01-07 19:00
1900-01-07 20:00
1900-01-07 21:00
1900-01-07 22:00
1900-01-07 23:00
1900-01-08
1900-01-08 01:00
1900-01-08 02:00
1900-01-08 03:00
1900-01-08 04:00
1900-01-08 05:00
1900-01-08 06:00
1900-01-08 07:00
1900-01-08 08:00
1900-01-08 09:00
1900-01-08 10:00
1900-01-08 11:00
1900-01-08 12:00
1900-01-08 13:00
1900-01-08 14:00
1900-01-08 15:00
1900-01-08 16:00
1900-01-08 17:00
1900-01-08 18:00
1900-01-08 19:00
1900-01-08 20:00
1900-01-08 21:00
1900-01-08 22:00
1900-01-08 23:00
1900-01-09
1900-01-09 01:00
1900-01-09 02:00
1900-01-09 03:00
1900-01-09 04:00
1900-01-09 05:00
1900-01-09 06:00
1900-01-09 07:00
1900-01-09 08:00
1900-01-09 09:00
1900-01-09 10:00
1900-01-09 11:00
1900-01-09 12:00
1900-01-09 13:00
1900-01-09 14:00
1900-01-09 15:00
1900-01-09 16:00
1900-01-09 17:00
1900-01-09 18:00
1900-01-09 19:00
1900-01-09 20:00
1900-01-09 21:00
1900-01-09 22:00
1900-01-09 23:00
1900-01-10
1900-01-10 01:00
1900-01-10 02:00
1900-01-10 03:00
1900-01-10 04:00
1900-01-10 05:00
1900-01-10 06:00
1900-01-10 07:00
1900-01-10 08:00
1900-01-10 09:00
1900-01-10 10:00
1900-01-10 11:00
1900-01-10 12:00
1900-01-10 13:00
1900-01-10 14:00
1900-01-10 15:00
1900-01-10 16:00
1900-01-10 17:00
1900-01-10 18:00
1900-01-10 19:00
1900-01-10 20:00
1900-01-10 21:00
1900-01-10 22:00
1900-01-10 23:00
1900-01-11
1900-01-11 01:00
1900-01-11 02:00
1900-01-11 03:00
1900-01-11 04:00
1900-01-11 05:00
1900-01-11 06:00
1900-01-11 07:00
1900-01-11 08:00
1900-01-11 09:00
1900-01-11 10:00
1900-01-11 11:00
1900-01-11 12:00
1900-01-11 13:00
1900-01-11 14:00
1900-01-11 15:00
1900-01-11 16:00
1900-01-11 17:00
1900-01-11 18:00
1900-01-11 19:00
1900-01-11 20:00
1900-01-11 21:00
1900-01-11 22:00
1900-01-11 23:00
1900-01-12
1900-01-12 01:00
1900-01-12 02:00
1900-01-12 03:00
1900-01-12 04:00
1900-01-12 05:00
1900-01-12 06:00
1900-01-12 07:00
1900-01-12 08:00
1900-01-12 09:00
1900-01-12 10:00
1900-01-12 11:00
1900-01-12 12:00
1900-01-12 13:00
1900-01-12 14:00
1900-01-12 15:00
1900-01-12 16:00
1900-01-12 17:00
1900-01-12 18:00
1900-01-12 19:00
1900-01-12 20:00
1900-01-12 21:00
1900-01-12 22:00
1900-01-12 23:00
1900-01-13
1900-01-13 01:00
1900-01-13 02:00
1900-01-13 03:00
1900-01-13 04:00
1900-01-13 05:00
1900-01-13 06:00
1900-01-13 07:00
1900-01-13 08:00
1900-01-13 09:00
1900-01-13 10:00
1900-01-13 11:00
1900-01-13 12:00
1900-01-13 13:00
1900-01-13 14:00
1900-01-13 15:00
1900-01-13 16:00
1900-01-13 17:00
1900-01-13 18:00
1900-01-13 19:00
1900-01-13 20:00
1900-01-13 21:00
1900-01-13 22:00
1900-01-13 23:00
1900-01-14
1900-01-14 01:00
1900-01-14 02:00
1900-01-14 03:00
1900-01-14 04:00
1900-01-14 05:00
1900-01-14 06:00
1900-01-14 07:00
1900-01-14 08:00
1900-01-14 09:00
1900-01-14 10:00
1900-01-14 11:00
1900-01-14 12:00
1900-01-14 13:00
1900-01-14 14:00
1900-01-14 15:00
1900-01-14 16:00
1900-01-14 17:00
1900-01-14 18:00
1900-01-14 19:00
1900-01-14 20:00
1900-01-14 21:00
1900-01-14 22:00
1900-01-14 23:00
1900-01-15
1900-01-15 01:00
1900-01-15 02:00
1900-01-15 03:00
1900-01-15 04:00
1900-01-15 05:00
1900-01-15 06:00
1900-01-15 07:00
1900-01-15 08:00
1900-01-15 09:00
1900-01-15 10:00
1900-01-15 11:00
1900-01-15 12:00
1900-01-15 13:00
1900-01-15 14:00
1900-01-15 15:00
1900-01-15 16:00
1900-01-15 17:00
1900-01-15 18:00
1900-01-15 19:00
1900-01-15 20:00
1900-01-15 21:00
1900-01-15 22:00
1900-01-15 23:00
1900-01-16
1900-01-16 01:00
1900-01-16 02:00
1900-01-16 03:00
1900-01-16 04:00
1900-01-16 05:00
1900-01-16 06:00
1900-01-16 07:00
1900-01-16 08:00
1900-01-16 09:00
1900-01-16 10:00
1900-01-16 11:00
1900-01-16 12:00
1900-01-16 13:00
1900-01-16 14:00
1900-01-16 15:00
1900-01-16 16:00
1900-01-16 17:00
1900-01-16 18:00
1900-01-16 19:00
1900-01-16 20:00
1900-01-16 21:00
1900-01-16 22:00
1900-01-16 23:00
1900-01-17
1900-01-17 01:00
1900-01-17 02:00
1900-01-17 03:00
1900-01-17 04:00
1900-01-17 05:00
1900-01-17 06:00
1900-01-17 07:00
1900-01-17 08:00
1900-01-17 09:00
1900-01-17 10:00
1900-01-17 11:00
1900-01-17 12:00
1900-01-17 13:00
1900-01-17 14:00
1900-01-17 15:00
1900-01-17 16:00
1900-01-17 17:00
1900-01-17 18:00
1900-01-17 19:00
1900-01-17 20:00
1900-01-17 21:00
1900-01-17 22:00
1900-01-17 23:00
1900-01-18
1900-01-18 01:00
1900-01-18 02:00
1900-01-18 03:00
1900-01-18 04:00
1900-01-18 05:00
1900-01-18 06:00
1900-01-18 07:00
1900-01-18 08:00
1900-01-18 09:00
1900-01-18 10:00
1900-01-18 11:00
1900-01-18 12:00
1900-01-18 13:00
1900-01-18 14:00
1900-01-18 15:00
1900-01-18 16:00
1900-01-18 17:00
1900-01-18 18:00
1900-01-18 19:00
1900-01-18 20:00
1900-01-18 21:00
1900-01-18 22:00
1900-01-18 23:00
1900-01-19
1900-01-19 01:00
1900-01-19 02:00
1900-01-19 03:00
1900-01-19 04:00
1900-01-19 05:00
1900-01-19 06:00
1900-01-19 07:00
1900-01-19 08:00
1900-01-19 09:00
1900-01-19 10:00
1900-01-19 11:00
1900-01-19 12:00
1900-01-19 13:00
1900-01-19 14:00
1900-01-19 15:00
1900-01-19 16:00
1900-01-19 17:00
1900-01-19 18:00
1900-01-19 19:00
1900-01-19 20:00
1900-01-19 21:00
1900-01-19 22:00
1900-01-19 23:00
1900-01-20
1900-01-20 01:00
1900-01-20 02:00
1900-01-20 03:00
1900-01-20 04:00
1900-01-20 05:00
1900-01-20 06:00
1900-01-20 07:00
1900-01-20 08:00
1900-01-20 09:00
1900-01-20 10:00
1900-01-20 11:00
1900-01-20 12:00
1900-01-20 13:00
1900-01-20 14:00
1900-01-20 15:00
1900-01-20 16:00
1900-01-20 17:00
1900-01-20 18:00
1900-01-20 19:00
1900-01-20 20:00
1900-01-20 21:00
1900-01-20 22:00
1900-01-20 23:00
1900-01-21
1900-01-21 01:00
1900-01-21 02:00
1900-01-21 03:00
1900-01-21 04:00
1900-01-21 05:00
1900-01-21 06:00
1900-01-21 07:00
1900-01-21 08:00
1900-01-21 09:00
1900-01-21 10:00
1900-01-21 11:00
1900-01-21 12:00
1900-01-21 13:00
1900-01-21 14:00
1900-01-21 15:00
1900-01-21 16:00
1900-01-21 17:00
1900-01-21 18:00
1900-01-21 19:00
1900-01-21 20:00
1900-01-21 21:00
1900-01-21 22:00
1900-01-21 23:00
1900-01-22
1900-01-22 01:00
1900-01-22 02:00
1900-01-22 03:00
1900-01-22 04:00
1900-01-22 05:00
1900-01-22 06:00
1900-01-22 07:00
1900-01-22 08:00
1900-01-22 09:00
1900-01-22 10:00
1900-01-22 11:00
1900-01-22 12:00
1900-01-22 13:00
1900-01-22 14:00
1900-01-22 15:00
1900-01-22 16:00
1900-01-22 17:00
1900-01-22 18:00
1900-01-22 19:00
1900-01-22 20:00
1900-01-22 21:00
1900-01-22 22:00
1900-01-22 23:00
1900-01-23
1900-01-23 01:00
1900-01-23 02:00
1900-01-23 03:00
1900-01-23 04:00
1900-01-23 05:00
1900-01-23 06:00
1900-01-23 07:00
1900-01-23 08:00
1900-01-23 09:00
1900-01-23 10:00
1900-01-23 11:00
1900-01-23 12:00
1900-01-23 13:00
1900-01-23 14:00
1900-01-23 15:00
1900-01-23 16:00
1900-01-23 17:00
1900-01-23 18:00
1900-01-23 19:00
1900-01-23 20:00
1900-01-23 21:00
1900-01-23 22:00
1900-01-23 23:00
1900-01-24
1900-01-24 01:00
1900-01-24 02:00
1900-01-24 03:00
1900-01-24 04:00
1900-01-24 05:00
1900-01-24 06:00
1900-01-24 07:00
1900-01-24 08:00
1900-01-24 09:00
1900-01-24 10:00
1900-01-24 11:00
1900-01-24 12:00
1900-01-24 13:00
1900-01-24 14:00
1900-01-24 15:00
1900-01-24 16:00
1900-01-24 17:00
1900-01-24 18:00
1900-01-24 19:00
1900-01-24 20:00
1900-01-24 21:00
1900-01-24 22:00
1900-01-24 23:00
1900-01-25
1900-01-25 01:00
1900-01-25 02:00
1900-01-25 03:00
1900-01-25 04:00
1900-01-25 05:00
1900-01-25 06:00
1900-01-25 07:00
1900-01-25 08:00
1900-01-25 09:00
1900-01-25 10:00
1900-01-25 11:00
1900-01-25 12:00
1900-01-25 13:00
1900-01-25 14:00
1900-01-25 15:00
1900-01-25 16:00
1900-01-25 17:00
1900-01-25 18:00
1900-01-25 19:00
1900-01-25 20:00
1900-01-25 21:00
1900-01-25 22:00
1900-01-25 23:00
1900-01-26
1900-01-26 01:00
1900-01-26 02:00
1900-01-26 03:00
1900-01-26 04:00
1900-01-26 05:00
1900-01-26 06:00
1900-01-26 07:00
1900-01-26 08:00
1900-01-26 09:00
1900-01-26 10:00
1900-01-26 11:00
1900-01-26 12:00
1900-01-26 13:00
1900-01-26 14:00
1900-01-26 15:00
1900-01-26 16:00
1900-01-26 17:00
1900-01-26 18:00
1900-01-26 19:00
1900-01-26 20:00
1900-01-26 21:00
1900-01-26 22:00
1900-01-26 23:00
1900-01-27
1900-01-27 01:00
1900-01-27 02:00
1900-01-27 03:00
1900-01-27 04:00
1900-01-27 05:00
1900-01-27 06:00
1900-01-27 07:00
1900-01-27 08:00
1900-01-27 09:00
1900-01-27 10:00
1900-01-27 11:00
1900-01-27 12:00
1900-01-27 13:00
1900-01-27 14:00
1900-01-27 15:00
1900-01-27 16:00
1900-01-27 17:00
1900-01-27 18:00
1900-01-27 19:00
1900-01-27 20:00
1900-01-27 21:00
1900-01-27 22:00
1900-01-27 23:00
1900-01-28
1900-01-28 01:00
1900-01-28 02:00
1900-01-28 03:00
1900-01-28 04:00
1900-01-28 05:00
1900-01-28 06:00
1900-01-28 07:00
1900-01-28 08:00
1900-01-28 09:00
1900-01-28 10:00
1900-01-28 11:00
1900-01-28 12:00
1900-01-28 13:00
1900-01-28 14:00
1900-01-28 15:00
1900-01-28 16:00
1900-01-28 17:00
1900-01-28 18:00
1900-01-28 19:00
1900-01-28 20:00
1900-01-28 21:00
1900-01-28 22:00
1900-01-28 23:00
1900-01-29
1900-01-29 01:00
1900-01-29 02:00
1900-01-29 03:00
1900-01-29 04:00
1900-01-29 05:00
1900-01-29 06:00
1900-01-29 07:00
1900-01-29 08:00
1900-01-29 09:00
1900-01-29 10:00
1900-01-29 11:00
1900-01-29 12:00
1900-01-29 13:00
1900-01-29 14:00
1900-01-29 15:00
1900-01-29 16:00
1900-01-29 17:00
1900-01-29 18:00
1900-01-29 19:00
1900-01-29 20:00
1900-01-29 21:00
1900-01-29 22:00
1900-01-29 23:00
1900-01-30
1900-01-30 01:00
1900-01-30 02:00
1900-01-30 03:00
1900-01-30 04:00
1900-01-30 05:00
1900-01-30 06:00
1900-01-30 07:00
1900-01-30 08:00
1900-01-30 09:00
1900-01-30 10:00
1900-01-30 11:00
1900-01-30 12:00
1900-01-30 13:00
1900-01-30 14:00
1900-01-30 15:00
1900-01-30 16:00
1900-01-30 17:00
1900-01-30 18:00
1900-01-30 19:00
1900-01-30 20:00
1900-01-30 21:00
1900-01-30 22:00
1900-01-30 23:00
1900-01-31
1900-01-31 01:00
1900-01-31 02:00
1900-01-31 03:00
1900-01-31 04:00
1900-01-31 05:00
1900-01-31 06:00
1900-01-31 07:00
1900-01-31 08:00
1900-01-31 09:00
1900-01-31 10:00
1900-01-31 11:00
1900-01-31 12:00
1900-01-31 13:00
1900-01-31 14:00
1900-01-31 15:00
1900-01-31 16:00
1900-01-31 17:00
1900-01-31 18:00
1900-01-31 19:00
1900-01-31 20:00
1900-01-31 21:00
1900-01-31 22:00
1900-01-31 23:00
1900-02-01
1900-02-01 01:00
1900-02-01 02:00
1900-02-01 03:00
1900-02-01 04:00
1900-02-01 05:00
1900-02-01 06:00
1900-02-01 07:00
1900-02-01 08:00
1900-02-01 09:00
1900-02-01 10:00
1900-02-01 11:00
1900-02-01 12:00
1900-02-01 13:00
1900-02-01 14:00
1900-02-01 15:00
1900-02-01 16:00
1900-02-01 17:00
1900-02-01 18:00
1900-02-01 19:00
1900-02-01 20:00
1900-02-01 21:00
1900-02-01 22:00
1900-02-01 23:00
1900-02-02
1900-02-02 01:00
1900-02-02 02:00
1900-02-02 03:00
1900-02-02 04:00
1900-02-02 05:00
1900-02-02 06:00
1900-02-02 07:00
1900-02-02 08:00
1900-02-02 09:00
1900-02-02 10:00
1900-02-02 11:00
1900-02-02 12:00
1900-02-02 13:00
1900-02-02 14:00
1900-02-02 15:00
1900-02-02 16:00
1900-02-02 17:00
1900-02-02 18:00
1900-02-02 19:00
1900-02-02 20:00
1900-02-02 21:00
1900-02-02 22:00
1900-02-02 23:00
1900-02-03
1900-02-03 01:00
1900-02-03 02:00
1900-02-03 03:00
1900-02-03 04:00
1900-02-03 05:00
1900-02-03 06:00
1900-02-03 07:00
1900-02-03 08:00
1900-02-03 09:00
1900-02-03 10:00
1900-02-03 11:00
1900-02-03 12:00
1900-02-03 13:00
1900-02-03 14:00
1900-02-03 15:00
1900-02-03 16:00
1900-02-03 17:00
1900-02-03 18:00
1900-02-03 19:00
1900-02-03 20:00
1900-02-03 21:00
1900-02-03 22:00
1900-02-03 23:00
1900-02-04
1900-02-04 01:00
1900-02-04 02:00
1900-02-04 03:00
1900-02-04 04:00
1900-02-04 05:00
1900-02-04 06:00
1900-02-04 07:00
1900-02-04 08:00
1900-02-04 09:00
1900-02-04 10:00
1900-02-04 11:00
1900-02-04 12:00
1900-02-04 13:00
1900-02-04 14:00
1900-02-04 15:00
1900-02-04 16:00
1900-02-04 17:00
1900-02-04 18:00
1900-02-04 19:00
1900-02-04 20:00
1900-02-04 21:00
1900-02-04 22:00
1900-02-04 23:00
1900-02-05
1900-02-05 01:00
1900-02-05 02:00
1900-02-05 03:00
1900-02-05 04:00
1900-02-05 05:00
1900-02-05 06:00
1900-02-05 07:00
1900-02-05 08:00
1900-02-05 09:00
1900-02-05 10:00
1900-02-05 11:00
1900-02-05 12:00
1900-02-05 13:00
1900-02-05 14:00
1900-02-05 15:00
1900-02-05 16:00
1900-02-05 17:00
1900-02-05 18:00
1900-02-05 19:00
1900-02-05 20:00
1900-02-05 21:00
1900-02-05 22:00
1900-02-05 23:00
1900-02-06
1900-02-06 01:00
1900-02-06 02:00
1900-02-06 03:00
1900-02-06 04:00
1900-02-06 05:00
1900-02-06 06:00
1900-02-06 07:00
1900-02-06 08:00
1900-02-06 09:00
1900-02-06 10:00
1900-02-06 11:00
1900-02-06 12:00
1900-02-06 13:00
1900-02-06 14:00
1900-02-06 15:00
1900-02-06 16:00
1900-02-06 17:00
1900-02-06 18:00
1900-02-06 19:00
1900-02-06 20:00
1900-02-06 21:00
1900-02-06 22:00
1900-02-06 23:00
1900-02-07
1900-02-07 01:00
1900-02-07 02:00
1900-02-07 03:00
1900-02-07 04:00
1900-02-07 05:00
1900-02-07 06:00
1900-02-07 07:00
1900-02-07 08:00
1900-02-07 09:00
1900-02-07 10:00
1900-02-07 11:00
1900-02-07 12:00
1900-02-07 13:00
1900-02-07 14:00
1900-02-07 15:00
1900-02-07 16:00
1900-02-07 17:00
1900-02-07 18:00
1900-02-07 19:00
1900-02-07 20:00
1900-02-07 21:00
1900-02-07 22:00
1900-02-07 23:00
1900-02-08
1900-02-08 01:00
1900-02-08 02:00
1900-02-08 03:00
1900-02-08 04:00
1900-02-08 05:00
1900-02-08 06:00
1900-02-08 07:00
1900-02-08 08:00
1900-02-08 09:00
1900-02-08 10:00
1900-02-08 11:00
1900-02-08 12:00
1900-02-08 13:00
1900-02-08 14:00
1900-02-08 15:00
1900-02-08 16:00
1900-02-08 17:00
1900-02-08 18:00
1900-02-08 19:00
1900-02-08 20:00
1900-02-08 21:00
1900-02-08 22:00
1900-02-08 23:00
1900-02-09
1900-02-09 01:00
1900-02-09 02:00
1900-02-09 03:00
1900-02-09 04:00
1900-02-09 05:00
1900-02-09 06:00
1900-02-09 07:00
1900-02-09 08:00
1900-02-09 09:00
1900-02-09 10:00
1900-02-09 11:00
1900-02-09 12:00
1900-02-09 13:00
1900-02-09 14:00
1900-02-09 15:00
1900-02-09 16:00
1900-02-09 17:00
1900-02-09 18:00
1900-02-09 19:00
1900-02-09 20:00
1900-02-09 21:00
1900-02-09 22:00
1900-02-09 23:00
1900-02-10
1900-02-10 01:00
1900-02-10 02:00
1900-02-10 03:00
1900-02-10 04:00
1900-02-10 05:00
1900-02-10 06:00
1900-02-10 07:00
1900-02-10 08:00
1900-02-10 09:00
1900-02-10 10:00
1900-02-10 11:00
1900-02-10 12:00
1900-02-10 13:00
1900-02-10 14:00
1900-02-10 15:00
1900-02-10 16:00
1900-02-10 17:00
1900-02-10 18:00
1900-02-10 19:00
1900-02-10 20:00
1900-02-10 21:00
1900-02-10 22:00
1900-02-10 23:00
1900-02-11
1900-02-11 01:00
1900-02-11 02:00
1900-02-11 03:00
1900-02-11 04:00
1900-02-11 05:00
1900-02-11 06:00
1900-02-11 07:00
1900-02-11 08:00
1900-02-11 09:00
1900-02-11 10:00
1900-02-11 11:00
1900-02-11 12:00
1900-02-11 13:00
1900-02-11 14:00
1900-02-11 15:00
1900-02-11 16:00
1900-02-11 17:00
1900-02-11 18:00
1900-02-11 19:00
1900-02-11 20:00
1900-02-11 21:00
1900-02-11 22:00
1900-02-11 23:00
1900-02-12
1900-02-12 01:00
1900-02-12 02:00
1900-02-12 03:00
1900-02-12 04:00
1900-02-12 05:00
1900-02-12 06:00
1900-02-12 07:00
1900-02-12 08:00
1900-02-12 09:00
1900-02-12 10:00
1900-02-12 11:00
1900-02-12 12:00
1900-02-12 13:00
1900-02-12 14:00
1900-02-12 15:00
1900-02-12 16:00
1900-02-12 17:00
1900-02-12 18:00
1900-02-12 19:00
1900-02-12 20:00
1900-02-12 21:00
1900-02-12 22:00
1900-02-12 23:00
1900-02-13
1900-02-13 01:00
1900-02-13 02:00
1900-02-13 03:00
1900-02-13 04:00
1900-02-13 05:00
1900-02-13 06:00
1900-02-13 07:00
1900-02-13 08:00
1900-02-13 09:00
1900-02-13 10:00
1900-02-13 11:00
1900-02-13 12:00
1900-02-13 13:00
1900-02-13 14:00
1900-02-13 15:00
1900-02-13 16:00
1900-02-13 17:00
1900-02-13 18:00
1900-02-13 19:00
1900-02-13 20:00
1900-02-13 21:00
1900-02-13 22:00
1900-02-13 23:00
1900-02-14
1900-02-14 01:00
1900-02-14 02:00
1900-02-14 03:00
1900-02-14 04:00
1900-02-14 05:00
1900-02-14 06:00
1900-02-14 07:00
1900-02-14 08:00
1900-02-14 09:00
1900-02-14 10:00
1900-02-14 11:00
1900-02-14 12:00
1900-02-14 13:00
1900-02-14 14:00
1900-02-14 15:00
1900-02-14 16:00
1900-02-14 17:00
1900-02-14 18:00
1900-02-14 19:00
1900-02-14 20:00
1900-02-14 21:00
1900-02-14 22:00
1900-02-14 23:00
1900-02-15
1900-02-15 01:00
1900-02-15 02:00
1900-02-15 03:00
1900-02-15 04:00
1900-02-15 05:00
1900-02-15 06:00
1900-02-15 07:00
1900-02-15 08:00
1900-02-15 09:00
1900-02-15 10:00
1900-02-15 11:00
1900-02-15 12:00
1900-02-15 13:00
1900-02-15 14:00
1900-02-15 15:00
1900-02-15 16:00
1900-02-15 17:00
1900-02-15 18:00
1900-02-15 19:00
1900-02-15 20:00
1900-02-15 21:00
1900-02-15 22:00
1900-02-15 23:00
1900-02-16
1900-02-16 01:00
1900-02-16 02:00
1900-02-16 03:00
1900-02-16 04:00
1900-02-16 05:00
1900-02-16 06:00
1900-02-16 07:00
1900-02-16 08:00
1900-02-16 09:00
1900-02-16 10:00
1900-02-16 11:00
1900-02-16 12:00
1900-02-16 13:00
1900-02-16 14:00
1900-02-16 15:00
1900-02-16 16:00
1900-02-16 17:00
1900-02-16 18:00
1900-02-16 19:00
1900-02-16 20:00
1900-02-16 21:00
1900-02-16 22:00
1900-02-16 23:00
1900-02-17
1900-02-17 01:00
1900-02-17 02:00
1900-02-17 03:00
1900-02-17 04:00
1900-02-17 05:00
1900-02-17 06:00
1900-02-17 07:00
1900-02-17 08:00
1900-02-17 09:00
1900-02-17 10:00
1900-02-17 11:00
1900-02-17 12:00
1900-02-17 13:00
1900-02-17 14:00
1900-02-17 15:00
1900-02-17 16:00
1900-02-17 17:00
1900-02-17 18:00
1900-02-17 19:00
1900-02-17 20:00
1900-02-17 21:00
1900-02-17 22:00
1900-02-17 23:00
1900-02-18
1900-02-18 01:00
1900-02-18 02:00
1900-02-18 03:00
1900-02-18 04:00
1900-02-18 05:00
1900-02-18 06:00
1900-02-18 07:00
1900-02-18 08:00
1900-02-18 09:00
1900-02-18 10:00
1900-02-18 11:00
1900-02-18 12:00
1900-02-18 13:00
1900-02-18 14:00
1900-02-18 15:00
1900-02-18 16:00
1900-02-18 17:00
1900-02-18 18:00
1900-02-18 19:00
1900-02-18 20:00
1900-02-18 21:00
1900-02-18 22:00
1900-02-18 23:00
1900-02-19
1900-02-19 01:00
1900-02-19 02:00
1900-02-19 03:00
1900-02-19 04:00
1900-02-19 05:00
1900-02-19 06:00
1900-02-19 07:00
1900-02-19 08:00
1900-02-19 09:00
1900-02-19 10:00
1900-02-19 11:00
1900-02-19 12:00
1900-02-19 13:00
1900-02-19 14:00
1900-02-19 15:00
1900-02-19 16:00
1900-02-19 17:00
1900-02-19 18:00
1900-02-19 19:00
1900-02-19 20:00
1900-02-19 21:00
1900-02-19 22:00
1900-02-19 23:00
1900-02-20
1900-02-20 01:00
1900-02-20 02:00
1900-02-20 03:00
1900-02-20 04:00
1900-02-20 05:00
1900-02-20 06:00
1900-02-20 07:00
1900-02-20 08:00
1900-02-20 09:00
1900-02-20 10:00
1900-02-20 11:00
1900-02-20 12:00
1900-02-20 13:00
1900-02-20 14:00
1900-02-20 15:00
1900-02-20 16:00
1900-02-20 17:00
1900-02-20 18:00
1900-02-20 19:00
1900-02-20 20:00
1900-02-20 21:00
1900-02-20 22:00
1900-02-20 23:00
1900-02-21
1900-02-21 01:00
1900-02-21 02:00
1900-02-21 03:00
1900-02-21 04:00
1900-02-21 05:00
1900-02-21 06:00
1900-02-21 07:00
1900-02-21 08:00
1900-02-21 09:00
1900-02-21 10:00
1900-02-21 11:00
1900-02-21 12:00
1900-02-21 13:00
1900-02-21 14:00
1900-02-21 15:00
1900-02-21 16:00
1900-02-21 17:00
1900-02-21 18:00
1900-02-21 19:00
1900-02-21 20:00
1900-02-21 21:00
1900-02-21 22:00
1900-02-21 23:00
1900-02-22
1900-02-22 01:00
1900-02-22 02:00
1900-02-22 03:00
1900-02-22 04:00
1900-02-22 05:00
1900-02-22 06:00
1900-02-22 07:00
1900-02-22 08:00
1900-02-22 09:00
1900-02-22 10:00
1900-02-22 11:00
1900-02-22 12:00
1900-02-22 13:00
1900-02-22 14:00
1900-02-22 15:00
1900-02-22 16:00
1900-02-22 17:00
1900-02-22 18:00
1900-02-22 19:00
1900-02-22 20:00
1900-02-22 21:00
1900-02-22 22:00
1900-02-22 23:00
1900-02-23
1900-02-23 01:00
1900-02-23 02:00
1900-02-23 03:00
1900-02-23 04:00
1900-02-23 05:00
1900-02-23 06:00
1900-02-23 07:00
1900-02-23 08:00
1900-02-23 09:00
1900-02-23 10:00
1900-02-23 11:00
1900-02-23 12:00
1900-02-23 13:00
1900-02-23 14:00
1900-02-23 15:00
1900-02-23 16:00
1900-02-23 17:00
1900-02-23 18:00
1900-02-23 19:00
1900-02-23 20:00
1900-02-23 21:00
1900-02-23 22:00
1900-02-23 23:00
1900-02-24
1900-02-24 01:00
1900-02-24 02:00
1900-02-24 03:00
1900-02-24 04:00
1900-02-24 05:00
1900-02-24 06:00
1900-02-24 07:00
1900-02-24 08:00
1900-02-24 09:00
1900-02-24 10:00
1900-02-24 11:00
1900-02-24 12:00
1900-02-24 13:00
1900-02-24 14:00
1900-02-24 15:00
1900-02-24 16:00
1900-02-24 17:00
1900-02-24 18:00
1900-02-24 19:00
1900-02-24 20:00
1900-02-24 21:00
1900-02-24 22:00
1900-02-24 23:00
1900-02-25
1900-02-25 01:00
1900-02-25 02:00
1900-02-25 03:00
1900-02-25 04:00
1900-02-25 05:00
1900-02-25 06:00
1900-02-25 07:00
1900-02-25 08:00
1900-02-25 09:00
1900-02-25 10:00
1900-02-25 11:00
1900-02-25 12:00
1900-02-25 13:00
1900-02-25 14:00
1900-02-25 15:00
1900-02-25 16:00
1900-02-25 17:00
1900-02-25 18:00
1900-02-25 19:00
1900-02-25 20:00
1900-02-25 21:00
1900-02-25 22:00
1900-02-25 23:00
1900-02-26
1900-02-26 01:00
1900-02-26 02:00
1900-02-26 03:00
1900-02-26 04:00
1900-02-26 05:00
1900-02-26 06:00
1900-02-26 07:00
1900-02-26 08:00
1900-02-26 09:00
1900-02-26 10:00
1900-02-26 11:00
1900-02-26 12:00
1900-02-26 13:00
1900-02-26 14:00
1900-02-26 15:00
1900-02-26 16:00
1900-02-26 17:00
1900-02-26 18:00
1900-02-26 19:00
1900-02-26 20:00
1900-02-26 21:00
1900-02-26 22:00
1900-02-26 23:00
1900-02-27
1900-02-27 01:00
1900-02-27 02:00
1900-02-27 03:00
1900-02-27 04:00
1900-02-27 05:00
1900-02-27 06:00
1900-02-27 07:00
1900-02-27 08:00
1900-02-27 09:00
1900-02-27 10:00
1900-02-27 11:00
1900-02-27 12:00
1900-02-27 13:00
1900-02-27 14:00
1900-02-27 15:00
1900-02-27 16:00
1900-02-27 17:00
1900-02-27 18:00
1900-02-27 19:00
1900-02-27 20:00
1900-02-27 21:00
1900-02-27 22:00
1900-02-27 23:00
1900-02-28
1900-02-28 01:00
1900-02-28 02:00
1900-02-28 03:00
1900-02-28 04:00
1900-02-28 05:00
1900-02-28 06:00
1900-02-28 07:00
1900-02-28 08:00
1900-02-28 09:00
1900-02-28 10:00
1900-02-28 11:00
1900-02-28 12:00
1900-02-28 13:00
1900-02-28 14:00
1900-02-28 15:00
1900-02-28 16:00
1900-02-28 17:00
1900-02-28 18:00
1900-02-28 19:00
1900-02-28 20:00
1900-02-28 21:00
1900-02-28 22:00
1900-02-28 23:00
1900-03-01
1900-03-01 01:00
1900-03-01 02:00
1900-03-01 03:00
1900-03-01 04:00
1900-03-01 05:00
1900-03-01 06:00
1900-03-01 07:00
1900-03-01 08:00
1900-03-01 09:00
1900-03-01 10:00
1900-03-01 11:00
1900-03-01 12:00
1900-03-01 13:00
1900-03-01 14:00
1900-03-01 15:00
1900-03-01 16:00
1900-03-01 17:00
1900-03-01 18:00
1900-03-01 19:00
1900-03-01 20:00
1900-03-01 21:00
1900-03-01 22:00
1900-03-01 23:00
1900-03-02
1900-03-02 01:00
1900-03-02 02:00
1900-03-02 03:00
1900-03-02 04:00
1900-03-02 05:00
1900-03-02 06:00
1900-03-02 07:00
1900-03-02 08:00
1900-03-02 09:00
1900-03-02 10:00
1900-03-02 11:00
1900-03-02 12:00
1900-03-02 13:00
1900-03-02 14:00
1900-03-02 15:00
1900-03-02 16:00
1900-03-02 17:00
1900-03-02 18:00
1900-03-02 19:00
1900-03-02 20:00
1900-03-02 21:00
1900-03-02 22:00
1900-03-02 23:00
1900-03-03
1900-03-03 01:00
1900-03-03 02:00
1900-03-03 03:00
1900-03-03 04:00
1900-03-03 05:00
1900-03-03 06:00
1900-03-03 07:00
1900-03-03 08:00
1900-03-03 09:00
1900-03-03 10:00
1900-03-03 11:00
1900-03-03 12:00
1900-03-03 13:00
1900-03-03 14:00
1900-03-03 15:00
1900-03-03 16:00
1900-03-03 17:00
1900-03-03 18:00
1900-03-03 19:00
1900-03-03 20:00
1900-03-03 21:00
1900-03-03 22:00
1900-03-03 23:00
1900-03-04
1900-03-04 01:00
1900-03-04 02:00
1900-03-04 03:00
1900-03-04 04:00
1900-03-04 05:00
1900-03-04 06:00
1900-03-04 07:00
1900-03-04 08:00
1900-03-04 09:00
1900-03-04 10:00
1900-03-04 11:00
1900-03-04 12:00
1900-03-04 13:00
1900-03-04 14:00
1900-03-04 15:00
1900-03-04 16:00
1900-03-04 17:00
1900-03-04 18:00
1900-03-04 19:00
1900-03-04 20:00
1900-03-04 21:00
1900-03-04 22:00
1900-03-04 23:00
1900-03-05
1900-03-05 01:00
1900-03-05 02:00
1900-03-05 03:00
1900-03-05 04:00
1900-03-05 05:00
1900-03-05 06:00
1900-03-05 07:00
1900-03-05 08:00
1900-03-05 09:00
1900-03-05 10:00
1900-03-05 11:00
1900-03-05 12:00
1900-03-05 13:00
1900-03-05 14:00
1900-03-05 15:00
1900-03-05 16:00
1900-03-05 17:00
1900-03-05 18:00
1900-03-05 19:00
1900-03-05 20:00
1900-03-05 21:00
1900-03-05 22:00
1900-03-05 23:00
1900-03-06
1900-03-06 01:00
1900-03-06 02:00
1900-03-06 03:00
1900-03-06 04:00
1900-03-06 05:00
1900-03-06 06:00
1900-03-06 07:00
1900-03-06 08:00
1900-03-06 09:00
1900-03-06 10:00
1900-03-06 11:00
1900-03-06 12:00
1900-03-06 13:00
1900-03-06 14:00
1900-03-06 15:00
1900-03-06 16:00
1900-03-06 17:00
1900-03-06 18:00
1900-03-06 19:00
1900-03-06 20:00
1900-03-06 21:00
1900-03-06 22:00
1900-03-06 23:00
1900-03-07
1900-03-07 01:00
1900-03-07 02:00
1900-03-07 03:00
1900-03-07 04:00
1900-03-07 05:00
1900-03-07 06:00
1900-03-07 07:00
1900-03-07 08:00
1900-03-07 09:00
1900-03-07 10:00
1900-03-07 11:00
1900-03-07 12:00
1900-03-07 13:00
1900-03-07 14:00
1900-03-07 15:00
1900-03-07 16:00
1900-03-07 17:00
1900-03-07 18:00
1900-03-07 19:00
1900-03-07 20:00
1900-03-07 21:00
1900-03-07 22:00
1900-03-07 23:00
1900-03-08
1900-03-08 01:00
1900-03-08 02:00
1900-03-08 03:00
1900-03-08 04:00
1900-03-08 05:00
1900-03-08 06:00
1900-03-08 07:00
1900-03-08 08:00
1900-03-08 09:00
1900-03-08 10:00
1900-03-08 11:00
1900-03-08 12:00
1900-03-08 13:00
1900-03-08 14:00
1900-03-08 15:00
1900-03-08 16:00
1900-03-08 17:00
1900-03-08 18:00
1900-03-08 19:00
1900-03-08 20:00
1900-03-08 21:00
1900-03-08 22:00
1900-03-08 23:00
1900-03-09
1900-03-09 01:00
1900-03-09 02:00
1900-03-09 03:00
1900-03-09 04:00
1900-03-09 05:00
1900-03-09 06:00
1900-03-09 07:00
1900-03-09 08:00
1900-03-09 09:00
1900-03-09 10:00
1900-03-09 11:00
1900-03-09 12:00
1900-03-09 13:00
1900-03-09 14:00
1900-03-09 15:00
1900-03-09 16:00
1900-03-09 17:00
1900-03-09 18:00
1900-03-09 19:00
1900-03-09 20:00
1900-03-09 21:00
1900-03-09 22:00
1900-03-09 23:00
1900-03-10
1900-03-10 01:00
1900-03-10 02:00
1900-03-10 03:00
1900-03-10 04:00
1900-03-10 05:00
1900-03-10 06:00
1900-03-10 07:00
1900-03-10 08:00
1900-03-10 09:00
1900-03-10 10:00
1900-03-10 11:00
1900-03-10 12:00
1900-03-10 13:00
1900-03-10 14:00
1900-03-10 15:00
1900-03-10 16:00
1900-03-10 17:00
1900-03-10 18:00
1900-03-10 19:00
1900-03-10 20:00
1900-03-10 21:00
1900-03-10 22:00
1900-03-10 23:00
1900-03-11
1900-03-11 01:00
1900-03-11 02:00
1900-03-11 03:00
1900-03-11 04:00
1900-03-11 05:00
1900-03-11 06:00
1900-03-11 07:00
1900-03-11 08:00
1900-03-11 09:00
1900-03-11 10:00
1900-03-11 11:00
1900-03-11 12:00
1900-03-11 13:00
1900-03-11 14:00
1900-03-11 15:00
1900-03-11 16:00
1900-03-11 17:00
1900-03-11 18:00
1900-03-11 19:00
1900-03-11 20:00
1900-03-11 21:00
1900-03-11 22:00
1900-03-11 23:00
1900-03-12
1900-03-12 01:00
1900-03-12 02:00
1900-03-12 03:00
1900-03-12 04:00
1900-03-12 05:00
1900-03-12 06:00
1900-03-12 07:00
1900-03-12 08:00
1900-03-12 09:00
1900-03-12 10:00
1900-03-12 11:00
1900-03-12 12:00
1900-03-12 13:00
1900-03-12 14:00
1900-03-12 15:00
1900-03-12 16:00
1900-03-12 17:00
1900-03-12 18:00
1900-03-12 19:00
1900-03-12 20:00
1900-03-12 21:00
1900-03-12 22:00
1900-03-12 23:00
1900-03-13
1900-03-13 01:00
1900-03-13 02:00
1900-03-13 03:00
1900-03-13 04:00
1900-03-13 05:00
1900-03-13 06:00
1900-03-13 07:00
1900-03-13 08:00
1900-03-13 09:00
1900-03-13 10:00
1900-03-13 11:00
1900-03-13 12:00
1900-03-13 13:00
1900-03-13 14:00
1900-03-13 15:00
1900-03-13 16:00
1900-03-13 17:00
1900-03-13 18:00
1900-03-13 19:00
1900-03-13 20:00
1900-03-13 21:00
1900-03-13 22:00
1900-03-13 23:00
1900-03-14
1900-03-14 01:00
1900-03-14 02:00
1900-03-14 03:00
1900-03-14 04:00
1900-03-14 05:00
1900-03-14 06:00
1900-03-14 07:00
1900-03-14 08:00
1900-03-14 09:00
1900-03-14 10:00
1900-03-14 11:00
1900-03-14 12:00
1900-03-14 13:00
1900-03-14 14:00
1900-03-14 15:00
1900-03-14 16:00
1900-03-14 17:00
1900-03-14 18:00
1900-03-14 19:00
1900-03-14 20:00
1900-03-14 21:00
1900-03-14 22:00
1900-03-14 23:00
1900-03-15
1900-03-15 01:00
1900-03-15 02:00
1900-03-15 03:00
1900-03-15 04:00
1900-03-15 05:00
1900-03-15 06:00
1900-03-15 07:00
1900-03-15 08:00
1900-03-15 09:00
1900-03-15 10:00
1900-03-15 11:00
1900-03-15 12:00
1900-03-15 13:00
1900-03-15 14:00
1900-03-15 15:00
1900-03-15 16:00
1900-03-15 17:00
1900-03-15 18:00
1900-03-15 19:00
1900-03-15 20:00
1900-03-15 21:00
1900-03-15 22:00
1900-03-15 23:00
1900-03-16
1900-03-16 01:00
1900-03-16 02:00
1900-03-16 03:00
1900-03-16 04:00
1900-03-16 05:00
1900-03-16 06:00
1900-03-16 07:00
1900-03-16 08:00
1900-03-16 09:00
1900-03-16 10:00
1900-03-16 11:00
1900-03-16 12:00
1900-03-16 13:00
1900-03-16 14:00
1900-03-16 15:00
1900-03-16 16:00
1900-03-16 17:00
1900-03-16 18:00
1900-03-16 19:00
1900-03-16 20:00
1900-03-16 21:00
1900-03-16 22:00
1900-03-16 23:00
1900-03-17
1900-03-17 01:00
1900-03-17 02:00
1900-03-17 03:00
1900-03-17 04:00
1900-03-17 05:00
1900-03-17 06:00
1900-03-17 07:00
1900-03-17 08:00
1900-03-17 09:00
1900-03-17 10:00
1900-03-17 11:00
1900-03-17 12:00
1900-03-17 13:00
1900-03-17 14:00
1900-03-17 15:00
1900-03-17 16:00
1900-03-17 17:00
1900-03-17 18:00
1900-03-17 19:00
1900-03-17 20:00
1900-03-17 21:00
1900-03-17 22:00
1900-03-17 23:00
1900-03-18
1900-03-18 01:00
1900-03-18 02:00
1900-03-18 03:00
1900-03-18 04:00
1900-03-18 05:00
1900-03-18 06:00
1900-03-18 07:00
1900-03-18 08:00
1900-03-18 09:00
1900-03-18 10:00
1900-03-18 11:00
1900-03-18 12:00
1900-03-18 13:00
1900-03-18 14:00
1900-03-18 15:00
1900-03-18 16:00
1900-03-18 17:00
1900-03-18 18:00
1900-03-18 19:00
1900-03-18 20:00
1900-03-18 21:00
1900-03-18 22:00
1900-03-18 23:00
1900-03-19
1900-03-19 01:00
1900-03-19 02:00
1900-03-19 03:00
1900-03-19 04:00
1900-03-19 05:00
1900-03-19 06:00
1900-03-19 07:00
1900-03-19 08:00
1900-03-19 09:00
1900-03-19 10:00
1900-03-19 11:00
1900-03-19 12:00
1900-03-19 13:00
1900-03-19 14:00
1900-03-19 15:00
1900-03-19 16:00
1900-03-19 17:00
1900-03-19 18:00
1900-03-19 19:00
1900-03-19 20:00
1900-03-19 21:00
1900-03-19 22:00
1900-03-19 23:00
1900-03-20
1900-03-20 01:00
1900-03-20 02:00
1900-03-20 03:00
1900-03-20 04:00
1900-03-20 05:00
1900-03-20 06:00
1900-03-20 07:00
1900-03-20 08:00
1900-03-20 09:00
1900-03-20 10:00
1900-03-20 11:00
1900-03-20 12:00
1900-03-20 13:00
1900-03-20 14:00
1900-03-20 15:00
1900-03-20 16:00
1900-03-20 17:00
1900-03-20 18:00
1900-03-20 19:00
1900-03-20 20:00
1900-03-20 21:00
1900-03-20 22:00
1900-03-20 23:00
1900-03-21
1900-03-21 01:00
1900-03-21 02:00
1900-03-21 03:00
1900-03-21 04:00
1900-03-21 05:00
1900-03-21 06:00
1900-03-21 07:00
1900-03-21 08:00
1900-03-21 09:00
1900-03-21 10:00
1900-03-21 11:00
1900-03-21 12:00
1900-03-21 13:00
1900-03-21 14:00
1900-03-21 15:00
1900-03-21 16:00
1900-03-21 17:00
1900-03-21 18:00
1900-03-21 19:00
1900-03-21 20:00
1900-03-21 21:00
1900-03-21 22:00
1900-03-21 23:00
1900-03-22
1900-03-22 01:00
1900-03-22 02:00
1900-03-22 03:00
1900-03-22 04:00
1900-03-22 05:00
1900-03-22 06:00
1900-03-22 07:00
1900-03-22 08:00
1900-03-22 09:00
1900-03-22 10:00
1900-03-22 11:00
1900-03-22 12:00
1900-03-22 13:00
1900-03-22 14:00
1900-03-22 15:00
1900-03-22 16:00
1900-03-22 17:00
1900-03-22 18:00
1900-03-22 19:00
1900-03-22 20:00
1900-03-22 21:00
1900-03-22 22:00
1900-03-22 23:00
1900-03-23
1900-03-23 01:00
1900-03-23 02:00
1900-03-23 03:00
1900-03-23 04:00
1900-03-23 05:00
1900-03-23 06:00
1900-03-23 07:00
1900-03-23 08:00
1900-03-23 09:00
1900-03-23 10:00
1900-03-23 11:00
1900-03-23 12:00
1900-03-23 13:00
1900-03-23 14:00
1900-03-23 15:00
1900-03-23 16:00
1900-03-23 17:00
1900-03-23 18:00
1900-03-23 19:00
1900-03-23 20:00
1900-03-23 21:00
1900-03-23 22:00
1900-03-23 23:00
1900-03-24
1900-03-24 01:00
1900-03-24 02:00
1900-03-24 03:00
1900-03-24 04:00
1900-03-24 05:00
1900-03-24 06:00
1900-03-24 07:00
1900-03-24 08:00
1900-03-24 09:00
1900-03-24 10:00
1900-03-24 11:00
1900-03-24 12:00
1900-03-24 13:00
1900-03-24 14:00
1900-03-24 15:00
1900-03-24 16:00
1900-03-24 17:00
1900-03-24 18:00
1900-03-24 19:00
1900-03-24 20:00
1900-03-24 21:00
1900-03-24 22:00
1900-03-24 23:00
1900-03-25
1900-03-25 01:00
1900-03-25 02:00
1900-03-25 03:00
1900-03-25 04:00
1900-03-25 05:00
1900-03-25 06:00
1900-03-25 07:00
1900-03-25 08:00
1900-03-25 09:00
1900-03-25 10:00
1900-03-25 11:00
1900-03-25 12:00
1900-03-25 13:00
1900-03-25 14:00
1900-03-25 15:00
1900-03-25 16:00
1900-03-25 17:00
1900-03-25 18:00
1900-03-25 19:00
1900-03-25 20:00
1900-03-25 21:00
1900-03-25 22:00
1900-03-25 23:00
1900-03-26
1900-03-26 01:00
1900-03-26 02:00
1900-03-26 03:00
1900-03-26 04:00
1900-03-26 05:00
1900-03-26 06:00
1900-03-26 07:00
1900-03-26 08:00
1900-03-26 09:00
1900-03-26 10:00
1900-03-26 11:00
1900-03-26 12:00
1900-03-26 13:00
1900-03-26 14:00
1900-03-26 15:00
1900-03-26 16:00
1900-03-26 17:00
1900-03-26 18:00
1900-03-26 19:00
1900-03-26 20:00
1900-03-26 21:00
1900-03-26 22:00
1900-03-26 23:00
1900-03-27
1900-03-27 01:00
1900-03-27 02:00
1900-03-27 03:00
1900-03-27 04:00
1900-03-27 05:00
1900-03-27 06:00
1900-03-27 07:00
1900-03-27 08:00
1900-03-27 09:00
1900-03-27 10:00
1900-03-27 11:00
1900-03-27 12:00
1900-03-27 13:00
1900-03-27 14:00
1900-03-27 15:00
1900-03-27 16:00
1900-03-27 17:00
1900-03-27 18:00
1900-03-27 19:00
1900-03-27 20:00
1900-03-27 21:00
1900-03-27 22:00
1900-03-27 23:00
1900-03-28
1900-03-28 01:00
1900-03-28 02:00
1900-03-28 03:00
1900-03-28 04:00
1900-03-28 05:00
1900-03-28 06:00
1900-03-28 07:00
1900-03-28 08:00
1900-03-28 09:00
1900-03-28 10:00
1900-03-28 11:00
1900-03-28 12:00
1900-03-28 13:00
1900-03-28 14:00
1900-03-28 15:00
1900-03-28 16:00
1900-03-28 17:00
1900-03-28 18:00
1900-03-28 19:00
1900-03-28 20:00
1900-03-28 21:00
1900-03-28 22:00
1900-03-28 23:00
1900-03-29
1900-03-29 01:00
1900-03-29 02:00
1900-03-29 03:00
1900-03-29 04:00
1900-03-29 05:00
1900-03-29 06:00
1900-03-29 07:00
1900-03-29 08:00
1900-03-29 09:00
1900-03-29 10:00
1900-03-29 11:00
1900-03-29 12:00
1900-03-29 13:00
1900-03-29 14:00
1900-03-29 15:00
1900-03-29 16:00
1900-03-29 17:00
1900-03-29 18:00
1900-03-29 19:00
1900-03-29 20:00
1900-03-29 21:00
1900-03-29 22:00
1900-03-29 23:00
1900-03-30
1900-03-30 01:00
1900-03-30 02:00
1900-03-30 03:00
1900-03-30 04:00
1900-03-30 05:00
1900-03-30 06:00
1900-03-30 07:00
1900-03-30 08:00
1900-03-30 09:00
1900-03-30 10:00
1900-03-30 11:00
1900-03-30 12:00
1900-03-30 13:00
1900-03-30 14:00
1900-03-30 15:00
1900-03-30 16:00
1900-03-30 17:00
1900-03-30 18:00
1900-03-30 19:00
1900-03-30 20:00
1900-03-30 21:00
1900-03-30 22:00
1900-03-30 23:00
1900-03-31
1900-03-31 01:00
1900-03-31 02:00
1900-03-31 03:00
1900-03-31 04:00
1900-03-31 05:00
1900-03-31 06:00
1900-03-31 07:00
1900-03-31 08:00
1900-03-31 09:00
1900-03-31 10:00
1900-03-31 11:00
1900-03-31 12:00
1900-03-31 13:00
1900-03-31 14:00
1900-03-31 15:00
1900-03-31 16:00
1900-03-31 17:00
1900-03-31 18:00
1900-03-31 19:00
1900-03-31 20:00
1900-03-31 21:00
1900-03-31 22:00
1900-03-31 23:00
1900-04-01
1900-04-01 01:00
1900-04-01 02:00
1900-04-01 03:00
1900-04-01 04:00
1900-04-01 05:00
1900-04-01 06:00
1900-04-01 07:00
1900-04-01 08:00
1900-04-01 09:00
1900-04-01 10:00
1900-04-01 11:00
1900-04-01 12:00
1900-04-01 13:00
1900-04-01 14:00
1900-04-01 15:00
1900-04-01 16:00
1900-04-01 17:00
1900-04-01 18:00
1900-04-01 19:00
1900-04-01 20:00
1900-04-01 21:00
1900-04-01 22:00
1900-04-01 23:00
1900-04-02
1900-04-02 01:00
1900-04-02 02:00
1900-04-02 03:00
1900-04-02 04:00
1900-04-02 05:00
1900-04-02 06:00
1900-04-02 07:00
1900-04-02 08:00
1900-04-02 09:00
1900-04-02 10:00
1900-04-02 11:00
1900-04-02 12:00
1900-04-02 13:00
1900-04-02 14:00
1900-04-02 15:00
1900-04-02 16:00
1900-04-02 17:00
1900-04-02 18:00
1900-04-02 19:00
1900-04-02 20:00
1900-04-02 21:00
1900-04-02 22:00
1900-04-02 23:00
1900-04-03
1900-04-03 01:00
1900-04-03 02:00
1900-04-03 03:00
1900-04-03 04:00
1900-04-03 05:00
1900-04-03 06:00
1900-04-03 07:00
1900-04-03 08:00
1900-04-03 09:00
1900-04-03 10:00
1900-04-03 11:00
1900-04-03 12:00
1900-04-03 13:00
1900-04-03 14:00
1900-04-03 15:00
1900-04-03 16:00
1900-04-03 17:00
1900-04-03 18:00
1900-04-03 19:00
1900-04-03 20:00
1900-04-03 21:00
1900-04-03 22:00
1900-04-03 23:00
1900-04-04
1900-04-04 01:00
1900-04-04 02:00
1900-04-04 03:00
1900-04-04 04:00
1900-04-04 05:00
1900-04-04 06:00
1900-04-04 07:00
1900-04-04 08:00
1900-04-04 09:00
1900-04-04 10:00
1900-04-04 11:00
1900-04-04 12:00
1900-04-04 13:00
1900-04-04 14:00
1900-04-04 15:00
1900-04-04 16:00
1900-04-04 17:00
1900-04-04 18:00
1900-04-04 19:00
1900-04-04 20:00
1900-04-04 21:00
1900-04-04 22:00
1900-04-04 23:00
1900-04-05
1900-04-05 01:00
1900-04-05 02:00
1900-04-05 03:00
1900-04-05 04:00
1900-04-05 05:00
1900-04-05 06:00
1900-04-05 07:00
1900-04-05 08:00
1900-04-05 09:00
1900-04-05 10:00
1900-04-05 11:00
1900-04-05 12:00
1900-04-05 13:00
1900-04-05 14:00
1900-04-05 15:00
1900-04-05 16:00
1900-04-05 17:00
1900-04-05 18:00
1900-04-05 19:00
1900-04-05 20:00
1900-04-05 21:00
1900-04-05 22:00
1900-04-05 23:00
1900-04-06
1900-04-06 01:00
1900-04-06 02:00
1900-04-06 03:00
1900-04-06 04:00
1900-04-06 05:00
1900-04-06 06:00
1900-04-06 07:00
1900-04-06 08:00
1900-04-06 09:00
1900-04-06 10:00
1900-04-06 11:00
1900-04-06 12:00
1900-04-06 13:00
1900-04-06 14:00
1900-04-06 15:00
1900-04-06 16:00
1900-04-06 17:00
1900-04-06 18:00
1900-04-06 19:00
1900-04-06 20:00
1900-04-06 21:00
1900-04-06 22:00
1900-04-06 23:00
1900-04-07
1900-04-07 01:00
1900-04-07 02:00
1900-04-07 03:00
1900-04-07 04:00
1900-04-07 05:00
1900-04-07 06:00
1900-04-07 07:00
1900-04-07 08:00
1900-04-07 09:00
1900-04-07 10:00
1900-04-07 11:00
1900-04-07 12:00
1900-04-07 13:00
1900-04-07 14:00
1900-04-07 15:00
1900-04-07 16:00
1900-04-07 17:00
1900-04-07 18:00
1900-04-07 19:00
1900-04-07 20:00
1900-04-07 21:00
1900-04-07 22:00
1900-04-07 23:00
1900-04-08
1900-04-08 01:00
1900-04-08 02:00
1900-04-08 03:00
1900-04-08 04:00
1900-04-08 05:00
1900-04-08 06:00
1900-04-08 07:00
1900-04-08 08:00
1900-04-08 09:00
1900-04-08 10:00
1900-04-08 11:00
1900-04-08 12:00
1900-04-08 13:00
1900-04-08 14:00
1900-04-08 15:00
1900-04-08 16:00
1900-04-08 17:00
1900-04-08 18:00
1900-04-08 19:00
1900-04-08 20:00
1900-04-08 21:00
1900-04-08 22:00
1900-04-08 23:00
1900-04-09
1900-04-09 01:00
1900-04-09 02:00
1900-04-09 03:00
1900-04-09 04:00
1900-04-09 05:00
1900-04-09 06:00
1900-04-09 07:00
1900-04-09 08:00
1900-04-09 09:00
1900-04-09 10:00
1900-04-09 11:00
1900-04-09 12:00
1900-04-09 13:00
1900-04-09 14:00
1900-04-09 15:00
1900-04-09 16:00
1900-04-09 17:00
1900-04-09 18:00
1900-04-09 19:00
1900-04-09 20:00
1900-04-09 21:00
1900-04-09 22:00
1900-04-09 23:00
1900-04-10
1900-04-10 01:00
1900-04-10 02:00
1900-04-10 03:00
1900-04-10 04:00
1900-04-10 05:00
1900-04-10 06:00
1900-04-10 07:00
1900-04-10 08:00
1900-04-10 09:00
1900-04-10 10:00
1900-04-10 11:00
1900-04-10 12:00
1900-04-10 13:00
1900-04-10 14:00
1900-04-10 15:00
1900-04-10 16:00
1900-04-10 17:00
1900-04-10 18:00
1900-04-10 19:00
1900-04-10 20:00
1900-04-10 21:00
1900-04-10 22:00
1900-04-10 23:00
1900-04-11
1900-04-11 01:00
1900-04-11 02:00
1900-04-11 03:00
1900-04-11 04:00
1900-04-11 05:00
1900-04-11 06:00
1900-04-11 07:00
1900-04-11 08:00
1900-04-11 09:00
1900-04-11 10:00
1900-04-11 11:00
1900-04-11 12:00
1900-04-11 13:00
1900-04-11 14:00
1900-04-11 15:00
1900-04-11 16:00
1900-04-11 17:00
1900-04-11 18:00
1900-04-11 19:00
1900-04-11 20:00
1900-04-11 21:00
1900-04-11 22:00
1900-04-11 23:00
1900-04-12
1900-04-12 01:00
1900-04-12 02:00
1900-04-12 03:00
1900-04-12 04:00
1900-04-12 05:00
1900-04-12 06:00
1900-04-12 07:00
1900-04-12 08:00
1900-04-12 09:00
1900-04-12 10:00
1900-04-12 11:00
1900-04-12 12:00
1900-04-12 13:00
1900-04-12 14:00
1900-04-12 15:00
1900-04-12 16:00
1900-04-12 17:00
1900-04-12 18:00
1900-04-12 19:00
1900-04-12 20:00
1900-04-12 21:00
1900-04-12 22:00
1900-04-12 23:00
1900-04-13
1900-04-13 01:00
1900-04-13 02:00
1900-04-13 03:00
1900-04-13 04:00
1900-04-13 05:00
1900-04-13 06:00
1900-04-13 07:00
1900-04-13 08:00
1900-04-13 09:00
1900-04-13 10:00
1900-04-13 11:00
1900-04-13 12:00
1900-04-13 13:00
1900-04-13 14:00
1900-04-13 15:00
1900-04-13 16:00
1900-04-13 17:00
1900-04-13 18:00
1900-04-13 19:00
1900-04-13 20:00
1900-04-13 21:00
1900-04-13 22:00
1900-04-13 23:00
1900-04-14
1900-04-14 01:00
1900-04-14 02:00
1900-04-14 03:00
1900-04-14 04:00
1900-04-14 05:00
1900-04-14 06:00
1900-04-14 07:00
1900-04-14 08:00
1900-04-14 09:00
1900-04-14 10:00
1900-04-14 11:00
1900-04-14 12:00
1900-04-14 13:00
1900-04-14 14:00
1900-04-14 15:00
1900-04-14 16:00
1900-04-14 17:00
1900-04-14 18:00
1900-04-14 19:00
1900-04-14 20:00
1900-04-14 21:00
1900-04-14 22:00
1900-04-14 23:00
1900-04-15
1900-04-15 01:00
1900-04-15 02:00
1900-04-15 03:00
1900-04-15 04:00
1900-04-15 05:00
1900-04-15 06:00
1900-04-15 07:00
1900-04-15 08:00
1900-04-15 09:00
1900-04-15 10:00
1900-04-15 11:00
1900-04-15 12:00
1900-04-15 13:00
1900-04-15 14:00
1900-04-15 15:00
1900-04-15 16:00
1900-04-15 17:00
1900-04-15 18:00
1900-04-15 19:00
1900-04-15 20:00
1900-04-15 21:00
1900-04-15 22:00
1900-04-15 23:00
1900-04-16
1900-04-16 01:00
1900-04-16 02:00
1900-04-16 03:00
1900-04-16 04:00
1900-04-16 05:00
1900-04-16 06:00
1900-04-16 07:00
1900-04-16 08:00
1900-04-16 09:00
1900-04-16 10:00
1900-04-16 11:00
1900-04-16 12:00
1900-04-16 13:00
1900-04-16 14:00
1900-04-16 15:00
1900-04-16 16:00
1900-04-16 17:00
1900-04-16 18:00
1900-04-16 19:00
1900-04-16 20:00
1900-04-16 21:00
1900-04-16 22:00
1900-04-16 23:00
1900-04-17
1900-04-17 01:00
1900-04-17 02:00
1900-04-17 03:00
1900-04-17 04:00
1900-04-17 05:00
1900-04-17 06:00
1900-04-17 07:00
1900-04-17 08:00
1900-04-17 09:00
1900-04-17 10:00
1900-04-17 11:00
1900-04-17 12:00
1900-04-17 13:00
1900-04-17 14:00
1900-04-17 15:00
1900-04-17 16:00
1900-04-17 17:00
1900-04-17 18:00
1900-04-17 19:00
1900-04-17 20:00
1900-04-17 21:00
1900-04-17 22:00
1900-04-17 23:00
1900-04-18
1900-04-18 01:00
1900-04-18 02:00
1900-04-18 03:00
1900-04-18 04:00
1900-04-18 05:00
1900-04-18 06:00
1900-04-18 07:00
1900-04-18 08:00
1900-04-18 09:00
1900-04-18 10:00
1900-04-18 11:00
1900-04-18 12:00
1900-04-18 13:00
1900-04-18 14:00
1900-04-18 15:00
1900-04-18 16:00
1900-04-18 17:00
1900-04-18 18:00
1900-04-18 19:00
1900-04-18 20:00
1900-04-18 21:00
1900-04-18 22:00
1900-04-18 23:00
1900-04-19
1900-04-19 01:00
1900-04-19 02:00
1900-04-19 03:00
1900-04-19 04:00
1900-04-19 05:00
1900-04-19 06:00
1900-04-19 07:00
1900-04-19 08:00
1900-04-19 09:00
1900-04-19 10:00
1900-04-19 11:00
1900-04-19 12:00
1900-04-19 13:00
1900-04-19 14:00
1900-04-19 15:00
1900-04-19 16:00
1900-04-19 17:00
1900-04-19 18:00
1900-04-19 19:00
1900-04-19 20:00
1900-04-19 21:00
1900-04-19 22:00
1900-04-19 23:00
1900-04-20
1900-04-20 01:00
1900-04-20 02:00
1900-04-20 03:00
1900-04-20 04:00
1900-04-20 05:00
1900-04-20 06:00
1900-04-20 07:00
1900-04-20 08:00
1900-04-20 09:00
1900-04-20 10:00
1900-04-20 11:00
1900-04-20 12:00
1900-04-20 13:00
1900-04-20 14:00
1900-04-20 15:00
1900-04-20 16:00
1900-04-20 17:00
1900-04-20 18:00
1900-04-20 19:00
1900-04-20 20:00
1900-04-20 21:00
1900-04-20 22:00
1900-04-20 23:00
1900-04-21
1900-04-21 01:00
1900-04-21 02:00
1900-04-21 03:00
1900-04-21 04:00
1900-04-21 05:00
1900-04-21 06:00
1900-04-21 07:00
1900-04-21 08:00
1900-04-21 09:00
1900-04-21 10:00
1900-04-21 11:00
1900-04-21 12:00
1900-04-21 13:00
1900-04-21 14:00
1900-04-21 15:00
1900-04-21 16:00
1900-04-21 17:00
1900-04-21 18:00
1900-04-21 19:00
1900-04-21 20:00
1900-04-21 21:00
1900-04-21 22:00
1900-04-21 23:00
1900-04-22
1900-04-22 01:00
1900-04-22 02:00
1900-04-22 03:00
1900-04-22 04:00
1900-04-22 05:00
1900-04-22 06:00
1900-04-22 07:00
1900-04-22 08:00
1900-04-22 09:00
1900-04-22 10:00
1900-04-22 11:00
1900-04-22 12:00
1900-04-22 13:00
1900-04-22 14:00
1900-04-22 15:00
1900-04-22 16:00
1900-04-22 17:00
1900-04-22 18:00
1900-04-22 19:00
1900-04-22 20:00
1900-04-22 21:00
1900-04-22 22:00
1900-04-22 23:00
1900-04-23
1900-04-23 01:00
1900-04-23 02:00
1900-04-23 03:00
1900-04-23 04:00
1900-04-23 05:00
1900-04-23 06:00
1900-04-23 07:00
1900-04-23 08:00
1900-04-23 09:00
1900-04-23 10:00
1900-04-23 11:00
1900-04-23 12:00
1900-04-23 13:00
1900-04-23 14:00
1900-04-23 15:00
1900-04-23 16:00
1900-04-23 17:00
1900-04-23 18:00
1900-04-23 19:00
1900-04-23 20:00
1900-04-23 21:00
1900-04-23 22:00
1900-04-23 23:00
1900-04-24
1900-04-24 01:00
1900-04-24 02:00
1900-04-24 03:00
1900-04-24 04:00
1900-04-24 05:00
1900-04-24 06:00
1900-04-24 07:00
1900-04-24 08:00
1900-04-24 09:00
1900-04-24 10:00
1900-04-24 11:00
1900-04-24 12:00
1900-04-24 13:00
1900-04-24 14:00
1900-04-24 15:00
1900-04-24 16:00
1900-04-24 17:00
1900-04-24 18:00
1900-04-24 19:00
1900-04-24 20:00
1900-04-24 21:00
1900-04-24 22:00
1900-04-24 23:00
1900-04-25
1900-04-25 01:00
1900-04-25 02:00
1900-04-25 03:00
1900-04-25 04:00
1900-04-25 05:00
1900-04-25 06:00
1900-04-25 07:00
1900-04-25 08:00
1900-04-25 09:00
1900-04-25 10:00
1900-04-25 11:00
1900-04-25 12:00
1900-04-25 13:00
1900-04-25 14:00
1900-04-25 15:00
1900-04-25 16:00
1900-04-25 17:00
1900-04-25 18:00
1900-04-25 19:00
1900-04-25 20:00
1900-04-25 21:00
1900-04-25 22:00
1900-04-25 23:00
1900-04-26
1900-04-26 01:00
1900-04-26 02:00
1900-04-26 03:00
1900-04-26 04:00
1900-04-26 05:00
1900-04-26 06:00
1900-04-26 07:00
1900-04-26 08:00
1900-04-26 09:00
1900-04-26 10:00
1900-04-26 11:00
1900-04-26 12:00
1900-04-26 13:00
1900-04-26 14:00
1900-04-26 15:00
1900-04-26 16:00
1900-04-26 17:00
1900-04-26 18:00
1900-04-26 19:00
1900-04-26 20:00
1900-04-26 21:00
1900-04-26 22:00
1900-04-26 23:00
1900-04-27
1900-04-27 01:00
1900-04-27 02:00
1900-04-27 03:00
1900-04-27 04:00
1900-04-27 05:00
1900-04-27 06:00
1900-04-27 07:00
1900-04-27 08:00
1900-04-27 09:00
1900-04-27 10:00
1900-04-27 11:00
1900-04-27 12:00
1900-04-27 13:00
1900-04-27 14:00
1900-04-27 15:00
1900-04-27 16:00
1900-04-27 17:00
1900-04-27 18:00
1900-04-27 19:00
1900-04-27 20:00
1900-04-27 21:00
1900-04-27 22:00
1900-04-27 23:00
1900-04-28
1900-04-28 01:00
1900-04-28 02:00
1900-04-28 03:00
1900-04-28 04:00
1900-04-28 05:00
1900-04-28 06:00
1900-04-28 07:00
1900-04-28 08:00
1900-04-28 09:00
1900-04-28 10:00
1900-04-28 11:00
1900-04-28 12:00
1900-04-28 13:00
1900-04-28 14:00
1900-04-28 15:00
1900-04-28 16:00
1900-04-28 17:00
1900-04-28 18:00
1900-04-28 19:00
1900-04-28 20:00
1900-04-28 21:00
1900-04-28 22:00
1900-04-28 23:00
1900-04-29
1900-04-29 01:00
1900-04-29 02:00
1900-04-29 03:00
1900-04-29 04:00
1900-04-29 05:00
1900-04-29 06:00
1900-04-29 07:00
1900-04-29 08:00
1900-04-29 09:00
1900-04-29 10:00
1900-04-29 11:00
1900-04-29 12:00
1900-04-29 13:00
1900-04-29 14:00
1900-04-29 15:00
1900-04-29 16:00
1900-04-29 17:00
1900-04-29 18:00
1900-04-29 19:00
1900-04-29 20:00
1900-04-29 21:00
1900-04-29 22:00
1900-04-29 23:00
1900-04-30
1900-04-30 01:00
1900-04-30 02:00
1900-04-30 03:00
1900-04-30 04:00
1900-04-30 05:00
1900-04-30 06:00
1900-04-30 07:00
1900-04-30 08:00
1900-04-30 09:00
1900-04-30 10:00
1900-04-30 11:00
1900-04-30 12:00
1900-04-30 13:00
1900-04-30 14:00
1900-04-30 15:00
1900-04-30 16:00
1900-04-30 17:00
1900-04-30 18:00
1900-04-30 19:00
1900-04-30 20:00
1900-04-30 21:00
1900-04-30 22:00
1900-04-30 23:00
1900-05-01
1900-05-01 01:00
1900-05-01 02:00
1900-05-01 03:00
1900-05-01 04:00
1900-05-01 05:00
1900-05-01 06:00
1900-05-01 07:00
1900-05-01 08:00
1900-05-01 09:00
1900-05-01 10:00
1900-05-01 11:00
1900-05-01 12:00
1900-05-01 13:00
1900-05-01 14:00
1900-05-01 15:00
1900-05-01 16:00
1900-05-01 17:00
1900-05-01 18:00
1900-05-01 19:00
1900-05-01 20:00
1900-05-01 21:00
1900-05-01 22:00
1900-05-01 23:00
1900-05-02
1900-05-02 01:00
1900-05-02 02:00
1900-05-02 03:00
1900-05-02 04:00
1900-05-02 05:00
1900-05-02 06:00
1900-05-02 07:00
1900-05-02 08:00
1900-05-02 09:00
1900-05-02 10:00
1900-05-02 11:00
1900-05-02 12:00
1900-05-02 13:00
1900-05-02 14:00
1900-05-02 15:00
1900-05-02 16:00
1900-05-02 17:00
1900-05-02 18:00
1900-05-02 19:00
1900-05-02 20:00
1900-05-02 21:00
1900-05-02 22:00
1900-05-02 23:00
1900-05-03
1900-05-03 01:00
1900-05-03 02:00
1900-05-03 03:00
1900-05-03 04:00
1900-05-03 05:00
1900-05-03 06:00
1900-05-03 07:00
1900-05-03 08:00
1900-05-03 09:00
1900-05-03 10:00
1900-05-03 11:00
1900-05-03 12:00
1900-05-03 13:00
1900-05-03 14:00
1900-05-03 15:00
1900-05-03 16:00
1900-05-03 17:00
1900-05-03 18:00
1900-05-03 19:00
1900-05-03 20:00
1900-05-03 21:00
1900-05-03 22:00
1900-05-03 23:00
1900-05-04
1900-05-04 01:00
1900-05-04 02:00
1900-05-04 03:00
1900-05-04 04:00
1900-05-04 05:00
1900-05-04 06:00
1900-05-04 07:00
1900-05-04 08:00
1900-05-04 09:00
1900-05-04 10:00
1900-05-04 11:00
1900-05-04 12:00
1900-05-04 13:00
1900-05-04 14:00
1900-05-04 15:00
1900-05-04 16:00
1900-05-04 17:00
1900-05-04 18:00
1900-05-04 19:00
1900-05-04 20:00
1900-05-04 21:00
1900-05-04 22:00
1900-05-04 23:00
1900-05-05
1900-05-05 01:00
1900-05-05 02:00
1900-05-05 03:00
1900-05-05 04:00
1900-05-05 05:00
1900-05-05 06:00
1900-05-05 07:00
1900-05-05 08:00
1900-05-05 09:00
1900-05-05 10:00
1900-05-05 11:00
1900-05-05 12:00
1900-05-05 13:00
1900-05-05 14:00
1900-05-05 15:00
1900-05-05 16:00
1900-05-05 17:00
1900-05-05 18:00
1900-05-05 19:00
1900-05-05 20:00
1900-05-05 21:00
1900-05-05 22:00
1900-05-05 23:00
1900-05-06
1900-05-06 01:00
1900-05-06 02:00
1900-05-06 03:00
1900-05-06 04:00
1900-05-06 05:00
1900-05-06 06:00
1900-05-06 07:00
1900-05-06 08:00
1900-05-06 09:00
1900-05-06 10:00
1900-05-06 11:00
1900-05-06 12:00
1900-05-06 13:00
1900-05-06 14:00
1900-05-06 15:00
1900-05-06 16:00
1900-05-06 17:00
1900-05-06 18:00
1900-05-06 19:00
1900-05-06 20:00
1900-05-06 21:00
1900-05-06 22:00
1900-05-06 23:00
1900-05-07
1900-05-07 01:00
1900-05-07 02:00
1900-05-07 03:00
1900-05-07 04:00
1900-05-07 05:00
1900-05-07 06:00
1900-05-07 07:00
1900-05-07 08:00
1900-05-07 09:00
1900-05-07 10:00
1900-05-07 11:00
1900-05-07 12:00
1900-05-07 13:00
1900-05-07 14:00
1900-05-07 15:00
1900-05-07 16:00
1900-05-07 17:00
1900-05-07 18:00
1900-05-07 19:00
1900-05-07 20:00
1900-05-07 21:00
1900-05-07 22:00
1900-05-07 23:00
1900-05-08
1900-05-08 01:00
1900-05-08 02:00
1900-05-08 03:00
1900-05-08 04:00
1900-05-08 05:00
1900-05-08 06:00
1900-05-08 07:00
1900-05-08 08:00
1900-05-08 09:00
1900-05-08 10:00
1900-05-08 11:00
1900-05-08 12:00
1900-05-08 13:00
1900-05-08 14:00
1900-05-08 15:00
1900-05-08 16:00
1900-05-08 17:00
1900-05-08 18:00
1900-05-08 19:00
1900-05-08 20:00
1900-05-08 21:00
1900-05-08 22:00
1900-05-08 23:00
1900-05-09
1900-05-09 01:00
1900-05-09 02:00
1900-05-09 03:00
1900-05-09 04:00
1900-05-09 05:00
1900-05-09 06:00
1900-05-09 07:00
1900-05-09 08:00
1900-05-09 09:00
1900-05-09 10:00
1900-05-09 11:00
1900-05-09 12:00
1900-05-09 13:00
1900-05-09 14:00
1900-05-09 15:00
1900-05-09 16:00
1900-05-09 17:00
1900-05-09 18:00
1900-05-09 19:00
1900-05-09 20:00
1900-05-09 21:00
1900-05-09 22:00
1900-05-09 23:00
1900-05-10
1900-05-10 01:00
1900-05-10 02:00
1900-05-10 03:00
1900-05-10 04:00
1900-05-10 05:00
1900-05-10 06:00
1900-05-10 07:00
1900-05-10 08:00
1900-05-10 09:00
1900-05-10 10:00
1900-05-10 11:00
1900-05-10 12:00
1900-05-10 13:00
1900-05-10 14:00
1900-05-10 15:00
1900-05-10 16:00
1900-05-10 17:00
1900-05-10 18:00
1900-05-10 19:00
1900-05-10 20:00
1900-05-10 21:00
1900-05-10 22:00
1900-05-10 23:00
1900-05-11
1900-05-11 01:00
1900-05-11 02:00
1900-05-11 03:00
1900-05-11 04:00
1900-05-11 05:00
1900-05-11 06:00
1900-05-11 07:00
1900-05-11 08:00
1900-05-11 09:00
1900-05-11 10:00
1900-05-11 11:00
1900-05-11 12:00
1900-05-11 13:00
1900-05-11 14:00
1900-05-11 15:00
1900-05-11 16:00
1900-05-11 17:00
1900-05-11 18:00
1900-05-11 19:00
1900-05-11 20:00
1900-05-11 21:00
1900-05-11 22:00
1900-05-11 23:00
1900-05-12
1900-05-12 01:00
1900-05-12 02:00
1900-05-12 03:00
1900-05-12 04:00
1900-05-12 05:00
1900-05-12 06:00
1900-05-12 07:00
1900-05-12 08:00
1900-05-12 09:00
1900-05-12 10:00
1900-05-12 11:00
1900-05-12 12:00
1900-05-12 13:00
1900-05-12 14:00
1900-05-12 15:00
1900-05-12 16:00
1900-05-12 17:00
1900-05-12 18:00
1900-05-12 19:00
1900-05-12 20:00
1900-05-12 21:00
1900-05-12 22:00
1900-05-12 23:00
1900-05-13
1900-05-13 01:00
1900-05-13 02:00
1900-05-13 03:00
1900-05-13 04:00
1900-05-13 05:00
1900-05-13 06:00
1900-05-13 07:00
1900-05-13 08:00
1900-05-13 09:00
1900-05-13 10:00
1900-05-13 11:00
1900-05-13 12:00
1900-05-13 13:00
1900-05-13 14:00
1900-05-13 15:00
1900-05-13 16:00
1900-05-13 17:00
1900-05-13 18:00
1900-05-13 19:00
1900-05-13 20:00
1900-05-13 21:00
1900-05-13 22:00
1900-05-13 23:00
1900-05-14
1900-05-14 01:00
1900-05-14 02:00
1900-05-14 03:00
1900-05-14 04:00
1900-05-14 05:00
1900-05-14 06:00
1900-05-14 07:00
1900-05-14 08:00
1900-05-14 09:00
1900-05-14 10:00
1900-05-14 11:00
1900-05-14 12:00
1900-05-14 13:00
1900-05-14 14:00
1900-05-14 15:00
1900-05-14 16:00
1900-05-14 17:00
1900-05-14 18:00
1900-05-14 19:00
1900-05-14 20:00
1900-05-14 21:00
1900-05-14 22:00
1900-05-14 23:00
1900-05-15
1900-05-15 01:00
1900-05-15 02:00
1900-05-15 03:00
1900-05-15 04:00
1900-05-15 05:00
1900-05-15 06:00
1900-05-15 07:00
1900-05-15 08:00
1900-05-15 09:00
1900-05-15 10:00
1900-05-15 11:00
1900-05-15 12:00
1900-05-15 13:00
1900-05-15 14:00
1900-05-15 15:00
1900-05-15 16:00
1900-05-15 17:00
1900-05-15 18:00
1900-05-15 19:00
1900-05-15 20:00
1900-05-15 21:00
1900-05-15 22:00
1900-05-15 23:00
1900-05-16
1900-05-16 01:00
1900-05-16 02:00
1900-05-16 03:00
1900-05-16 04:00
1900-05-16 05:00
1900-05-16 06:00
1900-05-16 07:00
1900-05-16 08:00
1900-05-16 09:00
1900-05-16 10:00
1900-05-16 11:00
1900-05-16 12:00
1900-05-16 13:00
1900-05-16 14:00
1900-05-16 15:00
1900-05-16 16:00
1900-05-16 17:00
1900-05-16 18:00
1900-05-16 19:00
1900-05-16 20:00
1900-05-16 21:00
1900-05-16 22:00
1900-05-16 23:00
1900-05-17
1900-05-17 01:00
1900-05-17 02:00
1900-05-17 03:00
1900-05-17 04:00
1900-05-17 05:00
1900-05-17 06:00
1900-05-17 07:00
1900-05-17 08:00
1900-05-17 09:00
1900-05-17 10:00
1900-05-17 11:00
1900-05-17 12:00
1900-05-17 13:00
1900-05-17 14:00
1900-05-17 15:00
1900-05-17 16:00
1900-05-17 17:00
1900-05-17 18:00
1900-05-17 19:00
1900-05-17 20:00
1900-05-17 21:00
1900-05-17 22:00
1900-05-17 23:00
1900-05-18
1900-05-18 01:00
1900-05-18 02:00
1900-05-18 03:00
1900-05-18 04:00
1900-05-18 05:00
1900-05-18 06:00
1900-05-18 07:00
1900-05-18 08:00
1900-05-18 09:00
1900-05-18 10:00
1900-05-18 11:00
1900-05-18 12:00
1900-05-18 13:00
1900-05-18 14:00
1900-05-18 15:00
1900-05-18 16:00
1900-05-18 17:00
1900-05-18 18:00
1900-05-18 19:00
1900-05-18 20:00
1900-05-18 21:00
1900-05-18 22:00
1900-05-18 23:00
1900-05-19
1900-05-19 01:00
1900-05-19 02:00
1900-05-19 03:00
1900-05-19 04:00
1900-05-19 05:00
1900-05-19 06:00
1900-05-19 07:00
1900-05-19 08:00
1900-05-19 09:00
1900-05-19 10:00
1900-05-19 11:00
1900-05-19 12:00
1900-05-19 13:00
1900-05-19 14:00
1900-05-19 15:00
1900-05-19 16:00
1900-05-19 17:00
1900-05-19 18:00
1900-05-19 19:00
1900-05-19 20:00
1900-05-19 21:00
1900-05-19 22:00
1900-05-19 23:00
1900-05-20
1900-05-20 01:00
1900-05-20 02:00
1900-05-20 03:00
1900-05-20 04:00
1900-05-20 05:00
1900-05-20 06:00
1900-05-20 07:00
1900-05-20 08:00
1900-05-20 09:00
1900-05-20 10:00
1900-05-20 11:00
1900-05-20 12:00
1900-05-20 13:00
1900-05-20 14:00
1900-05-20 15:00
1900-05-20 16:00
1900-05-20 17:00
1900-05-20 18:00
1900-05-20 19:00
1900-05-20 20:00
1900-05-20 21:00
1900-05-20 22:00
1900-05-20 23:00
1900-05-21
1900-05-21 01:00
1900-05-21 02:00
1900-05-21 03:00
1900-05-21 04:00
1900-05-21 05:00
1900-05-21 06:00
1900-05-21 07:00
1900-05-21 08:00
1900-05-21 09:00
1900-05-21 10:00
1900-05-21 11:00
1900-05-21 12:00
1900-05-21 13:00
1900-05-21 14:00
1900-05-21 15:00
1900-05-21 16:00
1900-05-21 17:00
1900-05-21 18:00
1900-05-21 19:00
1900-05-21 20:00
1900-05-21 21:00
1900-05-21 22:00
1900-05-21 23:00
1900-05-22
1900-05-22 01:00
1900-05-22 02:00
1900-05-22 03:00
1900-05-22 04:00
1900-05-22 05:00
1900-05-22 06:00
1900-05-22 07:00
1900-05-22 08:00
1900-05-22 09:00
1900-05-22 10:00
1900-05-22 11:00
1900-05-22 12:00
1900-05-22 13:00
1900-05-22 14:00
1900-05-22 15:00
1900-05-22 16:00
1900-05-22 17:00
1900-05-22 18:00
1900-05-22 19:00
1900-05-22 20:00
1900-05-22 21:00
1900-05-22 22:00
1900-05-22 23:00
1900-05-23
1900-05-23 01:00
1900-05-23 02:00
1900-05-23 03:00
1900-05-23 04:00
1900-05-23 05:00
1900-05-23 06:00
1900-05-23 07:00
1900-05-23 08:00
1900-05-23 09:00
1900-05-23 10:00
1900-05-23 11:00
1900-05-23 12:00
1900-05-23 13:00
1900-05-23 14:00
1900-05-23 15:00
1900-05-23 16:00
1900-05-23 17:00
1900-05-23 18:00
1900-05-23 19:00
1900-05-23 20:00
1900-05-23 21:00
1900-05-23 22:00
1900-05-23 23:00
1900-05-24
1900-05-24 01:00
1900-05-24 02:00
1900-05-24 03:00
1900-05-24 04:00
1900-05-24 05:00
1900-05-24 06:00
1900-05-24 07:00
1900-05-24 08:00
1900-05-24 09:00
1900-05-24 10:00
1900-05-24 11:00
1900-05-24 12:00
1900-05-24 13:00
1900-05-24 14:00
1900-05-24 15:00
1900-05-24 16:00
1900-05-24 17:00
1900-05-24 18:00
1900-05-24 19:00
1900-05-24 20:00
1900-05-24 21:00
1900-05-24 22:00
1900-05-24 23:00
1900-05-25
1900-05-25 01:00
1900-05-25 02:00
1900-05-25 03:00
1900-05-25 04:00
1900-05-25 05:00
1900-05-25 06:00
1900-05-25 07:00
1900-05-25 08:00
1900-05-25 09:00
1900-05-25 10:00
1900-05-25 11:00
1900-05-25 12:00
1900-05-25 13:00
1900-05-25 14:00
1900-05-25 15:00
1900-05-25 16:00
1900-05-25 17:00
1900-05-25 18:00
1900-05-25 19:00
1900-05-25 20:00
1900-05-25 21:00
1900-05-25 22:00
1900-05-25 23:00
1900-05-26
1900-05-26 01:00
1900-05-26 02:00
1900-05-26 03:00
1900-05-26 04:00
1900-05-26 05:00
1900-05-26 06:00
1900-05-26 07:00
1900-05-26 08:00
1900-05-26 09:00
1900-05-26 10:00
1900-05-26 11:00
1900-05-26 12:00
1900-05-26 13:00
1900-05-26 14:00
1900-05-26 15:00
1900-05-26 16:00
1900-05-26 17:00
1900-05-26 18:00
1900-05-26 19:00
1900-05-26 20:00
1900-05-26 21:00
1900-05-26 22:00
1900-05-26 23:00
1900-05-27
1900-05-27 01:00
1900-05-27 02:00
1900-05-27 03:00
1900-05-27 04:00
1900-05-27 05:00
1900-05-27 06:00
1900-05-27 07:00
1900-05-27 08:00
1900-05-27 09:00
1900-05-27 10:00
1900-05-27 11:00
1900-05-27 12:00
1900-05-27 13:00
1900-05-27 14:00
1900-05-27 15:00
1900-05-27 16:00
1900-05-27 17:00
1900-05-27 18:00
1900-05-27 19:00
1900-05-27 20:00
1900-05-27 21:00
1900-05-27 22:00
1900-05-27 23:00
1900-05-28
1900-05-28 01:00
1900-05-28 02:00
1900-05-28 03:00
1900-05-28 04:00
1900-05-28 05:00
1900-05-28 06:00
1900-05-28 07:00
1900-05-28 08:00
1900-05-28 09:00
1900-05-28 10:00
1900-05-28 11:00
1900-05-28 12:00
1900-05-28 13:00
1900-05-28 14:00
1900-05-28 15:00
1900-05-28 16:00
1900-05-28 17:00
1900-05-28 18:00
1900-05-28 19:00
1900-05-28 20:00
1900-05-28 21:00
1900-05-28 22:00
1900-05-28 23:00
1900-05-29
1900-05-29 01:00
1900-05-29 02:00
1900-05-29 03:00
1900-05-29 04:00
1900-05-29 05:00
1900-05-29 06:00
1900-05-29 07:00
1900-05-29 08:00
1900-05-29 09:00
1900-05-29 10:00
1900-05-29 11:00
1900-05-29 12:00
1900-05-29 13:00
1900-05-29 14:00
1900-05-29 15:00
1900-05-29 16:00
1900-05-29 17:00
1900-05-29 18:00
1900-05-29 19:00
1900-05-29 20:00
1900-05-29 21:00
1900-05-29 22:00
1900-05-29 23:00
1900-05-30
1900-05-30 01:00
1900-05-30 02:00
1900-05-30 03:00
1900-05-30 04:00
1900-05-30 05:00
1900-05-30 06:00
1900-05-30 07:00
1900-05-30 08:00
1900-05-30 09:00
1900-05-30 10:00
1900-05-30 11:00
1900-05-30 12:00
1900-05-30 13:00
1900-05-30 14:00
1900-05-30 15:00
1900-05-30 16:00
1900-05-30 17:00
1900-05-30 18:00
1900-05-30 19:00
1900-05-30 20:00
1900-05-30 21:00
1900-05-30 22:00
1900-05-30 23:00
1900-05-31
1900-05-31 01:00
1900-05-31 02:00
1900-05-31 03:00
1900-05-31 04:00
1900-05-31 05:00
1900-05-31 06:00
1900-05-31 07:00
1900-05-31 08:00
1900-05-31 09:00
1900-05-31 10:00
1900-05-31 11:00
1900-05-31 12:00
1900-05-31 13:00
1900-05-31 14:00
1900-05-31 15:00
1900-05-31 16:00
1900-05-31 17:00
1900-05-31 18:00
1900-05-31 19:00
1900-05-31 20:00
1900-05-31 21:00
1900-05-31 22:00
1900-05-31 23:00
1900-06-01
1900-06-01 01:00
1900-06-01 02:00
1900-06-01 03:00
1900-06-01 04:00
1900-06-01 05:00
1900-06-01 06:00
1900-06-01 07:00
1900-06-01 08:00
1900-06-01 09:00
1900-06-01 10:00
1900-06-01 11:00
1900-06-01 12:00
1900-06-01 13:00
1900-06-01 14:00
1900-06-01 15:00
1900-06-01 16:00
1900-06-01 17:00
1900-06-01 18:00
1900-06-01 19:00
1900-06-01 20:00
1900-06-01 21:00
1900-06-01 22:00
1900-06-01 23:00
1900-06-02
1900-06-02 01:00
1900-06-02 02:00
1900-06-02 03:00
1900-06-02 04:00
1900-06-02 05:00
1900-06-02 06:00
1900-06-02 07:00
1900-06-02 08:00
1900-06-02 09:00
1900-06-02 10:00
1900-06-02 11:00
1900-06-02 12:00
1900-06-02 13:00
1900-06-02 14:00
1900-06-02 15:00
1900-06-02 16:00
1900-06-02 17:00
1900-06-02 18:00
1900-06-02 19:00
1900-06-02 20:00
1900-06-02 21:00
1900-06-02 22:00
1900-06-02 23:00
1900-06-03
1900-06-03 01:00
1900-06-03 02:00
1900-06-03 03:00
1900-06-03 04:00
1900-06-03 05:00
1900-06-03 06:00
1900-06-03 07:00
1900-06-03 08:00
1900-06-03 09:00
1900-06-03 10:00
1900-06-03 11:00
1900-06-03 12:00
1900-06-03 13:00
1900-06-03 14:00
1900-06-03 15:00
1900-06-03 16:00
1900-06-03 17:00
1900-06-03 18:00
1900-06-03 19:00
1900-06-03 20:00
1900-06-03 21:00
1900-06-03 22:00
1900-06-03 23:00
1900-06-04
1900-06-04 01:00
1900-06-04 02:00
1900-06-04 03:00
1900-06-04 04:00
1900-06-04 05:00
1900-06-04 06:00
1900-06-04 07:00
1900-06-04 08:00
1900-06-04 09:00
1900-06-04 10:00
1900-06-04 11:00
1900-06-04 12:00
1900-06-04 13:00
1900-06-04 14:00
1900-06-04 15:00
1900-06-04 16:00
1900-06-04 17:00
1900-06-04 18:00
1900-06-04 19:00
1900-06-04 20:00
1900-06-04 21:00
1900-06-04 22:00
1900-06-04 23:00
1900-06-05
1900-06-05 01:00
1900-06-05 02:00
1900-06-05 03:00
1900-06-05 04:00
1900-06-05 05:00
1900-06-05 06:00
1900-06-05 07:00
1900-06-05 08:00
1900-06-05 09:00
1900-06-05 10:00
1900-06-05 11:00
1900-06-05 12:00
1900-06-05 13:00
1900-06-05 14:00
1900-06-05 15:00
1900-06-05 16:00
1900-06-05 17:00
1900-06-05 18:00
1900-06-05 19:00
1900-06-05 20:00
1900-06-05 21:00
1900-06-05 22:00
1900-06-05 23:00
1900-06-06
1900-06-06 01:00
1900-06-06 02:00
1900-06-06 03:00
1900-06-06 04:00
1900-06-06 05:00
1900-06-06 06:00
1900-06-06 07:00
1900-06-06 08:00
1900-06-06 09:00
1900-06-06 10:00
1900-06-06 11:00
1900-06-06 12:00
1900-06-06 13:00
1900-06-06 14:00
1900-06-06 15:00
1900-06-06 16:00
1900-06-06 17:00
1900-06-06 18:00
1900-06-06 19:00
1900-06-06 20:00
1900-06-06 21:00
1900-06-06 22:00
1900-06-06 23:00
1900-06-07
1900-06-07 01:00
1900-06-07 02:00
1900-06-07 03:00
1900-06-07 04:00
1900-06-07 05:00
1900-06-07 06:00
1900-06-07 07:00
1900-06-07 08:00
1900-06-07 09:00
1900-06-07 10:00
1900-06-07 11:00
1900-06-07 12:00
1900-06-07 13:00
1900-06-07 14:00
1900-06-07 15:00
1900-06-07 16:00
1900-06-07 17:00
1900-06-07 18:00
1900-06-07 19:00
1900-06-07 20:00
1900-06-07 21:00
1900-06-07 22:00
1900-06-07 23:00
1900-06-08
1900-06-08 01:00
1900-06-08 02:00
1900-06-08 03:00
1900-06-08 04:00
1900-06-08 05:00
1900-06-08 06:00
1900-06-08 07:00
1900-06-08 08:00
1900-06-08 09:00
1900-06-08 10:00
1900-06-08 11:00
1900-06-08 12:00
1900-06-08 13:00
1900-06-08 14:00
1900-06-08 15:00
1900-06-08 16:00
1900-06-08 17:00
1900-06-08 18:00
1900-06-08 19:00
1900-06-08 20:00
1900-06-08 21:00
1900-06-08 22:00
1900-06-08 23:00
1900-06-09
1900-06-09 01:00
1900-06-09 02:00
1900-06-09 03:00
1900-06-09 04:00
1900-06-09 05:00
1900-06-09 06:00
1900-06-09 07:00
1900-06-09 08:00
1900-06-09 09:00
1900-06-09 10:00
1900-06-09 11:00
1900-06-09 12:00
1900-06-09 13:00
1900-06-09 14:00
1900-06-09 15:00
1900-06-09 16:00
1900-06-09 17:00
1900-06-09 18:00
1900-06-09 19:00
1900-06-09 20:00
1900-06-09 21:00
1900-06-09 22:00
1900-06-09 23:00
1900-06-10
1900-06-10 01:00
1900-06-10 02:00
1900-06-10 03:00
1900-06-10 04:00
1900-06-10 05:00
1900-06-10 06:00
1900-06-10 07:00
1900-06-10 08:00
1900-06-10 09:00
1900-06-10 10:00
1900-06-10 11:00
1900-06-10 12:00
1900-06-10 13:00
1900-06-10 14:00
1900-06-10 15:00
1900-06-10 16:00
1900-06-10 17:00
1900-06-10 18:00
1900-06-10 19:00
1900-06-10 20:00
1900-06-10 21:00
1900-06-10 22:00
1900-06-10 23:00
1900-06-11
1900-06-11 01:00
1900-06-11 02:00
1900-06-11 03:00
1900-06-11 04:00
1900-06-11 05:00
1900-06-11 06:00
1900-06-11 07:00
1900-06-11 08:00
1900-06-11 09:00
1900-06-11 10:00
1900-06-11 11:00
1900-06-11 12:00
1900-06-11 13:00
1900-06-11 14:00
1900-06-11 15:00
1900-06-11 16:00
1900-06-11 17:00
1900-06-11 18:00
1900-06-11 19:00
1900-06-11 20:00
1900-06-11 21:00
1900-06-11 22:00
1900-06-11 23:00
1900-06-12
1900-06-12 01:00
1900-06-12 02:00
1900-06-12 03:00
1900-06-12 04:00
1900-06-12 05:00
1900-06-12 06:00
1900-06-12 07:00
1900-06-12 08:00
1900-06-12 09:00
1900-06-12 10:00
1900-06-12 11:00
1900-06-12 12:00
1900-06-12 13:00
1900-06-12 14:00
1900-06-12 15:00
1900-06-12 16:00
1900-06-12 17:00
1900-06-12 18:00
1900-06-12 19:00
1900-06-12 20:00
1900-06-12 21:00
1900-06-12 22:00
1900-06-12 23:00
1900-06-13
1900-06-13 01:00
1900-06-13 02:00
1900-06-13 03:00
1900-06-13 04:00
1900-06-13 05:00
1900-06-13 06:00
1900-06-13 07:00
1900-06-13 08:00
1900-06-13 09:00
1900-06-13 10:00
1900-06-13 11:00
1900-06-13 12:00
1900-06-13 13:00
1900-06-13 14:00
1900-06-13 15:00
1900-06-13 16:00
1900-06-13 17:00
1900-06-13 18:00
1900-06-13 19:00
1900-06-13 20:00
1900-06-13 21:00
1900-06-13 22:00
1900-06-13 23:00
1900-06-14
1900-06-14 01:00
1900-06-14 02:00
1900-06-14 03:00
1900-06-14 04:00
1900-06-14 05:00
1900-06-14 06:00
1900-06-14 07:00
1900-06-14 08:00
1900-06-14 09:00
1900-06-14 10:00
1900-06-14 11:00
1900-06-14 12:00
1900-06-14 13:00
1900-06-14 14:00
1900-06-14 15:00
1900-06-14 16:00
1900-06-14 17:00
1900-06-14 18:00
1900-06-14 19:00
1900-06-14 20:00
1900-06-14 21:00
1900-06-14 22:00
1900-06-14 23:00
1900-06-15
1900-06-15 01:00
1900-06-15 02:00
1900-06-15 03:00
1900-06-15 04:00
1900-06-15 05:00
1900-06-15 06:00
1900-06-15 07:00
1900-06-15 08:00
1900-06-15 09:00
1900-06-15 10:00
1900-06-15 11:00
1900-06-15 12:00
1900-06-15 13:00
1900-06-15 14:00
1900-06-15 15:00
1900-06-15 16:00
1900-06-15 17:00
1900-06-15 18:00
1900-06-15 19:00
1900-06-15 20:00
1900-06-15 21:00
1900-06-15 22:00
1900-06-15 23:00
1900-06-16
1900-06-16 01:00
1900-06-16 02:00
1900-06-16 03:00
1900-06-16 04:00
1900-06-16 05:00
1900-06-16 06:00
1900-06-16 07:00
1900-06-16 08:00
1900-06-16 09:00
1900-06-16 10:00
1900-06-16 11:00
1900-06-16 12:00
1900-06-16 13:00
1900-06-16 14:00
1900-06-16 15:00
1900-06-16 16:00
1900-06-16 17:00
1900-06-16 18:00
1900-06-16 19:00
1900-06-16 20:00
1900-06-16 21:00
1900-06-16 22:00
1900-06-16 23:00
1900-06-17
1900-06-17 01:00
1900-06-17 02:00
1900-06-17 03:00
1900-06-17 04:00
1900-06-17 05:00
1900-06-17 06:00
1900-06-17 07:00
1900-06-17 08:00
1900-06-17 09:00
1900-06-17 10:00
1900-06-17 11:00
1900-06-17 12:00
1900-06-17 13:00
1900-06-17 14:00
1900-06-17 15:00
1900-06-17 16:00
1900-06-17 17:00
1900-06-17 18:00
1900-06-17 19:00
1900-06-17 20:00
1900-06-17 21:00
1900-06-17 22:00
1900-06-17 23:00
1900-06-18
1900-06-18 01:00
1900-06-18 02:00
1900-06-18 03:00
1900-06-18 04:00
1900-06-18 05:00
1900-06-18 06:00
1900-06-18 07:00
1900-06-18 08:00
1900-06-18 09:00
1900-06-18 10:00
1900-06-18 11:00
1900-06-18 12:00
1900-06-18 13:00
1900-06-18 14:00
1900-06-18 15:00
1900-06-18 16:00
1900-06-18 17:00
1900-06-18 18:00
1900-06-18 19:00
1900-06-18 20:00
1900-06-18 21:00
1900-06-18 22:00
1900-06-18 23:00
1900-06-19
1900-06-19 01:00
1900-06-19 02:00
1900-06-19 03:00
1900-06-19 04:00
1900-06-19 05:00
1900-06-19 06:00
1900-06-19 07:00
1900-06-19 08:00
1900-06-19 09:00
1900-06-19 10:00
1900-06-19 11:00
1900-06-19 12:00
1900-06-19 13:00
1900-06-19 14:00
1900-06-19 15:00
1900-06-19 16:00
1900-06-19 17:00
1900-06-19 18:00
1900-06-19 19:00
1900-06-19 20:00
1900-06-19 21:00
1900-06-19 22:00
1900-06-19 23:00
1900-06-20
1900-06-20 01:00
1900-06-20 02:00
1900-06-20 03:00
1900-06-20 04:00
1900-06-20 05:00
1900-06-20 06:00
1900-06-20 07:00
1900-06-20 08:00
1900-06-20 09:00
1900-06-20 10:00
1900-06-20 11:00
1900-06-20 12:00
1900-06-20 13:00
1900-06-20 14:00
1900-06-20 15:00
1900-06-20 16:00
1900-06-20 17:00
1900-06-20 18:00
1900-06-20 19:00
1900-06-20 20:00
1900-06-20 21:00
1900-06-20 22:00
1900-06-20 23:00
1900-06-21
1900-06-21 01:00
1900-06-21 02:00
1900-06-21 03:00
1900-06-21 04:00
1900-06-21 05:00
1900-06-21 06:00
1900-06-21 07:00
1900-06-21 08:00
1900-06-21 09:00
1900-06-21 10:00
1900-06-21 11:00
1900-06-21 12:00
1900-06-21 13:00
1900-06-21 14:00
1900-06-21 15:00
1900-06-21 16:00
1900-06-21 17:00
1900-06-21 18:00
1900-06-21 19:00
1900-06-21 20:00
1900-06-21 21:00
1900-06-21 22:00
1900-06-21 23:00
1900-06-22
1900-06-22 01:00
1900-06-22 02:00
1900-06-22 03:00
1900-06-22 04:00
1900-06-22 05:00
1900-06-22 06:00
1900-06-22 07:00
1900-06-22 08:00
1900-06-22 09:00
1900-06-22 10:00
1900-06-22 11:00
1900-06-22 12:00
1900-06-22 13:00
1900-06-22 14:00
1900-06-22 15:00
1900-06-22 16:00
1900-06-22 17:00
1900-06-22 18:00
1900-06-22 19:00
1900-06-22 20:00
1900-06-22 21:00
1900-06-22 22:00
1900-06-22 23:00
1900-06-23
1900-06-23 01:00
1900-06-23 02:00
1900-06-23 03:00
1900-06-23 04:00
1900-06-23 05:00
1900-06-23 06:00
1900-06-23 07:00
1900-06-23 08:00
1900-06-23 09:00
1900-06-23 10:00
1900-06-23 11:00
1900-06-23 12:00
1900-06-23 13:00
1900-06-23 14:00
1900-06-23 15:00
1900-06-23 16:00
1900-06-23 17:00
1900-06-23 18:00
1900-06-23 19:00
1900-06-23 20:00
1900-06-23 21:00
1900-06-23 22:00
1900-06-23 23:00
1900-06-24
1900-06-24 01:00
1900-06-24 02:00
1900-06-24 03:00
1900-06-24 04:00
1900-06-24 05:00
1900-06-24 06:00
1900-06-24 07:00
1900-06-24 08:00
1900-06-24 09:00
1900-06-24 10:00
1900-06-24 11:00
1900-06-24 12:00
1900-06-24 13:00
1900-06-24 14:00
1900-06-24 15:00
1900-06-24 16:00
1900-06-24 17:00
1900-06-24 18:00
1900-06-24 19:00
1900-06-24 20:00
1900-06-24 21:00
1900-06-24 22:00
1900-06-24 23:00
1900-06-25
1900-06-25 01:00
1900-06-25 02:00
1900-06-25 03:00
1900-06-25 04:00
1900-06-25 05:00
1900-06-25 06:00
1900-06-25 07:00
1900-06-25 08:00
1900-06-25 09:00
1900-06-25 10:00
1900-06-25 11:00
1900-06-25 12:00
1900-06-25 13:00
1900-06-25 14:00
1900-06-25 15:00
1900-06-25 16:00
1900-06-25 17:00
1900-06-25 18:00
1900-06-25 19:00
1900-06-25 20:00
1900-06-25 21:00
1900-06-25 22:00
1900-06-25 23:00
1900-06-26
1900-06-26 01:00
1900-06-26 02:00
1900-06-26 03:00
1900-06-26 04:00
1900-06-26 05:00
1900-06-26 06:00
1900-06-26 07:00
1900-06-26 08:00
1900-06-26 09:00
1900-06-26 10:00
1900-06-26 11:00
1900-06-26 12:00
1900-06-26 13:00
1900-06-26 14:00
1900-06-26 15:00
1900-06-26 16:00
1900-06-26 17:00
1900-06-26 18:00
1900-06-26 19:00
1900-06-26 20:00
1900-06-26 21:00
1900-06-26 22:00
1900-06-26 23:00
1900-06-27
1900-06-27 01:00
1900-06-27 02:00
1900-06-27 03:00
1900-06-27 04:00
1900-06-27 05:00
1900-06-27 06:00
1900-06-27 07:00
1900-06-27 08:00
1900-06-27 09:00
1900-06-27 10:00
1900-06-27 11:00
1900-06-27 12:00
1900-06-27 13:00
1900-06-27 14:00
1900-06-27 15:00
1900-06-27 16:00
1900-06-27 17:00
1900-06-27 18:00
1900-06-27 19:00
1900-06-27 20:00
1900-06-27 21:00
1900-06-27 22:00
1900-06-27 23:00
1900-06-28
1900-06-28 01:00
1900-06-28 02:00
1900-06-28 03:00
1900-06-28 04:00
1900-06-28 05:00
1900-06-28 06:00
1900-06-28 07:00
1900-06-28 08:00
1900-06-28 09:00
1900-06-28 10:00
1900-06-28 11:00
1900-06-28 12:00
1900-06-28 13:00
1900-06-28 14:00
1900-06-28 15:00
1900-06-28 16:00
1900-06-28 17:00
1900-06-28 18:00
1900-06-28 19:00
1900-06-28 20:00
1900-06-28 21:00
1900-06-28 22:00
1900-06-28 23:00
1900-06-29
1900-06-29 01:00
1900-06-29 02:00
1900-06-29 03:00
1900-06-29 04:00
1900-06-29 05:00
1900-06-29 06:00
1900-06-29 07:00
1900-06-29 08:00
1900-06-29 09:00
1900-06-29 10:00
1900-06-29 11:00
1900-06-29 12:00
1900-06-29 13:00
1900-06-29 14:00
1900-06-29 15:00
1900-06-29 16:00
1900-06-29 17:00
1900-06-29 18:00
1900-06-29 19:00
1900-06-29 20:00
1900-06-29 21:00
1900-06-29 22:00
1900-06-29 23:00
1900-06-30
1900-06-30 01:00
1900-06-30 02:00
1900-06-30 03:00
1900-06-30 04:00
1900-06-30 05:00
1900-06-30 06:00
1900-06-30 07:00
1900-06-30 08:00
1900-06-30 09:00
1900-06-30 10:00
1900-06-30 11:00
1900-06-30 12:00
1900-06-30 13:00
1900-06-30 14:00
1900-06-30 15:00
1900-06-30 16:00
1900-06-30 17:00
1900-06-30 18:00
1900-06-30 19:00
1900-06-30 20:00
1900-06-30 21:00
1900-06-30 22:00
1900-06-30 23:00
1900-07-01
1900-07-01 01:00
1900-07-01 02:00
1900-07-01 03:00
1900-07-01 04:00
1900-07-01 05:00
1900-07-01 06:00
1900-07-01 07:00
1900-07-01 08:00
1900-07-01 09:00
1900-07-01 10:00
1900-07-01 11:00
1900-07-01 12:00
1900-07-01 13:00
1900-07-01 14:00
1900-07-01 15:00
1900-07-01 16:00
1900-07-01 17:00
1900-07-01 18:00
1900-07-01 19:00
1900-07-01 20:00
1900-07-01 21:00
1900-07-01 22:00
1900-07-01 23:00
1900-07-02
1900-07-02 01:00
1900-07-02 02:00
1900-07-02 03:00
1900-07-02 04:00
1900-07-02 05:00
1900-07-02 06:00
1900-07-02 07:00
1900-07-02 08:00
1900-07-02 09:00
1900-07-02 10:00
1900-07-02 11:00
1900-07-02 12:00
1900-07-02 13:00
1900-07-02 14:00
1900-07-02 15:00
1900-07-02 16:00
1900-07-02 17:00
1900-07-02 18:00
1900-07-02 19:00
1900-07-02 20:00
1900-07-02 21:00
1900-07-02 22:00
1900-07-02 23:00
1900-07-03
1900-07-03 01:00
1900-07-03 02:00
1900-07-03 03:00
1900-07-03 04:00
1900-07-03 05:00
1900-07-03 06:00
1900-07-03 07:00
1900-07-03 08:00
1900-07-03 09:00
1900-07-03 10:00
1900-07-03 11:00
1900-07-03 12:00
1900-07-03 13:00
1900-07-03 14:00
1900-07-03 15:00
1900-07-03 16:00
1900-07-03 17:00
1900-07-03 18:00
1900-07-03 19:00
1900-07-03 20:00
1900-07-03 21:00
1900-07-03 22:00
1900-07-03 23:00
1900-07-04
1900-07-04 01:00
1900-07-04 02:00
1900-07-04 03:00
1900-07-04 04:00
1900-07-04 05:00
1900-07-04 06:00
1900-07-04 07:00
1900-07-04 08:00
1900-07-04 09:00
1900-07-04 10:00
1900-07-04 11:00
1900-07-04 12:00
1900-07-04 13:00
1900-07-04 14:00
1900-07-04 15:00
1900-07-04 16:00
1900-07-04 17:00
1900-07-04 18:00
1900-07-04 19:00
1900-07-04 20:00
1900-07-04 21:00
1900-07-04 22:00
1900-07-04 23:00
1900-07-05
1900-07-05 01:00
1900-07-05 02:00
1900-07-05 03:00
1900-07-05 04:00
1900-07-05 05:00
1900-07-05 06:00
1900-07-05 07:00
1900-07-05 08:00
1900-07-05 09:00
1900-07-05 10:00
1900-07-05 11:00
1900-07-05 12:00
1900-07-05 13:00
1900-07-05 14:00
1900-07-05 15:00
1900-07-05 16:00
1900-07-05 17:00
1900-07-05 18:00
1900-07-05 19:00
1900-07-05 20:00
1900-07-05 21:00
1900-07-05 22:00
1900-07-05 23:00
1900-07-06
1900-07-06 01:00
1900-07-06 02:00
1900-07-06 03:00
1900-07-06 04:00
1900-07-06 05:00
1900-07-06 06:00
1900-07-06 07:00
1900-07-06 08:00
1900-07-06 09:00
1900-07-06 10:00
1900-07-06 11:00
1900-07-06 12:00
1900-07-06 13:00
1900-07-06 14:00
1900-07-06 15:00
1900-07-06 16:00
1900-07-06 17:00
1900-07-06 18:00
1900-07-06 19:00
1900-07-06 20:00
1900-07-06 21:00
1900-07-06 22:00
1900-07-06 23:00
1900-07-07
1900-07-07 01:00
1900-07-07 02:00
1900-07-07 03:00
1900-07-07 04:00
1900-07-07 05:00
1900-07-07 06:00
1900-07-07 07:00
1900-07-07 08:00
1900-07-07 09:00
1900-07-07 10:00
1900-07-07 11:00
1900-07-07 12:00
1900-07-07 13:00
1900-07-07 14:00
1900-07-07 15:00
1900-07-07 16:00
1900-07-07 17:00
1900-07-07 18:00
1900-07-07 19:00
1900-07-07 20:00
1900-07-07 21:00
1900-07-07 22:00
1900-07-07 23:00
1900-07-08
1900-07-08 01:00
1900-07-08 02:00
1900-07-08 03:00
1900-07-08 04:00
1900-07-08 05:00
1900-07-08 06:00
1900-07-08 07:00
1900-07-08 08:00
1900-07-08 09:00
1900-07-08 10:00
1900-07-08 11:00
1900-07-08 12:00
1900-07-08 13:00
1900-07-08 14:00
1900-07-08 15:00
1900-07-08 16:00
1900-07-08 17:00
1900-07-08 18:00
1900-07-08 19:00
1900-07-08 20:00
1900-07-08 21:00
1900-07-08 22:00
1900-07-08 23:00
1900-07-09
1900-07-09 01:00
1900-07-09 02:00
1900-07-09 03:00
1900-07-09 04:00
1900-07-09 05:00
1900-07-09 06:00
1900-07-09 07:00
1900-07-09 08:00
1900-07-09 09:00
1900-07-09 10:00
1900-07-09 11:00
1900-07-09 12:00
1900-07-09 13:00
1900-07-09 14:00
1900-07-09 15:00
1900-07-09 16:00
1900-07-09 17:00
1900-07-09 18:00
1900-07-09 19:00
1900-07-09 20:00
1900-07-09 21:00
1900-07-09 22:00
1900-07-09 23:00
1900-07-10
1900-07-10 01:00
1900-07-10 02:00
1900-07-10 03:00
1900-07-10 04:00
1900-07-10 05:00
1900-07-10 06:00
1900-07-10 07:00
1900-07-10 08:00
1900-07-10 09:00
1900-07-10 10:00
1900-07-10 11:00
1900-07-10 12:00
1900-07-10 13:00
1900-07-10 14:00
1900-07-10 15:00
1900-07-10 16:00
1900-07-10 17:00
1900-07-10 18:00
1900-07-10 19:00
1900-07-10 20:00
1900-07-10 21:00
1900-07-10 22:00
1900-07-10 23:00
1900-07-11
1900-07-11 01:00
1900-07-11 02:00
1900-07-11 03:00
1900-07-11 04:00
1900-07-11 05:00
1900-07-11 06:00
1900-07-11 07:00
1900-07-11 08:00
1900-07-11 09:00
1900-07-11 10:00
1900-07-11 11:00
1900-07-11 12:00
1900-07-11 13:00
1900-07-11 14:00
1900-07-11 15:00
1900-07-11 16:00
1900-07-11 17:00
1900-07-11 18:00
1900-07-11 19:00
1900-07-11 20:00
1900-07-11 21:00
1900-07-11 22:00
1900-07-11 23:00
1900-07-12
1900-07-12 01:00
1900-07-12 02:00
1900-07-12 03:00
1900-07-12 04:00
1900-07-12 05:00
1900-07-12 06:00
1900-07-12 07:00
1900-07-12 08:00
1900-07-12 09:00
1900-07-12 10:00
1900-07-12 11:00
1900-07-12 12:00
1900-07-12 13:00
1900-07-12 14:00
1900-07-12 15:00
1900-07-12 16:00
1900-07-12 17:00
1900-07-12 18:00
1900-07-12 19:00
1900-07-12 20:00
1900-07-12 21:00
1900-07-12 22:00
1900-07-12 23:00
1900-07-13
1900-07-13 01:00
1900-07-13 02:00
1900-07-13 03:00
1900-07-13 04:00
1900-07-13 05:00
1900-07-13 06:00
1900-07-13 07:00
1900-07-13 08:00
1900-07-13 09:00
1900-07-13 10:00
1900-07-13 11:00
1900-07-13 12:00
1900-07-13 13:00
1900-07-13 14:00
1900-07-13 15:00
1900-07-13 16:00
1900-07-13 17:00
1900-07-13 18:00
1900-07-13 19:00
1900-07-13 20:00
1900-07-13 21:00
1900-07-13 22:00
1900-07-13 23:00
1900-07-14
1900-07-14 01:00
1900-07-14 02:00
1900-07-14 03:00
1900-07-14 04:00
1900-07-14 05:00
1900-07-14 06:00
1900-07-14 07:00
1900-07-14 08:00
1900-07-14 09:00
1900-07-14 10:00
1900-07-14 11:00
1900-07-14 12:00
1900-07-14 13:00
1900-07-14 14:00
1900-07-14 15:00
1900-07-14 16:00
1900-07-14 17:00
1900-07-14 18:00
1900-07-14 19:00
1900-07-14 20:00
1900-07-14 21:00
1900-07-14 22:00
1900-07-14 23:00
1900-07-15
1900-07-15 01:00
1900-07-15 02:00
1900-07-15 03:00
1900-07-15 04:00
1900-07-15 05:00
1900-07-15 06:00
1900-07-15 07:00
1900-07-15 08:00
1900-07-15 09:00
1900-07-15 10:00
1900-07-15 11:00
1900-07-15 12:00
1900-07-15 13:00
1900-07-15 14:00
1900-07-15 15:00
1900-07-15 16:00
1900-07-15 17:00
1900-07-15 18:00
1900-07-15 19:00
1900-07-15 20:00
1900-07-15 21:00
1900-07-15 22:00
1900-07-15 23:00
1900-07-16
1900-07-16 01:00
1900-07-16 02:00
1900-07-16 03:00
1900-07-16 04:00
1900-07-16 05:00
1900-07-16 06:00
1900-07-16 07:00
1900-07-16 08:00
1900-07-16 09:00
1900-07-16 10:00
1900-07-16 11:00
1900-07-16 12:00
1900-07-16 13:00
1900-07-16 14:00
1900-07-16 15:00
1900-07-16 16:00
1900-07-16 17:00
1900-07-16 18:00
1900-07-16 19:00
1900-07-16 20:00
1900-07-16 21:00
1900-07-16 22:00
1900-07-16 23:00
1900-07-17
1900-07-17 01:00
1900-07-17 02:00
1900-07-17 03:00
1900-07-17 04:00
1900-07-17 05:00
1900-07-17 06:00
1900-07-17 07:00
1900-07-17 08:00
1900-07-17 09:00
1900-07-17 10:00
1900-07-17 11:00
1900-07-17 12:00
1900-07-17 13:00
1900-07-17 14:00
1900-07-17 15:00
1900-07-17 16:00
1900-07-17 17:00
1900-07-17 18:00
1900-07-17 19:00
1900-07-17 20:00
1900-07-17 21:00
1900-07-17 22:00
1900-07-17 23:00
1900-07-18
1900-07-18 01:00
1900-07-18 02:00
1900-07-18 03:00
1900-07-18 04:00
1900-07-18 05:00
1900-07-18 06:00
1900-07-18 07:00
1900-07-18 08:00
1900-07-18 09:00
1900-07-18 10:00
1900-07-18 11:00
1900-07-18 12:00
1900-07-18 13:00
1900-07-18 14:00
1900-07-18 15:00
1900-07-18 16:00
1900-07-18 17:00
1900-07-18 18:00
1900-07-18 19:00
1900-07-18 20:00
1900-07-18 21:00
1900-07-18 22:00
1900-07-18 23:00
1900-07-19
1900-07-19 01:00
1900-07-19 02:00
1900-07-19 03:00
1900-07-19 04:00
1900-07-19 05:00
1900-07-19 06:00
1900-07-19 07:00
1900-07-19 08:00
1900-07-19 09:00
1900-07-19 10:00
1900-07-19 11:00
1900-07-19 12:00
1900-07-19 13:00
1900-07-19 14:00
1900-07-19 15:00
1900-07-19 16:00
1900-07-19 17:00
1900-07-19 18:00
1900-07-19 19:00
1900-07-19 20:00
1900-07-19 21:00
1900-07-19 22:00
1900-07-19 23:00
1900-07-20
1900-07-20 01:00
1900-07-20 02:00
1900-07-20 03:00
1900-07-20 04:00
1900-07-20 05:00
1900-07-20 06:00
1900-07-20 07:00
1900-07-20 08:00
1900-07-20 09:00
1900-07-20 10:00
1900-07-20 11:00
1900-07-20 12:00
1900-07-20 13:00
1900-07-20 14:00
1900-07-20 15:00
1900-07-20 16:00
1900-07-20 17:00
1900-07-20 18:00
1900-07-20 19:00
1900-07-20 20:00
1900-07-20 21:00
1900-07-20 22:00
1900-07-20 23:00
1900-07-21
1900-07-21 01:00
1900-07-21 02:00
1900-07-21 03:00
1900-07-21 04:00
1900-07-21 05:00
1900-07-21 06:00
1900-07-21 07:00
1900-07-21 08:00
1900-07-21 09:00
1900-07-21 10:00
1900-07-21 11:00
1900-07-21 12:00
1900-07-21 13:00
1900-07-21 14:00
1900-07-21 15:00
1900-07-21 16:00
1900-07-21 17:00
1900-07-21 18:00
1900-07-21 19:00
1900-07-21 20:00
1900-07-21 21:00
1900-07-21 22:00
1900-07-21 23:00
1900-07-22
1900-07-22 01:00
1900-07-22 02:00
1900-07-22 03:00
1900-07-22 04:00
1900-07-22 05:00
1900-07-22 06:00
1900-07-22 07:00
1900-07-22 08:00
1900-07-22 09:00
1900-07-22 10:00
1900-07-22 11:00
1900-07-22 12:00
1900-07-22 13:00
1900-07-22 14:00
1900-07-22 15:00
1900-07-22 16:00
1900-07-22 17:00
1900-07-22 18:00
1900-07-22 19:00
1900-07-22 20:00
1900-07-22 21:00
1900-07-22 22:00
1900-07-22 23:00
1900-07-23
1900-07-23 01:00
1900-07-23 02:00
1900-07-23 03:00
1900-07-23 04:00
1900-07-23 05:00
1900-07-23 06:00
1900-07-23 07:00
1900-07-23 08:00
1900-07-23 09:00
1900-07-23 10:00
1900-07-23 11:00
1900-07-23 12:00
1900-07-23 13:00
1900-07-23 14:00
1900-07-23 15:00
1900-07-23 16:00
1900-07-23 17:00
1900-07-23 18:00
1900-07-23 19:00
1900-07-23 20:00
1900-07-23 21:00
1900-07-23 22:00
1900-07-23 23:00
1900-07-24
1900-07-24 01:00
1900-07-24 02:00
1900-07-24 03:00
1900-07-24 04:00
1900-07-24 05:00
1900-07-24 06:00
1900-07-24 07:00
1900-07-24 08:00
1900-07-24 09:00
1900-07-24 10:00
1900-07-24 11:00
1900-07-24 12:00
1900-07-24 13:00
1900-07-24 14:00
1900-07-24 15:00
1900-07-24 16:00
1900-07-24 17:00
1900-07-24 18:00
1900-07-24 19:00
1900-07-24 20:00
1900-07-24 21:00
1900-07-24 22:00
1900-07-24 23:00
1900-07-25
1900-07-25 01:00
1900-07-25 02:00
1900-07-25 03:00
1900-07-25 04:00
1900-07-25 05:00
1900-07-25 06:00
1900-07-25 07:00
1900-07-25 08:00
1900-07-25 09:00
1900-07-25 10:00
1900-07-25 11:00
1900-07-25 12:00
1900-07-25 13:00
1900-07-25 14:00
1900-07-25 15:00
1900-07-25 16:00
1900-07-25 17:00
1900-07-25 18:00
1900-07-25 19:00
1900-07-25 20:00
1900-07-25 21:00
1900-07-25 22:00
1900-07-25 23:00
1900-07-26
1900-07-26 01:00
1900-07-26 02:00
1900-07-26 03:00
1900-07-26 04:00
1900-07-26 05:00
1900-07-26 06:00
1900-07-26 07:00
1900-07-26 08:00
1900-07-26 09:00
1900-07-26 10:00
1900-07-26 11:00
1900-07-26 12:00
1900-07-26 13:00
1900-07-26 14:00
1900-07-26 15:00
1900-07-26 16:00
1900-07-26 17:00
1900-07-26 18:00
1900-07-26 19:00
1900-07-26 20:00
1900-07-26 21:00
1900-07-26 22:00
1900-07-26 23:00
1900-07-27
1900-07-27 01:00
1900-07-27 02:00
1900-07-27 03:00
1900-07-27 04:00
1900-07-27 05:00
1900-07-27 06:00
1900-07-27 07:00
1900-07-27 08:00
1900-07-27 09:00
1900-07-27 10:00
1900-07-27 11:00
1900-07-27 12:00
1900-07-27 13:00
1900-07-27 14:00
1900-07-27 15:00
1900-07-27 16:00
1900-07-27 17:00
1900-07-27 18:00
1900-07-27 19:00
1900-07-27 20:00
1900-07-27 21:00
1900-07-27 22:00
1900-07-27 23:00
1900-07-28
1900-07-28 01:00
1900-07-28 02:00
1900-07-28 03:00
1900-07-28 04:00
1900-07-28 05:00
1900-07-28 06:00
1900-07-28 07:00
1900-07-28 08:00
1900-07-28 09:00
1900-07-28 10:00
1900-07-28 11:00
1900-07-28 12:00
1900-07-28 13:00
1900-07-28 14:00
1900-07-28 15:00
1900-07-28 16:00
1900-07-28 17:00
1900-07-28 18:00
1900-07-28 19:00
1900-07-28 20:00
1900-07-28 21:00
1900-07-28 22:00
1900-07-28 23:00
1900-07-29
1900-07-29 01:00
1900-07-29 02:00
1900-07-29 03:00
1900-07-29 04:00
1900-07-29 05:00
1900-07-29 06:00
1900-07-29 07:00
1900-07-29 08:00
1900-07-29 09:00
1900-07-29 10:00
1900-07-29 11:00
1900-07-29 12:00
1900-07-29 13:00
1900-07-29 14:00
1900-07-29 15:00
1900-07-29 16:00
1900-07-29 17:00
1900-07-29 18:00
1900-07-29 19:00
1900-07-29 20:00
1900-07-29 21:00
1900-07-29 22:00
1900-07-29 23:00
1900-07-30
1900-07-30 01:00
1900-07-30 02:00
1900-07-30 03:00
1900-07-30 04:00
1900-07-30 05:00
1900-07-30 06:00
1900-07-30 07:00
1900-07-30 08:00
1900-07-30 09:00
1900-07-30 10:00
1900-07-30 11:00
1900-07-30 12:00
1900-07-30 13:00
1900-07-30 14:00
1900-07-30 15:00
1900-07-30 16:00
1900-07-30 17:00
1900-07-30 18:00
1900-07-30 19:00
1900-07-30 20:00
1900-07-30 21:00
1900-07-30 22:00
1900-07-30 23:00
1900-07-31
1900-07-31 01:00
1900-07-31 02:00
1900-07-31 03:00
1900-07-31 04:00
1900-07-31 05:00
1900-07-31 06:00
1900-07-31 07:00
1900-07-31 08:00
1900-07-31 09:00
1900-07-31 10:00
1900-07-31 11:00
1900-07-31 12:00
1900-07-31 13:00
1900-07-31 14:00
1900-07-31 15:00
1900-07-31 16:00
1900-07-31 17:00
1900-07-31 18:00
1900-07-31 19:00
1900-07-31 20:00
1900-07-31 21:00
1900-07-31 22:00
1900-07-31 23:00
1900-08-01
1900-08-01 01:00
1900-08-01 02:00
1900-08-01 03:00
1900-08-01 04:00
1900-08-01 05:00
1900-08-01 06:00
1900-08-01 07:00
1900-08-01 08:00
1900-08-01 09:00
1900-08-01 10:00
1900-08-01 11:00
1900-08-01 12:00
1900-08-01 13:00
1900-08-01 14:00
1900-08-01 15:00
1900-08-01 16:00
1900-08-01 17:00
1900-08-01 18:00
1900-08-01 19:00
1900-08-01 20:00
1900-08-01 21:00
1900-08-01 22:00
1900-08-01 23:00
1900-08-02
1900-08-02 01:00
1900-08-02 02:00
1900-08-02 03:00
1900-08-02 04:00
1900-08-02 05:00
1900-08-02 06:00
1900-08-02 07:00
1900-08-02 08:00
1900-08-02 09:00
1900-08-02 10:00
1900-08-02 11:00
1900-08-02 12:00
1900-08-02 13:00
1900-08-02 14:00
1900-08-02 15:00
1900-08-02 16:00
1900-08-02 17:00
1900-08-02 18:00
1900-08-02 19:00
1900-08-02 20:00
1900-08-02 21:00
1900-08-02 22:00
1900-08-02 23:00
1900-08-03
1900-08-03 01:00
1900-08-03 02:00
1900-08-03 03:00
1900-08-03 04:00
1900-08-03 05:00
1900-08-03 06:00
1900-08-03 07:00
1900-08-03 08:00
1900-08-03 09:00
1900-08-03 10:00
1900-08-03 11:00
1900-08-03 12:00
1900-08-03 13:00
1900-08-03 14:00
1900-08-03 15:00
1900-08-03 16:00
1900-08-03 17:00
1900-08-03 18:00
1900-08-03 19:00
1900-08-03 20:00
1900-08-03 21:00
1900-08-03 22:00
1900-08-03 23:00
1900-08-04
1900-08-04 01:00
1900-08-04 02:00
1900-08-04 03:00
1900-08-04 04:00
1900-08-04 05:00
1900-08-04 06:00
1900-08-04 07:00
1900-08-04 08:00
1900-08-04 09:00
1900-08-04 10:00
1900-08-04 11:00
1900-08-04 12:00
1900-08-04 13:00
1900-08-04 14:00
1900-08-04 15:00
1900-08-04 16:00
1900-08-04 17:00
1900-08-04 18:00
1900-08-04 19:00
1900-08-04 20:00
1900-08-04 21:00
1900-08-04 22:00
1900-08-04 23:00
1900-08-05
1900-08-05 01:00
1900-08-05 02:00
1900-08-05 03:00
1900-08-05 04:00
1900-08-05 05:00
1900-08-05 06:00
1900-08-05 07:00
1900-08-05 08:00
1900-08-05 09:00
1900-08-05 10:00
1900-08-05 11:00
1900-08-05 12:00
1900-08-05 13:00
1900-08-05 14:00
1900-08-05 15:00
1900-08-05 16:00
1900-08-05 17:00
1900-08-05 18:00
1900-08-05 19:00
1900-08-05 20:00
1900-08-05 21:00
1900-08-05 22:00
1900-08-05 23:00
1900-08-06
1900-08-06 01:00
1900-08-06 02:00
1900-08-06 03:00
1900-08-06 04:00
1900-08-06 05:00
1900-08-06 06:00
1900-08-06 07:00
1900-08-06 08:00
1900-08-06 09:00
1900-08-06 10:00
1900-08-06 11:00
1900-08-06 12:00
1900-08-06 13:00
1900-08-06 14:00
1900-08-06 15:00
1900-08-06 16:00
1900-08-06 17:00
1900-08-06 18:00
1900-08-06 19:00
1900-08-06 20:00
1900-08-06 21:00
1900-08-06 22:00
1900-08-06 23:00
1900-08-07
1900-08-07 01:00
1900-08-07 02:00
1900-08-07 03:00
1900-08-07 04:00
1900-08-07 05:00
1900-08-07 06:00
1900-08-07 07:00
1900-08-07 08:00
1900-08-07 09:00
1900-08-07 10:00
1900-08-07 11:00
1900-08-07 12:00
1900-08-07 13:00
1900-08-07 14:00
1900-08-07 15:00
1900-08-07 16:00
1900-08-07 17:00
1900-08-07 18:00
1900-08-07 19:00
1900-08-07 20:00
1900-08-07 21:00
1900-08-07 22:00
1900-08-07 23:00
1900-08-08
1900-08-08 01:00
1900-08-08 02:00
1900-08-08 03:00
1900-08-08 04:00
1900-08-08 05:00
1900-08-08 06:00
1900-08-08 07:00
1900-08-08 08:00
1900-08-08 09:00
1900-08-08 10:00
1900-08-08 11:00
1900-08-08 12:00
1900-08-08 13:00
1900-08-08 14:00
1900-08-08 15:00
1900-08-08 16:00
1900-08-08 17:00
1900-08-08 18:00
1900-08-08 19:00
1900-08-08 20:00
1900-08-08 21:00
1900-08-08 22:00
1900-08-08 23:00
1900-08-09
1900-08-09 01:00
1900-08-09 02:00
1900-08-09 03:00
1900-08-09 04:00
1900-08-09 05:00
1900-08-09 06:00
1900-08-09 07:00
1900-08-09 08:00
1900-08-09 09:00
1900-08-09 10:00
1900-08-09 11:00
1900-08-09 12:00
1900-08-09 13:00
1900-08-09 14:00
1900-08-09 15:00
1900-08-09 16:00
1900-08-09 17:00
1900-08-09 18:00
1900-08-09 19:00
1900-08-09 20:00
1900-08-09 21:00
1900-08-09 22:00
1900-08-09 23:00
1900-08-10
1900-08-10 01:00
1900-08-10 02:00
1900-08-10 03:00
1900-08-10 04:00
1900-08-10 05:00
1900-08-10 06:00
1900-08-10 07:00
1900-08-10 08:00
1900-08-10 09:00
1900-08-10 10:00
1900-08-10 11:00
1900-08-10 12:00
1900-08-10 13:00
1900-08-10 14:00
1900-08-10 15:00
1900-08-10 16:00
1900-08-10 17:00
1900-08-10 18:00
1900-08-10 19:00
1900-08-10 20:00
1900-08-10 21:00
1900-08-10 22:00
1900-08-10 23:00
1900-08-11
1900-08-11 01:00
1900-08-11 02:00
1900-08-11 03:00
1900-08-11 04:00
1900-08-11 05:00
1900-08-11 06:00
1900-08-11 07:00
1900-08-11 08:00
1900-08-11 09:00
1900-08-11 10:00
1900-08-11 11:00
1900-08-11 12:00
1900-08-11 13:00
1900-08-11 14:00
1900-08-11 15:00
1900-08-11 16:00
1900-08-11 17:00
1900-08-11 18:00
1900-08-11 19:00
1900-08-11 20:00
1900-08-11 21:00
1900-08-11 22:00
1900-08-11 23:00
1900-08-12
1900-08-12 01:00
1900-08-12 02:00
1900-08-12 03:00
1900-08-12 04:00
1900-08-12 05:00
1900-08-12 06:00
1900-08-12 07:00
1900-08-12 08:00
1900-08-12 09:00
1900-08-12 10:00
1900-08-12 11:00
1900-08-12 12:00
1900-08-12 13:00
1900-08-12 14:00
1900-08-12 15:00
1900-08-12 16:00
1900-08-12 17:00
1900-08-12 18:00
1900-08-12 19:00
1900-08-12 20:00
1900-08-12 21:00
1900-08-12 22:00
1900-08-12 23:00
1900-08-13
1900-08-13 01:00
1900-08-13 02:00
1900-08-13 03:00
1900-08-13 04:00
1900-08-13 05:00
1900-08-13 06:00
1900-08-13 07:00
1900-08-13 08:00
1900-08-13 09:00
1900-08-13 10:00
1900-08-13 11:00
1900-08-13 12:00
1900-08-13 13:00
1900-08-13 14:00
1900-08-13 15:00
1900-08-13 16:00
1900-08-13 17:00
1900-08-13 18:00
1900-08-13 19:00
1900-08-13 20:00
1900-08-13 21:00
1900-08-13 22:00
1900-08-13 23:00
1900-08-14
1900-08-14 01:00
1900-08-14 02:00
1900-08-14 03:00
1900-08-14 04:00
1900-08-14 05:00
1900-08-14 06:00
1900-08-14 07:00
1900-08-14 08:00
1900-08-14 09:00
1900-08-14 10:00
1900-08-14 11:00
1900-08-14 12:00
1900-08-14 13:00
1900-08-14 14:00
1900-08-14 15:00
1900-08-14 16:00
1900-08-14 17:00
1900-08-14 18:00
1900-08-14 19:00
1900-08-14 20:00
1900-08-14 21:00
1900-08-14 22:00
1900-08-14 23:00
1900-08-15
1900-08-15 01:00
1900-08-15 02:00
1900-08-15 03:00
1900-08-15 04:00
1900-08-15 05:00
1900-08-15 06:00
1900-08-15 07:00
1900-08-15 08:00
1900-08-15 09:00
1900-08-15 10:00
1900-08-15 11:00
1900-08-15 12:00
1900-08-15 13:00
1900-08-15 14:00
1900-08-15 15:00
1900-08-15 16:00
1900-08-15 17:00
1900-08-15 18:00
1900-08-15 19:00
1900-08-15 20:00
1900-08-15 21:00
1900-08-15 22:00
1900-08-15 23:00
1900-08-16
1900-08-16 01:00
1900-08-16 02:00
1900-08-16 03:00
1900-08-16 04:00
1900-08-16 05:00
1900-08-16 06:00
1900-08-16 07:00
1900-08-16 08:00
1900-08-16 09:00
1900-08-16 10:00
1900-08-16 11:00
1900-08-16 12:00
1900-08-16 13:00
1900-08-16 14:00
1900-08-16 15:00
1900-08-16 16:00
1900-08-16 17:00
1900-08-16 18:00
1900-08-16 19:00
1900-08-16 20:00
1900-08-16 21:00
1900-08-16 22:00
1900-08-16 23:00
1900-08-17
1900-08-17 01:00
1900-08-17 02:00
1900-08-17 03:00
1900-08-17 04:00
1900-08-17 05:00
1900-08-17 06:00
1900-08-17 07:00
1900-08-17 08:00
1900-08-17 09:00
1900-08-17 10:00
1900-08-17 11:00
1900-08-17 12:00
1900-08-17 13:00
1900-08-17 14:00
1900-08-17 15:00
1900-08-17 16:00
1900-08-17 17:00
1900-08-17 18:00
1900-08-17 19:00
1900-08-17 20:00
1900-08-17 21:00
1900-08-17 22:00
1900-08-17 23:00
1900-08-18
1900-08-18 01:00
1900-08-18 02:00
1900-08-18 03:00
1900-08-18 04:00
1900-08-18 05:00
1900-08-18 06:00
1900-08-18 07:00
1900-08-18 08:00
1900-08-18 09:00
1900-08-18 10:00
1900-08-18 11:00
1900-08-18 12:00
1900-08-18 13:00
1900-08-18 14:00
1900-08-18 15:00
1900-08-18 16:00
1900-08-18 17:00
1900-08-18 18:00
1900-08-18 19:00
1900-08-18 20:00
1900-08-18 21:00
1900-08-18 22:00
1900-08-18 23:00
1900-08-19
1900-08-19 01:00
1900-08-19 02:00
1900-08-19 03:00
1900-08-19 04:00
1900-08-19 05:00
1900-08-19 06:00
1900-08-19 07:00
1900-08-19 08:00
1900-08-19 09:00
1900-08-19 10:00
1900-08-19 11:00
1900-08-19 12:00
1900-08-19 13:00
1900-08-19 14:00
1900-08-19 15:00
1900-08-19 16:00
1900-08-19 17:00
1900-08-19 18:00
1900-08-19 19:00
1900-08-19 20:00
1900-08-19 21:00
1900-08-19 22:00
1900-08-19 23:00
1900-08-20
1900-08-20 01:00
1900-08-20 02:00
1900-08-20 03:00
1900-08-20 04:00
1900-08-20 05:00
1900-08-20 06:00
1900-08-20 07:00
1900-08-20 08:00
1900-08-20 09:00
1900-08-20 10:00
1900-08-20 11:00
1900-08-20 12:00
1900-08-20 13:00
1900-08-20 14:00
1900-08-20 15:00
1900-08-20 16:00
1900-08-20 17:00
1900-08-20 18:00
1900-08-20 19:00
1900-08-20 20:00
1900-08-20 21:00
1900-08-20 22:00
1900-08-20 23:00
1900-08-21
1900-08-21 01:00
1900-08-21 02:00
1900-08-21 03:00
1900-08-21 04:00
1900-08-21 05:00
1900-08-21 06:00
1900-08-21 07:00
1900-08-21 08:00
1900-08-21 09:00
1900-08-21 10:00
1900-08-21 11:00
1900-08-21 12:00
1900-08-21 13:00
1900-08-21 14:00
1900-08-21 15:00
1900-08-21 16:00
1900-08-21 17:00
1900-08-21 18:00
1900-08-21 19:00
1900-08-21 20:00
1900-08-21 21:00
1900-08-21 22:00
1900-08-21 23:00
1900-08-22
1900-08-22 01:00
1900-08-22 02:00
1900-08-22 03:00
1900-08-22 04:00
1900-08-22 05:00
1900-08-22 06:00
1900-08-22 07:00
1900-08-22 08:00
1900-08-22 09:00
1900-08-22 10:00
1900-08-22 11:00
1900-08-22 12:00
1900-08-22 13:00
1900-08-22 14:00
1900-08-22 15:00
1900-08-22 16:00
1900-08-22 17:00
1900-08-22 18:00
1900-08-22 19:00
1900-08-22 20:00
1900-08-22 21:00
1900-08-22 22:00
1900-08-22 23:00
1900-08-23
1900-08-23 01:00
1900-08-23 02:00
1900-08-23 03:00
1900-08-23 04:00
1900-08-23 05:00
1900-08-23 06:00
1900-08-23 07:00
1900-08-23 08:00
1900-08-23 09:00
1900-08-23 10:00
1900-08-23 11:00
1900-08-23 12:00
1900-08-23 13:00
1900-08-23 14:00
1900-08-23 15:00
1900-08-23 16:00
1900-08-23 17:00
1900-08-23 18:00
1900-08-23 19:00
1900-08-23 20:00
1900-08-23 21:00
1900-08-23 22:00
1900-08-23 23:00
1900-08-24
1900-08-24 01:00
1900-08-24 02:00
1900-08-24 03:00
1900-08-24 04:00
1900-08-24 05:00
1900-08-24 06:00
1900-08-24 07:00
1900-08-24 08:00
1900-08-24 09:00
1900-08-24 10:00
1900-08-24 11:00
1900-08-24 12:00
1900-08-24 13:00
1900-08-24 14:00
1900-08-24 15:00
1900-08-24 16:00
1900-08-24 17:00
1900-08-24 18:00
1900-08-24 19:00
1900-08-24 20:00
1900-08-24 21:00
1900-08-24 22:00
1900-08-24 23:00
1900-08-25
1900-08-25 01:00
1900-08-25 02:00
1900-08-25 03:00
1900-08-25 04:00
1900-08-25 05:00
1900-08-25 06:00
1900-08-25 07:00
1900-08-25 08:00
1900-08-25 09:00
1900-08-25 10:00
1900-08-25 11:00
1900-08-25 12:00
1900-08-25 13:00
1900-08-25 14:00
1900-08-25 15:00
1900-08-25 16:00
1900-08-25 17:00
1900-08-25 18:00
1900-08-25 19:00
1900-08-25 20:00
1900-08-25 21:00
1900-08-25 22:00
1900-08-25 23:00
1900-08-26
1900-08-26 01:00
1900-08-26 02:00
1900-08-26 03:00
1900-08-26 04:00
1900-08-26 05:00
1900-08-26 06:00
1900-08-26 07:00
1900-08-26 08:00
1900-08-26 09:00
1900-08-26 10:00
1900-08-26 11:00
1900-08-26 12:00
1900-08-26 13:00
1900-08-26 14:00
1900-08-26 15:00
1900-08-26 16:00
1900-08-26 17:00
1900-08-26 18:00
1900-08-26 19:00
1900-08-26 20:00
1900-08-26 21:00
1900-08-26 22:00
1900-08-26 23:00
1900-08-27
1900-08-27 01:00
1900-08-27 02:00
1900-08-27 03:00
1900-08-27 04:00
1900-08-27 05:00
1900-08-27 06:00
1900-08-27 07:00
1900-08-27 08:00
1900-08-27 09:00
1900-08-27 10:00
1900-08-27 11:00
1900-08-27 12:00
1900-08-27 13:00
1900-08-27 14:00
1900-08-27 15:00
1900-08-27 16:00
1900-08-27 17:00
1900-08-27 18:00
1900-08-27 19:00
1900-08-27 20:00
1900-08-27 21:00
1900-08-27 22:00
1900-08-27 23:00
1900-08-28
1900-08-28 01:00
1900-08-28 02:00
1900-08-28 03:00
1900-08-28 04:00
1900-08-28 05:00
1900-08-28 06:00
1900-08-28 07:00
1900-08-28 08:00
1900-08-28 09:00
1900-08-28 10:00
1900-08-28 11:00
1900-08-28 12:00
1900-08-28 13:00
1900-08-28 14:00
1900-08-28 15:00
1900-08-28 16:00
1900-08-28 17:00
1900-08-28 18:00
1900-08-28 19:00
1900-08-28 20:00
1900-08-28 21:00
1900-08-28 22:00
1900-08-28 23:00
1900-08-29
1900-08-29 01:00
1900-08-29 02:00
1900-08-29 03:00
1900-08-29 04:00
1900-08-29 05:00
1900-08-29 06:00
1900-08-29 07:00
1900-08-29 08:00
1900-08-29 09:00
1900-08-29 10:00
1900-08-29 11:00
1900-08-29 12:00
1900-08-29 13:00
1900-08-29 14:00
1900-08-29 15:00
1900-08-29 16:00
1900-08-29 17:00
1900-08-29 18:00
1900-08-29 19:00
1900-08-29 20:00
1900-08-29 21:00
1900-08-29 22:00
1900-08-29 23:00
1900-08-30
1900-08-30 01:00
1900-08-30 02:00
1900-08-30 03:00
1900-08-30 04:00
1900-08-30 05:00
1900-08-30 06:00
1900-08-30 07:00
1900-08-30 08:00
1900-08-30 09:00
1900-08-30 10:00
1900-08-30 11:00
1900-08-30 12:00
1900-08-30 13:00
1900-08-30 14:00
1900-08-30 15:00
1900-08-30 16:00
1900-08-30 17:00
1900-08-30 18:00
1900-08-30 19:00
1900-08-30 20:00
1900-08-30 21:00
1900-08-30 22:00
1900-08-30 23:00
1900-08-31
1900-08-31 01:00
1900-08-31 02:00
1900-08-31 03:00
1900-08-31 04:00
1900-08-31 05:00
1900-08-31 06:00
1900-08-31 07:00
1900-08-31 08:00
1900-08-31 09:00
1900-08-31 10:00
1900-08-31 11:00
1900-08-31 12:00
1900-08-31 13:00
1900-08-31 14:00
1900-08-31 15:00
1900-08-31 16:00
1900-08-31 17:00
1900-08-31 18:00
1900-08-31 19:00
1900-08-31 20:00
1900-08-31 21:00
1900-08-31 22:00
1900-08-31 23:00
1900-09-01
1900-09-01 01:00
1900-09-01 02:00
1900-09-01 03:00
1900-09-01 04:00
1900-09-01 05:00
1900-09-01 06:00
1900-09-01 07:00
1900-09-01 08:00
1900-09-01 09:00
1900-09-01 10:00
1900-09-01 11:00
1900-09-01 12:00
1900-09-01 13:00
1900-09-01 14:00
1900-09-01 15:00
1900-09-01 16:00
1900-09-01 17:00
1900-09-01 18:00
1900-09-01 19:00
1900-09-01 20:00
1900-09-01 21:00
1900-09-01 22:00
1900-09-01 23:00
1900-09-02
1900-09-02 01:00
1900-09-02 02:00
1900-09-02 03:00
1900-09-02 04:00
1900-09-02 05:00
1900-09-02 06:00
1900-09-02 07:00
1900-09-02 08:00
1900-09-02 09:00
1900-09-02 10:00
1900-09-02 11:00
1900-09-02 12:00
1900-09-02 13:00
1900-09-02 14:00
1900-09-02 15:00
1900-09-02 16:00
1900-09-02 17:00
1900-09-02 18:00
1900-09-02 19:00
1900-09-02 20:00
1900-09-02 21:00
1900-09-02 22:00
1900-09-02 23:00
1900-09-03
1900-09-03 01:00
1900-09-03 02:00
1900-09-03 03:00
1900-09-03 04:00
1900-09-03 05:00
1900-09-03 06:00
1900-09-03 07:00
1900-09-03 08:00
1900-09-03 09:00
1900-09-03 10:00
1900-09-03 11:00
1900-09-03 12:00
1900-09-03 13:00
1900-09-03 14:00
1900-09-03 15:00
1900-09-03 16:00
1900-09-03 17:00
1900-09-03 18:00
1900-09-03 19:00
1900-09-03 20:00
1900-09-03 21:00
1900-09-03 22:00
1900-09-03 23:00
1900-09-04
1900-09-04 01:00
1900-09-04 02:00
1900-09-04 03:00
1900-09-04 04:00
1900-09-04 05:00
1900-09-04 06:00
1900-09-04 07:00
1900-09-04 08:00
1900-09-04 09:00
1900-09-04 10:00
1900-09-04 11:00
1900-09-04 12:00
1900-09-04 13:00
1900-09-04 14:00
1900-09-04 15:00
1900-09-04 16:00
1900-09-04 17:00
1900-09-04 18:00
1900-09-04 19:00
1900-09-04 20:00
1900-09-04 21:00
1900-09-04 22:00
1900-09-04 23:00
1900-09-05
1900-09-05 01:00
1900-09-05 02:00
1900-09-05 03:00
1900-09-05 04:00
1900-09-05 05:00
1900-09-05 06:00
1900-09-05 07:00
1900-09-05 08:00
1900-09-05 09:00
1900-09-05 10:00
1900-09-05 11:00
1900-09-05 12:00
1900-09-05 13:00
1900-09-05 14:00
1900-09-05 15:00
1900-09-05 16:00
1900-09-05 17:00
1900-09-05 18:00
1900-09-05 19:00
1900-09-05 20:00
1900-09-05 21:00
1900-09-05 22:00
1900-09-05 23:00
1900-09-06
1900-09-06 01:00
1900-09-06 02:00
1900-09-06 03:00
1900-09-06 04:00
1900-09-06 05:00
1900-09-06 06:00
1900-09-06 07:00
1900-09-06 08:00
1900-09-06 09:00
1900-09-06 10:00
1900-09-06 11:00
1900-09-06 12:00
1900-09-06 13:00
1900-09-06 14:00
1900-09-06 15:00
1900-09-06 16:00
1900-09-06 17:00
1900-09-06 18:00
1900-09-06 19:00
1900-09-06 20:00
1900-09-06 21:00
1900-09-06 22:00
1900-09-06 23:00
1900-09-07
1900-09-07 01:00
1900-09-07 02:00
1900-09-07 03:00
1900-09-07 04:00
1900-09-07 05:00
1900-09-07 06:00
1900-09-07 07:00
1900-09-07 08:00
1900-09-07 09:00
1900-09-07 10:00
1900-09-07 11:00
1900-09-07 12:00
1900-09-07 13:00
1900-09-07 14:00
1900-09-07 15:00
1900-09-07 16:00
1900-09-07 17:00
1900-09-07 18:00
1900-09-07 19:00
1900-09-07 20:00
1900-09-07 21:00
1900-09-07 22:00
1900-09-07 23:00
1900-09-08
1900-09-08 01:00
1900-09-08 02:00
1900-09-08 03:00
1900-09-08 04:00
1900-09-08 05:00
1900-09-08 06:00
1900-09-08 07:00
1900-09-08 08:00
1900-09-08 09:00
1900-09-08 10:00
1900-09-08 11:00
1900-09-08 12:00
1900-09-08 13:00
1900-09-08 14:00
1900-09-08 15:00
1900-09-08 16:00
1900-09-08 17:00
1900-09-08 18:00
1900-09-08 19:00
1900-09-08 20:00
1900-09-08 21:00
1900-09-08 22:00
1900-09-08 23:00
1900-09-09
1900-09-09 01:00
1900-09-09 02:00
1900-09-09 03:00
1900-09-09 04:00
1900-09-09 05:00
1900-09-09 06:00
1900-09-09 07:00
1900-09-09 08:00
1900-09-09 09:00
1900-09-09 10:00
1900-09-09 11:00
1900-09-09 12:00
1900-09-09 13:00
1900-09-09 14:00
1900-09-09 15:00
1900-09-09 16:00
1900-09-09 17:00
1900-09-09 18:00
1900-09-09 19:00
1900-09-09 20:00
1900-09-09 21:00
1900-09-09 22:00
1900-09-09 23:00
1900-09-10
1900-09-10 01:00
1900-09-10 02:00
1900-09-10 03:00
1900-09-10 04:00
1900-09-10 05:00
1900-09-10 06:00
1900-09-10 07:00
1900-09-10 08:00
1900-09-10 09:00
1900-09-10 10:00
1900-09-10 11:00
1900-09-10 12:00
1900-09-10 13:00
1900-09-10 14:00
1900-09-10 15:00
1900-09-10 16:00
1900-09-10 17:00
1900-09-10 18:00
1900-09-10 19:00
1900-09-10 20:00
1900-09-10 21:00
1900-09-10 22:00
1900-09-10 23:00
1900-09-11
1900-09-11 01:00
1900-09-11 02:00
1900-09-11 03:00
1900-09-11 04:00
1900-09-11 05:00
1900-09-11 06:00
1900-09-11 07:00
1900-09-11 08:00
1900-09-11 09:00
1900-09-11 10:00
1900-09-11 11:00
1900-09-11 12:00
1900-09-11 13:00
1900-09-11 14:00
1900-09-11 15:00
1900-09-11 16:00
1900-09-11 17:00
1900-09-11 18:00
1900-09-11 19:00
1900-09-11 20:00
1900-09-11 21:00
1900-09-11 22:00
1900-09-11 23:00
1900-09-12
1900-09-12 01:00
1900-09-12 02:00
1900-09-12 03:00
1900-09-12 04:00
1900-09-12 05:00
1900-09-12 06:00
1900-09-12 07:00
1900-09-12 08:00
1900-09-12 09:00
1900-09-12 10:00
1900-09-12 11:00
1900-09-12 12:00
1900-09-12 13:00
1900-09-12 14:00
1900-09-12 15:00
1900-09-12 16:00
1900-09-12 17:00
1900-09-12 18:00
1900-09-12 19:00
1900-09-12 20:00
1900-09-12 21:00
1900-09-12 22:00
1900-09-12 23:00
1900-09-13
1900-09-13 01:00
1900-09-13 02:00
1900-09-13 03:00
1900-09-13 04:00
1900-09-13 05:00
1900-09-13 06:00
1900-09-13 07:00
1900-09-13 08:00
1900-09-13 09:00
1900-09-13 10:00
1900-09-13 11:00
1900-09-13 12:00
1900-09-13 13:00
1900-09-13 14:00
1900-09-13 15:00
1900-09-13 16:00
1900-09-13 17:00
1900-09-13 18:00
1900-09-13 19:00
1900-09-13 20:00
1900-09-13 21:00
1900-09-13 22:00
1900-09-13 23:00
1900-09-14
1900-09-14 01:00
1900-09-14 02:00
1900-09-14 03:00
1900-09-14 04:00
1900-09-14 05:00
1900-09-14 06:00
1900-09-14 07:00
1900-09-14 08:00
1900-09-14 09:00
1900-09-14 10:00
1900-09-14 11:00
1900-09-14 12:00
1900-09-14 13:00
1900-09-14 14:00
1900-09-14 15:00
1900-09-14 16:00
1900-09-14 17:00
1900-09-14 18:00
1900-09-14 19:00
1900-09-14 20:00
1900-09-14 21:00
1900-09-14 22:00
1900-09-14 23:00
1900-09-15
1900-09-15 01:00
1900-09-15 02:00
1900-09-15 03:00
1900-09-15 04:00
1900-09-15 05:00
1900-09-15 06:00
1900-09-15 07:00
1900-09-15 08:00
1900-09-15 09:00
1900-09-15 10:00
1900-09-15 11:00
1900-09-15 12:00
1900-09-15 13:00
1900-09-15 14:00
1900-09-15 15:00
1900-09-15 16:00
1900-09-15 17:00
1900-09-15 18:00
1900-09-15 19:00
1900-09-15 20:00
1900-09-15 21:00
1900-09-15 22:00
1900-09-15 23:00
1900-09-16
1900-09-16 01:00
1900-09-16 02:00
1900-09-16 03:00
1900-09-16 04:00
1900-09-16 05:00
1900-09-16 06:00
1900-09-16 07:00
1900-09-16 08:00
1900-09-16 09:00
1900-09-16 10:00
1900-09-16 11:00
1900-09-16 12:00
1900-09-16 13:00
1900-09-16 14:00
1900-09-16 15:00
1900-09-16 16:00
1900-09-16 17:00
1900-09-16 18:00
1900-09-16 19:00
1900-09-16 20:00
1900-09-16 21:00
1900-09-16 22:00
1900-09-16 23:00
1900-09-17
1900-09-17 01:00
1900-09-17 02:00
1900-09-17 03:00
1900-09-17 04:00
1900-09-17 05:00
1900-09-17 06:00
1900-09-17 07:00
1900-09-17 08:00
1900-09-17 09:00
1900-09-17 10:00
1900-09-17 11:00
1900-09-17 12:00
1900-09-17 13:00
1900-09-17 14:00
1900-09-17 15:00
1900-09-17 16:00
1900-09-17 17:00
1900-09-17 18:00
1900-09-17 19:00
1900-09-17 20:00
1900-09-17 21:00
1900-09-17 22:00
1900-09-17 23:00
1900-09-18
1900-09-18 01:00
1900-09-18 02:00
1900-09-18 03:00
1900-09-18 04:00
1900-09-18 05:00
1900-09-18 06:00
1900-09-18 07:00
1900-09-18 08:00
1900-09-18 09:00
1900-09-18 10:00
1900-09-18 11:00
1900-09-18 12:00
1900-09-18 13:00
1900-09-18 14:00
1900-09-18 15:00
1900-09-18 16:00
1900-09-18 17:00
1900-09-18 18:00
1900-09-18 19:00
1900-09-18 20:00
1900-09-18 21:00
1900-09-18 22:00
1900-09-18 23:00
1900-09-19
1900-09-19 01:00
1900-09-19 02:00
1900-09-19 03:00
1900-09-19 04:00
1900-09-19 05:00
1900-09-19 06:00
1900-09-19 07:00
1900-09-19 08:00
1900-09-19 09:00
1900-09-19 10:00
1900-09-19 11:00
1900-09-19 12:00
1900-09-19 13:00
1900-09-19 14:00
1900-09-19 15:00
1900-09-19 16:00
1900-09-19 17:00
1900-09-19 18:00
1900-09-19 19:00
1900-09-19 20:00
1900-09-19 21:00
1900-09-19 22:00
1900-09-19 23:00
1900-09-20
1900-09-20 01:00
1900-09-20 02:00
1900-09-20 03:00
1900-09-20 04:00
1900-09-20 05:00
1900-09-20 06:00
1900-09-20 07:00
1900-09-20 08:00
1900-09-20 09:00
1900-09-20 10:00
1900-09-20 11:00
1900-09-20 12:00
1900-09-20 13:00
1900-09-20 14:00
1900-09-20 15:00
1900-09-20 16:00
1900-09-20 17:00
1900-09-20 18:00
1900-09-20 19:00
1900-09-20 20:00
1900-09-20 21:00
1900-09-20 22:00
1900-09-20 23:00
1900-09-21
1900-09-21 01:00
1900-09-21 02:00
1900-09-21 03:00
1900-09-21 04:00
1900-09-21 05:00
1900-09-21 06:00
1900-09-21 07:00
1900-09-21 08:00
1900-09-21 09:00
1900-09-21 10:00
1900-09-21 11:00
1900-09-21 12:00
1900-09-21 13:00
1900-09-21 14:00
1900-09-21 15:00
1900-09-21 16:00
1900-09-21 17:00
1900-09-21 18:00
1900-09-21 19:00
1900-09-21 20:00
1900-09-21 21:00
1900-09-21 22:00
1900-09-21 23:00
1900-09-22
1900-09-22 01:00
1900-09-22 02:00
1900-09-22 03:00
1900-09-22 04:00
1900-09-22 05:00
1900-09-22 06:00
1900-09-22 07:00
1900-09-22 08:00
1900-09-22 09:00
1900-09-22 10:00
1900-09-22 11:00
1900-09-22 12:00
1900-09-22 13:00
1900-09-22 14:00
1900-09-22 15:00
1900-09-22 16:00
1900-09-22 17:00
1900-09-22 18:00
1900-09-22 19:00
1900-09-22 20:00
1900-09-22 21:00
1900-09-22 22:00
1900-09-22 23:00
1900-09-23
1900-09-23 01:00
1900-09-23 02:00
1900-09-23 03:00
1900-09-23 04:00
1900-09-23 05:00
1900-09-23 06:00
1900-09-23 07:00
1900-09-23 08:00
1900-09-23 09:00
1900-09-23 10:00
1900-09-23 11:00
1900-09-23 12:00
1900-09-23 13:00
1900-09-23 14:00
1900-09-23 15:00
1900-09-23 16:00
1900-09-23 17:00
1900-09-23 18:00
1900-09-23 19:00
1900-09-23 20:00
1900-09-23 21:00
1900-09-23 22:00
1900-09-23 23:00
1900-09-24
1900-09-24 01:00
1900-09-24 02:00
1900-09-24 03:00
1900-09-24 04:00
1900-09-24 05:00
1900-09-24 06:00
1900-09-24 07:00
1900-09-24 08:00
1900-09-24 09:00
1900-09-24 10:00
1900-09-24 11:00
1900-09-24 12:00
1900-09-24 13:00
1900-09-24 14:00
1900-09-24 15:00
1900-09-24 16:00
1900-09-24 17:00
1900-09-24 18:00
1900-09-24 19:00
1900-09-24 20:00
1900-09-24 21:00
1900-09-24 22:00
1900-09-24 23:00
1900-09-25
1900-09-25 01:00
1900-09-25 02:00
1900-09-25 03:00
1900-09-25 04:00
1900-09-25 05:00
1900-09-25 06:00
1900-09-25 07:00
1900-09-25 08:00
1900-09-25 09:00
1900-09-25 10:00
1900-09-25 11:00
1900-09-25 12:00
1900-09-25 13:00
1900-09-25 14:00
1900-09-25 15:00
1900-09-25 16:00
1900-09-25 17:00
1900-09-25 18:00
1900-09-25 19:00
1900-09-25 20:00
1900-09-25 21:00
1900-09-25 22:00
1900-09-25 23:00
1900-09-26
1900-09-26 01:00
1900-09-26 02:00
1900-09-26 03:00
1900-09-26 04:00
1900-09-26 05:00
1900-09-26 06:00
1900-09-26 07:00
1900-09-26 08:00
1900-09-26 09:00
1900-09-26 10:00
1900-09-26 11:00
1900-09-26 12:00
1900-09-26 13:00
1900-09-26 14:00
1900-09-26 15:00
1900-09-26 16:00
1900-09-26 17:00
1900-09-26 18:00
1900-09-26 19:00
1900-09-26 20:00
1900-09-26 21:00
1900-09-26 22:00
1900-09-26 23:00
1900-09-27
1900-09-27 01:00
1900-09-27 02:00
1900-09-27 03:00
1900-09-27 04:00
1900-09-27 05:00
1900-09-27 06:00
1900-09-27 07:00
1900-09-27 08:00
1900-09-27 09:00
1900-09-27 10:00
1900-09-27 11:00
1900-09-27 12:00
1900-09-27 13:00
1900-09-27 14:00
1900-09-27 15:00
1900-09-27 16:00
1900-09-27 17:00
1900-09-27 18:00
1900-09-27 19:00
1900-09-27 20:00
1900-09-27 21:00
1900-09-27 22:00
1900-09-27 23:00
1900-09-28
1900-09-28 01:00
1900-09-28 02:00
1900-09-28 03:00
1900-09-28 04:00
1900-09-28 05:00
1900-09-28 06:00
1900-09-28 07:00
1900-09-28 08:00
1900-09-28 09:00
1900-09-28 10:00
1900-09-28 11:00
1900-09-28 12:00
1900-09-28 13:00
1900-09-28 14:00
1900-09-28 15:00
1900-09-28 16:00
1900-09-28 17:00
1900-09-28 18:00
1900-09-28 19:00
1900-09-28 20:00
1900-09-28 21:00
1900-09-28 22:00
1900-09-28 23:00
1900-09-29
1900-09-29 01:00
1900-09-29 02:00
1900-09-29 03:00
1900-09-29 04:00
1900-09-29 05:00
1900-09-29 06:00
1900-09-29 07:00
1900-09-29 08:00
1900-09-29 09:00
1900-09-29 10:00
1900-09-29 11:00
1900-09-29 12:00
1900-09-29 13:00
1900-09-29 14:00
1900-09-29 15:00
1900-09-29 16:00
1900-09-29 17:00
1900-09-29 18:00
1900-09-29 19:00
1900-09-29 20:00
1900-09-29 21:00
1900-09-29 22:00
1900-09-29 23:00
1900-09-30
1900-09-30 01:00
1900-09-30 02:00
1900-09-30 03:00
1900-09-30 04:00
1900-09-30 05:00
1900-09-30 06:00
1900-09-30 07:00
1900-09-30 08:00
1900-09-30 09:00
1900-09-30 10:00
1900-09-30 11:00
1900-09-30 12:00
1900-09-30 13:00
1900-09-30 14:00
1900-09-30 15:00
1900-09-30 16:00
1900-09-30 17:00
1900-09-30 18:00
1900-09-30 19:00
1900-09-30 20:00
1900-09-30 21:00
1900-09-30 22:00
1900-09-30 23:00
1900-10-01
1900-10-01 01:00
1900-10-01 02:00
1900-10-01 03:00
1900-10-01 04:00
1900-10-01 05:00
1900-10-01 06:00
1900-10-01 07:00
1900-10-01 08:00
1900-10-01 09:00
1900-10-01 10:00
1900-10-01 11:00
1900-10-01 12:00
1900-10-01 13:00
1900-10-01 14:00
1900-10-01 15:00
1900-10-01 16:00
1900-10-01 17:00
1900-10-01 18:00
1900-10-01 19:00
1900-10-01 20:00
1900-10-01 21:00
1900-10-01 22:00
1900-10-01 23:00
1900-10-02
1900-10-02 01:00
1900-10-02 02:00
1900-10-02 03:00
1900-10-02 04:00
1900-10-02 05:00
1900-10-02 06:00
1900-10-02 07:00
1900-10-02 08:00
1900-10-02 09:00
1900-10-02 10:00
1900-10-02 11:00
1900-10-02 12:00
1900-10-02 13:00
1900-10-02 14:00
1900-10-02 15:00
1900-10-02 16:00
1900-10-02 17:00
1900-10-02 18:00
1900-10-02 19:00
1900-10-02 20:00
1900-10-02 21:00
1900-10-02 22:00
1900-10-02 23:00
1900-10-03
1900-10-03 01:00
1900-10-03 02:00
1900-10-03 03:00
1900-10-03 04:00
1900-10-03 05:00
1900-10-03 06:00
1900-10-03 07:00
1900-10-03 08:00
1900-10-03 09:00
1900-10-03 10:00
1900-10-03 11:00
1900-10-03 12:00
1900-10-03 13:00
1900-10-03 14:00
1900-10-03 15:00
1900-10-03 16:00
1900-10-03 17:00
1900-10-03 18:00
1900-10-03 19:00
1900-10-03 20:00
1900-10-03 21:00
1900-10-03 22:00
1900-10-03 23:00
1900-10-04
1900-10-04 01:00
1900-10-04 02:00
1900-10-04 03:00
1900-10-04 04:00
1900-10-04 05:00
1900-10-04 06:00
1900-10-04 07:00
1900-10-04 08:00
1900-10-04 09:00
1900-10-04 10:00
1900-10-04 11:00
1900-10-04 12:00
1900-10-04 13:00
1900-10-04 14:00
1900-10-04 15:00
1900-10-04 16:00
1900-10-04 17:00
1900-10-04 18:00
1900-10-04 19:00
1900-10-04 20:00
1900-10-04 21:00
1900-10-04 22:00
1900-10-04 23:00
1900-10-05
1900-10-05 01:00
1900-10-05 02:00
1900-10-05 03:00
1900-10-05 04:00
1900-10-05 05:00
1900-10-05 06:00
1900-10-05 07:00
1900-10-05 08:00
1900-10-05 09:00
1900-10-05 10:00
1900-10-05 11:00
1900-10-05 12:00
1900-10-05 13:00
1900-10-05 14:00
1900-10-05 15:00
1900-10-05 16:00
1900-10-05 17:00
1900-10-05 18:00
1900-10-05 19:00
1900-10-05 20:00
1900-10-05 21:00
1900-10-05 22:00
1900-10-05 23:00
1900-10-06
1900-10-06 01:00
1900-10-06 02:00
1900-10-06 03:00
1900-10-06 04:00
1900-10-06 05:00
1900-10-06 06:00
1900-10-06 07:00
1900-10-06 08:00
1900-10-06 09:00
1900-10-06 10:00
1900-10-06 11:00
1900-10-06 12:00
1900-10-06 13:00
1900-10-06 14:00
1900-10-06 15:00
1900-10-06 16:00
1900-10-06 17:00
1900-10-06 18:00
1900-10-06 19:00
1900-10-06 20:00
1900-10-06 21:00
1900-10-06 22:00
1900-10-06 23:00
1900-10-07
1900-10-07 01:00
1900-10-07 02:00
1900-10-07 03:00
1900-10-07 04:00
1900-10-07 05:00
1900-10-07 06:00
1900-10-07 07:00
1900-10-07 08:00
1900-10-07 09:00
1900-10-07 10:00
1900-10-07 11:00
1900-10-07 12:00
1900-10-07 13:00
1900-10-07 14:00
1900-10-07 15:00
1900-10-07 16:00
1900-10-07 17:00
1900-10-07 18:00
1900-10-07 19:00
1900-10-07 20:00
1900-10-07 21:00
1900-10-07 22:00
1900-10-07 23:00
1900-10-08
1900-10-08 01:00
1900-10-08 02:00
1900-10-08 03:00
1900-10-08 04:00
1900-10-08 05:00
1900-10-08 06:00
1900-10-08 07:00
1900-10-08 08:00
1900-10-08 09:00
1900-10-08 10:00
1900-10-08 11:00
1900-10-08 12:00
1900-10-08 13:00
1900-10-08 14:00
1900-10-08 15:00
1900-10-08 16:00
1900-10-08 17:00
1900-10-08 18:00
1900-10-08 19:00
1900-10-08 20:00
1900-10-08 21:00
1900-10-08 22:00
1900-10-08 23:00
1900-10-09
1900-10-09 01:00
1900-10-09 02:00
1900-10-09 03:00
1900-10-09 04:00
1900-10-09 05:00
1900-10-09 06:00
1900-10-09 07:00
1900-10-09 08:00
1900-10-09 09:00
1900-10-09 10:00
1900-10-09 11:00
1900-10-09 12:00
1900-10-09 13:00
1900-10-09 14:00
1900-10-09 15:00
1900-10-09 16:00
1900-10-09 17:00
1900-10-09 18:00
1900-10-09 19:00
1900-10-09 20:00
1900-10-09 21:00
1900-10-09 22:00
1900-10-09 23:00
1900-10-10
1900-10-10 01:00
1900-10-10 02:00
1900-10-10 03:00
1900-10-10 04:00
1900-10-10 05:00
1900-10-10 06:00
1900-10-10 07:00
1900-10-10 08:00
1900-10-10 09:00
1900-10-10 10:00
1900-10-10 11:00
1900-10-10 12:00
1900-10-10 13:00
1900-10-10 14:00
1900-10-10 15:00
1900-10-10 16:00
1900-10-10 17:00
1900-10-10 18:00
1900-10-10 19:00
1900-10-10 20:00
1900-10-10 21:00
1900-10-10 22:00
1900-10-10 23:00
1900-10-11
1900-10-11 01:00
1900-10-11 02:00
1900-10-11 03:00
1900-10-11 04:00
1900-10-11 05:00
1900-10-11 06:00
1900-10-11 07:00
1900-10-11 08:00
1900-10-11 09:00
1900-10-11 10:00
1900-10-11 11:00
1900-10-11 12:00
1900-10-11 13:00
1900-10-11 14:00
1900-10-11 15:00
1900-10-11 16:00
1900-10-11 17:00
1900-10-11 18:00
1900-10-11 19:00
1900-10-11 20:00
1900-10-11 21:00
1900-10-11 22:00
1900-10-11 23:00
1900-10-12
1900-10-12 01:00
1900-10-12 02:00
1900-10-12 03:00
1900-10-12 04:00
1900-10-12 05:00
1900-10-12 06:00
1900-10-12 07:00
1900-10-12 08:00
1900-10-12 09:00
1900-10-12 10:00
1900-10-12 11:00
1900-10-12 12:00
1900-10-12 13:00
1900-10-12 14:00
1900-10-12 15:00
1900-10-12 16:00
1900-10-12 17:00
1900-10-12 18:00
1900-10-12 19:00
1900-10-12 20:00
1900-10-12 21:00
1900-10-12 22:00
1900-10-12 23:00
1900-10-13
1900-10-13 01:00
1900-10-13 02:00
1900-10-13 03:00
1900-10-13 04:00
1900-10-13 05:00
1900-10-13 06:00
1900-10-13 07:00
1900-10-13 08:00
1900-10-13 09:00
1900-10-13 10:00
1900-10-13 11:00
1900-10-13 12:00
1900-10-13 13:00
1900-10-13 14:00
1900-10-13 15:00
1900-10-13 16:00
1900-10-13 17:00
1900-10-13 18:00
1900-10-13 19:00
1900-10-13 20:00
1900-10-13 21:00
1900-10-13 22:00
1900-10-13 23:00
1900-10-14
1900-10-14 01:00
1900-10-14 02:00
1900-10-14 03:00
1900-10-14 04:00
1900-10-14 05:00
1900-10-14 06:00
1900-10-14 07:00
1900-10-14 08:00
1900-10-14 09:00
1900-10-14 10:00
1900-10-14 11:00
1900-10-14 12:00
1900-10-14 13:00
1900-10-14 14:00
1900-10-14 15:00
1900-10-14 16:00
1900-10-14 17:00
1900-10-14 18:00
1900-10-14 19:00
1900-10-14 20:00
1900-10-14 21:00
1900-10-14 22:00
1900-10-14 23:00
1900-10-15
1900-10-15 01:00
1900-10-15 02:00
1900-10-15 03:00
1900-10-15 04:00
1900-10-15 05:00
1900-10-15 06:00
1900-10-15 07:00
1900-10-15 08:00
1900-10-15 09:00
1900-10-15 10:00
1900-10-15 11:00
1900-10-15 12:00
1900-10-15 13:00
1900-10-15 14:00
1900-10-15 15:00
1900-10-15 16:00
1900-10-15 17:00
1900-10-15 18:00
1900-10-15 19:00
1900-10-15 20:00
1900-10-15 21:00
1900-10-15 22:00
1900-10-15 23:00
1900-10-16
1900-10-16 01:00
1900-10-16 02:00
1900-10-16 03:00
1900-10-16 04:00
1900-10-16 05:00
1900-10-16 06:00
1900-10-16 07:00
1900-10-16 08:00
1900-10-16 09:00
1900-10-16 10:00
1900-10-16 11:00
1900-10-16 12:00
1900-10-16 13:00
1900-10-16 14:00
1900-10-16 15:00
1900-10-16 16:00
1900-10-16 17:00
1900-10-16 18:00
1900-10-16 19:00
1900-10-16 20:00
1900-10-16 21:00
1900-10-16 22:00
1900-10-16 23:00
1900-10-17
1900-10-17 01:00
1900-10-17 02:00
1900-10-17 03:00
1900-10-17 04:00
1900-10-17 05:00
1900-10-17 06:00
1900-10-17 07:00
1900-10-17 08:00
1900-10-17 09:00
1900-10-17 10:00
1900-10-17 11:00
1900-10-17 12:00
1900-10-17 13:00
1900-10-17 14:00
1900-10-17 15:00
1900-10-17 16:00
1900-10-17 17:00
1900-10-17 18:00
1900-10-17 19:00
1900-10-17 20:00
1900-10-17 21:00
1900-10-17 22:00
1900-10-17 23:00
1900-10-18
1900-10-18 01:00
1900-10-18 02:00
1900-10-18 03:00
1900-10-18 04:00
1900-10-18 05:00
1900-10-18 06:00
1900-10-18 07:00
1900-10-18 08:00
1900-10-18 09:00
1900-10-18 10:00
1900-10-18 11:00
1900-10-18 12:00
1900-10-18 13:00
1900-10-18 14:00
1900-10-18 15:00
1900-10-18 16:00
1900-10-18 17:00
1900-10-18 18:00
1900-10-18 19:00
1900-10-18 20:00
1900-10-18 21:00
1900-10-18 22:00
1900-10-18 23:00
1900-10-19
1900-10-19 01:00
1900-10-19 02:00
1900-10-19 03:00
1900-10-19 04:00
1900-10-19 05:00
1900-10-19 06:00
1900-10-19 07:00
1900-10-19 08:00
1900-10-19 09:00
1900-10-19 10:00
1900-10-19 11:00
1900-10-19 12:00
1900-10-19 13:00
1900-10-19 14:00
1900-10-19 15:00
1900-10-19 16:00
1900-10-19 17:00
1900-10-19 18:00
1900-10-19 19:00
1900-10-19 20:00
1900-10-19 21:00
1900-10-19 22:00
1900-10-19 23:00
1900-10-20
1900-10-20 01:00
1900-10-20 02:00
1900-10-20 03:00
1900-10-20 04:00
1900-10-20 05:00
1900-10-20 06:00
1900-10-20 07:00
1900-10-20 08:00
1900-10-20 09:00
1900-10-20 10:00
1900-10-20 11:00
1900-10-20 12:00
1900-10-20 13:00
1900-10-20 14:00
1900-10-20 15:00
1900-10-20 16:00
1900-10-20 17:00
1900-10-20 18:00
1900-10-20 19:00
1900-10-20 20:00
1900-10-20 21:00
1900-10-20 22:00
1900-10-20 23:00
1900-10-21
1900-10-21 01:00
1900-10-21 02:00
1900-10-21 03:00
1900-10-21 04:00
1900-10-21 05:00
1900-10-21 06:00
1900-10-21 07:00
1900-10-21 08:00
1900-10-21 09:00
1900-10-21 10:00
1900-10-21 11:00
1900-10-21 12:00
1900-10-21 13:00
1900-10-21 14:00
1900-10-21 15:00
1900-10-21 16:00
1900-10-21 17:00
1900-10-21 18:00
1900-10-21 19:00
1900-10-21 20:00
1900-10-21 21:00
1900-10-21 22:00
1900-10-21 23:00
1900-10-22
1900-10-22 01:00
1900-10-22 02:00
1900-10-22 03:00
1900-10-22 04:00
1900-10-22 05:00
1900-10-22 06:00
1900-10-22 07:00
1900-10-22 08:00
1900-10-22 09:00
1900-10-22 10:00
1900-10-22 11:00
1900-10-22 12:00
1900-10-22 13:00
1900-10-22 14:00
1900-10-22 15:00
1900-10-22 16:00
1900-10-22 17:00
1900-10-22 18:00
1900-10-22 19:00
1900-10-22 20:00
1900-10-22 21:00
1900-10-22 22:00
1900-10-22 23:00
1900-10-23
1900-10-23 01:00
1900-10-23 02:00
1900-10-23 03:00
1900-10-23 04:00
1900-10-23 05:00
1900-10-23 06:00
1900-10-23 07:00
1900-10-23 08:00
1900-10-23 09:00
1900-10-23 10:00
1900-10-23 11:00
1900-10-23 12:00
1900-10-23 13:00
1900-10-23 14:00
1900-10-23 15:00
1900-10-23 16:00
1900-10-23 17:00
1900-10-23 18:00
1900-10-23 19:00
1900-10-23 20:00
1900-10-23 21:00
1900-10-23 22:00
1900-10-23 23:00
1900-10-24
1900-10-24 01:00
1900-10-24 02:00
1900-10-24 03:00
1900-10-24 04:00
1900-10-24 05:00
1900-10-24 06:00
1900-10-24 07:00
1900-10-24 08:00
1900-10-24 09:00
1900-10-24 10:00
1900-10-24 11:00
1900-10-24 12:00
1900-10-24 13:00
1900-10-24 14:00
1900-10-24 15:00
1900-10-24 16:00
1900-10-24 17:00
1900-10-24 18:00
1900-10-24 19:00
1900-10-24 20:00
1900-10-24 21:00
1900-10-24 22:00
1900-10-24 23:00
1900-10-25
1900-10-25 01:00
1900-10-25 02:00
1900-10-25 03:00
1900-10-25 04:00
1900-10-25 05:00
1900-10-25 06:00
1900-10-25 07:00
1900-10-25 08:00
1900-10-25 09:00
1900-10-25 10:00
1900-10-25 11:00
1900-10-25 12:00
1900-10-25 13:00
1900-10-25 14:00
1900-10-25 15:00
1900-10-25 16:00
1900-10-25 17:00
1900-10-25 18:00
1900-10-25 19:00
1900-10-25 20:00
1900-10-25 21:00
1900-10-25 22:00
1900-10-25 23:00
1900-10-26
1900-10-26 01:00
1900-10-26 02:00
1900-10-26 03:00
1900-10-26 04:00
1900-10-26 05:00
1900-10-26 06:00
1900-10-26 07:00
1900-10-26 08:00
1900-10-26 09:00
1900-10-26 10:00
1900-10-26 11:00
1900-10-26 12:00
1900-10-26 13:00
1900-10-26 14:00
1900-10-26 15:00
1900-10-26 16:00
1900-10-26 17:00
1900-10-26 18:00
1900-10-26 19:00
1900-10-26 20:00
1900-10-26 21:00
1900-10-26 22:00
1900-10-26 23:00
1900-10-27
1900-10-27 01:00
1900-10-27 02:00
1900-10-27 03:00
1900-10-27 04:00
1900-10-27 05:00
1900-10-27 06:00
1900-10-27 07:00
1900-10-27 08:00
1900-10-27 09:00
1900-10-27 10:00
1900-10-27 11:00
1900-10-27 12:00
1900-10-27 13:00
1900-10-27 14:00
1900-10-27 15:00
1900-10-27 16:00
1900-10-27 17:00
1900-10-27 18:00
1900-10-27 19:00
1900-10-27 20:00
1900-10-27 21:00
1900-10-27 22:00
1900-10-27 23:00
1900-10-28
1900-10-28 01:00
1900-10-28 02:00
1900-10-28 03:00
1900-10-28 04:00
1900-10-28 05:00
1900-10-28 06:00
1900-10-28 07:00
1900-10-28 08:00
1900-10-28 09:00
1900-10-28 10:00
1900-10-28 11:00
1900-10-28 12:00
1900-10-28 13:00
1900-10-28 14:00
1900-10-28 15:00
1900-10-28 16:00
1900-10-28 17:00
1900-10-28 18:00
1900-10-28 19:00
1900-10-28 20:00
1900-10-28 21:00
1900-10-28 22:00
1900-10-28 23:00
1900-10-29
1900-10-29 01:00
1900-10-29 02:00
1900-10-29 03:00
1900-10-29 04:00
1900-10-29 05:00
1900-10-29 06:00
1900-10-29 07:00
1900-10-29 08:00
1900-10-29 09:00
1900-10-29 10:00
1900-10-29 11:00
1900-10-29 12:00
1900-10-29 13:00
1900-10-29 14:00
1900-10-29 15:00
1900-10-29 16:00
1900-10-29 17:00
1900-10-29 18:00
1900-10-29 19:00
1900-10-29 20:00
1900-10-29 21:00
1900-10-29 22:00
1900-10-29 23:00
1900-10-30
1900-10-30 01:00
1900-10-30 02:00
1900-10-30 03:00
1900-10-30 04:00
1900-10-30 05:00
1900-10-30 06:00
1900-10-30 07:00
1900-10-30 08:00
1900-10-30 09:00
1900-10-30 10:00
1900-10-30 11:00
1900-10-30 12:00
1900-10-30 13:00
1900-10-30 14:00
1900-10-30 15:00
1900-10-30 16:00
1900-10-30 17:00
1900-10-30 18:00
1900-10-30 19:00
1900-10-30 20:00
1900-10-30 21:00
1900-10-30 22:00
1900-10-30 23:00
1900-10-31
1900-10-31 01:00
1900-10-31 02:00
1900-10-31 03:00
1900-10-31 04:00
1900-10-31 05:00
1900-10-31 06:00
1900-10-31 07:00
1900-10-31 08:00
1900-10-31 09:00
1900-10-31 10:00
1900-10-31 11:00
1900-10-31 12:00
1900-10-31 13:00
1900-10-31 14:00
1900-10-31 15:00
1900-10-31 16:00
1900-10-31 17:00
1900-10-31 18:00
1900-10-31 19:00
1900-10-31 20:00
1900-10-31 21:00
1900-10-31 22:00
1900-10-31 23:00
1900-11-01
1900-11-01 01:00
1900-11-01 02:00
1900-11-01 03:00
1900-11-01 04:00
1900-11-01 05:00
1900-11-01 06:00
1900-11-01 07:00
1900-11-01 08:00
1900-11-01 09:00
1900-11-01 10:00
1900-11-01 11:00
1900-11-01 12:00
1900-11-01 13:00
1900-11-01 14:00
1900-11-01 15:00
1900-11-01 16:00
1900-11-01 17:00
1900-11-01 18:00
1900-11-01 19:00
1900-11-01 20:00
1900-11-01 21:00
1900-11-01 22:00
1900-11-01 23:00
1900-11-02
1900-11-02 01:00
1900-11-02 02:00
1900-11-02 03:00
1900-11-02 04:00
1900-11-02 05:00
1900-11-02 06:00
1900-11-02 07:00
1900-11-02 08:00
1900-11-02 09:00
1900-11-02 10:00
1900-11-02 11:00
1900-11-02 12:00
1900-11-02 13:00
1900-11-02 14:00
1900-11-02 15:00
1900-11-02 16:00
1900-11-02 17:00
1900-11-02 18:00
1900-11-02 19:00
1900-11-02 20:00
1900-11-02 21:00
1900-11-02 22:00
1900-11-02 23:00
1900-11-03
1900-11-03 01:00
1900-11-03 02:00
1900-11-03 03:00
1900-11-03 04:00
1900-11-03 05:00
1900-11-03 06:00
1900-11-03 07:00
1900-11-03 08:00
1900-11-03 09:00
1900-11-03 10:00
1900-11-03 11:00
1900-11-03 12:00
1900-11-03 13:00
1900-11-03 14:00
1900-11-03 15:00
1900-11-03 16:00
1900-11-03 17:00
1900-11-03 18:00
1900-11-03 19:00
1900-11-03 20:00
1900-11-03 21:00
1900-11-03 22:00
1900-11-03 23:00
1900-11-04
1900-11-04 01:00
1900-11-04 02:00
1900-11-04 03:00
1900-11-04 04:00
1900-11-04 05:00
1900-11-04 06:00
1900-11-04 07:00
1900-11-04 08:00
1900-11-04 09:00
1900-11-04 10:00
1900-11-04 11:00
1900-11-04 12:00
1900-11-04 13:00
1900-11-04 14:00
1900-11-04 15:00
1900-11-04 16:00
1900-11-04 17:00
1900-11-04 18:00
1900-11-04 19:00
1900-11-04 20:00
1900-11-04 21:00
1900-11-04 22:00
1900-11-04 23:00
1900-11-05
1900-11-05 01:00
1900-11-05 02:00
1900-11-05 03:00
1900-11-05 04:00
1900-11-05 05:00
1900-11-05 06:00
1900-11-05 07:00
1900-11-05 08:00
1900-11-05 09:00
1900-11-05 10:00
1900-11-05 11:00
1900-11-05 12:00
1900-11-05 13:00
1900-11-05 14:00
1900-11-05 15:00
1900-11-05 16:00
1900-11-05 17:00
1900-11-05 18:00
1900-11-05 19:00
1900-11-05 20:00
1900-11-05 21:00
1900-11-05 22:00
1900-11-05 23:00
1900-11-06
1900-11-06 01:00
1900-11-06 02:00
1900-11-06 03:00
1900-11-06 04:00
1900-11-06 05:00
1900-11-06 06:00
1900-11-06 07:00
1900-11-06 08:00
1900-11-06 09:00
1900-11-06 10:00
1900-11-06 11:00
1900-11-06 12:00
1900-11-06 13:00
1900-11-06 14:00
1900-11-06 15:00
1900-11-06 16:00
1900-11-06 17:00
1900-11-06 18:00
1900-11-06 19:00
1900-11-06 20:00
1900-11-06 21:00
1900-11-06 22:00
1900-11-06 23:00
1900-11-07
1900-11-07 01:00
1900-11-07 02:00
1900-11-07 03:00
1900-11-07 04:00
1900-11-07 05:00
1900-11-07 06:00
1900-11-07 07:00
1900-11-07 08:00
1900-11-07 09:00
1900-11-07 10:00
1900-11-07 11:00
1900-11-07 12:00
1900-11-07 13:00
1900-11-07 14:00
1900-11-07 15:00
1900-11-07 16:00
1900-11-07 17:00
1900-11-07 18:00
1900-11-07 19:00
1900-11-07 20:00
1900-11-07 21:00
1900-11-07 22:00
1900-11-07 23:00
1900-11-08
1900-11-08 01:00
1900-11-08 02:00
1900-11-08 03:00
1900-11-08 04:00
1900-11-08 05:00
1900-11-08 06:00
1900-11-08 07:00
1900-11-08 08:00
1900-11-08 09:00
1900-11-08 10:00
1900-11-08 11:00
1900-11-08 12:00
1900-11-08 13:00
1900-11-08 14:00
1900-11-08 15:00
1900-11-08 16:00
1900-11-08 17:00
1900-11-08 18:00
1900-11-08 19:00
1900-11-08 20:00
1900-11-08 21:00
1900-11-08 22:00
1900-11-08 23:00
1900-11-09
1900-11-09 01:00
1900-11-09 02:00
1900-11-09 03:00
1900-11-09 04:00
1900-11-09 05:00
1900-11-09 06:00
1900-11-09 07:00
1900-11-09 08:00
1900-11-09 09:00
1900-11-09 10:00
1900-11-09 11:00
1900-11-09 12:00
1900-11-09 13:00
1900-11-09 14:00
1900-11-09 15:00
1900-11-09 16:00
1900-11-09 17:00
1900-11-09 18:00
1900-11-09 19:00
1900-11-09 20:00
1900-11-09 21:00
1900-11-09 22:00
1900-11-09 23:00
1900-11-10
1900-11-10 01:00
1900-11-10 02:00
1900-11-10 03:00
1900-11-10 04:00
1900-11-10 05:00
1900-11-10 06:00
1900-11-10 07:00
1900-11-10 08:00
1900-11-10 09:00
1900-11-10 10:00
1900-11-10 11:00
1900-11-10 12:00
1900-11-10 13:00
1900-11-10 14:00
1900-11-10 15:00
1900-11-10 16:00
1900-11-10 17:00
1900-11-10 18:00
1900-11-10 19:00
1900-11-10 20:00
1900-11-10 21:00
1900-11-10 22:00
1900-11-10 23:00
1900-11-11
1900-11-11 01:00
1900-11-11 02:00
1900-11-11 03:00
1900-11-11 04:00
1900-11-11 05:00
1900-11-11 06:00
1900-11-11 07:00
1900-11-11 08:00
1900-11-11 09:00
1900-11-11 10:00
1900-11-11 11:00
1900-11-11 12:00
1900-11-11 13:00
1900-11-11 14:00
1900-11-11 15:00
1900-11-11 16:00
1900-11-11 17:00
1900-11-11 18:00
1900-11-11 19:00
1900-11-11 20:00
1900-11-11 21:00
1900-11-11 22:00
1900-11-11 23:00
1900-11-12
1900-11-12 01:00
1900-11-12 02:00
1900-11-12 03:00
1900-11-12 04:00
1900-11-12 05:00
1900-11-12 06:00
1900-11-12 07:00
1900-11-12 08:00
1900-11-12 09:00
1900-11-12 10:00
1900-11-12 11:00
1900-11-12 12:00
1900-11-12 13:00
1900-11-12 14:00
1900-11-12 15:00
1900-11-12 16:00
1900-11-12 17:00
1900-11-12 18:00
1900-11-12 19:00
1900-11-12 20:00
1900-11-12 21:00
1900-11-12 22:00
1900-11-12 23:00
1900-11-13
1900-11-13 01:00
1900-11-13 02:00
1900-11-13 03:00
1900-11-13 04:00
1900-11-13 05:00
1900-11-13 06:00
1900-11-13 07:00
1900-11-13 08:00
1900-11-13 09:00
1900-11-13 10:00
1900-11-13 11:00
1900-11-13 12:00
1900-11-13 13:00
1900-11-13 14:00
1900-11-13 15:00
1900-11-13 16:00
1900-11-13 17:00
1900-11-13 18:00
1900-11-13 19:00
1900-11-13 20:00
1900-11-13 21:00
1900-11-13 22:00
1900-11-13 23:00
1900-11-14
1900-11-14 01:00
1900-11-14 02:00
1900-11-14 03:00
1900-11-14 04:00
1900-11-14 05:00
1900-11-14 06:00
1900-11-14 07:00
1900-11-14 08:00
1900-11-14 09:00
1900-11-14 10:00
1900-11-14 11:00
1900-11-14 12:00
1900-11-14 13:00
1900-11-14 14:00
1900-11-14 15:00
1900-11-14 16:00
1900-11-14 17:00
1900-11-14 18:00
1900-11-14 19:00
1900-11-14 20:00
1900-11-14 21:00
1900-11-14 22:00
1900-11-14 23:00
1900-11-15
1900-11-15 01:00
1900-11-15 02:00
1900-11-15 03:00
1900-11-15 04:00
1900-11-15 05:00
1900-11-15 06:00
1900-11-15 07:00
1900-11-15 08:00
1900-11-15 09:00
1900-11-15 10:00
1900-11-15 11:00
1900-11-15 12:00
1900-11-15 13:00
1900-11-15 14:00
1900-11-15 15:00
1900-11-15 16:00
1900-11-15 17:00
1900-11-15 18:00
1900-11-15 19:00
1900-11-15 20:00
1900-11-15 21:00
1900-11-15 22:00
1900-11-15 23:00
1900-11-16
1900-11-16 01:00
1900-11-16 02:00
1900-11-16 03:00
1900-11-16 04:00
1900-11-16 05:00
1900-11-16 06:00
1900-11-16 07:00
1900-11-16 08:00
1900-11-16 09:00
1900-11-16 10:00
1900-11-16 11:00
1900-11-16 12:00
1900-11-16 13:00
1900-11-16 14:00
1900-11-16 15:00
1900-11-16 16:00
1900-11-16 17:00
1900-11-16 18:00
1900-11-16 19:00
1900-11-16 20:00
1900-11-16 21:00
1900-11-16 22:00
1900-11-16 23:00
1900-11-17
1900-11-17 01:00
1900-11-17 02:00
1900-11-17 03:00
1900-11-17 04:00
1900-11-17 05:00
1900-11-17 06:00
1900-11-17 07:00
1900-11-17 08:00
1900-11-17 09:00
1900-11-17 10:00
1900-11-17 11:00
1900-11-17 12:00
1900-11-17 13:00
1900-11-17 14:00
1900-11-17 15:00
1900-11-17 16:00
1900-11-17 17:00
1900-11-17 18:00
1900-11-17 19:00
1900-11-17 20:00
1900-11-17 21:00
1900-11-17 22:00
1900-11-17 23:00
1900-11-18
1900-11-18 01:00
1900-11-18 02:00
1900-11-18 03:00
1900-11-18 04:00
1900-11-18 05:00
1900-11-18 06:00
1900-11-18 07:00
1900-11-18 08:00
1900-11-18 09:00
1900-11-18 10:00
1900-11-18 11:00
1900-11-18 12:00
1900-11-18 13:00
1900-11-18 14:00
1900-11-18 15:00
1900-11-18 16:00
1900-11-18 17:00
1900-11-18 18:00
1900-11-18 19:00
1900-11-18 20:00
1900-11-18 21:00
1900-11-18 22:00
1900-11-18 23:00
1900-11-19
1900-11-19 01:00
1900-11-19 02:00
1900-11-19 03:00
1900-11-19 04:00
1900-11-19 05:00
1900-11-19 06:00
1900-11-19 07:00
1900-11-19 08:00
1900-11-19 09:00
1900-11-19 10:00
1900-11-19 11:00
1900-11-19 12:00
1900-11-19 13:00
1900-11-19 14:00
1900-11-19 15:00
1900-11-19 16:00
1900-11-19 17:00
1900-11-19 18:00
1900-11-19 19:00
1900-11-19 20:00
1900-11-19 21:00
1900-11-19 22:00
1900-11-19 23:00
1900-11-20
1900-11-20 01:00
1900-11-20 02:00
1900-11-20 03:00
1900-11-20 04:00
1900-11-20 05:00
1900-11-20 06:00
1900-11-20 07:00
1900-11-20 08:00
1900-11-20 09:00
1900-11-20 10:00
1900-11-20 11:00
1900-11-20 12:00
1900-11-20 13:00
1900-11-20 14:00
1900-11-20 15:00
1900-11-20 16:00
1900-11-20 17:00
1900-11-20 18:00
1900-11-20 19:00
1900-11-20 20:00
1900-11-20 21:00
1900-11-20 22:00
1900-11-20 23:00
1900-11-21
1900-11-21 01:00
1900-11-21 02:00
1900-11-21 03:00
1900-11-21 04:00
1900-11-21 05:00
1900-11-21 06:00
1900-11-21 07:00
1900-11-21 08:00
1900-11-21 09:00
1900-11-21 10:00
1900-11-21 11:00
1900-11-21 12:00
1900-11-21 13:00
1900-11-21 14:00
1900-11-21 15:00
1900-11-21 16:00
1900-11-21 17:00
1900-11-21 18:00
1900-11-21 19:00
1900-11-21 20:00
1900-11-21 21:00
1900-11-21 22:00
1900-11-21 23:00
1900-11-22
1900-11-22 01:00
1900-11-22 02:00
1900-11-22 03:00
1900-11-22 04:00
1900-11-22 05:00
1900-11-22 06:00
1900-11-22 07:00
1900-11-22 08:00
1900-11-22 09:00
1900-11-22 10:00
1900-11-22 11:00
1900-11-22 12:00
1900-11-22 13:00
1900-11-22 14:00
1900-11-22 15:00
1900-11-22 16:00
1900-11-22 17:00
1900-11-22 18:00
1900-11-22 19:00
1900-11-22 20:00
1900-11-22 21:00
1900-11-22 22:00
1900-11-22 23:00
1900-11-23
1900-11-23 01:00
1900-11-23 02:00
1900-11-23 03:00
1900-11-23 04:00
1900-11-23 05:00
1900-11-23 06:00
1900-11-23 07:00
1900-11-23 08:00
1900-11-23 09:00
1900-11-23 10:00
1900-11-23 11:00
1900-11-23 12:00
1900-11-23 13:00
1900-11-23 14:00
1900-11-23 15:00
1900-11-23 16:00
1900-11-23 17:00
1900-11-23 18:00
1900-11-23 19:00
1900-11-23 20:00
1900-11-23 21:00
1900-11-23 22:00
1900-11-23 23:00
1900-11-24
1900-11-24 01:00
1900-11-24 02:00
1900-11-24 03:00
1900-11-24 04:00
1900-11-24 05:00
1900-11-24 06:00
1900-11-24 07:00
1900-11-24 08:00
1900-11-24 09:00
1900-11-24 10:00
1900-11-24 11:00
1900-11-24 12:00
1900-11-24 13:00
1900-11-24 14:00
1900-11-24 15:00
1900-11-24 16:00
1900-11-24 17:00
1900-11-24 18:00
1900-11-24 19:00
1900-11-24 20:00
1900-11-24 21:00
1900-11-24 22:00
1900-11-24 23:00
1900-11-25
1900-11-25 01:00
1900-11-25 02:00
1900-11-25 03:00
1900-11-25 04:00
1900-11-25 05:00
1900-11-25 06:00
1900-11-25 07:00
1900-11-25 08:00
1900-11-25 09:00
1900-11-25 10:00
1900-11-25 11:00
1900-11-25 12:00
1900-11-25 13:00
1900-11-25 14:00
1900-11-25 15:00
1900-11-25 16:00
1900-11-25 17:00
1900-11-25 18:00
1900-11-25 19:00
1900-11-25 20:00
1900-11-25 21:00
1900-11-25 22:00
1900-11-25 23:00
1900-11-26
1900-11-26 01:00
1900-11-26 02:00
1900-11-26 03:00
1900-11-26 04:00
1900-11-26 05:00
1900-11-26 06:00
1900-11-26 07:00
1900-11-26 08:00
1900-11-26 09:00
1900-11-26 10:00
1900-11-26 11:00
1900-11-26 12:00
1900-11-26 13:00
1900-11-26 14:00
1900-11-26 15:00
1900-11-26 16:00
1900-11-26 17:00
1900-11-26 18:00
1900-11-26 19:00
1900-11-26 20:00
1900-11-26 21:00
1900-11-26 22:00
1900-11-26 23:00
1900-11-27
1900-11-27 01:00
1900-11-27 02:00
1900-11-27 03:00
1900-11-27 04:00
1900-11-27 05:00
1900-11-27 06:00
1900-11-27 07:00
1900-11-27 08:00
1900-11-27 09:00
1900-11-27 10:00
1900-11-27 11:00
1900-11-27 12:00
1900-11-27 13:00
1900-11-27 14:00
1900-11-27 15:00
1900-11-27 16:00
1900-11-27 17:00
1900-11-27 18:00
1900-11-27 19:00
1900-11-27 20:00
1900-11-27 21:00
1900-11-27 22:00
1900-11-27 23:00
1900-11-28
1900-11-28 01:00
1900-11-28 02:00
1900-11-28 03:00
1900-11-28 04:00
1900-11-28 05:00
1900-11-28 06:00
1900-11-28 07:00
1900-11-28 08:00
1900-11-28 09:00
1900-11-28 10:00
1900-11-28 11:00
1900-11-28 12:00
1900-11-28 13:00
1900-11-28 14:00
1900-11-28 15:00
1900-11-28 16:00
1900-11-28 17:00
1900-11-28 18:00
1900-11-28 19:00
1900-11-28 20:00
1900-11-28 21:00
1900-11-28 22:00
1900-11-28 23:00
1900-11-29
1900-11-29 01:00
1900-11-29 02:00
1900-11-29 03:00
1900-11-29 04:00
1900-11-29 05:00
1900-11-29 06:00
1900-11-29 07:00
1900-11-29 08:00
1900-11-29 09:00
1900-11-29 10:00
1900-11-29 11:00
1900-11-29 12:00
1900-11-29 13:00
1900-11-29 14:00
1900-11-29 15:00
1900-11-29 16:00
1900-11-29 17:00
1900-11-29 18:00
1900-11-29 19:00
1900-11-29 20:00
1900-11-29 21:00
1900-11-29 22:00
1900-11-29 23:00
1900-11-30
1900-11-30 01:00
1900-11-30 02:00
1900-11-30 03:00
1900-11-30 04:00
1900-11-30 05:00
1900-11-30 06:00
1900-11-30 07:00
1900-11-30 08:00
1900-11-30 09:00
1900-11-30 10:00
1900-11-30 11:00
1900-11-30 12:00
1900-11-30 13:00
1900-11-30 14:00
1900-11-30 15:00
1900-11-30 16:00
1900-11-30 17:00
1900-11-30 18:00
1900-11-30 19:00
1900-11-30 20:00
1900-11-30 21:00
1900-11-30 22:00
1900-11-30 23:00
1900-12-01
1900-12-01 01:00
1900-12-01 02:00
1900-12-01 03:00
1900-12-01 04:00
1900-12-01 05:00
1900-12-01 06:00
1900-12-01 07:00
1900-12-01 08:00
1900-12-01 09:00
1900-12-01 10:00
1900-12-01 11:00
1900-12-01 12:00
1900-12-01 13:00
1900-12-01 14:00
1900-12-01 15:00
1900-12-01 16:00
1900-12-01 17:00
1900-12-01 18:00
1900-12-01 19:00
1900-12-01 20:00
1900-12-01 21:00
1900-12-01 22:00
1900-12-01 23:00
1900-12-02
1900-12-02 01:00
1900-12-02 02:00
1900-12-02 03:00
1900-12-02 04:00
1900-12-02 05:00
1900-12-02 06:00
1900-12-02 07:00
1900-12-02 08:00
1900-12-02 09:00
1900-12-02 10:00
1900-12-02 11:00
1900-12-02 12:00
1900-12-02 13:00
1900-12-02 14:00
1900-12-02 15:00
1900-12-02 16:00
1900-12-02 17:00
1900-12-02 18:00
1900-12-02 19:00
1900-12-02 20:00
1900-12-02 21:00
1900-12-02 22:00
1900-12-02 23:00
1900-12-03
1900-12-03 01:00
1900-12-03 02:00
1900-12-03 03:00
1900-12-03 04:00
1900-12-03 05:00
1900-12-03 06:00
1900-12-03 07:00
1900-12-03 08:00
1900-12-03 09:00
1900-12-03 10:00
1900-12-03 11:00
1900-12-03 12:00
1900-12-03 13:00
1900-12-03 14:00
1900-12-03 15:00
1900-12-03 16:00
1900-12-03 17:00
1900-12-03 18:00
1900-12-03 19:00
1900-12-03 20:00
1900-12-03 21:00
1900-12-03 22:00
1900-12-03 23:00
1900-12-04
1900-12-04 01:00
1900-12-04 02:00
1900-12-04 03:00
1900-12-04 04:00
1900-12-04 05:00
1900-12-04 06:00
1900-12-04 07:00
1900-12-04 08:00
1900-12-04 09:00
1900-12-04 10:00
1900-12-04 11:00
1900-12-04 12:00
1900-12-04 13:00
1900-12-04 14:00
1900-12-04 15:00
1900-12-04 16:00
1900-12-04 17:00
1900-12-04 18:00
1900-12-04 19:00
1900-12-04 20:00
1900-12-04 21:00
1900-12-04 22:00
1900-12-04 23:00
1900-12-05
1900-12-05 01:00
1900-12-05 02:00
1900-12-05 03:00
1900-12-05 04:00
1900-12-05 05:00
1900-12-05 06:00
1900-12-05 07:00
1900-12-05 08:00
1900-12-05 09:00
1900-12-05 10:00
1900-12-05 11:00
1900-12-05 12:00
1900-12-05 13:00
1900-12-05 14:00
1900-12-05 15:00
1900-12-05 16:00
1900-12-05 17:00
1900-12-05 18:00
1900-12-05 19:00
1900-12-05 20:00
1900-12-05 21:00
1900-12-05 22:00
1900-12-05 23:00
1900-12-06
1900-12-06 01:00
1900-12-06 02:00
1900-12-06 03:00
1900-12-06 04:00
1900-12-06 05:00
1900-12-06 06:00
1900-12-06 07:00
1900-12-06 08:00
1900-12-06 09:00
1900-12-06 10:00
1900-12-06 11:00
1900-12-06 12:00
1900-12-06 13:00
1900-12-06 14:00
1900-12-06 15:00
1900-12-06 16:00
1900-12-06 17:00
1900-12-06 18:00
1900-12-06 19:00
1900-12-06 20:00
1900-12-06 21:00
1900-12-06 22:00
1900-12-06 23:00
1900-12-07
1900-12-07 01:00
1900-12-07 02:00
1900-12-07 03:00
1900-12-07 04:00
1900-12-07 05:00
1900-12-07 06:00
1900-12-07 07:00
1900-12-07 08:00
1900-12-07 09:00
1900-12-07 10:00
1900-12-07 11:00
1900-12-07 12:00
1900-12-07 13:00
1900-12-07 14:00
1900-12-07 15:00
1900-12-07 16:00
1900-12-07 17:00
1900-12-07 18:00
1900-12-07 19:00
1900-12-07 20:00
1900-12-07 21:00
1900-12-07 22:00
1900-12-07 23:00
1900-12-08
1900-12-08 01:00
1900-12-08 02:00
1900-12-08 03:00
1900-12-08 04:00
1900-12-08 05:00
1900-12-08 06:00
1900-12-08 07:00
1900-12-08 08:00
1900-12-08 09:00
1900-12-08 10:00
1900-12-08 11:00
1900-12-08 12:00
1900-12-08 13:00
1900-12-08 14:00
1900-12-08 15:00
1900-12-08 16:00
1900-12-08 17:00
1900-12-08 18:00
1900-12-08 19:00
1900-12-08 20:00
1900-12-08 21:00
1900-12-08 22:00
1900-12-08 23:00
1900-12-09
1900-12-09 01:00
1900-12-09 02:00
1900-12-09 03:00
1900-12-09 04:00
1900-12-09 05:00
1900-12-09 06:00
1900-12-09 07:00
1900-12-09 08:00
1900-12-09 09:00
1900-12-09 10:00
1900-12-09 11:00
1900-12-09 12:00
1900-12-09 13:00
1900-12-09 14:00
1900-12-09 15:00
1900-12-09 16:00
1900-12-09 17:00
1900-12-09 18:00
1900-12-09 19:00
1900-12-09 20:00
1900-12-09 21:00
1900-12-09 22:00
1900-12-09 23:00
1900-12-10
1900-12-10 01:00
1900-12-10 02:00
1900-12-10 03:00
1900-12-10 04:00
1900-12-10 05:00
1900-12-10 06:00
1900-12-10 07:00
1900-12-10 08:00
1900-12-10 09:00
1900-12-10 10:00
1900-12-10 11:00
1900-12-10 12:00
1900-12-10 13:00
1900-12-10 14:00
1900-12-10 15:00
1900-12-10 16:00
1900-12-10 17:00
1900-12-10 18:00
1900-12-10 19:00
1900-12-10 20:00
1900-12-10 21:00
1900-12-10 22:00
1900-12-10 23:00
1900-12-11
1900-12-11 01:00
1900-12-11 02:00
1900-12-11 03:00
1900-12-11 04:00
1900-12-11 05:00
1900-12-11 06:00
1900-12-11 07:00
1900-12-11 08:00
1900-12-11 09:00
1900-12-11 10:00
1900-12-11 11:00
1900-12-11 12:00
1900-12-11 13:00
1900-12-11 14:00
1900-12-11 15:00
1900-12-11 16:00
1900-12-11 17:00
1900-12-11 18:00
1900-12-11 19:00
1900-12-11 20:00
1900-12-11 21:00
1900-12-11 22:00
1900-12-11 23:00
1900-12-12
1900-12-12 01:00
1900-12-12 02:00
1900-12-12 03:00
1900-12-12 04:00
1900-12-12 05:00
1900-12-12 06:00
1900-12-12 07:00
1900-12-12 08:00
1900-12-12 09:00
1900-12-12 10:00
1900-12-12 11:00
1900-12-12 12:00
1900-12-12 13:00
1900-12-12 14:00
1900-12-12 15:00
1900-12-12 16:00
1900-12-12 17:00
1900-12-12 18:00
1900-12-12 19:00
1900-12-12 20:00
1900-12-12 21:00
1900-12-12 22:00
1900-12-12 23:00
1900-12-13
1900-12-13 01:00
1900-12-13 02:00
1900-12-13 03:00
1900-12-13 04:00
1900-12-13 05:00
1900-12-13 06:00
1900-12-13 07:00
1900-12-13 08:00
1900-12-13 09:00
1900-12-13 10:00
1900-12-13 11:00
1900-12-13 12:00
1900-12-13 13:00
1900-12-13 14:00
1900-12-13 15:00
1900-12-13 16:00
1900-12-13 17:00
1900-12-13 18:00
1900-12-13 19:00
1900-12-13 20:00
1900-12-13 21:00
1900-12-13 22:00
1900-12-13 23:00
1900-12-14
1900-12-14 01:00
1900-12-14 02:00
1900-12-14 03:00
1900-12-14 04:00
1900-12-14 05:00
1900-12-14 06:00
1900-12-14 07:00
1900-12-14 08:00
1900-12-14 09:00
1900-12-14 10:00
1900-12-14 11:00
1900-12-14 12:00
1900-12-14 13:00
1900-12-14 14:00
1900-12-14 15:00
1900-12-14 16:00
1900-12-14 17:00
1900-12-14 18:00
1900-12-14 19:00
1900-12-14 20:00
1900-12-14 21:00
1900-12-14 22:00
1900-12-14 23:00
1900-12-15
1900-12-15 01:00
1900-12-15 02:00
1900-12-15 03:00
1900-12-15 04:00
1900-12-15 05:00
1900-12-15 06:00
1900-12-15 07:00
1900-12-15 08:00
1900-12-15 09:00
1900-12-15 10:00
1900-12-15 11:00
1900-12-15 12:00
1900-12-15 13:00
1900-12-15 14:00
1900-12-15 15:00
1900-12-15 16:00
1900-12-15 17:00
1900-12-15 18:00
1900-12-15 19:00
1900-12-15 20:00
1900-12-15 21:00
1900-12-15 22:00
1900-12-15 23:00
1900-12-16
1900-12-16 01:00
1900-12-16 02:00
1900-12-16 03:00
1900-12-16 04:00
1900-12-16 05:00
1900-12-16 06:00
1900-12-16 07:00
1900-12-16 08:00
1900-12-16 09:00
1900-12-16 10:00
1900-12-16 11:00
1900-12-16 12:00
1900-12-16 13:00
1900-12-16 14:00
1900-12-16 15:00
1900-12-16 16:00
1900-12-16 17:00
1900-12-16 18:00
1900-12-16 19:00
1900-12-16 20:00
1900-12-16 21:00
1900-12-16 22:00
1900-12-16 23:00
1900-12-17
1900-12-17 01:00
1900-12-17 02:00
1900-12-17 03:00
1900-12-17 04:00
1900-12-17 05:00
1900-12-17 06:00
1900-12-17 07:00
1900-12-17 08:00
1900-12-17 09:00
1900-12-17 10:00
1900-12-17 11:00
1900-12-17 12:00
1900-12-17 13:00
1900-12-17 14:00
1900-12-17 15:00
1900-12-17 16:00
1900-12-17 17:00
1900-12-17 18:00
1900-12-17 19:00
1900-12-17 20:00
1900-12-17 21:00
1900-12-17 22:00
1900-12-17 23:00
1900-12-18
1900-12-18 01:00
1900-12-18 02:00
1900-12-18 03:00
1900-12-18 04:00
1900-12-18 05:00
1900-12-18 06:00
1900-12-18 07:00
1900-12-18 08:00
1900-12-18 09:00
1900-12-18 10:00
1900-12-18 11:00
1900-12-18 12:00
1900-12-18 13:00
1900-12-18 14:00
1900-12-18 15:00
1900-12-18 16:00
1900-12-18 17:00
1900-12-18 18:00
1900-12-18 19:00
1900-12-18 20:00
1900-12-18 21:00
1900-12-18 22:00
1900-12-18 23:00
1900-12-19
1900-12-19 01:00
1900-12-19 02:00
1900-12-19 03:00
1900-12-19 04:00
1900-12-19 05:00
1900-12-19 06:00
1900-12-19 07:00
1900-12-19 08:00
1900-12-19 09:00
1900-12-19 10:00
1900-12-19 11:00
1900-12-19 12:00
1900-12-19 13:00
1900-12-19 14:00
1900-12-19 15:00
1900-12-19 16:00
1900-12-19 17:00
1900-12-19 18:00
1900-12-19 19:00
1900-12-19 20:00
1900-12-19 21:00
1900-12-19 22:00
1900-12-19 23:00
1900-12-20
1900-12-20 01:00
1900-12-20 02:00
1900-12-20 03:00
1900-12-20 04:00
1900-12-20 05:00
1900-12-20 06:00
1900-12-20 07:00
1900-12-20 08:00
1900-12-20 09:00
1900-12-20 10:00
1900-12-20 11:00
1900-12-20 12:00
1900-12-20 13:00
1900-12-20 14:00
1900-12-20 15:00
1900-12-20 16:00
1900-12-20 17:00
1900-12-20 18:00
1900-12-20 19:00
1900-12-20 20:00
1900-12-20 21:00
1900-12-20 22:00
1900-12-20 23:00
1900-12-21
1900-12-21 01:00
1900-12-21 02:00
1900-12-21 03:00
1900-12-21 04:00
1900-12-21 05:00
1900-12-21 06:00
1900-12-21 07:00
1900-12-21 08:00
1900-12-21 09:00
1900-12-21 10:00
1900-12-21 11:00
1900-12-21 12:00
1900-12-21 13:00
1900-12-21 14:00
1900-12-21 15:00
1900-12-21 16:00
1900-12-21 17:00
1900-12-21 18:00
1900-12-21 19:00
1900-12-21 20:00
1900-12-21 21:00
1900-12-21 22:00
1900-12-21 23:00
1900-12-22
1900-12-22 01:00
1900-12-22 02:00
1900-12-22 03:00
1900-12-22 04:00
1900-12-22 05:00
1900-12-22 06:00
1900-12-22 07:00
1900-12-22 08:00
1900-12-22 09:00
1900-12-22 10:00
1900-12-22 11:00
1900-12-22 12:00
1900-12-22 13:00
1900-12-22 14:00
1900-12-22 15:00
1900-12-22 16:00
1900-12-22 17:00
1900-12-22 18:00
1900-12-22 19:00
1900-12-22 20:00
1900-12-22 21:00
1900-12-22 22:00
1900-12-22 23:00
1900-12-23
1900-12-23 01:00
1900-12-23 02:00
1900-12-23 03:00
1900-12-23 04:00
1900-12-23 05:00
1900-12-23 06:00
1900-12-23 07:00
1900-12-23 08:00
1900-12-23 09:00
1900-12-23 10:00
1900-12-23 11:00
1900-12-23 12:00
1900-12-23 13:00
1900-12-23 14:00
1900-12-23 15:00
1900-12-23 16:00
1900-12-23 17:00
1900-12-23 18:00
1900-12-23 19:00
1900-12-23 20:00
1900-12-23 21:00
1900-12-23 22:00
1900-12-23 23:00
1900-12-24
1900-12-24 01:00
1900-12-24 02:00
1900-12-24 03:00
1900-12-24 04:00
1900-12-24 05:00
1900-12-24 06:00
1900-12-24 07:00
1900-12-24 08:00
1900-12-24 09:00
1900-12-24 10:00
1900-12-24 11:00
1900-12-24 12:00
1900-12-24 13:00
1900-12-24 14:00
1900-12-24 15:00
1900-12-24 16:00
1900-12-24 17:00
1900-12-24 18:00
1900-12-24 19:00
1900-12-24 20:00
1900-12-24 21:00
1900-12-24 22:00
1900-12-24 23:00
1900-12-25
1900-12-25 01:00
1900-12-25 02:00
1900-12-25 03:00
1900-12-25 04:00
1900-12-25 05:00
1900-12-25 06:00
1900-12-25 07:00
1900-12-25 08:00
1900-12-25 09:00
1900-12-25 10:00
1900-12-25 11:00
1900-12-25 12:00
1900-12-25 13:00
1900-12-25 14:00
1900-12-25 15:00
1900-12-25 16:00
1900-12-25 17:00
1900-12-25 18:00
1900-12-25 19:00
1900-12-25 20:00
1900-12-25 21:00
1900-12-25 22:00
1900-12-25 23:00
1900-12-26
1900-12-26 01:00
1900-12-26 02:00
1900-12-26 03:00
1900-12-26 04:00
1900-12-26 05:00
1900-12-26 06:00
1900-12-26 07:00
1900-12-26 08:00
1900-12-26 09:00
1900-12-26 10:00
1900-12-26 11:00
1900-12-26 12:00
1900-12-26 13:00
1900-12-26 14:00
1900-12-26 15:00
1900-12-26 16:00
1900-12-26 17:00
1900-12-26 18:00
1900-12-26 19:00
1900-12-26 20:00
1900-12-26 21:00
1900-12-26 22:00
1900-12-26 23:00
1900-12-27
1900-12-27 01:00
1900-12-27 02:00
1900-12-27 03:00
1900-12-27 04:00
1900-12-27 05:00
1900-12-27 06:00
1900-12-27 07:00
1900-12-27 08:00
1900-12-27 09:00
1900-12-27 10:00
1900-12-27 11:00
1900-12-27 12:00
1900-12-27 13:00
1900-12-27 14:00
1900-12-27 15:00
1900-12-27 16:00
1900-12-27 17:00
1900-12-27 18:00
1900-12-27 19:00
1900-12-27 20:00
1900-12-27 21:00
1900-12-27 22:00
1900-12-27 23:00
1900-12-28
1900-12-28 01:00
1900-12-28 02:00
1900-12-28 03:00
1900-12-28 04:00
1900-12-28 05:00
1900-12-28 06:00
1900-12-28 07:00
1900-12-28 08:00
1900-12-28 09:00
1900-12-28 10:00
1900-12-28 11:00
1900-12-28 12:00
1900-12-28 13:00
1900-12-28 14:00
1900-12-28 15:00
1900-12-28 16:00
1900-12-28 17:00
1900-12-28 18:00
1900-12-28 19:00
1900-12-28 20:00
1900-12-28 21:00
1900-12-28 22:00
1900-12-28 23:00
1900-12-29
1900-12-29 01:00
1900-12-29 02:00
1900-12-29 03:00
1900-12-29 04:00
1900-12-29 05:00
1900-12-29 06:00
1900-12-29 07:00
1900-12-29 08:00
1900-12-29 09:00
1900-12-29 10:00
1900-12-29 11:00
1900-12-29 12:00
1900-12-29 13:00
1900-12-29 14:00
1900-12-29 15:00
1900-12-29 16:00
1900-12-29 17:00
1900-12-29 18:00
1900-12-29 19:00
1900-12-29 20:00
1900-12-29 21:00
1900-12-29 22:00
1900-12-29 23:00
1900-12-30
1900-12-30 01:00
1900-12-30 02:00
1900-12-30 03:00
1900-12-30 04:00
1900-12-30 05:00
1900-12-30 06:00
1900-12-30 07:00
1900-12-30 08:00
1900-12-30 09:00
1900-12-30 10:00
1900-12-30 11:00
1900-12-30 12:00
1900-12-30 13:00
1900-12-30 14:00
1900-12-30 15:00
1900-12-30 16:00
1900-12-30 17:00
1900-12-30 18:00
1900-12-30 19:00
1900-12-30 20:00
1900-12-30 21:00
1900-12-30 22:00
1900-12-30 23:00
1900-12-31
1900-12-31 01:00
1900-12-31 02:00
1900-12-31 03:00
1900-12-31 04:00
1900-12-31 05:00
1900-12-31 06:00
1900-12-31 07:00
1900-12-31 08:00
1900-12-31 09:00
1900-12-31 10:00
1900-12-31 11:00
1900-12-31 12:00
1900-12-31 13:00
1900-12-31 14:00
1900-12-31 15:00
1900-12-31 16:00
1900-12-31 17:00
1900-12-31 18:00
1900-12-31 19:00
1900-12-31 20:00
1900-12-31 21:00
1900-12-31 22:00
1900-12-31 23:00
1901-01-01
1901-01-01 01:00
1901-01-01 02:00
1901-01-01 03:00
1901-01-01 04:00
1901-01-01 05:00
1901-01-01 06:00
1901-01-01 07:00
1901-01-01 08:00
1901-01-01 09:00
1901-01-01 10:00
1901-01-01 11:00
1901-01-01 12:00
1901-01-01 13:00
1901-01-01 14:00
1901-01-01 15:00
1901-01-01 16:00
1901-01-01 17:00
1901-01-01 18:00
1901-01-01 19:00
1901-01-01 20:00
1901-01-01 21:00
1901-01-01 22:00
1901-01-01 23:00
1901-01-02
1901-01-02 01:00
1901-01-02 02:00
1901-01-02 03:00
1901-01-02 04:00
1901-01-02 05:00
1901-01-02 06:00
1901-01-02 07:00
1901-01-02 08:00
1901-01-02 09:00
1901-01-02 10:00
1901-01-02 11:00
1901-01-02 12:00
1901-01-02 13:00
1901-01-02 14:00
1901-01-02 15:00
1901-01-02 16:00
1901-01-02 17:00
1901-01-02 18:00
1901-01-02 19:00
1901-01-02 20:00
1901-01-02 21:00
1901-01-02 22:00
1901-01-02 23:00
1901-01-03
1901-01-03 01:00
1901-01-03 02:00
1901-01-03 03:00
1901-01-03 04:00
1901-01-03 05:00
1901-01-03 06:00
1901-01-03 07:00
1901-01-03 08:00
1901-01-03 09:00
1901-01-03 10:00
1901-01-03 11:00
1901-01-03 12:00
1901-01-03 13:00
1901-01-03 14:00
1901-01-03 15:00
1901-01-03 16:00
1901-01-03 17:00
1901-01-03 18:00
1901-01-03 19:00
1901-01-03 20:00
1901-01-03 21:00
1901-01-03 22:00
1901-01-03 23:00
1901-01-04
1901-01-04 01:00
1901-01-04 02:00
1901-01-04 03:00
1901-01-04 04:00
1901-01-04 05:00
1901-01-04 06:00
1901-01-04 07:00
1901-01-04 08:00
1901-01-04 09:00
1901-01-04 10:00
1901-01-04 11:00
1901-01-04 12:00
1901-01-04 13:00
1901-01-04 14:00
1901-01-04 15:00
1901-01-04 16:00
1901-01-04 17:00
1901-01-04 18:00
1901-01-04 19:00
1901-01-04 20:00
1901-01-04 21:00
1901-01-04 22:00
1901-01-04 23:00
1901-01-05
1901-01-05 01:00
1901-01-05 02:00
1901-01-05 03:00
1901-01-05 04:00
1901-01-05 05:00
1901-01-05 06:00
1901-01-05 07:00
1901-01-05 08:00
1901-01-05 09:00
1901-01-05 10:00
1901-01-05 11:00
1901-01-05 12:00
1901-01-05 13:00
1901-01-05 14:00
1901-01-05 15:00
1901-01-05 16:00
1901-01-05 17:00
1901-01-05 18:00
1901-01-05 19:00
1901-01-05 20:00
1901-01-05 21:00
1901-01-05 22:00
1901-01-05 23:00
1901-01-06
1901-01-06 01:00
1901-01-06 02:00
1901-01-06 03:00
1901-01-06 04:00
1901-01-06 05:00
1901-01-06 06:00
1901-01-06 07:00
1901-01-06 08:00
1901-01-06 09:00
1901-01-06 10:00
1901-01-06 11:00
1901-01-06 12:00
1901-01-06 13:00
1901-01-06 14:00
1901-01-06 15:00
1901-01-06 16:00
1901-01-06 17:00
1901-01-06 18:00
1901-01-06 19:00
1901-01-06 20:00
1901-01-06 21:00
1901-01-06 22:00
1901-01-06 23:00
1901-01-07
1901-01-07 01:00
1901-01-07 02:00
1901-01-07 03:00
1901-01-07 04:00
1901-01-07 05:00
1901-01-07 06:00
1901-01-07 07:00
1901-01-07 08:00
1901-01-07 09:00
1901-01-07 10:00
1901-01-07 11:00
1901-01-07 12:00
1901-01-07 13:00
1901-01-07 14:00
1901-01-07 15:00
1901-01-07 16:00
1901-01-07 17:00
1901-01-07 18:00
1901-01-07 19:00
1901-01-07 20:00
1901-01-07 21:00
1901-01-07 22:00
1901-01-07 23:00
1901-01-08
1901-01-08 01:00
1901-01-08 02:00
1901-01-08 03:00
1901-01-08 04:00
1901-01-08 05:00
1901-01-08 06:00
1901-01-08 07:00
1901-01-08 08:00
1901-01-08 09:00
1901-01-08 10:00
1901-01-08 11:00
1901-01-08 12:00
1901-01-08 13:00
1901-01-08 14:00
1901-01-08 15:00
1901-01-08 16:00
1901-01-08 17:00
1901-01-08 18:00
1901-01-08 19:00
1901-01-08 20:00
1901-01-08 21:00
1901-01-08 22:00
1901-01-08 23:00
1901-01-09
1901-01-09 01:00
1901-01-09 02:00
1901-01-09 03:00
1901-01-09 04:00
1901-01-09 05:00
1901-01-09 06:00
1901-01-09 07:00
1901-01-09 08:00
1901-01-09 09:00
1901-01-09 10:00
1901-01-09 11:00
1901-01-09 12:00
1901-01-09 13:00
1901-01-09 14:00
1901-01-09 15:00
1901-01-09 16:00
1901-01-09 17:00
1901-01-09 18:00
1901-01-09 19:00
1901-01-09 20:00
1901-01-09 21:00
1901-01-09 22:00
1901-01-09 23:00
1901-01-10
1901-01-10 01:00
1901-01-10 02:00
1901-01-10 03:00
1901-01-10 04:00
1901-01-10 05:00
1901-01-10 06:00
1901-01-10 07:00
1901-01-10 08:00
1901-01-10 09:00
1901-01-10 10:00
1901-01-10 11:00
1901-01-10 12:00
1901-01-10 13:00
1901-01-10 14:00
1901-01-10 15:00
1901-01-10 16:00
1901-01-10 17:00
1901-01-10 18:00
1901-01-10 19:00
1901-01-10 20:00
1901-01-10 21:00
1901-01-10 22:00
1901-01-10 23:00
1901-01-11
1901-01-11 01:00
1901-01-11 02:00
1901-01-11 03:00
1901-01-11 04:00
1901-01-11 05:00
1901-01-11 06:00
1901-01-11 07:00
1901-01-11 08:00
1901-01-11 09:00
1901-01-11 10:00
1901-01-11 11:00
1901-01-11 12:00
1901-01-11 13:00
1901-01-11 14:00
1901-01-11 15:00
1901-01-11 16:00
1901-01-11 17:00
1901-01-11 18:00
1901-01-11 19:00
1901-01-11 20:00
1901-01-11 21:00
1901-01-11 22:00
1901-01-11 23:00
1901-01-12
1901-01-12 01:00
1901-01-12 02:00
1901-01-12 03:00
1901-01-12 04:00
1901-01-12 05:00
1901-01-12 06:00
1901-01-12 07:00
1901-01-12 08:00
1901-01-12 09:00
1901-01-12 10:00
1901-01-12 11:00
1901-01-12 12:00
1901-01-12 13:00
1901-01-12 14:00
1901-01-12 15:00
1901-01-12 16:00
1901-01-12 17:00
1901-01-12 18:00
1901-01-12 19:00
1901-01-12 20:00
1901-01-12 21:00
1901-01-12 22:00
1901-01-12 23:00
1901-01-13
1901-01-13 01:00
1901-01-13 02:00
1901-01-13 03:00
1901-01-13 04:00
1901-01-13 05:00
1901-01-13 06:00
1901-01-13 07:00
1901-01-13 08:00
1901-01-13 09:00
1901-01-13 10:00
1901-01-13 11:00
1901-01-13 12:00
1901-01-13 13:00
1901-01-13 14:00
1901-01-13 15:00
1901-01-13 16:00
1901-01-13 17:00
1901-01-13 18:00
1901-01-13 19:00
1901-01-13 20:00
1901-01-13 21:00
1901-01-13 22:00
1901-01-13 23:00
1901-01-14
1901-01-14 01:00
1901-01-14 02:00
1901-01-14 03:00
1901-01-14 04:00
1901-01-14 05:00
1901-01-14 06:00
1901-01-14 07:00
1901-01-14 08:00
1901-01-14 09:00
1901-01-14 10:00
1901-01-14 11:00
1901-01-14 12:00
1901-01-14 13:00
1901-01-14 14:00
1901-01-14 15:00
1901-01-14 16:00
1901-01-14 17:00
1901-01-14 18:00
1901-01-14 19:00
1901-01-14 20:00
1901-01-14 21:00
1901-01-14 22:00
1901-01-14 23:00
1901-01-15
1901-01-15 01:00
1901-01-15 02:00
1901-01-15 03:00
1901-01-15 04:00
1901-01-15 05:00
1901-01-15 06:00
1901-01-15 07:00
1901-01-15 08:00
1901-01-15 09:00
1901-01-15 10:00
1901-01-15 11:00
1901-01-15 12:00
1901-01-15 13:00
1901-01-15 14:00
1901-01-15 15:00
1901-01-15 16:00
1901-01-15 17:00
1901-01-15 18:00
1901-01-15 19:00
1901-01-15 20:00
1901-01-15 21:00
1901-01-15 22:00
1901-01-15 23:00
1901-01-16
1901-01-16 01:00
1901-01-16 02:00
1901-01-16 03:00
1901-01-16 04:00
1901-01-16 05:00
1901-01-16 06:00
1901-01-16 07:00
1901-01-16 08:00
1901-01-16 09:00
1901-01-16 10:00
1901-01-16 11:00
1901-01-16 12:00
1901-01-16 13:00
1901-01-16 14:00
1901-01-16 15:00
1901-01-16 16:00
1901-01-16 17:00
1901-01-16 18:00
1901-01-16 19:00
1901-01-16 20:00
1901-01-16 21:00
1901-01-16 22:00
1901-01-16 23:00
1901-01-17
1901-01-17 01:00
1901-01-17 02:00
1901-01-17 03:00
1901-01-17 04:00
1901-01-17 05:00
1901-01-17 06:00
1901-01-17 07:00
1901-01-17 08:00
1901-01-17 09:00
1901-01-17 10:00
1901-01-17 11:00
1901-01-17 12:00
1901-01-17 13:00
1901-01-17 14:00
1901-01-17 15:00
1901-01-17 16:00
1901-01-17 17:00
1901-01-17 18:00
1901-01-17 19:00
1901-01-17 20:00
1901-01-17 21:00
1901-01-17 22:00
1901-01-17 23:00
1901-01-18
1901-01-18 01:00
1901-01-18 02:00
1901-01-18 03:00
1901-01-18 04:00
1901-01-18 05:00
1901-01-18 06:00
1901-01-18 07:00
1901-01-18 08:00
1901-01-18 09:00
1901-01-18 10:00
1901-01-18 11:00
1901-01-18 12:00
1901-01-18 13:00
1901-01-18 14:00
1901-01-18 15:00
1901-01-18 16:00
1901-01-18 17:00
1901-01-18 18:00
1901-01-18 19:00
1901-01-18 20:00
1901-01-18 21:00
1901-01-18 22:00
Formulas:
Start Date = IFERROR([Start Date, row above]+1/24,"")

## STEP 3d Local Bias Adjustment 4 (hidden)
[17 empty] | Bias 3 Period | Triplicate Average | Reference Conc+ | Tube 1 µgm-3 | Tube 2 µgm-3 | Tube 3 µgm-3 | Average | Montlhly df | Coefficient of Variation (CV) | STDEV ^2 * df | Period Mean | Ref/Tub_1 | Ref/Tub_2 | Ref/Tub_3 | Average Ref/Tub |  | STDEV ^2 | STDEV ^2 * df | Data Capture | Tub/Ref_1 | Tub/Ref_2 | Tub/Ref_3 | Average Ref/Tub |  | STDEV ^2 * df | Cm | Dm
[17 empty] | 1 | Poor Data | Poor Data | * | * | * | * | * | * | * | * | * | * | * | * | * | * | * | * | * | * | * | * | * | * | * | *
| Local Bias Adjustment 4 | [15 empty] | 2 | Poor Data | Poor Data | * | * | * | * | * | * | * | * | * | * | * | * | * | * | * | * | * | * | * | * | * | * | * | *
[9 empty] | 1 | [7 empty] | 3 | Poor Data | Poor Data | * | * | * | * | * | * | * | * | * | * | * | * | * | * | * | * | * | * | * | * | * | * | * | *
| Enter data into the pink cells | [7 empty] | 2 | [7 empty] | 4 | Poor Data | Poor Data | * | * | * | * | * | * | * | * | * | * | * | * | * | * | * | * | * | * | * | * | * | * | * | *
[9 empty] | 3 | [7 empty] | 5 | Poor Data | Poor Data | * | * | * | * | * | * | * | * | * | * | * | * | * | * | * | * | * | * | * | * | * | * | * | *
[9 empty] | 4 | [7 empty] | 6 | Poor Data | Poor Data | * | * | * | * | * | * | * | * | * | * | * | * | * | * | * | * | * | * | * | * | * | * | * | *
i) Enter co-located diffusion tube period means | [16 empty] | 7 | Poor Data | Poor Data | * | * | * | * | * | * | * | * | * | * | * | * | * | * | * | * | * | * | * | * | * | * | * | *
[17 empty] | 8 | Poor Data | Poor Data | * | * | * | * | * | * | * | * | * | * | * | * | * | * | * | * | * | * | * | * | * | * | * | *
Period | NO2 Period Mean (µg/m3) |  |  | Triplicate Mean | Standard Deviation | Coefficient of Variation (CV) | 95% CI of Mean | Data Quality Check | [8 empty] | 9 | Poor Data | Poor Data | * | * | * | * | * | * | * | * | * | * | * | * | * | * | * | * | * | * | * | * | * | * | * | *
| Tube 1 | Tube 2 | Tube 3 | [13 empty] | 10 | Poor Data | Poor Data | * | * | * | * | * | * | * | * | * | * | * | * | * | * | * | * | * | * | * | * | * | * | * | *
1 | [16 empty] | 11 | Poor Data | Poor Data | * | * | * | * | * | * | * | * | * | * | * | * | * | * | * | * | * | * | * | * | * | * | * | *
2 | [16 empty] | 12 | Poor Data | Poor Data | * | * | * | * | * | * | * | * | * | * | * | * | * | * | * | * | * | * | * | * | * | * | * | *
3 | [17 empty] | #DIV/0! | #DIV/0! |  |  | Average | #DIV/0! |  | #DIV/0! |  | #DIV/0! |  | Average= | #DIV/0! | #DIV/0! | sm | se | se | #DIV/0! |  | Average= | #DIV/0! | #DIV/0! | sm | se | #DIV/0! | #DIV/0!
4 | [20 empty] | Stdev monthly means | Stdev monthly means | #DIV/0! | se |  | #DIV/0! |  |  | Stdev= | #DIV/0! | #DIV/0! | #DIV/0! | #DIV/0! | #DIV/0! |  |  | Stdev= | #DIV/0! | #DIV/0! | #DIV/0! | #DIV/0! | #DIV/0! | #DIV/0!
5 | [19 empty] | #DIV/0! |  | N= | 0 | [5 empty] | N= | 0 | 0 | #DIV/0! |  |  |  |  | N= | 0 | 0 | #DIV/0! |  | #DIV/0! | #DIV/0!
6 | [21 empty] | 95% CI | #NUM! | [5 empty] | 95% CI | #NUM! | #NUM! | [5 empty] | 95% CI | #NUM! | #NUM! | #DIV/0! |  | #DIV/0! | #DIV/0!
7 | [28 empty] | #NUM! | #NUM! | [9 empty] | #DIV/0!
8
9
10
11
12
[9 empty] | 0 | Good
ii) Enter co-located continuous monitor hourly monitoring data | [8 empty] | #DIV/0! | #DIV/0!
Start Date |  |  |  |  | Period | Period Mean | Data Capture (%) | Data Quality Check |  | Tube On | Tube Off | Day Count | Maximum Count | % TDC | CS1 Conc | CS1 % DC
Start Time |  |  |  |  | 1 |  | 0% |  | 1 | 2024-01-04 | 2024-02-02 | 29 | 696 | 0.089783 |  | 0%
[5 empty] | 2 |  | 0% |  | 2 | 2024-02-02 | 2024-03-04 | 31 | 744 | 0.095975 |  | 0%
Date & Time | NO2 Hourly Concentrations (µg/m3) |  |  |  | 3 |  | 0% |  | 3 | 2024-03-04 | 2024-04-06 | 33 | 792 | 0.10217 |  | 0%
[5 empty] | 4 |  | 0% |  | 4 | 2024-04-06 | 2024-05-04 | 28 | 672 | 0.086687 |  | 0%
0 |  |  |  |  | 5 |  | 0% |  | 5 | 2024-05-04 | 2024-06-01 | 28 | 672 | 0.086687 |  | 0%
0.041667 |  |  |  |  | 6 |  | 0% |  | 6 | 2024-06-01 | 2024-07-05 | 34 | 816 | 0.10526 |  | 0%
0.083333 |  |  |  |  | 7 |  |  |  | 7 | 0 | 0 | 0 | 0 | 0 |  | #DIV/0!
0.125 |  |  |  |  | 8 |  |  |  | 8 | 0 | 0 | 0 | 0 | 0 |  | #DIV/0!
0.16667 |  |  |  |  | 9 |  | 0% |  | 9 | 2024-08-23 | 2024-09-28 | 36 | 864 | 0.11146 |  | 0%
0.20833 |  |  |  |  | 10 |  | 0% |  | 10 | 2024-09-28 | 2024-11-08 | 41 | 984 | 0.12693 |  | 0%
0.25 |  |  |  |  | 11 |  | 0% |  | 11 | 2024-11-08 | 2024-12-10 | 32 | 768 | 0.099071 |  | 0%
0.29167 |  |  |  |  | 12 |  | 0% |  | 12 | 2024-12-10 | 2025-01-10 | 31 | 744 | 0.095975 |  | 0%
0.33333 | [8 empty] | Data Capture | 0%
0.375
0.41667
0.45833
0.5
0.54167
0.58333
0.625
0.66667
0.70833
0.75
0.79167
0.83333
0.875
0.91667
0.95833
1
1899-12-31 01:00
1899-12-31 02:00
1899-12-31 03:00
1899-12-31 04:00
1899-12-31 05:00
1899-12-31 06:00
1899-12-31 07:00
1899-12-31 08:00
1899-12-31 09:00
1899-12-31 10:00
1899-12-31 11:00
1899-12-31 12:00
1899-12-31 13:00
1899-12-31 14:00
1899-12-31 15:00
1899-12-31 16:00
1899-12-31 17:00
1899-12-31 18:00
1899-12-31 19:00
1899-12-31 20:00
1899-12-31 21:00
1899-12-31 22:00
1899-12-31 23:00
1900-01-01
1900-01-01 01:00
1900-01-01 02:00
1900-01-01 03:00
1900-01-01 04:00
1900-01-01 05:00
1900-01-01 06:00
1900-01-01 07:00
1900-01-01 08:00
1900-01-01 09:00
1900-01-01 10:00
1900-01-01 11:00
1900-01-01 12:00
1900-01-01 13:00
1900-01-01 14:00
1900-01-01 15:00
1900-01-01 16:00
1900-01-01 17:00
1900-01-01 18:00
1900-01-01 19:00
1900-01-01 20:00
1900-01-01 21:00
1900-01-01 22:00
1900-01-01 23:00
1900-01-02
1900-01-02 01:00
1900-01-02 02:00
1900-01-02 03:00
1900-01-02 04:00
1900-01-02 05:00
1900-01-02 06:00
1900-01-02 07:00
1900-01-02 08:00
1900-01-02 09:00
1900-01-02 10:00
1900-01-02 11:00
1900-01-02 12:00
1900-01-02 13:00
1900-01-02 14:00
1900-01-02 15:00
1900-01-02 16:00
1900-01-02 17:00
1900-01-02 18:00
1900-01-02 19:00
1900-01-02 20:00
1900-01-02 21:00
1900-01-02 22:00
1900-01-02 23:00
1900-01-03
1900-01-03 01:00
1900-01-03 02:00
1900-01-03 03:00
1900-01-03 04:00
1900-01-03 05:00
1900-01-03 06:00
1900-01-03 07:00
1900-01-03 08:00
1900-01-03 09:00
1900-01-03 10:00
1900-01-03 11:00
1900-01-03 12:00
1900-01-03 13:00
1900-01-03 14:00
1900-01-03 15:00
1900-01-03 16:00
1900-01-03 17:00
1900-01-03 18:00
1900-01-03 19:00
1900-01-03 20:00
1900-01-03 21:00
1900-01-03 22:00
1900-01-03 23:00
1900-01-04
1900-01-04 01:00
1900-01-04 02:00
1900-01-04 03:00
1900-01-04 04:00
1900-01-04 05:00
1900-01-04 06:00
1900-01-04 07:00
1900-01-04 08:00
1900-01-04 09:00
1900-01-04 10:00
1900-01-04 11:00
1900-01-04 12:00
1900-01-04 13:00
1900-01-04 14:00
1900-01-04 15:00
1900-01-04 16:00
1900-01-04 17:00
1900-01-04 18:00
1900-01-04 19:00
1900-01-04 20:00
1900-01-04 21:00
1900-01-04 22:00
1900-01-04 23:00
1900-01-05
1900-01-05 01:00
1900-01-05 02:00
1900-01-05 03:00
1900-01-05 04:00
1900-01-05 05:00
1900-01-05 06:00
1900-01-05 07:00
1900-01-05 08:00
1900-01-05 09:00
1900-01-05 10:00
1900-01-05 11:00
1900-01-05 12:00
1900-01-05 13:00
1900-01-05 14:00
1900-01-05 15:00
1900-01-05 16:00
1900-01-05 17:00
1900-01-05 18:00
1900-01-05 19:00
1900-01-05 20:00
1900-01-05 21:00
1900-01-05 22:00
1900-01-05 23:00
1900-01-06
1900-01-06 01:00
1900-01-06 02:00
1900-01-06 03:00
1900-01-06 04:00
1900-01-06 05:00
1900-01-06 06:00
1900-01-06 07:00
1900-01-06 08:00
1900-01-06 09:00
1900-01-06 10:00
1900-01-06 11:00
1900-01-06 12:00
1900-01-06 13:00
1900-01-06 14:00
1900-01-06 15:00
1900-01-06 16:00
1900-01-06 17:00
1900-01-06 18:00
1900-01-06 19:00
1900-01-06 20:00
1900-01-06 21:00
1900-01-06 22:00
1900-01-06 23:00
1900-01-07
1900-01-07 01:00
1900-01-07 02:00
1900-01-07 03:00
1900-01-07 04:00
1900-01-07 05:00
1900-01-07 06:00
1900-01-07 07:00
1900-01-07 08:00
1900-01-07 09:00
1900-01-07 10:00
1900-01-07 11:00
1900-01-07 12:00
1900-01-07 13:00
1900-01-07 14:00
1900-01-07 15:00
1900-01-07 16:00
1900-01-07 17:00
1900-01-07 18:00
1900-01-07 19:00
1900-01-07 20:00
1900-01-07 21:00
1900-01-07 22:00
1900-01-07 23:00
1900-01-08
1900-01-08 01:00
1900-01-08 02:00
1900-01-08 03:00
1900-01-08 04:00
1900-01-08 05:00
1900-01-08 06:00
1900-01-08 07:00
1900-01-08 08:00
1900-01-08 09:00
1900-01-08 10:00
1900-01-08 11:00
1900-01-08 12:00
1900-01-08 13:00
1900-01-08 14:00
1900-01-08 15:00
1900-01-08 16:00
1900-01-08 17:00
1900-01-08 18:00
1900-01-08 19:00
1900-01-08 20:00
1900-01-08 21:00
1900-01-08 22:00
1900-01-08 23:00
1900-01-09
1900-01-09 01:00
1900-01-09 02:00
1900-01-09 03:00
1900-01-09 04:00
1900-01-09 05:00
1900-01-09 06:00
1900-01-09 07:00
1900-01-09 08:00
1900-01-09 09:00
1900-01-09 10:00
1900-01-09 11:00
1900-01-09 12:00
1900-01-09 13:00
1900-01-09 14:00
1900-01-09 15:00
1900-01-09 16:00
1900-01-09 17:00
1900-01-09 18:00
1900-01-09 19:00
1900-01-09 20:00
1900-01-09 21:00
1900-01-09 22:00
1900-01-09 23:00
1900-01-10
1900-01-10 01:00
1900-01-10 02:00
1900-01-10 03:00
1900-01-10 04:00
1900-01-10 05:00
1900-01-10 06:00
1900-01-10 07:00
1900-01-10 08:00
1900-01-10 09:00
1900-01-10 10:00
1900-01-10 11:00
1900-01-10 12:00
1900-01-10 13:00
1900-01-10 14:00
1900-01-10 15:00
1900-01-10 16:00
1900-01-10 17:00
1900-01-10 18:00
1900-01-10 19:00
1900-01-10 20:00
1900-01-10 21:00
1900-01-10 22:00
1900-01-10 23:00
1900-01-11
1900-01-11 01:00
1900-01-11 02:00
1900-01-11 03:00
1900-01-11 04:00
1900-01-11 05:00
1900-01-11 06:00
1900-01-11 07:00
1900-01-11 08:00
1900-01-11 09:00
1900-01-11 10:00
1900-01-11 11:00
1900-01-11 12:00
1900-01-11 13:00
1900-01-11 14:00
1900-01-11 15:00
1900-01-11 16:00
1900-01-11 17:00
1900-01-11 18:00
1900-01-11 19:00
1900-01-11 20:00
1900-01-11 21:00
1900-01-11 22:00
1900-01-11 23:00
1900-01-12
1900-01-12 01:00
1900-01-12 02:00
1900-01-12 03:00
1900-01-12 04:00
1900-01-12 05:00
1900-01-12 06:00
1900-01-12 07:00
1900-01-12 08:00
1900-01-12 09:00
1900-01-12 10:00
1900-01-12 11:00
1900-01-12 12:00
1900-01-12 13:00
1900-01-12 14:00
1900-01-12 15:00
1900-01-12 16:00
1900-01-12 17:00
1900-01-12 18:00
1900-01-12 19:00
1900-01-12 20:00
1900-01-12 21:00
1900-01-12 22:00
1900-01-12 23:00
1900-01-13
1900-01-13 01:00
1900-01-13 02:00
1900-01-13 03:00
1900-01-13 04:00
1900-01-13 05:00
1900-01-13 06:00
1900-01-13 07:00
1900-01-13 08:00
1900-01-13 09:00
1900-01-13 10:00
1900-01-13 11:00
1900-01-13 12:00
1900-01-13 13:00
1900-01-13 14:00
1900-01-13 15:00
1900-01-13 16:00
1900-01-13 17:00
1900-01-13 18:00
1900-01-13 19:00
1900-01-13 20:00
1900-01-13 21:00
1900-01-13 22:00
1900-01-13 23:00
1900-01-14
1900-01-14 01:00
1900-01-14 02:00
1900-01-14 03:00
1900-01-14 04:00
1900-01-14 05:00
1900-01-14 06:00
1900-01-14 07:00
1900-01-14 08:00
1900-01-14 09:00
1900-01-14 10:00
1900-01-14 11:00
1900-01-14 12:00
1900-01-14 13:00
1900-01-14 14:00
1900-01-14 15:00
1900-01-14 16:00
1900-01-14 17:00
1900-01-14 18:00
1900-01-14 19:00
1900-01-14 20:00
1900-01-14 21:00
1900-01-14 22:00
1900-01-14 23:00
1900-01-15
1900-01-15 01:00
1900-01-15 02:00
1900-01-15 03:00
1900-01-15 04:00
1900-01-15 05:00
1900-01-15 06:00
1900-01-15 07:00
1900-01-15 08:00
1900-01-15 09:00
1900-01-15 10:00
1900-01-15 11:00
1900-01-15 12:00
1900-01-15 13:00
1900-01-15 14:00
1900-01-15 15:00
1900-01-15 16:00
1900-01-15 17:00
1900-01-15 18:00
1900-01-15 19:00
1900-01-15 20:00
1900-01-15 21:00
1900-01-15 22:00
1900-01-15 23:00
1900-01-16
1900-01-16 01:00
1900-01-16 02:00
1900-01-16 03:00
1900-01-16 04:00
1900-01-16 05:00
1900-01-16 06:00
1900-01-16 07:00
1900-01-16 08:00
1900-01-16 09:00
1900-01-16 10:00
1900-01-16 11:00
1900-01-16 12:00
1900-01-16 13:00
1900-01-16 14:00
1900-01-16 15:00
1900-01-16 16:00
1900-01-16 17:00
1900-01-16 18:00
1900-01-16 19:00
1900-01-16 20:00
1900-01-16 21:00
1900-01-16 22:00
1900-01-16 23:00
1900-01-17
1900-01-17 01:00
1900-01-17 02:00
1900-01-17 03:00
1900-01-17 04:00
1900-01-17 05:00
1900-01-17 06:00
1900-01-17 07:00
1900-01-17 08:00
1900-01-17 09:00
1900-01-17 10:00
1900-01-17 11:00
1900-01-17 12:00
1900-01-17 13:00
1900-01-17 14:00
1900-01-17 15:00
1900-01-17 16:00
1900-01-17 17:00
1900-01-17 18:00
1900-01-17 19:00
1900-01-17 20:00
1900-01-17 21:00
1900-01-17 22:00
1900-01-17 23:00
1900-01-18
1900-01-18 01:00
1900-01-18 02:00
1900-01-18 03:00
1900-01-18 04:00
1900-01-18 05:00
1900-01-18 06:00
1900-01-18 07:00
1900-01-18 08:00
1900-01-18 09:00
1900-01-18 10:00
1900-01-18 11:00
1900-01-18 12:00
1900-01-18 13:00
1900-01-18 14:00
1900-01-18 15:00
1900-01-18 16:00
1900-01-18 17:00
1900-01-18 18:00
1900-01-18 19:00
1900-01-18 20:00
1900-01-18 21:00
1900-01-18 22:00
1900-01-18 23:00
1900-01-19
1900-01-19 01:00
1900-01-19 02:00
1900-01-19 03:00
1900-01-19 04:00
1900-01-19 05:00
1900-01-19 06:00
1900-01-19 07:00
1900-01-19 08:00
1900-01-19 09:00
1900-01-19 10:00
1900-01-19 11:00
1900-01-19 12:00
1900-01-19 13:00
1900-01-19 14:00
1900-01-19 15:00
1900-01-19 16:00
1900-01-19 17:00
1900-01-19 18:00
1900-01-19 19:00
1900-01-19 20:00
1900-01-19 21:00
1900-01-19 22:00
1900-01-19 23:00
1900-01-20
1900-01-20 01:00
1900-01-20 02:00
1900-01-20 03:00
1900-01-20 04:00
1900-01-20 05:00
1900-01-20 06:00
1900-01-20 07:00
1900-01-20 08:00
1900-01-20 09:00
1900-01-20 10:00
1900-01-20 11:00
1900-01-20 12:00
1900-01-20 13:00
1900-01-20 14:00
1900-01-20 15:00
1900-01-20 16:00
1900-01-20 17:00
1900-01-20 18:00
1900-01-20 19:00
1900-01-20 20:00
1900-01-20 21:00
1900-01-20 22:00
1900-01-20 23:00
1900-01-21
1900-01-21 01:00
1900-01-21 02:00
1900-01-21 03:00
1900-01-21 04:00
1900-01-21 05:00
1900-01-21 06:00
1900-01-21 07:00
1900-01-21 08:00
1900-01-21 09:00
1900-01-21 10:00
1900-01-21 11:00
1900-01-21 12:00
1900-01-21 13:00
1900-01-21 14:00
1900-01-21 15:00
1900-01-21 16:00
1900-01-21 17:00
1900-01-21 18:00
1900-01-21 19:00
1900-01-21 20:00
1900-01-21 21:00
1900-01-21 22:00
1900-01-21 23:00
1900-01-22
1900-01-22 01:00
1900-01-22 02:00
1900-01-22 03:00
1900-01-22 04:00
1900-01-22 05:00
1900-01-22 06:00
1900-01-22 07:00
1900-01-22 08:00
1900-01-22 09:00
1900-01-22 10:00
1900-01-22 11:00
1900-01-22 12:00
1900-01-22 13:00
1900-01-22 14:00
1900-01-22 15:00
1900-01-22 16:00
1900-01-22 17:00
1900-01-22 18:00
1900-01-22 19:00
1900-01-22 20:00
1900-01-22 21:00
1900-01-22 22:00
1900-01-22 23:00
1900-01-23
1900-01-23 01:00
1900-01-23 02:00
1900-01-23 03:00
1900-01-23 04:00
1900-01-23 05:00
1900-01-23 06:00
1900-01-23 07:00
1900-01-23 08:00
1900-01-23 09:00
1900-01-23 10:00
1900-01-23 11:00
1900-01-23 12:00
1900-01-23 13:00
1900-01-23 14:00
1900-01-23 15:00
1900-01-23 16:00
1900-01-23 17:00
1900-01-23 18:00
1900-01-23 19:00
1900-01-23 20:00
1900-01-23 21:00
1900-01-23 22:00
1900-01-23 23:00
1900-01-24
1900-01-24 01:00
1900-01-24 02:00
1900-01-24 03:00
1900-01-24 04:00
1900-01-24 05:00
1900-01-24 06:00
1900-01-24 07:00
1900-01-24 08:00
1900-01-24 09:00
1900-01-24 10:00
1900-01-24 11:00
1900-01-24 12:00
1900-01-24 13:00
1900-01-24 14:00
1900-01-24 15:00
1900-01-24 16:00
1900-01-24 17:00
1900-01-24 18:00
1900-01-24 19:00
1900-01-24 20:00
1900-01-24 21:00
1900-01-24 22:00
1900-01-24 23:00
1900-01-25
1900-01-25 01:00
1900-01-25 02:00
1900-01-25 03:00
1900-01-25 04:00
1900-01-25 05:00
1900-01-25 06:00
1900-01-25 07:00
1900-01-25 08:00
1900-01-25 09:00
1900-01-25 10:00
1900-01-25 11:00
1900-01-25 12:00
1900-01-25 13:00
1900-01-25 14:00
1900-01-25 15:00
1900-01-25 16:00
1900-01-25 17:00
1900-01-25 18:00
1900-01-25 19:00
1900-01-25 20:00
1900-01-25 21:00
1900-01-25 22:00
1900-01-25 23:00
1900-01-26
1900-01-26 01:00
1900-01-26 02:00
1900-01-26 03:00
1900-01-26 04:00
1900-01-26 05:00
1900-01-26 06:00
1900-01-26 07:00
1900-01-26 08:00
1900-01-26 09:00
1900-01-26 10:00
1900-01-26 11:00
1900-01-26 12:00
1900-01-26 13:00
1900-01-26 14:00
1900-01-26 15:00
1900-01-26 16:00
1900-01-26 17:00
1900-01-26 18:00
1900-01-26 19:00
1900-01-26 20:00
1900-01-26 21:00
1900-01-26 22:00
1900-01-26 23:00
1900-01-27
1900-01-27 01:00
1900-01-27 02:00
1900-01-27 03:00
1900-01-27 04:00
1900-01-27 05:00
1900-01-27 06:00
1900-01-27 07:00
1900-01-27 08:00
1900-01-27 09:00
1900-01-27 10:00
1900-01-27 11:00
1900-01-27 12:00
1900-01-27 13:00
1900-01-27 14:00
1900-01-27 15:00
1900-01-27 16:00
1900-01-27 17:00
1900-01-27 18:00
1900-01-27 19:00
1900-01-27 20:00
1900-01-27 21:00
1900-01-27 22:00
1900-01-27 23:00
1900-01-28
1900-01-28 01:00
1900-01-28 02:00
1900-01-28 03:00
1900-01-28 04:00
1900-01-28 05:00
1900-01-28 06:00
1900-01-28 07:00
1900-01-28 08:00
1900-01-28 09:00
1900-01-28 10:00
1900-01-28 11:00
1900-01-28 12:00
1900-01-28 13:00
1900-01-28 14:00
1900-01-28 15:00
1900-01-28 16:00
1900-01-28 17:00
1900-01-28 18:00
1900-01-28 19:00
1900-01-28 20:00
1900-01-28 21:00
1900-01-28 22:00
1900-01-28 23:00
1900-01-29
1900-01-29 01:00
1900-01-29 02:00
1900-01-29 03:00
1900-01-29 04:00
1900-01-29 05:00
1900-01-29 06:00
1900-01-29 07:00
1900-01-29 08:00
1900-01-29 09:00
1900-01-29 10:00
1900-01-29 11:00
1900-01-29 12:00
1900-01-29 13:00
1900-01-29 14:00
1900-01-29 15:00
1900-01-29 16:00
1900-01-29 17:00
1900-01-29 18:00
1900-01-29 19:00
1900-01-29 20:00
1900-01-29 21:00
1900-01-29 22:00
1900-01-29 23:00
1900-01-30
1900-01-30 01:00
1900-01-30 02:00
1900-01-30 03:00
1900-01-30 04:00
1900-01-30 05:00
1900-01-30 06:00
1900-01-30 07:00
1900-01-30 08:00
1900-01-30 09:00
1900-01-30 10:00
1900-01-30 11:00
1900-01-30 12:00
1900-01-30 13:00
1900-01-30 14:00
1900-01-30 15:00
1900-01-30 16:00
1900-01-30 17:00
1900-01-30 18:00
1900-01-30 19:00
1900-01-30 20:00
1900-01-30 21:00
1900-01-30 22:00
1900-01-30 23:00
1900-01-31
1900-01-31 01:00
1900-01-31 02:00
1900-01-31 03:00
1900-01-31 04:00
1900-01-31 05:00
1900-01-31 06:00
1900-01-31 07:00
1900-01-31 08:00
1900-01-31 09:00
1900-01-31 10:00
1900-01-31 11:00
1900-01-31 12:00
1900-01-31 13:00
1900-01-31 14:00
1900-01-31 15:00
1900-01-31 16:00
1900-01-31 17:00
1900-01-31 18:00
1900-01-31 19:00
1900-01-31 20:00
1900-01-31 21:00
1900-01-31 22:00
1900-01-31 23:00
1900-02-01
1900-02-01 01:00
1900-02-01 02:00
1900-02-01 03:00
1900-02-01 04:00
1900-02-01 05:00
1900-02-01 06:00
1900-02-01 07:00
1900-02-01 08:00
1900-02-01 09:00
1900-02-01 10:00
1900-02-01 11:00
1900-02-01 12:00
1900-02-01 13:00
1900-02-01 14:00
1900-02-01 15:00
1900-02-01 16:00
1900-02-01 17:00
1900-02-01 18:00
1900-02-01 19:00
1900-02-01 20:00
1900-02-01 21:00
1900-02-01 22:00
1900-02-01 23:00
1900-02-02
1900-02-02 01:00
1900-02-02 02:00
1900-02-02 03:00
1900-02-02 04:00
1900-02-02 05:00
1900-02-02 06:00
1900-02-02 07:00
1900-02-02 08:00
1900-02-02 09:00
1900-02-02 10:00
1900-02-02 11:00
1900-02-02 12:00
1900-02-02 13:00
1900-02-02 14:00
1900-02-02 15:00
1900-02-02 16:00
1900-02-02 17:00
1900-02-02 18:00
1900-02-02 19:00
1900-02-02 20:00
1900-02-02 21:00
1900-02-02 22:00
1900-02-02 23:00
1900-02-03
1900-02-03 01:00
1900-02-03 02:00
1900-02-03 03:00
1900-02-03 04:00
1900-02-03 05:00
1900-02-03 06:00
1900-02-03 07:00
1900-02-03 08:00
1900-02-03 09:00
1900-02-03 10:00
1900-02-03 11:00
1900-02-03 12:00
1900-02-03 13:00
1900-02-03 14:00
1900-02-03 15:00
1900-02-03 16:00
1900-02-03 17:00
1900-02-03 18:00
1900-02-03 19:00
1900-02-03 20:00
1900-02-03 21:00
1900-02-03 22:00
1900-02-03 23:00
1900-02-04
1900-02-04 01:00
1900-02-04 02:00
1900-02-04 03:00
1900-02-04 04:00
1900-02-04 05:00
1900-02-04 06:00
1900-02-04 07:00
1900-02-04 08:00
1900-02-04 09:00
1900-02-04 10:00
1900-02-04 11:00
1900-02-04 12:00
1900-02-04 13:00
1900-02-04 14:00
1900-02-04 15:00
1900-02-04 16:00
1900-02-04 17:00
1900-02-04 18:00
1900-02-04 19:00
1900-02-04 20:00
1900-02-04 21:00
1900-02-04 22:00
1900-02-04 23:00
1900-02-05
1900-02-05 01:00
1900-02-05 02:00
1900-02-05 03:00
1900-02-05 04:00
1900-02-05 05:00
1900-02-05 06:00
1900-02-05 07:00
1900-02-05 08:00
1900-02-05 09:00
1900-02-05 10:00
1900-02-05 11:00
1900-02-05 12:00
1900-02-05 13:00
1900-02-05 14:00
1900-02-05 15:00
1900-02-05 16:00
1900-02-05 17:00
1900-02-05 18:00
1900-02-05 19:00
1900-02-05 20:00
1900-02-05 21:00
1900-02-05 22:00
1900-02-05 23:00
1900-02-06
1900-02-06 01:00
1900-02-06 02:00
1900-02-06 03:00
1900-02-06 04:00
1900-02-06 05:00
1900-02-06 06:00
1900-02-06 07:00
1900-02-06 08:00
1900-02-06 09:00
1900-02-06 10:00
1900-02-06 11:00
1900-02-06 12:00
1900-02-06 13:00
1900-02-06 14:00
1900-02-06 15:00
1900-02-06 16:00
1900-02-06 17:00
1900-02-06 18:00
1900-02-06 19:00
1900-02-06 20:00
1900-02-06 21:00
1900-02-06 22:00
1900-02-06 23:00
1900-02-07
1900-02-07 01:00
1900-02-07 02:00
1900-02-07 03:00
1900-02-07 04:00
1900-02-07 05:00
1900-02-07 06:00
1900-02-07 07:00
1900-02-07 08:00
1900-02-07 09:00
1900-02-07 10:00
1900-02-07 11:00
1900-02-07 12:00
1900-02-07 13:00
1900-02-07 14:00
1900-02-07 15:00
1900-02-07 16:00
1900-02-07 17:00
1900-02-07 18:00
1900-02-07 19:00
1900-02-07 20:00
1900-02-07 21:00
1900-02-07 22:00
1900-02-07 23:00
1900-02-08
1900-02-08 01:00
1900-02-08 02:00
1900-02-08 03:00
1900-02-08 04:00
1900-02-08 05:00
1900-02-08 06:00
1900-02-08 07:00
1900-02-08 08:00
1900-02-08 09:00
1900-02-08 10:00
1900-02-08 11:00
1900-02-08 12:00
1900-02-08 13:00
1900-02-08 14:00
1900-02-08 15:00
1900-02-08 16:00
1900-02-08 17:00
1900-02-08 18:00
1900-02-08 19:00
1900-02-08 20:00
1900-02-08 21:00
1900-02-08 22:00
1900-02-08 23:00
1900-02-09
1900-02-09 01:00
1900-02-09 02:00
1900-02-09 03:00
1900-02-09 04:00
1900-02-09 05:00
1900-02-09 06:00
1900-02-09 07:00
1900-02-09 08:00
1900-02-09 09:00
1900-02-09 10:00
1900-02-09 11:00
1900-02-09 12:00
1900-02-09 13:00
1900-02-09 14:00
1900-02-09 15:00
1900-02-09 16:00
1900-02-09 17:00
1900-02-09 18:00
1900-02-09 19:00
1900-02-09 20:00
1900-02-09 21:00
1900-02-09 22:00
1900-02-09 23:00
1900-02-10
1900-02-10 01:00
1900-02-10 02:00
1900-02-10 03:00
1900-02-10 04:00
1900-02-10 05:00
1900-02-10 06:00
1900-02-10 07:00
1900-02-10 08:00
1900-02-10 09:00
1900-02-10 10:00
1900-02-10 11:00
1900-02-10 12:00
1900-02-10 13:00
1900-02-10 14:00
1900-02-10 15:00
1900-02-10 16:00
1900-02-10 17:00
1900-02-10 18:00
1900-02-10 19:00
1900-02-10 20:00
1900-02-10 21:00
1900-02-10 22:00
1900-02-10 23:00
1900-02-11
1900-02-11 01:00
1900-02-11 02:00
1900-02-11 03:00
1900-02-11 04:00
1900-02-11 05:00
1900-02-11 06:00
1900-02-11 07:00
1900-02-11 08:00
1900-02-11 09:00
1900-02-11 10:00
1900-02-11 11:00
1900-02-11 12:00
1900-02-11 13:00
1900-02-11 14:00
1900-02-11 15:00
1900-02-11 16:00
1900-02-11 17:00
1900-02-11 18:00
1900-02-11 19:00
1900-02-11 20:00
1900-02-11 21:00
1900-02-11 22:00
1900-02-11 23:00
1900-02-12
1900-02-12 01:00
1900-02-12 02:00
1900-02-12 03:00
1900-02-12 04:00
1900-02-12 05:00
1900-02-12 06:00
1900-02-12 07:00
1900-02-12 08:00
1900-02-12 09:00
1900-02-12 10:00
1900-02-12 11:00
1900-02-12 12:00
1900-02-12 13:00
1900-02-12 14:00
1900-02-12 15:00
1900-02-12 16:00
1900-02-12 17:00
1900-02-12 18:00
1900-02-12 19:00
1900-02-12 20:00
1900-02-12 21:00
1900-02-12 22:00
1900-02-12 23:00
1900-02-13
1900-02-13 01:00
1900-02-13 02:00
1900-02-13 03:00
1900-02-13 04:00
1900-02-13 05:00
1900-02-13 06:00
1900-02-13 07:00
1900-02-13 08:00
1900-02-13 09:00
1900-02-13 10:00
1900-02-13 11:00
1900-02-13 12:00
1900-02-13 13:00
1900-02-13 14:00
1900-02-13 15:00
1900-02-13 16:00
1900-02-13 17:00
1900-02-13 18:00
1900-02-13 19:00
1900-02-13 20:00
1900-02-13 21:00
1900-02-13 22:00
1900-02-13 23:00
1900-02-14
1900-02-14 01:00
1900-02-14 02:00
1900-02-14 03:00
1900-02-14 04:00
1900-02-14 05:00
1900-02-14 06:00
1900-02-14 07:00
1900-02-14 08:00
1900-02-14 09:00
1900-02-14 10:00
1900-02-14 11:00
1900-02-14 12:00
1900-02-14 13:00
1900-02-14 14:00
1900-02-14 15:00
1900-02-14 16:00
1900-02-14 17:00
1900-02-14 18:00
1900-02-14 19:00
1900-02-14 20:00
1900-02-14 21:00
1900-02-14 22:00
1900-02-14 23:00
1900-02-15
1900-02-15 01:00
1900-02-15 02:00
1900-02-15 03:00
1900-02-15 04:00
1900-02-15 05:00
1900-02-15 06:00
1900-02-15 07:00
1900-02-15 08:00
1900-02-15 09:00
1900-02-15 10:00
1900-02-15 11:00
1900-02-15 12:00
1900-02-15 13:00
1900-02-15 14:00
1900-02-15 15:00
1900-02-15 16:00
1900-02-15 17:00
1900-02-15 18:00
1900-02-15 19:00
1900-02-15 20:00
1900-02-15 21:00
1900-02-15 22:00
1900-02-15 23:00
1900-02-16
1900-02-16 01:00
1900-02-16 02:00
1900-02-16 03:00
1900-02-16 04:00
1900-02-16 05:00
1900-02-16 06:00
1900-02-16 07:00
1900-02-16 08:00
1900-02-16 09:00
1900-02-16 10:00
1900-02-16 11:00
1900-02-16 12:00
1900-02-16 13:00
1900-02-16 14:00
1900-02-16 15:00
1900-02-16 16:00
1900-02-16 17:00
1900-02-16 18:00
1900-02-16 19:00
1900-02-16 20:00
1900-02-16 21:00
1900-02-16 22:00
1900-02-16 23:00
1900-02-17
1900-02-17 01:00
1900-02-17 02:00
1900-02-17 03:00
1900-02-17 04:00
1900-02-17 05:00
1900-02-17 06:00
1900-02-17 07:00
1900-02-17 08:00
1900-02-17 09:00
1900-02-17 10:00
1900-02-17 11:00
1900-02-17 12:00
1900-02-17 13:00
1900-02-17 14:00
1900-02-17 15:00
1900-02-17 16:00
1900-02-17 17:00
1900-02-17 18:00
1900-02-17 19:00
1900-02-17 20:00
1900-02-17 21:00
1900-02-17 22:00
1900-02-17 23:00
1900-02-18
1900-02-18 01:00
1900-02-18 02:00
1900-02-18 03:00
1900-02-18 04:00
1900-02-18 05:00
1900-02-18 06:00
1900-02-18 07:00
1900-02-18 08:00
1900-02-18 09:00
1900-02-18 10:00
1900-02-18 11:00
1900-02-18 12:00
1900-02-18 13:00
1900-02-18 14:00
1900-02-18 15:00
1900-02-18 16:00
1900-02-18 17:00
1900-02-18 18:00
1900-02-18 19:00
1900-02-18 20:00
1900-02-18 21:00
1900-02-18 22:00
1900-02-18 23:00
1900-02-19
1900-02-19 01:00
1900-02-19 02:00
1900-02-19 03:00
1900-02-19 04:00
1900-02-19 05:00
1900-02-19 06:00
1900-02-19 07:00
1900-02-19 08:00
1900-02-19 09:00
1900-02-19 10:00
1900-02-19 11:00
1900-02-19 12:00
1900-02-19 13:00
1900-02-19 14:00
1900-02-19 15:00
1900-02-19 16:00
1900-02-19 17:00
1900-02-19 18:00
1900-02-19 19:00
1900-02-19 20:00
1900-02-19 21:00
1900-02-19 22:00
1900-02-19 23:00
1900-02-20
1900-02-20 01:00
1900-02-20 02:00
1900-02-20 03:00
1900-02-20 04:00
1900-02-20 05:00
1900-02-20 06:00
1900-02-20 07:00
1900-02-20 08:00
1900-02-20 09:00
1900-02-20 10:00
1900-02-20 11:00
1900-02-20 12:00
1900-02-20 13:00
1900-02-20 14:00
1900-02-20 15:00
1900-02-20 16:00
1900-02-20 17:00
1900-02-20 18:00
1900-02-20 19:00
1900-02-20 20:00
1900-02-20 21:00
1900-02-20 22:00
1900-02-20 23:00
1900-02-21
1900-02-21 01:00
1900-02-21 02:00
1900-02-21 03:00
1900-02-21 04:00
1900-02-21 05:00
1900-02-21 06:00
1900-02-21 07:00
1900-02-21 08:00
1900-02-21 09:00
1900-02-21 10:00
1900-02-21 11:00
1900-02-21 12:00
1900-02-21 13:00
1900-02-21 14:00
1900-02-21 15:00
1900-02-21 16:00
1900-02-21 17:00
1900-02-21 18:00
1900-02-21 19:00
1900-02-21 20:00
1900-02-21 21:00
1900-02-21 22:00
1900-02-21 23:00
1900-02-22
1900-02-22 01:00
1900-02-22 02:00
1900-02-22 03:00
1900-02-22 04:00
1900-02-22 05:00
1900-02-22 06:00
1900-02-22 07:00
1900-02-22 08:00
1900-02-22 09:00
1900-02-22 10:00
1900-02-22 11:00
1900-02-22 12:00
1900-02-22 13:00
1900-02-22 14:00
1900-02-22 15:00
1900-02-22 16:00
1900-02-22 17:00
1900-02-22 18:00
1900-02-22 19:00
1900-02-22 20:00
1900-02-22 21:00
1900-02-22 22:00
1900-02-22 23:00
1900-02-23
1900-02-23 01:00
1900-02-23 02:00
1900-02-23 03:00
1900-02-23 04:00
1900-02-23 05:00
1900-02-23 06:00
1900-02-23 07:00
1900-02-23 08:00
1900-02-23 09:00
1900-02-23 10:00
1900-02-23 11:00
1900-02-23 12:00
1900-02-23 13:00
1900-02-23 14:00
1900-02-23 15:00
1900-02-23 16:00
1900-02-23 17:00
1900-02-23 18:00
1900-02-23 19:00
1900-02-23 20:00
1900-02-23 21:00
1900-02-23 22:00
1900-02-23 23:00
1900-02-24
1900-02-24 01:00
1900-02-24 02:00
1900-02-24 03:00
1900-02-24 04:00
1900-02-24 05:00
1900-02-24 06:00
1900-02-24 07:00
1900-02-24 08:00
1900-02-24 09:00
1900-02-24 10:00
1900-02-24 11:00
1900-02-24 12:00
1900-02-24 13:00
1900-02-24 14:00
1900-02-24 15:00
1900-02-24 16:00
1900-02-24 17:00
1900-02-24 18:00
1900-02-24 19:00
1900-02-24 20:00
1900-02-24 21:00
1900-02-24 22:00
1900-02-24 23:00
1900-02-25
1900-02-25 01:00
1900-02-25 02:00
1900-02-25 03:00
1900-02-25 04:00
1900-02-25 05:00
1900-02-25 06:00
1900-02-25 07:00
1900-02-25 08:00
1900-02-25 09:00
1900-02-25 10:00
1900-02-25 11:00
1900-02-25 12:00
1900-02-25 13:00
1900-02-25 14:00
1900-02-25 15:00
1900-02-25 16:00
1900-02-25 17:00
1900-02-25 18:00
1900-02-25 19:00
1900-02-25 20:00
1900-02-25 21:00
1900-02-25 22:00
1900-02-25 23:00
1900-02-26
1900-02-26 01:00
1900-02-26 02:00
1900-02-26 03:00
1900-02-26 04:00
1900-02-26 05:00
1900-02-26 06:00
1900-02-26 07:00
1900-02-26 08:00
1900-02-26 09:00
1900-02-26 10:00
1900-02-26 11:00
1900-02-26 12:00
1900-02-26 13:00
1900-02-26 14:00
1900-02-26 15:00
1900-02-26 16:00
1900-02-26 17:00
1900-02-26 18:00
1900-02-26 19:00
1900-02-26 20:00
1900-02-26 21:00
1900-02-26 22:00
1900-02-26 23:00
1900-02-27
1900-02-27 01:00
1900-02-27 02:00
1900-02-27 03:00
1900-02-27 04:00
1900-02-27 05:00
1900-02-27 06:00
1900-02-27 07:00
1900-02-27 08:00
1900-02-27 09:00
1900-02-27 10:00
1900-02-27 11:00
1900-02-27 12:00
1900-02-27 13:00
1900-02-27 14:00
1900-02-27 15:00
1900-02-27 16:00
1900-02-27 17:00
1900-02-27 18:00
1900-02-27 19:00
1900-02-27 20:00
1900-02-27 21:00
1900-02-27 22:00
1900-02-27 23:00
1900-02-28
1900-02-28 01:00
1900-02-28 02:00
1900-02-28 03:00
1900-02-28 04:00
1900-02-28 05:00
1900-02-28 06:00
1900-02-28 07:00
1900-02-28 08:00
1900-02-28 09:00
1900-02-28 10:00
1900-02-28 11:00
1900-02-28 12:00
1900-02-28 13:00
1900-02-28 14:00
1900-02-28 15:00
1900-02-28 16:00
1900-02-28 17:00
1900-02-28 18:00
1900-02-28 19:00
1900-02-28 20:00
1900-02-28 21:00
1900-02-28 22:00
1900-02-28 23:00
1900-03-01
1900-03-01 01:00
1900-03-01 02:00
1900-03-01 03:00
1900-03-01 04:00
1900-03-01 05:00
1900-03-01 06:00
1900-03-01 07:00
1900-03-01 08:00
1900-03-01 09:00
1900-03-01 10:00
1900-03-01 11:00
1900-03-01 12:00
1900-03-01 13:00
1900-03-01 14:00
1900-03-01 15:00
1900-03-01 16:00
1900-03-01 17:00
1900-03-01 18:00
1900-03-01 19:00
1900-03-01 20:00
1900-03-01 21:00
1900-03-01 22:00
1900-03-01 23:00
1900-03-02
1900-03-02 01:00
1900-03-02 02:00
1900-03-02 03:00
1900-03-02 04:00
1900-03-02 05:00
1900-03-02 06:00
1900-03-02 07:00
1900-03-02 08:00
1900-03-02 09:00
1900-03-02 10:00
1900-03-02 11:00
1900-03-02 12:00
1900-03-02 13:00
1900-03-02 14:00
1900-03-02 15:00
1900-03-02 16:00
1900-03-02 17:00
1900-03-02 18:00
1900-03-02 19:00
1900-03-02 20:00
1900-03-02 21:00
1900-03-02 22:00
1900-03-02 23:00
1900-03-03
1900-03-03 01:00
1900-03-03 02:00
1900-03-03 03:00
1900-03-03 04:00
1900-03-03 05:00
1900-03-03 06:00
1900-03-03 07:00
1900-03-03 08:00
1900-03-03 09:00
1900-03-03 10:00
1900-03-03 11:00
1900-03-03 12:00
1900-03-03 13:00
1900-03-03 14:00
1900-03-03 15:00
1900-03-03 16:00
1900-03-03 17:00
1900-03-03 18:00
1900-03-03 19:00
1900-03-03 20:00
1900-03-03 21:00
1900-03-03 22:00
1900-03-03 23:00
1900-03-04
1900-03-04 01:00
1900-03-04 02:00
1900-03-04 03:00
1900-03-04 04:00
1900-03-04 05:00
1900-03-04 06:00
1900-03-04 07:00
1900-03-04 08:00
1900-03-04 09:00
1900-03-04 10:00
1900-03-04 11:00
1900-03-04 12:00
1900-03-04 13:00
1900-03-04 14:00
1900-03-04 15:00
1900-03-04 16:00
1900-03-04 17:00
1900-03-04 18:00
1900-03-04 19:00
1900-03-04 20:00
1900-03-04 21:00
1900-03-04 22:00
1900-03-04 23:00
1900-03-05
1900-03-05 01:00
1900-03-05 02:00
1900-03-05 03:00
1900-03-05 04:00
1900-03-05 05:00
1900-03-05 06:00
1900-03-05 07:00
1900-03-05 08:00
1900-03-05 09:00
1900-03-05 10:00
1900-03-05 11:00
1900-03-05 12:00
1900-03-05 13:00
1900-03-05 14:00
1900-03-05 15:00
1900-03-05 16:00
1900-03-05 17:00
1900-03-05 18:00
1900-03-05 19:00
1900-03-05 20:00
1900-03-05 21:00
1900-03-05 22:00
1900-03-05 23:00
1900-03-06
1900-03-06 01:00
1900-03-06 02:00
1900-03-06 03:00
1900-03-06 04:00
1900-03-06 05:00
1900-03-06 06:00
1900-03-06 07:00
1900-03-06 08:00
1900-03-06 09:00
1900-03-06 10:00
1900-03-06 11:00
1900-03-06 12:00
1900-03-06 13:00
1900-03-06 14:00
1900-03-06 15:00
1900-03-06 16:00
1900-03-06 17:00
1900-03-06 18:00
1900-03-06 19:00
1900-03-06 20:00
1900-03-06 21:00
1900-03-06 22:00
1900-03-06 23:00
1900-03-07
1900-03-07 01:00
1900-03-07 02:00
1900-03-07 03:00
1900-03-07 04:00
1900-03-07 05:00
1900-03-07 06:00
1900-03-07 07:00
1900-03-07 08:00
1900-03-07 09:00
1900-03-07 10:00
1900-03-07 11:00
1900-03-07 12:00
1900-03-07 13:00
1900-03-07 14:00
1900-03-07 15:00
1900-03-07 16:00
1900-03-07 17:00
1900-03-07 18:00
1900-03-07 19:00
1900-03-07 20:00
1900-03-07 21:00
1900-03-07 22:00
1900-03-07 23:00
1900-03-08
1900-03-08 01:00
1900-03-08 02:00
1900-03-08 03:00
1900-03-08 04:00
1900-03-08 05:00
1900-03-08 06:00
1900-03-08 07:00
1900-03-08 08:00
1900-03-08 09:00
1900-03-08 10:00
1900-03-08 11:00
1900-03-08 12:00
1900-03-08 13:00
1900-03-08 14:00
1900-03-08 15:00
1900-03-08 16:00
1900-03-08 17:00
1900-03-08 18:00
1900-03-08 19:00
1900-03-08 20:00
1900-03-08 21:00
1900-03-08 22:00
1900-03-08 23:00
1900-03-09
1900-03-09 01:00
1900-03-09 02:00
1900-03-09 03:00
1900-03-09 04:00
1900-03-09 05:00
1900-03-09 06:00
1900-03-09 07:00
1900-03-09 08:00
1900-03-09 09:00
1900-03-09 10:00
1900-03-09 11:00
1900-03-09 12:00
1900-03-09 13:00
1900-03-09 14:00
1900-03-09 15:00
1900-03-09 16:00
1900-03-09 17:00
1900-03-09 18:00
1900-03-09 19:00
1900-03-09 20:00
1900-03-09 21:00
1900-03-09 22:00
1900-03-09 23:00
1900-03-10
1900-03-10 01:00
1900-03-10 02:00
1900-03-10 03:00
1900-03-10 04:00
1900-03-10 05:00
1900-03-10 06:00
1900-03-10 07:00
1900-03-10 08:00
1900-03-10 09:00
1900-03-10 10:00
1900-03-10 11:00
1900-03-10 12:00
1900-03-10 13:00
1900-03-10 14:00
1900-03-10 15:00
1900-03-10 16:00
1900-03-10 17:00
1900-03-10 18:00
1900-03-10 19:00
1900-03-10 20:00
1900-03-10 21:00
1900-03-10 22:00
1900-03-10 23:00
1900-03-11
1900-03-11 01:00
1900-03-11 02:00
1900-03-11 03:00
1900-03-11 04:00
1900-03-11 05:00
1900-03-11 06:00
1900-03-11 07:00
1900-03-11 08:00
1900-03-11 09:00
1900-03-11 10:00
1900-03-11 11:00
1900-03-11 12:00
1900-03-11 13:00
1900-03-11 14:00
1900-03-11 15:00
1900-03-11 16:00
1900-03-11 17:00
1900-03-11 18:00
1900-03-11 19:00
1900-03-11 20:00
1900-03-11 21:00
1900-03-11 22:00
1900-03-11 23:00
1900-03-12
1900-03-12 01:00
1900-03-12 02:00
1900-03-12 03:00
1900-03-12 04:00
1900-03-12 05:00
1900-03-12 06:00
1900-03-12 07:00
1900-03-12 08:00
1900-03-12 09:00
1900-03-12 10:00
1900-03-12 11:00
1900-03-12 12:00
1900-03-12 13:00
1900-03-12 14:00
1900-03-12 15:00
1900-03-12 16:00
1900-03-12 17:00
1900-03-12 18:00
1900-03-12 19:00
1900-03-12 20:00
1900-03-12 21:00
1900-03-12 22:00
1900-03-12 23:00
1900-03-13
1900-03-13 01:00
1900-03-13 02:00
1900-03-13 03:00
1900-03-13 04:00
1900-03-13 05:00
1900-03-13 06:00
1900-03-13 07:00
1900-03-13 08:00
1900-03-13 09:00
1900-03-13 10:00
1900-03-13 11:00
1900-03-13 12:00
1900-03-13 13:00
1900-03-13 14:00
1900-03-13 15:00
1900-03-13 16:00
1900-03-13 17:00
1900-03-13 18:00
1900-03-13 19:00
1900-03-13 20:00
1900-03-13 21:00
1900-03-13 22:00
1900-03-13 23:00
1900-03-14
1900-03-14 01:00
1900-03-14 02:00
1900-03-14 03:00
1900-03-14 04:00
1900-03-14 05:00
1900-03-14 06:00
1900-03-14 07:00
1900-03-14 08:00
1900-03-14 09:00
1900-03-14 10:00
1900-03-14 11:00
1900-03-14 12:00
1900-03-14 13:00
1900-03-14 14:00
1900-03-14 15:00
1900-03-14 16:00
1900-03-14 17:00
1900-03-14 18:00
1900-03-14 19:00
1900-03-14 20:00
1900-03-14 21:00
1900-03-14 22:00
1900-03-14 23:00
1900-03-15
1900-03-15 01:00
1900-03-15 02:00
1900-03-15 03:00
1900-03-15 04:00
1900-03-15 05:00
1900-03-15 06:00
1900-03-15 07:00
1900-03-15 08:00
1900-03-15 09:00
1900-03-15 10:00
1900-03-15 11:00
1900-03-15 12:00
1900-03-15 13:00
1900-03-15 14:00
1900-03-15 15:00
1900-03-15 16:00
1900-03-15 17:00
1900-03-15 18:00
1900-03-15 19:00
1900-03-15 20:00
1900-03-15 21:00
1900-03-15 22:00
1900-03-15 23:00
1900-03-16
1900-03-16 01:00
1900-03-16 02:00
1900-03-16 03:00
1900-03-16 04:00
1900-03-16 05:00
1900-03-16 06:00
1900-03-16 07:00
1900-03-16 08:00
1900-03-16 09:00
1900-03-16 10:00
1900-03-16 11:00
1900-03-16 12:00
1900-03-16 13:00
1900-03-16 14:00
1900-03-16 15:00
1900-03-16 16:00
1900-03-16 17:00
1900-03-16 18:00
1900-03-16 19:00
1900-03-16 20:00
1900-03-16 21:00
1900-03-16 22:00
1900-03-16 23:00
1900-03-17
1900-03-17 01:00
1900-03-17 02:00
1900-03-17 03:00
1900-03-17 04:00
1900-03-17 05:00
1900-03-17 06:00
1900-03-17 07:00
1900-03-17 08:00
1900-03-17 09:00
1900-03-17 10:00
1900-03-17 11:00
1900-03-17 12:00
1900-03-17 13:00
1900-03-17 14:00
1900-03-17 15:00
1900-03-17 16:00
1900-03-17 17:00
1900-03-17 18:00
1900-03-17 19:00
1900-03-17 20:00
1900-03-17 21:00
1900-03-17 22:00
1900-03-17 23:00
1900-03-18
1900-03-18 01:00
1900-03-18 02:00
1900-03-18 03:00
1900-03-18 04:00
1900-03-18 05:00
1900-03-18 06:00
1900-03-18 07:00
1900-03-18 08:00
1900-03-18 09:00
1900-03-18 10:00
1900-03-18 11:00
1900-03-18 12:00
1900-03-18 13:00
1900-03-18 14:00
1900-03-18 15:00
1900-03-18 16:00
1900-03-18 17:00
1900-03-18 18:00
1900-03-18 19:00
1900-03-18 20:00
1900-03-18 21:00
1900-03-18 22:00
1900-03-18 23:00
1900-03-19
1900-03-19 01:00
1900-03-19 02:00
1900-03-19 03:00
1900-03-19 04:00
1900-03-19 05:00
1900-03-19 06:00
1900-03-19 07:00
1900-03-19 08:00
1900-03-19 09:00
1900-03-19 10:00
1900-03-19 11:00
1900-03-19 12:00
1900-03-19 13:00
1900-03-19 14:00
1900-03-19 15:00
1900-03-19 16:00
1900-03-19 17:00
1900-03-19 18:00
1900-03-19 19:00
1900-03-19 20:00
1900-03-19 21:00
1900-03-19 22:00
1900-03-19 23:00
1900-03-20
1900-03-20 01:00
1900-03-20 02:00
1900-03-20 03:00
1900-03-20 04:00
1900-03-20 05:00
1900-03-20 06:00
1900-03-20 07:00
1900-03-20 08:00
1900-03-20 09:00
1900-03-20 10:00
1900-03-20 11:00
1900-03-20 12:00
1900-03-20 13:00
1900-03-20 14:00
1900-03-20 15:00
1900-03-20 16:00
1900-03-20 17:00
1900-03-20 18:00
1900-03-20 19:00
1900-03-20 20:00
1900-03-20 21:00
1900-03-20 22:00
1900-03-20 23:00
1900-03-21
1900-03-21 01:00
1900-03-21 02:00
1900-03-21 03:00
1900-03-21 04:00
1900-03-21 05:00
1900-03-21 06:00
1900-03-21 07:00
1900-03-21 08:00
1900-03-21 09:00
1900-03-21 10:00
1900-03-21 11:00
1900-03-21 12:00
1900-03-21 13:00
1900-03-21 14:00
1900-03-21 15:00
1900-03-21 16:00
1900-03-21 17:00
1900-03-21 18:00
1900-03-21 19:00
1900-03-21 20:00
1900-03-21 21:00
1900-03-21 22:00
1900-03-21 23:00
1900-03-22
1900-03-22 01:00
1900-03-22 02:00
1900-03-22 03:00
1900-03-22 04:00
1900-03-22 05:00
1900-03-22 06:00
1900-03-22 07:00
1900-03-22 08:00
1900-03-22 09:00
1900-03-22 10:00
1900-03-22 11:00
1900-03-22 12:00
1900-03-22 13:00
1900-03-22 14:00
1900-03-22 15:00
1900-03-22 16:00
1900-03-22 17:00
1900-03-22 18:00
1900-03-22 19:00
1900-03-22 20:00
1900-03-22 21:00
1900-03-22 22:00
1900-03-22 23:00
1900-03-23
1900-03-23 01:00
1900-03-23 02:00
1900-03-23 03:00
1900-03-23 04:00
1900-03-23 05:00
1900-03-23 06:00
1900-03-23 07:00
1900-03-23 08:00
1900-03-23 09:00
1900-03-23 10:00
1900-03-23 11:00
1900-03-23 12:00
1900-03-23 13:00
1900-03-23 14:00
1900-03-23 15:00
1900-03-23 16:00
1900-03-23 17:00
1900-03-23 18:00
1900-03-23 19:00
1900-03-23 20:00
1900-03-23 21:00
1900-03-23 22:00
1900-03-23 23:00
1900-03-24
1900-03-24 01:00
1900-03-24 02:00
1900-03-24 03:00
1900-03-24 04:00
1900-03-24 05:00
1900-03-24 06:00
1900-03-24 07:00
1900-03-24 08:00
1900-03-24 09:00
1900-03-24 10:00
1900-03-24 11:00
1900-03-24 12:00
1900-03-24 13:00
1900-03-24 14:00
1900-03-24 15:00
1900-03-24 16:00
1900-03-24 17:00
1900-03-24 18:00
1900-03-24 19:00
1900-03-24 20:00
1900-03-24 21:00
1900-03-24 22:00
1900-03-24 23:00
1900-03-25
1900-03-25 01:00
1900-03-25 02:00
1900-03-25 03:00
1900-03-25 04:00
1900-03-25 05:00
1900-03-25 06:00
1900-03-25 07:00
1900-03-25 08:00
1900-03-25 09:00
1900-03-25 10:00
1900-03-25 11:00
1900-03-25 12:00
1900-03-25 13:00
1900-03-25 14:00
1900-03-25 15:00
1900-03-25 16:00
1900-03-25 17:00
1900-03-25 18:00
1900-03-25 19:00
1900-03-25 20:00
1900-03-25 21:00
1900-03-25 22:00
1900-03-25 23:00
1900-03-26
1900-03-26 01:00
1900-03-26 02:00
1900-03-26 03:00
1900-03-26 04:00
1900-03-26 05:00
1900-03-26 06:00
1900-03-26 07:00
1900-03-26 08:00
1900-03-26 09:00
1900-03-26 10:00
1900-03-26 11:00
1900-03-26 12:00
1900-03-26 13:00
1900-03-26 14:00
1900-03-26 15:00
1900-03-26 16:00
1900-03-26 17:00
1900-03-26 18:00
1900-03-26 19:00
1900-03-26 20:00
1900-03-26 21:00
1900-03-26 22:00
1900-03-26 23:00
1900-03-27
1900-03-27 01:00
1900-03-27 02:00
1900-03-27 03:00
1900-03-27 04:00
1900-03-27 05:00
1900-03-27 06:00
1900-03-27 07:00
1900-03-27 08:00
1900-03-27 09:00
1900-03-27 10:00
1900-03-27 11:00
1900-03-27 12:00
1900-03-27 13:00
1900-03-27 14:00
1900-03-27 15:00
1900-03-27 16:00
1900-03-27 17:00
1900-03-27 18:00
1900-03-27 19:00
1900-03-27 20:00
1900-03-27 21:00
1900-03-27 22:00
1900-03-27 23:00
1900-03-28
1900-03-28 01:00
1900-03-28 02:00
1900-03-28 03:00
1900-03-28 04:00
1900-03-28 05:00
1900-03-28 06:00
1900-03-28 07:00
1900-03-28 08:00
1900-03-28 09:00
1900-03-28 10:00
1900-03-28 11:00
1900-03-28 12:00
1900-03-28 13:00
1900-03-28 14:00
1900-03-28 15:00
1900-03-28 16:00
1900-03-28 17:00
1900-03-28 18:00
1900-03-28 19:00
1900-03-28 20:00
1900-03-28 21:00
1900-03-28 22:00
1900-03-28 23:00
1900-03-29
1900-03-29 01:00
1900-03-29 02:00
1900-03-29 03:00
1900-03-29 04:00
1900-03-29 05:00
1900-03-29 06:00
1900-03-29 07:00
1900-03-29 08:00
1900-03-29 09:00
1900-03-29 10:00
1900-03-29 11:00
1900-03-29 12:00
1900-03-29 13:00
1900-03-29 14:00
1900-03-29 15:00
1900-03-29 16:00
1900-03-29 17:00
1900-03-29 18:00
1900-03-29 19:00
1900-03-29 20:00
1900-03-29 21:00
1900-03-29 22:00
1900-03-29 23:00
1900-03-30
1900-03-30 01:00
1900-03-30 02:00
1900-03-30 03:00
1900-03-30 04:00
1900-03-30 05:00
1900-03-30 06:00
1900-03-30 07:00
1900-03-30 08:00
1900-03-30 09:00
1900-03-30 10:00
1900-03-30 11:00
1900-03-30 12:00
1900-03-30 13:00
1900-03-30 14:00
1900-03-30 15:00
1900-03-30 16:00
1900-03-30 17:00
1900-03-30 18:00
1900-03-30 19:00
1900-03-30 20:00
1900-03-30 21:00
1900-03-30 22:00
1900-03-30 23:00
1900-03-31
1900-03-31 01:00
1900-03-31 02:00
1900-03-31 03:00
1900-03-31 04:00
1900-03-31 05:00
1900-03-31 06:00
1900-03-31 07:00
1900-03-31 08:00
1900-03-31 09:00
1900-03-31 10:00
1900-03-31 11:00
1900-03-31 12:00
1900-03-31 13:00
1900-03-31 14:00
1900-03-31 15:00
1900-03-31 16:00
1900-03-31 17:00
1900-03-31 18:00
1900-03-31 19:00
1900-03-31 20:00
1900-03-31 21:00
1900-03-31 22:00
1900-03-31 23:00
1900-04-01
1900-04-01 01:00
1900-04-01 02:00
1900-04-01 03:00
1900-04-01 04:00
1900-04-01 05:00
1900-04-01 06:00
1900-04-01 07:00
1900-04-01 08:00
1900-04-01 09:00
1900-04-01 10:00
1900-04-01 11:00
1900-04-01 12:00
1900-04-01 13:00
1900-04-01 14:00
1900-04-01 15:00
1900-04-01 16:00
1900-04-01 17:00
1900-04-01 18:00
1900-04-01 19:00
1900-04-01 20:00
1900-04-01 21:00
1900-04-01 22:00
1900-04-01 23:00
1900-04-02
1900-04-02 01:00
1900-04-02 02:00
1900-04-02 03:00
1900-04-02 04:00
1900-04-02 05:00
1900-04-02 06:00
1900-04-02 07:00
1900-04-02 08:00
1900-04-02 09:00
1900-04-02 10:00
1900-04-02 11:00
1900-04-02 12:00
1900-04-02 13:00
1900-04-02 14:00
1900-04-02 15:00
1900-04-02 16:00
1900-04-02 17:00
1900-04-02 18:00
1900-04-02 19:00
1900-04-02 20:00
1900-04-02 21:00
1900-04-02 22:00
1900-04-02 23:00
1900-04-03
1900-04-03 01:00
1900-04-03 02:00
1900-04-03 03:00
1900-04-03 04:00
1900-04-03 05:00
1900-04-03 06:00
1900-04-03 07:00
1900-04-03 08:00
1900-04-03 09:00
1900-04-03 10:00
1900-04-03 11:00
1900-04-03 12:00
1900-04-03 13:00
1900-04-03 14:00
1900-04-03 15:00
1900-04-03 16:00
1900-04-03 17:00
1900-04-03 18:00
1900-04-03 19:00
1900-04-03 20:00
1900-04-03 21:00
1900-04-03 22:00
1900-04-03 23:00
1900-04-04
1900-04-04 01:00
1900-04-04 02:00
1900-04-04 03:00
1900-04-04 04:00
1900-04-04 05:00
1900-04-04 06:00
1900-04-04 07:00
1900-04-04 08:00
1900-04-04 09:00
1900-04-04 10:00
1900-04-04 11:00
1900-04-04 12:00
1900-04-04 13:00
1900-04-04 14:00
1900-04-04 15:00
1900-04-04 16:00
1900-04-04 17:00
1900-04-04 18:00
1900-04-04 19:00
1900-04-04 20:00
1900-04-04 21:00
1900-04-04 22:00
1900-04-04 23:00
1900-04-05
1900-04-05 01:00
1900-04-05 02:00
1900-04-05 03:00
1900-04-05 04:00
1900-04-05 05:00
1900-04-05 06:00
1900-04-05 07:00
1900-04-05 08:00
1900-04-05 09:00
1900-04-05 10:00
1900-04-05 11:00
1900-04-05 12:00
1900-04-05 13:00
1900-04-05 14:00
1900-04-05 15:00
1900-04-05 16:00
1900-04-05 17:00
1900-04-05 18:00
1900-04-05 19:00
1900-04-05 20:00
1900-04-05 21:00
1900-04-05 22:00
1900-04-05 23:00
1900-04-06
1900-04-06 01:00
1900-04-06 02:00
1900-04-06 03:00
1900-04-06 04:00
1900-04-06 05:00
1900-04-06 06:00
1900-04-06 07:00
1900-04-06 08:00
1900-04-06 09:00
1900-04-06 10:00
1900-04-06 11:00
1900-04-06 12:00
1900-04-06 13:00
1900-04-06 14:00
1900-04-06 15:00
1900-04-06 16:00
1900-04-06 17:00
1900-04-06 18:00
1900-04-06 19:00
1900-04-06 20:00
1900-04-06 21:00
1900-04-06 22:00
1900-04-06 23:00
1900-04-07
1900-04-07 01:00
1900-04-07 02:00
1900-04-07 03:00
1900-04-07 04:00
1900-04-07 05:00
1900-04-07 06:00
1900-04-07 07:00
1900-04-07 08:00
1900-04-07 09:00
1900-04-07 10:00
1900-04-07 11:00
1900-04-07 12:00
1900-04-07 13:00
1900-04-07 14:00
1900-04-07 15:00
1900-04-07 16:00
1900-04-07 17:00
1900-04-07 18:00
1900-04-07 19:00
1900-04-07 20:00
1900-04-07 21:00
1900-04-07 22:00
1900-04-07 23:00
1900-04-08
1900-04-08 01:00
1900-04-08 02:00
1900-04-08 03:00
1900-04-08 04:00
1900-04-08 05:00
1900-04-08 06:00
1900-04-08 07:00
1900-04-08 08:00
1900-04-08 09:00
1900-04-08 10:00
1900-04-08 11:00
1900-04-08 12:00
1900-04-08 13:00
1900-04-08 14:00
1900-04-08 15:00
1900-04-08 16:00
1900-04-08 17:00
1900-04-08 18:00
1900-04-08 19:00
1900-04-08 20:00
1900-04-08 21:00
1900-04-08 22:00
1900-04-08 23:00
1900-04-09
1900-04-09 01:00
1900-04-09 02:00
1900-04-09 03:00
1900-04-09 04:00
1900-04-09 05:00
1900-04-09 06:00
1900-04-09 07:00
1900-04-09 08:00
1900-04-09 09:00
1900-04-09 10:00
1900-04-09 11:00
1900-04-09 12:00
1900-04-09 13:00
1900-04-09 14:00
1900-04-09 15:00
1900-04-09 16:00
1900-04-09 17:00
1900-04-09 18:00
1900-04-09 19:00
1900-04-09 20:00
1900-04-09 21:00
1900-04-09 22:00
1900-04-09 23:00
1900-04-10
1900-04-10 01:00
1900-04-10 02:00
1900-04-10 03:00
1900-04-10 04:00
1900-04-10 05:00
1900-04-10 06:00
1900-04-10 07:00
1900-04-10 08:00
1900-04-10 09:00
1900-04-10 10:00
1900-04-10 11:00
1900-04-10 12:00
1900-04-10 13:00
1900-04-10 14:00
1900-04-10 15:00
1900-04-10 16:00
1900-04-10 17:00
1900-04-10 18:00
1900-04-10 19:00
1900-04-10 20:00
1900-04-10 21:00
1900-04-10 22:00
1900-04-10 23:00
1900-04-11
1900-04-11 01:00
1900-04-11 02:00
1900-04-11 03:00
1900-04-11 04:00
1900-04-11 05:00
1900-04-11 06:00
1900-04-11 07:00
1900-04-11 08:00
1900-04-11 09:00
1900-04-11 10:00
1900-04-11 11:00
1900-04-11 12:00
1900-04-11 13:00
1900-04-11 14:00
1900-04-11 15:00
1900-04-11 16:00
1900-04-11 17:00
1900-04-11 18:00
1900-04-11 19:00
1900-04-11 20:00
1900-04-11 21:00
1900-04-11 22:00
1900-04-11 23:00
1900-04-12
1900-04-12 01:00
1900-04-12 02:00
1900-04-12 03:00
1900-04-12 04:00
1900-04-12 05:00
1900-04-12 06:00
1900-04-12 07:00
1900-04-12 08:00
1900-04-12 09:00
1900-04-12 10:00
1900-04-12 11:00
1900-04-12 12:00
1900-04-12 13:00
1900-04-12 14:00
1900-04-12 15:00
1900-04-12 16:00
1900-04-12 17:00
1900-04-12 18:00
1900-04-12 19:00
1900-04-12 20:00
1900-04-12 21:00
1900-04-12 22:00
1900-04-12 23:00
1900-04-13
1900-04-13 01:00
1900-04-13 02:00
1900-04-13 03:00
1900-04-13 04:00
1900-04-13 05:00
1900-04-13 06:00
1900-04-13 07:00
1900-04-13 08:00
1900-04-13 09:00
1900-04-13 10:00
1900-04-13 11:00
1900-04-13 12:00
1900-04-13 13:00
1900-04-13 14:00
1900-04-13 15:00
1900-04-13 16:00
1900-04-13 17:00
1900-04-13 18:00
1900-04-13 19:00
1900-04-13 20:00
1900-04-13 21:00
1900-04-13 22:00
1900-04-13 23:00
1900-04-14
1900-04-14 01:00
1900-04-14 02:00
1900-04-14 03:00
1900-04-14 04:00
1900-04-14 05:00
1900-04-14 06:00
1900-04-14 07:00
1900-04-14 08:00
1900-04-14 09:00
1900-04-14 10:00
1900-04-14 11:00
1900-04-14 12:00
1900-04-14 13:00
1900-04-14 14:00
1900-04-14 15:00
1900-04-14 16:00
1900-04-14 17:00
1900-04-14 18:00
1900-04-14 19:00
1900-04-14 20:00
1900-04-14 21:00
1900-04-14 22:00
1900-04-14 23:00
1900-04-15
1900-04-15 01:00
1900-04-15 02:00
1900-04-15 03:00
1900-04-15 04:00
1900-04-15 05:00
1900-04-15 06:00
1900-04-15 07:00
1900-04-15 08:00
1900-04-15 09:00
1900-04-15 10:00
1900-04-15 11:00
1900-04-15 12:00
1900-04-15 13:00
1900-04-15 14:00
1900-04-15 15:00
1900-04-15 16:00
1900-04-15 17:00
1900-04-15 18:00
1900-04-15 19:00
1900-04-15 20:00
1900-04-15 21:00
1900-04-15 22:00
1900-04-15 23:00
1900-04-16
1900-04-16 01:00
1900-04-16 02:00
1900-04-16 03:00
1900-04-16 04:00
1900-04-16 05:00
1900-04-16 06:00
1900-04-16 07:00
1900-04-16 08:00
1900-04-16 09:00
1900-04-16 10:00
1900-04-16 11:00
1900-04-16 12:00
1900-04-16 13:00
1900-04-16 14:00
1900-04-16 15:00
1900-04-16 16:00
1900-04-16 17:00
1900-04-16 18:00
1900-04-16 19:00
1900-04-16 20:00
1900-04-16 21:00
1900-04-16 22:00
1900-04-16 23:00
1900-04-17
1900-04-17 01:00
1900-04-17 02:00
1900-04-17 03:00
1900-04-17 04:00
1900-04-17 05:00
1900-04-17 06:00
1900-04-17 07:00
1900-04-17 08:00
1900-04-17 09:00
1900-04-17 10:00
1900-04-17 11:00
1900-04-17 12:00
1900-04-17 13:00
1900-04-17 14:00
1900-04-17 15:00
1900-04-17 16:00
1900-04-17 17:00
1900-04-17 18:00
1900-04-17 19:00
1900-04-17 20:00
1900-04-17 21:00
1900-04-17 22:00
1900-04-17 23:00
1900-04-18
1900-04-18 01:00
1900-04-18 02:00
1900-04-18 03:00
1900-04-18 04:00
1900-04-18 05:00
1900-04-18 06:00
1900-04-18 07:00
1900-04-18 08:00
1900-04-18 09:00
1900-04-18 10:00
1900-04-18 11:00
1900-04-18 12:00
1900-04-18 13:00
1900-04-18 14:00
1900-04-18 15:00
1900-04-18 16:00
1900-04-18 17:00
1900-04-18 18:00
1900-04-18 19:00
1900-04-18 20:00
1900-04-18 21:00
1900-04-18 22:00
1900-04-18 23:00
1900-04-19
1900-04-19 01:00
1900-04-19 02:00
1900-04-19 03:00
1900-04-19 04:00
1900-04-19 05:00
1900-04-19 06:00
1900-04-19 07:00
1900-04-19 08:00
1900-04-19 09:00
1900-04-19 10:00
1900-04-19 11:00
1900-04-19 12:00
1900-04-19 13:00
1900-04-19 14:00
1900-04-19 15:00
1900-04-19 16:00
1900-04-19 17:00
1900-04-19 18:00
1900-04-19 19:00
1900-04-19 20:00
1900-04-19 21:00
1900-04-19 22:00
1900-04-19 23:00
1900-04-20
1900-04-20 01:00
1900-04-20 02:00
1900-04-20 03:00
1900-04-20 04:00
1900-04-20 05:00
1900-04-20 06:00
1900-04-20 07:00
1900-04-20 08:00
1900-04-20 09:00
1900-04-20 10:00
1900-04-20 11:00
1900-04-20 12:00
1900-04-20 13:00
1900-04-20 14:00
1900-04-20 15:00
1900-04-20 16:00
1900-04-20 17:00
1900-04-20 18:00
1900-04-20 19:00
1900-04-20 20:00
1900-04-20 21:00
1900-04-20 22:00
1900-04-20 23:00
1900-04-21
1900-04-21 01:00
1900-04-21 02:00
1900-04-21 03:00
1900-04-21 04:00
1900-04-21 05:00
1900-04-21 06:00
1900-04-21 07:00
1900-04-21 08:00
1900-04-21 09:00
1900-04-21 10:00
1900-04-21 11:00
1900-04-21 12:00
1900-04-21 13:00
1900-04-21 14:00
1900-04-21 15:00
1900-04-21 16:00
1900-04-21 17:00
1900-04-21 18:00
1900-04-21 19:00
1900-04-21 20:00
1900-04-21 21:00
1900-04-21 22:00
1900-04-21 23:00
1900-04-22
1900-04-22 01:00
1900-04-22 02:00
1900-04-22 03:00
1900-04-22 04:00
1900-04-22 05:00
1900-04-22 06:00
1900-04-22 07:00
1900-04-22 08:00
1900-04-22 09:00
1900-04-22 10:00
1900-04-22 11:00
1900-04-22 12:00
1900-04-22 13:00
1900-04-22 14:00
1900-04-22 15:00
1900-04-22 16:00
1900-04-22 17:00
1900-04-22 18:00
1900-04-22 19:00
1900-04-22 20:00
1900-04-22 21:00
1900-04-22 22:00
1900-04-22 23:00
1900-04-23
1900-04-23 01:00
1900-04-23 02:00
1900-04-23 03:00
1900-04-23 04:00
1900-04-23 05:00
1900-04-23 06:00
1900-04-23 07:00
1900-04-23 08:00
1900-04-23 09:00
1900-04-23 10:00
1900-04-23 11:00
1900-04-23 12:00
1900-04-23 13:00
1900-04-23 14:00
1900-04-23 15:00
1900-04-23 16:00
1900-04-23 17:00
1900-04-23 18:00
1900-04-23 19:00
1900-04-23 20:00
1900-04-23 21:00
1900-04-23 22:00
1900-04-23 23:00
1900-04-24
1900-04-24 01:00
1900-04-24 02:00
1900-04-24 03:00
1900-04-24 04:00
1900-04-24 05:00
1900-04-24 06:00
1900-04-24 07:00
1900-04-24 08:00
1900-04-24 09:00
1900-04-24 10:00
1900-04-24 11:00
1900-04-24 12:00
1900-04-24 13:00
1900-04-24 14:00
1900-04-24 15:00
1900-04-24 16:00
1900-04-24 17:00
1900-04-24 18:00
1900-04-24 19:00
1900-04-24 20:00
1900-04-24 21:00
1900-04-24 22:00
1900-04-24 23:00
1900-04-25
1900-04-25 01:00
1900-04-25 02:00
1900-04-25 03:00
1900-04-25 04:00
1900-04-25 05:00
1900-04-25 06:00
1900-04-25 07:00
1900-04-25 08:00
1900-04-25 09:00
1900-04-25 10:00
1900-04-25 11:00
1900-04-25 12:00
1900-04-25 13:00
1900-04-25 14:00
1900-04-25 15:00
1900-04-25 16:00
1900-04-25 17:00
1900-04-25 18:00
1900-04-25 19:00
1900-04-25 20:00
1900-04-25 21:00
1900-04-25 22:00
1900-04-25 23:00
1900-04-26
1900-04-26 01:00
1900-04-26 02:00
1900-04-26 03:00
1900-04-26 04:00
1900-04-26 05:00
1900-04-26 06:00
1900-04-26 07:00
1900-04-26 08:00
1900-04-26 09:00
1900-04-26 10:00
1900-04-26 11:00
1900-04-26 12:00
1900-04-26 13:00
1900-04-26 14:00
1900-04-26 15:00
1900-04-26 16:00
1900-04-26 17:00
1900-04-26 18:00
1900-04-26 19:00
1900-04-26 20:00
1900-04-26 21:00
1900-04-26 22:00
1900-04-26 23:00
1900-04-27
1900-04-27 01:00
1900-04-27 02:00
1900-04-27 03:00
1900-04-27 04:00
1900-04-27 05:00
1900-04-27 06:00
1900-04-27 07:00
1900-04-27 08:00
1900-04-27 09:00
1900-04-27 10:00
1900-04-27 11:00
1900-04-27 12:00
1900-04-27 13:00
1900-04-27 14:00
1900-04-27 15:00
1900-04-27 16:00
1900-04-27 17:00
1900-04-27 18:00
1900-04-27 19:00
1900-04-27 20:00
1900-04-27 21:00
1900-04-27 22:00
1900-04-27 23:00
1900-04-28
1900-04-28 01:00
1900-04-28 02:00
1900-04-28 03:00
1900-04-28 04:00
1900-04-28 05:00
1900-04-28 06:00
1900-04-28 07:00
1900-04-28 08:00
1900-04-28 09:00
1900-04-28 10:00
1900-04-28 11:00
1900-04-28 12:00
1900-04-28 13:00
1900-04-28 14:00
1900-04-28 15:00
1900-04-28 16:00
1900-04-28 17:00
1900-04-28 18:00
1900-04-28 19:00
1900-04-28 20:00
1900-04-28 21:00
1900-04-28 22:00
1900-04-28 23:00
1900-04-29
1900-04-29 01:00
1900-04-29 02:00
1900-04-29 03:00
1900-04-29 04:00
1900-04-29 05:00
1900-04-29 06:00
1900-04-29 07:00
1900-04-29 08:00
1900-04-29 09:00
1900-04-29 10:00
1900-04-29 11:00
1900-04-29 12:00
1900-04-29 13:00
1900-04-29 14:00
1900-04-29 15:00
1900-04-29 16:00
1900-04-29 17:00
1900-04-29 18:00
1900-04-29 19:00
1900-04-29 20:00
1900-04-29 21:00
1900-04-29 22:00
1900-04-29 23:00
1900-04-30
1900-04-30 01:00
1900-04-30 02:00
1900-04-30 03:00
1900-04-30 04:00
1900-04-30 05:00
1900-04-30 06:00
1900-04-30 07:00
1900-04-30 08:00
1900-04-30 09:00
1900-04-30 10:00
1900-04-30 11:00
1900-04-30 12:00
1900-04-30 13:00
1900-04-30 14:00
1900-04-30 15:00
1900-04-30 16:00
1900-04-30 17:00
1900-04-30 18:00
1900-04-30 19:00
1900-04-30 20:00
1900-04-30 21:00
1900-04-30 22:00
1900-04-30 23:00
1900-05-01
1900-05-01 01:00
1900-05-01 02:00
1900-05-01 03:00
1900-05-01 04:00
1900-05-01 05:00
1900-05-01 06:00
1900-05-01 07:00
1900-05-01 08:00
1900-05-01 09:00
1900-05-01 10:00
1900-05-01 11:00
1900-05-01 12:00
1900-05-01 13:00
1900-05-01 14:00
1900-05-01 15:00
1900-05-01 16:00
1900-05-01 17:00
1900-05-01 18:00
1900-05-01 19:00
1900-05-01 20:00
1900-05-01 21:00
1900-05-01 22:00
1900-05-01 23:00
1900-05-02
1900-05-02 01:00
1900-05-02 02:00
1900-05-02 03:00
1900-05-02 04:00
1900-05-02 05:00
1900-05-02 06:00
1900-05-02 07:00
1900-05-02 08:00
1900-05-02 09:00
1900-05-02 10:00
1900-05-02 11:00
1900-05-02 12:00
1900-05-02 13:00
1900-05-02 14:00
1900-05-02 15:00
1900-05-02 16:00
1900-05-02 17:00
1900-05-02 18:00
1900-05-02 19:00
1900-05-02 20:00
1900-05-02 21:00
1900-05-02 22:00
1900-05-02 23:00
1900-05-03
1900-05-03 01:00
1900-05-03 02:00
1900-05-03 03:00
1900-05-03 04:00
1900-05-03 05:00
1900-05-03 06:00
1900-05-03 07:00
1900-05-03 08:00
1900-05-03 09:00
1900-05-03 10:00
1900-05-03 11:00
1900-05-03 12:00
1900-05-03 13:00
1900-05-03 14:00
1900-05-03 15:00
1900-05-03 16:00
1900-05-03 17:00
1900-05-03 18:00
1900-05-03 19:00
1900-05-03 20:00
1900-05-03 21:00
1900-05-03 22:00
1900-05-03 23:00
1900-05-04
1900-05-04 01:00
1900-05-04 02:00
1900-05-04 03:00
1900-05-04 04:00
1900-05-04 05:00
1900-05-04 06:00
1900-05-04 07:00
1900-05-04 08:00
1900-05-04 09:00
1900-05-04 10:00
1900-05-04 11:00
1900-05-04 12:00
1900-05-04 13:00
1900-05-04 14:00
1900-05-04 15:00
1900-05-04 16:00
1900-05-04 17:00
1900-05-04 18:00
1900-05-04 19:00
1900-05-04 20:00
1900-05-04 21:00
1900-05-04 22:00
1900-05-04 23:00
1900-05-05
1900-05-05 01:00
1900-05-05 02:00
1900-05-05 03:00
1900-05-05 04:00
1900-05-05 05:00
1900-05-05 06:00
1900-05-05 07:00
1900-05-05 08:00
1900-05-05 09:00
1900-05-05 10:00
1900-05-05 11:00
1900-05-05 12:00
1900-05-05 13:00
1900-05-05 14:00
1900-05-05 15:00
1900-05-05 16:00
1900-05-05 17:00
1900-05-05 18:00
1900-05-05 19:00
1900-05-05 20:00
1900-05-05 21:00
1900-05-05 22:00
1900-05-05 23:00
1900-05-06
1900-05-06 01:00
1900-05-06 02:00
1900-05-06 03:00
1900-05-06 04:00
1900-05-06 05:00
1900-05-06 06:00
1900-05-06 07:00
1900-05-06 08:00
1900-05-06 09:00
1900-05-06 10:00
1900-05-06 11:00
1900-05-06 12:00
1900-05-06 13:00
1900-05-06 14:00
1900-05-06 15:00
1900-05-06 16:00
1900-05-06 17:00
1900-05-06 18:00
1900-05-06 19:00
1900-05-06 20:00
1900-05-06 21:00
1900-05-06 22:00
1900-05-06 23:00
1900-05-07
1900-05-07 01:00
1900-05-07 02:00
1900-05-07 03:00
1900-05-07 04:00
1900-05-07 05:00
1900-05-07 06:00
1900-05-07 07:00
1900-05-07 08:00
1900-05-07 09:00
1900-05-07 10:00
1900-05-07 11:00
1900-05-07 12:00
1900-05-07 13:00
1900-05-07 14:00
1900-05-07 15:00
1900-05-07 16:00
1900-05-07 17:00
1900-05-07 18:00
1900-05-07 19:00
1900-05-07 20:00
1900-05-07 21:00
1900-05-07 22:00
1900-05-07 23:00
1900-05-08
1900-05-08 01:00
1900-05-08 02:00
1900-05-08 03:00
1900-05-08 04:00
1900-05-08 05:00
1900-05-08 06:00
1900-05-08 07:00
1900-05-08 08:00
1900-05-08 09:00
1900-05-08 10:00
1900-05-08 11:00
1900-05-08 12:00
1900-05-08 13:00
1900-05-08 14:00
1900-05-08 15:00
1900-05-08 16:00
1900-05-08 17:00
1900-05-08 18:00
1900-05-08 19:00
1900-05-08 20:00
1900-05-08 21:00
1900-05-08 22:00
1900-05-08 23:00
1900-05-09
1900-05-09 01:00
1900-05-09 02:00
1900-05-09 03:00
1900-05-09 04:00
1900-05-09 05:00
1900-05-09 06:00
1900-05-09 07:00
1900-05-09 08:00
1900-05-09 09:00
1900-05-09 10:00
1900-05-09 11:00
1900-05-09 12:00
1900-05-09 13:00
1900-05-09 14:00
1900-05-09 15:00
1900-05-09 16:00
1900-05-09 17:00
1900-05-09 18:00
1900-05-09 19:00
1900-05-09 20:00
1900-05-09 21:00
1900-05-09 22:00
1900-05-09 23:00
1900-05-10
1900-05-10 01:00
1900-05-10 02:00
1900-05-10 03:00
1900-05-10 04:00
1900-05-10 05:00
1900-05-10 06:00
1900-05-10 07:00
1900-05-10 08:00
1900-05-10 09:00
1900-05-10 10:00
1900-05-10 11:00
1900-05-10 12:00
1900-05-10 13:00
1900-05-10 14:00
1900-05-10 15:00
1900-05-10 16:00
1900-05-10 17:00
1900-05-10 18:00
1900-05-10 19:00
1900-05-10 20:00
1900-05-10 21:00
1900-05-10 22:00
1900-05-10 23:00
1900-05-11
1900-05-11 01:00
1900-05-11 02:00
1900-05-11 03:00
1900-05-11 04:00
1900-05-11 05:00
1900-05-11 06:00
1900-05-11 07:00
1900-05-11 08:00
1900-05-11 09:00
1900-05-11 10:00
1900-05-11 11:00
1900-05-11 12:00
1900-05-11 13:00
1900-05-11 14:00
1900-05-11 15:00
1900-05-11 16:00
1900-05-11 17:00
1900-05-11 18:00
1900-05-11 19:00
1900-05-11 20:00
1900-05-11 21:00
1900-05-11 22:00
1900-05-11 23:00
1900-05-12
1900-05-12 01:00
1900-05-12 02:00
1900-05-12 03:00
1900-05-12 04:00
1900-05-12 05:00
1900-05-12 06:00
1900-05-12 07:00
1900-05-12 08:00
1900-05-12 09:00
1900-05-12 10:00
1900-05-12 11:00
1900-05-12 12:00
1900-05-12 13:00
1900-05-12 14:00
1900-05-12 15:00
1900-05-12 16:00
1900-05-12 17:00
1900-05-12 18:00
1900-05-12 19:00
1900-05-12 20:00
1900-05-12 21:00
1900-05-12 22:00
1900-05-12 23:00
1900-05-13
1900-05-13 01:00
1900-05-13 02:00
1900-05-13 03:00
1900-05-13 04:00
1900-05-13 05:00
1900-05-13 06:00
1900-05-13 07:00
1900-05-13 08:00
1900-05-13 09:00
1900-05-13 10:00
1900-05-13 11:00
1900-05-13 12:00
1900-05-13 13:00
1900-05-13 14:00
1900-05-13 15:00
1900-05-13 16:00
1900-05-13 17:00
1900-05-13 18:00
1900-05-13 19:00
1900-05-13 20:00
1900-05-13 21:00
1900-05-13 22:00
1900-05-13 23:00
1900-05-14
1900-05-14 01:00
1900-05-14 02:00
1900-05-14 03:00
1900-05-14 04:00
1900-05-14 05:00
1900-05-14 06:00
1900-05-14 07:00
1900-05-14 08:00
1900-05-14 09:00
1900-05-14 10:00
1900-05-14 11:00
1900-05-14 12:00
1900-05-14 13:00
1900-05-14 14:00
1900-05-14 15:00
1900-05-14 16:00
1900-05-14 17:00
1900-05-14 18:00
1900-05-14 19:00
1900-05-14 20:00
1900-05-14 21:00
1900-05-14 22:00
1900-05-14 23:00
1900-05-15
1900-05-15 01:00
1900-05-15 02:00
1900-05-15 03:00
1900-05-15 04:00
1900-05-15 05:00
1900-05-15 06:00
1900-05-15 07:00
1900-05-15 08:00
1900-05-15 09:00
1900-05-15 10:00
1900-05-15 11:00
1900-05-15 12:00
1900-05-15 13:00
1900-05-15 14:00
1900-05-15 15:00
1900-05-15 16:00
1900-05-15 17:00
1900-05-15 18:00
1900-05-15 19:00
1900-05-15 20:00
1900-05-15 21:00
1900-05-15 22:00
1900-05-15 23:00
1900-05-16
1900-05-16 01:00
1900-05-16 02:00
1900-05-16 03:00
1900-05-16 04:00
1900-05-16 05:00
1900-05-16 06:00
1900-05-16 07:00
1900-05-16 08:00
1900-05-16 09:00
1900-05-16 10:00
1900-05-16 11:00
1900-05-16 12:00
1900-05-16 13:00
1900-05-16 14:00
1900-05-16 15:00
1900-05-16 16:00
1900-05-16 17:00
1900-05-16 18:00
1900-05-16 19:00
1900-05-16 20:00
1900-05-16 21:00
1900-05-16 22:00
1900-05-16 23:00
1900-05-17
1900-05-17 01:00
1900-05-17 02:00
1900-05-17 03:00
1900-05-17 04:00
1900-05-17 05:00
1900-05-17 06:00
1900-05-17 07:00
1900-05-17 08:00
1900-05-17 09:00
1900-05-17 10:00
1900-05-17 11:00
1900-05-17 12:00
1900-05-17 13:00
1900-05-17 14:00
1900-05-17 15:00
1900-05-17 16:00
1900-05-17 17:00
1900-05-17 18:00
1900-05-17 19:00
1900-05-17 20:00
1900-05-17 21:00
1900-05-17 22:00
1900-05-17 23:00
1900-05-18
1900-05-18 01:00
1900-05-18 02:00
1900-05-18 03:00
1900-05-18 04:00
1900-05-18 05:00
1900-05-18 06:00
1900-05-18 07:00
1900-05-18 08:00
1900-05-18 09:00
1900-05-18 10:00
1900-05-18 11:00
1900-05-18 12:00
1900-05-18 13:00
1900-05-18 14:00
1900-05-18 15:00
1900-05-18 16:00
1900-05-18 17:00
1900-05-18 18:00
1900-05-18 19:00
1900-05-18 20:00
1900-05-18 21:00
1900-05-18 22:00
1900-05-18 23:00
1900-05-19
1900-05-19 01:00
1900-05-19 02:00
1900-05-19 03:00
1900-05-19 04:00
1900-05-19 05:00
1900-05-19 06:00
1900-05-19 07:00
1900-05-19 08:00
1900-05-19 09:00
1900-05-19 10:00
1900-05-19 11:00
1900-05-19 12:00
1900-05-19 13:00
1900-05-19 14:00
1900-05-19 15:00
1900-05-19 16:00
1900-05-19 17:00
1900-05-19 18:00
1900-05-19 19:00
1900-05-19 20:00
1900-05-19 21:00
1900-05-19 22:00
1900-05-19 23:00
1900-05-20
1900-05-20 01:00
1900-05-20 02:00
1900-05-20 03:00
1900-05-20 04:00
1900-05-20 05:00
1900-05-20 06:00
1900-05-20 07:00
1900-05-20 08:00
1900-05-20 09:00
1900-05-20 10:00
1900-05-20 11:00
1900-05-20 12:00
1900-05-20 13:00
1900-05-20 14:00
1900-05-20 15:00
1900-05-20 16:00
1900-05-20 17:00
1900-05-20 18:00
1900-05-20 19:00
1900-05-20 20:00
1900-05-20 21:00
1900-05-20 22:00
1900-05-20 23:00
1900-05-21
1900-05-21 01:00
1900-05-21 02:00
1900-05-21 03:00
1900-05-21 04:00
1900-05-21 05:00
1900-05-21 06:00
1900-05-21 07:00
1900-05-21 08:00
1900-05-21 09:00
1900-05-21 10:00
1900-05-21 11:00
1900-05-21 12:00
1900-05-21 13:00
1900-05-21 14:00
1900-05-21 15:00
1900-05-21 16:00
1900-05-21 17:00
1900-05-21 18:00
1900-05-21 19:00
1900-05-21 20:00
1900-05-21 21:00
1900-05-21 22:00
1900-05-21 23:00
1900-05-22
1900-05-22 01:00
1900-05-22 02:00
1900-05-22 03:00
1900-05-22 04:00
1900-05-22 05:00
1900-05-22 06:00
1900-05-22 07:00
1900-05-22 08:00
1900-05-22 09:00
1900-05-22 10:00
1900-05-22 11:00
1900-05-22 12:00
1900-05-22 13:00
1900-05-22 14:00
1900-05-22 15:00
1900-05-22 16:00
1900-05-22 17:00
1900-05-22 18:00
1900-05-22 19:00
1900-05-22 20:00
1900-05-22 21:00
1900-05-22 22:00
1900-05-22 23:00
1900-05-23
1900-05-23 01:00
1900-05-23 02:00
1900-05-23 03:00
1900-05-23 04:00
1900-05-23 05:00
1900-05-23 06:00
1900-05-23 07:00
1900-05-23 08:00
1900-05-23 09:00
1900-05-23 10:00
1900-05-23 11:00
1900-05-23 12:00
1900-05-23 13:00
1900-05-23 14:00
1900-05-23 15:00
1900-05-23 16:00
1900-05-23 17:00
1900-05-23 18:00
1900-05-23 19:00
1900-05-23 20:00
1900-05-23 21:00
1900-05-23 22:00
1900-05-23 23:00
1900-05-24
1900-05-24 01:00
1900-05-24 02:00
1900-05-24 03:00
1900-05-24 04:00
1900-05-24 05:00
1900-05-24 06:00
1900-05-24 07:00
1900-05-24 08:00
1900-05-24 09:00
1900-05-24 10:00
1900-05-24 11:00
1900-05-24 12:00
1900-05-24 13:00
1900-05-24 14:00
1900-05-24 15:00
1900-05-24 16:00
1900-05-24 17:00
1900-05-24 18:00
1900-05-24 19:00
1900-05-24 20:00
1900-05-24 21:00
1900-05-24 22:00
1900-05-24 23:00
1900-05-25
1900-05-25 01:00
1900-05-25 02:00
1900-05-25 03:00
1900-05-25 04:00
1900-05-25 05:00
1900-05-25 06:00
1900-05-25 07:00
1900-05-25 08:00
1900-05-25 09:00
1900-05-25 10:00
1900-05-25 11:00
1900-05-25 12:00
1900-05-25 13:00
1900-05-25 14:00
1900-05-25 15:00
1900-05-25 16:00
1900-05-25 17:00
1900-05-25 18:00
1900-05-25 19:00
1900-05-25 20:00
1900-05-25 21:00
1900-05-25 22:00
1900-05-25 23:00
1900-05-26
1900-05-26 01:00
1900-05-26 02:00
1900-05-26 03:00
1900-05-26 04:00
1900-05-26 05:00
1900-05-26 06:00
1900-05-26 07:00
1900-05-26 08:00
1900-05-26 09:00
1900-05-26 10:00
1900-05-26 11:00
1900-05-26 12:00
1900-05-26 13:00
1900-05-26 14:00
1900-05-26 15:00
1900-05-26 16:00
1900-05-26 17:00
1900-05-26 18:00
1900-05-26 19:00
1900-05-26 20:00
1900-05-26 21:00
1900-05-26 22:00
1900-05-26 23:00
1900-05-27
1900-05-27 01:00
1900-05-27 02:00
1900-05-27 03:00
1900-05-27 04:00
1900-05-27 05:00
1900-05-27 06:00
1900-05-27 07:00
1900-05-27 08:00
1900-05-27 09:00
1900-05-27 10:00
1900-05-27 11:00
1900-05-27 12:00
1900-05-27 13:00
1900-05-27 14:00
1900-05-27 15:00
1900-05-27 16:00
1900-05-27 17:00
1900-05-27 18:00
1900-05-27 19:00
1900-05-27 20:00
1900-05-27 21:00
1900-05-27 22:00
1900-05-27 23:00
1900-05-28
1900-05-28 01:00
1900-05-28 02:00
1900-05-28 03:00
1900-05-28 04:00
1900-05-28 05:00
1900-05-28 06:00
1900-05-28 07:00
1900-05-28 08:00
1900-05-28 09:00
1900-05-28 10:00
1900-05-28 11:00
1900-05-28 12:00
1900-05-28 13:00
1900-05-28 14:00
1900-05-28 15:00
1900-05-28 16:00
1900-05-28 17:00
1900-05-28 18:00
1900-05-28 19:00
1900-05-28 20:00
1900-05-28 21:00
1900-05-28 22:00
1900-05-28 23:00
1900-05-29
1900-05-29 01:00
1900-05-29 02:00
1900-05-29 03:00
1900-05-29 04:00
1900-05-29 05:00
1900-05-29 06:00
1900-05-29 07:00
1900-05-29 08:00
1900-05-29 09:00
1900-05-29 10:00
1900-05-29 11:00
1900-05-29 12:00
1900-05-29 13:00
1900-05-29 14:00
1900-05-29 15:00
1900-05-29 16:00
1900-05-29 17:00
1900-05-29 18:00
1900-05-29 19:00
1900-05-29 20:00
1900-05-29 21:00
1900-05-29 22:00
1900-05-29 23:00
1900-05-30
1900-05-30 01:00
1900-05-30 02:00
1900-05-30 03:00
1900-05-30 04:00
1900-05-30 05:00
1900-05-30 06:00
1900-05-30 07:00
1900-05-30 08:00
1900-05-30 09:00
1900-05-30 10:00
1900-05-30 11:00
1900-05-30 12:00
1900-05-30 13:00
1900-05-30 14:00
1900-05-30 15:00
1900-05-30 16:00
1900-05-30 17:00
1900-05-30 18:00
1900-05-30 19:00
1900-05-30 20:00
1900-05-30 21:00
1900-05-30 22:00
1900-05-30 23:00
1900-05-31
1900-05-31 01:00
1900-05-31 02:00
1900-05-31 03:00
1900-05-31 04:00
1900-05-31 05:00
1900-05-31 06:00
1900-05-31 07:00
1900-05-31 08:00
1900-05-31 09:00
1900-05-31 10:00
1900-05-31 11:00
1900-05-31 12:00
1900-05-31 13:00
1900-05-31 14:00
1900-05-31 15:00
1900-05-31 16:00
1900-05-31 17:00
1900-05-31 18:00
1900-05-31 19:00
1900-05-31 20:00
1900-05-31 21:00
1900-05-31 22:00
1900-05-31 23:00
1900-06-01
1900-06-01 01:00
1900-06-01 02:00
1900-06-01 03:00
1900-06-01 04:00
1900-06-01 05:00
1900-06-01 06:00
1900-06-01 07:00
1900-06-01 08:00
1900-06-01 09:00
1900-06-01 10:00
1900-06-01 11:00
1900-06-01 12:00
1900-06-01 13:00
1900-06-01 14:00
1900-06-01 15:00
1900-06-01 16:00
1900-06-01 17:00
1900-06-01 18:00
1900-06-01 19:00
1900-06-01 20:00
1900-06-01 21:00
1900-06-01 22:00
1900-06-01 23:00
1900-06-02
1900-06-02 01:00
1900-06-02 02:00
1900-06-02 03:00
1900-06-02 04:00
1900-06-02 05:00
1900-06-02 06:00
1900-06-02 07:00
1900-06-02 08:00
1900-06-02 09:00
1900-06-02 10:00
1900-06-02 11:00
1900-06-02 12:00
1900-06-02 13:00
1900-06-02 14:00
1900-06-02 15:00
1900-06-02 16:00
1900-06-02 17:00
1900-06-02 18:00
1900-06-02 19:00
1900-06-02 20:00
1900-06-02 21:00
1900-06-02 22:00
1900-06-02 23:00
1900-06-03
1900-06-03 01:00
1900-06-03 02:00
1900-06-03 03:00
1900-06-03 04:00
1900-06-03 05:00
1900-06-03 06:00
1900-06-03 07:00
1900-06-03 08:00
1900-06-03 09:00
1900-06-03 10:00
1900-06-03 11:00
1900-06-03 12:00
1900-06-03 13:00
1900-06-03 14:00
1900-06-03 15:00
1900-06-03 16:00
1900-06-03 17:00
1900-06-03 18:00
1900-06-03 19:00
1900-06-03 20:00
1900-06-03 21:00
1900-06-03 22:00
1900-06-03 23:00
1900-06-04
1900-06-04 01:00
1900-06-04 02:00
1900-06-04 03:00
1900-06-04 04:00
1900-06-04 05:00
1900-06-04 06:00
1900-06-04 07:00
1900-06-04 08:00
1900-06-04 09:00
1900-06-04 10:00
1900-06-04 11:00
1900-06-04 12:00
1900-06-04 13:00
1900-06-04 14:00
1900-06-04 15:00
1900-06-04 16:00
1900-06-04 17:00
1900-06-04 18:00
1900-06-04 19:00
1900-06-04 20:00
1900-06-04 21:00
1900-06-04 22:00
1900-06-04 23:00
1900-06-05
1900-06-05 01:00
1900-06-05 02:00
1900-06-05 03:00
1900-06-05 04:00
1900-06-05 05:00
1900-06-05 06:00
1900-06-05 07:00
1900-06-05 08:00
1900-06-05 09:00
1900-06-05 10:00
1900-06-05 11:00
1900-06-05 12:00
1900-06-05 13:00
1900-06-05 14:00
1900-06-05 15:00
1900-06-05 16:00
1900-06-05 17:00
1900-06-05 18:00
1900-06-05 19:00
1900-06-05 20:00
1900-06-05 21:00
1900-06-05 22:00
1900-06-05 23:00
1900-06-06
1900-06-06 01:00
1900-06-06 02:00
1900-06-06 03:00
1900-06-06 04:00
1900-06-06 05:00
1900-06-06 06:00
1900-06-06 07:00
1900-06-06 08:00
1900-06-06 09:00
1900-06-06 10:00
1900-06-06 11:00
1900-06-06 12:00
1900-06-06 13:00
1900-06-06 14:00
1900-06-06 15:00
1900-06-06 16:00
1900-06-06 17:00
1900-06-06 18:00
1900-06-06 19:00
1900-06-06 20:00
1900-06-06 21:00
1900-06-06 22:00
1900-06-06 23:00
1900-06-07
1900-06-07 01:00
1900-06-07 02:00
1900-06-07 03:00
1900-06-07 04:00
1900-06-07 05:00
1900-06-07 06:00
1900-06-07 07:00
1900-06-07 08:00
1900-06-07 09:00
1900-06-07 10:00
1900-06-07 11:00
1900-06-07 12:00
1900-06-07 13:00
1900-06-07 14:00
1900-06-07 15:00
1900-06-07 16:00
1900-06-07 17:00
1900-06-07 18:00
1900-06-07 19:00
1900-06-07 20:00
1900-06-07 21:00
1900-06-07 22:00
1900-06-07 23:00
1900-06-08
1900-06-08 01:00
1900-06-08 02:00
1900-06-08 03:00
1900-06-08 04:00
1900-06-08 05:00
1900-06-08 06:00
1900-06-08 07:00
1900-06-08 08:00
1900-06-08 09:00
1900-06-08 10:00
1900-06-08 11:00
1900-06-08 12:00
1900-06-08 13:00
1900-06-08 14:00
1900-06-08 15:00
1900-06-08 16:00
1900-06-08 17:00
1900-06-08 18:00
1900-06-08 19:00
1900-06-08 20:00
1900-06-08 21:00
1900-06-08 22:00
1900-06-08 23:00
1900-06-09
1900-06-09 01:00
1900-06-09 02:00
1900-06-09 03:00
1900-06-09 04:00
1900-06-09 05:00
1900-06-09 06:00
1900-06-09 07:00
1900-06-09 08:00
1900-06-09 09:00
1900-06-09 10:00
1900-06-09 11:00
1900-06-09 12:00
1900-06-09 13:00
1900-06-09 14:00
1900-06-09 15:00
1900-06-09 16:00
1900-06-09 17:00
1900-06-09 18:00
1900-06-09 19:00
1900-06-09 20:00
1900-06-09 21:00
1900-06-09 22:00
1900-06-09 23:00
1900-06-10
1900-06-10 01:00
1900-06-10 02:00
1900-06-10 03:00
1900-06-10 04:00
1900-06-10 05:00
1900-06-10 06:00
1900-06-10 07:00
1900-06-10 08:00
1900-06-10 09:00
1900-06-10 10:00
1900-06-10 11:00
1900-06-10 12:00
1900-06-10 13:00
1900-06-10 14:00
1900-06-10 15:00
1900-06-10 16:00
1900-06-10 17:00
1900-06-10 18:00
1900-06-10 19:00
1900-06-10 20:00
1900-06-10 21:00
1900-06-10 22:00
1900-06-10 23:00
1900-06-11
1900-06-11 01:00
1900-06-11 02:00
1900-06-11 03:00
1900-06-11 04:00
1900-06-11 05:00
1900-06-11 06:00
1900-06-11 07:00
1900-06-11 08:00
1900-06-11 09:00
1900-06-11 10:00
1900-06-11 11:00
1900-06-11 12:00
1900-06-11 13:00
1900-06-11 14:00
1900-06-11 15:00
1900-06-11 16:00
1900-06-11 17:00
1900-06-11 18:00
1900-06-11 19:00
1900-06-11 20:00
1900-06-11 21:00
1900-06-11 22:00
1900-06-11 23:00
1900-06-12
1900-06-12 01:00
1900-06-12 02:00
1900-06-12 03:00
1900-06-12 04:00
1900-06-12 05:00
1900-06-12 06:00
1900-06-12 07:00
1900-06-12 08:00
1900-06-12 09:00
1900-06-12 10:00
1900-06-12 11:00
1900-06-12 12:00
1900-06-12 13:00
1900-06-12 14:00
1900-06-12 15:00
1900-06-12 16:00
1900-06-12 17:00
1900-06-12 18:00
1900-06-12 19:00
1900-06-12 20:00
1900-06-12 21:00
1900-06-12 22:00
1900-06-12 23:00
1900-06-13
1900-06-13 01:00
1900-06-13 02:00
1900-06-13 03:00
1900-06-13 04:00
1900-06-13 05:00
1900-06-13 06:00
1900-06-13 07:00
1900-06-13 08:00
1900-06-13 09:00
1900-06-13 10:00
1900-06-13 11:00
1900-06-13 12:00
1900-06-13 13:00
1900-06-13 14:00
1900-06-13 15:00
1900-06-13 16:00
1900-06-13 17:00
1900-06-13 18:00
1900-06-13 19:00
1900-06-13 20:00
1900-06-13 21:00
1900-06-13 22:00
1900-06-13 23:00
1900-06-14
1900-06-14 01:00
1900-06-14 02:00
1900-06-14 03:00
1900-06-14 04:00
1900-06-14 05:00
1900-06-14 06:00
1900-06-14 07:00
1900-06-14 08:00
1900-06-14 09:00
1900-06-14 10:00
1900-06-14 11:00
1900-06-14 12:00
1900-06-14 13:00
1900-06-14 14:00
1900-06-14 15:00
1900-06-14 16:00
1900-06-14 17:00
1900-06-14 18:00
1900-06-14 19:00
1900-06-14 20:00
1900-06-14 21:00
1900-06-14 22:00
1900-06-14 23:00
1900-06-15
1900-06-15 01:00
1900-06-15 02:00
1900-06-15 03:00
1900-06-15 04:00
1900-06-15 05:00
1900-06-15 06:00
1900-06-15 07:00
1900-06-15 08:00
1900-06-15 09:00
1900-06-15 10:00
1900-06-15 11:00
1900-06-15 12:00
1900-06-15 13:00
1900-06-15 14:00
1900-06-15 15:00
1900-06-15 16:00
1900-06-15 17:00
1900-06-15 18:00
1900-06-15 19:00
1900-06-15 20:00
1900-06-15 21:00
1900-06-15 22:00
1900-06-15 23:00
1900-06-16
1900-06-16 01:00
1900-06-16 02:00
1900-06-16 03:00
1900-06-16 04:00
1900-06-16 05:00
1900-06-16 06:00
1900-06-16 07:00
1900-06-16 08:00
1900-06-16 09:00
1900-06-16 10:00
1900-06-16 11:00
1900-06-16 12:00
1900-06-16 13:00
1900-06-16 14:00
1900-06-16 15:00
1900-06-16 16:00
1900-06-16 17:00
1900-06-16 18:00
1900-06-16 19:00
1900-06-16 20:00
1900-06-16 21:00
1900-06-16 22:00
1900-06-16 23:00
1900-06-17
1900-06-17 01:00
1900-06-17 02:00
1900-06-17 03:00
1900-06-17 04:00
1900-06-17 05:00
1900-06-17 06:00
1900-06-17 07:00
1900-06-17 08:00
1900-06-17 09:00
1900-06-17 10:00
1900-06-17 11:00
1900-06-17 12:00
1900-06-17 13:00
1900-06-17 14:00
1900-06-17 15:00
1900-06-17 16:00
1900-06-17 17:00
1900-06-17 18:00
1900-06-17 19:00
1900-06-17 20:00
1900-06-17 21:00
1900-06-17 22:00
1900-06-17 23:00
1900-06-18
1900-06-18 01:00
1900-06-18 02:00
1900-06-18 03:00
1900-06-18 04:00
1900-06-18 05:00
1900-06-18 06:00
1900-06-18 07:00
1900-06-18 08:00
1900-06-18 09:00
1900-06-18 10:00
1900-06-18 11:00
1900-06-18 12:00
1900-06-18 13:00
1900-06-18 14:00
1900-06-18 15:00
1900-06-18 16:00
1900-06-18 17:00
1900-06-18 18:00
1900-06-18 19:00
1900-06-18 20:00
1900-06-18 21:00
1900-06-18 22:00
1900-06-18 23:00
1900-06-19
1900-06-19 01:00
1900-06-19 02:00
1900-06-19 03:00
1900-06-19 04:00
1900-06-19 05:00
1900-06-19 06:00
1900-06-19 07:00
1900-06-19 08:00
1900-06-19 09:00
1900-06-19 10:00
1900-06-19 11:00
1900-06-19 12:00
1900-06-19 13:00
1900-06-19 14:00
1900-06-19 15:00
1900-06-19 16:00
1900-06-19 17:00
1900-06-19 18:00
1900-06-19 19:00
1900-06-19 20:00
1900-06-19 21:00
1900-06-19 22:00
1900-06-19 23:00
1900-06-20
1900-06-20 01:00
1900-06-20 02:00
1900-06-20 03:00
1900-06-20 04:00
1900-06-20 05:00
1900-06-20 06:00
1900-06-20 07:00
1900-06-20 08:00
1900-06-20 09:00
1900-06-20 10:00
1900-06-20 11:00
1900-06-20 12:00
1900-06-20 13:00
1900-06-20 14:00
1900-06-20 15:00
1900-06-20 16:00
1900-06-20 17:00
1900-06-20 18:00
1900-06-20 19:00
1900-06-20 20:00
1900-06-20 21:00
1900-06-20 22:00
1900-06-20 23:00
1900-06-21
1900-06-21 01:00
1900-06-21 02:00
1900-06-21 03:00
1900-06-21 04:00
1900-06-21 05:00
1900-06-21 06:00
1900-06-21 07:00
1900-06-21 08:00
1900-06-21 09:00
1900-06-21 10:00
1900-06-21 11:00
1900-06-21 12:00
1900-06-21 13:00
1900-06-21 14:00
1900-06-21 15:00
1900-06-21 16:00
1900-06-21 17:00
1900-06-21 18:00
1900-06-21 19:00
1900-06-21 20:00
1900-06-21 21:00
1900-06-21 22:00
1900-06-21 23:00
1900-06-22
1900-06-22 01:00
1900-06-22 02:00
1900-06-22 03:00
1900-06-22 04:00
1900-06-22 05:00
1900-06-22 06:00
1900-06-22 07:00
1900-06-22 08:00
1900-06-22 09:00
1900-06-22 10:00
1900-06-22 11:00
1900-06-22 12:00
1900-06-22 13:00
1900-06-22 14:00
1900-06-22 15:00
1900-06-22 16:00
1900-06-22 17:00
1900-06-22 18:00
1900-06-22 19:00
1900-06-22 20:00
1900-06-22 21:00
1900-06-22 22:00
1900-06-22 23:00
1900-06-23
1900-06-23 01:00
1900-06-23 02:00
1900-06-23 03:00
1900-06-23 04:00
1900-06-23 05:00
1900-06-23 06:00
1900-06-23 07:00
1900-06-23 08:00
1900-06-23 09:00
1900-06-23 10:00
1900-06-23 11:00
1900-06-23 12:00
1900-06-23 13:00
1900-06-23 14:00
1900-06-23 15:00
1900-06-23 16:00
1900-06-23 17:00
1900-06-23 18:00
1900-06-23 19:00
1900-06-23 20:00
1900-06-23 21:00
1900-06-23 22:00
1900-06-23 23:00
1900-06-24
1900-06-24 01:00
1900-06-24 02:00
1900-06-24 03:00
1900-06-24 04:00
1900-06-24 05:00
1900-06-24 06:00
1900-06-24 07:00
1900-06-24 08:00
1900-06-24 09:00
1900-06-24 10:00
1900-06-24 11:00
1900-06-24 12:00
1900-06-24 13:00
1900-06-24 14:00
1900-06-24 15:00
1900-06-24 16:00
1900-06-24 17:00
1900-06-24 18:00
1900-06-24 19:00
1900-06-24 20:00
1900-06-24 21:00
1900-06-24 22:00
1900-06-24 23:00
1900-06-25
1900-06-25 01:00
1900-06-25 02:00
1900-06-25 03:00
1900-06-25 04:00
1900-06-25 05:00
1900-06-25 06:00
1900-06-25 07:00
1900-06-25 08:00
1900-06-25 09:00
1900-06-25 10:00
1900-06-25 11:00
1900-06-25 12:00
1900-06-25 13:00
1900-06-25 14:00
1900-06-25 15:00
1900-06-25 16:00
1900-06-25 17:00
1900-06-25 18:00
1900-06-25 19:00
1900-06-25 20:00
1900-06-25 21:00
1900-06-25 22:00
1900-06-25 23:00
1900-06-26
1900-06-26 01:00
1900-06-26 02:00
1900-06-26 03:00
1900-06-26 04:00
1900-06-26 05:00
1900-06-26 06:00
1900-06-26 07:00
1900-06-26 08:00
1900-06-26 09:00
1900-06-26 10:00
1900-06-26 11:00
1900-06-26 12:00
1900-06-26 13:00
1900-06-26 14:00
1900-06-26 15:00
1900-06-26 16:00
1900-06-26 17:00
1900-06-26 18:00
1900-06-26 19:00
1900-06-26 20:00
1900-06-26 21:00
1900-06-26 22:00
1900-06-26 23:00
1900-06-27
1900-06-27 01:00
1900-06-27 02:00
1900-06-27 03:00
1900-06-27 04:00
1900-06-27 05:00
1900-06-27 06:00
1900-06-27 07:00
1900-06-27 08:00
1900-06-27 09:00
1900-06-27 10:00
1900-06-27 11:00
1900-06-27 12:00
1900-06-27 13:00
1900-06-27 14:00
1900-06-27 15:00
1900-06-27 16:00
1900-06-27 17:00
1900-06-27 18:00
1900-06-27 19:00
1900-06-27 20:00
1900-06-27 21:00
1900-06-27 22:00
1900-06-27 23:00
1900-06-28
1900-06-28 01:00
1900-06-28 02:00
1900-06-28 03:00
1900-06-28 04:00
1900-06-28 05:00
1900-06-28 06:00
1900-06-28 07:00
1900-06-28 08:00
1900-06-28 09:00
1900-06-28 10:00
1900-06-28 11:00
1900-06-28 12:00
1900-06-28 13:00
1900-06-28 14:00
1900-06-28 15:00
1900-06-28 16:00
1900-06-28 17:00
1900-06-28 18:00
1900-06-28 19:00
1900-06-28 20:00
1900-06-28 21:00
1900-06-28 22:00
1900-06-28 23:00
1900-06-29
1900-06-29 01:00
1900-06-29 02:00
1900-06-29 03:00
1900-06-29 04:00
1900-06-29 05:00
1900-06-29 06:00
1900-06-29 07:00
1900-06-29 08:00
1900-06-29 09:00
1900-06-29 10:00
1900-06-29 11:00
1900-06-29 12:00
1900-06-29 13:00
1900-06-29 14:00
1900-06-29 15:00
1900-06-29 16:00
1900-06-29 17:00
1900-06-29 18:00
1900-06-29 19:00
1900-06-29 20:00
1900-06-29 21:00
1900-06-29 22:00
1900-06-29 23:00
1900-06-30
1900-06-30 01:00
1900-06-30 02:00
1900-06-30 03:00
1900-06-30 04:00
1900-06-30 05:00
1900-06-30 06:00
1900-06-30 07:00
1900-06-30 08:00
1900-06-30 09:00
1900-06-30 10:00
1900-06-30 11:00
1900-06-30 12:00
1900-06-30 13:00
1900-06-30 14:00
1900-06-30 15:00
1900-06-30 16:00
1900-06-30 17:00
1900-06-30 18:00
1900-06-30 19:00
1900-06-30 20:00
1900-06-30 21:00
1900-06-30 22:00
1900-06-30 23:00
1900-07-01
1900-07-01 01:00
1900-07-01 02:00
1900-07-01 03:00
1900-07-01 04:00
1900-07-01 05:00
1900-07-01 06:00
1900-07-01 07:00
1900-07-01 08:00
1900-07-01 09:00
1900-07-01 10:00
1900-07-01 11:00
1900-07-01 12:00
1900-07-01 13:00
1900-07-01 14:00
1900-07-01 15:00
1900-07-01 16:00
1900-07-01 17:00
1900-07-01 18:00
1900-07-01 19:00
1900-07-01 20:00
1900-07-01 21:00
1900-07-01 22:00
1900-07-01 23:00
1900-07-02
1900-07-02 01:00
1900-07-02 02:00
1900-07-02 03:00
1900-07-02 04:00
1900-07-02 05:00
1900-07-02 06:00
1900-07-02 07:00
1900-07-02 08:00
1900-07-02 09:00
1900-07-02 10:00
1900-07-02 11:00
1900-07-02 12:00
1900-07-02 13:00
1900-07-02 14:00
1900-07-02 15:00
1900-07-02 16:00
1900-07-02 17:00
1900-07-02 18:00
1900-07-02 19:00
1900-07-02 20:00
1900-07-02 21:00
1900-07-02 22:00
1900-07-02 23:00
1900-07-03
1900-07-03 01:00
1900-07-03 02:00
1900-07-03 03:00
1900-07-03 04:00
1900-07-03 05:00
1900-07-03 06:00
1900-07-03 07:00
1900-07-03 08:00
1900-07-03 09:00
1900-07-03 10:00
1900-07-03 11:00
1900-07-03 12:00
1900-07-03 13:00
1900-07-03 14:00
1900-07-03 15:00
1900-07-03 16:00
1900-07-03 17:00
1900-07-03 18:00
1900-07-03 19:00
1900-07-03 20:00
1900-07-03 21:00
1900-07-03 22:00
1900-07-03 23:00
1900-07-04
1900-07-04 01:00
1900-07-04 02:00
1900-07-04 03:00
1900-07-04 04:00
1900-07-04 05:00
1900-07-04 06:00
1900-07-04 07:00
1900-07-04 08:00
1900-07-04 09:00
1900-07-04 10:00
1900-07-04 11:00
1900-07-04 12:00
1900-07-04 13:00
1900-07-04 14:00
1900-07-04 15:00
1900-07-04 16:00
1900-07-04 17:00
1900-07-04 18:00
1900-07-04 19:00
1900-07-04 20:00
1900-07-04 21:00
1900-07-04 22:00
1900-07-04 23:00
1900-07-05
1900-07-05 01:00
1900-07-05 02:00
1900-07-05 03:00
1900-07-05 04:00
1900-07-05 05:00
1900-07-05 06:00
1900-07-05 07:00
1900-07-05 08:00
1900-07-05 09:00
1900-07-05 10:00
1900-07-05 11:00
1900-07-05 12:00
1900-07-05 13:00
1900-07-05 14:00
1900-07-05 15:00
1900-07-05 16:00
1900-07-05 17:00
1900-07-05 18:00
1900-07-05 19:00
1900-07-05 20:00
1900-07-05 21:00
1900-07-05 22:00
1900-07-05 23:00
1900-07-06
1900-07-06 01:00
1900-07-06 02:00
1900-07-06 03:00
1900-07-06 04:00
1900-07-06 05:00
1900-07-06 06:00
1900-07-06 07:00
1900-07-06 08:00
1900-07-06 09:00
1900-07-06 10:00
1900-07-06 11:00
1900-07-06 12:00
1900-07-06 13:00
1900-07-06 14:00
1900-07-06 15:00
1900-07-06 16:00
1900-07-06 17:00
1900-07-06 18:00
1900-07-06 19:00
1900-07-06 20:00
1900-07-06 21:00
1900-07-06 22:00
1900-07-06 23:00
1900-07-07
1900-07-07 01:00
1900-07-07 02:00
1900-07-07 03:00
1900-07-07 04:00
1900-07-07 05:00
1900-07-07 06:00
1900-07-07 07:00
1900-07-07 08:00
1900-07-07 09:00
1900-07-07 10:00
1900-07-07 11:00
1900-07-07 12:00
1900-07-07 13:00
1900-07-07 14:00
1900-07-07 15:00
1900-07-07 16:00
1900-07-07 17:00
1900-07-07 18:00
1900-07-07 19:00
1900-07-07 20:00
1900-07-07 21:00
1900-07-07 22:00
1900-07-07 23:00
1900-07-08
1900-07-08 01:00
1900-07-08 02:00
1900-07-08 03:00
1900-07-08 04:00
1900-07-08 05:00
1900-07-08 06:00
1900-07-08 07:00
1900-07-08 08:00
1900-07-08 09:00
1900-07-08 10:00
1900-07-08 11:00
1900-07-08 12:00
1900-07-08 13:00
1900-07-08 14:00
1900-07-08 15:00
1900-07-08 16:00
1900-07-08 17:00
1900-07-08 18:00
1900-07-08 19:00
1900-07-08 20:00
1900-07-08 21:00
1900-07-08 22:00
1900-07-08 23:00
1900-07-09
1900-07-09 01:00
1900-07-09 02:00
1900-07-09 03:00
1900-07-09 04:00
1900-07-09 05:00
1900-07-09 06:00
1900-07-09 07:00
1900-07-09 08:00
1900-07-09 09:00
1900-07-09 10:00
1900-07-09 11:00
1900-07-09 12:00
1900-07-09 13:00
1900-07-09 14:00
1900-07-09 15:00
1900-07-09 16:00
1900-07-09 17:00
1900-07-09 18:00
1900-07-09 19:00
1900-07-09 20:00
1900-07-09 21:00
1900-07-09 22:00
1900-07-09 23:00
1900-07-10
1900-07-10 01:00
1900-07-10 02:00
1900-07-10 03:00
1900-07-10 04:00
1900-07-10 05:00
1900-07-10 06:00
1900-07-10 07:00
1900-07-10 08:00
1900-07-10 09:00
1900-07-10 10:00
1900-07-10 11:00
1900-07-10 12:00
1900-07-10 13:00
1900-07-10 14:00
1900-07-10 15:00
1900-07-10 16:00
1900-07-10 17:00
1900-07-10 18:00
1900-07-10 19:00
1900-07-10 20:00
1900-07-10 21:00
1900-07-10 22:00
1900-07-10 23:00
1900-07-11
1900-07-11 01:00
1900-07-11 02:00
1900-07-11 03:00
1900-07-11 04:00
1900-07-11 05:00
1900-07-11 06:00
1900-07-11 07:00
1900-07-11 08:00
1900-07-11 09:00
1900-07-11 10:00
1900-07-11 11:00
1900-07-11 12:00
1900-07-11 13:00
1900-07-11 14:00
1900-07-11 15:00
1900-07-11 16:00
1900-07-11 17:00
1900-07-11 18:00
1900-07-11 19:00
1900-07-11 20:00
1900-07-11 21:00
1900-07-11 22:00
1900-07-11 23:00
1900-07-12
1900-07-12 01:00
1900-07-12 02:00
1900-07-12 03:00
1900-07-12 04:00
1900-07-12 05:00
1900-07-12 06:00
1900-07-12 07:00
1900-07-12 08:00
1900-07-12 09:00
1900-07-12 10:00
1900-07-12 11:00
1900-07-12 12:00
1900-07-12 13:00
1900-07-12 14:00
1900-07-12 15:00
1900-07-12 16:00
1900-07-12 17:00
1900-07-12 18:00
1900-07-12 19:00
1900-07-12 20:00
1900-07-12 21:00
1900-07-12 22:00
1900-07-12 23:00
1900-07-13
1900-07-13 01:00
1900-07-13 02:00
1900-07-13 03:00
1900-07-13 04:00
1900-07-13 05:00
1900-07-13 06:00
1900-07-13 07:00
1900-07-13 08:00
1900-07-13 09:00
1900-07-13 10:00
1900-07-13 11:00
1900-07-13 12:00
1900-07-13 13:00
1900-07-13 14:00
1900-07-13 15:00
1900-07-13 16:00
1900-07-13 17:00
1900-07-13 18:00
1900-07-13 19:00
1900-07-13 20:00
1900-07-13 21:00
1900-07-13 22:00
1900-07-13 23:00
1900-07-14
1900-07-14 01:00
1900-07-14 02:00
1900-07-14 03:00
1900-07-14 04:00
1900-07-14 05:00
1900-07-14 06:00
1900-07-14 07:00
1900-07-14 08:00
1900-07-14 09:00
1900-07-14 10:00
1900-07-14 11:00
1900-07-14 12:00
1900-07-14 13:00
1900-07-14 14:00
1900-07-14 15:00
1900-07-14 16:00
1900-07-14 17:00
1900-07-14 18:00
1900-07-14 19:00
1900-07-14 20:00
1900-07-14 21:00
1900-07-14 22:00
1900-07-14 23:00
1900-07-15
1900-07-15 01:00
1900-07-15 02:00
1900-07-15 03:00
1900-07-15 04:00
1900-07-15 05:00
1900-07-15 06:00
1900-07-15 07:00
1900-07-15 08:00
1900-07-15 09:00
1900-07-15 10:00
1900-07-15 11:00
1900-07-15 12:00
1900-07-15 13:00
1900-07-15 14:00
1900-07-15 15:00
1900-07-15 16:00
1900-07-15 17:00
1900-07-15 18:00
1900-07-15 19:00
1900-07-15 20:00
1900-07-15 21:00
1900-07-15 22:00
1900-07-15 23:00
1900-07-16
1900-07-16 01:00
1900-07-16 02:00
1900-07-16 03:00
1900-07-16 04:00
1900-07-16 05:00
1900-07-16 06:00
1900-07-16 07:00
1900-07-16 08:00
1900-07-16 09:00
1900-07-16 10:00
1900-07-16 11:00
1900-07-16 12:00
1900-07-16 13:00
1900-07-16 14:00
1900-07-16 15:00
1900-07-16 16:00
1900-07-16 17:00
1900-07-16 18:00
1900-07-16 19:00
1900-07-16 20:00
1900-07-16 21:00
1900-07-16 22:00
1900-07-16 23:00
1900-07-17
1900-07-17 01:00
1900-07-17 02:00
1900-07-17 03:00
1900-07-17 04:00
1900-07-17 05:00
1900-07-17 06:00
1900-07-17 07:00
1900-07-17 08:00
1900-07-17 09:00
1900-07-17 10:00
1900-07-17 11:00
1900-07-17 12:00
1900-07-17 13:00
1900-07-17 14:00
1900-07-17 15:00
1900-07-17 16:00
1900-07-17 17:00
1900-07-17 18:00
1900-07-17 19:00
1900-07-17 20:00
1900-07-17 21:00
1900-07-17 22:00
1900-07-17 23:00
1900-07-18
1900-07-18 01:00
1900-07-18 02:00
1900-07-18 03:00
1900-07-18 04:00
1900-07-18 05:00
1900-07-18 06:00
1900-07-18 07:00
1900-07-18 08:00
1900-07-18 09:00
1900-07-18 10:00
1900-07-18 11:00
1900-07-18 12:00
1900-07-18 13:00
1900-07-18 14:00
1900-07-18 15:00
1900-07-18 16:00
1900-07-18 17:00
1900-07-18 18:00
1900-07-18 19:00
1900-07-18 20:00
1900-07-18 21:00
1900-07-18 22:00
1900-07-18 23:00
1900-07-19
1900-07-19 01:00
1900-07-19 02:00
1900-07-19 03:00
1900-07-19 04:00
1900-07-19 05:00
1900-07-19 06:00
1900-07-19 07:00
1900-07-19 08:00
1900-07-19 09:00
1900-07-19 10:00
1900-07-19 11:00
1900-07-19 12:00
1900-07-19 13:00
1900-07-19 14:00
1900-07-19 15:00
1900-07-19 16:00
1900-07-19 17:00
1900-07-19 18:00
1900-07-19 19:00
1900-07-19 20:00
1900-07-19 21:00
1900-07-19 22:00
1900-07-19 23:00
1900-07-20
1900-07-20 01:00
1900-07-20 02:00
1900-07-20 03:00
1900-07-20 04:00
1900-07-20 05:00
1900-07-20 06:00
1900-07-20 07:00
1900-07-20 08:00
1900-07-20 09:00
1900-07-20 10:00
1900-07-20 11:00
1900-07-20 12:00
1900-07-20 13:00
1900-07-20 14:00
1900-07-20 15:00
1900-07-20 16:00
1900-07-20 17:00
1900-07-20 18:00
1900-07-20 19:00
1900-07-20 20:00
1900-07-20 21:00
1900-07-20 22:00
1900-07-20 23:00
1900-07-21
1900-07-21 01:00
1900-07-21 02:00
1900-07-21 03:00
1900-07-21 04:00
1900-07-21 05:00
1900-07-21 06:00
1900-07-21 07:00
1900-07-21 08:00
1900-07-21 09:00
1900-07-21 10:00
1900-07-21 11:00
1900-07-21 12:00
1900-07-21 13:00
1900-07-21 14:00
1900-07-21 15:00
1900-07-21 16:00
1900-07-21 17:00
1900-07-21 18:00
1900-07-21 19:00
1900-07-21 20:00
1900-07-21 21:00
1900-07-21 22:00
1900-07-21 23:00
1900-07-22
1900-07-22 01:00
1900-07-22 02:00
1900-07-22 03:00
1900-07-22 04:00
1900-07-22 05:00
1900-07-22 06:00
1900-07-22 07:00
1900-07-22 08:00
1900-07-22 09:00
1900-07-22 10:00
1900-07-22 11:00
1900-07-22 12:00
1900-07-22 13:00
1900-07-22 14:00
1900-07-22 15:00
1900-07-22 16:00
1900-07-22 17:00
1900-07-22 18:00
1900-07-22 19:00
1900-07-22 20:00
1900-07-22 21:00
1900-07-22 22:00
1900-07-22 23:00
1900-07-23
1900-07-23 01:00
1900-07-23 02:00
1900-07-23 03:00
1900-07-23 04:00
1900-07-23 05:00
1900-07-23 06:00
1900-07-23 07:00
1900-07-23 08:00
1900-07-23 09:00
1900-07-23 10:00
1900-07-23 11:00
1900-07-23 12:00
1900-07-23 13:00
1900-07-23 14:00
1900-07-23 15:00
1900-07-23 16:00
1900-07-23 17:00
1900-07-23 18:00
1900-07-23 19:00
1900-07-23 20:00
1900-07-23 21:00
1900-07-23 22:00
1900-07-23 23:00
1900-07-24
1900-07-24 01:00
1900-07-24 02:00
1900-07-24 03:00
1900-07-24 04:00
1900-07-24 05:00
1900-07-24 06:00
1900-07-24 07:00
1900-07-24 08:00
1900-07-24 09:00
1900-07-24 10:00
1900-07-24 11:00
1900-07-24 12:00
1900-07-24 13:00
1900-07-24 14:00
1900-07-24 15:00
1900-07-24 16:00
1900-07-24 17:00
1900-07-24 18:00
1900-07-24 19:00
1900-07-24 20:00
1900-07-24 21:00
1900-07-24 22:00
1900-07-24 23:00
1900-07-25
1900-07-25 01:00
1900-07-25 02:00
1900-07-25 03:00
1900-07-25 04:00
1900-07-25 05:00
1900-07-25 06:00
1900-07-25 07:00
1900-07-25 08:00
1900-07-25 09:00
1900-07-25 10:00
1900-07-25 11:00
1900-07-25 12:00
1900-07-25 13:00
1900-07-25 14:00
1900-07-25 15:00
1900-07-25 16:00
1900-07-25 17:00
1900-07-25 18:00
1900-07-25 19:00
1900-07-25 20:00
1900-07-25 21:00
1900-07-25 22:00
1900-07-25 23:00
1900-07-26
1900-07-26 01:00
1900-07-26 02:00
1900-07-26 03:00
1900-07-26 04:00
1900-07-26 05:00
1900-07-26 06:00
1900-07-26 07:00
1900-07-26 08:00
1900-07-26 09:00
1900-07-26 10:00
1900-07-26 11:00
1900-07-26 12:00
1900-07-26 13:00
1900-07-26 14:00
1900-07-26 15:00
1900-07-26 16:00
1900-07-26 17:00
1900-07-26 18:00
1900-07-26 19:00
1900-07-26 20:00
1900-07-26 21:00
1900-07-26 22:00
1900-07-26 23:00
1900-07-27
1900-07-27 01:00
1900-07-27 02:00
1900-07-27 03:00
1900-07-27 04:00
1900-07-27 05:00
1900-07-27 06:00
1900-07-27 07:00
1900-07-27 08:00
1900-07-27 09:00
1900-07-27 10:00
1900-07-27 11:00
1900-07-27 12:00
1900-07-27 13:00
1900-07-27 14:00
1900-07-27 15:00
1900-07-27 16:00
1900-07-27 17:00
1900-07-27 18:00
1900-07-27 19:00
1900-07-27 20:00
1900-07-27 21:00
1900-07-27 22:00
1900-07-27 23:00
1900-07-28
1900-07-28 01:00
1900-07-28 02:00
1900-07-28 03:00
1900-07-28 04:00
1900-07-28 05:00
1900-07-28 06:00
1900-07-28 07:00
1900-07-28 08:00
1900-07-28 09:00
1900-07-28 10:00
1900-07-28 11:00
1900-07-28 12:00
1900-07-28 13:00
1900-07-28 14:00
1900-07-28 15:00
1900-07-28 16:00
1900-07-28 17:00
1900-07-28 18:00
1900-07-28 19:00
1900-07-28 20:00
1900-07-28 21:00
1900-07-28 22:00
1900-07-28 23:00
1900-07-29
1900-07-29 01:00
1900-07-29 02:00
1900-07-29 03:00
1900-07-29 04:00
1900-07-29 05:00
1900-07-29 06:00
1900-07-29 07:00
1900-07-29 08:00
1900-07-29 09:00
1900-07-29 10:00
1900-07-29 11:00
1900-07-29 12:00
1900-07-29 13:00
1900-07-29 14:00
1900-07-29 15:00
1900-07-29 16:00
1900-07-29 17:00
1900-07-29 18:00
1900-07-29 19:00
1900-07-29 20:00
1900-07-29 21:00
1900-07-29 22:00
1900-07-29 23:00
1900-07-30
1900-07-30 01:00
1900-07-30 02:00
1900-07-30 03:00
1900-07-30 04:00
1900-07-30 05:00
1900-07-30 06:00
1900-07-30 07:00
1900-07-30 08:00
1900-07-30 09:00
1900-07-30 10:00
1900-07-30 11:00
1900-07-30 12:00
1900-07-30 13:00
1900-07-30 14:00
1900-07-30 15:00
1900-07-30 16:00
1900-07-30 17:00
1900-07-30 18:00
1900-07-30 19:00
1900-07-30 20:00
1900-07-30 21:00
1900-07-30 22:00
1900-07-30 23:00
1900-07-31
1900-07-31 01:00
1900-07-31 02:00
1900-07-31 03:00
1900-07-31 04:00
1900-07-31 05:00
1900-07-31 06:00
1900-07-31 07:00
1900-07-31 08:00
1900-07-31 09:00
1900-07-31 10:00
1900-07-31 11:00
1900-07-31 12:00
1900-07-31 13:00
1900-07-31 14:00
1900-07-31 15:00
1900-07-31 16:00
1900-07-31 17:00
1900-07-31 18:00
1900-07-31 19:00
1900-07-31 20:00
1900-07-31 21:00
1900-07-31 22:00
1900-07-31 23:00
1900-08-01
1900-08-01 01:00
1900-08-01 02:00
1900-08-01 03:00
1900-08-01 04:00
1900-08-01 05:00
1900-08-01 06:00
1900-08-01 07:00
1900-08-01 08:00
1900-08-01 09:00
1900-08-01 10:00
1900-08-01 11:00
1900-08-01 12:00
1900-08-01 13:00
1900-08-01 14:00
1900-08-01 15:00
1900-08-01 16:00
1900-08-01 17:00
1900-08-01 18:00
1900-08-01 19:00
1900-08-01 20:00
1900-08-01 21:00
1900-08-01 22:00
1900-08-01 23:00
1900-08-02
1900-08-02 01:00
1900-08-02 02:00
1900-08-02 03:00
1900-08-02 04:00
1900-08-02 05:00
1900-08-02 06:00
1900-08-02 07:00
1900-08-02 08:00
1900-08-02 09:00
1900-08-02 10:00
1900-08-02 11:00
1900-08-02 12:00
1900-08-02 13:00
1900-08-02 14:00
1900-08-02 15:00
1900-08-02 16:00
1900-08-02 17:00
1900-08-02 18:00
1900-08-02 19:00
1900-08-02 20:00
1900-08-02 21:00
1900-08-02 22:00
1900-08-02 23:00
1900-08-03
1900-08-03 01:00
1900-08-03 02:00
1900-08-03 03:00
1900-08-03 04:00
1900-08-03 05:00
1900-08-03 06:00
1900-08-03 07:00
1900-08-03 08:00
1900-08-03 09:00
1900-08-03 10:00
1900-08-03 11:00
1900-08-03 12:00
1900-08-03 13:00
1900-08-03 14:00
1900-08-03 15:00
1900-08-03 16:00
1900-08-03 17:00
1900-08-03 18:00
1900-08-03 19:00
1900-08-03 20:00
1900-08-03 21:00
1900-08-03 22:00
1900-08-03 23:00
1900-08-04
1900-08-04 01:00
1900-08-04 02:00
1900-08-04 03:00
1900-08-04 04:00
1900-08-04 05:00
1900-08-04 06:00
1900-08-04 07:00
1900-08-04 08:00
1900-08-04 09:00
1900-08-04 10:00
1900-08-04 11:00
1900-08-04 12:00
1900-08-04 13:00
1900-08-04 14:00
1900-08-04 15:00
1900-08-04 16:00
1900-08-04 17:00
1900-08-04 18:00
1900-08-04 19:00
1900-08-04 20:00
1900-08-04 21:00
1900-08-04 22:00
1900-08-04 23:00
1900-08-05
1900-08-05 01:00
1900-08-05 02:00
1900-08-05 03:00
1900-08-05 04:00
1900-08-05 05:00
1900-08-05 06:00
1900-08-05 07:00
1900-08-05 08:00
1900-08-05 09:00
1900-08-05 10:00
1900-08-05 11:00
1900-08-05 12:00
1900-08-05 13:00
1900-08-05 14:00
1900-08-05 15:00
1900-08-05 16:00
1900-08-05 17:00
1900-08-05 18:00
1900-08-05 19:00
1900-08-05 20:00
1900-08-05 21:00
1900-08-05 22:00
1900-08-05 23:00
1900-08-06
1900-08-06 01:00
1900-08-06 02:00
1900-08-06 03:00
1900-08-06 04:00
1900-08-06 05:00
1900-08-06 06:00
1900-08-06 07:00
1900-08-06 08:00
1900-08-06 09:00
1900-08-06 10:00
1900-08-06 11:00
1900-08-06 12:00
1900-08-06 13:00
1900-08-06 14:00
1900-08-06 15:00
1900-08-06 16:00
1900-08-06 17:00
1900-08-06 18:00
1900-08-06 19:00
1900-08-06 20:00
1900-08-06 21:00
1900-08-06 22:00
1900-08-06 23:00
1900-08-07
1900-08-07 01:00
1900-08-07 02:00
1900-08-07 03:00
1900-08-07 04:00
1900-08-07 05:00
1900-08-07 06:00
1900-08-07 07:00
1900-08-07 08:00
1900-08-07 09:00
1900-08-07 10:00
1900-08-07 11:00
1900-08-07 12:00
1900-08-07 13:00
1900-08-07 14:00
1900-08-07 15:00
1900-08-07 16:00
1900-08-07 17:00
1900-08-07 18:00
1900-08-07 19:00
1900-08-07 20:00
1900-08-07 21:00
1900-08-07 22:00
1900-08-07 23:00
1900-08-08
1900-08-08 01:00
1900-08-08 02:00
1900-08-08 03:00
1900-08-08 04:00
1900-08-08 05:00
1900-08-08 06:00
1900-08-08 07:00
1900-08-08 08:00
1900-08-08 09:00
1900-08-08 10:00
1900-08-08 11:00
1900-08-08 12:00
1900-08-08 13:00
1900-08-08 14:00
1900-08-08 15:00
1900-08-08 16:00
1900-08-08 17:00
1900-08-08 18:00
1900-08-08 19:00
1900-08-08 20:00
1900-08-08 21:00
1900-08-08 22:00
1900-08-08 23:00
1900-08-09
1900-08-09 01:00
1900-08-09 02:00
1900-08-09 03:00
1900-08-09 04:00
1900-08-09 05:00
1900-08-09 06:00
1900-08-09 07:00
1900-08-09 08:00
1900-08-09 09:00
1900-08-09 10:00
1900-08-09 11:00
1900-08-09 12:00
1900-08-09 13:00
1900-08-09 14:00
1900-08-09 15:00
1900-08-09 16:00
1900-08-09 17:00
1900-08-09 18:00
1900-08-09 19:00
1900-08-09 20:00
1900-08-09 21:00
1900-08-09 22:00
1900-08-09 23:00
1900-08-10
1900-08-10 01:00
1900-08-10 02:00
1900-08-10 03:00
1900-08-10 04:00
1900-08-10 05:00
1900-08-10 06:00
1900-08-10 07:00
1900-08-10 08:00
1900-08-10 09:00
1900-08-10 10:00
1900-08-10 11:00
1900-08-10 12:00
1900-08-10 13:00
1900-08-10 14:00
1900-08-10 15:00
1900-08-10 16:00
1900-08-10 17:00
1900-08-10 18:00
1900-08-10 19:00
1900-08-10 20:00
1900-08-10 21:00
1900-08-10 22:00
1900-08-10 23:00
1900-08-11
1900-08-11 01:00
1900-08-11 02:00
1900-08-11 03:00
1900-08-11 04:00
1900-08-11 05:00
1900-08-11 06:00
1900-08-11 07:00
1900-08-11 08:00
1900-08-11 09:00
1900-08-11 10:00
1900-08-11 11:00
1900-08-11 12:00
1900-08-11 13:00
1900-08-11 14:00
1900-08-11 15:00
1900-08-11 16:00
1900-08-11 17:00
1900-08-11 18:00
1900-08-11 19:00
1900-08-11 20:00
1900-08-11 21:00
1900-08-11 22:00
1900-08-11 23:00
1900-08-12
1900-08-12 01:00
1900-08-12 02:00
1900-08-12 03:00
1900-08-12 04:00
1900-08-12 05:00
1900-08-12 06:00
1900-08-12 07:00
1900-08-12 08:00
1900-08-12 09:00
1900-08-12 10:00
1900-08-12 11:00
1900-08-12 12:00
1900-08-12 13:00
1900-08-12 14:00
1900-08-12 15:00
1900-08-12 16:00
1900-08-12 17:00
1900-08-12 18:00
1900-08-12 19:00
1900-08-12 20:00
1900-08-12 21:00
1900-08-12 22:00
1900-08-12 23:00
1900-08-13
1900-08-13 01:00
1900-08-13 02:00
1900-08-13 03:00
1900-08-13 04:00
1900-08-13 05:00
1900-08-13 06:00
1900-08-13 07:00
1900-08-13 08:00
1900-08-13 09:00
1900-08-13 10:00
1900-08-13 11:00
1900-08-13 12:00
1900-08-13 13:00
1900-08-13 14:00
1900-08-13 15:00
1900-08-13 16:00
1900-08-13 17:00
1900-08-13 18:00
1900-08-13 19:00
1900-08-13 20:00
1900-08-13 21:00
1900-08-13 22:00
1900-08-13 23:00
1900-08-14
1900-08-14 01:00
1900-08-14 02:00
1900-08-14 03:00
1900-08-14 04:00
1900-08-14 05:00
1900-08-14 06:00
1900-08-14 07:00
1900-08-14 08:00
1900-08-14 09:00
1900-08-14 10:00
1900-08-14 11:00
1900-08-14 12:00
1900-08-14 13:00
1900-08-14 14:00
1900-08-14 15:00
1900-08-14 16:00
1900-08-14 17:00
1900-08-14 18:00
1900-08-14 19:00
1900-08-14 20:00
1900-08-14 21:00
1900-08-14 22:00
1900-08-14 23:00
1900-08-15
1900-08-15 01:00
1900-08-15 02:00
1900-08-15 03:00
1900-08-15 04:00
1900-08-15 05:00
1900-08-15 06:00
1900-08-15 07:00
1900-08-15 08:00
1900-08-15 09:00
1900-08-15 10:00
1900-08-15 11:00
1900-08-15 12:00
1900-08-15 13:00
1900-08-15 14:00
1900-08-15 15:00
1900-08-15 16:00
1900-08-15 17:00
1900-08-15 18:00
1900-08-15 19:00
1900-08-15 20:00
1900-08-15 21:00
1900-08-15 22:00
1900-08-15 23:00
1900-08-16
1900-08-16 01:00
1900-08-16 02:00
1900-08-16 03:00
1900-08-16 04:00
1900-08-16 05:00
1900-08-16 06:00
1900-08-16 07:00
1900-08-16 08:00
1900-08-16 09:00
1900-08-16 10:00
1900-08-16 11:00
1900-08-16 12:00
1900-08-16 13:00
1900-08-16 14:00
1900-08-16 15:00
1900-08-16 16:00
1900-08-16 17:00
1900-08-16 18:00
1900-08-16 19:00
1900-08-16 20:00
1900-08-16 21:00
1900-08-16 22:00
1900-08-16 23:00
1900-08-17
1900-08-17 01:00
1900-08-17 02:00
1900-08-17 03:00
1900-08-17 04:00
1900-08-17 05:00
1900-08-17 06:00
1900-08-17 07:00
1900-08-17 08:00
1900-08-17 09:00
1900-08-17 10:00
1900-08-17 11:00
1900-08-17 12:00
1900-08-17 13:00
1900-08-17 14:00
1900-08-17 15:00
1900-08-17 16:00
1900-08-17 17:00
1900-08-17 18:00
1900-08-17 19:00
1900-08-17 20:00
1900-08-17 21:00
1900-08-17 22:00
1900-08-17 23:00
1900-08-18
1900-08-18 01:00
1900-08-18 02:00
1900-08-18 03:00
1900-08-18 04:00
1900-08-18 05:00
1900-08-18 06:00
1900-08-18 07:00
1900-08-18 08:00
1900-08-18 09:00
1900-08-18 10:00
1900-08-18 11:00
1900-08-18 12:00
1900-08-18 13:00
1900-08-18 14:00
1900-08-18 15:00
1900-08-18 16:00
1900-08-18 17:00
1900-08-18 18:00
1900-08-18 19:00
1900-08-18 20:00
1900-08-18 21:00
1900-08-18 22:00
1900-08-18 23:00
1900-08-19
1900-08-19 01:00
1900-08-19 02:00
1900-08-19 03:00
1900-08-19 04:00
1900-08-19 05:00
1900-08-19 06:00
1900-08-19 07:00
1900-08-19 08:00
1900-08-19 09:00
1900-08-19 10:00
1900-08-19 11:00
1900-08-19 12:00
1900-08-19 13:00
1900-08-19 14:00
1900-08-19 15:00
1900-08-19 16:00
1900-08-19 17:00
1900-08-19 18:00
1900-08-19 19:00
1900-08-19 20:00
1900-08-19 21:00
1900-08-19 22:00
1900-08-19 23:00
1900-08-20
1900-08-20 01:00
1900-08-20 02:00
1900-08-20 03:00
1900-08-20 04:00
1900-08-20 05:00
1900-08-20 06:00
1900-08-20 07:00
1900-08-20 08:00
1900-08-20 09:00
1900-08-20 10:00
1900-08-20 11:00
1900-08-20 12:00
1900-08-20 13:00
1900-08-20 14:00
1900-08-20 15:00
1900-08-20 16:00
1900-08-20 17:00
1900-08-20 18:00
1900-08-20 19:00
1900-08-20 20:00
1900-08-20 21:00
1900-08-20 22:00
1900-08-20 23:00
1900-08-21
1900-08-21 01:00
1900-08-21 02:00
1900-08-21 03:00
1900-08-21 04:00
1900-08-21 05:00
1900-08-21 06:00
1900-08-21 07:00
1900-08-21 08:00
1900-08-21 09:00
1900-08-21 10:00
1900-08-21 11:00
1900-08-21 12:00
1900-08-21 13:00
1900-08-21 14:00
1900-08-21 15:00
1900-08-21 16:00
1900-08-21 17:00
1900-08-21 18:00
1900-08-21 19:00
1900-08-21 20:00
1900-08-21 21:00
1900-08-21 22:00
1900-08-21 23:00
1900-08-22
1900-08-22 01:00
1900-08-22 02:00
1900-08-22 03:00
1900-08-22 04:00
1900-08-22 05:00
1900-08-22 06:00
1900-08-22 07:00
1900-08-22 08:00
1900-08-22 09:00
1900-08-22 10:00
1900-08-22 11:00
1900-08-22 12:00
1900-08-22 13:00
1900-08-22 14:00
1900-08-22 15:00
1900-08-22 16:00
1900-08-22 17:00
1900-08-22 18:00
1900-08-22 19:00
1900-08-22 20:00
1900-08-22 21:00
1900-08-22 22:00
1900-08-22 23:00
1900-08-23
1900-08-23 01:00
1900-08-23 02:00
1900-08-23 03:00
1900-08-23 04:00
1900-08-23 05:00
1900-08-23 06:00
1900-08-23 07:00
1900-08-23 08:00
1900-08-23 09:00
1900-08-23 10:00
1900-08-23 11:00
1900-08-23 12:00
1900-08-23 13:00
1900-08-23 14:00
1900-08-23 15:00
1900-08-23 16:00
1900-08-23 17:00
1900-08-23 18:00
1900-08-23 19:00
1900-08-23 20:00
1900-08-23 21:00
1900-08-23 22:00
1900-08-23 23:00
1900-08-24
1900-08-24 01:00
1900-08-24 02:00
1900-08-24 03:00
1900-08-24 04:00
1900-08-24 05:00
1900-08-24 06:00
1900-08-24 07:00
1900-08-24 08:00
1900-08-24 09:00
1900-08-24 10:00
1900-08-24 11:00
1900-08-24 12:00
1900-08-24 13:00
1900-08-24 14:00
1900-08-24 15:00
1900-08-24 16:00
1900-08-24 17:00
1900-08-24 18:00
1900-08-24 19:00
1900-08-24 20:00
1900-08-24 21:00
1900-08-24 22:00
1900-08-24 23:00
1900-08-25
1900-08-25 01:00
1900-08-25 02:00
1900-08-25 03:00
1900-08-25 04:00
1900-08-25 05:00
1900-08-25 06:00
1900-08-25 07:00
1900-08-25 08:00
1900-08-25 09:00
1900-08-25 10:00
1900-08-25 11:00
1900-08-25 12:00
1900-08-25 13:00
1900-08-25 14:00
1900-08-25 15:00
1900-08-25 16:00
1900-08-25 17:00
1900-08-25 18:00
1900-08-25 19:00
1900-08-25 20:00
1900-08-25 21:00
1900-08-25 22:00
1900-08-25 23:00
1900-08-26
1900-08-26 01:00
1900-08-26 02:00
1900-08-26 03:00
1900-08-26 04:00
1900-08-26 05:00
1900-08-26 06:00
1900-08-26 07:00
1900-08-26 08:00
1900-08-26 09:00
1900-08-26 10:00
1900-08-26 11:00
1900-08-26 12:00
1900-08-26 13:00
1900-08-26 14:00
1900-08-26 15:00
1900-08-26 16:00
1900-08-26 17:00
1900-08-26 18:00
1900-08-26 19:00
1900-08-26 20:00
1900-08-26 21:00
1900-08-26 22:00
1900-08-26 23:00
1900-08-27
1900-08-27 01:00
1900-08-27 02:00
1900-08-27 03:00
1900-08-27 04:00
1900-08-27 05:00
1900-08-27 06:00
1900-08-27 07:00
1900-08-27 08:00
1900-08-27 09:00
1900-08-27 10:00
1900-08-27 11:00
1900-08-27 12:00
1900-08-27 13:00
1900-08-27 14:00
1900-08-27 15:00
1900-08-27 16:00
1900-08-27 17:00
1900-08-27 18:00
1900-08-27 19:00
1900-08-27 20:00
1900-08-27 21:00
1900-08-27 22:00
1900-08-27 23:00
1900-08-28
1900-08-28 01:00
1900-08-28 02:00
1900-08-28 03:00
1900-08-28 04:00
1900-08-28 05:00
1900-08-28 06:00
1900-08-28 07:00
1900-08-28 08:00
1900-08-28 09:00
1900-08-28 10:00
1900-08-28 11:00
1900-08-28 12:00
1900-08-28 13:00
1900-08-28 14:00
1900-08-28 15:00
1900-08-28 16:00
1900-08-28 17:00
1900-08-28 18:00
1900-08-28 19:00
1900-08-28 20:00
1900-08-28 21:00
1900-08-28 22:00
1900-08-28 23:00
1900-08-29
1900-08-29 01:00
1900-08-29 02:00
1900-08-29 03:00
1900-08-29 04:00
1900-08-29 05:00
1900-08-29 06:00
1900-08-29 07:00
1900-08-29 08:00
1900-08-29 09:00
1900-08-29 10:00
1900-08-29 11:00
1900-08-29 12:00
1900-08-29 13:00
1900-08-29 14:00
1900-08-29 15:00
1900-08-29 16:00
1900-08-29 17:00
1900-08-29 18:00
1900-08-29 19:00
1900-08-29 20:00
1900-08-29 21:00
1900-08-29 22:00
1900-08-29 23:00
1900-08-30
1900-08-30 01:00
1900-08-30 02:00
1900-08-30 03:00
1900-08-30 04:00
1900-08-30 05:00
1900-08-30 06:00
1900-08-30 07:00
1900-08-30 08:00
1900-08-30 09:00
1900-08-30 10:00
1900-08-30 11:00
1900-08-30 12:00
1900-08-30 13:00
1900-08-30 14:00
1900-08-30 15:00
1900-08-30 16:00
1900-08-30 17:00
1900-08-30 18:00
1900-08-30 19:00
1900-08-30 20:00
1900-08-30 21:00
1900-08-30 22:00
1900-08-30 23:00
1900-08-31
1900-08-31 01:00
1900-08-31 02:00
1900-08-31 03:00
1900-08-31 04:00
1900-08-31 05:00
1900-08-31 06:00
1900-08-31 07:00
1900-08-31 08:00
1900-08-31 09:00
1900-08-31 10:00
1900-08-31 11:00
1900-08-31 12:00
1900-08-31 13:00
1900-08-31 14:00
1900-08-31 15:00
1900-08-31 16:00
1900-08-31 17:00
1900-08-31 18:00
1900-08-31 19:00
1900-08-31 20:00
1900-08-31 21:00
1900-08-31 22:00
1900-08-31 23:00
1900-09-01
1900-09-01 01:00
1900-09-01 02:00
1900-09-01 03:00
1900-09-01 04:00
1900-09-01 05:00
1900-09-01 06:00
1900-09-01 07:00
1900-09-01 08:00
1900-09-01 09:00
1900-09-01 10:00
1900-09-01 11:00
1900-09-01 12:00
1900-09-01 13:00
1900-09-01 14:00
1900-09-01 15:00
1900-09-01 16:00
1900-09-01 17:00
1900-09-01 18:00
1900-09-01 19:00
1900-09-01 20:00
1900-09-01 21:00
1900-09-01 22:00
1900-09-01 23:00
1900-09-02
1900-09-02 01:00
1900-09-02 02:00
1900-09-02 03:00
1900-09-02 04:00
1900-09-02 05:00
1900-09-02 06:00
1900-09-02 07:00
1900-09-02 08:00
1900-09-02 09:00
1900-09-02 10:00
1900-09-02 11:00
1900-09-02 12:00
1900-09-02 13:00
1900-09-02 14:00
1900-09-02 15:00
1900-09-02 16:00
1900-09-02 17:00
1900-09-02 18:00
1900-09-02 19:00
1900-09-02 20:00
1900-09-02 21:00
1900-09-02 22:00
1900-09-02 23:00
1900-09-03
1900-09-03 01:00
1900-09-03 02:00
1900-09-03 03:00
1900-09-03 04:00
1900-09-03 05:00
1900-09-03 06:00
1900-09-03 07:00
1900-09-03 08:00
1900-09-03 09:00
1900-09-03 10:00
1900-09-03 11:00
1900-09-03 12:00
1900-09-03 13:00
1900-09-03 14:00
1900-09-03 15:00
1900-09-03 16:00
1900-09-03 17:00
1900-09-03 18:00
1900-09-03 19:00
1900-09-03 20:00
1900-09-03 21:00
1900-09-03 22:00
1900-09-03 23:00
1900-09-04
1900-09-04 01:00
1900-09-04 02:00
1900-09-04 03:00
1900-09-04 04:00
1900-09-04 05:00
1900-09-04 06:00
1900-09-04 07:00
1900-09-04 08:00
1900-09-04 09:00
1900-09-04 10:00
1900-09-04 11:00
1900-09-04 12:00
1900-09-04 13:00
1900-09-04 14:00
1900-09-04 15:00
1900-09-04 16:00
1900-09-04 17:00
1900-09-04 18:00
1900-09-04 19:00
1900-09-04 20:00
1900-09-04 21:00
1900-09-04 22:00
1900-09-04 23:00
1900-09-05
1900-09-05 01:00
1900-09-05 02:00
1900-09-05 03:00
1900-09-05 04:00
1900-09-05 05:00
1900-09-05 06:00
1900-09-05 07:00
1900-09-05 08:00
1900-09-05 09:00
1900-09-05 10:00
1900-09-05 11:00
1900-09-05 12:00
1900-09-05 13:00
1900-09-05 14:00
1900-09-05 15:00
1900-09-05 16:00
1900-09-05 17:00
1900-09-05 18:00
1900-09-05 19:00
1900-09-05 20:00
1900-09-05 21:00
1900-09-05 22:00
1900-09-05 23:00
1900-09-06
1900-09-06 01:00
1900-09-06 02:00
1900-09-06 03:00
1900-09-06 04:00
1900-09-06 05:00
1900-09-06 06:00
1900-09-06 07:00
1900-09-06 08:00
1900-09-06 09:00
1900-09-06 10:00
1900-09-06 11:00
1900-09-06 12:00
1900-09-06 13:00
1900-09-06 14:00
1900-09-06 15:00
1900-09-06 16:00
1900-09-06 17:00
1900-09-06 18:00
1900-09-06 19:00
1900-09-06 20:00
1900-09-06 21:00
1900-09-06 22:00
1900-09-06 23:00
1900-09-07
1900-09-07 01:00
1900-09-07 02:00
1900-09-07 03:00
1900-09-07 04:00
1900-09-07 05:00
1900-09-07 06:00
1900-09-07 07:00
1900-09-07 08:00
1900-09-07 09:00
1900-09-07 10:00
1900-09-07 11:00
1900-09-07 12:00
1900-09-07 13:00
1900-09-07 14:00
1900-09-07 15:00
1900-09-07 16:00
1900-09-07 17:00
1900-09-07 18:00
1900-09-07 19:00
1900-09-07 20:00
1900-09-07 21:00
1900-09-07 22:00
1900-09-07 23:00
1900-09-08
1900-09-08 01:00
1900-09-08 02:00
1900-09-08 03:00
1900-09-08 04:00
1900-09-08 05:00
1900-09-08 06:00
1900-09-08 07:00
1900-09-08 08:00
1900-09-08 09:00
1900-09-08 10:00
1900-09-08 11:00
1900-09-08 12:00
1900-09-08 13:00
1900-09-08 14:00
1900-09-08 15:00
1900-09-08 16:00
1900-09-08 17:00
1900-09-08 18:00
1900-09-08 19:00
1900-09-08 20:00
1900-09-08 21:00
1900-09-08 22:00
1900-09-08 23:00
1900-09-09
1900-09-09 01:00
1900-09-09 02:00
1900-09-09 03:00
1900-09-09 04:00
1900-09-09 05:00
1900-09-09 06:00
1900-09-09 07:00
1900-09-09 08:00
1900-09-09 09:00
1900-09-09 10:00
1900-09-09 11:00
1900-09-09 12:00
1900-09-09 13:00
1900-09-09 14:00
1900-09-09 15:00
1900-09-09 16:00
1900-09-09 17:00
1900-09-09 18:00
1900-09-09 19:00
1900-09-09 20:00
1900-09-09 21:00
1900-09-09 22:00
1900-09-09 23:00
1900-09-10
1900-09-10 01:00
1900-09-10 02:00
1900-09-10 03:00
1900-09-10 04:00
1900-09-10 05:00
1900-09-10 06:00
1900-09-10 07:00
1900-09-10 08:00
1900-09-10 09:00
1900-09-10 10:00
1900-09-10 11:00
1900-09-10 12:00
1900-09-10 13:00
1900-09-10 14:00
1900-09-10 15:00
1900-09-10 16:00
1900-09-10 17:00
1900-09-10 18:00
1900-09-10 19:00
1900-09-10 20:00
1900-09-10 21:00
1900-09-10 22:00
1900-09-10 23:00
1900-09-11
1900-09-11 01:00
1900-09-11 02:00
1900-09-11 03:00
1900-09-11 04:00
1900-09-11 05:00
1900-09-11 06:00
1900-09-11 07:00
1900-09-11 08:00
1900-09-11 09:00
1900-09-11 10:00
1900-09-11 11:00
1900-09-11 12:00
1900-09-11 13:00
1900-09-11 14:00
1900-09-11 15:00
1900-09-11 16:00
1900-09-11 17:00
1900-09-11 18:00
1900-09-11 19:00
1900-09-11 20:00
1900-09-11 21:00
1900-09-11 22:00
1900-09-11 23:00
1900-09-12
1900-09-12 01:00
1900-09-12 02:00
1900-09-12 03:00
1900-09-12 04:00
1900-09-12 05:00
1900-09-12 06:00
1900-09-12 07:00
1900-09-12 08:00
1900-09-12 09:00
1900-09-12 10:00
1900-09-12 11:00
1900-09-12 12:00
1900-09-12 13:00
1900-09-12 14:00
1900-09-12 15:00
1900-09-12 16:00
1900-09-12 17:00
1900-09-12 18:00
1900-09-12 19:00
1900-09-12 20:00
1900-09-12 21:00
1900-09-12 22:00
1900-09-12 23:00
1900-09-13
1900-09-13 01:00
1900-09-13 02:00
1900-09-13 03:00
1900-09-13 04:00
1900-09-13 05:00
1900-09-13 06:00
1900-09-13 07:00
1900-09-13 08:00
1900-09-13 09:00
1900-09-13 10:00
1900-09-13 11:00
1900-09-13 12:00
1900-09-13 13:00
1900-09-13 14:00
1900-09-13 15:00
1900-09-13 16:00
1900-09-13 17:00
1900-09-13 18:00
1900-09-13 19:00
1900-09-13 20:00
1900-09-13 21:00
1900-09-13 22:00
1900-09-13 23:00
1900-09-14
1900-09-14 01:00
1900-09-14 02:00
1900-09-14 03:00
1900-09-14 04:00
1900-09-14 05:00
1900-09-14 06:00
1900-09-14 07:00
1900-09-14 08:00
1900-09-14 09:00
1900-09-14 10:00
1900-09-14 11:00
1900-09-14 12:00
1900-09-14 13:00
1900-09-14 14:00
1900-09-14 15:00
1900-09-14 16:00
1900-09-14 17:00
1900-09-14 18:00
1900-09-14 19:00
1900-09-14 20:00
1900-09-14 21:00
1900-09-14 22:00
1900-09-14 23:00
1900-09-15
1900-09-15 01:00
1900-09-15 02:00
1900-09-15 03:00
1900-09-15 04:00
1900-09-15 05:00
1900-09-15 06:00
1900-09-15 07:00
1900-09-15 08:00
1900-09-15 09:00
1900-09-15 10:00
1900-09-15 11:00
1900-09-15 12:00
1900-09-15 13:00
1900-09-15 14:00
1900-09-15 15:00
1900-09-15 16:00
1900-09-15 17:00
1900-09-15 18:00
1900-09-15 19:00
1900-09-15 20:00
1900-09-15 21:00
1900-09-15 22:00
1900-09-15 23:00
1900-09-16
1900-09-16 01:00
1900-09-16 02:00
1900-09-16 03:00
1900-09-16 04:00
1900-09-16 05:00
1900-09-16 06:00
1900-09-16 07:00
1900-09-16 08:00
1900-09-16 09:00
1900-09-16 10:00
1900-09-16 11:00
1900-09-16 12:00
1900-09-16 13:00
1900-09-16 14:00
1900-09-16 15:00
1900-09-16 16:00
1900-09-16 17:00
1900-09-16 18:00
1900-09-16 19:00
1900-09-16 20:00
1900-09-16 21:00
1900-09-16 22:00
1900-09-16 23:00
1900-09-17
1900-09-17 01:00
1900-09-17 02:00
1900-09-17 03:00
1900-09-17 04:00
1900-09-17 05:00
1900-09-17 06:00
1900-09-17 07:00
1900-09-17 08:00
1900-09-17 09:00
1900-09-17 10:00
1900-09-17 11:00
1900-09-17 12:00
1900-09-17 13:00
1900-09-17 14:00
1900-09-17 15:00
1900-09-17 16:00
1900-09-17 17:00
1900-09-17 18:00
1900-09-17 19:00
1900-09-17 20:00
1900-09-17 21:00
1900-09-17 22:00
1900-09-17 23:00
1900-09-18
1900-09-18 01:00
1900-09-18 02:00
1900-09-18 03:00
1900-09-18 04:00
1900-09-18 05:00
1900-09-18 06:00
1900-09-18 07:00
1900-09-18 08:00
1900-09-18 09:00
1900-09-18 10:00
1900-09-18 11:00
1900-09-18 12:00
1900-09-18 13:00
1900-09-18 14:00
1900-09-18 15:00
1900-09-18 16:00
1900-09-18 17:00
1900-09-18 18:00
1900-09-18 19:00
1900-09-18 20:00
1900-09-18 21:00
1900-09-18 22:00
1900-09-18 23:00
1900-09-19
1900-09-19 01:00
1900-09-19 02:00
1900-09-19 03:00
1900-09-19 04:00
1900-09-19 05:00
1900-09-19 06:00
1900-09-19 07:00
1900-09-19 08:00
1900-09-19 09:00
1900-09-19 10:00
1900-09-19 11:00
1900-09-19 12:00
1900-09-19 13:00
1900-09-19 14:00
1900-09-19 15:00
1900-09-19 16:00
1900-09-19 17:00
1900-09-19 18:00
1900-09-19 19:00
1900-09-19 20:00
1900-09-19 21:00
1900-09-19 22:00
1900-09-19 23:00
1900-09-20
1900-09-20 01:00
1900-09-20 02:00
1900-09-20 03:00
1900-09-20 04:00
1900-09-20 05:00
1900-09-20 06:00
1900-09-20 07:00
1900-09-20 08:00
1900-09-20 09:00
1900-09-20 10:00
1900-09-20 11:00
1900-09-20 12:00
1900-09-20 13:00
1900-09-20 14:00
1900-09-20 15:00
1900-09-20 16:00
1900-09-20 17:00
1900-09-20 18:00
1900-09-20 19:00
1900-09-20 20:00
1900-09-20 21:00
1900-09-20 22:00
1900-09-20 23:00
1900-09-21
1900-09-21 01:00
1900-09-21 02:00
1900-09-21 03:00
1900-09-21 04:00
1900-09-21 05:00
1900-09-21 06:00
1900-09-21 07:00
1900-09-21 08:00
1900-09-21 09:00
1900-09-21 10:00
1900-09-21 11:00
1900-09-21 12:00
1900-09-21 13:00
1900-09-21 14:00
1900-09-21 15:00
1900-09-21 16:00
1900-09-21 17:00
1900-09-21 18:00
1900-09-21 19:00
1900-09-21 20:00
1900-09-21 21:00
1900-09-21 22:00
1900-09-21 23:00
1900-09-22
1900-09-22 01:00
1900-09-22 02:00
1900-09-22 03:00
1900-09-22 04:00
1900-09-22 05:00
1900-09-22 06:00
1900-09-22 07:00
1900-09-22 08:00
1900-09-22 09:00
1900-09-22 10:00
1900-09-22 11:00
1900-09-22 12:00
1900-09-22 13:00
1900-09-22 14:00
1900-09-22 15:00
1900-09-22 16:00
1900-09-22 17:00
1900-09-22 18:00
1900-09-22 19:00
1900-09-22 20:00
1900-09-22 21:00
1900-09-22 22:00
1900-09-22 23:00
1900-09-23
1900-09-23 01:00
1900-09-23 02:00
1900-09-23 03:00
1900-09-23 04:00
1900-09-23 05:00
1900-09-23 06:00
1900-09-23 07:00
1900-09-23 08:00
1900-09-23 09:00
1900-09-23 10:00
1900-09-23 11:00
1900-09-23 12:00
1900-09-23 13:00
1900-09-23 14:00
1900-09-23 15:00
1900-09-23 16:00
1900-09-23 17:00
1900-09-23 18:00
1900-09-23 19:00
1900-09-23 20:00
1900-09-23 21:00
1900-09-23 22:00
1900-09-23 23:00
1900-09-24
1900-09-24 01:00
1900-09-24 02:00
1900-09-24 03:00
1900-09-24 04:00
1900-09-24 05:00
1900-09-24 06:00
1900-09-24 07:00
1900-09-24 08:00
1900-09-24 09:00
1900-09-24 10:00
1900-09-24 11:00
1900-09-24 12:00
1900-09-24 13:00
1900-09-24 14:00
1900-09-24 15:00
1900-09-24 16:00
1900-09-24 17:00
1900-09-24 18:00
1900-09-24 19:00
1900-09-24 20:00
1900-09-24 21:00
1900-09-24 22:00
1900-09-24 23:00
1900-09-25
1900-09-25 01:00
1900-09-25 02:00
1900-09-25 03:00
1900-09-25 04:00
1900-09-25 05:00
1900-09-25 06:00
1900-09-25 07:00
1900-09-25 08:00
1900-09-25 09:00
1900-09-25 10:00
1900-09-25 11:00
1900-09-25 12:00
1900-09-25 13:00
1900-09-25 14:00
1900-09-25 15:00
1900-09-25 16:00
1900-09-25 17:00
1900-09-25 18:00
1900-09-25 19:00
1900-09-25 20:00
1900-09-25 21:00
1900-09-25 22:00
1900-09-25 23:00
1900-09-26
1900-09-26 01:00
1900-09-26 02:00
1900-09-26 03:00
1900-09-26 04:00
1900-09-26 05:00
1900-09-26 06:00
1900-09-26 07:00
1900-09-26 08:00
1900-09-26 09:00
1900-09-26 10:00
1900-09-26 11:00
1900-09-26 12:00
1900-09-26 13:00
1900-09-26 14:00
1900-09-26 15:00
1900-09-26 16:00
1900-09-26 17:00
1900-09-26 18:00
1900-09-26 19:00
1900-09-26 20:00
1900-09-26 21:00
1900-09-26 22:00
1900-09-26 23:00
1900-09-27
1900-09-27 01:00
1900-09-27 02:00
1900-09-27 03:00
1900-09-27 04:00
1900-09-27 05:00
1900-09-27 06:00
1900-09-27 07:00
1900-09-27 08:00
1900-09-27 09:00
1900-09-27 10:00
1900-09-27 11:00
1900-09-27 12:00
1900-09-27 13:00
1900-09-27 14:00
1900-09-27 15:00
1900-09-27 16:00
1900-09-27 17:00
1900-09-27 18:00
1900-09-27 19:00
1900-09-27 20:00
1900-09-27 21:00
1900-09-27 22:00
1900-09-27 23:00
1900-09-28
1900-09-28 01:00
1900-09-28 02:00
1900-09-28 03:00
1900-09-28 04:00
1900-09-28 05:00
1900-09-28 06:00
1900-09-28 07:00
1900-09-28 08:00
1900-09-28 09:00
1900-09-28 10:00
1900-09-28 11:00
1900-09-28 12:00
1900-09-28 13:00
1900-09-28 14:00
1900-09-28 15:00
1900-09-28 16:00
1900-09-28 17:00
1900-09-28 18:00
1900-09-28 19:00
1900-09-28 20:00
1900-09-28 21:00
1900-09-28 22:00
1900-09-28 23:00
1900-09-29
1900-09-29 01:00
1900-09-29 02:00
1900-09-29 03:00
1900-09-29 04:00
1900-09-29 05:00
1900-09-29 06:00
1900-09-29 07:00
1900-09-29 08:00
1900-09-29 09:00
1900-09-29 10:00
1900-09-29 11:00
1900-09-29 12:00
1900-09-29 13:00
1900-09-29 14:00
1900-09-29 15:00
1900-09-29 16:00
1900-09-29 17:00
1900-09-29 18:00
1900-09-29 19:00
1900-09-29 20:00
1900-09-29 21:00
1900-09-29 22:00
1900-09-29 23:00
1900-09-30
1900-09-30 01:00
1900-09-30 02:00
1900-09-30 03:00
1900-09-30 04:00
1900-09-30 05:00
1900-09-30 06:00
1900-09-30 07:00
1900-09-30 08:00
1900-09-30 09:00
1900-09-30 10:00
1900-09-30 11:00
1900-09-30 12:00
1900-09-30 13:00
1900-09-30 14:00
1900-09-30 15:00
1900-09-30 16:00
1900-09-30 17:00
1900-09-30 18:00
1900-09-30 19:00
1900-09-30 20:00
1900-09-30 21:00
1900-09-30 22:00
1900-09-30 23:00
1900-10-01
1900-10-01 01:00
1900-10-01 02:00
1900-10-01 03:00
1900-10-01 04:00
1900-10-01 05:00
1900-10-01 06:00
1900-10-01 07:00
1900-10-01 08:00
1900-10-01 09:00
1900-10-01 10:00
1900-10-01 11:00
1900-10-01 12:00
1900-10-01 13:00
1900-10-01 14:00
1900-10-01 15:00
1900-10-01 16:00
1900-10-01 17:00
1900-10-01 18:00
1900-10-01 19:00
1900-10-01 20:00
1900-10-01 21:00
1900-10-01 22:00
1900-10-01 23:00
1900-10-02
1900-10-02 01:00
1900-10-02 02:00
1900-10-02 03:00
1900-10-02 04:00
1900-10-02 05:00
1900-10-02 06:00
1900-10-02 07:00
1900-10-02 08:00
1900-10-02 09:00
1900-10-02 10:00
1900-10-02 11:00
1900-10-02 12:00
1900-10-02 13:00
1900-10-02 14:00
1900-10-02 15:00
1900-10-02 16:00
1900-10-02 17:00
1900-10-02 18:00
1900-10-02 19:00
1900-10-02 20:00
1900-10-02 21:00
1900-10-02 22:00
1900-10-02 23:00
1900-10-03
1900-10-03 01:00
1900-10-03 02:00
1900-10-03 03:00
1900-10-03 04:00
1900-10-03 05:00
1900-10-03 06:00
1900-10-03 07:00
1900-10-03 08:00
1900-10-03 09:00
1900-10-03 10:00
1900-10-03 11:00
1900-10-03 12:00
1900-10-03 13:00
1900-10-03 14:00
1900-10-03 15:00
1900-10-03 16:00
1900-10-03 17:00
1900-10-03 18:00
1900-10-03 19:00
1900-10-03 20:00
1900-10-03 21:00
1900-10-03 22:00
1900-10-03 23:00
1900-10-04
1900-10-04 01:00
1900-10-04 02:00
1900-10-04 03:00
1900-10-04 04:00
1900-10-04 05:00
1900-10-04 06:00
1900-10-04 07:00
1900-10-04 08:00
1900-10-04 09:00
1900-10-04 10:00
1900-10-04 11:00
1900-10-04 12:00
1900-10-04 13:00
1900-10-04 14:00
1900-10-04 15:00
1900-10-04 16:00
1900-10-04 17:00
1900-10-04 18:00
1900-10-04 19:00
1900-10-04 20:00
1900-10-04 21:00
1900-10-04 22:00
1900-10-04 23:00
1900-10-05
1900-10-05 01:00
1900-10-05 02:00
1900-10-05 03:00
1900-10-05 04:00
1900-10-05 05:00
1900-10-05 06:00
1900-10-05 07:00
1900-10-05 08:00
1900-10-05 09:00
1900-10-05 10:00
1900-10-05 11:00
1900-10-05 12:00
1900-10-05 13:00
1900-10-05 14:00
1900-10-05 15:00
1900-10-05 16:00
1900-10-05 17:00
1900-10-05 18:00
1900-10-05 19:00
1900-10-05 20:00
1900-10-05 21:00
1900-10-05 22:00
1900-10-05 23:00
1900-10-06
1900-10-06 01:00
1900-10-06 02:00
1900-10-06 03:00
1900-10-06 04:00
1900-10-06 05:00
1900-10-06 06:00
1900-10-06 07:00
1900-10-06 08:00
1900-10-06 09:00
1900-10-06 10:00
1900-10-06 11:00
1900-10-06 12:00
1900-10-06 13:00
1900-10-06 14:00
1900-10-06 15:00
1900-10-06 16:00
1900-10-06 17:00
1900-10-06 18:00
1900-10-06 19:00
1900-10-06 20:00
1900-10-06 21:00
1900-10-06 22:00
1900-10-06 23:00
1900-10-07
1900-10-07 01:00
1900-10-07 02:00
1900-10-07 03:00
1900-10-07 04:00
1900-10-07 05:00
1900-10-07 06:00
1900-10-07 07:00
1900-10-07 08:00
1900-10-07 09:00
1900-10-07 10:00
1900-10-07 11:00
1900-10-07 12:00
1900-10-07 13:00
1900-10-07 14:00
1900-10-07 15:00
1900-10-07 16:00
1900-10-07 17:00
1900-10-07 18:00
1900-10-07 19:00
1900-10-07 20:00
1900-10-07 21:00
1900-10-07 22:00
1900-10-07 23:00
1900-10-08
1900-10-08 01:00
1900-10-08 02:00
1900-10-08 03:00
1900-10-08 04:00
1900-10-08 05:00
1900-10-08 06:00
1900-10-08 07:00
1900-10-08 08:00
1900-10-08 09:00
1900-10-08 10:00
1900-10-08 11:00
1900-10-08 12:00
1900-10-08 13:00
1900-10-08 14:00
1900-10-08 15:00
1900-10-08 16:00
1900-10-08 17:00
1900-10-08 18:00
1900-10-08 19:00
1900-10-08 20:00
1900-10-08 21:00
1900-10-08 22:00
1900-10-08 23:00
1900-10-09
1900-10-09 01:00
1900-10-09 02:00
1900-10-09 03:00
1900-10-09 04:00
1900-10-09 05:00
1900-10-09 06:00
1900-10-09 07:00
1900-10-09 08:00
1900-10-09 09:00
1900-10-09 10:00
1900-10-09 11:00
1900-10-09 12:00
1900-10-09 13:00
1900-10-09 14:00
1900-10-09 15:00
1900-10-09 16:00
1900-10-09 17:00
1900-10-09 18:00
1900-10-09 19:00
1900-10-09 20:00
1900-10-09 21:00
1900-10-09 22:00
1900-10-09 23:00
1900-10-10
1900-10-10 01:00
1900-10-10 02:00
1900-10-10 03:00
1900-10-10 04:00
1900-10-10 05:00
1900-10-10 06:00
1900-10-10 07:00
1900-10-10 08:00
1900-10-10 09:00
1900-10-10 10:00
1900-10-10 11:00
1900-10-10 12:00
1900-10-10 13:00
1900-10-10 14:00
1900-10-10 15:00
1900-10-10 16:00
1900-10-10 17:00
1900-10-10 18:00
1900-10-10 19:00
1900-10-10 20:00
1900-10-10 21:00
1900-10-10 22:00
1900-10-10 23:00
1900-10-11
1900-10-11 01:00
1900-10-11 02:00
1900-10-11 03:00
1900-10-11 04:00
1900-10-11 05:00
1900-10-11 06:00
1900-10-11 07:00
1900-10-11 08:00
1900-10-11 09:00
1900-10-11 10:00
1900-10-11 11:00
1900-10-11 12:00
1900-10-11 13:00
1900-10-11 14:00
1900-10-11 15:00
1900-10-11 16:00
1900-10-11 17:00
1900-10-11 18:00
1900-10-11 19:00
1900-10-11 20:00
1900-10-11 21:00
1900-10-11 22:00
1900-10-11 23:00
1900-10-12
1900-10-12 01:00
1900-10-12 02:00
1900-10-12 03:00
1900-10-12 04:00
1900-10-12 05:00
1900-10-12 06:00
1900-10-12 07:00
1900-10-12 08:00
1900-10-12 09:00
1900-10-12 10:00
1900-10-12 11:00
1900-10-12 12:00
1900-10-12 13:00
1900-10-12 14:00
1900-10-12 15:00
1900-10-12 16:00
1900-10-12 17:00
1900-10-12 18:00
1900-10-12 19:00
1900-10-12 20:00
1900-10-12 21:00
1900-10-12 22:00
1900-10-12 23:00
1900-10-13
1900-10-13 01:00
1900-10-13 02:00
1900-10-13 03:00
1900-10-13 04:00
1900-10-13 05:00
1900-10-13 06:00
1900-10-13 07:00
1900-10-13 08:00
1900-10-13 09:00
1900-10-13 10:00
1900-10-13 11:00
1900-10-13 12:00
1900-10-13 13:00
1900-10-13 14:00
1900-10-13 15:00
1900-10-13 16:00
1900-10-13 17:00
1900-10-13 18:00
1900-10-13 19:00
1900-10-13 20:00
1900-10-13 21:00
1900-10-13 22:00
1900-10-13 23:00
1900-10-14
1900-10-14 01:00
1900-10-14 02:00
1900-10-14 03:00
1900-10-14 04:00
1900-10-14 05:00
1900-10-14 06:00
1900-10-14 07:00
1900-10-14 08:00
1900-10-14 09:00
1900-10-14 10:00
1900-10-14 11:00
1900-10-14 12:00
1900-10-14 13:00
1900-10-14 14:00
1900-10-14 15:00
1900-10-14 16:00
1900-10-14 17:00
1900-10-14 18:00
1900-10-14 19:00
1900-10-14 20:00
1900-10-14 21:00
1900-10-14 22:00
1900-10-14 23:00
1900-10-15
1900-10-15 01:00
1900-10-15 02:00
1900-10-15 03:00
1900-10-15 04:00
1900-10-15 05:00
1900-10-15 06:00
1900-10-15 07:00
1900-10-15 08:00
1900-10-15 09:00
1900-10-15 10:00
1900-10-15 11:00
1900-10-15 12:00
1900-10-15 13:00
1900-10-15 14:00
1900-10-15 15:00
1900-10-15 16:00
1900-10-15 17:00
1900-10-15 18:00
1900-10-15 19:00
1900-10-15 20:00
1900-10-15 21:00
1900-10-15 22:00
1900-10-15 23:00
1900-10-16
1900-10-16 01:00
1900-10-16 02:00
1900-10-16 03:00
1900-10-16 04:00
1900-10-16 05:00
1900-10-16 06:00
1900-10-16 07:00
1900-10-16 08:00
1900-10-16 09:00
1900-10-16 10:00
1900-10-16 11:00
1900-10-16 12:00
1900-10-16 13:00
1900-10-16 14:00
1900-10-16 15:00
1900-10-16 16:00
1900-10-16 17:00
1900-10-16 18:00
1900-10-16 19:00
1900-10-16 20:00
1900-10-16 21:00
1900-10-16 22:00
1900-10-16 23:00
1900-10-17
1900-10-17 01:00
1900-10-17 02:00
1900-10-17 03:00
1900-10-17 04:00
1900-10-17 05:00
1900-10-17 06:00
1900-10-17 07:00
1900-10-17 08:00
1900-10-17 09:00
1900-10-17 10:00
1900-10-17 11:00
1900-10-17 12:00
1900-10-17 13:00
1900-10-17 14:00
1900-10-17 15:00
1900-10-17 16:00
1900-10-17 17:00
1900-10-17 18:00
1900-10-17 19:00
1900-10-17 20:00
1900-10-17 21:00
1900-10-17 22:00
1900-10-17 23:00
1900-10-18
1900-10-18 01:00
1900-10-18 02:00
1900-10-18 03:00
1900-10-18 04:00
1900-10-18 05:00
1900-10-18 06:00
1900-10-18 07:00
1900-10-18 08:00
1900-10-18 09:00
1900-10-18 10:00
1900-10-18 11:00
1900-10-18 12:00
1900-10-18 13:00
1900-10-18 14:00
1900-10-18 15:00
1900-10-18 16:00
1900-10-18 17:00
1900-10-18 18:00
1900-10-18 19:00
1900-10-18 20:00
1900-10-18 21:00
1900-10-18 22:00
1900-10-18 23:00
1900-10-19
1900-10-19 01:00
1900-10-19 02:00
1900-10-19 03:00
1900-10-19 04:00
1900-10-19 05:00
1900-10-19 06:00
1900-10-19 07:00
1900-10-19 08:00
1900-10-19 09:00
1900-10-19 10:00
1900-10-19 11:00
1900-10-19 12:00
1900-10-19 13:00
1900-10-19 14:00
1900-10-19 15:00
1900-10-19 16:00
1900-10-19 17:00
1900-10-19 18:00
1900-10-19 19:00
1900-10-19 20:00
1900-10-19 21:00
1900-10-19 22:00
1900-10-19 23:00
1900-10-20
1900-10-20 01:00
1900-10-20 02:00
1900-10-20 03:00
1900-10-20 04:00
1900-10-20 05:00
1900-10-20 06:00
1900-10-20 07:00
1900-10-20 08:00
1900-10-20 09:00
1900-10-20 10:00
1900-10-20 11:00
1900-10-20 12:00
1900-10-20 13:00
1900-10-20 14:00
1900-10-20 15:00
1900-10-20 16:00
1900-10-20 17:00
1900-10-20 18:00
1900-10-20 19:00
1900-10-20 20:00
1900-10-20 21:00
1900-10-20 22:00
1900-10-20 23:00
1900-10-21
1900-10-21 01:00
1900-10-21 02:00
1900-10-21 03:00
1900-10-21 04:00
1900-10-21 05:00
1900-10-21 06:00
1900-10-21 07:00
1900-10-21 08:00
1900-10-21 09:00
1900-10-21 10:00
1900-10-21 11:00
1900-10-21 12:00
1900-10-21 13:00
1900-10-21 14:00
1900-10-21 15:00
1900-10-21 16:00
1900-10-21 17:00
1900-10-21 18:00
1900-10-21 19:00
1900-10-21 20:00
1900-10-21 21:00
1900-10-21 22:00
1900-10-21 23:00
1900-10-22
1900-10-22 01:00
1900-10-22 02:00
1900-10-22 03:00
1900-10-22 04:00
1900-10-22 05:00
1900-10-22 06:00
1900-10-22 07:00
1900-10-22 08:00
1900-10-22 09:00
1900-10-22 10:00
1900-10-22 11:00
1900-10-22 12:00
1900-10-22 13:00
1900-10-22 14:00
1900-10-22 15:00
1900-10-22 16:00
1900-10-22 17:00
1900-10-22 18:00
1900-10-22 19:00
1900-10-22 20:00
1900-10-22 21:00
1900-10-22 22:00
1900-10-22 23:00
1900-10-23
1900-10-23 01:00
1900-10-23 02:00
1900-10-23 03:00
1900-10-23 04:00
1900-10-23 05:00
1900-10-23 06:00
1900-10-23 07:00
1900-10-23 08:00
1900-10-23 09:00
1900-10-23 10:00
1900-10-23 11:00
1900-10-23 12:00
1900-10-23 13:00
1900-10-23 14:00
1900-10-23 15:00
1900-10-23 16:00
1900-10-23 17:00
1900-10-23 18:00
1900-10-23 19:00
1900-10-23 20:00
1900-10-23 21:00
1900-10-23 22:00
1900-10-23 23:00
1900-10-24
1900-10-24 01:00
1900-10-24 02:00
1900-10-24 03:00
1900-10-24 04:00
1900-10-24 05:00
1900-10-24 06:00
1900-10-24 07:00
1900-10-24 08:00
1900-10-24 09:00
1900-10-24 10:00
1900-10-24 11:00
1900-10-24 12:00
1900-10-24 13:00
1900-10-24 14:00
1900-10-24 15:00
1900-10-24 16:00
1900-10-24 17:00
1900-10-24 18:00
1900-10-24 19:00
1900-10-24 20:00
1900-10-24 21:00
1900-10-24 22:00
1900-10-24 23:00
1900-10-25
1900-10-25 01:00
1900-10-25 02:00
1900-10-25 03:00
1900-10-25 04:00
1900-10-25 05:00
1900-10-25 06:00
1900-10-25 07:00
1900-10-25 08:00
1900-10-25 09:00
1900-10-25 10:00
1900-10-25 11:00
1900-10-25 12:00
1900-10-25 13:00
1900-10-25 14:00
1900-10-25 15:00
1900-10-25 16:00
1900-10-25 17:00
1900-10-25 18:00
1900-10-25 19:00
1900-10-25 20:00
1900-10-25 21:00
1900-10-25 22:00
1900-10-25 23:00
1900-10-26
1900-10-26 01:00
1900-10-26 02:00
1900-10-26 03:00
1900-10-26 04:00
1900-10-26 05:00
1900-10-26 06:00
1900-10-26 07:00
1900-10-26 08:00
1900-10-26 09:00
1900-10-26 10:00
1900-10-26 11:00
1900-10-26 12:00
1900-10-26 13:00
1900-10-26 14:00
1900-10-26 15:00
1900-10-26 16:00
1900-10-26 17:00
1900-10-26 18:00
1900-10-26 19:00
1900-10-26 20:00
1900-10-26 21:00
1900-10-26 22:00
1900-10-26 23:00
1900-10-27
1900-10-27 01:00
1900-10-27 02:00
1900-10-27 03:00
1900-10-27 04:00
1900-10-27 05:00
1900-10-27 06:00
1900-10-27 07:00
1900-10-27 08:00
1900-10-27 09:00
1900-10-27 10:00
1900-10-27 11:00
1900-10-27 12:00
1900-10-27 13:00
1900-10-27 14:00
1900-10-27 15:00
1900-10-27 16:00
1900-10-27 17:00
1900-10-27 18:00
1900-10-27 19:00
1900-10-27 20:00
1900-10-27 21:00
1900-10-27 22:00
1900-10-27 23:00
1900-10-28
1900-10-28 01:00
1900-10-28 02:00
1900-10-28 03:00
1900-10-28 04:00
1900-10-28 05:00
1900-10-28 06:00
1900-10-28 07:00
1900-10-28 08:00
1900-10-28 09:00
1900-10-28 10:00
1900-10-28 11:00
1900-10-28 12:00
1900-10-28 13:00
1900-10-28 14:00
1900-10-28 15:00
1900-10-28 16:00
1900-10-28 17:00
1900-10-28 18:00
1900-10-28 19:00
1900-10-28 20:00
1900-10-28 21:00
1900-10-28 22:00
1900-10-28 23:00
1900-10-29
1900-10-29 01:00
1900-10-29 02:00
1900-10-29 03:00
1900-10-29 04:00
1900-10-29 05:00
1900-10-29 06:00
1900-10-29 07:00
1900-10-29 08:00
1900-10-29 09:00
1900-10-29 10:00
1900-10-29 11:00
1900-10-29 12:00
1900-10-29 13:00
1900-10-29 14:00
1900-10-29 15:00
1900-10-29 16:00
1900-10-29 17:00
1900-10-29 18:00
1900-10-29 19:00
1900-10-29 20:00
1900-10-29 21:00
1900-10-29 22:00
1900-10-29 23:00
1900-10-30
1900-10-30 01:00
1900-10-30 02:00
1900-10-30 03:00
1900-10-30 04:00
1900-10-30 05:00
1900-10-30 06:00
1900-10-30 07:00
1900-10-30 08:00
1900-10-30 09:00
1900-10-30 10:00
1900-10-30 11:00
1900-10-30 12:00
1900-10-30 13:00
1900-10-30 14:00
1900-10-30 15:00
1900-10-30 16:00
1900-10-30 17:00
1900-10-30 18:00
1900-10-30 19:00
1900-10-30 20:00
1900-10-30 21:00
1900-10-30 22:00
1900-10-30 23:00
1900-10-31
1900-10-31 01:00
1900-10-31 02:00
1900-10-31 03:00
1900-10-31 04:00
1900-10-31 05:00
1900-10-31 06:00
1900-10-31 07:00
1900-10-31 08:00
1900-10-31 09:00
1900-10-31 10:00
1900-10-31 11:00
1900-10-31 12:00
1900-10-31 13:00
1900-10-31 14:00
1900-10-31 15:00
1900-10-31 16:00
1900-10-31 17:00
1900-10-31 18:00
1900-10-31 19:00
1900-10-31 20:00
1900-10-31 21:00
1900-10-31 22:00
1900-10-31 23:00
1900-11-01
1900-11-01 01:00
1900-11-01 02:00
1900-11-01 03:00
1900-11-01 04:00
1900-11-01 05:00
1900-11-01 06:00
1900-11-01 07:00
1900-11-01 08:00
1900-11-01 09:00
1900-11-01 10:00
1900-11-01 11:00
1900-11-01 12:00
1900-11-01 13:00
1900-11-01 14:00
1900-11-01 15:00
1900-11-01 16:00
1900-11-01 17:00
1900-11-01 18:00
1900-11-01 19:00
1900-11-01 20:00
1900-11-01 21:00
1900-11-01 22:00
1900-11-01 23:00
1900-11-02
1900-11-02 01:00
1900-11-02 02:00
1900-11-02 03:00
1900-11-02 04:00
1900-11-02 05:00
1900-11-02 06:00
1900-11-02 07:00
1900-11-02 08:00
1900-11-02 09:00
1900-11-02 10:00
1900-11-02 11:00
1900-11-02 12:00
1900-11-02 13:00
1900-11-02 14:00
1900-11-02 15:00
1900-11-02 16:00
1900-11-02 17:00
1900-11-02 18:00
1900-11-02 19:00
1900-11-02 20:00
1900-11-02 21:00
1900-11-02 22:00
1900-11-02 23:00
1900-11-03
1900-11-03 01:00
1900-11-03 02:00
1900-11-03 03:00
1900-11-03 04:00
1900-11-03 05:00
1900-11-03 06:00
1900-11-03 07:00
1900-11-03 08:00
1900-11-03 09:00
1900-11-03 10:00
1900-11-03 11:00
1900-11-03 12:00
1900-11-03 13:00
1900-11-03 14:00
1900-11-03 15:00
1900-11-03 16:00
1900-11-03 17:00
1900-11-03 18:00
1900-11-03 19:00
1900-11-03 20:00
1900-11-03 21:00
1900-11-03 22:00
1900-11-03 23:00
1900-11-04
1900-11-04 01:00
1900-11-04 02:00
1900-11-04 03:00
1900-11-04 04:00
1900-11-04 05:00
1900-11-04 06:00
1900-11-04 07:00
1900-11-04 08:00
1900-11-04 09:00
1900-11-04 10:00
1900-11-04 11:00
1900-11-04 12:00
1900-11-04 13:00
1900-11-04 14:00
1900-11-04 15:00
1900-11-04 16:00
1900-11-04 17:00
1900-11-04 18:00
1900-11-04 19:00
1900-11-04 20:00
1900-11-04 21:00
1900-11-04 22:00
1900-11-04 23:00
1900-11-05
1900-11-05 01:00
1900-11-05 02:00
1900-11-05 03:00
1900-11-05 04:00
1900-11-05 05:00
1900-11-05 06:00
1900-11-05 07:00
1900-11-05 08:00
1900-11-05 09:00
1900-11-05 10:00
1900-11-05 11:00
1900-11-05 12:00
1900-11-05 13:00
1900-11-05 14:00
1900-11-05 15:00
1900-11-05 16:00
1900-11-05 17:00
1900-11-05 18:00
1900-11-05 19:00
1900-11-05 20:00
1900-11-05 21:00
1900-11-05 22:00
1900-11-05 23:00
1900-11-06
1900-11-06 01:00
1900-11-06 02:00
1900-11-06 03:00
1900-11-06 04:00
1900-11-06 05:00
1900-11-06 06:00
1900-11-06 07:00
1900-11-06 08:00
1900-11-06 09:00
1900-11-06 10:00
1900-11-06 11:00
1900-11-06 12:00
1900-11-06 13:00
1900-11-06 14:00
1900-11-06 15:00
1900-11-06 16:00
1900-11-06 17:00
1900-11-06 18:00
1900-11-06 19:00
1900-11-06 20:00
1900-11-06 21:00
1900-11-06 22:00
1900-11-06 23:00
1900-11-07
1900-11-07 01:00
1900-11-07 02:00
1900-11-07 03:00
1900-11-07 04:00
1900-11-07 05:00
1900-11-07 06:00
1900-11-07 07:00
1900-11-07 08:00
1900-11-07 09:00
1900-11-07 10:00
1900-11-07 11:00
1900-11-07 12:00
1900-11-07 13:00
1900-11-07 14:00
1900-11-07 15:00
1900-11-07 16:00
1900-11-07 17:00
1900-11-07 18:00
1900-11-07 19:00
1900-11-07 20:00
1900-11-07 21:00
1900-11-07 22:00
1900-11-07 23:00
1900-11-08
1900-11-08 01:00
1900-11-08 02:00
1900-11-08 03:00
1900-11-08 04:00
1900-11-08 05:00
1900-11-08 06:00
1900-11-08 07:00
1900-11-08 08:00
1900-11-08 09:00
1900-11-08 10:00
1900-11-08 11:00
1900-11-08 12:00
1900-11-08 13:00
1900-11-08 14:00
1900-11-08 15:00
1900-11-08 16:00
1900-11-08 17:00
1900-11-08 18:00
1900-11-08 19:00
1900-11-08 20:00
1900-11-08 21:00
1900-11-08 22:00
1900-11-08 23:00
1900-11-09
1900-11-09 01:00
1900-11-09 02:00
1900-11-09 03:00
1900-11-09 04:00
1900-11-09 05:00
1900-11-09 06:00
1900-11-09 07:00
1900-11-09 08:00
1900-11-09 09:00
1900-11-09 10:00
1900-11-09 11:00
1900-11-09 12:00
1900-11-09 13:00
1900-11-09 14:00
1900-11-09 15:00
1900-11-09 16:00
1900-11-09 17:00
1900-11-09 18:00
1900-11-09 19:00
1900-11-09 20:00
1900-11-09 21:00
1900-11-09 22:00
1900-11-09 23:00
1900-11-10
1900-11-10 01:00
1900-11-10 02:00
1900-11-10 03:00
1900-11-10 04:00
1900-11-10 05:00
1900-11-10 06:00
1900-11-10 07:00
1900-11-10 08:00
1900-11-10 09:00
1900-11-10 10:00
1900-11-10 11:00
1900-11-10 12:00
1900-11-10 13:00
1900-11-10 14:00
1900-11-10 15:00
1900-11-10 16:00
1900-11-10 17:00
1900-11-10 18:00
1900-11-10 19:00
1900-11-10 20:00
1900-11-10 21:00
1900-11-10 22:00
1900-11-10 23:00
1900-11-11
1900-11-11 01:00
1900-11-11 02:00
1900-11-11 03:00
1900-11-11 04:00
1900-11-11 05:00
1900-11-11 06:00
1900-11-11 07:00
1900-11-11 08:00
1900-11-11 09:00
1900-11-11 10:00
1900-11-11 11:00
1900-11-11 12:00
1900-11-11 13:00
1900-11-11 14:00
1900-11-11 15:00
1900-11-11 16:00
1900-11-11 17:00
1900-11-11 18:00
1900-11-11 19:00
1900-11-11 20:00
1900-11-11 21:00
1900-11-11 22:00
1900-11-11 23:00
1900-11-12
1900-11-12 01:00
1900-11-12 02:00
1900-11-12 03:00
1900-11-12 04:00
1900-11-12 05:00
1900-11-12 06:00
1900-11-12 07:00
1900-11-12 08:00
1900-11-12 09:00
1900-11-12 10:00
1900-11-12 11:00
1900-11-12 12:00
1900-11-12 13:00
1900-11-12 14:00
1900-11-12 15:00
1900-11-12 16:00
1900-11-12 17:00
1900-11-12 18:00
1900-11-12 19:00
1900-11-12 20:00
1900-11-12 21:00
1900-11-12 22:00
1900-11-12 23:00
1900-11-13
1900-11-13 01:00
1900-11-13 02:00
1900-11-13 03:00
1900-11-13 04:00
1900-11-13 05:00
1900-11-13 06:00
1900-11-13 07:00
1900-11-13 08:00
1900-11-13 09:00
1900-11-13 10:00
1900-11-13 11:00
1900-11-13 12:00
1900-11-13 13:00
1900-11-13 14:00
1900-11-13 15:00
1900-11-13 16:00
1900-11-13 17:00
1900-11-13 18:00
1900-11-13 19:00
1900-11-13 20:00
1900-11-13 21:00
1900-11-13 22:00
1900-11-13 23:00
1900-11-14
1900-11-14 01:00
1900-11-14 02:00
1900-11-14 03:00
1900-11-14 04:00
1900-11-14 05:00
1900-11-14 06:00
1900-11-14 07:00
1900-11-14 08:00
1900-11-14 09:00
1900-11-14 10:00
1900-11-14 11:00
1900-11-14 12:00
1900-11-14 13:00
1900-11-14 14:00
1900-11-14 15:00
1900-11-14 16:00
1900-11-14 17:00
1900-11-14 18:00
1900-11-14 19:00
1900-11-14 20:00
1900-11-14 21:00
1900-11-14 22:00
1900-11-14 23:00
1900-11-15
1900-11-15 01:00
1900-11-15 02:00
1900-11-15 03:00
1900-11-15 04:00
1900-11-15 05:00
1900-11-15 06:00
1900-11-15 07:00
1900-11-15 08:00
1900-11-15 09:00
1900-11-15 10:00
1900-11-15 11:00
1900-11-15 12:00
1900-11-15 13:00
1900-11-15 14:00
1900-11-15 15:00
1900-11-15 16:00
1900-11-15 17:00
1900-11-15 18:00
1900-11-15 19:00
1900-11-15 20:00
1900-11-15 21:00
1900-11-15 22:00
1900-11-15 23:00
1900-11-16
1900-11-16 01:00
1900-11-16 02:00
1900-11-16 03:00
1900-11-16 04:00
1900-11-16 05:00
1900-11-16 06:00
1900-11-16 07:00
1900-11-16 08:00
1900-11-16 09:00
1900-11-16 10:00
1900-11-16 11:00
1900-11-16 12:00
1900-11-16 13:00
1900-11-16 14:00
1900-11-16 15:00
1900-11-16 16:00
1900-11-16 17:00
1900-11-16 18:00
1900-11-16 19:00
1900-11-16 20:00
1900-11-16 21:00
1900-11-16 22:00
1900-11-16 23:00
1900-11-17
1900-11-17 01:00
1900-11-17 02:00
1900-11-17 03:00
1900-11-17 04:00
1900-11-17 05:00
1900-11-17 06:00
1900-11-17 07:00
1900-11-17 08:00
1900-11-17 09:00
1900-11-17 10:00
1900-11-17 11:00
1900-11-17 12:00
1900-11-17 13:00
1900-11-17 14:00
1900-11-17 15:00
1900-11-17 16:00
1900-11-17 17:00
1900-11-17 18:00
1900-11-17 19:00
1900-11-17 20:00
1900-11-17 21:00
1900-11-17 22:00
1900-11-17 23:00
1900-11-18
1900-11-18 01:00
1900-11-18 02:00
1900-11-18 03:00
1900-11-18 04:00
1900-11-18 05:00
1900-11-18 06:00
1900-11-18 07:00
1900-11-18 08:00
1900-11-18 09:00
1900-11-18 10:00
1900-11-18 11:00
1900-11-18 12:00
1900-11-18 13:00
1900-11-18 14:00
1900-11-18 15:00
1900-11-18 16:00
1900-11-18 17:00
1900-11-18 18:00
1900-11-18 19:00
1900-11-18 20:00
1900-11-18 21:00
1900-11-18 22:00
1900-11-18 23:00
1900-11-19
1900-11-19 01:00
1900-11-19 02:00
1900-11-19 03:00
1900-11-19 04:00
1900-11-19 05:00
1900-11-19 06:00
1900-11-19 07:00
1900-11-19 08:00
1900-11-19 09:00
1900-11-19 10:00
1900-11-19 11:00
1900-11-19 12:00
1900-11-19 13:00
1900-11-19 14:00
1900-11-19 15:00
1900-11-19 16:00
1900-11-19 17:00
1900-11-19 18:00
1900-11-19 19:00
1900-11-19 20:00
1900-11-19 21:00
1900-11-19 22:00
1900-11-19 23:00
1900-11-20
1900-11-20 01:00
1900-11-20 02:00
1900-11-20 03:00
1900-11-20 04:00
1900-11-20 05:00
1900-11-20 06:00
1900-11-20 07:00
1900-11-20 08:00
1900-11-20 09:00
1900-11-20 10:00
1900-11-20 11:00
1900-11-20 12:00
1900-11-20 13:00
1900-11-20 14:00
1900-11-20 15:00
1900-11-20 16:00
1900-11-20 17:00
1900-11-20 18:00
1900-11-20 19:00
1900-11-20 20:00
1900-11-20 21:00
1900-11-20 22:00
1900-11-20 23:00
1900-11-21
1900-11-21 01:00
1900-11-21 02:00
1900-11-21 03:00
1900-11-21 04:00
1900-11-21 05:00
1900-11-21 06:00
1900-11-21 07:00
1900-11-21 08:00
1900-11-21 09:00
1900-11-21 10:00
1900-11-21 11:00
1900-11-21 12:00
1900-11-21 13:00
1900-11-21 14:00
1900-11-21 15:00
1900-11-21 16:00
1900-11-21 17:00
1900-11-21 18:00
1900-11-21 19:00
1900-11-21 20:00
1900-11-21 21:00
1900-11-21 22:00
1900-11-21 23:00
1900-11-22
1900-11-22 01:00
1900-11-22 02:00
1900-11-22 03:00
1900-11-22 04:00
1900-11-22 05:00
1900-11-22 06:00
1900-11-22 07:00
1900-11-22 08:00
1900-11-22 09:00
1900-11-22 10:00
1900-11-22 11:00
1900-11-22 12:00
1900-11-22 13:00
1900-11-22 14:00
1900-11-22 15:00
1900-11-22 16:00
1900-11-22 17:00
1900-11-22 18:00
1900-11-22 19:00
1900-11-22 20:00
1900-11-22 21:00
1900-11-22 22:00
1900-11-22 23:00
1900-11-23
1900-11-23 01:00
1900-11-23 02:00
1900-11-23 03:00
1900-11-23 04:00
1900-11-23 05:00
1900-11-23 06:00
1900-11-23 07:00
1900-11-23 08:00
1900-11-23 09:00
1900-11-23 10:00
1900-11-23 11:00
1900-11-23 12:00
1900-11-23 13:00
1900-11-23 14:00
1900-11-23 15:00
1900-11-23 16:00
1900-11-23 17:00
1900-11-23 18:00
1900-11-23 19:00
1900-11-23 20:00
1900-11-23 21:00
1900-11-23 22:00
1900-11-23 23:00
1900-11-24
1900-11-24 01:00
1900-11-24 02:00
1900-11-24 03:00
1900-11-24 04:00
1900-11-24 05:00
1900-11-24 06:00
1900-11-24 07:00
1900-11-24 08:00
1900-11-24 09:00
1900-11-24 10:00
1900-11-24 11:00
1900-11-24 12:00
1900-11-24 13:00
1900-11-24 14:00
1900-11-24 15:00
1900-11-24 16:00
1900-11-24 17:00
1900-11-24 18:00
1900-11-24 19:00
1900-11-24 20:00
1900-11-24 21:00
1900-11-24 22:00
1900-11-24 23:00
1900-11-25
1900-11-25 01:00
1900-11-25 02:00
1900-11-25 03:00
1900-11-25 04:00
1900-11-25 05:00
1900-11-25 06:00
1900-11-25 07:00
1900-11-25 08:00
1900-11-25 09:00
1900-11-25 10:00
1900-11-25 11:00
1900-11-25 12:00
1900-11-25 13:00
1900-11-25 14:00
1900-11-25 15:00
1900-11-25 16:00
1900-11-25 17:00
1900-11-25 18:00
1900-11-25 19:00
1900-11-25 20:00
1900-11-25 21:00
1900-11-25 22:00
1900-11-25 23:00
1900-11-26
1900-11-26 01:00
1900-11-26 02:00
1900-11-26 03:00
1900-11-26 04:00
1900-11-26 05:00
1900-11-26 06:00
1900-11-26 07:00
1900-11-26 08:00
1900-11-26 09:00
1900-11-26 10:00
1900-11-26 11:00
1900-11-26 12:00
1900-11-26 13:00
1900-11-26 14:00
1900-11-26 15:00
1900-11-26 16:00
1900-11-26 17:00
1900-11-26 18:00
1900-11-26 19:00
1900-11-26 20:00
1900-11-26 21:00
1900-11-26 22:00
1900-11-26 23:00
1900-11-27
1900-11-27 01:00
1900-11-27 02:00
1900-11-27 03:00
1900-11-27 04:00
1900-11-27 05:00
1900-11-27 06:00
1900-11-27 07:00
1900-11-27 08:00
1900-11-27 09:00
1900-11-27 10:00
1900-11-27 11:00
1900-11-27 12:00
1900-11-27 13:00
1900-11-27 14:00
1900-11-27 15:00
1900-11-27 16:00
1900-11-27 17:00
1900-11-27 18:00
1900-11-27 19:00
1900-11-27 20:00
1900-11-27 21:00
1900-11-27 22:00
1900-11-27 23:00
1900-11-28
1900-11-28 01:00
1900-11-28 02:00
1900-11-28 03:00
1900-11-28 04:00
1900-11-28 05:00
1900-11-28 06:00
1900-11-28 07:00
1900-11-28 08:00
1900-11-28 09:00
1900-11-28 10:00
1900-11-28 11:00
1900-11-28 12:00
1900-11-28 13:00
1900-11-28 14:00
1900-11-28 15:00
1900-11-28 16:00
1900-11-28 17:00
1900-11-28 18:00
1900-11-28 19:00
1900-11-28 20:00
1900-11-28 21:00
1900-11-28 22:00
1900-11-28 23:00
1900-11-29
1900-11-29 01:00
1900-11-29 02:00
1900-11-29 03:00
1900-11-29 04:00
1900-11-29 05:00
1900-11-29 06:00
1900-11-29 07:00
1900-11-29 08:00
1900-11-29 09:00
1900-11-29 10:00
1900-11-29 11:00
1900-11-29 12:00
1900-11-29 13:00
1900-11-29 14:00
1900-11-29 15:00
1900-11-29 16:00
1900-11-29 17:00
1900-11-29 18:00
1900-11-29 19:00
1900-11-29 20:00
1900-11-29 21:00
1900-11-29 22:00
1900-11-29 23:00
1900-11-30
1900-11-30 01:00
1900-11-30 02:00
1900-11-30 03:00
1900-11-30 04:00
1900-11-30 05:00
1900-11-30 06:00
1900-11-30 07:00
1900-11-30 08:00
1900-11-30 09:00
1900-11-30 10:00
1900-11-30 11:00
1900-11-30 12:00
1900-11-30 13:00
1900-11-30 14:00
1900-11-30 15:00
1900-11-30 16:00
1900-11-30 17:00
1900-11-30 18:00
1900-11-30 19:00
1900-11-30 20:00
1900-11-30 21:00
1900-11-30 22:00
1900-11-30 23:00
1900-12-01
1900-12-01 01:00
1900-12-01 02:00
1900-12-01 03:00
1900-12-01 04:00
1900-12-01 05:00
1900-12-01 06:00
1900-12-01 07:00
1900-12-01 08:00
1900-12-01 09:00
1900-12-01 10:00
1900-12-01 11:00
1900-12-01 12:00
1900-12-01 13:00
1900-12-01 14:00
1900-12-01 15:00
1900-12-01 16:00
1900-12-01 17:00
1900-12-01 18:00
1900-12-01 19:00
1900-12-01 20:00
1900-12-01 21:00
1900-12-01 22:00
1900-12-01 23:00
1900-12-02
1900-12-02 01:00
1900-12-02 02:00
1900-12-02 03:00
1900-12-02 04:00
1900-12-02 05:00
1900-12-02 06:00
1900-12-02 07:00
1900-12-02 08:00
1900-12-02 09:00
1900-12-02 10:00
1900-12-02 11:00
1900-12-02 12:00
1900-12-02 13:00
1900-12-02 14:00
1900-12-02 15:00
1900-12-02 16:00
1900-12-02 17:00
1900-12-02 18:00
1900-12-02 19:00
1900-12-02 20:00
1900-12-02 21:00
1900-12-02 22:00
1900-12-02 23:00
1900-12-03
1900-12-03 01:00
1900-12-03 02:00
1900-12-03 03:00
1900-12-03 04:00
1900-12-03 05:00
1900-12-03 06:00
1900-12-03 07:00
1900-12-03 08:00
1900-12-03 09:00
1900-12-03 10:00
1900-12-03 11:00
1900-12-03 12:00
1900-12-03 13:00
1900-12-03 14:00
1900-12-03 15:00
1900-12-03 16:00
1900-12-03 17:00
1900-12-03 18:00
1900-12-03 19:00
1900-12-03 20:00
1900-12-03 21:00
1900-12-03 22:00
1900-12-03 23:00
1900-12-04
1900-12-04 01:00
1900-12-04 02:00
1900-12-04 03:00
1900-12-04 04:00
1900-12-04 05:00
1900-12-04 06:00
1900-12-04 07:00
1900-12-04 08:00
1900-12-04 09:00
1900-12-04 10:00
1900-12-04 11:00
1900-12-04 12:00
1900-12-04 13:00
1900-12-04 14:00
1900-12-04 15:00
1900-12-04 16:00
1900-12-04 17:00
1900-12-04 18:00
1900-12-04 19:00
1900-12-04 20:00
1900-12-04 21:00
1900-12-04 22:00
1900-12-04 23:00
1900-12-05
1900-12-05 01:00
1900-12-05 02:00
1900-12-05 03:00
1900-12-05 04:00
1900-12-05 05:00
1900-12-05 06:00
1900-12-05 07:00
1900-12-05 08:00
1900-12-05 09:00
1900-12-05 10:00
1900-12-05 11:00
1900-12-05 12:00
1900-12-05 13:00
1900-12-05 14:00
1900-12-05 15:00
1900-12-05 16:00
1900-12-05 17:00
1900-12-05 18:00
1900-12-05 19:00
1900-12-05 20:00
1900-12-05 21:00
1900-12-05 22:00
1900-12-05 23:00
1900-12-06
1900-12-06 01:00
1900-12-06 02:00
1900-12-06 03:00
1900-12-06 04:00
1900-12-06 05:00
1900-12-06 06:00
1900-12-06 07:00
1900-12-06 08:00
1900-12-06 09:00
1900-12-06 10:00
1900-12-06 11:00
1900-12-06 12:00
1900-12-06 13:00
1900-12-06 14:00
1900-12-06 15:00
1900-12-06 16:00
1900-12-06 17:00
1900-12-06 18:00
1900-12-06 19:00
1900-12-06 20:00
1900-12-06 21:00
1900-12-06 22:00
1900-12-06 23:00
1900-12-07
1900-12-07 01:00
1900-12-07 02:00
1900-12-07 03:00
1900-12-07 04:00
1900-12-07 05:00
1900-12-07 06:00
1900-12-07 07:00
1900-12-07 08:00
1900-12-07 09:00
1900-12-07 10:00
1900-12-07 11:00
1900-12-07 12:00
1900-12-07 13:00
1900-12-07 14:00
1900-12-07 15:00
1900-12-07 16:00
1900-12-07 17:00
1900-12-07 18:00
1900-12-07 19:00
1900-12-07 20:00
1900-12-07 21:00
1900-12-07 22:00
1900-12-07 23:00
1900-12-08
1900-12-08 01:00
1900-12-08 02:00
1900-12-08 03:00
1900-12-08 04:00
1900-12-08 05:00
1900-12-08 06:00
1900-12-08 07:00
1900-12-08 08:00
1900-12-08 09:00
1900-12-08 10:00
1900-12-08 11:00
1900-12-08 12:00
1900-12-08 13:00
1900-12-08 14:00
1900-12-08 15:00
1900-12-08 16:00
1900-12-08 17:00
1900-12-08 18:00
1900-12-08 19:00
1900-12-08 20:00
1900-12-08 21:00
1900-12-08 22:00
1900-12-08 23:00
1900-12-09
1900-12-09 01:00
1900-12-09 02:00
1900-12-09 03:00
1900-12-09 04:00
1900-12-09 05:00
1900-12-09 06:00
1900-12-09 07:00
1900-12-09 08:00
1900-12-09 09:00
1900-12-09 10:00
1900-12-09 11:00
1900-12-09 12:00
1900-12-09 13:00
1900-12-09 14:00
1900-12-09 15:00
1900-12-09 16:00
1900-12-09 17:00
1900-12-09 18:00
1900-12-09 19:00
1900-12-09 20:00
1900-12-09 21:00
1900-12-09 22:00
1900-12-09 23:00
1900-12-10
1900-12-10 01:00
1900-12-10 02:00
1900-12-10 03:00
1900-12-10 04:00
1900-12-10 05:00
1900-12-10 06:00
1900-12-10 07:00
1900-12-10 08:00
1900-12-10 09:00
1900-12-10 10:00
1900-12-10 11:00
1900-12-10 12:00
1900-12-10 13:00
1900-12-10 14:00
1900-12-10 15:00
1900-12-10 16:00
1900-12-10 17:00
1900-12-10 18:00
1900-12-10 19:00
1900-12-10 20:00
1900-12-10 21:00
1900-12-10 22:00
1900-12-10 23:00
1900-12-11
1900-12-11 01:00
1900-12-11 02:00
1900-12-11 03:00
1900-12-11 04:00
1900-12-11 05:00
1900-12-11 06:00
1900-12-11 07:00
1900-12-11 08:00
1900-12-11 09:00
1900-12-11 10:00
1900-12-11 11:00
1900-12-11 12:00
1900-12-11 13:00
1900-12-11 14:00
1900-12-11 15:00
1900-12-11 16:00
1900-12-11 17:00
1900-12-11 18:00
1900-12-11 19:00
1900-12-11 20:00
1900-12-11 21:00
1900-12-11 22:00
1900-12-11 23:00
1900-12-12
1900-12-12 01:00
1900-12-12 02:00
1900-12-12 03:00
1900-12-12 04:00
1900-12-12 05:00
1900-12-12 06:00
1900-12-12 07:00
1900-12-12 08:00
1900-12-12 09:00
1900-12-12 10:00
1900-12-12 11:00
1900-12-12 12:00
1900-12-12 13:00
1900-12-12 14:00
1900-12-12 15:00
1900-12-12 16:00
1900-12-12 17:00
1900-12-12 18:00
1900-12-12 19:00
1900-12-12 20:00
1900-12-12 21:00
1900-12-12 22:00
1900-12-12 23:00
1900-12-13
1900-12-13 01:00
1900-12-13 02:00
1900-12-13 03:00
1900-12-13 04:00
1900-12-13 05:00
1900-12-13 06:00
1900-12-13 07:00
1900-12-13 08:00
1900-12-13 09:00
1900-12-13 10:00
1900-12-13 11:00
1900-12-13 12:00
1900-12-13 13:00
1900-12-13 14:00
1900-12-13 15:00
1900-12-13 16:00
1900-12-13 17:00
1900-12-13 18:00
1900-12-13 19:00
1900-12-13 20:00
1900-12-13 21:00
1900-12-13 22:00
1900-12-13 23:00
1900-12-14
1900-12-14 01:00
1900-12-14 02:00
1900-12-14 03:00
1900-12-14 04:00
1900-12-14 05:00
1900-12-14 06:00
1900-12-14 07:00
1900-12-14 08:00
1900-12-14 09:00
1900-12-14 10:00
1900-12-14 11:00
1900-12-14 12:00
1900-12-14 13:00
1900-12-14 14:00
1900-12-14 15:00
1900-12-14 16:00
1900-12-14 17:00
1900-12-14 18:00
1900-12-14 19:00
1900-12-14 20:00
1900-12-14 21:00
1900-12-14 22:00
1900-12-14 23:00
1900-12-15
1900-12-15 01:00
1900-12-15 02:00
1900-12-15 03:00
1900-12-15 04:00
1900-12-15 05:00
1900-12-15 06:00
1900-12-15 07:00
1900-12-15 08:00
1900-12-15 09:00
1900-12-15 10:00
1900-12-15 11:00
1900-12-15 12:00
1900-12-15 13:00
1900-12-15 14:00
1900-12-15 15:00
1900-12-15 16:00
1900-12-15 17:00
1900-12-15 18:00
1900-12-15 19:00
1900-12-15 20:00
1900-12-15 21:00
1900-12-15 22:00
1900-12-15 23:00
1900-12-16
1900-12-16 01:00
1900-12-16 02:00
1900-12-16 03:00
1900-12-16 04:00
1900-12-16 05:00
1900-12-16 06:00
1900-12-16 07:00
1900-12-16 08:00
1900-12-16 09:00
1900-12-16 10:00
1900-12-16 11:00
1900-12-16 12:00
1900-12-16 13:00
1900-12-16 14:00
1900-12-16 15:00
1900-12-16 16:00
1900-12-16 17:00
1900-12-16 18:00
1900-12-16 19:00
1900-12-16 20:00
1900-12-16 21:00
1900-12-16 22:00
1900-12-16 23:00
1900-12-17
1900-12-17 01:00
1900-12-17 02:00
1900-12-17 03:00
1900-12-17 04:00
1900-12-17 05:00
1900-12-17 06:00
1900-12-17 07:00
1900-12-17 08:00
1900-12-17 09:00
1900-12-17 10:00
1900-12-17 11:00
1900-12-17 12:00
1900-12-17 13:00
1900-12-17 14:00
1900-12-17 15:00
1900-12-17 16:00
1900-12-17 17:00
1900-12-17 18:00
1900-12-17 19:00
1900-12-17 20:00
1900-12-17 21:00
1900-12-17 22:00
1900-12-17 23:00
1900-12-18
1900-12-18 01:00
1900-12-18 02:00
1900-12-18 03:00
1900-12-18 04:00
1900-12-18 05:00
1900-12-18 06:00
1900-12-18 07:00
1900-12-18 08:00
1900-12-18 09:00
1900-12-18 10:00
1900-12-18 11:00
1900-12-18 12:00
1900-12-18 13:00
1900-12-18 14:00
1900-12-18 15:00
1900-12-18 16:00
1900-12-18 17:00
1900-12-18 18:00
1900-12-18 19:00
1900-12-18 20:00
1900-12-18 21:00
1900-12-18 22:00
1900-12-18 23:00
1900-12-19
1900-12-19 01:00
1900-12-19 02:00
1900-12-19 03:00
1900-12-19 04:00
1900-12-19 05:00
1900-12-19 06:00
1900-12-19 07:00
1900-12-19 08:00
1900-12-19 09:00
1900-12-19 10:00
1900-12-19 11:00
1900-12-19 12:00
1900-12-19 13:00
1900-12-19 14:00
1900-12-19 15:00
1900-12-19 16:00
1900-12-19 17:00
1900-12-19 18:00
1900-12-19 19:00
1900-12-19 20:00
1900-12-19 21:00
1900-12-19 22:00
1900-12-19 23:00
1900-12-20
1900-12-20 01:00
1900-12-20 02:00
1900-12-20 03:00
1900-12-20 04:00
1900-12-20 05:00
1900-12-20 06:00
1900-12-20 07:00
1900-12-20 08:00
1900-12-20 09:00
1900-12-20 10:00
1900-12-20 11:00
1900-12-20 12:00
1900-12-20 13:00
1900-12-20 14:00
1900-12-20 15:00
1900-12-20 16:00
1900-12-20 17:00
1900-12-20 18:00
1900-12-20 19:00
1900-12-20 20:00
1900-12-20 21:00
1900-12-20 22:00
1900-12-20 23:00
1900-12-21
1900-12-21 01:00
1900-12-21 02:00
1900-12-21 03:00
1900-12-21 04:00
1900-12-21 05:00
1900-12-21 06:00
1900-12-21 07:00
1900-12-21 08:00
1900-12-21 09:00
1900-12-21 10:00
1900-12-21 11:00
1900-12-21 12:00
1900-12-21 13:00
1900-12-21 14:00
1900-12-21 15:00
1900-12-21 16:00
1900-12-21 17:00
1900-12-21 18:00
1900-12-21 19:00
1900-12-21 20:00
1900-12-21 21:00
1900-12-21 22:00
1900-12-21 23:00
1900-12-22
1900-12-22 01:00
1900-12-22 02:00
1900-12-22 03:00
1900-12-22 04:00
1900-12-22 05:00
1900-12-22 06:00
1900-12-22 07:00
1900-12-22 08:00
1900-12-22 09:00
1900-12-22 10:00
1900-12-22 11:00
1900-12-22 12:00
1900-12-22 13:00
1900-12-22 14:00
1900-12-22 15:00
1900-12-22 16:00
1900-12-22 17:00
1900-12-22 18:00
1900-12-22 19:00
1900-12-22 20:00
1900-12-22 21:00
1900-12-22 22:00
1900-12-22 23:00
1900-12-23
1900-12-23 01:00
1900-12-23 02:00
1900-12-23 03:00
1900-12-23 04:00
1900-12-23 05:00
1900-12-23 06:00
1900-12-23 07:00
1900-12-23 08:00
1900-12-23 09:00
1900-12-23 10:00
1900-12-23 11:00
1900-12-23 12:00
1900-12-23 13:00
1900-12-23 14:00
1900-12-23 15:00
1900-12-23 16:00
1900-12-23 17:00
1900-12-23 18:00
1900-12-23 19:00
1900-12-23 20:00
1900-12-23 21:00
1900-12-23 22:00
1900-12-23 23:00
1900-12-24
1900-12-24 01:00
1900-12-24 02:00
1900-12-24 03:00
1900-12-24 04:00
1900-12-24 05:00
1900-12-24 06:00
1900-12-24 07:00
1900-12-24 08:00
1900-12-24 09:00
1900-12-24 10:00
1900-12-24 11:00
1900-12-24 12:00
1900-12-24 13:00
1900-12-24 14:00
1900-12-24 15:00
1900-12-24 16:00
1900-12-24 17:00
1900-12-24 18:00
1900-12-24 19:00
1900-12-24 20:00
1900-12-24 21:00
1900-12-24 22:00
1900-12-24 23:00
1900-12-25
1900-12-25 01:00
1900-12-25 02:00
1900-12-25 03:00
1900-12-25 04:00
1900-12-25 05:00
1900-12-25 06:00
1900-12-25 07:00
1900-12-25 08:00
1900-12-25 09:00
1900-12-25 10:00
1900-12-25 11:00
1900-12-25 12:00
1900-12-25 13:00
1900-12-25 14:00
1900-12-25 15:00
1900-12-25 16:00
1900-12-25 17:00
1900-12-25 18:00
1900-12-25 19:00
1900-12-25 20:00
1900-12-25 21:00
1900-12-25 22:00
1900-12-25 23:00
1900-12-26
1900-12-26 01:00
1900-12-26 02:00
1900-12-26 03:00
1900-12-26 04:00
1900-12-26 05:00
1900-12-26 06:00
1900-12-26 07:00
1900-12-26 08:00
1900-12-26 09:00
1900-12-26 10:00
1900-12-26 11:00
1900-12-26 12:00
1900-12-26 13:00
1900-12-26 14:00
1900-12-26 15:00
1900-12-26 16:00
1900-12-26 17:00
1900-12-26 18:00
1900-12-26 19:00
1900-12-26 20:00
1900-12-26 21:00
1900-12-26 22:00
1900-12-26 23:00
1900-12-27
1900-12-27 01:00
1900-12-27 02:00
1900-12-27 03:00
1900-12-27 04:00
1900-12-27 05:00
1900-12-27 06:00
1900-12-27 07:00
1900-12-27 08:00
1900-12-27 09:00
1900-12-27 10:00
1900-12-27 11:00
1900-12-27 12:00
1900-12-27 13:00
1900-12-27 14:00
1900-12-27 15:00
1900-12-27 16:00
1900-12-27 17:00
1900-12-27 18:00
1900-12-27 19:00
1900-12-27 20:00
1900-12-27 21:00
1900-12-27 22:00
1900-12-27 23:00
1900-12-28
1900-12-28 01:00
1900-12-28 02:00
1900-12-28 03:00
1900-12-28 04:00
1900-12-28 05:00
1900-12-28 06:00
1900-12-28 07:00
1900-12-28 08:00
1900-12-28 09:00
1900-12-28 10:00
1900-12-28 11:00
1900-12-28 12:00
1900-12-28 13:00
1900-12-28 14:00
1900-12-28 15:00
1900-12-28 16:00
1900-12-28 17:00
1900-12-28 18:00
1900-12-28 19:00
1900-12-28 20:00
1900-12-28 21:00
1900-12-28 22:00
1900-12-28 23:00
1900-12-29
1900-12-29 01:00
1900-12-29 02:00
1900-12-29 03:00
1900-12-29 04:00
1900-12-29 05:00
1900-12-29 06:00
1900-12-29 07:00
1900-12-29 08:00
1900-12-29 09:00
1900-12-29 10:00
1900-12-29 11:00
1900-12-29 12:00
1900-12-29 13:00
1900-12-29 14:00
1900-12-29 15:00
1900-12-29 16:00
1900-12-29 17:00
1900-12-29 18:00
1900-12-29 19:00
1900-12-29 20:00
1900-12-29 21:00
1900-12-29 22:00
1900-12-29 23:00
1900-12-30
1900-12-30 01:00
1900-12-30 02:00
1900-12-30 03:00
1900-12-30 04:00
1900-12-30 05:00
1900-12-30 06:00
1900-12-30 07:00
1900-12-30 08:00
1900-12-30 09:00
1900-12-30 10:00
1900-12-30 11:00
1900-12-30 12:00
1900-12-30 13:00
1900-12-30 14:00
1900-12-30 15:00
1900-12-30 16:00
1900-12-30 17:00
1900-12-30 18:00
1900-12-30 19:00
1900-12-30 20:00
1900-12-30 21:00
1900-12-30 22:00
1900-12-30 23:00
1900-12-31
1900-12-31 01:00
1900-12-31 02:00
1900-12-31 03:00
1900-12-31 04:00
1900-12-31 05:00
1900-12-31 06:00
1900-12-31 07:00
1900-12-31 08:00
1900-12-31 09:00
1900-12-31 10:00
1900-12-31 11:00
1900-12-31 12:00
1900-12-31 13:00
1900-12-31 14:00
1900-12-31 15:00
1900-12-31 16:00
1900-12-31 17:00
1900-12-31 18:00
1900-12-31 19:00
1900-12-31 20:00
1900-12-31 21:00
1900-12-31 22:00
1900-12-31 23:00
1901-01-01
1901-01-01 01:00
1901-01-01 02:00
1901-01-01 03:00
1901-01-01 04:00
1901-01-01 05:00
1901-01-01 06:00
1901-01-01 07:00
1901-01-01 08:00
1901-01-01 09:00
1901-01-01 10:00
1901-01-01 11:00
1901-01-01 12:00
1901-01-01 13:00
1901-01-01 14:00
1901-01-01 15:00
1901-01-01 16:00
1901-01-01 17:00
1901-01-01 18:00
1901-01-01 19:00
1901-01-01 20:00
1901-01-01 21:00
1901-01-01 22:00
1901-01-01 23:00
1901-01-02
1901-01-02 01:00
1901-01-02 02:00
1901-01-02 03:00
1901-01-02 04:00
1901-01-02 05:00
1901-01-02 06:00
1901-01-02 07:00
1901-01-02 08:00
1901-01-02 09:00
1901-01-02 10:00
1901-01-02 11:00
1901-01-02 12:00
1901-01-02 13:00
1901-01-02 14:00
1901-01-02 15:00
1901-01-02 16:00
1901-01-02 17:00
1901-01-02 18:00
1901-01-02 19:00
1901-01-02 20:00
1901-01-02 21:00
1901-01-02 22:00
1901-01-02 23:00
1901-01-03
1901-01-03 01:00
1901-01-03 02:00
1901-01-03 03:00
1901-01-03 04:00
1901-01-03 05:00
1901-01-03 06:00
1901-01-03 07:00
1901-01-03 08:00
1901-01-03 09:00
1901-01-03 10:00
1901-01-03 11:00
1901-01-03 12:00
1901-01-03 13:00
1901-01-03 14:00
1901-01-03 15:00
1901-01-03 16:00
1901-01-03 17:00
1901-01-03 18:00
1901-01-03 19:00
1901-01-03 20:00
1901-01-03 21:00
1901-01-03 22:00
1901-01-03 23:00
1901-01-04
1901-01-04 01:00
1901-01-04 02:00
1901-01-04 03:00
1901-01-04 04:00
1901-01-04 05:00
1901-01-04 06:00
1901-01-04 07:00
1901-01-04 08:00
1901-01-04 09:00
1901-01-04 10:00
1901-01-04 11:00
1901-01-04 12:00
1901-01-04 13:00
1901-01-04 14:00
1901-01-04 15:00
1901-01-04 16:00
1901-01-04 17:00
1901-01-04 18:00
1901-01-04 19:00
1901-01-04 20:00
1901-01-04 21:00
1901-01-04 22:00
1901-01-04 23:00
1901-01-05
1901-01-05 01:00
1901-01-05 02:00
1901-01-05 03:00
1901-01-05 04:00
1901-01-05 05:00
1901-01-05 06:00
1901-01-05 07:00
1901-01-05 08:00
1901-01-05 09:00
1901-01-05 10:00
1901-01-05 11:00
1901-01-05 12:00
1901-01-05 13:00
1901-01-05 14:00
1901-01-05 15:00
1901-01-05 16:00
1901-01-05 17:00
1901-01-05 18:00
1901-01-05 19:00
1901-01-05 20:00
1901-01-05 21:00
1901-01-05 22:00
1901-01-05 23:00
1901-01-06
1901-01-06 01:00
1901-01-06 02:00
1901-01-06 03:00
1901-01-06 04:00
1901-01-06 05:00
1901-01-06 06:00
1901-01-06 07:00
1901-01-06 08:00
1901-01-06 09:00
1901-01-06 10:00
1901-01-06 11:00
1901-01-06 12:00
1901-01-06 13:00
1901-01-06 14:00
1901-01-06 15:00
1901-01-06 16:00
1901-01-06 17:00
1901-01-06 18:00
1901-01-06 19:00
1901-01-06 20:00
1901-01-06 21:00
1901-01-06 22:00
1901-01-06 23:00
1901-01-07
1901-01-07 01:00
1901-01-07 02:00
1901-01-07 03:00
1901-01-07 04:00
1901-01-07 05:00
1901-01-07 06:00
1901-01-07 07:00
1901-01-07 08:00
1901-01-07 09:00
1901-01-07 10:00
1901-01-07 11:00
1901-01-07 12:00
1901-01-07 13:00
1901-01-07 14:00
1901-01-07 15:00
1901-01-07 16:00
1901-01-07 17:00
1901-01-07 18:00
1901-01-07 19:00
1901-01-07 20:00
1901-01-07 21:00
1901-01-07 22:00
1901-01-07 23:00
1901-01-08
1901-01-08 01:00
1901-01-08 02:00
1901-01-08 03:00
1901-01-08 04:00
1901-01-08 05:00
1901-01-08 06:00
1901-01-08 07:00
1901-01-08 08:00
1901-01-08 09:00
1901-01-08 10:00
1901-01-08 11:00
1901-01-08 12:00
1901-01-08 13:00
1901-01-08 14:00
1901-01-08 15:00
1901-01-08 16:00
1901-01-08 17:00
1901-01-08 18:00
1901-01-08 19:00
1901-01-08 20:00
1901-01-08 21:00
1901-01-08 22:00
1901-01-08 23:00
1901-01-09
1901-01-09 01:00
1901-01-09 02:00
1901-01-09 03:00
1901-01-09 04:00
1901-01-09 05:00
1901-01-09 06:00
1901-01-09 07:00
1901-01-09 08:00
1901-01-09 09:00
1901-01-09 10:00
1901-01-09 11:00
1901-01-09 12:00
1901-01-09 13:00
1901-01-09 14:00
1901-01-09 15:00
1901-01-09 16:00
1901-01-09 17:00
1901-01-09 18:00
1901-01-09 19:00
1901-01-09 20:00
1901-01-09 21:00
1901-01-09 22:00
1901-01-09 23:00
1901-01-10
1901-01-10 01:00
1901-01-10 02:00
1901-01-10 03:00
1901-01-10 04:00
1901-01-10 05:00
1901-01-10 06:00
1901-01-10 07:00
1901-01-10 08:00
1901-01-10 09:00
1901-01-10 10:00
1901-01-10 11:00
1901-01-10 12:00
1901-01-10 13:00
1901-01-10 14:00
1901-01-10 15:00
1901-01-10 16:00
1901-01-10 17:00
1901-01-10 18:00
1901-01-10 19:00
1901-01-10 20:00
1901-01-10 21:00
1901-01-10 22:00
1901-01-10 23:00
1901-01-11
1901-01-11 01:00
1901-01-11 02:00
1901-01-11 03:00
1901-01-11 04:00
1901-01-11 05:00
1901-01-11 06:00
1901-01-11 07:00
1901-01-11 08:00
1901-01-11 09:00
1901-01-11 10:00
1901-01-11 11:00
1901-01-11 12:00
1901-01-11 13:00
1901-01-11 14:00
1901-01-11 15:00
1901-01-11 16:00
1901-01-11 17:00
1901-01-11 18:00
1901-01-11 19:00
1901-01-11 20:00
1901-01-11 21:00
1901-01-11 22:00
1901-01-11 23:00
1901-01-12
1901-01-12 01:00
1901-01-12 02:00
1901-01-12 03:00
1901-01-12 04:00
1901-01-12 05:00
1901-01-12 06:00
1901-01-12 07:00
1901-01-12 08:00
1901-01-12 09:00
1901-01-12 10:00
1901-01-12 11:00
1901-01-12 12:00
1901-01-12 13:00
1901-01-12 14:00
1901-01-12 15:00
1901-01-12 16:00
1901-01-12 17:00
1901-01-12 18:00
1901-01-12 19:00
1901-01-12 20:00
1901-01-12 21:00
1901-01-12 22:00
1901-01-12 23:00
1901-01-13
1901-01-13 01:00
1901-01-13 02:00
1901-01-13 03:00
1901-01-13 04:00
1901-01-13 05:00
1901-01-13 06:00
1901-01-13 07:00
1901-01-13 08:00
1901-01-13 09:00
1901-01-13 10:00
1901-01-13 11:00
1901-01-13 12:00
1901-01-13 13:00
1901-01-13 14:00
1901-01-13 15:00
1901-01-13 16:00
1901-01-13 17:00
1901-01-13 18:00
1901-01-13 19:00
1901-01-13 20:00
1901-01-13 21:00
1901-01-13 22:00
1901-01-13 23:00
1901-01-14
1901-01-14 01:00
1901-01-14 02:00
1901-01-14 03:00
1901-01-14 04:00
1901-01-14 05:00
1901-01-14 06:00
1901-01-14 07:00
1901-01-14 08:00
1901-01-14 09:00
1901-01-14 10:00
1901-01-14 11:00
1901-01-14 12:00
1901-01-14 13:00
1901-01-14 14:00
1901-01-14 15:00
1901-01-14 16:00
1901-01-14 17:00
1901-01-14 18:00
1901-01-14 19:00
1901-01-14 20:00
1901-01-14 21:00
1901-01-14 22:00
1901-01-14 23:00
1901-01-15
1901-01-15 01:00
1901-01-15 02:00
1901-01-15 03:00
1901-01-15 04:00
1901-01-15 05:00
1901-01-15 06:00
1901-01-15 07:00
1901-01-15 08:00
1901-01-15 09:00
1901-01-15 10:00
1901-01-15 11:00
1901-01-15 12:00
1901-01-15 13:00
1901-01-15 14:00
1901-01-15 15:00
1901-01-15 16:00
1901-01-15 17:00
1901-01-15 18:00
1901-01-15 19:00
1901-01-15 20:00
1901-01-15 21:00
1901-01-15 22:00
1901-01-15 23:00
1901-01-16
1901-01-16 01:00
1901-01-16 02:00
1901-01-16 03:00
1901-01-16 04:00
1901-01-16 05:00
1901-01-16 06:00
1901-01-16 07:00
1901-01-16 08:00
1901-01-16 09:00
1901-01-16 10:00
1901-01-16 11:00
1901-01-16 12:00
1901-01-16 13:00
1901-01-16 14:00
1901-01-16 15:00
1901-01-16 16:00
1901-01-16 17:00
1901-01-16 18:00
1901-01-16 19:00
1901-01-16 20:00
1901-01-16 21:00
1901-01-16 22:00
1901-01-16 23:00
1901-01-17
1901-01-17 01:00
1901-01-17 02:00
1901-01-17 03:00
1901-01-17 04:00
1901-01-17 05:00
1901-01-17 06:00
1901-01-17 07:00
1901-01-17 08:00
1901-01-17 09:00
1901-01-17 10:00
1901-01-17 11:00
1901-01-17 12:00
1901-01-17 13:00
1901-01-17 14:00
1901-01-17 15:00
1901-01-17 16:00
1901-01-17 17:00
1901-01-17 18:00
1901-01-17 19:00
1901-01-17 20:00
1901-01-17 21:00
1901-01-17 22:00
1901-01-17 23:00
1901-01-18
1901-01-18 01:00
1901-01-18 02:00
1901-01-18 03:00
1901-01-18 04:00
1901-01-18 05:00
1901-01-18 06:00
1901-01-18 07:00
1901-01-18 08:00
1901-01-18 09:00
1901-01-18 10:00
1901-01-18 11:00
1901-01-18 12:00
1901-01-18 13:00
1901-01-18 14:00
1901-01-18 15:00
1901-01-18 16:00
1901-01-18 17:00
1901-01-18 18:00
1901-01-18 19:00
1901-01-18 20:00
1901-01-18 21:00
1901-01-18 22:00
Formulas:
Start Date = IFERROR([Start Date, row above]+1/24,"")

## STEP 3e Local Bias Adjustment 5 (hidden)
[17 empty] | Bias 3 Period | Triplicate Average | Reference Conc+ | Tube 1 µgm-3 | Tube 2 µgm-3 | Tube 3 µgm-3 | Average | Montlhly df | Coefficient of Variation (CV) | STDEV ^2 * df | Period Mean | Ref/Tub_1 | Ref/Tub_2 | Ref/Tub_3 | Average Ref/Tub |  | STDEV ^2 | STDEV ^2 * df | Data Capture | Tub/Ref_1 | Tub/Ref_2 | Tub/Ref_3 | Average Ref/Tub |  | STDEV ^2 * df | Cm | Dm
[17 empty] | 1 | Poor Data | Poor Data | * | * | * | * | * | * | * | * | * | * | * | * | * | * | * | * | * | * | * | * | * | * | * | *
| Local Bias Adjustment 5 | [15 empty] | 2 | Poor Data | Poor Data | * | * | * | * | * | * | * | * | * | * | * | * | * | * | * | * | * | * | * | * | * | * | * | *
[9 empty] | 1 | [7 empty] | 3 | Poor Data | Poor Data | * | * | * | * | * | * | * | * | * | * | * | * | * | * | * | * | * | * | * | * | * | * | * | *
| Enter data into the pink cells | [7 empty] | 2 | [7 empty] | 4 | Poor Data | Poor Data | * | * | * | * | * | * | * | * | * | * | * | * | * | * | * | * | * | * | * | * | * | * | * | *
[9 empty] | 3 | [7 empty] | 5 | Poor Data | Poor Data | * | * | * | * | * | * | * | * | * | * | * | * | * | * | * | * | * | * | * | * | * | * | * | *
[9 empty] | 4 | [7 empty] | 6 | Poor Data | Poor Data | * | * | * | * | * | * | * | * | * | * | * | * | * | * | * | * | * | * | * | * | * | * | * | *
i) Enter co-located diffusion tube period means | [16 empty] | 7 | Poor Data | Poor Data | * | * | * | * | * | * | * | * | * | * | * | * | * | * | * | * | * | * | * | * | * | * | * | *
[17 empty] | 8 | Poor Data | Poor Data | * | * | * | * | * | * | * | * | * | * | * | * | * | * | * | * | * | * | * | * | * | * | * | *
Period | NO2 Period Mean (µg/m3) |  |  | Triplicate Mean | Standard Deviation | Coefficient of Variation (CV) | 95% CI of Mean | Data Quality Check | [8 empty] | 9 | Poor Data | Poor Data | * | * | * | * | * | * | * | * | * | * | * | * | * | * | * | * | * | * | * | * | * | * | * | *
| Tube 1 | Tube 2 | Tube 3 | [13 empty] | 10 | Poor Data | Poor Data | * | * | * | * | * | * | * | * | * | * | * | * | * | * | * | * | * | * | * | * | * | * | * | *
1 | [16 empty] | 11 | Poor Data | Poor Data | * | * | * | * | * | * | * | * | * | * | * | * | * | * | * | * | * | * | * | * | * | * | * | *
2 | [16 empty] | 12 | Poor Data | Poor Data | * | * | * | * | * | * | * | * | * | * | * | * | * | * | * | * | * | * | * | * | * | * | * | *
3 | [17 empty] | #DIV/0! | #DIV/0! |  |  | Average | #DIV/0! |  | #DIV/0! |  | #DIV/0! |  | Average= | #DIV/0! | #DIV/0! | sm | se | se | #DIV/0! |  | Average= | #DIV/0! | #DIV/0! | sm | se | #DIV/0! | #DIV/0!
4 | [20 empty] | Stdev monthly means | Stdev monthly means | #DIV/0! | se |  | #DIV/0! |  |  | Stdev= | #DIV/0! | #DIV/0! | #DIV/0! | #DIV/0! | #DIV/0! |  |  | Stdev= | #DIV/0! | #DIV/0! | #DIV/0! | #DIV/0! | #DIV/0! | #DIV/0!
5 | [19 empty] | #DIV/0! |  | N= | 0 | [5 empty] | N= | 0 | 0 | #DIV/0! |  |  |  |  | N= | 0 | 0 | #DIV/0! |  | #DIV/0! | #DIV/0!
6 | [21 empty] | 95% CI | #NUM! | [5 empty] | 95% CI | #NUM! | #NUM! | [5 empty] | 95% CI | #NUM! | #NUM! | #DIV/0! |  | #DIV/0! | #DIV/0!
7 | [28 empty] | #NUM! | #NUM! | [9 empty] | #DIV/0!
8
9
10
11
12
[9 empty] | 0 | Good
ii) Enter co-located continuous monitor hourly monitoring data | [8 empty] | #DIV/0! | #DIV/0!
Start Date |  |  |  |  | Period | Period Mean | Data Capture (%) | Data Quality Check |  | Tube On | Tube Off | Day Count | Maximum Count | % TDC | CS1 Conc | CS1 % DC
Start Time |  |  |  |  | 1 |  | 0% |  | 1 | 2024-01-04 | 2024-02-02 | 29 | 696 | 0.089783 |  | 0%
[5 empty] | 2 |  | 0% |  | 2 | 2024-02-02 | 2024-03-04 | 31 | 744 | 0.095975 |  | 0%
Date & Time | NO2 Hourly Concentrations (µg/m3) |  |  |  | 3 |  | 0% |  | 3 | 2024-03-04 | 2024-04-06 | 33 | 792 | 0.10217 |  | 0%
[5 empty] | 4 |  | 0% |  | 4 | 2024-04-06 | 2024-05-04 | 28 | 672 | 0.086687 |  | 0%
0 |  |  |  |  | 5 |  | 0% |  | 5 | 2024-05-04 | 2024-06-01 | 28 | 672 | 0.086687 |  | 0%
0.041667 |  |  |  |  | 6 |  | 0% |  | 6 | 2024-06-01 | 2024-07-05 | 34 | 816 | 0.10526 |  | 0%
0.083333 |  |  |  |  | 7 |  |  |  | 7 | 0 | 0 | 0 | 0 | 0 |  | #DIV/0!
0.125 |  |  |  |  | 8 |  |  |  | 8 | 0 | 0 | 0 | 0 | 0 |  | #DIV/0!
0.16667 |  |  |  |  | 9 |  | 0% |  | 9 | 2024-08-23 | 2024-09-28 | 36 | 864 | 0.11146 |  | 0%
0.20833 |  |  |  |  | 10 |  | 0% |  | 10 | 2024-09-28 | 2024-11-08 | 41 | 984 | 0.12693 |  | 0%
0.25 |  |  |  |  | 11 |  | 0% |  | 11 | 2024-11-08 | 2024-12-10 | 32 | 768 | 0.099071 |  | 0%
0.29167 |  |  |  |  | 12 |  | 0% |  | 12 | 2024-12-10 | 2025-01-10 | 31 | 744 | 0.095975 |  | 0%
0.33333 | [8 empty] | Data Capture | 0%
0.375
0.41667
0.45833
0.5
0.54167
0.58333
0.625
0.66667
0.70833
0.75
0.79167
0.83333
0.875
0.91667
0.95833
1
1899-12-31 01:00
1899-12-31 02:00
1899-12-31 03:00
1899-12-31 04:00
1899-12-31 05:00
1899-12-31 06:00
1899-12-31 07:00
1899-12-31 08:00
1899-12-31 09:00
1899-12-31 10:00
1899-12-31 11:00
1899-12-31 12:00
1899-12-31 13:00
1899-12-31 14:00
1899-12-31 15:00
1899-12-31 16:00
1899-12-31 17:00
1899-12-31 18:00
1899-12-31 19:00
1899-12-31 20:00
1899-12-31 21:00
1899-12-31 22:00
1899-12-31 23:00
1900-01-01
1900-01-01 01:00
1900-01-01 02:00
1900-01-01 03:00
1900-01-01 04:00
1900-01-01 05:00
1900-01-01 06:00
1900-01-01 07:00
1900-01-01 08:00
1900-01-01 09:00
1900-01-01 10:00
1900-01-01 11:00
1900-01-01 12:00
1900-01-01 13:00
1900-01-01 14:00
1900-01-01 15:00
1900-01-01 16:00
1900-01-01 17:00
1900-01-01 18:00
1900-01-01 19:00
1900-01-01 20:00
1900-01-01 21:00
1900-01-01 22:00
1900-01-01 23:00
1900-01-02
1900-01-02 01:00
1900-01-02 02:00
1900-01-02 03:00
1900-01-02 04:00
1900-01-02 05:00
1900-01-02 06:00
1900-01-02 07:00
1900-01-02 08:00
1900-01-02 09:00
1900-01-02 10:00
1900-01-02 11:00
1900-01-02 12:00
1900-01-02 13:00
1900-01-02 14:00
1900-01-02 15:00
1900-01-02 16:00
1900-01-02 17:00
1900-01-02 18:00
1900-01-02 19:00
1900-01-02 20:00
1900-01-02 21:00
1900-01-02 22:00
1900-01-02 23:00
1900-01-03
1900-01-03 01:00
1900-01-03 02:00
1900-01-03 03:00
1900-01-03 04:00
1900-01-03 05:00
1900-01-03 06:00
1900-01-03 07:00
1900-01-03 08:00
1900-01-03 09:00
1900-01-03 10:00
1900-01-03 11:00
1900-01-03 12:00
1900-01-03 13:00
1900-01-03 14:00
1900-01-03 15:00
1900-01-03 16:00
1900-01-03 17:00
1900-01-03 18:00
1900-01-03 19:00
1900-01-03 20:00
1900-01-03 21:00
1900-01-03 22:00
1900-01-03 23:00
1900-01-04
1900-01-04 01:00
1900-01-04 02:00
1900-01-04 03:00
1900-01-04 04:00
1900-01-04 05:00
1900-01-04 06:00
1900-01-04 07:00
1900-01-04 08:00
1900-01-04 09:00
1900-01-04 10:00
1900-01-04 11:00
1900-01-04 12:00
1900-01-04 13:00
1900-01-04 14:00
1900-01-04 15:00
1900-01-04 16:00
1900-01-04 17:00
1900-01-04 18:00
1900-01-04 19:00
1900-01-04 20:00
1900-01-04 21:00
1900-01-04 22:00
1900-01-04 23:00
1900-01-05
1900-01-05 01:00
1900-01-05 02:00
1900-01-05 03:00
1900-01-05 04:00
1900-01-05 05:00
1900-01-05 06:00
1900-01-05 07:00
1900-01-05 08:00
1900-01-05 09:00
1900-01-05 10:00
1900-01-05 11:00
1900-01-05 12:00
1900-01-05 13:00
1900-01-05 14:00
1900-01-05 15:00
1900-01-05 16:00
1900-01-05 17:00
1900-01-05 18:00
1900-01-05 19:00
1900-01-05 20:00
1900-01-05 21:00
1900-01-05 22:00
1900-01-05 23:00
1900-01-06
1900-01-06 01:00
1900-01-06 02:00
1900-01-06 03:00
1900-01-06 04:00
1900-01-06 05:00
1900-01-06 06:00
1900-01-06 07:00
1900-01-06 08:00
1900-01-06 09:00
1900-01-06 10:00
1900-01-06 11:00
1900-01-06 12:00
1900-01-06 13:00
1900-01-06 14:00
1900-01-06 15:00
1900-01-06 16:00
1900-01-06 17:00
1900-01-06 18:00
1900-01-06 19:00
1900-01-06 20:00
1900-01-06 21:00
1900-01-06 22:00
1900-01-06 23:00
1900-01-07
1900-01-07 01:00
1900-01-07 02:00
1900-01-07 03:00
1900-01-07 04:00
1900-01-07 05:00
1900-01-07 06:00
1900-01-07 07:00
1900-01-07 08:00
1900-01-07 09:00
1900-01-07 10:00
1900-01-07 11:00
1900-01-07 12:00
1900-01-07 13:00
1900-01-07 14:00
1900-01-07 15:00
1900-01-07 16:00
1900-01-07 17:00
1900-01-07 18:00
1900-01-07 19:00
1900-01-07 20:00
1900-01-07 21:00
1900-01-07 22:00
1900-01-07 23:00
1900-01-08
1900-01-08 01:00
1900-01-08 02:00
1900-01-08 03:00
1900-01-08 04:00
1900-01-08 05:00
1900-01-08 06:00
1900-01-08 07:00
1900-01-08 08:00
1900-01-08 09:00
1900-01-08 10:00
1900-01-08 11:00
1900-01-08 12:00
1900-01-08 13:00
1900-01-08 14:00
1900-01-08 15:00
1900-01-08 16:00
1900-01-08 17:00
1900-01-08 18:00
1900-01-08 19:00
1900-01-08 20:00
1900-01-08 21:00
1900-01-08 22:00
1900-01-08 23:00
1900-01-09
1900-01-09 01:00
1900-01-09 02:00
1900-01-09 03:00
1900-01-09 04:00
1900-01-09 05:00
1900-01-09 06:00
1900-01-09 07:00
1900-01-09 08:00
1900-01-09 09:00
1900-01-09 10:00
1900-01-09 11:00
1900-01-09 12:00
1900-01-09 13:00
1900-01-09 14:00
1900-01-09 15:00
1900-01-09 16:00
1900-01-09 17:00
1900-01-09 18:00
1900-01-09 19:00
1900-01-09 20:00
1900-01-09 21:00
1900-01-09 22:00
1900-01-09 23:00
1900-01-10
1900-01-10 01:00
1900-01-10 02:00
1900-01-10 03:00
1900-01-10 04:00
1900-01-10 05:00
1900-01-10 06:00
1900-01-10 07:00
1900-01-10 08:00
1900-01-10 09:00
1900-01-10 10:00
1900-01-10 11:00
1900-01-10 12:00
1900-01-10 13:00
1900-01-10 14:00
1900-01-10 15:00
1900-01-10 16:00
1900-01-10 17:00
1900-01-10 18:00
1900-01-10 19:00
1900-01-10 20:00
1900-01-10 21:00
1900-01-10 22:00
1900-01-10 23:00
1900-01-11
1900-01-11 01:00
1900-01-11 02:00
1900-01-11 03:00
1900-01-11 04:00
1900-01-11 05:00
1900-01-11 06:00
1900-01-11 07:00
1900-01-11 08:00
1900-01-11 09:00
1900-01-11 10:00
1900-01-11 11:00
1900-01-11 12:00
1900-01-11 13:00
1900-01-11 14:00
1900-01-11 15:00
1900-01-11 16:00
1900-01-11 17:00
1900-01-11 18:00
1900-01-11 19:00
1900-01-11 20:00
1900-01-11 21:00
1900-01-11 22:00
1900-01-11 23:00
1900-01-12
1900-01-12 01:00
1900-01-12 02:00
1900-01-12 03:00
1900-01-12 04:00
1900-01-12 05:00
1900-01-12 06:00
1900-01-12 07:00
1900-01-12 08:00
1900-01-12 09:00
1900-01-12 10:00
1900-01-12 11:00
1900-01-12 12:00
1900-01-12 13:00
1900-01-12 14:00
1900-01-12 15:00
1900-01-12 16:00
1900-01-12 17:00
1900-01-12 18:00
1900-01-12 19:00
1900-01-12 20:00
1900-01-12 21:00
1900-01-12 22:00
1900-01-12 23:00
1900-01-13
1900-01-13 01:00
1900-01-13 02:00
1900-01-13 03:00
1900-01-13 04:00
1900-01-13 05:00
1900-01-13 06:00
1900-01-13 07:00
1900-01-13 08:00
1900-01-13 09:00
1900-01-13 10:00
1900-01-13 11:00
1900-01-13 12:00
1900-01-13 13:00
1900-01-13 14:00
1900-01-13 15:00
1900-01-13 16:00
1900-01-13 17:00
1900-01-13 18:00
1900-01-13 19:00
1900-01-13 20:00
1900-01-13 21:00
1900-01-13 22:00
1900-01-13 23:00
1900-01-14
1900-01-14 01:00
1900-01-14 02:00
1900-01-14 03:00
1900-01-14 04:00
1900-01-14 05:00
1900-01-14 06:00
1900-01-14 07:00
1900-01-14 08:00
1900-01-14 09:00
1900-01-14 10:00
1900-01-14 11:00
1900-01-14 12:00
1900-01-14 13:00
1900-01-14 14:00
1900-01-14 15:00
1900-01-14 16:00
1900-01-14 17:00
1900-01-14 18:00
1900-01-14 19:00
1900-01-14 20:00
1900-01-14 21:00
1900-01-14 22:00
1900-01-14 23:00
1900-01-15
1900-01-15 01:00
1900-01-15 02:00
1900-01-15 03:00
1900-01-15 04:00
1900-01-15 05:00
1900-01-15 06:00
1900-01-15 07:00
1900-01-15 08:00
1900-01-15 09:00
1900-01-15 10:00
1900-01-15 11:00
1900-01-15 12:00
1900-01-15 13:00
1900-01-15 14:00
1900-01-15 15:00
1900-01-15 16:00
1900-01-15 17:00
1900-01-15 18:00
1900-01-15 19:00
1900-01-15 20:00
1900-01-15 21:00
1900-01-15 22:00
1900-01-15 23:00
1900-01-16
1900-01-16 01:00
1900-01-16 02:00
1900-01-16 03:00
1900-01-16 04:00
1900-01-16 05:00
1900-01-16 06:00
1900-01-16 07:00
1900-01-16 08:00
1900-01-16 09:00
1900-01-16 10:00
1900-01-16 11:00
1900-01-16 12:00
1900-01-16 13:00
1900-01-16 14:00
1900-01-16 15:00
1900-01-16 16:00
1900-01-16 17:00
1900-01-16 18:00
1900-01-16 19:00
1900-01-16 20:00
1900-01-16 21:00
1900-01-16 22:00
1900-01-16 23:00
1900-01-17
1900-01-17 01:00
1900-01-17 02:00
1900-01-17 03:00
1900-01-17 04:00
1900-01-17 05:00
1900-01-17 06:00
1900-01-17 07:00
1900-01-17 08:00
1900-01-17 09:00
1900-01-17 10:00
1900-01-17 11:00
1900-01-17 12:00
1900-01-17 13:00
1900-01-17 14:00
1900-01-17 15:00
1900-01-17 16:00
1900-01-17 17:00
1900-01-17 18:00
1900-01-17 19:00
1900-01-17 20:00
1900-01-17 21:00
1900-01-17 22:00
1900-01-17 23:00
1900-01-18
1900-01-18 01:00
1900-01-18 02:00
1900-01-18 03:00
1900-01-18 04:00
1900-01-18 05:00
1900-01-18 06:00
1900-01-18 07:00
1900-01-18 08:00
1900-01-18 09:00
1900-01-18 10:00
1900-01-18 11:00
1900-01-18 12:00
1900-01-18 13:00
1900-01-18 14:00
1900-01-18 15:00
1900-01-18 16:00
1900-01-18 17:00
1900-01-18 18:00
1900-01-18 19:00
1900-01-18 20:00
1900-01-18 21:00
1900-01-18 22:00
1900-01-18 23:00
1900-01-19
1900-01-19 01:00
1900-01-19 02:00
1900-01-19 03:00
1900-01-19 04:00
1900-01-19 05:00
1900-01-19 06:00
1900-01-19 07:00
1900-01-19 08:00
1900-01-19 09:00
1900-01-19 10:00
1900-01-19 11:00
1900-01-19 12:00
1900-01-19 13:00
1900-01-19 14:00
1900-01-19 15:00
1900-01-19 16:00
1900-01-19 17:00
1900-01-19 18:00
1900-01-19 19:00
1900-01-19 20:00
1900-01-19 21:00
1900-01-19 22:00
1900-01-19 23:00
1900-01-20
1900-01-20 01:00
1900-01-20 02:00
1900-01-20 03:00
1900-01-20 04:00
1900-01-20 05:00
1900-01-20 06:00
1900-01-20 07:00
1900-01-20 08:00
1900-01-20 09:00
1900-01-20 10:00
1900-01-20 11:00
1900-01-20 12:00
1900-01-20 13:00
1900-01-20 14:00
1900-01-20 15:00
1900-01-20 16:00
1900-01-20 17:00
1900-01-20 18:00
1900-01-20 19:00
1900-01-20 20:00
1900-01-20 21:00
1900-01-20 22:00
1900-01-20 23:00
1900-01-21
1900-01-21 01:00
1900-01-21 02:00
1900-01-21 03:00
1900-01-21 04:00
1900-01-21 05:00
1900-01-21 06:00
1900-01-21 07:00
1900-01-21 08:00
1900-01-21 09:00
1900-01-21 10:00
1900-01-21 11:00
1900-01-21 12:00
1900-01-21 13:00
1900-01-21 14:00
1900-01-21 15:00
1900-01-21 16:00
1900-01-21 17:00
1900-01-21 18:00
1900-01-21 19:00
1900-01-21 20:00
1900-01-21 21:00
1900-01-21 22:00
1900-01-21 23:00
1900-01-22
1900-01-22 01:00
1900-01-22 02:00
1900-01-22 03:00
1900-01-22 04:00
1900-01-22 05:00
1900-01-22 06:00
1900-01-22 07:00
1900-01-22 08:00
1900-01-22 09:00
1900-01-22 10:00
1900-01-22 11:00
1900-01-22 12:00
1900-01-22 13:00
1900-01-22 14:00
1900-01-22 15:00
1900-01-22 16:00
1900-01-22 17:00
1900-01-22 18:00
1900-01-22 19:00
1900-01-22 20:00
1900-01-22 21:00
1900-01-22 22:00
1900-01-22 23:00
1900-01-23
1900-01-23 01:00
1900-01-23 02:00
1900-01-23 03:00
1900-01-23 04:00
1900-01-23 05:00
1900-01-23 06:00
1900-01-23 07:00
1900-01-23 08:00
1900-01-23 09:00
1900-01-23 10:00
1900-01-23 11:00
1900-01-23 12:00
1900-01-23 13:00
1900-01-23 14:00
1900-01-23 15:00
1900-01-23 16:00
1900-01-23 17:00
1900-01-23 18:00
1900-01-23 19:00
1900-01-23 20:00
1900-01-23 21:00
1900-01-23 22:00
1900-01-23 23:00
1900-01-24
1900-01-24 01:00
1900-01-24 02:00
1900-01-24 03:00
1900-01-24 04:00
1900-01-24 05:00
1900-01-24 06:00
1900-01-24 07:00
1900-01-24 08:00
1900-01-24 09:00
1900-01-24 10:00
1900-01-24 11:00
1900-01-24 12:00
1900-01-24 13:00
1900-01-24 14:00
1900-01-24 15:00
1900-01-24 16:00
1900-01-24 17:00
1900-01-24 18:00
1900-01-24 19:00
1900-01-24 20:00
1900-01-24 21:00
1900-01-24 22:00
1900-01-24 23:00
1900-01-25
1900-01-25 01:00
1900-01-25 02:00
1900-01-25 03:00
1900-01-25 04:00
1900-01-25 05:00
1900-01-25 06:00
1900-01-25 07:00
1900-01-25 08:00
1900-01-25 09:00
1900-01-25 10:00
1900-01-25 11:00
1900-01-25 12:00
1900-01-25 13:00
1900-01-25 14:00
1900-01-25 15:00
1900-01-25 16:00
1900-01-25 17:00
1900-01-25 18:00
1900-01-25 19:00
1900-01-25 20:00
1900-01-25 21:00
1900-01-25 22:00
1900-01-25 23:00
1900-01-26
1900-01-26 01:00
1900-01-26 02:00
1900-01-26 03:00
1900-01-26 04:00
1900-01-26 05:00
1900-01-26 06:00
1900-01-26 07:00
1900-01-26 08:00
1900-01-26 09:00
1900-01-26 10:00
1900-01-26 11:00
1900-01-26 12:00
1900-01-26 13:00
1900-01-26 14:00
1900-01-26 15:00
1900-01-26 16:00
1900-01-26 17:00
1900-01-26 18:00
1900-01-26 19:00
1900-01-26 20:00
1900-01-26 21:00
1900-01-26 22:00
1900-01-26 23:00
1900-01-27
1900-01-27 01:00
1900-01-27 02:00
1900-01-27 03:00
1900-01-27 04:00
1900-01-27 05:00
1900-01-27 06:00
1900-01-27 07:00
1900-01-27 08:00
1900-01-27 09:00
1900-01-27 10:00
1900-01-27 11:00
1900-01-27 12:00
1900-01-27 13:00
1900-01-27 14:00
1900-01-27 15:00
1900-01-27 16:00
1900-01-27 17:00
1900-01-27 18:00
1900-01-27 19:00
1900-01-27 20:00
1900-01-27 21:00
1900-01-27 22:00
1900-01-27 23:00
1900-01-28
1900-01-28 01:00
1900-01-28 02:00
1900-01-28 03:00
1900-01-28 04:00
1900-01-28 05:00
1900-01-28 06:00
1900-01-28 07:00
1900-01-28 08:00
1900-01-28 09:00
1900-01-28 10:00
1900-01-28 11:00
1900-01-28 12:00
1900-01-28 13:00
1900-01-28 14:00
1900-01-28 15:00
1900-01-28 16:00
1900-01-28 17:00
1900-01-28 18:00
1900-01-28 19:00
1900-01-28 20:00
1900-01-28 21:00
1900-01-28 22:00
1900-01-28 23:00
1900-01-29
1900-01-29 01:00
1900-01-29 02:00
1900-01-29 03:00
1900-01-29 04:00
1900-01-29 05:00
1900-01-29 06:00
1900-01-29 07:00
1900-01-29 08:00
1900-01-29 09:00
1900-01-29 10:00
1900-01-29 11:00
1900-01-29 12:00
1900-01-29 13:00
1900-01-29 14:00
1900-01-29 15:00
1900-01-29 16:00
1900-01-29 17:00
1900-01-29 18:00
1900-01-29 19:00
1900-01-29 20:00
1900-01-29 21:00
1900-01-29 22:00
1900-01-29 23:00
1900-01-30
1900-01-30 01:00
1900-01-30 02:00
1900-01-30 03:00
1900-01-30 04:00
1900-01-30 05:00
1900-01-30 06:00
1900-01-30 07:00
1900-01-30 08:00
1900-01-30 09:00
1900-01-30 10:00
1900-01-30 11:00
1900-01-30 12:00
1900-01-30 13:00
1900-01-30 14:00
1900-01-30 15:00
1900-01-30 16:00
1900-01-30 17:00
1900-01-30 18:00
1900-01-30 19:00
1900-01-30 20:00
1900-01-30 21:00
1900-01-30 22:00
1900-01-30 23:00
1900-01-31
1900-01-31 01:00
1900-01-31 02:00
1900-01-31 03:00
1900-01-31 04:00
1900-01-31 05:00
1900-01-31 06:00
1900-01-31 07:00
1900-01-31 08:00
1900-01-31 09:00
1900-01-31 10:00
1900-01-31 11:00
1900-01-31 12:00
1900-01-31 13:00
1900-01-31 14:00
1900-01-31 15:00
1900-01-31 16:00
1900-01-31 17:00
1900-01-31 18:00
1900-01-31 19:00
1900-01-31 20:00
1900-01-31 21:00
1900-01-31 22:00
1900-01-31 23:00
1900-02-01
1900-02-01 01:00
1900-02-01 02:00
1900-02-01 03:00
1900-02-01 04:00
1900-02-01 05:00
1900-02-01 06:00
1900-02-01 07:00
1900-02-01 08:00
1900-02-01 09:00
1900-02-01 10:00
1900-02-01 11:00
1900-02-01 12:00
1900-02-01 13:00
1900-02-01 14:00
1900-02-01 15:00
1900-02-01 16:00
1900-02-01 17:00
1900-02-01 18:00
1900-02-01 19:00
1900-02-01 20:00
1900-02-01 21:00
1900-02-01 22:00
1900-02-01 23:00
1900-02-02
1900-02-02 01:00
1900-02-02 02:00
1900-02-02 03:00
1900-02-02 04:00
1900-02-02 05:00
1900-02-02 06:00
1900-02-02 07:00
1900-02-02 08:00
1900-02-02 09:00
1900-02-02 10:00
1900-02-02 11:00
1900-02-02 12:00
1900-02-02 13:00
1900-02-02 14:00
1900-02-02 15:00
1900-02-02 16:00
1900-02-02 17:00
1900-02-02 18:00
1900-02-02 19:00
1900-02-02 20:00
1900-02-02 21:00
1900-02-02 22:00
1900-02-02 23:00
1900-02-03
1900-02-03 01:00
1900-02-03 02:00
1900-02-03 03:00
1900-02-03 04:00
1900-02-03 05:00
1900-02-03 06:00
1900-02-03 07:00
1900-02-03 08:00
1900-02-03 09:00
1900-02-03 10:00
1900-02-03 11:00
1900-02-03 12:00
1900-02-03 13:00
1900-02-03 14:00
1900-02-03 15:00
1900-02-03 16:00
1900-02-03 17:00
1900-02-03 18:00
1900-02-03 19:00
1900-02-03 20:00
1900-02-03 21:00
1900-02-03 22:00
1900-02-03 23:00
1900-02-04
1900-02-04 01:00
1900-02-04 02:00
1900-02-04 03:00
1900-02-04 04:00
1900-02-04 05:00
1900-02-04 06:00
1900-02-04 07:00
1900-02-04 08:00
1900-02-04 09:00
1900-02-04 10:00
1900-02-04 11:00
1900-02-04 12:00
1900-02-04 13:00
1900-02-04 14:00
1900-02-04 15:00
1900-02-04 16:00
1900-02-04 17:00
1900-02-04 18:00
1900-02-04 19:00
1900-02-04 20:00
1900-02-04 21:00
1900-02-04 22:00
1900-02-04 23:00
1900-02-05
1900-02-05 01:00
1900-02-05 02:00
1900-02-05 03:00
1900-02-05 04:00
1900-02-05 05:00
1900-02-05 06:00
1900-02-05 07:00
1900-02-05 08:00
1900-02-05 09:00
1900-02-05 10:00
1900-02-05 11:00
1900-02-05 12:00
1900-02-05 13:00
1900-02-05 14:00
1900-02-05 15:00
1900-02-05 16:00
1900-02-05 17:00
1900-02-05 18:00
1900-02-05 19:00
1900-02-05 20:00
1900-02-05 21:00
1900-02-05 22:00
1900-02-05 23:00
1900-02-06
1900-02-06 01:00
1900-02-06 02:00
1900-02-06 03:00
1900-02-06 04:00
1900-02-06 05:00
1900-02-06 06:00
1900-02-06 07:00
1900-02-06 08:00
1900-02-06 09:00
1900-02-06 10:00
1900-02-06 11:00
1900-02-06 12:00
1900-02-06 13:00
1900-02-06 14:00
1900-02-06 15:00
1900-02-06 16:00
1900-02-06 17:00
1900-02-06 18:00
1900-02-06 19:00
1900-02-06 20:00
1900-02-06 21:00
1900-02-06 22:00
1900-02-06 23:00
1900-02-07
1900-02-07 01:00
1900-02-07 02:00
1900-02-07 03:00
1900-02-07 04:00
1900-02-07 05:00
1900-02-07 06:00
1900-02-07 07:00
1900-02-07 08:00
1900-02-07 09:00
1900-02-07 10:00
1900-02-07 11:00
1900-02-07 12:00
1900-02-07 13:00
1900-02-07 14:00
1900-02-07 15:00
1900-02-07 16:00
1900-02-07 17:00
1900-02-07 18:00
1900-02-07 19:00
1900-02-07 20:00
1900-02-07 21:00
1900-02-07 22:00
1900-02-07 23:00
1900-02-08
1900-02-08 01:00
1900-02-08 02:00
1900-02-08 03:00
1900-02-08 04:00
1900-02-08 05:00
1900-02-08 06:00
1900-02-08 07:00
1900-02-08 08:00
1900-02-08 09:00
1900-02-08 10:00
1900-02-08 11:00
1900-02-08 12:00
1900-02-08 13:00
1900-02-08 14:00
1900-02-08 15:00
1900-02-08 16:00
1900-02-08 17:00
1900-02-08 18:00
1900-02-08 19:00
1900-02-08 20:00
1900-02-08 21:00
1900-02-08 22:00
1900-02-08 23:00
1900-02-09
1900-02-09 01:00
1900-02-09 02:00
1900-02-09 03:00
1900-02-09 04:00
1900-02-09 05:00
1900-02-09 06:00
1900-02-09 07:00
1900-02-09 08:00
1900-02-09 09:00
1900-02-09 10:00
1900-02-09 11:00
1900-02-09 12:00
1900-02-09 13:00
1900-02-09 14:00
1900-02-09 15:00
1900-02-09 16:00
1900-02-09 17:00
1900-02-09 18:00
1900-02-09 19:00
1900-02-09 20:00
1900-02-09 21:00
1900-02-09 22:00
1900-02-09 23:00
1900-02-10
1900-02-10 01:00
1900-02-10 02:00
1900-02-10 03:00
1900-02-10 04:00
1900-02-10 05:00
1900-02-10 06:00
1900-02-10 07:00
1900-02-10 08:00
1900-02-10 09:00
1900-02-10 10:00
1900-02-10 11:00
1900-02-10 12:00
1900-02-10 13:00
1900-02-10 14:00
1900-02-10 15:00
1900-02-10 16:00
1900-02-10 17:00
1900-02-10 18:00
1900-02-10 19:00
1900-02-10 20:00
1900-02-10 21:00
1900-02-10 22:00
1900-02-10 23:00
1900-02-11
1900-02-11 01:00
1900-02-11 02:00
1900-02-11 03:00
1900-02-11 04:00
1900-02-11 05:00
1900-02-11 06:00
1900-02-11 07:00
1900-02-11 08:00
1900-02-11 09:00
1900-02-11 10:00
1900-02-11 11:00
1900-02-11 12:00
1900-02-11 13:00
1900-02-11 14:00
1900-02-11 15:00
1900-02-11 16:00
1900-02-11 17:00
1900-02-11 18:00
1900-02-11 19:00
1900-02-11 20:00
1900-02-11 21:00
1900-02-11 22:00
1900-02-11 23:00
1900-02-12
1900-02-12 01:00
1900-02-12 02:00
1900-02-12 03:00
1900-02-12 04:00
1900-02-12 05:00
1900-02-12 06:00
1900-02-12 07:00
1900-02-12 08:00
1900-02-12 09:00
1900-02-12 10:00
1900-02-12 11:00
1900-02-12 12:00
1900-02-12 13:00
1900-02-12 14:00
1900-02-12 15:00
1900-02-12 16:00
1900-02-12 17:00
1900-02-12 18:00
1900-02-12 19:00
1900-02-12 20:00
1900-02-12 21:00
1900-02-12 22:00
1900-02-12 23:00
1900-02-13
1900-02-13 01:00
1900-02-13 02:00
1900-02-13 03:00
1900-02-13 04:00
1900-02-13 05:00
1900-02-13 06:00
1900-02-13 07:00
1900-02-13 08:00
1900-02-13 09:00
1900-02-13 10:00
1900-02-13 11:00
1900-02-13 12:00
1900-02-13 13:00
1900-02-13 14:00
1900-02-13 15:00
1900-02-13 16:00
1900-02-13 17:00
1900-02-13 18:00
1900-02-13 19:00
1900-02-13 20:00
1900-02-13 21:00
1900-02-13 22:00
1900-02-13 23:00
1900-02-14
1900-02-14 01:00
1900-02-14 02:00
1900-02-14 03:00
1900-02-14 04:00
1900-02-14 05:00
1900-02-14 06:00
1900-02-14 07:00
1900-02-14 08:00
1900-02-14 09:00
1900-02-14 10:00
1900-02-14 11:00
1900-02-14 12:00
1900-02-14 13:00
1900-02-14 14:00
1900-02-14 15:00
1900-02-14 16:00
1900-02-14 17:00
1900-02-14 18:00
1900-02-14 19:00
1900-02-14 20:00
1900-02-14 21:00
1900-02-14 22:00
1900-02-14 23:00
1900-02-15
1900-02-15 01:00
1900-02-15 02:00
1900-02-15 03:00
1900-02-15 04:00
1900-02-15 05:00
1900-02-15 06:00
1900-02-15 07:00
1900-02-15 08:00
1900-02-15 09:00
1900-02-15 10:00
1900-02-15 11:00
1900-02-15 12:00
1900-02-15 13:00
1900-02-15 14:00
1900-02-15 15:00
1900-02-15 16:00
1900-02-15 17:00
1900-02-15 18:00
1900-02-15 19:00
1900-02-15 20:00
1900-02-15 21:00
1900-02-15 22:00
1900-02-15 23:00
1900-02-16
1900-02-16 01:00
1900-02-16 02:00
1900-02-16 03:00
1900-02-16 04:00
1900-02-16 05:00
1900-02-16 06:00
1900-02-16 07:00
1900-02-16 08:00
1900-02-16 09:00
1900-02-16 10:00
1900-02-16 11:00
1900-02-16 12:00
1900-02-16 13:00
1900-02-16 14:00
1900-02-16 15:00
1900-02-16 16:00
1900-02-16 17:00
1900-02-16 18:00
1900-02-16 19:00
1900-02-16 20:00
1900-02-16 21:00
1900-02-16 22:00
1900-02-16 23:00
1900-02-17
1900-02-17 01:00
1900-02-17 02:00
1900-02-17 03:00
1900-02-17 04:00
1900-02-17 05:00
1900-02-17 06:00
1900-02-17 07:00
1900-02-17 08:00
1900-02-17 09:00
1900-02-17 10:00
1900-02-17 11:00
1900-02-17 12:00
1900-02-17 13:00
1900-02-17 14:00
1900-02-17 15:00
1900-02-17 16:00
1900-02-17 17:00
1900-02-17 18:00
1900-02-17 19:00
1900-02-17 20:00
1900-02-17 21:00
1900-02-17 22:00
1900-02-17 23:00
1900-02-18
1900-02-18 01:00
1900-02-18 02:00
1900-02-18 03:00
1900-02-18 04:00
1900-02-18 05:00
1900-02-18 06:00
1900-02-18 07:00
1900-02-18 08:00
1900-02-18 09:00
1900-02-18 10:00
1900-02-18 11:00
1900-02-18 12:00
1900-02-18 13:00
1900-02-18 14:00
1900-02-18 15:00
1900-02-18 16:00
1900-02-18 17:00
1900-02-18 18:00
1900-02-18 19:00
1900-02-18 20:00
1900-02-18 21:00
1900-02-18 22:00
1900-02-18 23:00
1900-02-19
1900-02-19 01:00
1900-02-19 02:00
1900-02-19 03:00
1900-02-19 04:00
1900-02-19 05:00
1900-02-19 06:00
1900-02-19 07:00
1900-02-19 08:00
1900-02-19 09:00
1900-02-19 10:00
1900-02-19 11:00
1900-02-19 12:00
1900-02-19 13:00
1900-02-19 14:00
1900-02-19 15:00
1900-02-19 16:00
1900-02-19 17:00
1900-02-19 18:00
1900-02-19 19:00
1900-02-19 20:00
1900-02-19 21:00
1900-02-19 22:00
1900-02-19 23:00
1900-02-20
1900-02-20 01:00
1900-02-20 02:00
1900-02-20 03:00
1900-02-20 04:00
1900-02-20 05:00
1900-02-20 06:00
1900-02-20 07:00
1900-02-20 08:00
1900-02-20 09:00
1900-02-20 10:00
1900-02-20 11:00
1900-02-20 12:00
1900-02-20 13:00
1900-02-20 14:00
1900-02-20 15:00
1900-02-20 16:00
1900-02-20 17:00
1900-02-20 18:00
1900-02-20 19:00
1900-02-20 20:00
1900-02-20 21:00
1900-02-20 22:00
1900-02-20 23:00
1900-02-21
1900-02-21 01:00
1900-02-21 02:00
1900-02-21 03:00
1900-02-21 04:00
1900-02-21 05:00
1900-02-21 06:00
1900-02-21 07:00
1900-02-21 08:00
1900-02-21 09:00
1900-02-21 10:00
1900-02-21 11:00
1900-02-21 12:00
1900-02-21 13:00
1900-02-21 14:00
1900-02-21 15:00
1900-02-21 16:00
1900-02-21 17:00
1900-02-21 18:00
1900-02-21 19:00
1900-02-21 20:00
1900-02-21 21:00
1900-02-21 22:00
1900-02-21 23:00
1900-02-22
1900-02-22 01:00
1900-02-22 02:00
1900-02-22 03:00
1900-02-22 04:00
1900-02-22 05:00
1900-02-22 06:00
1900-02-22 07:00
1900-02-22 08:00
1900-02-22 09:00
1900-02-22 10:00
1900-02-22 11:00
1900-02-22 12:00
1900-02-22 13:00
1900-02-22 14:00
1900-02-22 15:00
1900-02-22 16:00
1900-02-22 17:00
1900-02-22 18:00
1900-02-22 19:00
1900-02-22 20:00
1900-02-22 21:00
1900-02-22 22:00
1900-02-22 23:00
1900-02-23
1900-02-23 01:00
1900-02-23 02:00
1900-02-23 03:00
1900-02-23 04:00
1900-02-23 05:00
1900-02-23 06:00
1900-02-23 07:00
1900-02-23 08:00
1900-02-23 09:00
1900-02-23 10:00
1900-02-23 11:00
1900-02-23 12:00
1900-02-23 13:00
1900-02-23 14:00
1900-02-23 15:00
1900-02-23 16:00
1900-02-23 17:00
1900-02-23 18:00
1900-02-23 19:00
1900-02-23 20:00
1900-02-23 21:00
1900-02-23 22:00
1900-02-23 23:00
1900-02-24
1900-02-24 01:00
1900-02-24 02:00
1900-02-24 03:00
1900-02-24 04:00
1900-02-24 05:00
1900-02-24 06:00
1900-02-24 07:00
1900-02-24 08:00
1900-02-24 09:00
1900-02-24 10:00
1900-02-24 11:00
1900-02-24 12:00
1900-02-24 13:00
1900-02-24 14:00
1900-02-24 15:00
1900-02-24 16:00
1900-02-24 17:00
1900-02-24 18:00
1900-02-24 19:00
1900-02-24 20:00
1900-02-24 21:00
1900-02-24 22:00
1900-02-24 23:00
1900-02-25
1900-02-25 01:00
1900-02-25 02:00
1900-02-25 03:00
1900-02-25 04:00
1900-02-25 05:00
1900-02-25 06:00
1900-02-25 07:00
1900-02-25 08:00
1900-02-25 09:00
1900-02-25 10:00
1900-02-25 11:00
1900-02-25 12:00
1900-02-25 13:00
1900-02-25 14:00
1900-02-25 15:00
1900-02-25 16:00
1900-02-25 17:00
1900-02-25 18:00
1900-02-25 19:00
1900-02-25 20:00
1900-02-25 21:00
1900-02-25 22:00
1900-02-25 23:00
1900-02-26
1900-02-26 01:00
1900-02-26 02:00
1900-02-26 03:00
1900-02-26 04:00
1900-02-26 05:00
1900-02-26 06:00
1900-02-26 07:00
1900-02-26 08:00
1900-02-26 09:00
1900-02-26 10:00
1900-02-26 11:00
1900-02-26 12:00
1900-02-26 13:00
1900-02-26 14:00
1900-02-26 15:00
1900-02-26 16:00
1900-02-26 17:00
1900-02-26 18:00
1900-02-26 19:00
1900-02-26 20:00
1900-02-26 21:00
1900-02-26 22:00
1900-02-26 23:00
1900-02-27
1900-02-27 01:00
1900-02-27 02:00
1900-02-27 03:00
1900-02-27 04:00
1900-02-27 05:00
1900-02-27 06:00
1900-02-27 07:00
1900-02-27 08:00
1900-02-27 09:00
1900-02-27 10:00
1900-02-27 11:00
1900-02-27 12:00
1900-02-27 13:00
1900-02-27 14:00
1900-02-27 15:00
1900-02-27 16:00
1900-02-27 17:00
1900-02-27 18:00
1900-02-27 19:00
1900-02-27 20:00
1900-02-27 21:00
1900-02-27 22:00
1900-02-27 23:00
1900-02-28
1900-02-28 01:00
1900-02-28 02:00
1900-02-28 03:00
1900-02-28 04:00
1900-02-28 05:00
1900-02-28 06:00
1900-02-28 07:00
1900-02-28 08:00
1900-02-28 09:00
1900-02-28 10:00
1900-02-28 11:00
1900-02-28 12:00
1900-02-28 13:00
1900-02-28 14:00
1900-02-28 15:00
1900-02-28 16:00
1900-02-28 17:00
1900-02-28 18:00
1900-02-28 19:00
1900-02-28 20:00
1900-02-28 21:00
1900-02-28 22:00
1900-02-28 23:00
1900-03-01
1900-03-01 01:00
1900-03-01 02:00
1900-03-01 03:00
1900-03-01 04:00
1900-03-01 05:00
1900-03-01 06:00
1900-03-01 07:00
1900-03-01 08:00
1900-03-01 09:00
1900-03-01 10:00
1900-03-01 11:00
1900-03-01 12:00
1900-03-01 13:00
1900-03-01 14:00
1900-03-01 15:00
1900-03-01 16:00
1900-03-01 17:00
1900-03-01 18:00
1900-03-01 19:00
1900-03-01 20:00
1900-03-01 21:00
1900-03-01 22:00
1900-03-01 23:00
1900-03-02
1900-03-02 01:00
1900-03-02 02:00
1900-03-02 03:00
1900-03-02 04:00
1900-03-02 05:00
1900-03-02 06:00
1900-03-02 07:00
1900-03-02 08:00
1900-03-02 09:00
1900-03-02 10:00
1900-03-02 11:00
1900-03-02 12:00
1900-03-02 13:00
1900-03-02 14:00
1900-03-02 15:00
1900-03-02 16:00
1900-03-02 17:00
1900-03-02 18:00
1900-03-02 19:00
1900-03-02 20:00
1900-03-02 21:00
1900-03-02 22:00
1900-03-02 23:00
1900-03-03
1900-03-03 01:00
1900-03-03 02:00
1900-03-03 03:00
1900-03-03 04:00
1900-03-03 05:00
1900-03-03 06:00
1900-03-03 07:00
1900-03-03 08:00
1900-03-03 09:00
1900-03-03 10:00
1900-03-03 11:00
1900-03-03 12:00
1900-03-03 13:00
1900-03-03 14:00
1900-03-03 15:00
1900-03-03 16:00
1900-03-03 17:00
1900-03-03 18:00
1900-03-03 19:00
1900-03-03 20:00
1900-03-03 21:00
1900-03-03 22:00
1900-03-03 23:00
1900-03-04
1900-03-04 01:00
1900-03-04 02:00
1900-03-04 03:00
1900-03-04 04:00
1900-03-04 05:00
1900-03-04 06:00
1900-03-04 07:00
1900-03-04 08:00
1900-03-04 09:00
1900-03-04 10:00
1900-03-04 11:00
1900-03-04 12:00
1900-03-04 13:00
1900-03-04 14:00
1900-03-04 15:00
1900-03-04 16:00
1900-03-04 17:00
1900-03-04 18:00
1900-03-04 19:00
1900-03-04 20:00
1900-03-04 21:00
1900-03-04 22:00
1900-03-04 23:00
1900-03-05
1900-03-05 01:00
1900-03-05 02:00
1900-03-05 03:00
1900-03-05 04:00
1900-03-05 05:00
1900-03-05 06:00
1900-03-05 07:00
1900-03-05 08:00
1900-03-05 09:00
1900-03-05 10:00
1900-03-05 11:00
1900-03-05 12:00
1900-03-05 13:00
1900-03-05 14:00
1900-03-05 15:00
1900-03-05 16:00
1900-03-05 17:00
1900-03-05 18:00
1900-03-05 19:00
1900-03-05 20:00
1900-03-05 21:00
1900-03-05 22:00
1900-03-05 23:00
1900-03-06
1900-03-06 01:00
1900-03-06 02:00
1900-03-06 03:00
1900-03-06 04:00
1900-03-06 05:00
1900-03-06 06:00
1900-03-06 07:00
1900-03-06 08:00
1900-03-06 09:00
1900-03-06 10:00
1900-03-06 11:00
1900-03-06 12:00
1900-03-06 13:00
1900-03-06 14:00
1900-03-06 15:00
1900-03-06 16:00
1900-03-06 17:00
1900-03-06 18:00
1900-03-06 19:00
1900-03-06 20:00
1900-03-06 21:00
1900-03-06 22:00
1900-03-06 23:00
1900-03-07
1900-03-07 01:00
1900-03-07 02:00
1900-03-07 03:00
1900-03-07 04:00
1900-03-07 05:00
1900-03-07 06:00
1900-03-07 07:00
1900-03-07 08:00
1900-03-07 09:00
1900-03-07 10:00
1900-03-07 11:00
1900-03-07 12:00
1900-03-07 13:00
1900-03-07 14:00
1900-03-07 15:00
1900-03-07 16:00
1900-03-07 17:00
1900-03-07 18:00
1900-03-07 19:00
1900-03-07 20:00
1900-03-07 21:00
1900-03-07 22:00
1900-03-07 23:00
1900-03-08
1900-03-08 01:00
1900-03-08 02:00
1900-03-08 03:00
1900-03-08 04:00
1900-03-08 05:00
1900-03-08 06:00
1900-03-08 07:00
1900-03-08 08:00
1900-03-08 09:00
1900-03-08 10:00
1900-03-08 11:00
1900-03-08 12:00
1900-03-08 13:00
1900-03-08 14:00
1900-03-08 15:00
1900-03-08 16:00
1900-03-08 17:00
1900-03-08 18:00
1900-03-08 19:00
1900-03-08 20:00
1900-03-08 21:00
1900-03-08 22:00
1900-03-08 23:00
1900-03-09
1900-03-09 01:00
1900-03-09 02:00
1900-03-09 03:00
1900-03-09 04:00
1900-03-09 05:00
1900-03-09 06:00
1900-03-09 07:00
1900-03-09 08:00
1900-03-09 09:00
1900-03-09 10:00
1900-03-09 11:00
1900-03-09 12:00
1900-03-09 13:00
1900-03-09 14:00
1900-03-09 15:00
1900-03-09 16:00
1900-03-09 17:00
1900-03-09 18:00
1900-03-09 19:00
1900-03-09 20:00
1900-03-09 21:00
1900-03-09 22:00
1900-03-09 23:00
1900-03-10
1900-03-10 01:00
1900-03-10 02:00
1900-03-10 03:00
1900-03-10 04:00
1900-03-10 05:00
1900-03-10 06:00
1900-03-10 07:00
1900-03-10 08:00
1900-03-10 09:00
1900-03-10 10:00
1900-03-10 11:00
1900-03-10 12:00
1900-03-10 13:00
1900-03-10 14:00
1900-03-10 15:00
1900-03-10 16:00
1900-03-10 17:00
1900-03-10 18:00
1900-03-10 19:00
1900-03-10 20:00
1900-03-10 21:00
1900-03-10 22:00
1900-03-10 23:00
1900-03-11
1900-03-11 01:00
1900-03-11 02:00
1900-03-11 03:00
1900-03-11 04:00
1900-03-11 05:00
1900-03-11 06:00
1900-03-11 07:00
1900-03-11 08:00
1900-03-11 09:00
1900-03-11 10:00
1900-03-11 11:00
1900-03-11 12:00
1900-03-11 13:00
1900-03-11 14:00
1900-03-11 15:00
1900-03-11 16:00
1900-03-11 17:00
1900-03-11 18:00
1900-03-11 19:00
1900-03-11 20:00
1900-03-11 21:00
1900-03-11 22:00
1900-03-11 23:00
1900-03-12
1900-03-12 01:00
1900-03-12 02:00
1900-03-12 03:00
1900-03-12 04:00
1900-03-12 05:00
1900-03-12 06:00
1900-03-12 07:00
1900-03-12 08:00
1900-03-12 09:00
1900-03-12 10:00
1900-03-12 11:00
1900-03-12 12:00
1900-03-12 13:00
1900-03-12 14:00
1900-03-12 15:00
1900-03-12 16:00
1900-03-12 17:00
1900-03-12 18:00
1900-03-12 19:00
1900-03-12 20:00
1900-03-12 21:00
1900-03-12 22:00
1900-03-12 23:00
1900-03-13
1900-03-13 01:00
1900-03-13 02:00
1900-03-13 03:00
1900-03-13 04:00
1900-03-13 05:00
1900-03-13 06:00
1900-03-13 07:00
1900-03-13 08:00
1900-03-13 09:00
1900-03-13 10:00
1900-03-13 11:00
1900-03-13 12:00
1900-03-13 13:00
1900-03-13 14:00
1900-03-13 15:00
1900-03-13 16:00
1900-03-13 17:00
1900-03-13 18:00
1900-03-13 19:00
1900-03-13 20:00
1900-03-13 21:00
1900-03-13 22:00
1900-03-13 23:00
1900-03-14
1900-03-14 01:00
1900-03-14 02:00
1900-03-14 03:00
1900-03-14 04:00
1900-03-14 05:00
1900-03-14 06:00
1900-03-14 07:00
1900-03-14 08:00
1900-03-14 09:00
1900-03-14 10:00
1900-03-14 11:00
1900-03-14 12:00
1900-03-14 13:00
1900-03-14 14:00
1900-03-14 15:00
1900-03-14 16:00
1900-03-14 17:00
1900-03-14 18:00
1900-03-14 19:00
1900-03-14 20:00
1900-03-14 21:00
1900-03-14 22:00
1900-03-14 23:00
1900-03-15
1900-03-15 01:00
1900-03-15 02:00
1900-03-15 03:00
1900-03-15 04:00
1900-03-15 05:00
1900-03-15 06:00
1900-03-15 07:00
1900-03-15 08:00
1900-03-15 09:00
1900-03-15 10:00
1900-03-15 11:00
1900-03-15 12:00
1900-03-15 13:00
1900-03-15 14:00
1900-03-15 15:00
1900-03-15 16:00
1900-03-15 17:00
1900-03-15 18:00
1900-03-15 19:00
1900-03-15 20:00
1900-03-15 21:00
1900-03-15 22:00
1900-03-15 23:00
1900-03-16
1900-03-16 01:00
1900-03-16 02:00
1900-03-16 03:00
1900-03-16 04:00
1900-03-16 05:00
1900-03-16 06:00
1900-03-16 07:00
1900-03-16 08:00
1900-03-16 09:00
1900-03-16 10:00
1900-03-16 11:00
1900-03-16 12:00
1900-03-16 13:00
1900-03-16 14:00
1900-03-16 15:00
1900-03-16 16:00
1900-03-16 17:00
1900-03-16 18:00
1900-03-16 19:00
1900-03-16 20:00
1900-03-16 21:00
1900-03-16 22:00
1900-03-16 23:00
1900-03-17
1900-03-17 01:00
1900-03-17 02:00
1900-03-17 03:00
1900-03-17 04:00
1900-03-17 05:00
1900-03-17 06:00
1900-03-17 07:00
1900-03-17 08:00
1900-03-17 09:00
1900-03-17 10:00
1900-03-17 11:00
1900-03-17 12:00
1900-03-17 13:00
1900-03-17 14:00
1900-03-17 15:00
1900-03-17 16:00
1900-03-17 17:00
1900-03-17 18:00
1900-03-17 19:00
1900-03-17 20:00
1900-03-17 21:00
1900-03-17 22:00
1900-03-17 23:00
1900-03-18
1900-03-18 01:00
1900-03-18 02:00
1900-03-18 03:00
1900-03-18 04:00
1900-03-18 05:00
1900-03-18 06:00
1900-03-18 07:00
1900-03-18 08:00
1900-03-18 09:00
1900-03-18 10:00
1900-03-18 11:00
1900-03-18 12:00
1900-03-18 13:00
1900-03-18 14:00
1900-03-18 15:00
1900-03-18 16:00
1900-03-18 17:00
1900-03-18 18:00
1900-03-18 19:00
1900-03-18 20:00
1900-03-18 21:00
1900-03-18 22:00
1900-03-18 23:00
1900-03-19
1900-03-19 01:00
1900-03-19 02:00
1900-03-19 03:00
1900-03-19 04:00
1900-03-19 05:00
1900-03-19 06:00
1900-03-19 07:00
1900-03-19 08:00
1900-03-19 09:00
1900-03-19 10:00
1900-03-19 11:00
1900-03-19 12:00
1900-03-19 13:00
1900-03-19 14:00
1900-03-19 15:00
1900-03-19 16:00
1900-03-19 17:00
1900-03-19 18:00
1900-03-19 19:00
1900-03-19 20:00
1900-03-19 21:00
1900-03-19 22:00
1900-03-19 23:00
1900-03-20
1900-03-20 01:00
1900-03-20 02:00
1900-03-20 03:00
1900-03-20 04:00
1900-03-20 05:00
1900-03-20 06:00
1900-03-20 07:00
1900-03-20 08:00
1900-03-20 09:00
1900-03-20 10:00
1900-03-20 11:00
1900-03-20 12:00
1900-03-20 13:00
1900-03-20 14:00
1900-03-20 15:00
1900-03-20 16:00
1900-03-20 17:00
1900-03-20 18:00
1900-03-20 19:00
1900-03-20 20:00
1900-03-20 21:00
1900-03-20 22:00
1900-03-20 23:00
1900-03-21
1900-03-21 01:00
1900-03-21 02:00
1900-03-21 03:00
1900-03-21 04:00
1900-03-21 05:00
1900-03-21 06:00
1900-03-21 07:00
1900-03-21 08:00
1900-03-21 09:00
1900-03-21 10:00
1900-03-21 11:00
1900-03-21 12:00
1900-03-21 13:00
1900-03-21 14:00
1900-03-21 15:00
1900-03-21 16:00
1900-03-21 17:00
1900-03-21 18:00
1900-03-21 19:00
1900-03-21 20:00
1900-03-21 21:00
1900-03-21 22:00
1900-03-21 23:00
1900-03-22
1900-03-22 01:00
1900-03-22 02:00
1900-03-22 03:00
1900-03-22 04:00
1900-03-22 05:00
1900-03-22 06:00
1900-03-22 07:00
1900-03-22 08:00
1900-03-22 09:00
1900-03-22 10:00
1900-03-22 11:00
1900-03-22 12:00
1900-03-22 13:00
1900-03-22 14:00
1900-03-22 15:00
1900-03-22 16:00
1900-03-22 17:00
1900-03-22 18:00
1900-03-22 19:00
1900-03-22 20:00
1900-03-22 21:00
1900-03-22 22:00
1900-03-22 23:00
1900-03-23
1900-03-23 01:00
1900-03-23 02:00
1900-03-23 03:00
1900-03-23 04:00
1900-03-23 05:00
1900-03-23 06:00
1900-03-23 07:00
1900-03-23 08:00
1900-03-23 09:00
1900-03-23 10:00
1900-03-23 11:00
1900-03-23 12:00
1900-03-23 13:00
1900-03-23 14:00
1900-03-23 15:00
1900-03-23 16:00
1900-03-23 17:00
1900-03-23 18:00
1900-03-23 19:00
1900-03-23 20:00
1900-03-23 21:00
1900-03-23 22:00
1900-03-23 23:00
1900-03-24
1900-03-24 01:00
1900-03-24 02:00
1900-03-24 03:00
1900-03-24 04:00
1900-03-24 05:00
1900-03-24 06:00
1900-03-24 07:00
1900-03-24 08:00
1900-03-24 09:00
1900-03-24 10:00
1900-03-24 11:00
1900-03-24 12:00
1900-03-24 13:00
1900-03-24 14:00
1900-03-24 15:00
1900-03-24 16:00
1900-03-24 17:00
1900-03-24 18:00
1900-03-24 19:00
1900-03-24 20:00
1900-03-24 21:00
1900-03-24 22:00
1900-03-24 23:00
1900-03-25
1900-03-25 01:00
1900-03-25 02:00
1900-03-25 03:00
1900-03-25 04:00
1900-03-25 05:00
1900-03-25 06:00
1900-03-25 07:00
1900-03-25 08:00
1900-03-25 09:00
1900-03-25 10:00
1900-03-25 11:00
1900-03-25 12:00
1900-03-25 13:00
1900-03-25 14:00
1900-03-25 15:00
1900-03-25 16:00
1900-03-25 17:00
1900-03-25 18:00
1900-03-25 19:00
1900-03-25 20:00
1900-03-25 21:00
1900-03-25 22:00
1900-03-25 23:00
1900-03-26
1900-03-26 01:00
1900-03-26 02:00
1900-03-26 03:00
1900-03-26 04:00
1900-03-26 05:00
1900-03-26 06:00
1900-03-26 07:00
1900-03-26 08:00
1900-03-26 09:00
1900-03-26 10:00
1900-03-26 11:00
1900-03-26 12:00
1900-03-26 13:00
1900-03-26 14:00
1900-03-26 15:00
1900-03-26 16:00
1900-03-26 17:00
1900-03-26 18:00
1900-03-26 19:00
1900-03-26 20:00
1900-03-26 21:00
1900-03-26 22:00
1900-03-26 23:00
1900-03-27
1900-03-27 01:00
1900-03-27 02:00
1900-03-27 03:00
1900-03-27 04:00
1900-03-27 05:00
1900-03-27 06:00
1900-03-27 07:00
1900-03-27 08:00
1900-03-27 09:00
1900-03-27 10:00
1900-03-27 11:00
1900-03-27 12:00
1900-03-27 13:00
1900-03-27 14:00
1900-03-27 15:00
1900-03-27 16:00
1900-03-27 17:00
1900-03-27 18:00
1900-03-27 19:00
1900-03-27 20:00
1900-03-27 21:00
1900-03-27 22:00
1900-03-27 23:00
1900-03-28
1900-03-28 01:00
1900-03-28 02:00
1900-03-28 03:00
1900-03-28 04:00
1900-03-28 05:00
1900-03-28 06:00
1900-03-28 07:00
1900-03-28 08:00
1900-03-28 09:00
1900-03-28 10:00
1900-03-28 11:00
1900-03-28 12:00
1900-03-28 13:00
1900-03-28 14:00
1900-03-28 15:00
1900-03-28 16:00
1900-03-28 17:00
1900-03-28 18:00
1900-03-28 19:00
1900-03-28 20:00
1900-03-28 21:00
1900-03-28 22:00
1900-03-28 23:00
1900-03-29
1900-03-29 01:00
1900-03-29 02:00
1900-03-29 03:00
1900-03-29 04:00
1900-03-29 05:00
1900-03-29 06:00
1900-03-29 07:00
1900-03-29 08:00
1900-03-29 09:00
1900-03-29 10:00
1900-03-29 11:00
1900-03-29 12:00
1900-03-29 13:00
1900-03-29 14:00
1900-03-29 15:00
1900-03-29 16:00
1900-03-29 17:00
1900-03-29 18:00
1900-03-29 19:00
1900-03-29 20:00
1900-03-29 21:00
1900-03-29 22:00
1900-03-29 23:00
1900-03-30
1900-03-30 01:00
1900-03-30 02:00
1900-03-30 03:00
1900-03-30 04:00
1900-03-30 05:00
1900-03-30 06:00
1900-03-30 07:00
1900-03-30 08:00
1900-03-30 09:00
1900-03-30 10:00
1900-03-30 11:00
1900-03-30 12:00
1900-03-30 13:00
1900-03-30 14:00
1900-03-30 15:00
1900-03-30 16:00
1900-03-30 17:00
1900-03-30 18:00
1900-03-30 19:00
1900-03-30 20:00
1900-03-30 21:00
1900-03-30 22:00
1900-03-30 23:00
1900-03-31
1900-03-31 01:00
1900-03-31 02:00
1900-03-31 03:00
1900-03-31 04:00
1900-03-31 05:00
1900-03-31 06:00
1900-03-31 07:00
1900-03-31 08:00
1900-03-31 09:00
1900-03-31 10:00
1900-03-31 11:00
1900-03-31 12:00
1900-03-31 13:00
1900-03-31 14:00
1900-03-31 15:00
1900-03-31 16:00
1900-03-31 17:00
1900-03-31 18:00
1900-03-31 19:00
1900-03-31 20:00
1900-03-31 21:00
1900-03-31 22:00
1900-03-31 23:00
1900-04-01
1900-04-01 01:00
1900-04-01 02:00
1900-04-01 03:00
1900-04-01 04:00
1900-04-01 05:00
1900-04-01 06:00
1900-04-01 07:00
1900-04-01 08:00
1900-04-01 09:00
1900-04-01 10:00
1900-04-01 11:00
1900-04-01 12:00
1900-04-01 13:00
1900-04-01 14:00
1900-04-01 15:00
1900-04-01 16:00
1900-04-01 17:00
1900-04-01 18:00
1900-04-01 19:00
1900-04-01 20:00
1900-04-01 21:00
1900-04-01 22:00
1900-04-01 23:00
1900-04-02
1900-04-02 01:00
1900-04-02 02:00
1900-04-02 03:00
1900-04-02 04:00
1900-04-02 05:00
1900-04-02 06:00
1900-04-02 07:00
1900-04-02 08:00
1900-04-02 09:00
1900-04-02 10:00
1900-04-02 11:00
1900-04-02 12:00
1900-04-02 13:00
1900-04-02 14:00
1900-04-02 15:00
1900-04-02 16:00
1900-04-02 17:00
1900-04-02 18:00
1900-04-02 19:00
1900-04-02 20:00
1900-04-02 21:00
1900-04-02 22:00
1900-04-02 23:00
1900-04-03
1900-04-03 01:00
1900-04-03 02:00
1900-04-03 03:00
1900-04-03 04:00
1900-04-03 05:00
1900-04-03 06:00
1900-04-03 07:00
1900-04-03 08:00
1900-04-03 09:00
1900-04-03 10:00
1900-04-03 11:00
1900-04-03 12:00
1900-04-03 13:00
1900-04-03 14:00
1900-04-03 15:00
1900-04-03 16:00
1900-04-03 17:00
1900-04-03 18:00
1900-04-03 19:00
1900-04-03 20:00
1900-04-03 21:00
1900-04-03 22:00
1900-04-03 23:00
1900-04-04
1900-04-04 01:00
1900-04-04 02:00
1900-04-04 03:00
1900-04-04 04:00
1900-04-04 05:00
1900-04-04 06:00
1900-04-04 07:00
1900-04-04 08:00
1900-04-04 09:00
1900-04-04 10:00
1900-04-04 11:00
1900-04-04 12:00
1900-04-04 13:00
1900-04-04 14:00
1900-04-04 15:00
1900-04-04 16:00
1900-04-04 17:00
1900-04-04 18:00
1900-04-04 19:00
1900-04-04 20:00
1900-04-04 21:00
1900-04-04 22:00
1900-04-04 23:00
1900-04-05
1900-04-05 01:00
1900-04-05 02:00
1900-04-05 03:00
1900-04-05 04:00
1900-04-05 05:00
1900-04-05 06:00
1900-04-05 07:00
1900-04-05 08:00
1900-04-05 09:00
1900-04-05 10:00
1900-04-05 11:00
1900-04-05 12:00
1900-04-05 13:00
1900-04-05 14:00
1900-04-05 15:00
1900-04-05 16:00
1900-04-05 17:00
1900-04-05 18:00
1900-04-05 19:00
1900-04-05 20:00
1900-04-05 21:00
1900-04-05 22:00
1900-04-05 23:00
1900-04-06
1900-04-06 01:00
1900-04-06 02:00
1900-04-06 03:00
1900-04-06 04:00
1900-04-06 05:00
1900-04-06 06:00
1900-04-06 07:00
1900-04-06 08:00
1900-04-06 09:00
1900-04-06 10:00
1900-04-06 11:00
1900-04-06 12:00
1900-04-06 13:00
1900-04-06 14:00
1900-04-06 15:00
1900-04-06 16:00
1900-04-06 17:00
1900-04-06 18:00
1900-04-06 19:00
1900-04-06 20:00
1900-04-06 21:00
1900-04-06 22:00
1900-04-06 23:00
1900-04-07
1900-04-07 01:00
1900-04-07 02:00
1900-04-07 03:00
1900-04-07 04:00
1900-04-07 05:00
1900-04-07 06:00
1900-04-07 07:00
1900-04-07 08:00
1900-04-07 09:00
1900-04-07 10:00
1900-04-07 11:00
1900-04-07 12:00
1900-04-07 13:00
1900-04-07 14:00
1900-04-07 15:00
1900-04-07 16:00
1900-04-07 17:00
1900-04-07 18:00
1900-04-07 19:00
1900-04-07 20:00
1900-04-07 21:00
1900-04-07 22:00
1900-04-07 23:00
1900-04-08
1900-04-08 01:00
1900-04-08 02:00
1900-04-08 03:00
1900-04-08 04:00
1900-04-08 05:00
1900-04-08 06:00
1900-04-08 07:00
1900-04-08 08:00
1900-04-08 09:00
1900-04-08 10:00
1900-04-08 11:00
1900-04-08 12:00
1900-04-08 13:00
1900-04-08 14:00
1900-04-08 15:00
1900-04-08 16:00
1900-04-08 17:00
1900-04-08 18:00
1900-04-08 19:00
1900-04-08 20:00
1900-04-08 21:00
1900-04-08 22:00
1900-04-08 23:00
1900-04-09
1900-04-09 01:00
1900-04-09 02:00
1900-04-09 03:00
1900-04-09 04:00
1900-04-09 05:00
1900-04-09 06:00
1900-04-09 07:00
1900-04-09 08:00
1900-04-09 09:00
1900-04-09 10:00
1900-04-09 11:00
1900-04-09 12:00
1900-04-09 13:00
1900-04-09 14:00
1900-04-09 15:00
1900-04-09 16:00
1900-04-09 17:00
1900-04-09 18:00
1900-04-09 19:00
1900-04-09 20:00
1900-04-09 21:00
1900-04-09 22:00
1900-04-09 23:00
1900-04-10
1900-04-10 01:00
1900-04-10 02:00
1900-04-10 03:00
1900-04-10 04:00
1900-04-10 05:00
1900-04-10 06:00
1900-04-10 07:00
1900-04-10 08:00
1900-04-10 09:00
1900-04-10 10:00
1900-04-10 11:00
1900-04-10 12:00
1900-04-10 13:00
1900-04-10 14:00
1900-04-10 15:00
1900-04-10 16:00
1900-04-10 17:00
1900-04-10 18:00
1900-04-10 19:00
1900-04-10 20:00
1900-04-10 21:00
1900-04-10 22:00
1900-04-10 23:00
1900-04-11
1900-04-11 01:00
1900-04-11 02:00
1900-04-11 03:00
1900-04-11 04:00
1900-04-11 05:00
1900-04-11 06:00
1900-04-11 07:00
1900-04-11 08:00
1900-04-11 09:00
1900-04-11 10:00
1900-04-11 11:00
1900-04-11 12:00
1900-04-11 13:00
1900-04-11 14:00
1900-04-11 15:00
1900-04-11 16:00
1900-04-11 17:00
1900-04-11 18:00
1900-04-11 19:00
1900-04-11 20:00
1900-04-11 21:00
1900-04-11 22:00
1900-04-11 23:00
1900-04-12
1900-04-12 01:00
1900-04-12 02:00
1900-04-12 03:00
1900-04-12 04:00
1900-04-12 05:00
1900-04-12 06:00
1900-04-12 07:00
1900-04-12 08:00
1900-04-12 09:00
1900-04-12 10:00
1900-04-12 11:00
1900-04-12 12:00
1900-04-12 13:00
1900-04-12 14:00
1900-04-12 15:00
1900-04-12 16:00
1900-04-12 17:00
1900-04-12 18:00
1900-04-12 19:00
1900-04-12 20:00
1900-04-12 21:00
1900-04-12 22:00
1900-04-12 23:00
1900-04-13
1900-04-13 01:00
1900-04-13 02:00
1900-04-13 03:00
1900-04-13 04:00
1900-04-13 05:00
1900-04-13 06:00
1900-04-13 07:00
1900-04-13 08:00
1900-04-13 09:00
1900-04-13 10:00
1900-04-13 11:00
1900-04-13 12:00
1900-04-13 13:00
1900-04-13 14:00
1900-04-13 15:00
1900-04-13 16:00
1900-04-13 17:00
1900-04-13 18:00
1900-04-13 19:00
1900-04-13 20:00
1900-04-13 21:00
1900-04-13 22:00
1900-04-13 23:00
1900-04-14
1900-04-14 01:00
1900-04-14 02:00
1900-04-14 03:00
1900-04-14 04:00
1900-04-14 05:00
1900-04-14 06:00
1900-04-14 07:00
1900-04-14 08:00
1900-04-14 09:00
1900-04-14 10:00
1900-04-14 11:00
1900-04-14 12:00
1900-04-14 13:00
1900-04-14 14:00
1900-04-14 15:00
1900-04-14 16:00
1900-04-14 17:00
1900-04-14 18:00
1900-04-14 19:00
1900-04-14 20:00
1900-04-14 21:00
1900-04-14 22:00
1900-04-14 23:00
1900-04-15
1900-04-15 01:00
1900-04-15 02:00
1900-04-15 03:00
1900-04-15 04:00
1900-04-15 05:00
1900-04-15 06:00
1900-04-15 07:00
1900-04-15 08:00
1900-04-15 09:00
1900-04-15 10:00
1900-04-15 11:00
1900-04-15 12:00
1900-04-15 13:00
1900-04-15 14:00
1900-04-15 15:00
1900-04-15 16:00
1900-04-15 17:00
1900-04-15 18:00
1900-04-15 19:00
1900-04-15 20:00
1900-04-15 21:00
1900-04-15 22:00
1900-04-15 23:00
1900-04-16
1900-04-16 01:00
1900-04-16 02:00
1900-04-16 03:00
1900-04-16 04:00
1900-04-16 05:00
1900-04-16 06:00
1900-04-16 07:00
1900-04-16 08:00
1900-04-16 09:00
1900-04-16 10:00
1900-04-16 11:00
1900-04-16 12:00
1900-04-16 13:00
1900-04-16 14:00
1900-04-16 15:00
1900-04-16 16:00
1900-04-16 17:00
1900-04-16 18:00
1900-04-16 19:00
1900-04-16 20:00
1900-04-16 21:00
1900-04-16 22:00
1900-04-16 23:00
1900-04-17
1900-04-17 01:00
1900-04-17 02:00
1900-04-17 03:00
1900-04-17 04:00
1900-04-17 05:00
1900-04-17 06:00
1900-04-17 07:00
1900-04-17 08:00
1900-04-17 09:00
1900-04-17 10:00
1900-04-17 11:00
1900-04-17 12:00
1900-04-17 13:00
1900-04-17 14:00
1900-04-17 15:00
1900-04-17 16:00
1900-04-17 17:00
1900-04-17 18:00
1900-04-17 19:00
1900-04-17 20:00
1900-04-17 21:00
1900-04-17 22:00
1900-04-17 23:00
1900-04-18
1900-04-18 01:00
1900-04-18 02:00
1900-04-18 03:00
1900-04-18 04:00
1900-04-18 05:00
1900-04-18 06:00
1900-04-18 07:00
1900-04-18 08:00
1900-04-18 09:00
1900-04-18 10:00
1900-04-18 11:00
1900-04-18 12:00
1900-04-18 13:00
1900-04-18 14:00
1900-04-18 15:00
1900-04-18 16:00
1900-04-18 17:00
1900-04-18 18:00
1900-04-18 19:00
1900-04-18 20:00
1900-04-18 21:00
1900-04-18 22:00
1900-04-18 23:00
1900-04-19
1900-04-19 01:00
1900-04-19 02:00
1900-04-19 03:00
1900-04-19 04:00
1900-04-19 05:00
1900-04-19 06:00
1900-04-19 07:00
1900-04-19 08:00
1900-04-19 09:00
1900-04-19 10:00
1900-04-19 11:00
1900-04-19 12:00
1900-04-19 13:00
1900-04-19 14:00
1900-04-19 15:00
1900-04-19 16:00
1900-04-19 17:00
1900-04-19 18:00
1900-04-19 19:00
1900-04-19 20:00
1900-04-19 21:00
1900-04-19 22:00
1900-04-19 23:00
1900-04-20
1900-04-20 01:00
1900-04-20 02:00
1900-04-20 03:00
1900-04-20 04:00
1900-04-20 05:00
1900-04-20 06:00
1900-04-20 07:00
1900-04-20 08:00
1900-04-20 09:00
1900-04-20 10:00
1900-04-20 11:00
1900-04-20 12:00
1900-04-20 13:00
1900-04-20 14:00
1900-04-20 15:00
1900-04-20 16:00
1900-04-20 17:00
1900-04-20 18:00
1900-04-20 19:00
1900-04-20 20:00
1900-04-20 21:00
1900-04-20 22:00
1900-04-20 23:00
1900-04-21
1900-04-21 01:00
1900-04-21 02:00
1900-04-21 03:00
1900-04-21 04:00
1900-04-21 05:00
1900-04-21 06:00
1900-04-21 07:00
1900-04-21 08:00
1900-04-21 09:00
1900-04-21 10:00
1900-04-21 11:00
1900-04-21 12:00
1900-04-21 13:00
1900-04-21 14:00
1900-04-21 15:00
1900-04-21 16:00
1900-04-21 17:00
1900-04-21 18:00
1900-04-21 19:00
1900-04-21 20:00
1900-04-21 21:00
1900-04-21 22:00
1900-04-21 23:00
1900-04-22
1900-04-22 01:00
1900-04-22 02:00
1900-04-22 03:00
1900-04-22 04:00
1900-04-22 05:00
1900-04-22 06:00
1900-04-22 07:00
1900-04-22 08:00
1900-04-22 09:00
1900-04-22 10:00
1900-04-22 11:00
1900-04-22 12:00
1900-04-22 13:00
1900-04-22 14:00
1900-04-22 15:00
1900-04-22 16:00
1900-04-22 17:00
1900-04-22 18:00
1900-04-22 19:00
1900-04-22 20:00
1900-04-22 21:00
1900-04-22 22:00
1900-04-22 23:00
1900-04-23
1900-04-23 01:00
1900-04-23 02:00
1900-04-23 03:00
1900-04-23 04:00
1900-04-23 05:00
1900-04-23 06:00
1900-04-23 07:00
1900-04-23 08:00
1900-04-23 09:00
1900-04-23 10:00
1900-04-23 11:00
1900-04-23 12:00
1900-04-23 13:00
1900-04-23 14:00
1900-04-23 15:00
1900-04-23 16:00
1900-04-23 17:00
1900-04-23 18:00
1900-04-23 19:00
1900-04-23 20:00
1900-04-23 21:00
1900-04-23 22:00
1900-04-23 23:00
1900-04-24
1900-04-24 01:00
1900-04-24 02:00
1900-04-24 03:00
1900-04-24 04:00
1900-04-24 05:00
1900-04-24 06:00
1900-04-24 07:00
1900-04-24 08:00
1900-04-24 09:00
1900-04-24 10:00
1900-04-24 11:00
1900-04-24 12:00
1900-04-24 13:00
1900-04-24 14:00
1900-04-24 15:00
1900-04-24 16:00
1900-04-24 17:00
1900-04-24 18:00
1900-04-24 19:00
1900-04-24 20:00
1900-04-24 21:00
1900-04-24 22:00
1900-04-24 23:00
1900-04-25
1900-04-25 01:00
1900-04-25 02:00
1900-04-25 03:00
1900-04-25 04:00
1900-04-25 05:00
1900-04-25 06:00
1900-04-25 07:00
1900-04-25 08:00
1900-04-25 09:00
1900-04-25 10:00
1900-04-25 11:00
1900-04-25 12:00
1900-04-25 13:00
1900-04-25 14:00
1900-04-25 15:00
1900-04-25 16:00
1900-04-25 17:00
1900-04-25 18:00
1900-04-25 19:00
1900-04-25 20:00
1900-04-25 21:00
1900-04-25 22:00
1900-04-25 23:00
1900-04-26
1900-04-26 01:00
1900-04-26 02:00
1900-04-26 03:00
1900-04-26 04:00
1900-04-26 05:00
1900-04-26 06:00
1900-04-26 07:00
1900-04-26 08:00
1900-04-26 09:00
1900-04-26 10:00
1900-04-26 11:00
1900-04-26 12:00
1900-04-26 13:00
1900-04-26 14:00
1900-04-26 15:00
1900-04-26 16:00
1900-04-26 17:00
1900-04-26 18:00
1900-04-26 19:00
1900-04-26 20:00
1900-04-26 21:00
1900-04-26 22:00
1900-04-26 23:00
1900-04-27
1900-04-27 01:00
1900-04-27 02:00
1900-04-27 03:00
1900-04-27 04:00
1900-04-27 05:00
1900-04-27 06:00
1900-04-27 07:00
1900-04-27 08:00
1900-04-27 09:00
1900-04-27 10:00
1900-04-27 11:00
1900-04-27 12:00
1900-04-27 13:00
1900-04-27 14:00
1900-04-27 15:00
1900-04-27 16:00
1900-04-27 17:00
1900-04-27 18:00
1900-04-27 19:00
1900-04-27 20:00
1900-04-27 21:00
1900-04-27 22:00
1900-04-27 23:00
1900-04-28
1900-04-28 01:00
1900-04-28 02:00
1900-04-28 03:00
1900-04-28 04:00
1900-04-28 05:00
1900-04-28 06:00
1900-04-28 07:00
1900-04-28 08:00
1900-04-28 09:00
1900-04-28 10:00
1900-04-28 11:00
1900-04-28 12:00
1900-04-28 13:00
1900-04-28 14:00
1900-04-28 15:00
1900-04-28 16:00
1900-04-28 17:00
1900-04-28 18:00
1900-04-28 19:00
1900-04-28 20:00
1900-04-28 21:00
1900-04-28 22:00
1900-04-28 23:00
1900-04-29
1900-04-29 01:00
1900-04-29 02:00
1900-04-29 03:00
1900-04-29 04:00
1900-04-29 05:00
1900-04-29 06:00
1900-04-29 07:00
1900-04-29 08:00
1900-04-29 09:00
1900-04-29 10:00
1900-04-29 11:00
1900-04-29 12:00
1900-04-29 13:00
1900-04-29 14:00
1900-04-29 15:00
1900-04-29 16:00
1900-04-29 17:00
1900-04-29 18:00
1900-04-29 19:00
1900-04-29 20:00
1900-04-29 21:00
1900-04-29 22:00
1900-04-29 23:00
1900-04-30
1900-04-30 01:00
1900-04-30 02:00
1900-04-30 03:00
1900-04-30 04:00
1900-04-30 05:00
1900-04-30 06:00
1900-04-30 07:00
1900-04-30 08:00
1900-04-30 09:00
1900-04-30 10:00
1900-04-30 11:00
1900-04-30 12:00
1900-04-30 13:00
1900-04-30 14:00
1900-04-30 15:00
1900-04-30 16:00
1900-04-30 17:00
1900-04-30 18:00
1900-04-30 19:00
1900-04-30 20:00
1900-04-30 21:00
1900-04-30 22:00
1900-04-30 23:00
1900-05-01
1900-05-01 01:00
1900-05-01 02:00
1900-05-01 03:00
1900-05-01 04:00
1900-05-01 05:00
1900-05-01 06:00
1900-05-01 07:00
1900-05-01 08:00
1900-05-01 09:00
1900-05-01 10:00
1900-05-01 11:00
1900-05-01 12:00
1900-05-01 13:00
1900-05-01 14:00
1900-05-01 15:00
1900-05-01 16:00
1900-05-01 17:00
1900-05-01 18:00
1900-05-01 19:00
1900-05-01 20:00
1900-05-01 21:00
1900-05-01 22:00
1900-05-01 23:00
1900-05-02
1900-05-02 01:00
1900-05-02 02:00
1900-05-02 03:00
1900-05-02 04:00
1900-05-02 05:00
1900-05-02 06:00
1900-05-02 07:00
1900-05-02 08:00
1900-05-02 09:00
1900-05-02 10:00
1900-05-02 11:00
1900-05-02 12:00
1900-05-02 13:00
1900-05-02 14:00
1900-05-02 15:00
1900-05-02 16:00
1900-05-02 17:00
1900-05-02 18:00
1900-05-02 19:00
1900-05-02 20:00
1900-05-02 21:00
1900-05-02 22:00
1900-05-02 23:00
1900-05-03
1900-05-03 01:00
1900-05-03 02:00
1900-05-03 03:00
1900-05-03 04:00
1900-05-03 05:00
1900-05-03 06:00
1900-05-03 07:00
1900-05-03 08:00
1900-05-03 09:00
1900-05-03 10:00
1900-05-03 11:00
1900-05-03 12:00
1900-05-03 13:00
1900-05-03 14:00
1900-05-03 15:00
1900-05-03 16:00
1900-05-03 17:00
1900-05-03 18:00
1900-05-03 19:00
1900-05-03 20:00
1900-05-03 21:00
1900-05-03 22:00
1900-05-03 23:00
1900-05-04
1900-05-04 01:00
1900-05-04 02:00
1900-05-04 03:00
1900-05-04 04:00
1900-05-04 05:00
1900-05-04 06:00
1900-05-04 07:00
1900-05-04 08:00
1900-05-04 09:00
1900-05-04 10:00
1900-05-04 11:00
1900-05-04 12:00
1900-05-04 13:00
1900-05-04 14:00
1900-05-04 15:00
1900-05-04 16:00
1900-05-04 17:00
1900-05-04 18:00
1900-05-04 19:00
1900-05-04 20:00
1900-05-04 21:00
1900-05-04 22:00
1900-05-04 23:00
1900-05-05
1900-05-05 01:00
1900-05-05 02:00
1900-05-05 03:00
1900-05-05 04:00
1900-05-05 05:00
1900-05-05 06:00
1900-05-05 07:00
1900-05-05 08:00
1900-05-05 09:00
1900-05-05 10:00
1900-05-05 11:00
1900-05-05 12:00
1900-05-05 13:00
1900-05-05 14:00
1900-05-05 15:00
1900-05-05 16:00
1900-05-05 17:00
1900-05-05 18:00
1900-05-05 19:00
1900-05-05 20:00
1900-05-05 21:00
1900-05-05 22:00
1900-05-05 23:00
1900-05-06
1900-05-06 01:00
1900-05-06 02:00
1900-05-06 03:00
1900-05-06 04:00
1900-05-06 05:00
1900-05-06 06:00
1900-05-06 07:00
1900-05-06 08:00
1900-05-06 09:00
1900-05-06 10:00
1900-05-06 11:00
1900-05-06 12:00
1900-05-06 13:00
1900-05-06 14:00
1900-05-06 15:00
1900-05-06 16:00
1900-05-06 17:00
1900-05-06 18:00
1900-05-06 19:00
1900-05-06 20:00
1900-05-06 21:00
1900-05-06 22:00
1900-05-06 23:00
1900-05-07
1900-05-07 01:00
1900-05-07 02:00
1900-05-07 03:00
1900-05-07 04:00
1900-05-07 05:00
1900-05-07 06:00
1900-05-07 07:00
1900-05-07 08:00
1900-05-07 09:00
1900-05-07 10:00
1900-05-07 11:00
1900-05-07 12:00
1900-05-07 13:00
1900-05-07 14:00
1900-05-07 15:00
1900-05-07 16:00
1900-05-07 17:00
1900-05-07 18:00
1900-05-07 19:00
1900-05-07 20:00
1900-05-07 21:00
1900-05-07 22:00
1900-05-07 23:00
1900-05-08
1900-05-08 01:00
1900-05-08 02:00
1900-05-08 03:00
1900-05-08 04:00
1900-05-08 05:00
1900-05-08 06:00
1900-05-08 07:00
1900-05-08 08:00
1900-05-08 09:00
1900-05-08 10:00
1900-05-08 11:00
1900-05-08 12:00
1900-05-08 13:00
1900-05-08 14:00
1900-05-08 15:00
1900-05-08 16:00
1900-05-08 17:00
1900-05-08 18:00
1900-05-08 19:00
1900-05-08 20:00
1900-05-08 21:00
1900-05-08 22:00
1900-05-08 23:00
1900-05-09
1900-05-09 01:00
1900-05-09 02:00
1900-05-09 03:00
1900-05-09 04:00
1900-05-09 05:00
1900-05-09 06:00
1900-05-09 07:00
1900-05-09 08:00
1900-05-09 09:00
1900-05-09 10:00
1900-05-09 11:00
1900-05-09 12:00
1900-05-09 13:00
1900-05-09 14:00
1900-05-09 15:00
1900-05-09 16:00
1900-05-09 17:00
1900-05-09 18:00
1900-05-09 19:00
1900-05-09 20:00
1900-05-09 21:00
1900-05-09 22:00
1900-05-09 23:00
1900-05-10
1900-05-10 01:00
1900-05-10 02:00
1900-05-10 03:00
1900-05-10 04:00
1900-05-10 05:00
1900-05-10 06:00
1900-05-10 07:00
1900-05-10 08:00
1900-05-10 09:00
1900-05-10 10:00
1900-05-10 11:00
1900-05-10 12:00
1900-05-10 13:00
1900-05-10 14:00
1900-05-10 15:00
1900-05-10 16:00
1900-05-10 17:00
1900-05-10 18:00
1900-05-10 19:00
1900-05-10 20:00
1900-05-10 21:00
1900-05-10 22:00
1900-05-10 23:00
1900-05-11
1900-05-11 01:00
1900-05-11 02:00
1900-05-11 03:00
1900-05-11 04:00
1900-05-11 05:00
1900-05-11 06:00
1900-05-11 07:00
1900-05-11 08:00
1900-05-11 09:00
1900-05-11 10:00
1900-05-11 11:00
1900-05-11 12:00
1900-05-11 13:00
1900-05-11 14:00
1900-05-11 15:00
1900-05-11 16:00
1900-05-11 17:00
1900-05-11 18:00
1900-05-11 19:00
1900-05-11 20:00
1900-05-11 21:00
1900-05-11 22:00
1900-05-11 23:00
1900-05-12
1900-05-12 01:00
1900-05-12 02:00
1900-05-12 03:00
1900-05-12 04:00
1900-05-12 05:00
1900-05-12 06:00
1900-05-12 07:00
1900-05-12 08:00
1900-05-12 09:00
1900-05-12 10:00
1900-05-12 11:00
1900-05-12 12:00
1900-05-12 13:00
1900-05-12 14:00
1900-05-12 15:00
1900-05-12 16:00
1900-05-12 17:00
1900-05-12 18:00
1900-05-12 19:00
1900-05-12 20:00
1900-05-12 21:00
1900-05-12 22:00
1900-05-12 23:00
1900-05-13
1900-05-13 01:00
1900-05-13 02:00
1900-05-13 03:00
1900-05-13 04:00
1900-05-13 05:00
1900-05-13 06:00
1900-05-13 07:00
1900-05-13 08:00
1900-05-13 09:00
1900-05-13 10:00
1900-05-13 11:00
1900-05-13 12:00
1900-05-13 13:00
1900-05-13 14:00
1900-05-13 15:00
1900-05-13 16:00
1900-05-13 17:00
1900-05-13 18:00
1900-05-13 19:00
1900-05-13 20:00
1900-05-13 21:00
1900-05-13 22:00
1900-05-13 23:00
1900-05-14
1900-05-14 01:00
1900-05-14 02:00
1900-05-14 03:00
1900-05-14 04:00
1900-05-14 05:00
1900-05-14 06:00
1900-05-14 07:00
1900-05-14 08:00
1900-05-14 09:00
1900-05-14 10:00
1900-05-14 11:00
1900-05-14 12:00
1900-05-14 13:00
1900-05-14 14:00
1900-05-14 15:00
1900-05-14 16:00
1900-05-14 17:00
1900-05-14 18:00
1900-05-14 19:00
1900-05-14 20:00
1900-05-14 21:00
1900-05-14 22:00
1900-05-14 23:00
1900-05-15
1900-05-15 01:00
1900-05-15 02:00
1900-05-15 03:00
1900-05-15 04:00
1900-05-15 05:00
1900-05-15 06:00
1900-05-15 07:00
1900-05-15 08:00
1900-05-15 09:00
1900-05-15 10:00
1900-05-15 11:00
1900-05-15 12:00
1900-05-15 13:00
1900-05-15 14:00
1900-05-15 15:00
1900-05-15 16:00
1900-05-15 17:00
1900-05-15 18:00
1900-05-15 19:00
1900-05-15 20:00
1900-05-15 21:00
1900-05-15 22:00
1900-05-15 23:00
1900-05-16
1900-05-16 01:00
1900-05-16 02:00
1900-05-16 03:00
1900-05-16 04:00
1900-05-16 05:00
1900-05-16 06:00
1900-05-16 07:00
1900-05-16 08:00
1900-05-16 09:00
1900-05-16 10:00
1900-05-16 11:00
1900-05-16 12:00
1900-05-16 13:00
1900-05-16 14:00
1900-05-16 15:00
1900-05-16 16:00
1900-05-16 17:00
1900-05-16 18:00
1900-05-16 19:00
1900-05-16 20:00
1900-05-16 21:00
1900-05-16 22:00
1900-05-16 23:00
1900-05-17
1900-05-17 01:00
1900-05-17 02:00
1900-05-17 03:00
1900-05-17 04:00
1900-05-17 05:00
1900-05-17 06:00
1900-05-17 07:00
1900-05-17 08:00
1900-05-17 09:00
1900-05-17 10:00
1900-05-17 11:00
1900-05-17 12:00
1900-05-17 13:00
1900-05-17 14:00
1900-05-17 15:00
1900-05-17 16:00
1900-05-17 17:00
1900-05-17 18:00
1900-05-17 19:00
1900-05-17 20:00
1900-05-17 21:00
1900-05-17 22:00
1900-05-17 23:00
1900-05-18
1900-05-18 01:00
1900-05-18 02:00
1900-05-18 03:00
1900-05-18 04:00
1900-05-18 05:00
1900-05-18 06:00
1900-05-18 07:00
1900-05-18 08:00
1900-05-18 09:00
1900-05-18 10:00
1900-05-18 11:00
1900-05-18 12:00
1900-05-18 13:00
1900-05-18 14:00
1900-05-18 15:00
1900-05-18 16:00
1900-05-18 17:00
1900-05-18 18:00
1900-05-18 19:00
1900-05-18 20:00
1900-05-18 21:00
1900-05-18 22:00
1900-05-18 23:00
1900-05-19
1900-05-19 01:00
1900-05-19 02:00
1900-05-19 03:00
1900-05-19 04:00
1900-05-19 05:00
1900-05-19 06:00
1900-05-19 07:00
1900-05-19 08:00
1900-05-19 09:00
1900-05-19 10:00
1900-05-19 11:00
1900-05-19 12:00
1900-05-19 13:00
1900-05-19 14:00
1900-05-19 15:00
1900-05-19 16:00
1900-05-19 17:00
1900-05-19 18:00
1900-05-19 19:00
1900-05-19 20:00
1900-05-19 21:00
1900-05-19 22:00
1900-05-19 23:00
1900-05-20
1900-05-20 01:00
1900-05-20 02:00
1900-05-20 03:00
1900-05-20 04:00
1900-05-20 05:00
1900-05-20 06:00
1900-05-20 07:00
1900-05-20 08:00
1900-05-20 09:00
1900-05-20 10:00
1900-05-20 11:00
1900-05-20 12:00
1900-05-20 13:00
1900-05-20 14:00
1900-05-20 15:00
1900-05-20 16:00
1900-05-20 17:00
1900-05-20 18:00
1900-05-20 19:00
1900-05-20 20:00
1900-05-20 21:00
1900-05-20 22:00
1900-05-20 23:00
1900-05-21
1900-05-21 01:00
1900-05-21 02:00
1900-05-21 03:00
1900-05-21 04:00
1900-05-21 05:00
1900-05-21 06:00
1900-05-21 07:00
1900-05-21 08:00
1900-05-21 09:00
1900-05-21 10:00
1900-05-21 11:00
1900-05-21 12:00
1900-05-21 13:00
1900-05-21 14:00
1900-05-21 15:00
1900-05-21 16:00
1900-05-21 17:00
1900-05-21 18:00
1900-05-21 19:00
1900-05-21 20:00
1900-05-21 21:00
1900-05-21 22:00
1900-05-21 23:00
1900-05-22
1900-05-22 01:00
1900-05-22 02:00
1900-05-22 03:00
1900-05-22 04:00
1900-05-22 05:00
1900-05-22 06:00
1900-05-22 07:00
1900-05-22 08:00
1900-05-22 09:00
1900-05-22 10:00
1900-05-22 11:00
1900-05-22 12:00
1900-05-22 13:00
1900-05-22 14:00
1900-05-22 15:00
1900-05-22 16:00
1900-05-22 17:00
1900-05-22 18:00
1900-05-22 19:00
1900-05-22 20:00
1900-05-22 21:00
1900-05-22 22:00
1900-05-22 23:00
1900-05-23
1900-05-23 01:00
1900-05-23 02:00
1900-05-23 03:00
1900-05-23 04:00
1900-05-23 05:00
1900-05-23 06:00
1900-05-23 07:00
1900-05-23 08:00
1900-05-23 09:00
1900-05-23 10:00
1900-05-23 11:00
1900-05-23 12:00
1900-05-23 13:00
1900-05-23 14:00
1900-05-23 15:00
1900-05-23 16:00
1900-05-23 17:00
1900-05-23 18:00
1900-05-23 19:00
1900-05-23 20:00
1900-05-23 21:00
1900-05-23 22:00
1900-05-23 23:00
1900-05-24
1900-05-24 01:00
1900-05-24 02:00
1900-05-24 03:00
1900-05-24 04:00
1900-05-24 05:00
1900-05-24 06:00
1900-05-24 07:00
1900-05-24 08:00
1900-05-24 09:00
1900-05-24 10:00
1900-05-24 11:00
1900-05-24 12:00
1900-05-24 13:00
1900-05-24 14:00
1900-05-24 15:00
1900-05-24 16:00
1900-05-24 17:00
1900-05-24 18:00
1900-05-24 19:00
1900-05-24 20:00
1900-05-24 21:00
1900-05-24 22:00
1900-05-24 23:00
1900-05-25
1900-05-25 01:00
1900-05-25 02:00
1900-05-25 03:00
1900-05-25 04:00
1900-05-25 05:00
1900-05-25 06:00
1900-05-25 07:00
1900-05-25 08:00
1900-05-25 09:00
1900-05-25 10:00
1900-05-25 11:00
1900-05-25 12:00
1900-05-25 13:00
1900-05-25 14:00
1900-05-25 15:00
1900-05-25 16:00
1900-05-25 17:00
1900-05-25 18:00
1900-05-25 19:00
1900-05-25 20:00
1900-05-25 21:00
1900-05-25 22:00
1900-05-25 23:00
1900-05-26
1900-05-26 01:00
1900-05-26 02:00
1900-05-26 03:00
1900-05-26 04:00
1900-05-26 05:00
1900-05-26 06:00
1900-05-26 07:00
1900-05-26 08:00
1900-05-26 09:00
1900-05-26 10:00
1900-05-26 11:00
1900-05-26 12:00
1900-05-26 13:00
1900-05-26 14:00
1900-05-26 15:00
1900-05-26 16:00
1900-05-26 17:00
1900-05-26 18:00
1900-05-26 19:00
1900-05-26 20:00
1900-05-26 21:00
1900-05-26 22:00
1900-05-26 23:00
1900-05-27
1900-05-27 01:00
1900-05-27 02:00
1900-05-27 03:00
1900-05-27 04:00
1900-05-27 05:00
1900-05-27 06:00
1900-05-27 07:00
1900-05-27 08:00
1900-05-27 09:00
1900-05-27 10:00
1900-05-27 11:00
1900-05-27 12:00
1900-05-27 13:00
1900-05-27 14:00
1900-05-27 15:00
1900-05-27 16:00
1900-05-27 17:00
1900-05-27 18:00
1900-05-27 19:00
1900-05-27 20:00
1900-05-27 21:00
1900-05-27 22:00
1900-05-27 23:00
1900-05-28
1900-05-28 01:00
1900-05-28 02:00
1900-05-28 03:00
1900-05-28 04:00
1900-05-28 05:00
1900-05-28 06:00
1900-05-28 07:00
1900-05-28 08:00
1900-05-28 09:00
1900-05-28 10:00
1900-05-28 11:00
1900-05-28 12:00
1900-05-28 13:00
1900-05-28 14:00
1900-05-28 15:00
1900-05-28 16:00
1900-05-28 17:00
1900-05-28 18:00
1900-05-28 19:00
1900-05-28 20:00
1900-05-28 21:00
1900-05-28 22:00
1900-05-28 23:00
1900-05-29
1900-05-29 01:00
1900-05-29 02:00
1900-05-29 03:00
1900-05-29 04:00
1900-05-29 05:00
1900-05-29 06:00
1900-05-29 07:00
1900-05-29 08:00
1900-05-29 09:00
1900-05-29 10:00
1900-05-29 11:00
1900-05-29 12:00
1900-05-29 13:00
1900-05-29 14:00
1900-05-29 15:00
1900-05-29 16:00
1900-05-29 17:00
1900-05-29 18:00
1900-05-29 19:00
1900-05-29 20:00
1900-05-29 21:00
1900-05-29 22:00
1900-05-29 23:00
1900-05-30
1900-05-30 01:00
1900-05-30 02:00
1900-05-30 03:00
1900-05-30 04:00
1900-05-30 05:00
1900-05-30 06:00
1900-05-30 07:00
1900-05-30 08:00
1900-05-30 09:00
1900-05-30 10:00
1900-05-30 11:00
1900-05-30 12:00
1900-05-30 13:00
1900-05-30 14:00
1900-05-30 15:00
1900-05-30 16:00
1900-05-30 17:00
1900-05-30 18:00
1900-05-30 19:00
1900-05-30 20:00
1900-05-30 21:00
1900-05-30 22:00
1900-05-30 23:00
1900-05-31
1900-05-31 01:00
1900-05-31 02:00
1900-05-31 03:00
1900-05-31 04:00
1900-05-31 05:00
1900-05-31 06:00
1900-05-31 07:00
1900-05-31 08:00
1900-05-31 09:00
1900-05-31 10:00
1900-05-31 11:00
1900-05-31 12:00
1900-05-31 13:00
1900-05-31 14:00
1900-05-31 15:00
1900-05-31 16:00
1900-05-31 17:00
1900-05-31 18:00
1900-05-31 19:00
1900-05-31 20:00
1900-05-31 21:00
1900-05-31 22:00
1900-05-31 23:00
1900-06-01
1900-06-01 01:00
1900-06-01 02:00
1900-06-01 03:00
1900-06-01 04:00
1900-06-01 05:00
1900-06-01 06:00
1900-06-01 07:00
1900-06-01 08:00
1900-06-01 09:00
1900-06-01 10:00
1900-06-01 11:00
1900-06-01 12:00
1900-06-01 13:00
1900-06-01 14:00
1900-06-01 15:00
1900-06-01 16:00
1900-06-01 17:00
1900-06-01 18:00
1900-06-01 19:00
1900-06-01 20:00
1900-06-01 21:00
1900-06-01 22:00
1900-06-01 23:00
1900-06-02
1900-06-02 01:00
1900-06-02 02:00
1900-06-02 03:00
1900-06-02 04:00
1900-06-02 05:00
1900-06-02 06:00
1900-06-02 07:00
1900-06-02 08:00
1900-06-02 09:00
1900-06-02 10:00
1900-06-02 11:00
1900-06-02 12:00
1900-06-02 13:00
1900-06-02 14:00
1900-06-02 15:00
1900-06-02 16:00
1900-06-02 17:00
1900-06-02 18:00
1900-06-02 19:00
1900-06-02 20:00
1900-06-02 21:00
1900-06-02 22:00
1900-06-02 23:00
1900-06-03
1900-06-03 01:00
1900-06-03 02:00
1900-06-03 03:00
1900-06-03 04:00
1900-06-03 05:00
1900-06-03 06:00
1900-06-03 07:00
1900-06-03 08:00
1900-06-03 09:00
1900-06-03 10:00
1900-06-03 11:00
1900-06-03 12:00
1900-06-03 13:00
1900-06-03 14:00
1900-06-03 15:00
1900-06-03 16:00
1900-06-03 17:00
1900-06-03 18:00
1900-06-03 19:00
1900-06-03 20:00
1900-06-03 21:00
1900-06-03 22:00
1900-06-03 23:00
1900-06-04
1900-06-04 01:00
1900-06-04 02:00
1900-06-04 03:00
1900-06-04 04:00
1900-06-04 05:00
1900-06-04 06:00
1900-06-04 07:00
1900-06-04 08:00
1900-06-04 09:00
1900-06-04 10:00
1900-06-04 11:00
1900-06-04 12:00
1900-06-04 13:00
1900-06-04 14:00
1900-06-04 15:00
1900-06-04 16:00
1900-06-04 17:00
1900-06-04 18:00
1900-06-04 19:00
1900-06-04 20:00
1900-06-04 21:00
1900-06-04 22:00
1900-06-04 23:00
1900-06-05
1900-06-05 01:00
1900-06-05 02:00
1900-06-05 03:00
1900-06-05 04:00
1900-06-05 05:00
1900-06-05 06:00
1900-06-05 07:00
1900-06-05 08:00
1900-06-05 09:00
1900-06-05 10:00
1900-06-05 11:00
1900-06-05 12:00
1900-06-05 13:00
1900-06-05 14:00
1900-06-05 15:00
1900-06-05 16:00
1900-06-05 17:00
1900-06-05 18:00
1900-06-05 19:00
1900-06-05 20:00
1900-06-05 21:00
1900-06-05 22:00
1900-06-05 23:00
1900-06-06
1900-06-06 01:00
1900-06-06 02:00
1900-06-06 03:00
1900-06-06 04:00
1900-06-06 05:00
1900-06-06 06:00
1900-06-06 07:00
1900-06-06 08:00
1900-06-06 09:00
1900-06-06 10:00
1900-06-06 11:00
1900-06-06 12:00
1900-06-06 13:00
1900-06-06 14:00
1900-06-06 15:00
1900-06-06 16:00
1900-06-06 17:00
1900-06-06 18:00
1900-06-06 19:00
1900-06-06 20:00
1900-06-06 21:00
1900-06-06 22:00
1900-06-06 23:00
1900-06-07
1900-06-07 01:00
1900-06-07 02:00
1900-06-07 03:00
1900-06-07 04:00
1900-06-07 05:00
1900-06-07 06:00
1900-06-07 07:00
1900-06-07 08:00
1900-06-07 09:00
1900-06-07 10:00
1900-06-07 11:00
1900-06-07 12:00
1900-06-07 13:00
1900-06-07 14:00
1900-06-07 15:00
1900-06-07 16:00
1900-06-07 17:00
1900-06-07 18:00
1900-06-07 19:00
1900-06-07 20:00
1900-06-07 21:00
1900-06-07 22:00
1900-06-07 23:00
1900-06-08
1900-06-08 01:00
1900-06-08 02:00
1900-06-08 03:00
1900-06-08 04:00
1900-06-08 05:00
1900-06-08 06:00
1900-06-08 07:00
1900-06-08 08:00
1900-06-08 09:00
1900-06-08 10:00
1900-06-08 11:00
1900-06-08 12:00
1900-06-08 13:00
1900-06-08 14:00
1900-06-08 15:00
1900-06-08 16:00
1900-06-08 17:00
1900-06-08 18:00
1900-06-08 19:00
1900-06-08 20:00
1900-06-08 21:00
1900-06-08 22:00
1900-06-08 23:00
1900-06-09
1900-06-09 01:00
1900-06-09 02:00
1900-06-09 03:00
1900-06-09 04:00
1900-06-09 05:00
1900-06-09 06:00
1900-06-09 07:00
1900-06-09 08:00
1900-06-09 09:00
1900-06-09 10:00
1900-06-09 11:00
1900-06-09 12:00
1900-06-09 13:00
1900-06-09 14:00
1900-06-09 15:00
1900-06-09 16:00
1900-06-09 17:00
1900-06-09 18:00
1900-06-09 19:00
1900-06-09 20:00
1900-06-09 21:00
1900-06-09 22:00
1900-06-09 23:00
1900-06-10
1900-06-10 01:00
1900-06-10 02:00
1900-06-10 03:00
1900-06-10 04:00
1900-06-10 05:00
1900-06-10 06:00
1900-06-10 07:00
1900-06-10 08:00
1900-06-10 09:00
1900-06-10 10:00
1900-06-10 11:00
1900-06-10 12:00
1900-06-10 13:00
1900-06-10 14:00
1900-06-10 15:00
1900-06-10 16:00
1900-06-10 17:00
1900-06-10 18:00
1900-06-10 19:00
1900-06-10 20:00
1900-06-10 21:00
1900-06-10 22:00
1900-06-10 23:00
1900-06-11
1900-06-11 01:00
1900-06-11 02:00
1900-06-11 03:00
1900-06-11 04:00
1900-06-11 05:00
1900-06-11 06:00
1900-06-11 07:00
1900-06-11 08:00
1900-06-11 09:00
1900-06-11 10:00
1900-06-11 11:00
1900-06-11 12:00
1900-06-11 13:00
1900-06-11 14:00
1900-06-11 15:00
1900-06-11 16:00
1900-06-11 17:00
1900-06-11 18:00
1900-06-11 19:00
1900-06-11 20:00
1900-06-11 21:00
1900-06-11 22:00
1900-06-11 23:00
1900-06-12
1900-06-12 01:00
1900-06-12 02:00
1900-06-12 03:00
1900-06-12 04:00
1900-06-12 05:00
1900-06-12 06:00
1900-06-12 07:00
1900-06-12 08:00
1900-06-12 09:00
1900-06-12 10:00
1900-06-12 11:00
1900-06-12 12:00
1900-06-12 13:00
1900-06-12 14:00
1900-06-12 15:00
1900-06-12 16:00
1900-06-12 17:00
1900-06-12 18:00
1900-06-12 19:00
1900-06-12 20:00
1900-06-12 21:00
1900-06-12 22:00
1900-06-12 23:00
1900-06-13
1900-06-13 01:00
1900-06-13 02:00
1900-06-13 03:00
1900-06-13 04:00
1900-06-13 05:00
1900-06-13 06:00
1900-06-13 07:00
1900-06-13 08:00
1900-06-13 09:00
1900-06-13 10:00
1900-06-13 11:00
1900-06-13 12:00
1900-06-13 13:00
1900-06-13 14:00
1900-06-13 15:00
1900-06-13 16:00
1900-06-13 17:00
1900-06-13 18:00
1900-06-13 19:00
1900-06-13 20:00
1900-06-13 21:00
1900-06-13 22:00
1900-06-13 23:00
1900-06-14
1900-06-14 01:00
1900-06-14 02:00
1900-06-14 03:00
1900-06-14 04:00
1900-06-14 05:00
1900-06-14 06:00
1900-06-14 07:00
1900-06-14 08:00
1900-06-14 09:00
1900-06-14 10:00
1900-06-14 11:00
1900-06-14 12:00
1900-06-14 13:00
1900-06-14 14:00
1900-06-14 15:00
1900-06-14 16:00
1900-06-14 17:00
1900-06-14 18:00
1900-06-14 19:00
1900-06-14 20:00
1900-06-14 21:00
1900-06-14 22:00
1900-06-14 23:00
1900-06-15
1900-06-15 01:00
1900-06-15 02:00
1900-06-15 03:00
1900-06-15 04:00
1900-06-15 05:00
1900-06-15 06:00
1900-06-15 07:00
1900-06-15 08:00
1900-06-15 09:00
1900-06-15 10:00
1900-06-15 11:00
1900-06-15 12:00
1900-06-15 13:00
1900-06-15 14:00
1900-06-15 15:00
1900-06-15 16:00
1900-06-15 17:00
1900-06-15 18:00
1900-06-15 19:00
1900-06-15 20:00
1900-06-15 21:00
1900-06-15 22:00
1900-06-15 23:00
1900-06-16
1900-06-16 01:00
1900-06-16 02:00
1900-06-16 03:00
1900-06-16 04:00
1900-06-16 05:00
1900-06-16 06:00
1900-06-16 07:00
1900-06-16 08:00
1900-06-16 09:00
1900-06-16 10:00
1900-06-16 11:00
1900-06-16 12:00
1900-06-16 13:00
1900-06-16 14:00
1900-06-16 15:00
1900-06-16 16:00
1900-06-16 17:00
1900-06-16 18:00
1900-06-16 19:00
1900-06-16 20:00
1900-06-16 21:00
1900-06-16 22:00
1900-06-16 23:00
1900-06-17
1900-06-17 01:00
1900-06-17 02:00
1900-06-17 03:00
1900-06-17 04:00
1900-06-17 05:00
1900-06-17 06:00
1900-06-17 07:00
1900-06-17 08:00
1900-06-17 09:00
1900-06-17 10:00
1900-06-17 11:00
1900-06-17 12:00
1900-06-17 13:00
1900-06-17 14:00
1900-06-17 15:00
1900-06-17 16:00
1900-06-17 17:00
1900-06-17 18:00
1900-06-17 19:00
1900-06-17 20:00
1900-06-17 21:00
1900-06-17 22:00
1900-06-17 23:00
1900-06-18
1900-06-18 01:00
1900-06-18 02:00
1900-06-18 03:00
1900-06-18 04:00
1900-06-18 05:00
1900-06-18 06:00
1900-06-18 07:00
1900-06-18 08:00
1900-06-18 09:00
1900-06-18 10:00
1900-06-18 11:00
1900-06-18 12:00
1900-06-18 13:00
1900-06-18 14:00
1900-06-18 15:00
1900-06-18 16:00
1900-06-18 17:00
1900-06-18 18:00
1900-06-18 19:00
1900-06-18 20:00
1900-06-18 21:00
1900-06-18 22:00
1900-06-18 23:00
1900-06-19
1900-06-19 01:00
1900-06-19 02:00
1900-06-19 03:00
1900-06-19 04:00
1900-06-19 05:00
1900-06-19 06:00
1900-06-19 07:00
1900-06-19 08:00
1900-06-19 09:00
1900-06-19 10:00
1900-06-19 11:00
1900-06-19 12:00
1900-06-19 13:00
1900-06-19 14:00
1900-06-19 15:00
1900-06-19 16:00
1900-06-19 17:00
1900-06-19 18:00
1900-06-19 19:00
1900-06-19 20:00
1900-06-19 21:00
1900-06-19 22:00
1900-06-19 23:00
1900-06-20
1900-06-20 01:00
1900-06-20 02:00
1900-06-20 03:00
1900-06-20 04:00
1900-06-20 05:00
1900-06-20 06:00
1900-06-20 07:00
1900-06-20 08:00
1900-06-20 09:00
1900-06-20 10:00
1900-06-20 11:00
1900-06-20 12:00
1900-06-20 13:00
1900-06-20 14:00
1900-06-20 15:00
1900-06-20 16:00
1900-06-20 17:00
1900-06-20 18:00
1900-06-20 19:00
1900-06-20 20:00
1900-06-20 21:00
1900-06-20 22:00
1900-06-20 23:00
1900-06-21
1900-06-21 01:00
1900-06-21 02:00
1900-06-21 03:00
1900-06-21 04:00
1900-06-21 05:00
1900-06-21 06:00
1900-06-21 07:00
1900-06-21 08:00
1900-06-21 09:00
1900-06-21 10:00
1900-06-21 11:00
1900-06-21 12:00
1900-06-21 13:00
1900-06-21 14:00
1900-06-21 15:00
1900-06-21 16:00
1900-06-21 17:00
1900-06-21 18:00
1900-06-21 19:00
1900-06-21 20:00
1900-06-21 21:00
1900-06-21 22:00
1900-06-21 23:00
1900-06-22
1900-06-22 01:00
1900-06-22 02:00
1900-06-22 03:00
1900-06-22 04:00
1900-06-22 05:00
1900-06-22 06:00
1900-06-22 07:00
1900-06-22 08:00
1900-06-22 09:00
1900-06-22 10:00
1900-06-22 11:00
1900-06-22 12:00
1900-06-22 13:00
1900-06-22 14:00
1900-06-22 15:00
1900-06-22 16:00
1900-06-22 17:00
1900-06-22 18:00
1900-06-22 19:00
1900-06-22 20:00
1900-06-22 21:00
1900-06-22 22:00
1900-06-22 23:00
1900-06-23
1900-06-23 01:00
1900-06-23 02:00
1900-06-23 03:00
1900-06-23 04:00
1900-06-23 05:00
1900-06-23 06:00
1900-06-23 07:00
1900-06-23 08:00
1900-06-23 09:00
1900-06-23 10:00
1900-06-23 11:00
1900-06-23 12:00
1900-06-23 13:00
1900-06-23 14:00
1900-06-23 15:00
1900-06-23 16:00
1900-06-23 17:00
1900-06-23 18:00
1900-06-23 19:00
1900-06-23 20:00
1900-06-23 21:00
1900-06-23 22:00
1900-06-23 23:00
1900-06-24
1900-06-24 01:00
1900-06-24 02:00
1900-06-24 03:00
1900-06-24 04:00
1900-06-24 05:00
1900-06-24 06:00
1900-06-24 07:00
1900-06-24 08:00
1900-06-24 09:00
1900-06-24 10:00
1900-06-24 11:00
1900-06-24 12:00
1900-06-24 13:00
1900-06-24 14:00
1900-06-24 15:00
1900-06-24 16:00
1900-06-24 17:00
1900-06-24 18:00
1900-06-24 19:00
1900-06-24 20:00
1900-06-24 21:00
1900-06-24 22:00
1900-06-24 23:00
1900-06-25
1900-06-25 01:00
1900-06-25 02:00
1900-06-25 03:00
1900-06-25 04:00
1900-06-25 05:00
1900-06-25 06:00
1900-06-25 07:00
1900-06-25 08:00
1900-06-25 09:00
1900-06-25 10:00
1900-06-25 11:00
1900-06-25 12:00
1900-06-25 13:00
1900-06-25 14:00
1900-06-25 15:00
1900-06-25 16:00
1900-06-25 17:00
1900-06-25 18:00
1900-06-25 19:00
1900-06-25 20:00
1900-06-25 21:00
1900-06-25 22:00
1900-06-25 23:00
1900-06-26
1900-06-26 01:00
1900-06-26 02:00
1900-06-26 03:00
1900-06-26 04:00
1900-06-26 05:00
1900-06-26 06:00
1900-06-26 07:00
1900-06-26 08:00
1900-06-26 09:00
1900-06-26 10:00
1900-06-26 11:00
1900-06-26 12:00
1900-06-26 13:00
1900-06-26 14:00
1900-06-26 15:00
1900-06-26 16:00
1900-06-26 17:00
1900-06-26 18:00
1900-06-26 19:00
1900-06-26 20:00
1900-06-26 21:00
1900-06-26 22:00
1900-06-26 23:00
1900-06-27
1900-06-27 01:00
1900-06-27 02:00
1900-06-27 03:00
1900-06-27 04:00
1900-06-27 05:00
1900-06-27 06:00
1900-06-27 07:00
1900-06-27 08:00
1900-06-27 09:00
1900-06-27 10:00
1900-06-27 11:00
1900-06-27 12:00
1900-06-27 13:00
1900-06-27 14:00
1900-06-27 15:00
1900-06-27 16:00
1900-06-27 17:00
1900-06-27 18:00
1900-06-27 19:00
1900-06-27 20:00
1900-06-27 21:00
1900-06-27 22:00
1900-06-27 23:00
1900-06-28
1900-06-28 01:00
1900-06-28 02:00
1900-06-28 03:00
1900-06-28 04:00
1900-06-28 05:00
1900-06-28 06:00
1900-06-28 07:00
1900-06-28 08:00
1900-06-28 09:00
1900-06-28 10:00
1900-06-28 11:00
1900-06-28 12:00
1900-06-28 13:00
1900-06-28 14:00
1900-06-28 15:00
1900-06-28 16:00
1900-06-28 17:00
1900-06-28 18:00
1900-06-28 19:00
1900-06-28 20:00
1900-06-28 21:00
1900-06-28 22:00
1900-06-28 23:00
1900-06-29
1900-06-29 01:00
1900-06-29 02:00
1900-06-29 03:00
1900-06-29 04:00
1900-06-29 05:00
1900-06-29 06:00
1900-06-29 07:00
1900-06-29 08:00
1900-06-29 09:00
1900-06-29 10:00
1900-06-29 11:00
1900-06-29 12:00
1900-06-29 13:00
1900-06-29 14:00
1900-06-29 15:00
1900-06-29 16:00
1900-06-29 17:00
1900-06-29 18:00
1900-06-29 19:00
1900-06-29 20:00
1900-06-29 21:00
1900-06-29 22:00
1900-06-29 23:00
1900-06-30
1900-06-30 01:00
1900-06-30 02:00
1900-06-30 03:00
1900-06-30 04:00
1900-06-30 05:00
1900-06-30 06:00
1900-06-30 07:00
1900-06-30 08:00
1900-06-30 09:00
1900-06-30 10:00
1900-06-30 11:00
1900-06-30 12:00
1900-06-30 13:00
1900-06-30 14:00
1900-06-30 15:00
1900-06-30 16:00
1900-06-30 17:00
1900-06-30 18:00
1900-06-30 19:00
1900-06-30 20:00
1900-06-30 21:00
1900-06-30 22:00
1900-06-30 23:00
1900-07-01
1900-07-01 01:00
1900-07-01 02:00
1900-07-01 03:00
1900-07-01 04:00
1900-07-01 05:00
1900-07-01 06:00
1900-07-01 07:00
1900-07-01 08:00
1900-07-01 09:00
1900-07-01 10:00
1900-07-01 11:00
1900-07-01 12:00
1900-07-01 13:00
1900-07-01 14:00
1900-07-01 15:00
1900-07-01 16:00
1900-07-01 17:00
1900-07-01 18:00
1900-07-01 19:00
1900-07-01 20:00
1900-07-01 21:00
1900-07-01 22:00
1900-07-01 23:00
1900-07-02
1900-07-02 01:00
1900-07-02 02:00
1900-07-02 03:00
1900-07-02 04:00
1900-07-02 05:00
1900-07-02 06:00
1900-07-02 07:00
1900-07-02 08:00
1900-07-02 09:00
1900-07-02 10:00
1900-07-02 11:00
1900-07-02 12:00
1900-07-02 13:00
1900-07-02 14:00
1900-07-02 15:00
1900-07-02 16:00
1900-07-02 17:00
1900-07-02 18:00
1900-07-02 19:00
1900-07-02 20:00
1900-07-02 21:00
1900-07-02 22:00
1900-07-02 23:00
1900-07-03
1900-07-03 01:00
1900-07-03 02:00
1900-07-03 03:00
1900-07-03 04:00
1900-07-03 05:00
1900-07-03 06:00
1900-07-03 07:00
1900-07-03 08:00
1900-07-03 09:00
1900-07-03 10:00
1900-07-03 11:00
1900-07-03 12:00
1900-07-03 13:00
1900-07-03 14:00
1900-07-03 15:00
1900-07-03 16:00
1900-07-03 17:00
1900-07-03 18:00
1900-07-03 19:00
1900-07-03 20:00
1900-07-03 21:00
1900-07-03 22:00
1900-07-03 23:00
1900-07-04
1900-07-04 01:00
1900-07-04 02:00
1900-07-04 03:00
1900-07-04 04:00
1900-07-04 05:00
1900-07-04 06:00
1900-07-04 07:00
1900-07-04 08:00
1900-07-04 09:00
1900-07-04 10:00
1900-07-04 11:00
1900-07-04 12:00
1900-07-04 13:00
1900-07-04 14:00
1900-07-04 15:00
1900-07-04 16:00
1900-07-04 17:00
1900-07-04 18:00
1900-07-04 19:00
1900-07-04 20:00
1900-07-04 21:00
1900-07-04 22:00
1900-07-04 23:00
1900-07-05
1900-07-05 01:00
1900-07-05 02:00
1900-07-05 03:00
1900-07-05 04:00
1900-07-05 05:00
1900-07-05 06:00
1900-07-05 07:00
1900-07-05 08:00
1900-07-05 09:00
1900-07-05 10:00
1900-07-05 11:00
1900-07-05 12:00
1900-07-05 13:00
1900-07-05 14:00
1900-07-05 15:00
1900-07-05 16:00
1900-07-05 17:00
1900-07-05 18:00
1900-07-05 19:00
1900-07-05 20:00
1900-07-05 21:00
1900-07-05 22:00
1900-07-05 23:00
1900-07-06
1900-07-06 01:00
1900-07-06 02:00
1900-07-06 03:00
1900-07-06 04:00
1900-07-06 05:00
1900-07-06 06:00
1900-07-06 07:00
1900-07-06 08:00
1900-07-06 09:00
1900-07-06 10:00
1900-07-06 11:00
1900-07-06 12:00
1900-07-06 13:00
1900-07-06 14:00
1900-07-06 15:00
1900-07-06 16:00
1900-07-06 17:00
1900-07-06 18:00
1900-07-06 19:00
1900-07-06 20:00
1900-07-06 21:00
1900-07-06 22:00
1900-07-06 23:00
1900-07-07
1900-07-07 01:00
1900-07-07 02:00
1900-07-07 03:00
1900-07-07 04:00
1900-07-07 05:00
1900-07-07 06:00
1900-07-07 07:00
1900-07-07 08:00
1900-07-07 09:00
1900-07-07 10:00
1900-07-07 11:00
1900-07-07 12:00
1900-07-07 13:00
1900-07-07 14:00
1900-07-07 15:00
1900-07-07 16:00
1900-07-07 17:00
1900-07-07 18:00
1900-07-07 19:00
1900-07-07 20:00
1900-07-07 21:00
1900-07-07 22:00
1900-07-07 23:00
1900-07-08
1900-07-08 01:00
1900-07-08 02:00
1900-07-08 03:00
1900-07-08 04:00
1900-07-08 05:00
1900-07-08 06:00
1900-07-08 07:00
1900-07-08 08:00
1900-07-08 09:00
1900-07-08 10:00
1900-07-08 11:00
1900-07-08 12:00
1900-07-08 13:00
1900-07-08 14:00
1900-07-08 15:00
1900-07-08 16:00
1900-07-08 17:00
1900-07-08 18:00
1900-07-08 19:00
1900-07-08 20:00
1900-07-08 21:00
1900-07-08 22:00
1900-07-08 23:00
1900-07-09
1900-07-09 01:00
1900-07-09 02:00
1900-07-09 03:00
1900-07-09 04:00
1900-07-09 05:00
1900-07-09 06:00
1900-07-09 07:00
1900-07-09 08:00
1900-07-09 09:00
1900-07-09 10:00
1900-07-09 11:00
1900-07-09 12:00
1900-07-09 13:00
1900-07-09 14:00
1900-07-09 15:00
1900-07-09 16:00
1900-07-09 17:00
1900-07-09 18:00
1900-07-09 19:00
1900-07-09 20:00
1900-07-09 21:00
1900-07-09 22:00
1900-07-09 23:00
1900-07-10
1900-07-10 01:00
1900-07-10 02:00
1900-07-10 03:00
1900-07-10 04:00
1900-07-10 05:00
1900-07-10 06:00
1900-07-10 07:00
1900-07-10 08:00
1900-07-10 09:00
1900-07-10 10:00
1900-07-10 11:00
1900-07-10 12:00
1900-07-10 13:00
1900-07-10 14:00
1900-07-10 15:00
1900-07-10 16:00
1900-07-10 17:00
1900-07-10 18:00
1900-07-10 19:00
1900-07-10 20:00
1900-07-10 21:00
1900-07-10 22:00
1900-07-10 23:00
1900-07-11
1900-07-11 01:00
1900-07-11 02:00
1900-07-11 03:00
1900-07-11 04:00
1900-07-11 05:00
1900-07-11 06:00
1900-07-11 07:00
1900-07-11 08:00
1900-07-11 09:00
1900-07-11 10:00
1900-07-11 11:00
1900-07-11 12:00
1900-07-11 13:00
1900-07-11 14:00
1900-07-11 15:00
1900-07-11 16:00
1900-07-11 17:00
1900-07-11 18:00
1900-07-11 19:00
1900-07-11 20:00
1900-07-11 21:00
1900-07-11 22:00
1900-07-11 23:00
1900-07-12
1900-07-12 01:00
1900-07-12 02:00
1900-07-12 03:00
1900-07-12 04:00
1900-07-12 05:00
1900-07-12 06:00
1900-07-12 07:00
1900-07-12 08:00
1900-07-12 09:00
1900-07-12 10:00
1900-07-12 11:00
1900-07-12 12:00
1900-07-12 13:00
1900-07-12 14:00
1900-07-12 15:00
1900-07-12 16:00
1900-07-12 17:00
1900-07-12 18:00
1900-07-12 19:00
1900-07-12 20:00
1900-07-12 21:00
1900-07-12 22:00
1900-07-12 23:00
1900-07-13
1900-07-13 01:00
1900-07-13 02:00
1900-07-13 03:00
1900-07-13 04:00
1900-07-13 05:00
1900-07-13 06:00
1900-07-13 07:00
1900-07-13 08:00
1900-07-13 09:00
1900-07-13 10:00
1900-07-13 11:00
1900-07-13 12:00
1900-07-13 13:00
1900-07-13 14:00
1900-07-13 15:00
1900-07-13 16:00
1900-07-13 17:00
1900-07-13 18:00
1900-07-13 19:00
1900-07-13 20:00
1900-07-13 21:00
1900-07-13 22:00
1900-07-13 23:00
1900-07-14
1900-07-14 01:00
1900-07-14 02:00
1900-07-14 03:00
1900-07-14 04:00
1900-07-14 05:00
1900-07-14 06:00
1900-07-14 07:00
1900-07-14 08:00
1900-07-14 09:00
1900-07-14 10:00
1900-07-14 11:00
1900-07-14 12:00
1900-07-14 13:00
1900-07-14 14:00
1900-07-14 15:00
1900-07-14 16:00
1900-07-14 17:00
1900-07-14 18:00
1900-07-14 19:00
1900-07-14 20:00
1900-07-14 21:00
1900-07-14 22:00
1900-07-14 23:00
1900-07-15
1900-07-15 01:00
1900-07-15 02:00
1900-07-15 03:00
1900-07-15 04:00
1900-07-15 05:00
1900-07-15 06:00
1900-07-15 07:00
1900-07-15 08:00
1900-07-15 09:00
1900-07-15 10:00
1900-07-15 11:00
1900-07-15 12:00
1900-07-15 13:00
1900-07-15 14:00
1900-07-15 15:00
1900-07-15 16:00
1900-07-15 17:00
1900-07-15 18:00
1900-07-15 19:00
1900-07-15 20:00
1900-07-15 21:00
1900-07-15 22:00
1900-07-15 23:00
1900-07-16
1900-07-16 01:00
1900-07-16 02:00
1900-07-16 03:00
1900-07-16 04:00
1900-07-16 05:00
1900-07-16 06:00
1900-07-16 07:00
1900-07-16 08:00
1900-07-16 09:00
1900-07-16 10:00
1900-07-16 11:00
1900-07-16 12:00
1900-07-16 13:00
1900-07-16 14:00
1900-07-16 15:00
1900-07-16 16:00
1900-07-16 17:00
1900-07-16 18:00
1900-07-16 19:00
1900-07-16 20:00
1900-07-16 21:00
1900-07-16 22:00
1900-07-16 23:00
1900-07-17
1900-07-17 01:00
1900-07-17 02:00
1900-07-17 03:00
1900-07-17 04:00
1900-07-17 05:00
1900-07-17 06:00
1900-07-17 07:00
1900-07-17 08:00
1900-07-17 09:00
1900-07-17 10:00
1900-07-17 11:00
1900-07-17 12:00
1900-07-17 13:00
1900-07-17 14:00
1900-07-17 15:00
1900-07-17 16:00
1900-07-17 17:00
1900-07-17 18:00
1900-07-17 19:00
1900-07-17 20:00
1900-07-17 21:00
1900-07-17 22:00
1900-07-17 23:00
1900-07-18
1900-07-18 01:00
1900-07-18 02:00
1900-07-18 03:00
1900-07-18 04:00
1900-07-18 05:00
1900-07-18 06:00
1900-07-18 07:00
1900-07-18 08:00
1900-07-18 09:00
1900-07-18 10:00
1900-07-18 11:00
1900-07-18 12:00
1900-07-18 13:00
1900-07-18 14:00
1900-07-18 15:00
1900-07-18 16:00
1900-07-18 17:00
1900-07-18 18:00
1900-07-18 19:00
1900-07-18 20:00
1900-07-18 21:00
1900-07-18 22:00
1900-07-18 23:00
1900-07-19
1900-07-19 01:00
1900-07-19 02:00
1900-07-19 03:00
1900-07-19 04:00
1900-07-19 05:00
1900-07-19 06:00
1900-07-19 07:00
1900-07-19 08:00
1900-07-19 09:00
1900-07-19 10:00
1900-07-19 11:00
1900-07-19 12:00
1900-07-19 13:00
1900-07-19 14:00
1900-07-19 15:00
1900-07-19 16:00
1900-07-19 17:00
1900-07-19 18:00
1900-07-19 19:00
1900-07-19 20:00
1900-07-19 21:00
1900-07-19 22:00
1900-07-19 23:00
1900-07-20
1900-07-20 01:00
1900-07-20 02:00
1900-07-20 03:00
1900-07-20 04:00
1900-07-20 05:00
1900-07-20 06:00
1900-07-20 07:00
1900-07-20 08:00
1900-07-20 09:00
1900-07-20 10:00
1900-07-20 11:00
1900-07-20 12:00
1900-07-20 13:00
1900-07-20 14:00
1900-07-20 15:00
1900-07-20 16:00
1900-07-20 17:00
1900-07-20 18:00
1900-07-20 19:00
1900-07-20 20:00
1900-07-20 21:00
1900-07-20 22:00
1900-07-20 23:00
1900-07-21
1900-07-21 01:00
1900-07-21 02:00
1900-07-21 03:00
1900-07-21 04:00
1900-07-21 05:00
1900-07-21 06:00
1900-07-21 07:00
1900-07-21 08:00
1900-07-21 09:00
1900-07-21 10:00
1900-07-21 11:00
1900-07-21 12:00
1900-07-21 13:00
1900-07-21 14:00
1900-07-21 15:00
1900-07-21 16:00
1900-07-21 17:00
1900-07-21 18:00
1900-07-21 19:00
1900-07-21 20:00
1900-07-21 21:00
1900-07-21 22:00
1900-07-21 23:00
1900-07-22
1900-07-22 01:00
1900-07-22 02:00
1900-07-22 03:00
1900-07-22 04:00
1900-07-22 05:00
1900-07-22 06:00
1900-07-22 07:00
1900-07-22 08:00
1900-07-22 09:00
1900-07-22 10:00
1900-07-22 11:00
1900-07-22 12:00
1900-07-22 13:00
1900-07-22 14:00
1900-07-22 15:00
1900-07-22 16:00
1900-07-22 17:00
1900-07-22 18:00
1900-07-22 19:00
1900-07-22 20:00
1900-07-22 21:00
1900-07-22 22:00
1900-07-22 23:00
1900-07-23
1900-07-23 01:00
1900-07-23 02:00
1900-07-23 03:00
1900-07-23 04:00
1900-07-23 05:00
1900-07-23 06:00
1900-07-23 07:00
1900-07-23 08:00
1900-07-23 09:00
1900-07-23 10:00
1900-07-23 11:00
1900-07-23 12:00
1900-07-23 13:00
1900-07-23 14:00
1900-07-23 15:00
1900-07-23 16:00
1900-07-23 17:00
1900-07-23 18:00
1900-07-23 19:00
1900-07-23 20:00
1900-07-23 21:00
1900-07-23 22:00
1900-07-23 23:00
1900-07-24
1900-07-24 01:00
1900-07-24 02:00
1900-07-24 03:00
1900-07-24 04:00
1900-07-24 05:00
1900-07-24 06:00
1900-07-24 07:00
1900-07-24 08:00
1900-07-24 09:00
1900-07-24 10:00
1900-07-24 11:00
1900-07-24 12:00
1900-07-24 13:00
1900-07-24 14:00
1900-07-24 15:00
1900-07-24 16:00
1900-07-24 17:00
1900-07-24 18:00
1900-07-24 19:00
1900-07-24 20:00
1900-07-24 21:00
1900-07-24 22:00
1900-07-24 23:00
1900-07-25
1900-07-25 01:00
1900-07-25 02:00
1900-07-25 03:00
1900-07-25 04:00
1900-07-25 05:00
1900-07-25 06:00
1900-07-25 07:00
1900-07-25 08:00
1900-07-25 09:00
1900-07-25 10:00
1900-07-25 11:00
1900-07-25 12:00
1900-07-25 13:00
1900-07-25 14:00
1900-07-25 15:00
1900-07-25 16:00
1900-07-25 17:00
1900-07-25 18:00
1900-07-25 19:00
1900-07-25 20:00
1900-07-25 21:00
1900-07-25 22:00
1900-07-25 23:00
1900-07-26
1900-07-26 01:00
1900-07-26 02:00
1900-07-26 03:00
1900-07-26 04:00
1900-07-26 05:00
1900-07-26 06:00
1900-07-26 07:00
1900-07-26 08:00
1900-07-26 09:00
1900-07-26 10:00
1900-07-26 11:00
1900-07-26 12:00
1900-07-26 13:00
1900-07-26 14:00
1900-07-26 15:00
1900-07-26 16:00
1900-07-26 17:00
1900-07-26 18:00
1900-07-26 19:00
1900-07-26 20:00
1900-07-26 21:00
1900-07-26 22:00
1900-07-26 23:00
1900-07-27
1900-07-27 01:00
1900-07-27 02:00
1900-07-27 03:00
1900-07-27 04:00
1900-07-27 05:00
1900-07-27 06:00
1900-07-27 07:00
1900-07-27 08:00
1900-07-27 09:00
1900-07-27 10:00
1900-07-27 11:00
1900-07-27 12:00
1900-07-27 13:00
1900-07-27 14:00
1900-07-27 15:00
1900-07-27 16:00
1900-07-27 17:00
1900-07-27 18:00
1900-07-27 19:00
1900-07-27 20:00
1900-07-27 21:00
1900-07-27 22:00
1900-07-27 23:00
1900-07-28
1900-07-28 01:00
1900-07-28 02:00
1900-07-28 03:00
1900-07-28 04:00
1900-07-28 05:00
1900-07-28 06:00
1900-07-28 07:00
1900-07-28 08:00
1900-07-28 09:00
1900-07-28 10:00
1900-07-28 11:00
1900-07-28 12:00
1900-07-28 13:00
1900-07-28 14:00
1900-07-28 15:00
1900-07-28 16:00
1900-07-28 17:00
1900-07-28 18:00
1900-07-28 19:00
1900-07-28 20:00
1900-07-28 21:00
1900-07-28 22:00
1900-07-28 23:00
1900-07-29
1900-07-29 01:00
1900-07-29 02:00
1900-07-29 03:00
1900-07-29 04:00
1900-07-29 05:00
1900-07-29 06:00
1900-07-29 07:00
1900-07-29 08:00
1900-07-29 09:00
1900-07-29 10:00
1900-07-29 11:00
1900-07-29 12:00
1900-07-29 13:00
1900-07-29 14:00
1900-07-29 15:00
1900-07-29 16:00
1900-07-29 17:00
1900-07-29 18:00
1900-07-29 19:00
1900-07-29 20:00
1900-07-29 21:00
1900-07-29 22:00
1900-07-29 23:00
1900-07-30
1900-07-30 01:00
1900-07-30 02:00
1900-07-30 03:00
1900-07-30 04:00
1900-07-30 05:00
1900-07-30 06:00
1900-07-30 07:00
1900-07-30 08:00
1900-07-30 09:00
1900-07-30 10:00
1900-07-30 11:00
1900-07-30 12:00
1900-07-30 13:00
1900-07-30 14:00
1900-07-30 15:00
1900-07-30 16:00
1900-07-30 17:00
1900-07-30 18:00
1900-07-30 19:00
1900-07-30 20:00
1900-07-30 21:00
1900-07-30 22:00
1900-07-30 23:00
1900-07-31
1900-07-31 01:00
1900-07-31 02:00
1900-07-31 03:00
1900-07-31 04:00
1900-07-31 05:00
1900-07-31 06:00
1900-07-31 07:00
1900-07-31 08:00
1900-07-31 09:00
1900-07-31 10:00
1900-07-31 11:00
1900-07-31 12:00
1900-07-31 13:00
1900-07-31 14:00
1900-07-31 15:00
1900-07-31 16:00
1900-07-31 17:00
1900-07-31 18:00
1900-07-31 19:00
1900-07-31 20:00
1900-07-31 21:00
1900-07-31 22:00
1900-07-31 23:00
1900-08-01
1900-08-01 01:00
1900-08-01 02:00
1900-08-01 03:00
1900-08-01 04:00
1900-08-01 05:00
1900-08-01 06:00
1900-08-01 07:00
1900-08-01 08:00
1900-08-01 09:00
1900-08-01 10:00
1900-08-01 11:00
1900-08-01 12:00
1900-08-01 13:00
1900-08-01 14:00
1900-08-01 15:00
1900-08-01 16:00
1900-08-01 17:00
1900-08-01 18:00
1900-08-01 19:00
1900-08-01 20:00
1900-08-01 21:00
1900-08-01 22:00
1900-08-01 23:00
1900-08-02
1900-08-02 01:00
1900-08-02 02:00
1900-08-02 03:00
1900-08-02 04:00
1900-08-02 05:00
1900-08-02 06:00
1900-08-02 07:00
1900-08-02 08:00
1900-08-02 09:00
1900-08-02 10:00
1900-08-02 11:00
1900-08-02 12:00
1900-08-02 13:00
1900-08-02 14:00
1900-08-02 15:00
1900-08-02 16:00
1900-08-02 17:00
1900-08-02 18:00
1900-08-02 19:00
1900-08-02 20:00
1900-08-02 21:00
1900-08-02 22:00
1900-08-02 23:00
1900-08-03
1900-08-03 01:00
1900-08-03 02:00
1900-08-03 03:00
1900-08-03 04:00
1900-08-03 05:00
1900-08-03 06:00
1900-08-03 07:00
1900-08-03 08:00
1900-08-03 09:00
1900-08-03 10:00
1900-08-03 11:00
1900-08-03 12:00
1900-08-03 13:00
1900-08-03 14:00
1900-08-03 15:00
1900-08-03 16:00
1900-08-03 17:00
1900-08-03 18:00
1900-08-03 19:00
1900-08-03 20:00
1900-08-03 21:00
1900-08-03 22:00
1900-08-03 23:00
1900-08-04
1900-08-04 01:00
1900-08-04 02:00
1900-08-04 03:00
1900-08-04 04:00
1900-08-04 05:00
1900-08-04 06:00
1900-08-04 07:00
1900-08-04 08:00
1900-08-04 09:00
1900-08-04 10:00
1900-08-04 11:00
1900-08-04 12:00
1900-08-04 13:00
1900-08-04 14:00
1900-08-04 15:00
1900-08-04 16:00
1900-08-04 17:00
1900-08-04 18:00
1900-08-04 19:00
1900-08-04 20:00
1900-08-04 21:00
1900-08-04 22:00
1900-08-04 23:00
1900-08-05
1900-08-05 01:00
1900-08-05 02:00
1900-08-05 03:00
1900-08-05 04:00
1900-08-05 05:00
1900-08-05 06:00
1900-08-05 07:00
1900-08-05 08:00
1900-08-05 09:00
1900-08-05 10:00
1900-08-05 11:00
1900-08-05 12:00
1900-08-05 13:00
1900-08-05 14:00
1900-08-05 15:00
1900-08-05 16:00
1900-08-05 17:00
1900-08-05 18:00
1900-08-05 19:00
1900-08-05 20:00
1900-08-05 21:00
1900-08-05 22:00
1900-08-05 23:00
1900-08-06
1900-08-06 01:00
1900-08-06 02:00
1900-08-06 03:00
1900-08-06 04:00
1900-08-06 05:00
1900-08-06 06:00
1900-08-06 07:00
1900-08-06 08:00
1900-08-06 09:00
1900-08-06 10:00
1900-08-06 11:00
1900-08-06 12:00
1900-08-06 13:00
1900-08-06 14:00
1900-08-06 15:00
1900-08-06 16:00
1900-08-06 17:00
1900-08-06 18:00
1900-08-06 19:00
1900-08-06 20:00
1900-08-06 21:00
1900-08-06 22:00
1900-08-06 23:00
1900-08-07
1900-08-07 01:00
1900-08-07 02:00
1900-08-07 03:00
1900-08-07 04:00
1900-08-07 05:00
1900-08-07 06:00
1900-08-07 07:00
1900-08-07 08:00
1900-08-07 09:00
1900-08-07 10:00
1900-08-07 11:00
1900-08-07 12:00
1900-08-07 13:00
1900-08-07 14:00
1900-08-07 15:00
1900-08-07 16:00
1900-08-07 17:00
1900-08-07 18:00
1900-08-07 19:00
1900-08-07 20:00
1900-08-07 21:00
1900-08-07 22:00
1900-08-07 23:00
1900-08-08
1900-08-08 01:00
1900-08-08 02:00
1900-08-08 03:00
1900-08-08 04:00
1900-08-08 05:00
1900-08-08 06:00
1900-08-08 07:00
1900-08-08 08:00
1900-08-08 09:00
1900-08-08 10:00
1900-08-08 11:00
1900-08-08 12:00
1900-08-08 13:00
1900-08-08 14:00
1900-08-08 15:00
1900-08-08 16:00
1900-08-08 17:00
1900-08-08 18:00
1900-08-08 19:00
1900-08-08 20:00
1900-08-08 21:00
1900-08-08 22:00
1900-08-08 23:00
1900-08-09
1900-08-09 01:00
1900-08-09 02:00
1900-08-09 03:00
1900-08-09 04:00
1900-08-09 05:00
1900-08-09 06:00
1900-08-09 07:00
1900-08-09 08:00
1900-08-09 09:00
1900-08-09 10:00
1900-08-09 11:00
1900-08-09 12:00
1900-08-09 13:00
1900-08-09 14:00
1900-08-09 15:00
1900-08-09 16:00
1900-08-09 17:00
1900-08-09 18:00
1900-08-09 19:00
1900-08-09 20:00
1900-08-09 21:00
1900-08-09 22:00
1900-08-09 23:00
1900-08-10
1900-08-10 01:00
1900-08-10 02:00
1900-08-10 03:00
1900-08-10 04:00
1900-08-10 05:00
1900-08-10 06:00
1900-08-10 07:00
1900-08-10 08:00
1900-08-10 09:00
1900-08-10 10:00
1900-08-10 11:00
1900-08-10 12:00
1900-08-10 13:00
1900-08-10 14:00
1900-08-10 15:00
1900-08-10 16:00
1900-08-10 17:00
1900-08-10 18:00
1900-08-10 19:00
1900-08-10 20:00
1900-08-10 21:00
1900-08-10 22:00
1900-08-10 23:00
1900-08-11
1900-08-11 01:00
1900-08-11 02:00
1900-08-11 03:00
1900-08-11 04:00
1900-08-11 05:00
1900-08-11 06:00
1900-08-11 07:00
1900-08-11 08:00
1900-08-11 09:00
1900-08-11 10:00
1900-08-11 11:00
1900-08-11 12:00
1900-08-11 13:00
1900-08-11 14:00
1900-08-11 15:00
1900-08-11 16:00
1900-08-11 17:00
1900-08-11 18:00
1900-08-11 19:00
1900-08-11 20:00
1900-08-11 21:00
1900-08-11 22:00
1900-08-11 23:00
1900-08-12
1900-08-12 01:00
1900-08-12 02:00
1900-08-12 03:00
1900-08-12 04:00
1900-08-12 05:00
1900-08-12 06:00
1900-08-12 07:00
1900-08-12 08:00
1900-08-12 09:00
1900-08-12 10:00
1900-08-12 11:00
1900-08-12 12:00
1900-08-12 13:00
1900-08-12 14:00
1900-08-12 15:00
1900-08-12 16:00
1900-08-12 17:00
1900-08-12 18:00
1900-08-12 19:00
1900-08-12 20:00
1900-08-12 21:00
1900-08-12 22:00
1900-08-12 23:00
1900-08-13
1900-08-13 01:00
1900-08-13 02:00
1900-08-13 03:00
1900-08-13 04:00
1900-08-13 05:00
1900-08-13 06:00
1900-08-13 07:00
1900-08-13 08:00
1900-08-13 09:00
1900-08-13 10:00
1900-08-13 11:00
1900-08-13 12:00
1900-08-13 13:00
1900-08-13 14:00
1900-08-13 15:00
1900-08-13 16:00
1900-08-13 17:00
1900-08-13 18:00
1900-08-13 19:00
1900-08-13 20:00
1900-08-13 21:00
1900-08-13 22:00
1900-08-13 23:00
1900-08-14
1900-08-14 01:00
1900-08-14 02:00
1900-08-14 03:00
1900-08-14 04:00
1900-08-14 05:00
1900-08-14 06:00
1900-08-14 07:00
1900-08-14 08:00
1900-08-14 09:00
1900-08-14 10:00
1900-08-14 11:00
1900-08-14 12:00
1900-08-14 13:00
1900-08-14 14:00
1900-08-14 15:00
1900-08-14 16:00
1900-08-14 17:00
1900-08-14 18:00
1900-08-14 19:00
1900-08-14 20:00
1900-08-14 21:00
1900-08-14 22:00
1900-08-14 23:00
1900-08-15
1900-08-15 01:00
1900-08-15 02:00
1900-08-15 03:00
1900-08-15 04:00
1900-08-15 05:00
1900-08-15 06:00
1900-08-15 07:00
1900-08-15 08:00
1900-08-15 09:00
1900-08-15 10:00
1900-08-15 11:00
1900-08-15 12:00
1900-08-15 13:00
1900-08-15 14:00
1900-08-15 15:00
1900-08-15 16:00
1900-08-15 17:00
1900-08-15 18:00
1900-08-15 19:00
1900-08-15 20:00
1900-08-15 21:00
1900-08-15 22:00
1900-08-15 23:00
1900-08-16
1900-08-16 01:00
1900-08-16 02:00
1900-08-16 03:00
1900-08-16 04:00
1900-08-16 05:00
1900-08-16 06:00
1900-08-16 07:00
1900-08-16 08:00
1900-08-16 09:00
1900-08-16 10:00
1900-08-16 11:00
1900-08-16 12:00
1900-08-16 13:00
1900-08-16 14:00
1900-08-16 15:00
1900-08-16 16:00
1900-08-16 17:00
1900-08-16 18:00
1900-08-16 19:00
1900-08-16 20:00
1900-08-16 21:00
1900-08-16 22:00
1900-08-16 23:00
1900-08-17
1900-08-17 01:00
1900-08-17 02:00
1900-08-17 03:00
1900-08-17 04:00
1900-08-17 05:00
1900-08-17 06:00
1900-08-17 07:00
1900-08-17 08:00
1900-08-17 09:00
1900-08-17 10:00
1900-08-17 11:00
1900-08-17 12:00
1900-08-17 13:00
1900-08-17 14:00
1900-08-17 15:00
1900-08-17 16:00
1900-08-17 17:00
1900-08-17 18:00
1900-08-17 19:00
1900-08-17 20:00
1900-08-17 21:00
1900-08-17 22:00
1900-08-17 23:00
1900-08-18
1900-08-18 01:00
1900-08-18 02:00
1900-08-18 03:00
1900-08-18 04:00
1900-08-18 05:00
1900-08-18 06:00
1900-08-18 07:00
1900-08-18 08:00
1900-08-18 09:00
1900-08-18 10:00
1900-08-18 11:00
1900-08-18 12:00
1900-08-18 13:00
1900-08-18 14:00
1900-08-18 15:00
1900-08-18 16:00
1900-08-18 17:00
1900-08-18 18:00
1900-08-18 19:00
1900-08-18 20:00
1900-08-18 21:00
1900-08-18 22:00
1900-08-18 23:00
1900-08-19
1900-08-19 01:00
1900-08-19 02:00
1900-08-19 03:00
1900-08-19 04:00
1900-08-19 05:00
1900-08-19 06:00
1900-08-19 07:00
1900-08-19 08:00
1900-08-19 09:00
1900-08-19 10:00
1900-08-19 11:00
1900-08-19 12:00
1900-08-19 13:00
1900-08-19 14:00
1900-08-19 15:00
1900-08-19 16:00
1900-08-19 17:00
1900-08-19 18:00
1900-08-19 19:00
1900-08-19 20:00
1900-08-19 21:00
1900-08-19 22:00
1900-08-19 23:00
1900-08-20
1900-08-20 01:00
1900-08-20 02:00
1900-08-20 03:00
1900-08-20 04:00
1900-08-20 05:00
1900-08-20 06:00
1900-08-20 07:00
1900-08-20 08:00
1900-08-20 09:00
1900-08-20 10:00
1900-08-20 11:00
1900-08-20 12:00
1900-08-20 13:00
1900-08-20 14:00
1900-08-20 15:00
1900-08-20 16:00
1900-08-20 17:00
1900-08-20 18:00
1900-08-20 19:00
1900-08-20 20:00
1900-08-20 21:00
1900-08-20 22:00
1900-08-20 23:00
1900-08-21
1900-08-21 01:00
1900-08-21 02:00
1900-08-21 03:00
1900-08-21 04:00
1900-08-21 05:00
1900-08-21 06:00
1900-08-21 07:00
1900-08-21 08:00
1900-08-21 09:00
1900-08-21 10:00
1900-08-21 11:00
1900-08-21 12:00
1900-08-21 13:00
1900-08-21 14:00
1900-08-21 15:00
1900-08-21 16:00
1900-08-21 17:00
1900-08-21 18:00
1900-08-21 19:00
1900-08-21 20:00
1900-08-21 21:00
1900-08-21 22:00
1900-08-21 23:00
1900-08-22
1900-08-22 01:00
1900-08-22 02:00
1900-08-22 03:00
1900-08-22 04:00
1900-08-22 05:00
1900-08-22 06:00
1900-08-22 07:00
1900-08-22 08:00
1900-08-22 09:00
1900-08-22 10:00
1900-08-22 11:00
1900-08-22 12:00
1900-08-22 13:00
1900-08-22 14:00
1900-08-22 15:00
1900-08-22 16:00
1900-08-22 17:00
1900-08-22 18:00
1900-08-22 19:00
1900-08-22 20:00
1900-08-22 21:00
1900-08-22 22:00
1900-08-22 23:00
1900-08-23
1900-08-23 01:00
1900-08-23 02:00
1900-08-23 03:00
1900-08-23 04:00
1900-08-23 05:00
1900-08-23 06:00
1900-08-23 07:00
1900-08-23 08:00
1900-08-23 09:00
1900-08-23 10:00
1900-08-23 11:00
1900-08-23 12:00
1900-08-23 13:00
1900-08-23 14:00
1900-08-23 15:00
1900-08-23 16:00
1900-08-23 17:00
1900-08-23 18:00
1900-08-23 19:00
1900-08-23 20:00
1900-08-23 21:00
1900-08-23 22:00
1900-08-23 23:00
1900-08-24
1900-08-24 01:00
1900-08-24 02:00
1900-08-24 03:00
1900-08-24 04:00
1900-08-24 05:00
1900-08-24 06:00
1900-08-24 07:00
1900-08-24 08:00
1900-08-24 09:00
1900-08-24 10:00
1900-08-24 11:00
1900-08-24 12:00
1900-08-24 13:00
1900-08-24 14:00
1900-08-24 15:00
1900-08-24 16:00
1900-08-24 17:00
1900-08-24 18:00
1900-08-24 19:00
1900-08-24 20:00
1900-08-24 21:00
1900-08-24 22:00
1900-08-24 23:00
1900-08-25
1900-08-25 01:00
1900-08-25 02:00
1900-08-25 03:00
1900-08-25 04:00
1900-08-25 05:00
1900-08-25 06:00
1900-08-25 07:00
1900-08-25 08:00
1900-08-25 09:00
1900-08-25 10:00
1900-08-25 11:00
1900-08-25 12:00
1900-08-25 13:00
1900-08-25 14:00
1900-08-25 15:00
1900-08-25 16:00
1900-08-25 17:00
1900-08-25 18:00
1900-08-25 19:00
1900-08-25 20:00
1900-08-25 21:00
1900-08-25 22:00
1900-08-25 23:00
1900-08-26
1900-08-26 01:00
1900-08-26 02:00
1900-08-26 03:00
1900-08-26 04:00
1900-08-26 05:00
1900-08-26 06:00
1900-08-26 07:00
1900-08-26 08:00
1900-08-26 09:00
1900-08-26 10:00
1900-08-26 11:00
1900-08-26 12:00
1900-08-26 13:00
1900-08-26 14:00
1900-08-26 15:00
1900-08-26 16:00
1900-08-26 17:00
1900-08-26 18:00
1900-08-26 19:00
1900-08-26 20:00
1900-08-26 21:00
1900-08-26 22:00
1900-08-26 23:00
1900-08-27
1900-08-27 01:00
1900-08-27 02:00
1900-08-27 03:00
1900-08-27 04:00
1900-08-27 05:00
1900-08-27 06:00
1900-08-27 07:00
1900-08-27 08:00
1900-08-27 09:00
1900-08-27 10:00
1900-08-27 11:00
1900-08-27 12:00
1900-08-27 13:00
1900-08-27 14:00
1900-08-27 15:00
1900-08-27 16:00
1900-08-27 17:00
1900-08-27 18:00
1900-08-27 19:00
1900-08-27 20:00
1900-08-27 21:00
1900-08-27 22:00
1900-08-27 23:00
1900-08-28
1900-08-28 01:00
1900-08-28 02:00
1900-08-28 03:00
1900-08-28 04:00
1900-08-28 05:00
1900-08-28 06:00
1900-08-28 07:00
1900-08-28 08:00
1900-08-28 09:00
1900-08-28 10:00
1900-08-28 11:00
1900-08-28 12:00
1900-08-28 13:00
1900-08-28 14:00
1900-08-28 15:00
1900-08-28 16:00
1900-08-28 17:00
1900-08-28 18:00
1900-08-28 19:00
1900-08-28 20:00
1900-08-28 21:00
1900-08-28 22:00
1900-08-28 23:00
1900-08-29
1900-08-29 01:00
1900-08-29 02:00
1900-08-29 03:00
1900-08-29 04:00
1900-08-29 05:00
1900-08-29 06:00
1900-08-29 07:00
1900-08-29 08:00
1900-08-29 09:00
1900-08-29 10:00
1900-08-29 11:00
1900-08-29 12:00
1900-08-29 13:00
1900-08-29 14:00
1900-08-29 15:00
1900-08-29 16:00
1900-08-29 17:00
1900-08-29 18:00
1900-08-29 19:00
1900-08-29 20:00
1900-08-29 21:00
1900-08-29 22:00
1900-08-29 23:00
1900-08-30
1900-08-30 01:00
1900-08-30 02:00
1900-08-30 03:00
1900-08-30 04:00
1900-08-30 05:00
1900-08-30 06:00
1900-08-30 07:00
1900-08-30 08:00
1900-08-30 09:00
1900-08-30 10:00
1900-08-30 11:00
1900-08-30 12:00
1900-08-30 13:00
1900-08-30 14:00
1900-08-30 15:00
1900-08-30 16:00
1900-08-30 17:00
1900-08-30 18:00
1900-08-30 19:00
1900-08-30 20:00
1900-08-30 21:00
1900-08-30 22:00
1900-08-30 23:00
1900-08-31
1900-08-31 01:00
1900-08-31 02:00
1900-08-31 03:00
1900-08-31 04:00
1900-08-31 05:00
1900-08-31 06:00
1900-08-31 07:00
1900-08-31 08:00
1900-08-31 09:00
1900-08-31 10:00
1900-08-31 11:00
1900-08-31 12:00
1900-08-31 13:00
1900-08-31 14:00
1900-08-31 15:00
1900-08-31 16:00
1900-08-31 17:00
1900-08-31 18:00
1900-08-31 19:00
1900-08-31 20:00
1900-08-31 21:00
1900-08-31 22:00
1900-08-31 23:00
1900-09-01
1900-09-01 01:00
1900-09-01 02:00
1900-09-01 03:00
1900-09-01 04:00
1900-09-01 05:00
1900-09-01 06:00
1900-09-01 07:00
1900-09-01 08:00
1900-09-01 09:00
1900-09-01 10:00
1900-09-01 11:00
1900-09-01 12:00
1900-09-01 13:00
1900-09-01 14:00
1900-09-01 15:00
1900-09-01 16:00
1900-09-01 17:00
1900-09-01 18:00
1900-09-01 19:00
1900-09-01 20:00
1900-09-01 21:00
1900-09-01 22:00
1900-09-01 23:00
1900-09-02
1900-09-02 01:00
1900-09-02 02:00
1900-09-02 03:00
1900-09-02 04:00
1900-09-02 05:00
1900-09-02 06:00
1900-09-02 07:00
1900-09-02 08:00
1900-09-02 09:00
1900-09-02 10:00
1900-09-02 11:00
1900-09-02 12:00
1900-09-02 13:00
1900-09-02 14:00
1900-09-02 15:00
1900-09-02 16:00
1900-09-02 17:00
1900-09-02 18:00
1900-09-02 19:00
1900-09-02 20:00
1900-09-02 21:00
1900-09-02 22:00
1900-09-02 23:00
1900-09-03
1900-09-03 01:00
1900-09-03 02:00
1900-09-03 03:00
1900-09-03 04:00
1900-09-03 05:00
1900-09-03 06:00
1900-09-03 07:00
1900-09-03 08:00
1900-09-03 09:00
1900-09-03 10:00
1900-09-03 11:00
1900-09-03 12:00
1900-09-03 13:00
1900-09-03 14:00
1900-09-03 15:00
1900-09-03 16:00
1900-09-03 17:00
1900-09-03 18:00
1900-09-03 19:00
1900-09-03 20:00
1900-09-03 21:00
1900-09-03 22:00
1900-09-03 23:00
1900-09-04
1900-09-04 01:00
1900-09-04 02:00
1900-09-04 03:00
1900-09-04 04:00
1900-09-04 05:00
1900-09-04 06:00
1900-09-04 07:00
1900-09-04 08:00
1900-09-04 09:00
1900-09-04 10:00
1900-09-04 11:00
1900-09-04 12:00
1900-09-04 13:00
1900-09-04 14:00
1900-09-04 15:00
1900-09-04 16:00
1900-09-04 17:00
1900-09-04 18:00
1900-09-04 19:00
1900-09-04 20:00
1900-09-04 21:00
1900-09-04 22:00
1900-09-04 23:00
1900-09-05
1900-09-05 01:00
1900-09-05 02:00
1900-09-05 03:00
1900-09-05 04:00
1900-09-05 05:00
1900-09-05 06:00
1900-09-05 07:00
1900-09-05 08:00
1900-09-05 09:00
1900-09-05 10:00
1900-09-05 11:00
1900-09-05 12:00
1900-09-05 13:00
1900-09-05 14:00
1900-09-05 15:00
1900-09-05 16:00
1900-09-05 17:00
1900-09-05 18:00
1900-09-05 19:00
1900-09-05 20:00
1900-09-05 21:00
1900-09-05 22:00
1900-09-05 23:00
1900-09-06
1900-09-06 01:00
1900-09-06 02:00
1900-09-06 03:00
1900-09-06 04:00
1900-09-06 05:00
1900-09-06 06:00
1900-09-06 07:00
1900-09-06 08:00
1900-09-06 09:00
1900-09-06 10:00
1900-09-06 11:00
1900-09-06 12:00
1900-09-06 13:00
1900-09-06 14:00
1900-09-06 15:00
1900-09-06 16:00
1900-09-06 17:00
1900-09-06 18:00
1900-09-06 19:00
1900-09-06 20:00
1900-09-06 21:00
1900-09-06 22:00
1900-09-06 23:00
1900-09-07
1900-09-07 01:00
1900-09-07 02:00
1900-09-07 03:00
1900-09-07 04:00
1900-09-07 05:00
1900-09-07 06:00
1900-09-07 07:00
1900-09-07 08:00
1900-09-07 09:00
1900-09-07 10:00
1900-09-07 11:00
1900-09-07 12:00
1900-09-07 13:00
1900-09-07 14:00
1900-09-07 15:00
1900-09-07 16:00
1900-09-07 17:00
1900-09-07 18:00
1900-09-07 19:00
1900-09-07 20:00
1900-09-07 21:00
1900-09-07 22:00
1900-09-07 23:00
1900-09-08
1900-09-08 01:00
1900-09-08 02:00
1900-09-08 03:00
1900-09-08 04:00
1900-09-08 05:00
1900-09-08 06:00
1900-09-08 07:00
1900-09-08 08:00
1900-09-08 09:00
1900-09-08 10:00
1900-09-08 11:00
1900-09-08 12:00
1900-09-08 13:00
1900-09-08 14:00
1900-09-08 15:00
1900-09-08 16:00
1900-09-08 17:00
1900-09-08 18:00
1900-09-08 19:00
1900-09-08 20:00
1900-09-08 21:00
1900-09-08 22:00
1900-09-08 23:00
1900-09-09
1900-09-09 01:00
1900-09-09 02:00
1900-09-09 03:00
1900-09-09 04:00
1900-09-09 05:00
1900-09-09 06:00
1900-09-09 07:00
1900-09-09 08:00
1900-09-09 09:00
1900-09-09 10:00
1900-09-09 11:00
1900-09-09 12:00
1900-09-09 13:00
1900-09-09 14:00
1900-09-09 15:00
1900-09-09 16:00
1900-09-09 17:00
1900-09-09 18:00
1900-09-09 19:00
1900-09-09 20:00
1900-09-09 21:00
1900-09-09 22:00
1900-09-09 23:00
1900-09-10
1900-09-10 01:00
1900-09-10 02:00
1900-09-10 03:00
1900-09-10 04:00
1900-09-10 05:00
1900-09-10 06:00
1900-09-10 07:00
1900-09-10 08:00
1900-09-10 09:00
1900-09-10 10:00
1900-09-10 11:00
1900-09-10 12:00
1900-09-10 13:00
1900-09-10 14:00
1900-09-10 15:00
1900-09-10 16:00
1900-09-10 17:00
1900-09-10 18:00
1900-09-10 19:00
1900-09-10 20:00
1900-09-10 21:00
1900-09-10 22:00
1900-09-10 23:00
1900-09-11
1900-09-11 01:00
1900-09-11 02:00
1900-09-11 03:00
1900-09-11 04:00
1900-09-11 05:00
1900-09-11 06:00
1900-09-11 07:00
1900-09-11 08:00
1900-09-11 09:00
1900-09-11 10:00
1900-09-11 11:00
1900-09-11 12:00
1900-09-11 13:00
1900-09-11 14:00
1900-09-11 15:00
1900-09-11 16:00
1900-09-11 17:00
1900-09-11 18:00
1900-09-11 19:00
1900-09-11 20:00
1900-09-11 21:00
1900-09-11 22:00
1900-09-11 23:00
1900-09-12
1900-09-12 01:00
1900-09-12 02:00
1900-09-12 03:00
1900-09-12 04:00
1900-09-12 05:00
1900-09-12 06:00
1900-09-12 07:00
1900-09-12 08:00
1900-09-12 09:00
1900-09-12 10:00
1900-09-12 11:00
1900-09-12 12:00
1900-09-12 13:00
1900-09-12 14:00
1900-09-12 15:00
1900-09-12 16:00
1900-09-12 17:00
1900-09-12 18:00
1900-09-12 19:00
1900-09-12 20:00
1900-09-12 21:00
1900-09-12 22:00
1900-09-12 23:00
1900-09-13
1900-09-13 01:00
1900-09-13 02:00
1900-09-13 03:00
1900-09-13 04:00
1900-09-13 05:00
1900-09-13 06:00
1900-09-13 07:00
1900-09-13 08:00
1900-09-13 09:00
1900-09-13 10:00
1900-09-13 11:00
1900-09-13 12:00
1900-09-13 13:00
1900-09-13 14:00
1900-09-13 15:00
1900-09-13 16:00
1900-09-13 17:00
1900-09-13 18:00
1900-09-13 19:00
1900-09-13 20:00
1900-09-13 21:00
1900-09-13 22:00
1900-09-13 23:00
1900-09-14
1900-09-14 01:00
1900-09-14 02:00
1900-09-14 03:00
1900-09-14 04:00
1900-09-14 05:00
1900-09-14 06:00
1900-09-14 07:00
1900-09-14 08:00
1900-09-14 09:00
1900-09-14 10:00
1900-09-14 11:00
1900-09-14 12:00
1900-09-14 13:00
1900-09-14 14:00
1900-09-14 15:00
1900-09-14 16:00
1900-09-14 17:00
1900-09-14 18:00
1900-09-14 19:00
1900-09-14 20:00
1900-09-14 21:00
1900-09-14 22:00
1900-09-14 23:00
1900-09-15
1900-09-15 01:00
1900-09-15 02:00
1900-09-15 03:00
1900-09-15 04:00
1900-09-15 05:00
1900-09-15 06:00
1900-09-15 07:00
1900-09-15 08:00
1900-09-15 09:00
1900-09-15 10:00
1900-09-15 11:00
1900-09-15 12:00
1900-09-15 13:00
1900-09-15 14:00
1900-09-15 15:00
1900-09-15 16:00
1900-09-15 17:00
1900-09-15 18:00
1900-09-15 19:00
1900-09-15 20:00
1900-09-15 21:00
1900-09-15 22:00
1900-09-15 23:00
1900-09-16
1900-09-16 01:00
1900-09-16 02:00
1900-09-16 03:00
1900-09-16 04:00
1900-09-16 05:00
1900-09-16 06:00
1900-09-16 07:00
1900-09-16 08:00
1900-09-16 09:00
1900-09-16 10:00
1900-09-16 11:00
1900-09-16 12:00
1900-09-16 13:00
1900-09-16 14:00
1900-09-16 15:00
1900-09-16 16:00
1900-09-16 17:00
1900-09-16 18:00
1900-09-16 19:00
1900-09-16 20:00
1900-09-16 21:00
1900-09-16 22:00
1900-09-16 23:00
1900-09-17
1900-09-17 01:00
1900-09-17 02:00
1900-09-17 03:00
1900-09-17 04:00
1900-09-17 05:00
1900-09-17 06:00
1900-09-17 07:00
1900-09-17 08:00
1900-09-17 09:00
1900-09-17 10:00
1900-09-17 11:00
1900-09-17 12:00
1900-09-17 13:00
1900-09-17 14:00
1900-09-17 15:00
1900-09-17 16:00
1900-09-17 17:00
1900-09-17 18:00
1900-09-17 19:00
1900-09-17 20:00
1900-09-17 21:00
1900-09-17 22:00
1900-09-17 23:00
1900-09-18
1900-09-18 01:00
1900-09-18 02:00
1900-09-18 03:00
1900-09-18 04:00
1900-09-18 05:00
1900-09-18 06:00
1900-09-18 07:00
1900-09-18 08:00
1900-09-18 09:00
1900-09-18 10:00
1900-09-18 11:00
1900-09-18 12:00
1900-09-18 13:00
1900-09-18 14:00
1900-09-18 15:00
1900-09-18 16:00
1900-09-18 17:00
1900-09-18 18:00
1900-09-18 19:00
1900-09-18 20:00
1900-09-18 21:00
1900-09-18 22:00
1900-09-18 23:00
1900-09-19
1900-09-19 01:00
1900-09-19 02:00
1900-09-19 03:00
1900-09-19 04:00
1900-09-19 05:00
1900-09-19 06:00
1900-09-19 07:00
1900-09-19 08:00
1900-09-19 09:00
1900-09-19 10:00
1900-09-19 11:00
1900-09-19 12:00
1900-09-19 13:00
1900-09-19 14:00
1900-09-19 15:00
1900-09-19 16:00
1900-09-19 17:00
1900-09-19 18:00
1900-09-19 19:00
1900-09-19 20:00
1900-09-19 21:00
1900-09-19 22:00
1900-09-19 23:00
1900-09-20
1900-09-20 01:00
1900-09-20 02:00
1900-09-20 03:00
1900-09-20 04:00
1900-09-20 05:00
1900-09-20 06:00
1900-09-20 07:00
1900-09-20 08:00
1900-09-20 09:00
1900-09-20 10:00
1900-09-20 11:00
1900-09-20 12:00
1900-09-20 13:00
1900-09-20 14:00
1900-09-20 15:00
1900-09-20 16:00
1900-09-20 17:00
1900-09-20 18:00
1900-09-20 19:00
1900-09-20 20:00
1900-09-20 21:00
1900-09-20 22:00
1900-09-20 23:00
1900-09-21
1900-09-21 01:00
1900-09-21 02:00
1900-09-21 03:00
1900-09-21 04:00
1900-09-21 05:00
1900-09-21 06:00
1900-09-21 07:00
1900-09-21 08:00
1900-09-21 09:00
1900-09-21 10:00
1900-09-21 11:00
1900-09-21 12:00
1900-09-21 13:00
1900-09-21 14:00
1900-09-21 15:00
1900-09-21 16:00
1900-09-21 17:00
1900-09-21 18:00
1900-09-21 19:00
1900-09-21 20:00
1900-09-21 21:00
1900-09-21 22:00
1900-09-21 23:00
1900-09-22
1900-09-22 01:00
1900-09-22 02:00
1900-09-22 03:00
1900-09-22 04:00
1900-09-22 05:00
1900-09-22 06:00
1900-09-22 07:00
1900-09-22 08:00
1900-09-22 09:00
1900-09-22 10:00
1900-09-22 11:00
1900-09-22 12:00
1900-09-22 13:00
1900-09-22 14:00
1900-09-22 15:00
1900-09-22 16:00
1900-09-22 17:00
1900-09-22 18:00
1900-09-22 19:00
1900-09-22 20:00
1900-09-22 21:00
1900-09-22 22:00
1900-09-22 23:00
1900-09-23
1900-09-23 01:00
1900-09-23 02:00
1900-09-23 03:00
1900-09-23 04:00
1900-09-23 05:00
1900-09-23 06:00
1900-09-23 07:00
1900-09-23 08:00
1900-09-23 09:00
1900-09-23 10:00
1900-09-23 11:00
1900-09-23 12:00
1900-09-23 13:00
1900-09-23 14:00
1900-09-23 15:00
1900-09-23 16:00
1900-09-23 17:00
1900-09-23 18:00
1900-09-23 19:00
1900-09-23 20:00
1900-09-23 21:00
1900-09-23 22:00
1900-09-23 23:00
1900-09-24
1900-09-24 01:00
1900-09-24 02:00
1900-09-24 03:00
1900-09-24 04:00
1900-09-24 05:00
1900-09-24 06:00
1900-09-24 07:00
1900-09-24 08:00
1900-09-24 09:00
1900-09-24 10:00
1900-09-24 11:00
1900-09-24 12:00
1900-09-24 13:00
1900-09-24 14:00
1900-09-24 15:00
1900-09-24 16:00
1900-09-24 17:00
1900-09-24 18:00
1900-09-24 19:00
1900-09-24 20:00
1900-09-24 21:00
1900-09-24 22:00
1900-09-24 23:00
1900-09-25
1900-09-25 01:00
1900-09-25 02:00
1900-09-25 03:00
1900-09-25 04:00
1900-09-25 05:00
1900-09-25 06:00
1900-09-25 07:00
1900-09-25 08:00
1900-09-25 09:00
1900-09-25 10:00
1900-09-25 11:00
1900-09-25 12:00
1900-09-25 13:00
1900-09-25 14:00
1900-09-25 15:00
1900-09-25 16:00
1900-09-25 17:00
1900-09-25 18:00
1900-09-25 19:00
1900-09-25 20:00
1900-09-25 21:00
1900-09-25 22:00
1900-09-25 23:00
1900-09-26
1900-09-26 01:00
1900-09-26 02:00
1900-09-26 03:00
1900-09-26 04:00
1900-09-26 05:00
1900-09-26 06:00
1900-09-26 07:00
1900-09-26 08:00
1900-09-26 09:00
1900-09-26 10:00
1900-09-26 11:00
1900-09-26 12:00
1900-09-26 13:00
1900-09-26 14:00
1900-09-26 15:00
1900-09-26 16:00
1900-09-26 17:00
1900-09-26 18:00
1900-09-26 19:00
1900-09-26 20:00
1900-09-26 21:00
1900-09-26 22:00
1900-09-26 23:00
1900-09-27
1900-09-27 01:00
1900-09-27 02:00
1900-09-27 03:00
1900-09-27 04:00
1900-09-27 05:00
1900-09-27 06:00
1900-09-27 07:00
1900-09-27 08:00
1900-09-27 09:00
1900-09-27 10:00
1900-09-27 11:00
1900-09-27 12:00
1900-09-27 13:00
1900-09-27 14:00
1900-09-27 15:00
1900-09-27 16:00
1900-09-27 17:00
1900-09-27 18:00
1900-09-27 19:00
1900-09-27 20:00
1900-09-27 21:00
1900-09-27 22:00
1900-09-27 23:00
1900-09-28
1900-09-28 01:00
1900-09-28 02:00
1900-09-28 03:00
1900-09-28 04:00
1900-09-28 05:00
1900-09-28 06:00
1900-09-28 07:00
1900-09-28 08:00
1900-09-28 09:00
1900-09-28 10:00
1900-09-28 11:00
1900-09-28 12:00
1900-09-28 13:00
1900-09-28 14:00
1900-09-28 15:00
1900-09-28 16:00
1900-09-28 17:00
1900-09-28 18:00
1900-09-28 19:00
1900-09-28 20:00
1900-09-28 21:00
1900-09-28 22:00
1900-09-28 23:00
1900-09-29
1900-09-29 01:00
1900-09-29 02:00
1900-09-29 03:00
1900-09-29 04:00
1900-09-29 05:00
1900-09-29 06:00
1900-09-29 07:00
1900-09-29 08:00
1900-09-29 09:00
1900-09-29 10:00
1900-09-29 11:00
1900-09-29 12:00
1900-09-29 13:00
1900-09-29 14:00
1900-09-29 15:00
1900-09-29 16:00
1900-09-29 17:00
1900-09-29 18:00
1900-09-29 19:00
1900-09-29 20:00
1900-09-29 21:00
1900-09-29 22:00
1900-09-29 23:00
1900-09-30
1900-09-30 01:00
1900-09-30 02:00
1900-09-30 03:00
1900-09-30 04:00
1900-09-30 05:00
1900-09-30 06:00
1900-09-30 07:00
1900-09-30 08:00
1900-09-30 09:00
1900-09-30 10:00
1900-09-30 11:00
1900-09-30 12:00
1900-09-30 13:00
1900-09-30 14:00
1900-09-30 15:00
1900-09-30 16:00
1900-09-30 17:00
1900-09-30 18:00
1900-09-30 19:00
1900-09-30 20:00
1900-09-30 21:00
1900-09-30 22:00
1900-09-30 23:00
1900-10-01
1900-10-01 01:00
1900-10-01 02:00
1900-10-01 03:00
1900-10-01 04:00
1900-10-01 05:00
1900-10-01 06:00
1900-10-01 07:00
1900-10-01 08:00
1900-10-01 09:00
1900-10-01 10:00
1900-10-01 11:00
1900-10-01 12:00
1900-10-01 13:00
1900-10-01 14:00
1900-10-01 15:00
1900-10-01 16:00
1900-10-01 17:00
1900-10-01 18:00
1900-10-01 19:00
1900-10-01 20:00
1900-10-01 21:00
1900-10-01 22:00
1900-10-01 23:00
1900-10-02
1900-10-02 01:00
1900-10-02 02:00
1900-10-02 03:00
1900-10-02 04:00
1900-10-02 05:00
1900-10-02 06:00
1900-10-02 07:00
1900-10-02 08:00
1900-10-02 09:00
1900-10-02 10:00
1900-10-02 11:00
1900-10-02 12:00
1900-10-02 13:00
1900-10-02 14:00
1900-10-02 15:00
1900-10-02 16:00
1900-10-02 17:00
1900-10-02 18:00
1900-10-02 19:00
1900-10-02 20:00
1900-10-02 21:00
1900-10-02 22:00
1900-10-02 23:00
1900-10-03
1900-10-03 01:00
1900-10-03 02:00
1900-10-03 03:00
1900-10-03 04:00
1900-10-03 05:00
1900-10-03 06:00
1900-10-03 07:00
1900-10-03 08:00
1900-10-03 09:00
1900-10-03 10:00
1900-10-03 11:00
1900-10-03 12:00
1900-10-03 13:00
1900-10-03 14:00
1900-10-03 15:00
1900-10-03 16:00
1900-10-03 17:00
1900-10-03 18:00
1900-10-03 19:00
1900-10-03 20:00
1900-10-03 21:00
1900-10-03 22:00
1900-10-03 23:00
1900-10-04
1900-10-04 01:00
1900-10-04 02:00
1900-10-04 03:00
1900-10-04 04:00
1900-10-04 05:00
1900-10-04 06:00
1900-10-04 07:00
1900-10-04 08:00
1900-10-04 09:00
1900-10-04 10:00
1900-10-04 11:00
1900-10-04 12:00
1900-10-04 13:00
1900-10-04 14:00
1900-10-04 15:00
1900-10-04 16:00
1900-10-04 17:00
1900-10-04 18:00
1900-10-04 19:00
1900-10-04 20:00
1900-10-04 21:00
1900-10-04 22:00
1900-10-04 23:00
1900-10-05
1900-10-05 01:00
1900-10-05 02:00
1900-10-05 03:00
1900-10-05 04:00
1900-10-05 05:00
1900-10-05 06:00
1900-10-05 07:00
1900-10-05 08:00
1900-10-05 09:00
1900-10-05 10:00
1900-10-05 11:00
1900-10-05 12:00
1900-10-05 13:00
1900-10-05 14:00
1900-10-05 15:00
1900-10-05 16:00
1900-10-05 17:00
1900-10-05 18:00
1900-10-05 19:00
1900-10-05 20:00
1900-10-05 21:00
1900-10-05 22:00
1900-10-05 23:00
1900-10-06
1900-10-06 01:00
1900-10-06 02:00
1900-10-06 03:00
1900-10-06 04:00
1900-10-06 05:00
1900-10-06 06:00
1900-10-06 07:00
1900-10-06 08:00
1900-10-06 09:00
1900-10-06 10:00
1900-10-06 11:00
1900-10-06 12:00
1900-10-06 13:00
1900-10-06 14:00
1900-10-06 15:00
1900-10-06 16:00
1900-10-06 17:00
1900-10-06 18:00
1900-10-06 19:00
1900-10-06 20:00
1900-10-06 21:00
1900-10-06 22:00
1900-10-06 23:00
1900-10-07
1900-10-07 01:00
1900-10-07 02:00
1900-10-07 03:00
1900-10-07 04:00
1900-10-07 05:00
1900-10-07 06:00
1900-10-07 07:00
1900-10-07 08:00
1900-10-07 09:00
1900-10-07 10:00
1900-10-07 11:00
1900-10-07 12:00
1900-10-07 13:00
1900-10-07 14:00
1900-10-07 15:00
1900-10-07 16:00
1900-10-07 17:00
1900-10-07 18:00
1900-10-07 19:00
1900-10-07 20:00
1900-10-07 21:00
1900-10-07 22:00
1900-10-07 23:00
1900-10-08
1900-10-08 01:00
1900-10-08 02:00
1900-10-08 03:00
1900-10-08 04:00
1900-10-08 05:00
1900-10-08 06:00
1900-10-08 07:00
1900-10-08 08:00
1900-10-08 09:00
1900-10-08 10:00
1900-10-08 11:00
1900-10-08 12:00
1900-10-08 13:00
1900-10-08 14:00
1900-10-08 15:00
1900-10-08 16:00
1900-10-08 17:00
1900-10-08 18:00
1900-10-08 19:00
1900-10-08 20:00
1900-10-08 21:00
1900-10-08 22:00
1900-10-08 23:00
1900-10-09
1900-10-09 01:00
1900-10-09 02:00
1900-10-09 03:00
1900-10-09 04:00
1900-10-09 05:00
1900-10-09 06:00
1900-10-09 07:00
1900-10-09 08:00
1900-10-09 09:00
1900-10-09 10:00
1900-10-09 11:00
1900-10-09 12:00
1900-10-09 13:00
1900-10-09 14:00
1900-10-09 15:00
1900-10-09 16:00
1900-10-09 17:00
1900-10-09 18:00
1900-10-09 19:00
1900-10-09 20:00
1900-10-09 21:00
1900-10-09 22:00
1900-10-09 23:00
1900-10-10
1900-10-10 01:00
1900-10-10 02:00
1900-10-10 03:00
1900-10-10 04:00
1900-10-10 05:00
1900-10-10 06:00
1900-10-10 07:00
1900-10-10 08:00
1900-10-10 09:00
1900-10-10 10:00
1900-10-10 11:00
1900-10-10 12:00
1900-10-10 13:00
1900-10-10 14:00
1900-10-10 15:00
1900-10-10 16:00
1900-10-10 17:00
1900-10-10 18:00
1900-10-10 19:00
1900-10-10 20:00
1900-10-10 21:00
1900-10-10 22:00
1900-10-10 23:00
1900-10-11
1900-10-11 01:00
1900-10-11 02:00
1900-10-11 03:00
1900-10-11 04:00
1900-10-11 05:00
1900-10-11 06:00
1900-10-11 07:00
1900-10-11 08:00
1900-10-11 09:00
1900-10-11 10:00
1900-10-11 11:00
1900-10-11 12:00
1900-10-11 13:00
1900-10-11 14:00
1900-10-11 15:00
1900-10-11 16:00
1900-10-11 17:00
1900-10-11 18:00
1900-10-11 19:00
1900-10-11 20:00
1900-10-11 21:00
1900-10-11 22:00
1900-10-11 23:00
1900-10-12
1900-10-12 01:00
1900-10-12 02:00
1900-10-12 03:00
1900-10-12 04:00
1900-10-12 05:00
1900-10-12 06:00
1900-10-12 07:00
1900-10-12 08:00
1900-10-12 09:00
1900-10-12 10:00
1900-10-12 11:00
1900-10-12 12:00
1900-10-12 13:00
1900-10-12 14:00
1900-10-12 15:00
1900-10-12 16:00
1900-10-12 17:00
1900-10-12 18:00
1900-10-12 19:00
1900-10-12 20:00
1900-10-12 21:00
1900-10-12 22:00
1900-10-12 23:00
1900-10-13
1900-10-13 01:00
1900-10-13 02:00
1900-10-13 03:00
1900-10-13 04:00
1900-10-13 05:00
1900-10-13 06:00
1900-10-13 07:00
1900-10-13 08:00
1900-10-13 09:00
1900-10-13 10:00
1900-10-13 11:00
1900-10-13 12:00
1900-10-13 13:00
1900-10-13 14:00
1900-10-13 15:00
1900-10-13 16:00
1900-10-13 17:00
1900-10-13 18:00
1900-10-13 19:00
1900-10-13 20:00
1900-10-13 21:00
1900-10-13 22:00
1900-10-13 23:00
1900-10-14
1900-10-14 01:00
1900-10-14 02:00
1900-10-14 03:00
1900-10-14 04:00
1900-10-14 05:00
1900-10-14 06:00
1900-10-14 07:00
1900-10-14 08:00
1900-10-14 09:00
1900-10-14 10:00
1900-10-14 11:00
1900-10-14 12:00
1900-10-14 13:00
1900-10-14 14:00
1900-10-14 15:00
1900-10-14 16:00
1900-10-14 17:00
1900-10-14 18:00
1900-10-14 19:00
1900-10-14 20:00
1900-10-14 21:00
1900-10-14 22:00
1900-10-14 23:00
1900-10-15
1900-10-15 01:00
1900-10-15 02:00
1900-10-15 03:00
1900-10-15 04:00
1900-10-15 05:00
1900-10-15 06:00
1900-10-15 07:00
1900-10-15 08:00
1900-10-15 09:00
1900-10-15 10:00
1900-10-15 11:00
1900-10-15 12:00
1900-10-15 13:00
1900-10-15 14:00
1900-10-15 15:00
1900-10-15 16:00
1900-10-15 17:00
1900-10-15 18:00
1900-10-15 19:00
1900-10-15 20:00
1900-10-15 21:00
1900-10-15 22:00
1900-10-15 23:00
1900-10-16
1900-10-16 01:00
1900-10-16 02:00
1900-10-16 03:00
1900-10-16 04:00
1900-10-16 05:00
1900-10-16 06:00
1900-10-16 07:00
1900-10-16 08:00
1900-10-16 09:00
1900-10-16 10:00
1900-10-16 11:00
1900-10-16 12:00
1900-10-16 13:00
1900-10-16 14:00
1900-10-16 15:00
1900-10-16 16:00
1900-10-16 17:00
1900-10-16 18:00
1900-10-16 19:00
1900-10-16 20:00
1900-10-16 21:00
1900-10-16 22:00
1900-10-16 23:00
1900-10-17
1900-10-17 01:00
1900-10-17 02:00
1900-10-17 03:00
1900-10-17 04:00
1900-10-17 05:00
1900-10-17 06:00
1900-10-17 07:00
1900-10-17 08:00
1900-10-17 09:00
1900-10-17 10:00
1900-10-17 11:00
1900-10-17 12:00
1900-10-17 13:00
1900-10-17 14:00
1900-10-17 15:00
1900-10-17 16:00
1900-10-17 17:00
1900-10-17 18:00
1900-10-17 19:00
1900-10-17 20:00
1900-10-17 21:00
1900-10-17 22:00
1900-10-17 23:00
1900-10-18
1900-10-18 01:00
1900-10-18 02:00
1900-10-18 03:00
1900-10-18 04:00
1900-10-18 05:00
1900-10-18 06:00
1900-10-18 07:00
1900-10-18 08:00
1900-10-18 09:00
1900-10-18 10:00
1900-10-18 11:00
1900-10-18 12:00
1900-10-18 13:00
1900-10-18 14:00
1900-10-18 15:00
1900-10-18 16:00
1900-10-18 17:00
1900-10-18 18:00
1900-10-18 19:00
1900-10-18 20:00
1900-10-18 21:00
1900-10-18 22:00
1900-10-18 23:00
1900-10-19
1900-10-19 01:00
1900-10-19 02:00
1900-10-19 03:00
1900-10-19 04:00
1900-10-19 05:00
1900-10-19 06:00
1900-10-19 07:00
1900-10-19 08:00
1900-10-19 09:00
1900-10-19 10:00
1900-10-19 11:00
1900-10-19 12:00
1900-10-19 13:00
1900-10-19 14:00
1900-10-19 15:00
1900-10-19 16:00
1900-10-19 17:00
1900-10-19 18:00
1900-10-19 19:00
1900-10-19 20:00
1900-10-19 21:00
1900-10-19 22:00
1900-10-19 23:00
1900-10-20
1900-10-20 01:00
1900-10-20 02:00
1900-10-20 03:00
1900-10-20 04:00
1900-10-20 05:00
1900-10-20 06:00
1900-10-20 07:00
1900-10-20 08:00
1900-10-20 09:00
1900-10-20 10:00
1900-10-20 11:00
1900-10-20 12:00
1900-10-20 13:00
1900-10-20 14:00
1900-10-20 15:00
1900-10-20 16:00
1900-10-20 17:00
1900-10-20 18:00
1900-10-20 19:00
1900-10-20 20:00
1900-10-20 21:00
1900-10-20 22:00
1900-10-20 23:00
1900-10-21
1900-10-21 01:00
1900-10-21 02:00
1900-10-21 03:00
1900-10-21 04:00
1900-10-21 05:00
1900-10-21 06:00
1900-10-21 07:00
1900-10-21 08:00
1900-10-21 09:00
1900-10-21 10:00
1900-10-21 11:00
1900-10-21 12:00
1900-10-21 13:00
1900-10-21 14:00
1900-10-21 15:00
1900-10-21 16:00
1900-10-21 17:00
1900-10-21 18:00
1900-10-21 19:00
1900-10-21 20:00
1900-10-21 21:00
1900-10-21 22:00
1900-10-21 23:00
1900-10-22
1900-10-22 01:00
1900-10-22 02:00
1900-10-22 03:00
1900-10-22 04:00
1900-10-22 05:00
1900-10-22 06:00
1900-10-22 07:00
1900-10-22 08:00
1900-10-22 09:00
1900-10-22 10:00
1900-10-22 11:00
1900-10-22 12:00
1900-10-22 13:00
1900-10-22 14:00
1900-10-22 15:00
1900-10-22 16:00
1900-10-22 17:00
1900-10-22 18:00
1900-10-22 19:00
1900-10-22 20:00
1900-10-22 21:00
1900-10-22 22:00
1900-10-22 23:00
1900-10-23
1900-10-23 01:00
1900-10-23 02:00
1900-10-23 03:00
1900-10-23 04:00
1900-10-23 05:00
1900-10-23 06:00
1900-10-23 07:00
1900-10-23 08:00
1900-10-23 09:00
1900-10-23 10:00
1900-10-23 11:00
1900-10-23 12:00
1900-10-23 13:00
1900-10-23 14:00
1900-10-23 15:00
1900-10-23 16:00
1900-10-23 17:00
1900-10-23 18:00
1900-10-23 19:00
1900-10-23 20:00
1900-10-23 21:00
1900-10-23 22:00
1900-10-23 23:00
1900-10-24
1900-10-24 01:00
1900-10-24 02:00
1900-10-24 03:00
1900-10-24 04:00
1900-10-24 05:00
1900-10-24 06:00
1900-10-24 07:00
1900-10-24 08:00
1900-10-24 09:00
1900-10-24 10:00
1900-10-24 11:00
1900-10-24 12:00
1900-10-24 13:00
1900-10-24 14:00
1900-10-24 15:00
1900-10-24 16:00
1900-10-24 17:00
1900-10-24 18:00
1900-10-24 19:00
1900-10-24 20:00
1900-10-24 21:00
1900-10-24 22:00
1900-10-24 23:00
1900-10-25
1900-10-25 01:00
1900-10-25 02:00
1900-10-25 03:00
1900-10-25 04:00
1900-10-25 05:00
1900-10-25 06:00
1900-10-25 07:00
1900-10-25 08:00
1900-10-25 09:00
1900-10-25 10:00
1900-10-25 11:00
1900-10-25 12:00
1900-10-25 13:00
1900-10-25 14:00
1900-10-25 15:00
1900-10-25 16:00
1900-10-25 17:00
1900-10-25 18:00
1900-10-25 19:00
1900-10-25 20:00
1900-10-25 21:00
1900-10-25 22:00
1900-10-25 23:00
1900-10-26
1900-10-26 01:00
1900-10-26 02:00
1900-10-26 03:00
1900-10-26 04:00
1900-10-26 05:00
1900-10-26 06:00
1900-10-26 07:00
1900-10-26 08:00
1900-10-26 09:00
1900-10-26 10:00
1900-10-26 11:00
1900-10-26 12:00
1900-10-26 13:00
1900-10-26 14:00
1900-10-26 15:00
1900-10-26 16:00
1900-10-26 17:00
1900-10-26 18:00
1900-10-26 19:00
1900-10-26 20:00
1900-10-26 21:00
1900-10-26 22:00
1900-10-26 23:00
1900-10-27
1900-10-27 01:00
1900-10-27 02:00
1900-10-27 03:00
1900-10-27 04:00
1900-10-27 05:00
1900-10-27 06:00
1900-10-27 07:00
1900-10-27 08:00
1900-10-27 09:00
1900-10-27 10:00
1900-10-27 11:00
1900-10-27 12:00
1900-10-27 13:00
1900-10-27 14:00
1900-10-27 15:00
1900-10-27 16:00
1900-10-27 17:00
1900-10-27 18:00
1900-10-27 19:00
1900-10-27 20:00
1900-10-27 21:00
1900-10-27 22:00
1900-10-27 23:00
1900-10-28
1900-10-28 01:00
1900-10-28 02:00
1900-10-28 03:00
1900-10-28 04:00
1900-10-28 05:00
1900-10-28 06:00
1900-10-28 07:00
1900-10-28 08:00
1900-10-28 09:00
1900-10-28 10:00
1900-10-28 11:00
1900-10-28 12:00
1900-10-28 13:00
1900-10-28 14:00
1900-10-28 15:00
1900-10-28 16:00
1900-10-28 17:00
1900-10-28 18:00
1900-10-28 19:00
1900-10-28 20:00
1900-10-28 21:00
1900-10-28 22:00
1900-10-28 23:00
1900-10-29
1900-10-29 01:00
1900-10-29 02:00
1900-10-29 03:00
1900-10-29 04:00
1900-10-29 05:00
1900-10-29 06:00
1900-10-29 07:00
1900-10-29 08:00
1900-10-29 09:00
1900-10-29 10:00
1900-10-29 11:00
1900-10-29 12:00
1900-10-29 13:00
1900-10-29 14:00
1900-10-29 15:00
1900-10-29 16:00
1900-10-29 17:00
1900-10-29 18:00
1900-10-29 19:00
1900-10-29 20:00
1900-10-29 21:00
1900-10-29 22:00
1900-10-29 23:00
1900-10-30
1900-10-30 01:00
1900-10-30 02:00
1900-10-30 03:00
1900-10-30 04:00
1900-10-30 05:00
1900-10-30 06:00
1900-10-30 07:00
1900-10-30 08:00
1900-10-30 09:00
1900-10-30 10:00
1900-10-30 11:00
1900-10-30 12:00
1900-10-30 13:00
1900-10-30 14:00
1900-10-30 15:00
1900-10-30 16:00
1900-10-30 17:00
1900-10-30 18:00
1900-10-30 19:00
1900-10-30 20:00
1900-10-30 21:00
1900-10-30 22:00
1900-10-30 23:00
1900-10-31
1900-10-31 01:00
1900-10-31 02:00
1900-10-31 03:00
1900-10-31 04:00
1900-10-31 05:00
1900-10-31 06:00
1900-10-31 07:00
1900-10-31 08:00
1900-10-31 09:00
1900-10-31 10:00
1900-10-31 11:00
1900-10-31 12:00
1900-10-31 13:00
1900-10-31 14:00
1900-10-31 15:00
1900-10-31 16:00
1900-10-31 17:00
1900-10-31 18:00
1900-10-31 19:00
1900-10-31 20:00
1900-10-31 21:00
1900-10-31 22:00
1900-10-31 23:00
1900-11-01
1900-11-01 01:00
1900-11-01 02:00
1900-11-01 03:00
1900-11-01 04:00
1900-11-01 05:00
1900-11-01 06:00
1900-11-01 07:00
1900-11-01 08:00
1900-11-01 09:00
1900-11-01 10:00
1900-11-01 11:00
1900-11-01 12:00
1900-11-01 13:00
1900-11-01 14:00
1900-11-01 15:00
1900-11-01 16:00
1900-11-01 17:00
1900-11-01 18:00
1900-11-01 19:00
1900-11-01 20:00
1900-11-01 21:00
1900-11-01 22:00
1900-11-01 23:00
1900-11-02
1900-11-02 01:00
1900-11-02 02:00
1900-11-02 03:00
1900-11-02 04:00
1900-11-02 05:00
1900-11-02 06:00
1900-11-02 07:00
1900-11-02 08:00
1900-11-02 09:00
1900-11-02 10:00
1900-11-02 11:00
1900-11-02 12:00
1900-11-02 13:00
1900-11-02 14:00
1900-11-02 15:00
1900-11-02 16:00
1900-11-02 17:00
1900-11-02 18:00
1900-11-02 19:00
1900-11-02 20:00
1900-11-02 21:00
1900-11-02 22:00
1900-11-02 23:00
1900-11-03
1900-11-03 01:00
1900-11-03 02:00
1900-11-03 03:00
1900-11-03 04:00
1900-11-03 05:00
1900-11-03 06:00
1900-11-03 07:00
1900-11-03 08:00
1900-11-03 09:00
1900-11-03 10:00
1900-11-03 11:00
1900-11-03 12:00
1900-11-03 13:00
1900-11-03 14:00
1900-11-03 15:00
1900-11-03 16:00
1900-11-03 17:00
1900-11-03 18:00
1900-11-03 19:00
1900-11-03 20:00
1900-11-03 21:00
1900-11-03 22:00
1900-11-03 23:00
1900-11-04
1900-11-04 01:00
1900-11-04 02:00
1900-11-04 03:00
1900-11-04 04:00
1900-11-04 05:00
1900-11-04 06:00
1900-11-04 07:00
1900-11-04 08:00
1900-11-04 09:00
1900-11-04 10:00
1900-11-04 11:00
1900-11-04 12:00
1900-11-04 13:00
1900-11-04 14:00
1900-11-04 15:00
1900-11-04 16:00
1900-11-04 17:00
1900-11-04 18:00
1900-11-04 19:00
1900-11-04 20:00
1900-11-04 21:00
1900-11-04 22:00
1900-11-04 23:00
1900-11-05
1900-11-05 01:00
1900-11-05 02:00
1900-11-05 03:00
1900-11-05 04:00
1900-11-05 05:00
1900-11-05 06:00
1900-11-05 07:00
1900-11-05 08:00
1900-11-05 09:00
1900-11-05 10:00
1900-11-05 11:00
1900-11-05 12:00
1900-11-05 13:00
1900-11-05 14:00
1900-11-05 15:00
1900-11-05 16:00
1900-11-05 17:00
1900-11-05 18:00
1900-11-05 19:00
1900-11-05 20:00
1900-11-05 21:00
1900-11-05 22:00
1900-11-05 23:00
1900-11-06
1900-11-06 01:00
1900-11-06 02:00
1900-11-06 03:00
1900-11-06 04:00
1900-11-06 05:00
1900-11-06 06:00
1900-11-06 07:00
1900-11-06 08:00
1900-11-06 09:00
1900-11-06 10:00
1900-11-06 11:00
1900-11-06 12:00
1900-11-06 13:00
1900-11-06 14:00
1900-11-06 15:00
1900-11-06 16:00
1900-11-06 17:00
1900-11-06 18:00
1900-11-06 19:00
1900-11-06 20:00
1900-11-06 21:00
1900-11-06 22:00
1900-11-06 23:00
1900-11-07
1900-11-07 01:00
1900-11-07 02:00
1900-11-07 03:00
1900-11-07 04:00
1900-11-07 05:00
1900-11-07 06:00
1900-11-07 07:00
1900-11-07 08:00
1900-11-07 09:00
1900-11-07 10:00
1900-11-07 11:00
1900-11-07 12:00
1900-11-07 13:00
1900-11-07 14:00
1900-11-07 15:00
1900-11-07 16:00
1900-11-07 17:00
1900-11-07 18:00
1900-11-07 19:00
1900-11-07 20:00
1900-11-07 21:00
1900-11-07 22:00
1900-11-07 23:00
1900-11-08
1900-11-08 01:00
1900-11-08 02:00
1900-11-08 03:00
1900-11-08 04:00
1900-11-08 05:00
1900-11-08 06:00
1900-11-08 07:00
1900-11-08 08:00
1900-11-08 09:00
1900-11-08 10:00
1900-11-08 11:00
1900-11-08 12:00
1900-11-08 13:00
1900-11-08 14:00
1900-11-08 15:00
1900-11-08 16:00
1900-11-08 17:00
1900-11-08 18:00
1900-11-08 19:00
1900-11-08 20:00
1900-11-08 21:00
1900-11-08 22:00
1900-11-08 23:00
1900-11-09
1900-11-09 01:00
1900-11-09 02:00
1900-11-09 03:00
1900-11-09 04:00
1900-11-09 05:00
1900-11-09 06:00
1900-11-09 07:00
1900-11-09 08:00
1900-11-09 09:00
1900-11-09 10:00
1900-11-09 11:00
1900-11-09 12:00
1900-11-09 13:00
1900-11-09 14:00
1900-11-09 15:00
1900-11-09 16:00
1900-11-09 17:00
1900-11-09 18:00
1900-11-09 19:00
1900-11-09 20:00
1900-11-09 21:00
1900-11-09 22:00
1900-11-09 23:00
1900-11-10
1900-11-10 01:00
1900-11-10 02:00
1900-11-10 03:00
1900-11-10 04:00
1900-11-10 05:00
1900-11-10 06:00
1900-11-10 07:00
1900-11-10 08:00
1900-11-10 09:00
1900-11-10 10:00
1900-11-10 11:00
1900-11-10 12:00
1900-11-10 13:00
1900-11-10 14:00
1900-11-10 15:00
1900-11-10 16:00
1900-11-10 17:00
1900-11-10 18:00
1900-11-10 19:00
1900-11-10 20:00
1900-11-10 21:00
1900-11-10 22:00
1900-11-10 23:00
1900-11-11
1900-11-11 01:00
1900-11-11 02:00
1900-11-11 03:00
1900-11-11 04:00
1900-11-11 05:00
1900-11-11 06:00
1900-11-11 07:00
1900-11-11 08:00
1900-11-11 09:00
1900-11-11 10:00
1900-11-11 11:00
1900-11-11 12:00
1900-11-11 13:00
1900-11-11 14:00
1900-11-11 15:00
1900-11-11 16:00
1900-11-11 17:00
1900-11-11 18:00
1900-11-11 19:00
1900-11-11 20:00
1900-11-11 21:00
1900-11-11 22:00
1900-11-11 23:00
1900-11-12
1900-11-12 01:00
1900-11-12 02:00
1900-11-12 03:00
1900-11-12 04:00
1900-11-12 05:00
1900-11-12 06:00
1900-11-12 07:00
1900-11-12 08:00
1900-11-12 09:00
1900-11-12 10:00
1900-11-12 11:00
1900-11-12 12:00
1900-11-12 13:00
1900-11-12 14:00
1900-11-12 15:00
1900-11-12 16:00
1900-11-12 17:00
1900-11-12 18:00
1900-11-12 19:00
1900-11-12 20:00
1900-11-12 21:00
1900-11-12 22:00
1900-11-12 23:00
1900-11-13
1900-11-13 01:00
1900-11-13 02:00
1900-11-13 03:00
1900-11-13 04:00
1900-11-13 05:00
1900-11-13 06:00
1900-11-13 07:00
1900-11-13 08:00
1900-11-13 09:00
1900-11-13 10:00
1900-11-13 11:00
1900-11-13 12:00
1900-11-13 13:00
1900-11-13 14:00
1900-11-13 15:00
1900-11-13 16:00
1900-11-13 17:00
1900-11-13 18:00
1900-11-13 19:00
1900-11-13 20:00
1900-11-13 21:00
1900-11-13 22:00
1900-11-13 23:00
1900-11-14
1900-11-14 01:00
1900-11-14 02:00
1900-11-14 03:00
1900-11-14 04:00
1900-11-14 05:00
1900-11-14 06:00
1900-11-14 07:00
1900-11-14 08:00
1900-11-14 09:00
1900-11-14 10:00
1900-11-14 11:00
1900-11-14 12:00
1900-11-14 13:00
1900-11-14 14:00
1900-11-14 15:00
1900-11-14 16:00
1900-11-14 17:00
1900-11-14 18:00
1900-11-14 19:00
1900-11-14 20:00
1900-11-14 21:00
1900-11-14 22:00
1900-11-14 23:00
1900-11-15
1900-11-15 01:00
1900-11-15 02:00
1900-11-15 03:00
1900-11-15 04:00
1900-11-15 05:00
1900-11-15 06:00
1900-11-15 07:00
1900-11-15 08:00
1900-11-15 09:00
1900-11-15 10:00
1900-11-15 11:00
1900-11-15 12:00
1900-11-15 13:00
1900-11-15 14:00
1900-11-15 15:00
1900-11-15 16:00
1900-11-15 17:00
1900-11-15 18:00
1900-11-15 19:00
1900-11-15 20:00
1900-11-15 21:00
1900-11-15 22:00
1900-11-15 23:00
1900-11-16
1900-11-16 01:00
1900-11-16 02:00
1900-11-16 03:00
1900-11-16 04:00
1900-11-16 05:00
1900-11-16 06:00
1900-11-16 07:00
1900-11-16 08:00
1900-11-16 09:00
1900-11-16 10:00
1900-11-16 11:00
1900-11-16 12:00
1900-11-16 13:00
1900-11-16 14:00
1900-11-16 15:00
1900-11-16 16:00
1900-11-16 17:00
1900-11-16 18:00
1900-11-16 19:00
1900-11-16 20:00
1900-11-16 21:00
1900-11-16 22:00
1900-11-16 23:00
1900-11-17
1900-11-17 01:00
1900-11-17 02:00
1900-11-17 03:00
1900-11-17 04:00
1900-11-17 05:00
1900-11-17 06:00
1900-11-17 07:00
1900-11-17 08:00
1900-11-17 09:00
1900-11-17 10:00
1900-11-17 11:00
1900-11-17 12:00
1900-11-17 13:00
1900-11-17 14:00
1900-11-17 15:00
1900-11-17 16:00
1900-11-17 17:00
1900-11-17 18:00
1900-11-17 19:00
1900-11-17 20:00
1900-11-17 21:00
1900-11-17 22:00
1900-11-17 23:00
1900-11-18
1900-11-18 01:00
1900-11-18 02:00
1900-11-18 03:00
1900-11-18 04:00
1900-11-18 05:00
1900-11-18 06:00
1900-11-18 07:00
1900-11-18 08:00
1900-11-18 09:00
1900-11-18 10:00
1900-11-18 11:00
1900-11-18 12:00
1900-11-18 13:00
1900-11-18 14:00
1900-11-18 15:00
1900-11-18 16:00
1900-11-18 17:00
1900-11-18 18:00
1900-11-18 19:00
1900-11-18 20:00
1900-11-18 21:00
1900-11-18 22:00
1900-11-18 23:00
1900-11-19
1900-11-19 01:00
1900-11-19 02:00
1900-11-19 03:00
1900-11-19 04:00
1900-11-19 05:00
1900-11-19 06:00
1900-11-19 07:00
1900-11-19 08:00
1900-11-19 09:00
1900-11-19 10:00
1900-11-19 11:00
1900-11-19 12:00
1900-11-19 13:00
1900-11-19 14:00
1900-11-19 15:00
1900-11-19 16:00
1900-11-19 17:00
1900-11-19 18:00
1900-11-19 19:00
1900-11-19 20:00
1900-11-19 21:00
1900-11-19 22:00
1900-11-19 23:00
1900-11-20
1900-11-20 01:00
1900-11-20 02:00
1900-11-20 03:00
1900-11-20 04:00
1900-11-20 05:00
1900-11-20 06:00
1900-11-20 07:00
1900-11-20 08:00
1900-11-20 09:00
1900-11-20 10:00
1900-11-20 11:00
1900-11-20 12:00
1900-11-20 13:00
1900-11-20 14:00
1900-11-20 15:00
1900-11-20 16:00
1900-11-20 17:00
1900-11-20 18:00
1900-11-20 19:00
1900-11-20 20:00
1900-11-20 21:00
1900-11-20 22:00
1900-11-20 23:00
1900-11-21
1900-11-21 01:00
1900-11-21 02:00
1900-11-21 03:00
1900-11-21 04:00
1900-11-21 05:00
1900-11-21 06:00
1900-11-21 07:00
1900-11-21 08:00
1900-11-21 09:00
1900-11-21 10:00
1900-11-21 11:00
1900-11-21 12:00
1900-11-21 13:00
1900-11-21 14:00
1900-11-21 15:00
1900-11-21 16:00
1900-11-21 17:00
1900-11-21 18:00
1900-11-21 19:00
1900-11-21 20:00
1900-11-21 21:00
1900-11-21 22:00
1900-11-21 23:00
1900-11-22
1900-11-22 01:00
1900-11-22 02:00
1900-11-22 03:00
1900-11-22 04:00
1900-11-22 05:00
1900-11-22 06:00
1900-11-22 07:00
1900-11-22 08:00
1900-11-22 09:00
1900-11-22 10:00
1900-11-22 11:00
1900-11-22 12:00
1900-11-22 13:00
1900-11-22 14:00
1900-11-22 15:00
1900-11-22 16:00
1900-11-22 17:00
1900-11-22 18:00
1900-11-22 19:00
1900-11-22 20:00
1900-11-22 21:00
1900-11-22 22:00
1900-11-22 23:00
1900-11-23
1900-11-23 01:00
1900-11-23 02:00
1900-11-23 03:00
1900-11-23 04:00
1900-11-23 05:00
1900-11-23 06:00
1900-11-23 07:00
1900-11-23 08:00
1900-11-23 09:00
1900-11-23 10:00
1900-11-23 11:00
1900-11-23 12:00
1900-11-23 13:00
1900-11-23 14:00
1900-11-23 15:00
1900-11-23 16:00
1900-11-23 17:00
1900-11-23 18:00
1900-11-23 19:00
1900-11-23 20:00
1900-11-23 21:00
1900-11-23 22:00
1900-11-23 23:00
1900-11-24
1900-11-24 01:00
1900-11-24 02:00
1900-11-24 03:00
1900-11-24 04:00
1900-11-24 05:00
1900-11-24 06:00
1900-11-24 07:00
1900-11-24 08:00
1900-11-24 09:00
1900-11-24 10:00
1900-11-24 11:00
1900-11-24 12:00
1900-11-24 13:00
1900-11-24 14:00
1900-11-24 15:00
1900-11-24 16:00
1900-11-24 17:00
1900-11-24 18:00
1900-11-24 19:00
1900-11-24 20:00
1900-11-24 21:00
1900-11-24 22:00
1900-11-24 23:00
1900-11-25
1900-11-25 01:00
1900-11-25 02:00
1900-11-25 03:00
1900-11-25 04:00
1900-11-25 05:00
1900-11-25 06:00
1900-11-25 07:00
1900-11-25 08:00
1900-11-25 09:00
1900-11-25 10:00
1900-11-25 11:00
1900-11-25 12:00
1900-11-25 13:00
1900-11-25 14:00
1900-11-25 15:00
1900-11-25 16:00
1900-11-25 17:00
1900-11-25 18:00
1900-11-25 19:00
1900-11-25 20:00
1900-11-25 21:00
1900-11-25 22:00
1900-11-25 23:00
1900-11-26
1900-11-26 01:00
1900-11-26 02:00
1900-11-26 03:00
1900-11-26 04:00
1900-11-26 05:00
1900-11-26 06:00
1900-11-26 07:00
1900-11-26 08:00
1900-11-26 09:00
1900-11-26 10:00
1900-11-26 11:00
1900-11-26 12:00
1900-11-26 13:00
1900-11-26 14:00
1900-11-26 15:00
1900-11-26 16:00
1900-11-26 17:00
1900-11-26 18:00
1900-11-26 19:00
1900-11-26 20:00
1900-11-26 21:00
1900-11-26 22:00
1900-11-26 23:00
1900-11-27
1900-11-27 01:00
1900-11-27 02:00
1900-11-27 03:00
1900-11-27 04:00
1900-11-27 05:00
1900-11-27 06:00
1900-11-27 07:00
1900-11-27 08:00
1900-11-27 09:00
1900-11-27 10:00
1900-11-27 11:00
1900-11-27 12:00
1900-11-27 13:00
1900-11-27 14:00
1900-11-27 15:00
1900-11-27 16:00
1900-11-27 17:00
1900-11-27 18:00
1900-11-27 19:00
1900-11-27 20:00
1900-11-27 21:00
1900-11-27 22:00
1900-11-27 23:00
1900-11-28
1900-11-28 01:00
1900-11-28 02:00
1900-11-28 03:00
1900-11-28 04:00
1900-11-28 05:00
1900-11-28 06:00
1900-11-28 07:00
1900-11-28 08:00
1900-11-28 09:00
1900-11-28 10:00
1900-11-28 11:00
1900-11-28 12:00
1900-11-28 13:00
1900-11-28 14:00
1900-11-28 15:00
1900-11-28 16:00
1900-11-28 17:00
1900-11-28 18:00
1900-11-28 19:00
1900-11-28 20:00
1900-11-28 21:00
1900-11-28 22:00
1900-11-28 23:00
1900-11-29
1900-11-29 01:00
1900-11-29 02:00
1900-11-29 03:00
1900-11-29 04:00
1900-11-29 05:00
1900-11-29 06:00
1900-11-29 07:00
1900-11-29 08:00
1900-11-29 09:00
1900-11-29 10:00
1900-11-29 11:00
1900-11-29 12:00
1900-11-29 13:00
1900-11-29 14:00
1900-11-29 15:00
1900-11-29 16:00
1900-11-29 17:00
1900-11-29 18:00
1900-11-29 19:00
1900-11-29 20:00
1900-11-29 21:00
1900-11-29 22:00
1900-11-29 23:00
1900-11-30
1900-11-30 01:00
1900-11-30 02:00
1900-11-30 03:00
1900-11-30 04:00
1900-11-30 05:00
1900-11-30 06:00
1900-11-30 07:00
1900-11-30 08:00
1900-11-30 09:00
1900-11-30 10:00
1900-11-30 11:00
1900-11-30 12:00
1900-11-30 13:00
1900-11-30 14:00
1900-11-30 15:00
1900-11-30 16:00
1900-11-30 17:00
1900-11-30 18:00
1900-11-30 19:00
1900-11-30 20:00
1900-11-30 21:00
1900-11-30 22:00
1900-11-30 23:00
1900-12-01
1900-12-01 01:00
1900-12-01 02:00
1900-12-01 03:00
1900-12-01 04:00
1900-12-01 05:00
1900-12-01 06:00
1900-12-01 07:00
1900-12-01 08:00
1900-12-01 09:00
1900-12-01 10:00
1900-12-01 11:00
1900-12-01 12:00
1900-12-01 13:00
1900-12-01 14:00
1900-12-01 15:00
1900-12-01 16:00
1900-12-01 17:00
1900-12-01 18:00
1900-12-01 19:00
1900-12-01 20:00
1900-12-01 21:00
1900-12-01 22:00
1900-12-01 23:00
1900-12-02
1900-12-02 01:00
1900-12-02 02:00
1900-12-02 03:00
1900-12-02 04:00
1900-12-02 05:00
1900-12-02 06:00
1900-12-02 07:00
1900-12-02 08:00
1900-12-02 09:00
1900-12-02 10:00
1900-12-02 11:00
1900-12-02 12:00
1900-12-02 13:00
1900-12-02 14:00
1900-12-02 15:00
1900-12-02 16:00
1900-12-02 17:00
1900-12-02 18:00
1900-12-02 19:00
1900-12-02 20:00
1900-12-02 21:00
1900-12-02 22:00
1900-12-02 23:00
1900-12-03
1900-12-03 01:00
1900-12-03 02:00
1900-12-03 03:00
1900-12-03 04:00
1900-12-03 05:00
1900-12-03 06:00
1900-12-03 07:00
1900-12-03 08:00
1900-12-03 09:00
1900-12-03 10:00
1900-12-03 11:00
1900-12-03 12:00
1900-12-03 13:00
1900-12-03 14:00
1900-12-03 15:00
1900-12-03 16:00
1900-12-03 17:00
1900-12-03 18:00
1900-12-03 19:00
1900-12-03 20:00
1900-12-03 21:00
1900-12-03 22:00
1900-12-03 23:00
1900-12-04
1900-12-04 01:00
1900-12-04 02:00
1900-12-04 03:00
1900-12-04 04:00
1900-12-04 05:00
1900-12-04 06:00
1900-12-04 07:00
1900-12-04 08:00
1900-12-04 09:00
1900-12-04 10:00
1900-12-04 11:00
1900-12-04 12:00
1900-12-04 13:00
1900-12-04 14:00
1900-12-04 15:00
1900-12-04 16:00
1900-12-04 17:00
1900-12-04 18:00
1900-12-04 19:00
1900-12-04 20:00
1900-12-04 21:00
1900-12-04 22:00
1900-12-04 23:00
1900-12-05
1900-12-05 01:00
1900-12-05 02:00
1900-12-05 03:00
1900-12-05 04:00
1900-12-05 05:00
1900-12-05 06:00
1900-12-05 07:00
1900-12-05 08:00
1900-12-05 09:00
1900-12-05 10:00
1900-12-05 11:00
1900-12-05 12:00
1900-12-05 13:00
1900-12-05 14:00
1900-12-05 15:00
1900-12-05 16:00
1900-12-05 17:00
1900-12-05 18:00
1900-12-05 19:00
1900-12-05 20:00
1900-12-05 21:00
1900-12-05 22:00
1900-12-05 23:00
1900-12-06
1900-12-06 01:00
1900-12-06 02:00
1900-12-06 03:00
1900-12-06 04:00
1900-12-06 05:00
1900-12-06 06:00
1900-12-06 07:00
1900-12-06 08:00
1900-12-06 09:00
1900-12-06 10:00
1900-12-06 11:00
1900-12-06 12:00
1900-12-06 13:00
1900-12-06 14:00
1900-12-06 15:00
1900-12-06 16:00
1900-12-06 17:00
1900-12-06 18:00
1900-12-06 19:00
1900-12-06 20:00
1900-12-06 21:00
1900-12-06 22:00
1900-12-06 23:00
1900-12-07
1900-12-07 01:00
1900-12-07 02:00
1900-12-07 03:00
1900-12-07 04:00
1900-12-07 05:00
1900-12-07 06:00
1900-12-07 07:00
1900-12-07 08:00
1900-12-07 09:00
1900-12-07 10:00
1900-12-07 11:00
1900-12-07 12:00
1900-12-07 13:00
1900-12-07 14:00
1900-12-07 15:00
1900-12-07 16:00
1900-12-07 17:00
1900-12-07 18:00
1900-12-07 19:00
1900-12-07 20:00
1900-12-07 21:00
1900-12-07 22:00
1900-12-07 23:00
1900-12-08
1900-12-08 01:00
1900-12-08 02:00
1900-12-08 03:00
1900-12-08 04:00
1900-12-08 05:00
1900-12-08 06:00
1900-12-08 07:00
1900-12-08 08:00
1900-12-08 09:00
1900-12-08 10:00
1900-12-08 11:00
1900-12-08 12:00
1900-12-08 13:00
1900-12-08 14:00
1900-12-08 15:00
1900-12-08 16:00
1900-12-08 17:00
1900-12-08 18:00
1900-12-08 19:00
1900-12-08 20:00
1900-12-08 21:00
1900-12-08 22:00
1900-12-08 23:00
1900-12-09
1900-12-09 01:00
1900-12-09 02:00
1900-12-09 03:00
1900-12-09 04:00
1900-12-09 05:00
1900-12-09 06:00
1900-12-09 07:00
1900-12-09 08:00
1900-12-09 09:00
1900-12-09 10:00
1900-12-09 11:00
1900-12-09 12:00
1900-12-09 13:00
1900-12-09 14:00
1900-12-09 15:00
1900-12-09 16:00
1900-12-09 17:00
1900-12-09 18:00
1900-12-09 19:00
1900-12-09 20:00
1900-12-09 21:00
1900-12-09 22:00
1900-12-09 23:00
1900-12-10
1900-12-10 01:00
1900-12-10 02:00
1900-12-10 03:00
1900-12-10 04:00
1900-12-10 05:00
1900-12-10 06:00
1900-12-10 07:00
1900-12-10 08:00
1900-12-10 09:00
1900-12-10 10:00
1900-12-10 11:00
1900-12-10 12:00
1900-12-10 13:00
1900-12-10 14:00
1900-12-10 15:00
1900-12-10 16:00
1900-12-10 17:00
1900-12-10 18:00
1900-12-10 19:00
1900-12-10 20:00
1900-12-10 21:00
1900-12-10 22:00
1900-12-10 23:00
1900-12-11
1900-12-11 01:00
1900-12-11 02:00
1900-12-11 03:00
1900-12-11 04:00
1900-12-11 05:00
1900-12-11 06:00
1900-12-11 07:00
1900-12-11 08:00
1900-12-11 09:00
1900-12-11 10:00
1900-12-11 11:00
1900-12-11 12:00
1900-12-11 13:00
1900-12-11 14:00
1900-12-11 15:00
1900-12-11 16:00
1900-12-11 17:00
1900-12-11 18:00
1900-12-11 19:00
1900-12-11 20:00
1900-12-11 21:00
1900-12-11 22:00
1900-12-11 23:00
1900-12-12
1900-12-12 01:00
1900-12-12 02:00
1900-12-12 03:00
1900-12-12 04:00
1900-12-12 05:00
1900-12-12 06:00
1900-12-12 07:00
1900-12-12 08:00
1900-12-12 09:00
1900-12-12 10:00
1900-12-12 11:00
1900-12-12 12:00
1900-12-12 13:00
1900-12-12 14:00
1900-12-12 15:00
1900-12-12 16:00
1900-12-12 17:00
1900-12-12 18:00
1900-12-12 19:00
1900-12-12 20:00
1900-12-12 21:00
1900-12-12 22:00
1900-12-12 23:00
1900-12-13
1900-12-13 01:00
1900-12-13 02:00
1900-12-13 03:00
1900-12-13 04:00
1900-12-13 05:00
1900-12-13 06:00
1900-12-13 07:00
1900-12-13 08:00
1900-12-13 09:00
1900-12-13 10:00
1900-12-13 11:00
1900-12-13 12:00
1900-12-13 13:00
1900-12-13 14:00
1900-12-13 15:00
1900-12-13 16:00
1900-12-13 17:00
1900-12-13 18:00
1900-12-13 19:00
1900-12-13 20:00
1900-12-13 21:00
1900-12-13 22:00
1900-12-13 23:00
1900-12-14
1900-12-14 01:00
1900-12-14 02:00
1900-12-14 03:00
1900-12-14 04:00
1900-12-14 05:00
1900-12-14 06:00
1900-12-14 07:00
1900-12-14 08:00
1900-12-14 09:00
1900-12-14 10:00
1900-12-14 11:00
1900-12-14 12:00
1900-12-14 13:00
1900-12-14 14:00
1900-12-14 15:00
1900-12-14 16:00
1900-12-14 17:00
1900-12-14 18:00
1900-12-14 19:00
1900-12-14 20:00
1900-12-14 21:00
1900-12-14 22:00
1900-12-14 23:00
1900-12-15
1900-12-15 01:00
1900-12-15 02:00
1900-12-15 03:00
1900-12-15 04:00
1900-12-15 05:00
1900-12-15 06:00
1900-12-15 07:00
1900-12-15 08:00
1900-12-15 09:00
1900-12-15 10:00
1900-12-15 11:00
1900-12-15 12:00
1900-12-15 13:00
1900-12-15 14:00
1900-12-15 15:00
1900-12-15 16:00
1900-12-15 17:00
1900-12-15 18:00
1900-12-15 19:00
1900-12-15 20:00
1900-12-15 21:00
1900-12-15 22:00
1900-12-15 23:00
1900-12-16
1900-12-16 01:00
1900-12-16 02:00
1900-12-16 03:00
1900-12-16 04:00
1900-12-16 05:00
1900-12-16 06:00
1900-12-16 07:00
1900-12-16 08:00
1900-12-16 09:00
1900-12-16 10:00
1900-12-16 11:00
1900-12-16 12:00
1900-12-16 13:00
1900-12-16 14:00
1900-12-16 15:00
1900-12-16 16:00
1900-12-16 17:00
1900-12-16 18:00
1900-12-16 19:00
1900-12-16 20:00
1900-12-16 21:00
1900-12-16 22:00
1900-12-16 23:00
1900-12-17
1900-12-17 01:00
1900-12-17 02:00
1900-12-17 03:00
1900-12-17 04:00
1900-12-17 05:00
1900-12-17 06:00
1900-12-17 07:00
1900-12-17 08:00
1900-12-17 09:00
1900-12-17 10:00
1900-12-17 11:00
1900-12-17 12:00
1900-12-17 13:00
1900-12-17 14:00
1900-12-17 15:00
1900-12-17 16:00
1900-12-17 17:00
1900-12-17 18:00
1900-12-17 19:00
1900-12-17 20:00
1900-12-17 21:00
1900-12-17 22:00
1900-12-17 23:00
1900-12-18
1900-12-18 01:00
1900-12-18 02:00
1900-12-18 03:00
1900-12-18 04:00
1900-12-18 05:00
1900-12-18 06:00
1900-12-18 07:00
1900-12-18 08:00
1900-12-18 09:00
1900-12-18 10:00
1900-12-18 11:00
1900-12-18 12:00
1900-12-18 13:00
1900-12-18 14:00
1900-12-18 15:00
1900-12-18 16:00
1900-12-18 17:00
1900-12-18 18:00
1900-12-18 19:00
1900-12-18 20:00
1900-12-18 21:00
1900-12-18 22:00
1900-12-18 23:00
1900-12-19
1900-12-19 01:00
1900-12-19 02:00
1900-12-19 03:00
1900-12-19 04:00
1900-12-19 05:00
1900-12-19 06:00
1900-12-19 07:00
1900-12-19 08:00
1900-12-19 09:00
1900-12-19 10:00
1900-12-19 11:00
1900-12-19 12:00
1900-12-19 13:00
1900-12-19 14:00
1900-12-19 15:00
1900-12-19 16:00
1900-12-19 17:00
1900-12-19 18:00
1900-12-19 19:00
1900-12-19 20:00
1900-12-19 21:00
1900-12-19 22:00
1900-12-19 23:00
1900-12-20
1900-12-20 01:00
1900-12-20 02:00
1900-12-20 03:00
1900-12-20 04:00
1900-12-20 05:00
1900-12-20 06:00
1900-12-20 07:00
1900-12-20 08:00
1900-12-20 09:00
1900-12-20 10:00
1900-12-20 11:00
1900-12-20 12:00
1900-12-20 13:00
1900-12-20 14:00
1900-12-20 15:00
1900-12-20 16:00
1900-12-20 17:00
1900-12-20 18:00
1900-12-20 19:00
1900-12-20 20:00
1900-12-20 21:00
1900-12-20 22:00
1900-12-20 23:00
1900-12-21
1900-12-21 01:00
1900-12-21 02:00
1900-12-21 03:00
1900-12-21 04:00
1900-12-21 05:00
1900-12-21 06:00
1900-12-21 07:00
1900-12-21 08:00
1900-12-21 09:00
1900-12-21 10:00
1900-12-21 11:00
1900-12-21 12:00
1900-12-21 13:00
1900-12-21 14:00
1900-12-21 15:00
1900-12-21 16:00
1900-12-21 17:00
1900-12-21 18:00
1900-12-21 19:00
1900-12-21 20:00
1900-12-21 21:00
1900-12-21 22:00
1900-12-21 23:00
1900-12-22
1900-12-22 01:00
1900-12-22 02:00
1900-12-22 03:00
1900-12-22 04:00
1900-12-22 05:00
1900-12-22 06:00
1900-12-22 07:00
1900-12-22 08:00
1900-12-22 09:00
1900-12-22 10:00
1900-12-22 11:00
1900-12-22 12:00
1900-12-22 13:00
1900-12-22 14:00
1900-12-22 15:00
1900-12-22 16:00
1900-12-22 17:00
1900-12-22 18:00
1900-12-22 19:00
1900-12-22 20:00
1900-12-22 21:00
1900-12-22 22:00
1900-12-22 23:00
1900-12-23
1900-12-23 01:00
1900-12-23 02:00
1900-12-23 03:00
1900-12-23 04:00
1900-12-23 05:00
1900-12-23 06:00
1900-12-23 07:00
1900-12-23 08:00
1900-12-23 09:00
1900-12-23 10:00
1900-12-23 11:00
1900-12-23 12:00
1900-12-23 13:00
1900-12-23 14:00
1900-12-23 15:00
1900-12-23 16:00
1900-12-23 17:00
1900-12-23 18:00
1900-12-23 19:00
1900-12-23 20:00
1900-12-23 21:00
1900-12-23 22:00
1900-12-23 23:00
1900-12-24
1900-12-24 01:00
1900-12-24 02:00
1900-12-24 03:00
1900-12-24 04:00
1900-12-24 05:00
1900-12-24 06:00
1900-12-24 07:00
1900-12-24 08:00
1900-12-24 09:00
1900-12-24 10:00
1900-12-24 11:00
1900-12-24 12:00
1900-12-24 13:00
1900-12-24 14:00
1900-12-24 15:00
1900-12-24 16:00
1900-12-24 17:00
1900-12-24 18:00
1900-12-24 19:00
1900-12-24 20:00
1900-12-24 21:00
1900-12-24 22:00
1900-12-24 23:00
1900-12-25
1900-12-25 01:00
1900-12-25 02:00
1900-12-25 03:00
1900-12-25 04:00
1900-12-25 05:00
1900-12-25 06:00
1900-12-25 07:00
1900-12-25 08:00
1900-12-25 09:00
1900-12-25 10:00
1900-12-25 11:00
1900-12-25 12:00
1900-12-25 13:00
1900-12-25 14:00
1900-12-25 15:00
1900-12-25 16:00
1900-12-25 17:00
1900-12-25 18:00
1900-12-25 19:00
1900-12-25 20:00
1900-12-25 21:00
1900-12-25 22:00
1900-12-25 23:00
1900-12-26
1900-12-26 01:00
1900-12-26 02:00
1900-12-26 03:00
1900-12-26 04:00
1900-12-26 05:00
1900-12-26 06:00
1900-12-26 07:00
1900-12-26 08:00
1900-12-26 09:00
1900-12-26 10:00
1900-12-26 11:00
1900-12-26 12:00
1900-12-26 13:00
1900-12-26 14:00
1900-12-26 15:00
1900-12-26 16:00
1900-12-26 17:00
1900-12-26 18:00
1900-12-26 19:00
1900-12-26 20:00
1900-12-26 21:00
1900-12-26 22:00
1900-12-26 23:00
1900-12-27
1900-12-27 01:00
1900-12-27 02:00
1900-12-27 03:00
1900-12-27 04:00
1900-12-27 05:00
1900-12-27 06:00
1900-12-27 07:00
1900-12-27 08:00
1900-12-27 09:00
1900-12-27 10:00
1900-12-27 11:00
1900-12-27 12:00
1900-12-27 13:00
1900-12-27 14:00
1900-12-27 15:00
1900-12-27 16:00
1900-12-27 17:00
1900-12-27 18:00
1900-12-27 19:00
1900-12-27 20:00
1900-12-27 21:00
1900-12-27 22:00
1900-12-27 23:00
1900-12-28
1900-12-28 01:00
1900-12-28 02:00
1900-12-28 03:00
1900-12-28 04:00
1900-12-28 05:00
1900-12-28 06:00
1900-12-28 07:00
1900-12-28 08:00
1900-12-28 09:00
1900-12-28 10:00
1900-12-28 11:00
1900-12-28 12:00
1900-12-28 13:00
1900-12-28 14:00
1900-12-28 15:00
1900-12-28 16:00
1900-12-28 17:00
1900-12-28 18:00
1900-12-28 19:00
1900-12-28 20:00
1900-12-28 21:00
1900-12-28 22:00
1900-12-28 23:00
1900-12-29
1900-12-29 01:00
1900-12-29 02:00
1900-12-29 03:00
1900-12-29 04:00
1900-12-29 05:00
1900-12-29 06:00
1900-12-29 07:00
1900-12-29 08:00
1900-12-29 09:00
1900-12-29 10:00
1900-12-29 11:00
1900-12-29 12:00
1900-12-29 13:00
1900-12-29 14:00
1900-12-29 15:00
1900-12-29 16:00
1900-12-29 17:00
1900-12-29 18:00
1900-12-29 19:00
1900-12-29 20:00
1900-12-29 21:00
1900-12-29 22:00
1900-12-29 23:00
1900-12-30
1900-12-30 01:00
1900-12-30 02:00
1900-12-30 03:00
1900-12-30 04:00
1900-12-30 05:00
1900-12-30 06:00
1900-12-30 07:00
1900-12-30 08:00
1900-12-30 09:00
1900-12-30 10:00
1900-12-30 11:00
1900-12-30 12:00
1900-12-30 13:00
1900-12-30 14:00
1900-12-30 15:00
1900-12-30 16:00
1900-12-30 17:00
1900-12-30 18:00
1900-12-30 19:00
1900-12-30 20:00
1900-12-30 21:00
1900-12-30 22:00
1900-12-30 23:00
1900-12-31
1900-12-31 01:00
1900-12-31 02:00
1900-12-31 03:00
1900-12-31 04:00
1900-12-31 05:00
1900-12-31 06:00
1900-12-31 07:00
1900-12-31 08:00
1900-12-31 09:00
1900-12-31 10:00
1900-12-31 11:00
1900-12-31 12:00
1900-12-31 13:00
1900-12-31 14:00
1900-12-31 15:00
1900-12-31 16:00
1900-12-31 17:00
1900-12-31 18:00
1900-12-31 19:00
1900-12-31 20:00
1900-12-31 21:00
1900-12-31 22:00
1900-12-31 23:00
1901-01-01
1901-01-01 01:00
1901-01-01 02:00
1901-01-01 03:00
1901-01-01 04:00
1901-01-01 05:00
1901-01-01 06:00
1901-01-01 07:00
1901-01-01 08:00
1901-01-01 09:00
1901-01-01 10:00
1901-01-01 11:00
1901-01-01 12:00
1901-01-01 13:00
1901-01-01 14:00
1901-01-01 15:00
1901-01-01 16:00
1901-01-01 17:00
1901-01-01 18:00
1901-01-01 19:00
1901-01-01 20:00
1901-01-01 21:00
1901-01-01 22:00
1901-01-01 23:00
1901-01-02
1901-01-02 01:00
1901-01-02 02:00
1901-01-02 03:00
1901-01-02 04:00
1901-01-02 05:00
1901-01-02 06:00
1901-01-02 07:00
1901-01-02 08:00
1901-01-02 09:00
1901-01-02 10:00
1901-01-02 11:00
1901-01-02 12:00
1901-01-02 13:00
1901-01-02 14:00
1901-01-02 15:00
1901-01-02 16:00
1901-01-02 17:00
1901-01-02 18:00
1901-01-02 19:00
1901-01-02 20:00
1901-01-02 21:00
1901-01-02 22:00
1901-01-02 23:00
1901-01-03
1901-01-03 01:00
1901-01-03 02:00
1901-01-03 03:00
1901-01-03 04:00
1901-01-03 05:00
1901-01-03 06:00
1901-01-03 07:00
1901-01-03 08:00
1901-01-03 09:00
1901-01-03 10:00
1901-01-03 11:00
1901-01-03 12:00
1901-01-03 13:00
1901-01-03 14:00
1901-01-03 15:00
1901-01-03 16:00
1901-01-03 17:00
1901-01-03 18:00
1901-01-03 19:00
1901-01-03 20:00
1901-01-03 21:00
1901-01-03 22:00
1901-01-03 23:00
1901-01-04
1901-01-04 01:00
1901-01-04 02:00
1901-01-04 03:00
1901-01-04 04:00
1901-01-04 05:00
1901-01-04 06:00
1901-01-04 07:00
1901-01-04 08:00
1901-01-04 09:00
1901-01-04 10:00
1901-01-04 11:00
1901-01-04 12:00
1901-01-04 13:00
1901-01-04 14:00
1901-01-04 15:00
1901-01-04 16:00
1901-01-04 17:00
1901-01-04 18:00
1901-01-04 19:00
1901-01-04 20:00
1901-01-04 21:00
1901-01-04 22:00
1901-01-04 23:00
1901-01-05
1901-01-05 01:00
1901-01-05 02:00
1901-01-05 03:00
1901-01-05 04:00
1901-01-05 05:00
1901-01-05 06:00
1901-01-05 07:00
1901-01-05 08:00
1901-01-05 09:00
1901-01-05 10:00
1901-01-05 11:00
1901-01-05 12:00
1901-01-05 13:00
1901-01-05 14:00
1901-01-05 15:00
1901-01-05 16:00
1901-01-05 17:00
1901-01-05 18:00
1901-01-05 19:00
1901-01-05 20:00
1901-01-05 21:00
1901-01-05 22:00
1901-01-05 23:00
1901-01-06
1901-01-06 01:00
1901-01-06 02:00
1901-01-06 03:00
1901-01-06 04:00
1901-01-06 05:00
1901-01-06 06:00
1901-01-06 07:00
1901-01-06 08:00
1901-01-06 09:00
1901-01-06 10:00
1901-01-06 11:00
1901-01-06 12:00
1901-01-06 13:00
1901-01-06 14:00
1901-01-06 15:00
1901-01-06 16:00
1901-01-06 17:00
1901-01-06 18:00
1901-01-06 19:00
1901-01-06 20:00
1901-01-06 21:00
1901-01-06 22:00
1901-01-06 23:00
1901-01-07
1901-01-07 01:00
1901-01-07 02:00
1901-01-07 03:00
1901-01-07 04:00
1901-01-07 05:00
1901-01-07 06:00
1901-01-07 07:00
1901-01-07 08:00
1901-01-07 09:00
1901-01-07 10:00
1901-01-07 11:00
1901-01-07 12:00
1901-01-07 13:00
1901-01-07 14:00
1901-01-07 15:00
1901-01-07 16:00
1901-01-07 17:00
1901-01-07 18:00
1901-01-07 19:00
1901-01-07 20:00
1901-01-07 21:00
1901-01-07 22:00
1901-01-07 23:00
1901-01-08
1901-01-08 01:00
1901-01-08 02:00
1901-01-08 03:00
1901-01-08 04:00
1901-01-08 05:00
1901-01-08 06:00
1901-01-08 07:00
1901-01-08 08:00
1901-01-08 09:00
1901-01-08 10:00
1901-01-08 11:00
1901-01-08 12:00
1901-01-08 13:00
1901-01-08 14:00
1901-01-08 15:00
1901-01-08 16:00
1901-01-08 17:00
1901-01-08 18:00
1901-01-08 19:00
1901-01-08 20:00
1901-01-08 21:00
1901-01-08 22:00
1901-01-08 23:00
1901-01-09
1901-01-09 01:00
1901-01-09 02:00
1901-01-09 03:00
1901-01-09 04:00
1901-01-09 05:00
1901-01-09 06:00
1901-01-09 07:00
1901-01-09 08:00
1901-01-09 09:00
1901-01-09 10:00
1901-01-09 11:00
1901-01-09 12:00
1901-01-09 13:00
1901-01-09 14:00
1901-01-09 15:00
1901-01-09 16:00
1901-01-09 17:00
1901-01-09 18:00
1901-01-09 19:00
1901-01-09 20:00
1901-01-09 21:00
1901-01-09 22:00
1901-01-09 23:00
1901-01-10
1901-01-10 01:00
1901-01-10 02:00
1901-01-10 03:00
1901-01-10 04:00
1901-01-10 05:00
1901-01-10 06:00
1901-01-10 07:00
1901-01-10 08:00
1901-01-10 09:00
1901-01-10 10:00
1901-01-10 11:00
1901-01-10 12:00
1901-01-10 13:00
1901-01-10 14:00
1901-01-10 15:00
1901-01-10 16:00
1901-01-10 17:00
1901-01-10 18:00
1901-01-10 19:00
1901-01-10 20:00
1901-01-10 21:00
1901-01-10 22:00
1901-01-10 23:00
1901-01-11
1901-01-11 01:00
1901-01-11 02:00
1901-01-11 03:00
1901-01-11 04:00
1901-01-11 05:00
1901-01-11 06:00
1901-01-11 07:00
1901-01-11 08:00
1901-01-11 09:00
1901-01-11 10:00
1901-01-11 11:00
1901-01-11 12:00
1901-01-11 13:00
1901-01-11 14:00
1901-01-11 15:00
1901-01-11 16:00
1901-01-11 17:00
1901-01-11 18:00
1901-01-11 19:00
1901-01-11 20:00
1901-01-11 21:00
1901-01-11 22:00
1901-01-11 23:00
1901-01-12
1901-01-12 01:00
1901-01-12 02:00
1901-01-12 03:00
1901-01-12 04:00
1901-01-12 05:00
1901-01-12 06:00
1901-01-12 07:00
1901-01-12 08:00
1901-01-12 09:00
1901-01-12 10:00
1901-01-12 11:00
1901-01-12 12:00
1901-01-12 13:00
1901-01-12 14:00
1901-01-12 15:00
1901-01-12 16:00
1901-01-12 17:00
1901-01-12 18:00
1901-01-12 19:00
1901-01-12 20:00
1901-01-12 21:00
1901-01-12 22:00
1901-01-12 23:00
1901-01-13
1901-01-13 01:00
1901-01-13 02:00
1901-01-13 03:00
1901-01-13 04:00
1901-01-13 05:00
1901-01-13 06:00
1901-01-13 07:00
1901-01-13 08:00
1901-01-13 09:00
1901-01-13 10:00
1901-01-13 11:00
1901-01-13 12:00
1901-01-13 13:00
1901-01-13 14:00
1901-01-13 15:00
1901-01-13 16:00
1901-01-13 17:00
1901-01-13 18:00
1901-01-13 19:00
1901-01-13 20:00
1901-01-13 21:00
1901-01-13 22:00
1901-01-13 23:00
1901-01-14
1901-01-14 01:00
1901-01-14 02:00
1901-01-14 03:00
1901-01-14 04:00
1901-01-14 05:00
1901-01-14 06:00
1901-01-14 07:00
1901-01-14 08:00
1901-01-14 09:00
1901-01-14 10:00
1901-01-14 11:00
1901-01-14 12:00
1901-01-14 13:00
1901-01-14 14:00
1901-01-14 15:00
1901-01-14 16:00
1901-01-14 17:00
1901-01-14 18:00
1901-01-14 19:00
1901-01-14 20:00
1901-01-14 21:00
1901-01-14 22:00
1901-01-14 23:00
1901-01-15
1901-01-15 01:00
1901-01-15 02:00
1901-01-15 03:00
1901-01-15 04:00
1901-01-15 05:00
1901-01-15 06:00
1901-01-15 07:00
1901-01-15 08:00
1901-01-15 09:00
1901-01-15 10:00
1901-01-15 11:00
1901-01-15 12:00
1901-01-15 13:00
1901-01-15 14:00
1901-01-15 15:00
1901-01-15 16:00
1901-01-15 17:00
1901-01-15 18:00
1901-01-15 19:00
1901-01-15 20:00
1901-01-15 21:00
1901-01-15 22:00
1901-01-15 23:00
1901-01-16
1901-01-16 01:00
1901-01-16 02:00
1901-01-16 03:00
1901-01-16 04:00
1901-01-16 05:00
1901-01-16 06:00
1901-01-16 07:00
1901-01-16 08:00
1901-01-16 09:00
1901-01-16 10:00
1901-01-16 11:00
1901-01-16 12:00
1901-01-16 13:00
1901-01-16 14:00
1901-01-16 15:00
1901-01-16 16:00
1901-01-16 17:00
1901-01-16 18:00
1901-01-16 19:00
1901-01-16 20:00
1901-01-16 21:00
1901-01-16 22:00
1901-01-16 23:00
1901-01-17
1901-01-17 01:00
1901-01-17 02:00
1901-01-17 03:00
1901-01-17 04:00
1901-01-17 05:00
1901-01-17 06:00
1901-01-17 07:00
1901-01-17 08:00
1901-01-17 09:00
1901-01-17 10:00
1901-01-17 11:00
1901-01-17 12:00
1901-01-17 13:00
1901-01-17 14:00
1901-01-17 15:00
1901-01-17 16:00
1901-01-17 17:00
1901-01-17 18:00
1901-01-17 19:00
1901-01-17 20:00
1901-01-17 21:00
1901-01-17 22:00
1901-01-17 23:00
1901-01-18
1901-01-18 01:00
1901-01-18 02:00
1901-01-18 03:00
1901-01-18 04:00
1901-01-18 05:00
1901-01-18 06:00
1901-01-18 07:00
1901-01-18 08:00
1901-01-18 09:00
1901-01-18 10:00
1901-01-18 11:00
1901-01-18 12:00
1901-01-18 13:00
1901-01-18 14:00
1901-01-18 15:00
1901-01-18 16:00
1901-01-18 17:00
1901-01-18 18:00
1901-01-18 19:00
1901-01-18 20:00
1901-01-18 21:00
1901-01-18 22:00
Formulas:
Start Date = IFERROR([Start Date, row above]+1/24,"")

## STEP 3f Local Bias Adjustment 6 (hidden)
[17 empty] | Bias 3 Period | Triplicate Average | Reference Conc+ | Tube 1 µgm-3 | Tube 2 µgm-3 | Tube 3 µgm-3 | Average | Montlhly df | Coefficient of Variation (CV) | STDEV ^2 * df | Period Mean | Ref/Tub_1 | Ref/Tub_2 | Ref/Tub_3 | Average Ref/Tub |  | STDEV ^2 | STDEV ^2 * df | Data Capture | Tub/Ref_1 | Tub/Ref_2 | Tub/Ref_3 | Average Ref/Tub |  | STDEV ^2 * df | Cm | Dm
[17 empty] | 1 | Poor Data | Poor Data | * | * | * | * | * | * | * | * | * | * | * | * | * | * | * | * | * | * | * | * | * | * | * | *
| Local Bias Adjustment 6 | [15 empty] | 2 | Poor Data | Poor Data | * | * | * | * | * | * | * | * | * | * | * | * | * | * | * | * | * | * | * | * | * | * | * | *
[9 empty] | 1 | [7 empty] | 3 | Poor Data | Poor Data | * | * | * | * | * | * | * | * | * | * | * | * | * | * | * | * | * | * | * | * | * | * | * | *
| Enter data into the pink cells | [7 empty] | 2 | [7 empty] | 4 | Poor Data | Poor Data | * | * | * | * | * | * | * | * | * | * | * | * | * | * | * | * | * | * | * | * | * | * | * | *
[9 empty] | 3 | [7 empty] | 5 | Poor Data | Poor Data | * | * | * | * | * | * | * | * | * | * | * | * | * | * | * | * | * | * | * | * | * | * | * | *
[9 empty] | 4 | [7 empty] | 6 | Poor Data | Poor Data | * | * | * | * | * | * | * | * | * | * | * | * | * | * | * | * | * | * | * | * | * | * | * | *
i) Enter co-located diffusion tube period means | [16 empty] | 7 | Poor Data | Poor Data | * | * | * | * | * | * | * | * | * | * | * | * | * | * | * | * | * | * | * | * | * | * | * | *
[17 empty] | 8 | Poor Data | Poor Data | * | * | * | * | * | * | * | * | * | * | * | * | * | * | * | * | * | * | * | * | * | * | * | *
Period | NO2 Period Mean (µg/m3) |  |  | Triplicate Mean | Standard Deviation | Coefficient of Variation (CV) | 95% CI of Mean | Data Quality Check | [8 empty] | 9 | Poor Data | Poor Data | * | * | * | * | * | * | * | * | * | * | * | * | * | * | * | * | * | * | * | * | * | * | * | *
| Tube 1 | Tube 2 | Tube 3 | [13 empty] | 10 | Poor Data | Poor Data | * | * | * | * | * | * | * | * | * | * | * | * | * | * | * | * | * | * | * | * | * | * | * | *
1 | [16 empty] | 11 | Poor Data | Poor Data | * | * | * | * | * | * | * | * | * | * | * | * | * | * | * | * | * | * | * | * | * | * | * | *
2 | [16 empty] | 12 | Poor Data | Poor Data | * | * | * | * | * | * | * | * | * | * | * | * | * | * | * | * | * | * | * | * | * | * | * | *
3 | [17 empty] | #DIV/0! | #DIV/0! |  |  | Average | #DIV/0! |  | #DIV/0! |  | #DIV/0! |  | Average= | #DIV/0! | #DIV/0! | sm | se | se | #DIV/0! |  | Average= | #DIV/0! | #DIV/0! | sm | se | #DIV/0! | #DIV/0!
4 | [20 empty] | Stdev monthly means | Stdev monthly means | #DIV/0! | se |  | #DIV/0! |  |  | Stdev= | #DIV/0! | #DIV/0! | #DIV/0! | #DIV/0! | #DIV/0! |  |  | Stdev= | #DIV/0! | #DIV/0! | #DIV/0! | #DIV/0! | #DIV/0! | #DIV/0!
5 | [19 empty] | #DIV/0! |  | N= | 0 | [5 empty] | N= | 0 | 0 | #DIV/0! |  |  |  |  | N= | 0 | 0 | #DIV/0! |  | #DIV/0! | #DIV/0!
6 | [21 empty] | 95% CI | #NUM! | [5 empty] | 95% CI | #NUM! | #NUM! | [5 empty] | 95% CI | #NUM! | #NUM! | #DIV/0! |  | #DIV/0! | #DIV/0!
7 | [28 empty] | #NUM! | #NUM! | [9 empty] | #DIV/0!
8
9
10
11
12
[9 empty] | 0 | Good
ii) Enter co-located continuous monitor hourly monitoring data | [8 empty] | #DIV/0! | #DIV/0!
Start Date |  |  |  |  | Period | Period Mean | Data Capture (%) | Data Quality Check |  | Tube On | Tube Off | Day Count | Maximum Count | % TDC | CS1 Conc | CS1 % DC
Start Time |  |  |  |  | 1 |  | 0% |  | 1 | 2024-01-04 | 2024-02-02 | 29 | 696 | 0.089783 |  | 0%
[5 empty] | 2 |  | 0% |  | 2 | 2024-02-02 | 2024-03-04 | 31 | 744 | 0.095975 |  | 0%
Date & Time | NO2 Hourly Concentrations (µg/m3) |  |  |  | 3 |  | 0% |  | 3 | 2024-03-04 | 2024-04-06 | 33 | 792 | 0.10217 |  | 0%
[5 empty] | 4 |  | 0% |  | 4 | 2024-04-06 | 2024-05-04 | 28 | 672 | 0.086687 |  | 0%
0 |  |  |  |  | 5 |  | 0% |  | 5 | 2024-05-04 | 2024-06-01 | 28 | 672 | 0.086687 |  | 0%
0.041667 |  |  |  |  | 6 |  | 0% |  | 6 | 2024-06-01 | 2024-07-05 | 34 | 816 | 0.10526 |  | 0%
0.083333 |  |  |  |  | 7 |  |  |  | 7 | 0 | 0 | 0 | 0 | 0 |  | #DIV/0!
0.125 |  |  |  |  | 8 |  |  |  | 8 | 0 | 0 | 0 | 0 | 0 |  | #DIV/0!
0.16667 |  |  |  |  | 9 |  | 0% |  | 9 | 2024-08-23 | 2024-09-28 | 36 | 864 | 0.11146 |  | 0%
0.20833 |  |  |  |  | 10 |  | 0% |  | 10 | 2024-09-28 | 2024-11-08 | 41 | 984 | 0.12693 |  | 0%
0.25 |  |  |  |  | 11 |  | 0% |  | 11 | 2024-11-08 | 2024-12-10 | 32 | 768 | 0.099071 |  | 0%
0.29167 |  |  |  |  | 12 |  | 0% |  | 12 | 2024-12-10 | 2025-01-10 | 31 | 744 | 0.095975 |  | 0%
0.33333 | [8 empty] | Data Capture | 0%
0.375
0.41667
0.45833
0.5
0.54167
0.58333
0.625
0.66667
0.70833
0.75
0.79167
0.83333
0.875
0.91667
0.95833
1
1899-12-31 01:00
1899-12-31 02:00
1899-12-31 03:00
1899-12-31 04:00
1899-12-31 05:00
1899-12-31 06:00
1899-12-31 07:00
1899-12-31 08:00
1899-12-31 09:00
1899-12-31 10:00
1899-12-31 11:00
1899-12-31 12:00
1899-12-31 13:00
1899-12-31 14:00
1899-12-31 15:00
1899-12-31 16:00
1899-12-31 17:00
1899-12-31 18:00
1899-12-31 19:00
1899-12-31 20:00
1899-12-31 21:00
1899-12-31 22:00
1899-12-31 23:00
1900-01-01
1900-01-01 01:00
1900-01-01 02:00
1900-01-01 03:00
1900-01-01 04:00
1900-01-01 05:00
1900-01-01 06:00
1900-01-01 07:00
1900-01-01 08:00
1900-01-01 09:00
1900-01-01 10:00
1900-01-01 11:00
1900-01-01 12:00
1900-01-01 13:00
1900-01-01 14:00
1900-01-01 15:00
1900-01-01 16:00
1900-01-01 17:00
1900-01-01 18:00
1900-01-01 19:00
1900-01-01 20:00
1900-01-01 21:00
1900-01-01 22:00
1900-01-01 23:00
1900-01-02
1900-01-02 01:00
1900-01-02 02:00
1900-01-02 03:00
1900-01-02 04:00
1900-01-02 05:00
1900-01-02 06:00
1900-01-02 07:00
1900-01-02 08:00
1900-01-02 09:00
1900-01-02 10:00
1900-01-02 11:00
1900-01-02 12:00
1900-01-02 13:00
1900-01-02 14:00
1900-01-02 15:00
1900-01-02 16:00
1900-01-02 17:00
1900-01-02 18:00
1900-01-02 19:00
1900-01-02 20:00
1900-01-02 21:00
1900-01-02 22:00
1900-01-02 23:00
1900-01-03
1900-01-03 01:00
1900-01-03 02:00
1900-01-03 03:00
1900-01-03 04:00
1900-01-03 05:00
1900-01-03 06:00
1900-01-03 07:00
1900-01-03 08:00
1900-01-03 09:00
1900-01-03 10:00
1900-01-03 11:00
1900-01-03 12:00
1900-01-03 13:00
1900-01-03 14:00
1900-01-03 15:00
1900-01-03 16:00
1900-01-03 17:00
1900-01-03 18:00
1900-01-03 19:00
1900-01-03 20:00
1900-01-03 21:00
1900-01-03 22:00
1900-01-03 23:00
1900-01-04
1900-01-04 01:00
1900-01-04 02:00
1900-01-04 03:00
1900-01-04 04:00
1900-01-04 05:00
1900-01-04 06:00
1900-01-04 07:00
1900-01-04 08:00
1900-01-04 09:00
1900-01-04 10:00
1900-01-04 11:00
1900-01-04 12:00
1900-01-04 13:00
1900-01-04 14:00
1900-01-04 15:00
1900-01-04 16:00
1900-01-04 17:00
1900-01-04 18:00
1900-01-04 19:00
1900-01-04 20:00
1900-01-04 21:00
1900-01-04 22:00
1900-01-04 23:00
1900-01-05
1900-01-05 01:00
1900-01-05 02:00
1900-01-05 03:00
1900-01-05 04:00
1900-01-05 05:00
1900-01-05 06:00
1900-01-05 07:00
1900-01-05 08:00
1900-01-05 09:00
1900-01-05 10:00
1900-01-05 11:00
1900-01-05 12:00
1900-01-05 13:00
1900-01-05 14:00
1900-01-05 15:00
1900-01-05 16:00
1900-01-05 17:00
1900-01-05 18:00
1900-01-05 19:00
1900-01-05 20:00
1900-01-05 21:00
1900-01-05 22:00
1900-01-05 23:00
1900-01-06
1900-01-06 01:00
1900-01-06 02:00
1900-01-06 03:00
1900-01-06 04:00
1900-01-06 05:00
1900-01-06 06:00
1900-01-06 07:00
1900-01-06 08:00
1900-01-06 09:00
1900-01-06 10:00
1900-01-06 11:00
1900-01-06 12:00
1900-01-06 13:00
1900-01-06 14:00
1900-01-06 15:00
1900-01-06 16:00
1900-01-06 17:00
1900-01-06 18:00
1900-01-06 19:00
1900-01-06 20:00
1900-01-06 21:00
1900-01-06 22:00
1900-01-06 23:00
1900-01-07
1900-01-07 01:00
1900-01-07 02:00
1900-01-07 03:00
1900-01-07 04:00
1900-01-07 05:00
1900-01-07 06:00
1900-01-07 07:00
1900-01-07 08:00
1900-01-07 09:00
1900-01-07 10:00
1900-01-07 11:00
1900-01-07 12:00
1900-01-07 13:00
1900-01-07 14:00
1900-01-07 15:00
1900-01-07 16:00
1900-01-07 17:00
1900-01-07 18:00
1900-01-07 19:00
1900-01-07 20:00
1900-01-07 21:00
1900-01-07 22:00
1900-01-07 23:00
1900-01-08
1900-01-08 01:00
1900-01-08 02:00
1900-01-08 03:00
1900-01-08 04:00
1900-01-08 05:00
1900-01-08 06:00
1900-01-08 07:00
1900-01-08 08:00
1900-01-08 09:00
1900-01-08 10:00
1900-01-08 11:00
1900-01-08 12:00
1900-01-08 13:00
1900-01-08 14:00
1900-01-08 15:00
1900-01-08 16:00
1900-01-08 17:00
1900-01-08 18:00
1900-01-08 19:00
1900-01-08 20:00
1900-01-08 21:00
1900-01-08 22:00
1900-01-08 23:00
1900-01-09
1900-01-09 01:00
1900-01-09 02:00
1900-01-09 03:00
1900-01-09 04:00
1900-01-09 05:00
1900-01-09 06:00
1900-01-09 07:00
1900-01-09 08:00
1900-01-09 09:00
1900-01-09 10:00
1900-01-09 11:00
1900-01-09 12:00
1900-01-09 13:00
1900-01-09 14:00
1900-01-09 15:00
1900-01-09 16:00
1900-01-09 17:00
1900-01-09 18:00
1900-01-09 19:00
1900-01-09 20:00
1900-01-09 21:00
1900-01-09 22:00
1900-01-09 23:00
1900-01-10
1900-01-10 01:00
1900-01-10 02:00
1900-01-10 03:00
1900-01-10 04:00
1900-01-10 05:00
1900-01-10 06:00
1900-01-10 07:00
1900-01-10 08:00
1900-01-10 09:00
1900-01-10 10:00
1900-01-10 11:00
1900-01-10 12:00
1900-01-10 13:00
1900-01-10 14:00
1900-01-10 15:00
1900-01-10 16:00
1900-01-10 17:00
1900-01-10 18:00
1900-01-10 19:00
1900-01-10 20:00
1900-01-10 21:00
1900-01-10 22:00
1900-01-10 23:00
1900-01-11
1900-01-11 01:00
1900-01-11 02:00
1900-01-11 03:00
1900-01-11 04:00
1900-01-11 05:00
1900-01-11 06:00
1900-01-11 07:00
1900-01-11 08:00
1900-01-11 09:00
1900-01-11 10:00
1900-01-11 11:00
1900-01-11 12:00
1900-01-11 13:00
1900-01-11 14:00
1900-01-11 15:00
1900-01-11 16:00
1900-01-11 17:00
1900-01-11 18:00
1900-01-11 19:00
1900-01-11 20:00
1900-01-11 21:00
1900-01-11 22:00
1900-01-11 23:00
1900-01-12
1900-01-12 01:00
1900-01-12 02:00
1900-01-12 03:00
1900-01-12 04:00
1900-01-12 05:00
1900-01-12 06:00
1900-01-12 07:00
1900-01-12 08:00
1900-01-12 09:00
1900-01-12 10:00
1900-01-12 11:00
1900-01-12 12:00
1900-01-12 13:00
1900-01-12 14:00
1900-01-12 15:00
1900-01-12 16:00
1900-01-12 17:00
1900-01-12 18:00
1900-01-12 19:00
1900-01-12 20:00
1900-01-12 21:00
1900-01-12 22:00
1900-01-12 23:00
1900-01-13
1900-01-13 01:00
1900-01-13 02:00
1900-01-13 03:00
1900-01-13 04:00
1900-01-13 05:00
1900-01-13 06:00
1900-01-13 07:00
1900-01-13 08:00
1900-01-13 09:00
1900-01-13 10:00
1900-01-13 11:00
1900-01-13 12:00
1900-01-13 13:00
1900-01-13 14:00
1900-01-13 15:00
1900-01-13 16:00
1900-01-13 17:00
1900-01-13 18:00
1900-01-13 19:00
1900-01-13 20:00
1900-01-13 21:00
1900-01-13 22:00
1900-01-13 23:00
1900-01-14
1900-01-14 01:00
1900-01-14 02:00
1900-01-14 03:00
1900-01-14 04:00
1900-01-14 05:00
1900-01-14 06:00
1900-01-14 07:00
1900-01-14 08:00
1900-01-14 09:00
1900-01-14 10:00
1900-01-14 11:00
1900-01-14 12:00
1900-01-14 13:00
1900-01-14 14:00
1900-01-14 15:00
1900-01-14 16:00
1900-01-14 17:00
1900-01-14 18:00
1900-01-14 19:00
1900-01-14 20:00
1900-01-14 21:00
1900-01-14 22:00
1900-01-14 23:00
1900-01-15
1900-01-15 01:00
1900-01-15 02:00
1900-01-15 03:00
1900-01-15 04:00
1900-01-15 05:00
1900-01-15 06:00
1900-01-15 07:00
1900-01-15 08:00
1900-01-15 09:00
1900-01-15 10:00
1900-01-15 11:00
1900-01-15 12:00
1900-01-15 13:00
1900-01-15 14:00
1900-01-15 15:00
1900-01-15 16:00
1900-01-15 17:00
1900-01-15 18:00
1900-01-15 19:00
1900-01-15 20:00
1900-01-15 21:00
1900-01-15 22:00
1900-01-15 23:00
1900-01-16
1900-01-16 01:00
1900-01-16 02:00
1900-01-16 03:00
1900-01-16 04:00
1900-01-16 05:00
1900-01-16 06:00
1900-01-16 07:00
1900-01-16 08:00
1900-01-16 09:00
1900-01-16 10:00
1900-01-16 11:00
1900-01-16 12:00
1900-01-16 13:00
1900-01-16 14:00
1900-01-16 15:00
1900-01-16 16:00
1900-01-16 17:00
1900-01-16 18:00
1900-01-16 19:00
1900-01-16 20:00
1900-01-16 21:00
1900-01-16 22:00
1900-01-16 23:00
1900-01-17
1900-01-17 01:00
1900-01-17 02:00
1900-01-17 03:00
1900-01-17 04:00
1900-01-17 05:00
1900-01-17 06:00
1900-01-17 07:00
1900-01-17 08:00
1900-01-17 09:00
1900-01-17 10:00
1900-01-17 11:00
1900-01-17 12:00
1900-01-17 13:00
1900-01-17 14:00
1900-01-17 15:00
1900-01-17 16:00
1900-01-17 17:00
1900-01-17 18:00
1900-01-17 19:00
1900-01-17 20:00
1900-01-17 21:00
1900-01-17 22:00
1900-01-17 23:00
1900-01-18
1900-01-18 01:00
1900-01-18 02:00
1900-01-18 03:00
1900-01-18 04:00
1900-01-18 05:00
1900-01-18 06:00
1900-01-18 07:00
1900-01-18 08:00
1900-01-18 09:00
1900-01-18 10:00
1900-01-18 11:00
1900-01-18 12:00
1900-01-18 13:00
1900-01-18 14:00
1900-01-18 15:00
1900-01-18 16:00
1900-01-18 17:00
1900-01-18 18:00
1900-01-18 19:00
1900-01-18 20:00
1900-01-18 21:00
1900-01-18 22:00
1900-01-18 23:00
1900-01-19
1900-01-19 01:00
1900-01-19 02:00
1900-01-19 03:00
1900-01-19 04:00
1900-01-19 05:00
1900-01-19 06:00
1900-01-19 07:00
1900-01-19 08:00
1900-01-19 09:00
1900-01-19 10:00
1900-01-19 11:00
1900-01-19 12:00
1900-01-19 13:00
1900-01-19 14:00
1900-01-19 15:00
1900-01-19 16:00
1900-01-19 17:00
1900-01-19 18:00
1900-01-19 19:00
1900-01-19 20:00
1900-01-19 21:00
1900-01-19 22:00
1900-01-19 23:00
1900-01-20
1900-01-20 01:00
1900-01-20 02:00
1900-01-20 03:00
1900-01-20 04:00
1900-01-20 05:00
1900-01-20 06:00
1900-01-20 07:00
1900-01-20 08:00
1900-01-20 09:00
1900-01-20 10:00
1900-01-20 11:00
1900-01-20 12:00
1900-01-20 13:00
1900-01-20 14:00
1900-01-20 15:00
1900-01-20 16:00
1900-01-20 17:00
1900-01-20 18:00
1900-01-20 19:00
1900-01-20 20:00
1900-01-20 21:00
1900-01-20 22:00
1900-01-20 23:00
1900-01-21
1900-01-21 01:00
1900-01-21 02:00
1900-01-21 03:00
1900-01-21 04:00
1900-01-21 05:00
1900-01-21 06:00
1900-01-21 07:00
1900-01-21 08:00
1900-01-21 09:00
1900-01-21 10:00
1900-01-21 11:00
1900-01-21 12:00
1900-01-21 13:00
1900-01-21 14:00
1900-01-21 15:00
1900-01-21 16:00
1900-01-21 17:00
1900-01-21 18:00
1900-01-21 19:00
1900-01-21 20:00
1900-01-21 21:00
1900-01-21 22:00
1900-01-21 23:00
1900-01-22
1900-01-22 01:00
1900-01-22 02:00
1900-01-22 03:00
1900-01-22 04:00
1900-01-22 05:00
1900-01-22 06:00
1900-01-22 07:00
1900-01-22 08:00
1900-01-22 09:00
1900-01-22 10:00
1900-01-22 11:00
1900-01-22 12:00
1900-01-22 13:00
1900-01-22 14:00
1900-01-22 15:00
1900-01-22 16:00
1900-01-22 17:00
1900-01-22 18:00
1900-01-22 19:00
1900-01-22 20:00
1900-01-22 21:00
1900-01-22 22:00
1900-01-22 23:00
1900-01-23
1900-01-23 01:00
1900-01-23 02:00
1900-01-23 03:00
1900-01-23 04:00
1900-01-23 05:00
1900-01-23 06:00
1900-01-23 07:00
1900-01-23 08:00
1900-01-23 09:00
1900-01-23 10:00
1900-01-23 11:00
1900-01-23 12:00
1900-01-23 13:00
1900-01-23 14:00
1900-01-23 15:00
1900-01-23 16:00
1900-01-23 17:00
1900-01-23 18:00
1900-01-23 19:00
1900-01-23 20:00
1900-01-23 21:00
1900-01-23 22:00
1900-01-23 23:00
1900-01-24
1900-01-24 01:00
1900-01-24 02:00
1900-01-24 03:00
1900-01-24 04:00
1900-01-24 05:00
1900-01-24 06:00
1900-01-24 07:00
1900-01-24 08:00
1900-01-24 09:00
1900-01-24 10:00
1900-01-24 11:00
1900-01-24 12:00
1900-01-24 13:00
1900-01-24 14:00
1900-01-24 15:00
1900-01-24 16:00
1900-01-24 17:00
1900-01-24 18:00
1900-01-24 19:00
1900-01-24 20:00
1900-01-24 21:00
1900-01-24 22:00
1900-01-24 23:00
1900-01-25
1900-01-25 01:00
1900-01-25 02:00
1900-01-25 03:00
1900-01-25 04:00
1900-01-25 05:00
1900-01-25 06:00
1900-01-25 07:00
1900-01-25 08:00
1900-01-25 09:00
1900-01-25 10:00
1900-01-25 11:00
1900-01-25 12:00
1900-01-25 13:00
1900-01-25 14:00
1900-01-25 15:00
1900-01-25 16:00
1900-01-25 17:00
1900-01-25 18:00
1900-01-25 19:00
1900-01-25 20:00
1900-01-25 21:00
1900-01-25 22:00
1900-01-25 23:00
1900-01-26
1900-01-26 01:00
1900-01-26 02:00
1900-01-26 03:00
1900-01-26 04:00
1900-01-26 05:00
1900-01-26 06:00
1900-01-26 07:00
1900-01-26 08:00
1900-01-26 09:00
1900-01-26 10:00
1900-01-26 11:00
1900-01-26 12:00
1900-01-26 13:00
1900-01-26 14:00
1900-01-26 15:00
1900-01-26 16:00
1900-01-26 17:00
1900-01-26 18:00
1900-01-26 19:00
1900-01-26 20:00
1900-01-26 21:00
1900-01-26 22:00
1900-01-26 23:00
1900-01-27
1900-01-27 01:00
1900-01-27 02:00
1900-01-27 03:00
1900-01-27 04:00
1900-01-27 05:00
1900-01-27 06:00
1900-01-27 07:00
1900-01-27 08:00
1900-01-27 09:00
1900-01-27 10:00
1900-01-27 11:00
1900-01-27 12:00
1900-01-27 13:00
1900-01-27 14:00
1900-01-27 15:00
1900-01-27 16:00
1900-01-27 17:00
1900-01-27 18:00
1900-01-27 19:00
1900-01-27 20:00
1900-01-27 21:00
1900-01-27 22:00
1900-01-27 23:00
1900-01-28
1900-01-28 01:00
1900-01-28 02:00
1900-01-28 03:00
1900-01-28 04:00
1900-01-28 05:00
1900-01-28 06:00
1900-01-28 07:00
1900-01-28 08:00
1900-01-28 09:00
1900-01-28 10:00
1900-01-28 11:00
1900-01-28 12:00
1900-01-28 13:00
1900-01-28 14:00
1900-01-28 15:00
1900-01-28 16:00
1900-01-28 17:00
1900-01-28 18:00
1900-01-28 19:00
1900-01-28 20:00
1900-01-28 21:00
1900-01-28 22:00
1900-01-28 23:00
1900-01-29
1900-01-29 01:00
1900-01-29 02:00
1900-01-29 03:00
1900-01-29 04:00
1900-01-29 05:00
1900-01-29 06:00
1900-01-29 07:00
1900-01-29 08:00
1900-01-29 09:00
1900-01-29 10:00
1900-01-29 11:00
1900-01-29 12:00
1900-01-29 13:00
1900-01-29 14:00
1900-01-29 15:00
1900-01-29 16:00
1900-01-29 17:00
1900-01-29 18:00
1900-01-29 19:00
1900-01-29 20:00
1900-01-29 21:00
1900-01-29 22:00
1900-01-29 23:00
1900-01-30
1900-01-30 01:00
1900-01-30 02:00
1900-01-30 03:00
1900-01-30 04:00
1900-01-30 05:00
1900-01-30 06:00
1900-01-30 07:00
1900-01-30 08:00
1900-01-30 09:00
1900-01-30 10:00
1900-01-30 11:00
1900-01-30 12:00
1900-01-30 13:00
1900-01-30 14:00
1900-01-30 15:00
1900-01-30 16:00
1900-01-30 17:00
1900-01-30 18:00
1900-01-30 19:00
1900-01-30 20:00
1900-01-30 21:00
1900-01-30 22:00
1900-01-30 23:00
1900-01-31
1900-01-31 01:00
1900-01-31 02:00
1900-01-31 03:00
1900-01-31 04:00
1900-01-31 05:00
1900-01-31 06:00
1900-01-31 07:00
1900-01-31 08:00
1900-01-31 09:00
1900-01-31 10:00
1900-01-31 11:00
1900-01-31 12:00
1900-01-31 13:00
1900-01-31 14:00
1900-01-31 15:00
1900-01-31 16:00
1900-01-31 17:00
1900-01-31 18:00
1900-01-31 19:00
1900-01-31 20:00
1900-01-31 21:00
1900-01-31 22:00
1900-01-31 23:00
1900-02-01
1900-02-01 01:00
1900-02-01 02:00
1900-02-01 03:00
1900-02-01 04:00
1900-02-01 05:00
1900-02-01 06:00
1900-02-01 07:00
1900-02-01 08:00
1900-02-01 09:00
1900-02-01 10:00
1900-02-01 11:00
1900-02-01 12:00
1900-02-01 13:00
1900-02-01 14:00
1900-02-01 15:00
1900-02-01 16:00
1900-02-01 17:00
1900-02-01 18:00
1900-02-01 19:00
1900-02-01 20:00
1900-02-01 21:00
1900-02-01 22:00
1900-02-01 23:00
1900-02-02
1900-02-02 01:00
1900-02-02 02:00
1900-02-02 03:00
1900-02-02 04:00
1900-02-02 05:00
1900-02-02 06:00
1900-02-02 07:00
1900-02-02 08:00
1900-02-02 09:00
1900-02-02 10:00
1900-02-02 11:00
1900-02-02 12:00
1900-02-02 13:00
1900-02-02 14:00
1900-02-02 15:00
1900-02-02 16:00
1900-02-02 17:00
1900-02-02 18:00
1900-02-02 19:00
1900-02-02 20:00
1900-02-02 21:00
1900-02-02 22:00
1900-02-02 23:00
1900-02-03
1900-02-03 01:00
1900-02-03 02:00
1900-02-03 03:00
1900-02-03 04:00
1900-02-03 05:00
1900-02-03 06:00
1900-02-03 07:00
1900-02-03 08:00
1900-02-03 09:00
1900-02-03 10:00
1900-02-03 11:00
1900-02-03 12:00
1900-02-03 13:00
1900-02-03 14:00
1900-02-03 15:00
1900-02-03 16:00
1900-02-03 17:00
1900-02-03 18:00
1900-02-03 19:00
1900-02-03 20:00
1900-02-03 21:00
1900-02-03 22:00
1900-02-03 23:00
1900-02-04
1900-02-04 01:00
1900-02-04 02:00
1900-02-04 03:00
1900-02-04 04:00
1900-02-04 05:00
1900-02-04 06:00
1900-02-04 07:00
1900-02-04 08:00
1900-02-04 09:00
1900-02-04 10:00
1900-02-04 11:00
1900-02-04 12:00
1900-02-04 13:00
1900-02-04 14:00
1900-02-04 15:00
1900-02-04 16:00
1900-02-04 17:00
1900-02-04 18:00
1900-02-04 19:00
1900-02-04 20:00
1900-02-04 21:00
1900-02-04 22:00
1900-02-04 23:00
1900-02-05
1900-02-05 01:00
1900-02-05 02:00
1900-02-05 03:00
1900-02-05 04:00
1900-02-05 05:00
1900-02-05 06:00
1900-02-05 07:00
1900-02-05 08:00
1900-02-05 09:00
1900-02-05 10:00
1900-02-05 11:00
1900-02-05 12:00
1900-02-05 13:00
1900-02-05 14:00
1900-02-05 15:00
1900-02-05 16:00
1900-02-05 17:00
1900-02-05 18:00
1900-02-05 19:00
1900-02-05 20:00
1900-02-05 21:00
1900-02-05 22:00
1900-02-05 23:00
1900-02-06
1900-02-06 01:00
1900-02-06 02:00
1900-02-06 03:00
1900-02-06 04:00
1900-02-06 05:00
1900-02-06 06:00
1900-02-06 07:00
1900-02-06 08:00
1900-02-06 09:00
1900-02-06 10:00
1900-02-06 11:00
1900-02-06 12:00
1900-02-06 13:00
1900-02-06 14:00
1900-02-06 15:00
1900-02-06 16:00
1900-02-06 17:00
1900-02-06 18:00
1900-02-06 19:00
1900-02-06 20:00
1900-02-06 21:00
1900-02-06 22:00
1900-02-06 23:00
1900-02-07
1900-02-07 01:00
1900-02-07 02:00
1900-02-07 03:00
1900-02-07 04:00
1900-02-07 05:00
1900-02-07 06:00
1900-02-07 07:00
1900-02-07 08:00
1900-02-07 09:00
1900-02-07 10:00
1900-02-07 11:00
1900-02-07 12:00
1900-02-07 13:00
1900-02-07 14:00
1900-02-07 15:00
1900-02-07 16:00
1900-02-07 17:00
1900-02-07 18:00
1900-02-07 19:00
1900-02-07 20:00
1900-02-07 21:00
1900-02-07 22:00
1900-02-07 23:00
1900-02-08
1900-02-08 01:00
1900-02-08 02:00
1900-02-08 03:00
1900-02-08 04:00
1900-02-08 05:00
1900-02-08 06:00
1900-02-08 07:00
1900-02-08 08:00
1900-02-08 09:00
1900-02-08 10:00
1900-02-08 11:00
1900-02-08 12:00
1900-02-08 13:00
1900-02-08 14:00
1900-02-08 15:00
1900-02-08 16:00
1900-02-08 17:00
1900-02-08 18:00
1900-02-08 19:00
1900-02-08 20:00
1900-02-08 21:00
1900-02-08 22:00
1900-02-08 23:00
1900-02-09
1900-02-09 01:00
1900-02-09 02:00
1900-02-09 03:00
1900-02-09 04:00
1900-02-09 05:00
1900-02-09 06:00
1900-02-09 07:00
1900-02-09 08:00
1900-02-09 09:00
1900-02-09 10:00
1900-02-09 11:00
1900-02-09 12:00
1900-02-09 13:00
1900-02-09 14:00
1900-02-09 15:00
1900-02-09 16:00
1900-02-09 17:00
1900-02-09 18:00
1900-02-09 19:00
1900-02-09 20:00
1900-02-09 21:00
1900-02-09 22:00
1900-02-09 23:00
1900-02-10
1900-02-10 01:00
1900-02-10 02:00
1900-02-10 03:00
1900-02-10 04:00
1900-02-10 05:00
1900-02-10 06:00
1900-02-10 07:00
1900-02-10 08:00
1900-02-10 09:00
1900-02-10 10:00
1900-02-10 11:00
1900-02-10 12:00
1900-02-10 13:00
1900-02-10 14:00
1900-02-10 15:00
1900-02-10 16:00
1900-02-10 17:00
1900-02-10 18:00
1900-02-10 19:00
1900-02-10 20:00
1900-02-10 21:00
1900-02-10 22:00
1900-02-10 23:00
1900-02-11
1900-02-11 01:00
1900-02-11 02:00
1900-02-11 03:00
1900-02-11 04:00
1900-02-11 05:00
1900-02-11 06:00
1900-02-11 07:00
1900-02-11 08:00
1900-02-11 09:00
1900-02-11 10:00
1900-02-11 11:00
1900-02-11 12:00
1900-02-11 13:00
1900-02-11 14:00
1900-02-11 15:00
1900-02-11 16:00
1900-02-11 17:00
1900-02-11 18:00
1900-02-11 19:00
1900-02-11 20:00
1900-02-11 21:00
1900-02-11 22:00
1900-02-11 23:00
1900-02-12
1900-02-12 01:00
1900-02-12 02:00
1900-02-12 03:00
1900-02-12 04:00
1900-02-12 05:00
1900-02-12 06:00
1900-02-12 07:00
1900-02-12 08:00
1900-02-12 09:00
1900-02-12 10:00
1900-02-12 11:00
1900-02-12 12:00
1900-02-12 13:00
1900-02-12 14:00
1900-02-12 15:00
1900-02-12 16:00
1900-02-12 17:00
1900-02-12 18:00
1900-02-12 19:00
1900-02-12 20:00
1900-02-12 21:00
1900-02-12 22:00
1900-02-12 23:00
1900-02-13
1900-02-13 01:00
1900-02-13 02:00
1900-02-13 03:00
1900-02-13 04:00
1900-02-13 05:00
1900-02-13 06:00
1900-02-13 07:00
1900-02-13 08:00
1900-02-13 09:00
1900-02-13 10:00
1900-02-13 11:00
1900-02-13 12:00
1900-02-13 13:00
1900-02-13 14:00
1900-02-13 15:00
1900-02-13 16:00
1900-02-13 17:00
1900-02-13 18:00
1900-02-13 19:00
1900-02-13 20:00
1900-02-13 21:00
1900-02-13 22:00
1900-02-13 23:00
1900-02-14
1900-02-14 01:00
1900-02-14 02:00
1900-02-14 03:00
1900-02-14 04:00
1900-02-14 05:00
1900-02-14 06:00
1900-02-14 07:00
1900-02-14 08:00
1900-02-14 09:00
1900-02-14 10:00
1900-02-14 11:00
1900-02-14 12:00
1900-02-14 13:00
1900-02-14 14:00
1900-02-14 15:00
1900-02-14 16:00
1900-02-14 17:00
1900-02-14 18:00
1900-02-14 19:00
1900-02-14 20:00
1900-02-14 21:00
1900-02-14 22:00
1900-02-14 23:00
1900-02-15
1900-02-15 01:00
1900-02-15 02:00
1900-02-15 03:00
1900-02-15 04:00
1900-02-15 05:00
1900-02-15 06:00
1900-02-15 07:00
1900-02-15 08:00
1900-02-15 09:00
1900-02-15 10:00
1900-02-15 11:00
1900-02-15 12:00
1900-02-15 13:00
1900-02-15 14:00
1900-02-15 15:00
1900-02-15 16:00
1900-02-15 17:00
1900-02-15 18:00
1900-02-15 19:00
1900-02-15 20:00
1900-02-15 21:00
1900-02-15 22:00
1900-02-15 23:00
1900-02-16
1900-02-16 01:00
1900-02-16 02:00
1900-02-16 03:00
1900-02-16 04:00
1900-02-16 05:00
1900-02-16 06:00
1900-02-16 07:00
1900-02-16 08:00
1900-02-16 09:00
1900-02-16 10:00
1900-02-16 11:00
1900-02-16 12:00
1900-02-16 13:00
1900-02-16 14:00
1900-02-16 15:00
1900-02-16 16:00
1900-02-16 17:00
1900-02-16 18:00
1900-02-16 19:00
1900-02-16 20:00
1900-02-16 21:00
1900-02-16 22:00
1900-02-16 23:00
1900-02-17
1900-02-17 01:00
1900-02-17 02:00
1900-02-17 03:00
1900-02-17 04:00
1900-02-17 05:00
1900-02-17 06:00
1900-02-17 07:00
1900-02-17 08:00
1900-02-17 09:00
1900-02-17 10:00
1900-02-17 11:00
1900-02-17 12:00
1900-02-17 13:00
1900-02-17 14:00
1900-02-17 15:00
1900-02-17 16:00
1900-02-17 17:00
1900-02-17 18:00
1900-02-17 19:00
1900-02-17 20:00
1900-02-17 21:00
1900-02-17 22:00
1900-02-17 23:00
1900-02-18
1900-02-18 01:00
1900-02-18 02:00
1900-02-18 03:00
1900-02-18 04:00
1900-02-18 05:00
1900-02-18 06:00
1900-02-18 07:00
1900-02-18 08:00
1900-02-18 09:00
1900-02-18 10:00
1900-02-18 11:00
1900-02-18 12:00
1900-02-18 13:00
1900-02-18 14:00
1900-02-18 15:00
1900-02-18 16:00
1900-02-18 17:00
1900-02-18 18:00
1900-02-18 19:00
1900-02-18 20:00
1900-02-18 21:00
1900-02-18 22:00
1900-02-18 23:00
1900-02-19
1900-02-19 01:00
1900-02-19 02:00
1900-02-19 03:00
1900-02-19 04:00
1900-02-19 05:00
1900-02-19 06:00
1900-02-19 07:00
1900-02-19 08:00
1900-02-19 09:00
1900-02-19 10:00
1900-02-19 11:00
1900-02-19 12:00
1900-02-19 13:00
1900-02-19 14:00
1900-02-19 15:00
1900-02-19 16:00
1900-02-19 17:00
1900-02-19 18:00
1900-02-19 19:00
1900-02-19 20:00
1900-02-19 21:00
1900-02-19 22:00
1900-02-19 23:00
1900-02-20
1900-02-20 01:00
1900-02-20 02:00
1900-02-20 03:00
1900-02-20 04:00
1900-02-20 05:00
1900-02-20 06:00
1900-02-20 07:00
1900-02-20 08:00
1900-02-20 09:00
1900-02-20 10:00
1900-02-20 11:00
1900-02-20 12:00
1900-02-20 13:00
1900-02-20 14:00
1900-02-20 15:00
1900-02-20 16:00
1900-02-20 17:00
1900-02-20 18:00
1900-02-20 19:00
1900-02-20 20:00
1900-02-20 21:00
1900-02-20 22:00
1900-02-20 23:00
1900-02-21
1900-02-21 01:00
1900-02-21 02:00
1900-02-21 03:00
1900-02-21 04:00
1900-02-21 05:00
1900-02-21 06:00
1900-02-21 07:00
1900-02-21 08:00
1900-02-21 09:00
1900-02-21 10:00
1900-02-21 11:00
1900-02-21 12:00
1900-02-21 13:00
1900-02-21 14:00
1900-02-21 15:00
1900-02-21 16:00
1900-02-21 17:00
1900-02-21 18:00
1900-02-21 19:00
1900-02-21 20:00
1900-02-21 21:00
1900-02-21 22:00
1900-02-21 23:00
1900-02-22
1900-02-22 01:00
1900-02-22 02:00
1900-02-22 03:00
1900-02-22 04:00
1900-02-22 05:00
1900-02-22 06:00
1900-02-22 07:00
1900-02-22 08:00
1900-02-22 09:00
1900-02-22 10:00
1900-02-22 11:00
1900-02-22 12:00
1900-02-22 13:00
1900-02-22 14:00
1900-02-22 15:00
1900-02-22 16:00
1900-02-22 17:00
1900-02-22 18:00
1900-02-22 19:00
1900-02-22 20:00
1900-02-22 21:00
1900-02-22 22:00
1900-02-22 23:00
1900-02-23
1900-02-23 01:00
1900-02-23 02:00
1900-02-23 03:00
1900-02-23 04:00
1900-02-23 05:00
1900-02-23 06:00
1900-02-23 07:00
1900-02-23 08:00
1900-02-23 09:00
1900-02-23 10:00
1900-02-23 11:00
1900-02-23 12:00
1900-02-23 13:00
1900-02-23 14:00
1900-02-23 15:00
1900-02-23 16:00
1900-02-23 17:00
1900-02-23 18:00
1900-02-23 19:00
1900-02-23 20:00
1900-02-23 21:00
1900-02-23 22:00
1900-02-23 23:00
1900-02-24
1900-02-24 01:00
1900-02-24 02:00
1900-02-24 03:00
1900-02-24 04:00
1900-02-24 05:00
1900-02-24 06:00
1900-02-24 07:00
1900-02-24 08:00
1900-02-24 09:00
1900-02-24 10:00
1900-02-24 11:00
1900-02-24 12:00
1900-02-24 13:00
1900-02-24 14:00
1900-02-24 15:00
1900-02-24 16:00
1900-02-24 17:00
1900-02-24 18:00
1900-02-24 19:00
1900-02-24 20:00
1900-02-24 21:00
1900-02-24 22:00
1900-02-24 23:00
1900-02-25
1900-02-25 01:00
1900-02-25 02:00
1900-02-25 03:00
1900-02-25 04:00
1900-02-25 05:00
1900-02-25 06:00
1900-02-25 07:00
1900-02-25 08:00
1900-02-25 09:00
1900-02-25 10:00
1900-02-25 11:00
1900-02-25 12:00
1900-02-25 13:00
1900-02-25 14:00
1900-02-25 15:00
1900-02-25 16:00
1900-02-25 17:00
1900-02-25 18:00
1900-02-25 19:00
1900-02-25 20:00
1900-02-25 21:00
1900-02-25 22:00
1900-02-25 23:00
1900-02-26
1900-02-26 01:00
1900-02-26 02:00
1900-02-26 03:00
1900-02-26 04:00
1900-02-26 05:00
1900-02-26 06:00
1900-02-26 07:00
1900-02-26 08:00
1900-02-26 09:00
1900-02-26 10:00
1900-02-26 11:00
1900-02-26 12:00
1900-02-26 13:00
1900-02-26 14:00
1900-02-26 15:00
1900-02-26 16:00
1900-02-26 17:00
1900-02-26 18:00
1900-02-26 19:00
1900-02-26 20:00
1900-02-26 21:00
1900-02-26 22:00
1900-02-26 23:00
1900-02-27
1900-02-27 01:00
1900-02-27 02:00
1900-02-27 03:00
1900-02-27 04:00
1900-02-27 05:00
1900-02-27 06:00
1900-02-27 07:00
1900-02-27 08:00
1900-02-27 09:00
1900-02-27 10:00
1900-02-27 11:00
1900-02-27 12:00
1900-02-27 13:00
1900-02-27 14:00
1900-02-27 15:00
1900-02-27 16:00
1900-02-27 17:00
1900-02-27 18:00
1900-02-27 19:00
1900-02-27 20:00
1900-02-27 21:00
1900-02-27 22:00
1900-02-27 23:00
1900-02-28
1900-02-28 01:00
1900-02-28 02:00
1900-02-28 03:00
1900-02-28 04:00
1900-02-28 05:00
1900-02-28 06:00
1900-02-28 07:00
1900-02-28 08:00
1900-02-28 09:00
1900-02-28 10:00
1900-02-28 11:00
1900-02-28 12:00
1900-02-28 13:00
1900-02-28 14:00
1900-02-28 15:00
1900-02-28 16:00
1900-02-28 17:00
1900-02-28 18:00
1900-02-28 19:00
1900-02-28 20:00
1900-02-28 21:00
1900-02-28 22:00
1900-02-28 23:00
1900-03-01
1900-03-01 01:00
1900-03-01 02:00
1900-03-01 03:00
1900-03-01 04:00
1900-03-01 05:00
1900-03-01 06:00
1900-03-01 07:00
1900-03-01 08:00
1900-03-01 09:00
1900-03-01 10:00
1900-03-01 11:00
1900-03-01 12:00
1900-03-01 13:00
1900-03-01 14:00
1900-03-01 15:00
1900-03-01 16:00
1900-03-01 17:00
1900-03-01 18:00
1900-03-01 19:00
1900-03-01 20:00
1900-03-01 21:00
1900-03-01 22:00
1900-03-01 23:00
1900-03-02
1900-03-02 01:00
1900-03-02 02:00
1900-03-02 03:00
1900-03-02 04:00
1900-03-02 05:00
1900-03-02 06:00
1900-03-02 07:00
1900-03-02 08:00
1900-03-02 09:00
1900-03-02 10:00
1900-03-02 11:00
1900-03-02 12:00
1900-03-02 13:00
1900-03-02 14:00
1900-03-02 15:00
1900-03-02 16:00
1900-03-02 17:00
1900-03-02 18:00
1900-03-02 19:00
1900-03-02 20:00
1900-03-02 21:00
1900-03-02 22:00
1900-03-02 23:00
1900-03-03
1900-03-03 01:00
1900-03-03 02:00
1900-03-03 03:00
1900-03-03 04:00
1900-03-03 05:00
1900-03-03 06:00
1900-03-03 07:00
1900-03-03 08:00
1900-03-03 09:00
1900-03-03 10:00
1900-03-03 11:00
1900-03-03 12:00
1900-03-03 13:00
1900-03-03 14:00
1900-03-03 15:00
1900-03-03 16:00
1900-03-03 17:00
1900-03-03 18:00
1900-03-03 19:00
1900-03-03 20:00
1900-03-03 21:00
1900-03-03 22:00
1900-03-03 23:00
1900-03-04
1900-03-04 01:00
1900-03-04 02:00
1900-03-04 03:00
1900-03-04 04:00
1900-03-04 05:00
1900-03-04 06:00
1900-03-04 07:00
1900-03-04 08:00
1900-03-04 09:00
1900-03-04 10:00
1900-03-04 11:00
1900-03-04 12:00
1900-03-04 13:00
1900-03-04 14:00
1900-03-04 15:00
1900-03-04 16:00
1900-03-04 17:00
1900-03-04 18:00
1900-03-04 19:00
1900-03-04 20:00
1900-03-04 21:00
1900-03-04 22:00
1900-03-04 23:00
1900-03-05
1900-03-05 01:00
1900-03-05 02:00
1900-03-05 03:00
1900-03-05 04:00
1900-03-05 05:00
1900-03-05 06:00
1900-03-05 07:00
1900-03-05 08:00
1900-03-05 09:00
1900-03-05 10:00
1900-03-05 11:00
1900-03-05 12:00
1900-03-05 13:00
1900-03-05 14:00
1900-03-05 15:00
1900-03-05 16:00
1900-03-05 17:00
1900-03-05 18:00
1900-03-05 19:00
1900-03-05 20:00
1900-03-05 21:00
1900-03-05 22:00
1900-03-05 23:00
1900-03-06
1900-03-06 01:00
1900-03-06 02:00
1900-03-06 03:00
1900-03-06 04:00
1900-03-06 05:00
1900-03-06 06:00
1900-03-06 07:00
1900-03-06 08:00
1900-03-06 09:00
1900-03-06 10:00
1900-03-06 11:00
1900-03-06 12:00
1900-03-06 13:00
1900-03-06 14:00
1900-03-06 15:00
1900-03-06 16:00
1900-03-06 17:00
1900-03-06 18:00
1900-03-06 19:00
1900-03-06 20:00
1900-03-06 21:00
1900-03-06 22:00
1900-03-06 23:00
1900-03-07
1900-03-07 01:00
1900-03-07 02:00
1900-03-07 03:00
1900-03-07 04:00
1900-03-07 05:00
1900-03-07 06:00
1900-03-07 07:00
1900-03-07 08:00
1900-03-07 09:00
1900-03-07 10:00
1900-03-07 11:00
1900-03-07 12:00
1900-03-07 13:00
1900-03-07 14:00
1900-03-07 15:00
1900-03-07 16:00
1900-03-07 17:00
1900-03-07 18:00
1900-03-07 19:00
1900-03-07 20:00
1900-03-07 21:00
1900-03-07 22:00
1900-03-07 23:00
1900-03-08
1900-03-08 01:00
1900-03-08 02:00
1900-03-08 03:00
1900-03-08 04:00
1900-03-08 05:00
1900-03-08 06:00
1900-03-08 07:00
1900-03-08 08:00
1900-03-08 09:00
1900-03-08 10:00
1900-03-08 11:00
1900-03-08 12:00
1900-03-08 13:00
1900-03-08 14:00
1900-03-08 15:00
1900-03-08 16:00
1900-03-08 17:00
1900-03-08 18:00
1900-03-08 19:00
1900-03-08 20:00
1900-03-08 21:00
1900-03-08 22:00
1900-03-08 23:00
1900-03-09
1900-03-09 01:00
1900-03-09 02:00
1900-03-09 03:00
1900-03-09 04:00
1900-03-09 05:00
1900-03-09 06:00
1900-03-09 07:00
1900-03-09 08:00
1900-03-09 09:00
1900-03-09 10:00
1900-03-09 11:00
1900-03-09 12:00
1900-03-09 13:00
1900-03-09 14:00
1900-03-09 15:00
1900-03-09 16:00
1900-03-09 17:00
1900-03-09 18:00
1900-03-09 19:00
1900-03-09 20:00
1900-03-09 21:00
1900-03-09 22:00
1900-03-09 23:00
1900-03-10
1900-03-10 01:00
1900-03-10 02:00
1900-03-10 03:00
1900-03-10 04:00
1900-03-10 05:00
1900-03-10 06:00
1900-03-10 07:00
1900-03-10 08:00
1900-03-10 09:00
1900-03-10 10:00
1900-03-10 11:00
1900-03-10 12:00
1900-03-10 13:00
1900-03-10 14:00
1900-03-10 15:00
1900-03-10 16:00
1900-03-10 17:00
1900-03-10 18:00
1900-03-10 19:00
1900-03-10 20:00
1900-03-10 21:00
1900-03-10 22:00
1900-03-10 23:00
1900-03-11
1900-03-11 01:00
1900-03-11 02:00
1900-03-11 03:00
1900-03-11 04:00
1900-03-11 05:00
1900-03-11 06:00
1900-03-11 07:00
1900-03-11 08:00
1900-03-11 09:00
1900-03-11 10:00
1900-03-11 11:00
1900-03-11 12:00
1900-03-11 13:00
1900-03-11 14:00
1900-03-11 15:00
1900-03-11 16:00
1900-03-11 17:00
1900-03-11 18:00
1900-03-11 19:00
1900-03-11 20:00
1900-03-11 21:00
1900-03-11 22:00
1900-03-11 23:00
1900-03-12
1900-03-12 01:00
1900-03-12 02:00
1900-03-12 03:00
1900-03-12 04:00
1900-03-12 05:00
1900-03-12 06:00
1900-03-12 07:00
1900-03-12 08:00
1900-03-12 09:00
1900-03-12 10:00
1900-03-12 11:00
1900-03-12 12:00
1900-03-12 13:00
1900-03-12 14:00
1900-03-12 15:00
1900-03-12 16:00
1900-03-12 17:00
1900-03-12 18:00
1900-03-12 19:00
1900-03-12 20:00
1900-03-12 21:00
1900-03-12 22:00
1900-03-12 23:00
1900-03-13
1900-03-13 01:00
1900-03-13 02:00
1900-03-13 03:00
1900-03-13 04:00
1900-03-13 05:00
1900-03-13 06:00
1900-03-13 07:00
1900-03-13 08:00
1900-03-13 09:00
1900-03-13 10:00
1900-03-13 11:00
1900-03-13 12:00
1900-03-13 13:00
1900-03-13 14:00
1900-03-13 15:00
1900-03-13 16:00
1900-03-13 17:00
1900-03-13 18:00
1900-03-13 19:00
1900-03-13 20:00
1900-03-13 21:00
1900-03-13 22:00
1900-03-13 23:00
1900-03-14
1900-03-14 01:00
1900-03-14 02:00
1900-03-14 03:00
1900-03-14 04:00
1900-03-14 05:00
1900-03-14 06:00
1900-03-14 07:00
1900-03-14 08:00
1900-03-14 09:00
1900-03-14 10:00
1900-03-14 11:00
1900-03-14 12:00
1900-03-14 13:00
1900-03-14 14:00
1900-03-14 15:00
1900-03-14 16:00
1900-03-14 17:00
1900-03-14 18:00
1900-03-14 19:00
1900-03-14 20:00
1900-03-14 21:00
1900-03-14 22:00
1900-03-14 23:00
1900-03-15
1900-03-15 01:00
1900-03-15 02:00
1900-03-15 03:00
1900-03-15 04:00
1900-03-15 05:00
1900-03-15 06:00
1900-03-15 07:00
1900-03-15 08:00
1900-03-15 09:00
1900-03-15 10:00
1900-03-15 11:00
1900-03-15 12:00
1900-03-15 13:00
1900-03-15 14:00
1900-03-15 15:00
1900-03-15 16:00
1900-03-15 17:00
1900-03-15 18:00
1900-03-15 19:00
1900-03-15 20:00
1900-03-15 21:00
1900-03-15 22:00
1900-03-15 23:00
1900-03-16
1900-03-16 01:00
1900-03-16 02:00
1900-03-16 03:00
1900-03-16 04:00
1900-03-16 05:00
1900-03-16 06:00
1900-03-16 07:00
1900-03-16 08:00
1900-03-16 09:00
1900-03-16 10:00
1900-03-16 11:00
1900-03-16 12:00
1900-03-16 13:00
1900-03-16 14:00
1900-03-16 15:00
1900-03-16 16:00
1900-03-16 17:00
1900-03-16 18:00
1900-03-16 19:00
1900-03-16 20:00
1900-03-16 21:00
1900-03-16 22:00
1900-03-16 23:00
1900-03-17
1900-03-17 01:00
1900-03-17 02:00
1900-03-17 03:00
1900-03-17 04:00
1900-03-17 05:00
1900-03-17 06:00
1900-03-17 07:00
1900-03-17 08:00
1900-03-17 09:00
1900-03-17 10:00
1900-03-17 11:00
1900-03-17 12:00
1900-03-17 13:00
1900-03-17 14:00
1900-03-17 15:00
1900-03-17 16:00
1900-03-17 17:00
1900-03-17 18:00
1900-03-17 19:00
1900-03-17 20:00
1900-03-17 21:00
1900-03-17 22:00
1900-03-17 23:00
1900-03-18
1900-03-18 01:00
1900-03-18 02:00
1900-03-18 03:00
1900-03-18 04:00
1900-03-18 05:00
1900-03-18 06:00
1900-03-18 07:00
1900-03-18 08:00
1900-03-18 09:00
1900-03-18 10:00
1900-03-18 11:00
1900-03-18 12:00
1900-03-18 13:00
1900-03-18 14:00
1900-03-18 15:00
1900-03-18 16:00
1900-03-18 17:00
1900-03-18 18:00
1900-03-18 19:00
1900-03-18 20:00
1900-03-18 21:00
1900-03-18 22:00
1900-03-18 23:00
1900-03-19
1900-03-19 01:00
1900-03-19 02:00
1900-03-19 03:00
1900-03-19 04:00
1900-03-19 05:00
1900-03-19 06:00
1900-03-19 07:00
1900-03-19 08:00
1900-03-19 09:00
1900-03-19 10:00
1900-03-19 11:00
1900-03-19 12:00
1900-03-19 13:00
1900-03-19 14:00
1900-03-19 15:00
1900-03-19 16:00
1900-03-19 17:00
1900-03-19 18:00
1900-03-19 19:00
1900-03-19 20:00
1900-03-19 21:00
1900-03-19 22:00
1900-03-19 23:00
1900-03-20
1900-03-20 01:00
1900-03-20 02:00
1900-03-20 03:00
1900-03-20 04:00
1900-03-20 05:00
1900-03-20 06:00
1900-03-20 07:00
1900-03-20 08:00
1900-03-20 09:00
1900-03-20 10:00
1900-03-20 11:00
1900-03-20 12:00
1900-03-20 13:00
1900-03-20 14:00
1900-03-20 15:00
1900-03-20 16:00
1900-03-20 17:00
1900-03-20 18:00
1900-03-20 19:00
1900-03-20 20:00
1900-03-20 21:00
1900-03-20 22:00
1900-03-20 23:00
1900-03-21
1900-03-21 01:00
1900-03-21 02:00
1900-03-21 03:00
1900-03-21 04:00
1900-03-21 05:00
1900-03-21 06:00
1900-03-21 07:00
1900-03-21 08:00
1900-03-21 09:00
1900-03-21 10:00
1900-03-21 11:00
1900-03-21 12:00
1900-03-21 13:00
1900-03-21 14:00
1900-03-21 15:00
1900-03-21 16:00
1900-03-21 17:00
1900-03-21 18:00
1900-03-21 19:00
1900-03-21 20:00
1900-03-21 21:00
1900-03-21 22:00
1900-03-21 23:00
1900-03-22
1900-03-22 01:00
1900-03-22 02:00
1900-03-22 03:00
1900-03-22 04:00
1900-03-22 05:00
1900-03-22 06:00
1900-03-22 07:00
1900-03-22 08:00
1900-03-22 09:00
1900-03-22 10:00
1900-03-22 11:00
1900-03-22 12:00
1900-03-22 13:00
1900-03-22 14:00
1900-03-22 15:00
1900-03-22 16:00
1900-03-22 17:00
1900-03-22 18:00
1900-03-22 19:00
1900-03-22 20:00
1900-03-22 21:00
1900-03-22 22:00
1900-03-22 23:00
1900-03-23
1900-03-23 01:00
1900-03-23 02:00
1900-03-23 03:00
1900-03-23 04:00
1900-03-23 05:00
1900-03-23 06:00
1900-03-23 07:00
1900-03-23 08:00
1900-03-23 09:00
1900-03-23 10:00
1900-03-23 11:00
1900-03-23 12:00
1900-03-23 13:00
1900-03-23 14:00
1900-03-23 15:00
1900-03-23 16:00
1900-03-23 17:00
1900-03-23 18:00
1900-03-23 19:00
1900-03-23 20:00
1900-03-23 21:00
1900-03-23 22:00
1900-03-23 23:00
1900-03-24
1900-03-24 01:00
1900-03-24 02:00
1900-03-24 03:00
1900-03-24 04:00
1900-03-24 05:00
1900-03-24 06:00
1900-03-24 07:00
1900-03-24 08:00
1900-03-24 09:00
1900-03-24 10:00
1900-03-24 11:00
1900-03-24 12:00
1900-03-24 13:00
1900-03-24 14:00
1900-03-24 15:00
1900-03-24 16:00
1900-03-24 17:00
1900-03-24 18:00
1900-03-24 19:00
1900-03-24 20:00
1900-03-24 21:00
1900-03-24 22:00
1900-03-24 23:00
1900-03-25
1900-03-25 01:00
1900-03-25 02:00
1900-03-25 03:00
1900-03-25 04:00
1900-03-25 05:00
1900-03-25 06:00
1900-03-25 07:00
1900-03-25 08:00
1900-03-25 09:00
1900-03-25 10:00
1900-03-25 11:00
1900-03-25 12:00
1900-03-25 13:00
1900-03-25 14:00
1900-03-25 15:00
1900-03-25 16:00
1900-03-25 17:00
1900-03-25 18:00
1900-03-25 19:00
1900-03-25 20:00
1900-03-25 21:00
1900-03-25 22:00
1900-03-25 23:00
1900-03-26
1900-03-26 01:00
1900-03-26 02:00
1900-03-26 03:00
1900-03-26 04:00
1900-03-26 05:00
1900-03-26 06:00
1900-03-26 07:00
1900-03-26 08:00
1900-03-26 09:00
1900-03-26 10:00
1900-03-26 11:00
1900-03-26 12:00
1900-03-26 13:00
1900-03-26 14:00
1900-03-26 15:00
1900-03-26 16:00
1900-03-26 17:00
1900-03-26 18:00
1900-03-26 19:00
1900-03-26 20:00
1900-03-26 21:00
1900-03-26 22:00
1900-03-26 23:00
1900-03-27
1900-03-27 01:00
1900-03-27 02:00
1900-03-27 03:00
1900-03-27 04:00
1900-03-27 05:00
1900-03-27 06:00
1900-03-27 07:00
1900-03-27 08:00
1900-03-27 09:00
1900-03-27 10:00
1900-03-27 11:00
1900-03-27 12:00
1900-03-27 13:00
1900-03-27 14:00
1900-03-27 15:00
1900-03-27 16:00
1900-03-27 17:00
1900-03-27 18:00
1900-03-27 19:00
1900-03-27 20:00
1900-03-27 21:00
1900-03-27 22:00
1900-03-27 23:00
1900-03-28
1900-03-28 01:00
1900-03-28 02:00
1900-03-28 03:00
1900-03-28 04:00
1900-03-28 05:00
1900-03-28 06:00
1900-03-28 07:00
1900-03-28 08:00
1900-03-28 09:00
1900-03-28 10:00
1900-03-28 11:00
1900-03-28 12:00
1900-03-28 13:00
1900-03-28 14:00
1900-03-28 15:00
1900-03-28 16:00
1900-03-28 17:00
1900-03-28 18:00
1900-03-28 19:00
1900-03-28 20:00
1900-03-28 21:00
1900-03-28 22:00
1900-03-28 23:00
1900-03-29
1900-03-29 01:00
1900-03-29 02:00
1900-03-29 03:00
1900-03-29 04:00
1900-03-29 05:00
1900-03-29 06:00
1900-03-29 07:00
1900-03-29 08:00
1900-03-29 09:00
1900-03-29 10:00
1900-03-29 11:00
1900-03-29 12:00
1900-03-29 13:00
1900-03-29 14:00
1900-03-29 15:00
1900-03-29 16:00
1900-03-29 17:00
1900-03-29 18:00
1900-03-29 19:00
1900-03-29 20:00
1900-03-29 21:00
1900-03-29 22:00
1900-03-29 23:00
1900-03-30
1900-03-30 01:00
1900-03-30 02:00
1900-03-30 03:00
1900-03-30 04:00
1900-03-30 05:00
1900-03-30 06:00
1900-03-30 07:00
1900-03-30 08:00
1900-03-30 09:00
1900-03-30 10:00
1900-03-30 11:00
1900-03-30 12:00
1900-03-30 13:00
1900-03-30 14:00
1900-03-30 15:00
1900-03-30 16:00
1900-03-30 17:00
1900-03-30 18:00
1900-03-30 19:00
1900-03-30 20:00
1900-03-30 21:00
1900-03-30 22:00
1900-03-30 23:00
1900-03-31
1900-03-31 01:00
1900-03-31 02:00
1900-03-31 03:00
1900-03-31 04:00
1900-03-31 05:00
1900-03-31 06:00
1900-03-31 07:00
1900-03-31 08:00
1900-03-31 09:00
1900-03-31 10:00
1900-03-31 11:00
1900-03-31 12:00
1900-03-31 13:00
1900-03-31 14:00
1900-03-31 15:00
1900-03-31 16:00
1900-03-31 17:00
1900-03-31 18:00
1900-03-31 19:00
1900-03-31 20:00
1900-03-31 21:00
1900-03-31 22:00
1900-03-31 23:00
1900-04-01
1900-04-01 01:00
1900-04-01 02:00
1900-04-01 03:00
1900-04-01 04:00
1900-04-01 05:00
1900-04-01 06:00
1900-04-01 07:00
1900-04-01 08:00
1900-04-01 09:00
1900-04-01 10:00
1900-04-01 11:00
1900-04-01 12:00
1900-04-01 13:00
1900-04-01 14:00
1900-04-01 15:00
1900-04-01 16:00
1900-04-01 17:00
1900-04-01 18:00
1900-04-01 19:00
1900-04-01 20:00
1900-04-01 21:00
1900-04-01 22:00
1900-04-01 23:00
1900-04-02
1900-04-02 01:00
1900-04-02 02:00
1900-04-02 03:00
1900-04-02 04:00
1900-04-02 05:00
1900-04-02 06:00
1900-04-02 07:00
1900-04-02 08:00
1900-04-02 09:00
1900-04-02 10:00
1900-04-02 11:00
1900-04-02 12:00
1900-04-02 13:00
1900-04-02 14:00
1900-04-02 15:00
1900-04-02 16:00
1900-04-02 17:00
1900-04-02 18:00
1900-04-02 19:00
1900-04-02 20:00
1900-04-02 21:00
1900-04-02 22:00
1900-04-02 23:00
1900-04-03
1900-04-03 01:00
1900-04-03 02:00
1900-04-03 03:00
1900-04-03 04:00
1900-04-03 05:00
1900-04-03 06:00
1900-04-03 07:00
1900-04-03 08:00
1900-04-03 09:00
1900-04-03 10:00
1900-04-03 11:00
1900-04-03 12:00
1900-04-03 13:00
1900-04-03 14:00
1900-04-03 15:00
1900-04-03 16:00
1900-04-03 17:00
1900-04-03 18:00
1900-04-03 19:00
1900-04-03 20:00
1900-04-03 21:00
1900-04-03 22:00
1900-04-03 23:00
1900-04-04
1900-04-04 01:00
1900-04-04 02:00
1900-04-04 03:00
1900-04-04 04:00
1900-04-04 05:00
1900-04-04 06:00
1900-04-04 07:00
1900-04-04 08:00
1900-04-04 09:00
1900-04-04 10:00
1900-04-04 11:00
1900-04-04 12:00
1900-04-04 13:00
1900-04-04 14:00
1900-04-04 15:00
1900-04-04 16:00
1900-04-04 17:00
1900-04-04 18:00
1900-04-04 19:00
1900-04-04 20:00
1900-04-04 21:00
1900-04-04 22:00
1900-04-04 23:00
1900-04-05
1900-04-05 01:00
1900-04-05 02:00
1900-04-05 03:00
1900-04-05 04:00
1900-04-05 05:00
1900-04-05 06:00
1900-04-05 07:00
1900-04-05 08:00
1900-04-05 09:00
1900-04-05 10:00
1900-04-05 11:00
1900-04-05 12:00
1900-04-05 13:00
1900-04-05 14:00
1900-04-05 15:00
1900-04-05 16:00
1900-04-05 17:00
1900-04-05 18:00
1900-04-05 19:00
1900-04-05 20:00
1900-04-05 21:00
1900-04-05 22:00
1900-04-05 23:00
1900-04-06
1900-04-06 01:00
1900-04-06 02:00
1900-04-06 03:00
1900-04-06 04:00
1900-04-06 05:00
1900-04-06 06:00
1900-04-06 07:00
1900-04-06 08:00
1900-04-06 09:00
1900-04-06 10:00
1900-04-06 11:00
1900-04-06 12:00
1900-04-06 13:00
1900-04-06 14:00
1900-04-06 15:00
1900-04-06 16:00
1900-04-06 17:00
1900-04-06 18:00
1900-04-06 19:00
1900-04-06 20:00
1900-04-06 21:00
1900-04-06 22:00
1900-04-06 23:00
1900-04-07
1900-04-07 01:00
1900-04-07 02:00
1900-04-07 03:00
1900-04-07 04:00
1900-04-07 05:00
1900-04-07 06:00
1900-04-07 07:00
1900-04-07 08:00
1900-04-07 09:00
1900-04-07 10:00
1900-04-07 11:00
1900-04-07 12:00
1900-04-07 13:00
1900-04-07 14:00
1900-04-07 15:00
1900-04-07 16:00
1900-04-07 17:00
1900-04-07 18:00
1900-04-07 19:00
1900-04-07 20:00
1900-04-07 21:00
1900-04-07 22:00
1900-04-07 23:00
1900-04-08
1900-04-08 01:00
1900-04-08 02:00
1900-04-08 03:00
1900-04-08 04:00
1900-04-08 05:00
1900-04-08 06:00
1900-04-08 07:00
1900-04-08 08:00
1900-04-08 09:00
1900-04-08 10:00
1900-04-08 11:00
1900-04-08 12:00
1900-04-08 13:00
1900-04-08 14:00
1900-04-08 15:00
1900-04-08 16:00
1900-04-08 17:00
1900-04-08 18:00
1900-04-08 19:00
1900-04-08 20:00
1900-04-08 21:00
1900-04-08 22:00
1900-04-08 23:00
1900-04-09
1900-04-09 01:00
1900-04-09 02:00
1900-04-09 03:00
1900-04-09 04:00
1900-04-09 05:00
1900-04-09 06:00
1900-04-09 07:00
1900-04-09 08:00
1900-04-09 09:00
1900-04-09 10:00
1900-04-09 11:00
1900-04-09 12:00
1900-04-09 13:00
1900-04-09 14:00
1900-04-09 15:00
1900-04-09 16:00
1900-04-09 17:00
1900-04-09 18:00
1900-04-09 19:00
1900-04-09 20:00
1900-04-09 21:00
1900-04-09 22:00
1900-04-09 23:00
1900-04-10
1900-04-10 01:00
1900-04-10 02:00
1900-04-10 03:00
1900-04-10 04:00
1900-04-10 05:00
1900-04-10 06:00
1900-04-10 07:00
1900-04-10 08:00
1900-04-10 09:00
1900-04-10 10:00
1900-04-10 11:00
1900-04-10 12:00
1900-04-10 13:00
1900-04-10 14:00
1900-04-10 15:00
1900-04-10 16:00
1900-04-10 17:00
1900-04-10 18:00
1900-04-10 19:00
1900-04-10 20:00
1900-04-10 21:00
1900-04-10 22:00
1900-04-10 23:00
1900-04-11
1900-04-11 01:00
1900-04-11 02:00
1900-04-11 03:00
1900-04-11 04:00
1900-04-11 05:00
1900-04-11 06:00
1900-04-11 07:00
1900-04-11 08:00
1900-04-11 09:00
1900-04-11 10:00
1900-04-11 11:00
1900-04-11 12:00
1900-04-11 13:00
1900-04-11 14:00
1900-04-11 15:00
1900-04-11 16:00
1900-04-11 17:00
1900-04-11 18:00
1900-04-11 19:00
1900-04-11 20:00
1900-04-11 21:00
1900-04-11 22:00
1900-04-11 23:00
1900-04-12
1900-04-12 01:00
1900-04-12 02:00
1900-04-12 03:00
1900-04-12 04:00
1900-04-12 05:00
1900-04-12 06:00
1900-04-12 07:00
1900-04-12 08:00
1900-04-12 09:00
1900-04-12 10:00
1900-04-12 11:00
1900-04-12 12:00
1900-04-12 13:00
1900-04-12 14:00
1900-04-12 15:00
1900-04-12 16:00
1900-04-12 17:00
1900-04-12 18:00
1900-04-12 19:00
1900-04-12 20:00
1900-04-12 21:00
1900-04-12 22:00
1900-04-12 23:00
1900-04-13
1900-04-13 01:00
1900-04-13 02:00
1900-04-13 03:00
1900-04-13 04:00
1900-04-13 05:00
1900-04-13 06:00
1900-04-13 07:00
1900-04-13 08:00
1900-04-13 09:00
1900-04-13 10:00
1900-04-13 11:00
1900-04-13 12:00
1900-04-13 13:00
1900-04-13 14:00
1900-04-13 15:00
1900-04-13 16:00
1900-04-13 17:00
1900-04-13 18:00
1900-04-13 19:00
1900-04-13 20:00
1900-04-13 21:00
1900-04-13 22:00
1900-04-13 23:00
1900-04-14
1900-04-14 01:00
1900-04-14 02:00
1900-04-14 03:00
1900-04-14 04:00
1900-04-14 05:00
1900-04-14 06:00
1900-04-14 07:00
1900-04-14 08:00
1900-04-14 09:00
1900-04-14 10:00
1900-04-14 11:00
1900-04-14 12:00
1900-04-14 13:00
1900-04-14 14:00
1900-04-14 15:00
1900-04-14 16:00
1900-04-14 17:00
1900-04-14 18:00
1900-04-14 19:00
1900-04-14 20:00
1900-04-14 21:00
1900-04-14 22:00
1900-04-14 23:00
1900-04-15
1900-04-15 01:00
1900-04-15 02:00
1900-04-15 03:00
1900-04-15 04:00
1900-04-15 05:00
1900-04-15 06:00
1900-04-15 07:00
1900-04-15 08:00
1900-04-15 09:00
1900-04-15 10:00
1900-04-15 11:00
1900-04-15 12:00
1900-04-15 13:00
1900-04-15 14:00
1900-04-15 15:00
1900-04-15 16:00
1900-04-15 17:00
1900-04-15 18:00
1900-04-15 19:00
1900-04-15 20:00
1900-04-15 21:00
1900-04-15 22:00
1900-04-15 23:00
1900-04-16
1900-04-16 01:00
1900-04-16 02:00
1900-04-16 03:00
1900-04-16 04:00
1900-04-16 05:00
1900-04-16 06:00
1900-04-16 07:00
1900-04-16 08:00
1900-04-16 09:00
1900-04-16 10:00
1900-04-16 11:00
1900-04-16 12:00
1900-04-16 13:00
1900-04-16 14:00
1900-04-16 15:00
1900-04-16 16:00
1900-04-16 17:00
1900-04-16 18:00
1900-04-16 19:00
1900-04-16 20:00
1900-04-16 21:00
1900-04-16 22:00
1900-04-16 23:00
1900-04-17
1900-04-17 01:00
1900-04-17 02:00
1900-04-17 03:00
1900-04-17 04:00
1900-04-17 05:00
1900-04-17 06:00
1900-04-17 07:00
1900-04-17 08:00
1900-04-17 09:00
1900-04-17 10:00
1900-04-17 11:00
1900-04-17 12:00
1900-04-17 13:00
1900-04-17 14:00
1900-04-17 15:00
1900-04-17 16:00
1900-04-17 17:00
1900-04-17 18:00
1900-04-17 19:00
1900-04-17 20:00
1900-04-17 21:00
1900-04-17 22:00
1900-04-17 23:00
1900-04-18
1900-04-18 01:00
1900-04-18 02:00
1900-04-18 03:00
1900-04-18 04:00
1900-04-18 05:00
1900-04-18 06:00
1900-04-18 07:00
1900-04-18 08:00
1900-04-18 09:00
1900-04-18 10:00
1900-04-18 11:00
1900-04-18 12:00
1900-04-18 13:00
1900-04-18 14:00
1900-04-18 15:00
1900-04-18 16:00
1900-04-18 17:00
1900-04-18 18:00
1900-04-18 19:00
1900-04-18 20:00
1900-04-18 21:00
1900-04-18 22:00
1900-04-18 23:00
1900-04-19
1900-04-19 01:00
1900-04-19 02:00
1900-04-19 03:00
1900-04-19 04:00
1900-04-19 05:00
1900-04-19 06:00
1900-04-19 07:00
1900-04-19 08:00
1900-04-19 09:00
1900-04-19 10:00
1900-04-19 11:00
1900-04-19 12:00
1900-04-19 13:00
1900-04-19 14:00
1900-04-19 15:00
1900-04-19 16:00
1900-04-19 17:00
1900-04-19 18:00
1900-04-19 19:00
1900-04-19 20:00
1900-04-19 21:00
1900-04-19 22:00
1900-04-19 23:00
1900-04-20
1900-04-20 01:00
1900-04-20 02:00
1900-04-20 03:00
1900-04-20 04:00
1900-04-20 05:00
1900-04-20 06:00
1900-04-20 07:00
1900-04-20 08:00
1900-04-20 09:00
1900-04-20 10:00
1900-04-20 11:00
1900-04-20 12:00
1900-04-20 13:00
1900-04-20 14:00
1900-04-20 15:00
1900-04-20 16:00
1900-04-20 17:00
1900-04-20 18:00
1900-04-20 19:00
1900-04-20 20:00
1900-04-20 21:00
1900-04-20 22:00
1900-04-20 23:00
1900-04-21
1900-04-21 01:00
1900-04-21 02:00
1900-04-21 03:00
1900-04-21 04:00
1900-04-21 05:00
1900-04-21 06:00
1900-04-21 07:00
1900-04-21 08:00
1900-04-21 09:00
1900-04-21 10:00
1900-04-21 11:00
1900-04-21 12:00
1900-04-21 13:00
1900-04-21 14:00
1900-04-21 15:00
1900-04-21 16:00
1900-04-21 17:00
1900-04-21 18:00
1900-04-21 19:00
1900-04-21 20:00
1900-04-21 21:00
1900-04-21 22:00
1900-04-21 23:00
1900-04-22
1900-04-22 01:00
1900-04-22 02:00
1900-04-22 03:00
1900-04-22 04:00
1900-04-22 05:00
1900-04-22 06:00
1900-04-22 07:00
1900-04-22 08:00
1900-04-22 09:00
1900-04-22 10:00
1900-04-22 11:00
1900-04-22 12:00
1900-04-22 13:00
1900-04-22 14:00
1900-04-22 15:00
1900-04-22 16:00
1900-04-22 17:00
1900-04-22 18:00
1900-04-22 19:00
1900-04-22 20:00
1900-04-22 21:00
1900-04-22 22:00
1900-04-22 23:00
1900-04-23
1900-04-23 01:00
1900-04-23 02:00
1900-04-23 03:00
1900-04-23 04:00
1900-04-23 05:00
1900-04-23 06:00
1900-04-23 07:00
1900-04-23 08:00
1900-04-23 09:00
1900-04-23 10:00
1900-04-23 11:00
1900-04-23 12:00
1900-04-23 13:00
1900-04-23 14:00
1900-04-23 15:00
1900-04-23 16:00
1900-04-23 17:00
1900-04-23 18:00
1900-04-23 19:00
1900-04-23 20:00
1900-04-23 21:00
1900-04-23 22:00
1900-04-23 23:00
1900-04-24
1900-04-24 01:00
1900-04-24 02:00
1900-04-24 03:00
1900-04-24 04:00
1900-04-24 05:00
1900-04-24 06:00
1900-04-24 07:00
1900-04-24 08:00
1900-04-24 09:00
1900-04-24 10:00
1900-04-24 11:00
1900-04-24 12:00
1900-04-24 13:00
1900-04-24 14:00
1900-04-24 15:00
1900-04-24 16:00
1900-04-24 17:00
1900-04-24 18:00
1900-04-24 19:00
1900-04-24 20:00
1900-04-24 21:00
1900-04-24 22:00
1900-04-24 23:00
1900-04-25
1900-04-25 01:00
1900-04-25 02:00
1900-04-25 03:00
1900-04-25 04:00
1900-04-25 05:00
1900-04-25 06:00
1900-04-25 07:00
1900-04-25 08:00
1900-04-25 09:00
1900-04-25 10:00
1900-04-25 11:00
1900-04-25 12:00
1900-04-25 13:00
1900-04-25 14:00
1900-04-25 15:00
1900-04-25 16:00
1900-04-25 17:00
1900-04-25 18:00
1900-04-25 19:00
1900-04-25 20:00
1900-04-25 21:00
1900-04-25 22:00
1900-04-25 23:00
1900-04-26
1900-04-26 01:00
1900-04-26 02:00
1900-04-26 03:00
1900-04-26 04:00
1900-04-26 05:00
1900-04-26 06:00
1900-04-26 07:00
1900-04-26 08:00
1900-04-26 09:00
1900-04-26 10:00
1900-04-26 11:00
1900-04-26 12:00
1900-04-26 13:00
1900-04-26 14:00
1900-04-26 15:00
1900-04-26 16:00
1900-04-26 17:00
1900-04-26 18:00
1900-04-26 19:00
1900-04-26 20:00
1900-04-26 21:00
1900-04-26 22:00
1900-04-26 23:00
1900-04-27
1900-04-27 01:00
1900-04-27 02:00
1900-04-27 03:00
1900-04-27 04:00
1900-04-27 05:00
1900-04-27 06:00
1900-04-27 07:00
1900-04-27 08:00
1900-04-27 09:00
1900-04-27 10:00
1900-04-27 11:00
1900-04-27 12:00
1900-04-27 13:00
1900-04-27 14:00
1900-04-27 15:00
1900-04-27 16:00
1900-04-27 17:00
1900-04-27 18:00
1900-04-27 19:00
1900-04-27 20:00
1900-04-27 21:00
1900-04-27 22:00
1900-04-27 23:00
1900-04-28
1900-04-28 01:00
1900-04-28 02:00
1900-04-28 03:00
1900-04-28 04:00
1900-04-28 05:00
1900-04-28 06:00
1900-04-28 07:00
1900-04-28 08:00
1900-04-28 09:00
1900-04-28 10:00
1900-04-28 11:00
1900-04-28 12:00
1900-04-28 13:00
1900-04-28 14:00
1900-04-28 15:00
1900-04-28 16:00
1900-04-28 17:00
1900-04-28 18:00
1900-04-28 19:00
1900-04-28 20:00
1900-04-28 21:00
1900-04-28 22:00
1900-04-28 23:00
1900-04-29
1900-04-29 01:00
1900-04-29 02:00
1900-04-29 03:00
1900-04-29 04:00
1900-04-29 05:00
1900-04-29 06:00
1900-04-29 07:00
1900-04-29 08:00
1900-04-29 09:00
1900-04-29 10:00
1900-04-29 11:00
1900-04-29 12:00
1900-04-29 13:00
1900-04-29 14:00
1900-04-29 15:00
1900-04-29 16:00
1900-04-29 17:00
1900-04-29 18:00
1900-04-29 19:00
1900-04-29 20:00
1900-04-29 21:00
1900-04-29 22:00
1900-04-29 23:00
1900-04-30
1900-04-30 01:00
1900-04-30 02:00
1900-04-30 03:00
1900-04-30 04:00
1900-04-30 05:00
1900-04-30 06:00
1900-04-30 07:00
1900-04-30 08:00
1900-04-30 09:00
1900-04-30 10:00
1900-04-30 11:00
1900-04-30 12:00
1900-04-30 13:00
1900-04-30 14:00
1900-04-30 15:00
1900-04-30 16:00
1900-04-30 17:00
1900-04-30 18:00
1900-04-30 19:00
1900-04-30 20:00
1900-04-30 21:00
1900-04-30 22:00
1900-04-30 23:00
1900-05-01
1900-05-01 01:00
1900-05-01 02:00
1900-05-01 03:00
1900-05-01 04:00
1900-05-01 05:00
1900-05-01 06:00
1900-05-01 07:00
1900-05-01 08:00
1900-05-01 09:00
1900-05-01 10:00
1900-05-01 11:00
1900-05-01 12:00
1900-05-01 13:00
1900-05-01 14:00
1900-05-01 15:00
1900-05-01 16:00
1900-05-01 17:00
1900-05-01 18:00
1900-05-01 19:00
1900-05-01 20:00
1900-05-01 21:00
1900-05-01 22:00
1900-05-01 23:00
1900-05-02
1900-05-02 01:00
1900-05-02 02:00
1900-05-02 03:00
1900-05-02 04:00
1900-05-02 05:00
1900-05-02 06:00
1900-05-02 07:00
1900-05-02 08:00
1900-05-02 09:00
1900-05-02 10:00
1900-05-02 11:00
1900-05-02 12:00
1900-05-02 13:00
1900-05-02 14:00
1900-05-02 15:00
1900-05-02 16:00
1900-05-02 17:00
1900-05-02 18:00
1900-05-02 19:00
1900-05-02 20:00
1900-05-02 21:00
1900-05-02 22:00
1900-05-02 23:00
1900-05-03
1900-05-03 01:00
1900-05-03 02:00
1900-05-03 03:00
1900-05-03 04:00
1900-05-03 05:00
1900-05-03 06:00
1900-05-03 07:00
1900-05-03 08:00
1900-05-03 09:00
1900-05-03 10:00
1900-05-03 11:00
1900-05-03 12:00
1900-05-03 13:00
1900-05-03 14:00
1900-05-03 15:00
1900-05-03 16:00
1900-05-03 17:00
1900-05-03 18:00
1900-05-03 19:00
1900-05-03 20:00
1900-05-03 21:00
1900-05-03 22:00
1900-05-03 23:00
1900-05-04
1900-05-04 01:00
1900-05-04 02:00
1900-05-04 03:00
1900-05-04 04:00
1900-05-04 05:00
1900-05-04 06:00
1900-05-04 07:00
1900-05-04 08:00
1900-05-04 09:00
1900-05-04 10:00
1900-05-04 11:00
1900-05-04 12:00
1900-05-04 13:00
1900-05-04 14:00
1900-05-04 15:00
1900-05-04 16:00
1900-05-04 17:00
1900-05-04 18:00
1900-05-04 19:00
1900-05-04 20:00
1900-05-04 21:00
1900-05-04 22:00
1900-05-04 23:00
1900-05-05
1900-05-05 01:00
1900-05-05 02:00
1900-05-05 03:00
1900-05-05 04:00
1900-05-05 05:00
1900-05-05 06:00
1900-05-05 07:00
1900-05-05 08:00
1900-05-05 09:00
1900-05-05 10:00
1900-05-05 11:00
1900-05-05 12:00
1900-05-05 13:00
1900-05-05 14:00
1900-05-05 15:00
1900-05-05 16:00
1900-05-05 17:00
1900-05-05 18:00
1900-05-05 19:00
1900-05-05 20:00
1900-05-05 21:00
1900-05-05 22:00
1900-05-05 23:00
1900-05-06
1900-05-06 01:00
1900-05-06 02:00
1900-05-06 03:00
1900-05-06 04:00
1900-05-06 05:00
1900-05-06 06:00
1900-05-06 07:00
1900-05-06 08:00
1900-05-06 09:00
1900-05-06 10:00
1900-05-06 11:00
1900-05-06 12:00
1900-05-06 13:00
1900-05-06 14:00
1900-05-06 15:00
1900-05-06 16:00
1900-05-06 17:00
1900-05-06 18:00
1900-05-06 19:00
1900-05-06 20:00
1900-05-06 21:00
1900-05-06 22:00
1900-05-06 23:00
1900-05-07
1900-05-07 01:00
1900-05-07 02:00
1900-05-07 03:00
1900-05-07 04:00
1900-05-07 05:00
1900-05-07 06:00
1900-05-07 07:00
1900-05-07 08:00
1900-05-07 09:00
1900-05-07 10:00
1900-05-07 11:00
1900-05-07 12:00
1900-05-07 13:00
1900-05-07 14:00
1900-05-07 15:00
1900-05-07 16:00
1900-05-07 17:00
1900-05-07 18:00
1900-05-07 19:00
1900-05-07 20:00
1900-05-07 21:00
1900-05-07 22:00
1900-05-07 23:00
1900-05-08
1900-05-08 01:00
1900-05-08 02:00
1900-05-08 03:00
1900-05-08 04:00
1900-05-08 05:00
1900-05-08 06:00
1900-05-08 07:00
1900-05-08 08:00
1900-05-08 09:00
1900-05-08 10:00
1900-05-08 11:00
1900-05-08 12:00
1900-05-08 13:00
1900-05-08 14:00
1900-05-08 15:00
1900-05-08 16:00
1900-05-08 17:00
1900-05-08 18:00
1900-05-08 19:00
1900-05-08 20:00
1900-05-08 21:00
1900-05-08 22:00
1900-05-08 23:00
1900-05-09
1900-05-09 01:00
1900-05-09 02:00
1900-05-09 03:00
1900-05-09 04:00
1900-05-09 05:00
1900-05-09 06:00
1900-05-09 07:00
1900-05-09 08:00
1900-05-09 09:00
1900-05-09 10:00
1900-05-09 11:00
1900-05-09 12:00
1900-05-09 13:00
1900-05-09 14:00
1900-05-09 15:00
1900-05-09 16:00
1900-05-09 17:00
1900-05-09 18:00
1900-05-09 19:00
1900-05-09 20:00
1900-05-09 21:00
1900-05-09 22:00
1900-05-09 23:00
1900-05-10
1900-05-10 01:00
1900-05-10 02:00
1900-05-10 03:00
1900-05-10 04:00
1900-05-10 05:00
1900-05-10 06:00
1900-05-10 07:00
1900-05-10 08:00
1900-05-10 09:00
1900-05-10 10:00
1900-05-10 11:00
1900-05-10 12:00
1900-05-10 13:00
1900-05-10 14:00
1900-05-10 15:00
1900-05-10 16:00
1900-05-10 17:00
1900-05-10 18:00
1900-05-10 19:00
1900-05-10 20:00
1900-05-10 21:00
1900-05-10 22:00
1900-05-10 23:00
1900-05-11
1900-05-11 01:00
1900-05-11 02:00
1900-05-11 03:00
1900-05-11 04:00
1900-05-11 05:00
1900-05-11 06:00
1900-05-11 07:00
1900-05-11 08:00
1900-05-11 09:00
1900-05-11 10:00
1900-05-11 11:00
1900-05-11 12:00
1900-05-11 13:00
1900-05-11 14:00
1900-05-11 15:00
1900-05-11 16:00
1900-05-11 17:00
1900-05-11 18:00
1900-05-11 19:00
1900-05-11 20:00
1900-05-11 21:00
1900-05-11 22:00
1900-05-11 23:00
1900-05-12
1900-05-12 01:00
1900-05-12 02:00
1900-05-12 03:00
1900-05-12 04:00
1900-05-12 05:00
1900-05-12 06:00
1900-05-12 07:00
1900-05-12 08:00
1900-05-12 09:00
1900-05-12 10:00
1900-05-12 11:00
1900-05-12 12:00
1900-05-12 13:00
1900-05-12 14:00
1900-05-12 15:00
1900-05-12 16:00
1900-05-12 17:00
1900-05-12 18:00
1900-05-12 19:00
1900-05-12 20:00
1900-05-12 21:00
1900-05-12 22:00
1900-05-12 23:00
1900-05-13
1900-05-13 01:00
1900-05-13 02:00
1900-05-13 03:00
1900-05-13 04:00
1900-05-13 05:00
1900-05-13 06:00
1900-05-13 07:00
1900-05-13 08:00
1900-05-13 09:00
1900-05-13 10:00
1900-05-13 11:00
1900-05-13 12:00
1900-05-13 13:00
1900-05-13 14:00
1900-05-13 15:00
1900-05-13 16:00
1900-05-13 17:00
1900-05-13 18:00
1900-05-13 19:00
1900-05-13 20:00
1900-05-13 21:00
1900-05-13 22:00
1900-05-13 23:00
1900-05-14
1900-05-14 01:00
1900-05-14 02:00
1900-05-14 03:00
1900-05-14 04:00
1900-05-14 05:00
1900-05-14 06:00
1900-05-14 07:00
1900-05-14 08:00
1900-05-14 09:00
1900-05-14 10:00
1900-05-14 11:00
1900-05-14 12:00
1900-05-14 13:00
1900-05-14 14:00
1900-05-14 15:00
1900-05-14 16:00
1900-05-14 17:00
1900-05-14 18:00
1900-05-14 19:00
1900-05-14 20:00
1900-05-14 21:00
1900-05-14 22:00
1900-05-14 23:00
1900-05-15
1900-05-15 01:00
1900-05-15 02:00
1900-05-15 03:00
1900-05-15 04:00
1900-05-15 05:00
1900-05-15 06:00
1900-05-15 07:00
1900-05-15 08:00
1900-05-15 09:00
1900-05-15 10:00
1900-05-15 11:00
1900-05-15 12:00
1900-05-15 13:00
1900-05-15 14:00
1900-05-15 15:00
1900-05-15 16:00
1900-05-15 17:00
1900-05-15 18:00
1900-05-15 19:00
1900-05-15 20:00
1900-05-15 21:00
1900-05-15 22:00
1900-05-15 23:00
1900-05-16
1900-05-16 01:00
1900-05-16 02:00
1900-05-16 03:00
1900-05-16 04:00
1900-05-16 05:00
1900-05-16 06:00
1900-05-16 07:00
1900-05-16 08:00
1900-05-16 09:00
1900-05-16 10:00
1900-05-16 11:00
1900-05-16 12:00
1900-05-16 13:00
1900-05-16 14:00
1900-05-16 15:00
1900-05-16 16:00
1900-05-16 17:00
1900-05-16 18:00
1900-05-16 19:00
1900-05-16 20:00
1900-05-16 21:00
1900-05-16 22:00
1900-05-16 23:00
1900-05-17
1900-05-17 01:00
1900-05-17 02:00
1900-05-17 03:00
1900-05-17 04:00
1900-05-17 05:00
1900-05-17 06:00
1900-05-17 07:00
1900-05-17 08:00
1900-05-17 09:00
1900-05-17 10:00
1900-05-17 11:00
1900-05-17 12:00
1900-05-17 13:00
1900-05-17 14:00
1900-05-17 15:00
1900-05-17 16:00
1900-05-17 17:00
1900-05-17 18:00
1900-05-17 19:00
1900-05-17 20:00
1900-05-17 21:00
1900-05-17 22:00
1900-05-17 23:00
1900-05-18
1900-05-18 01:00
1900-05-18 02:00
1900-05-18 03:00
1900-05-18 04:00
1900-05-18 05:00
1900-05-18 06:00
1900-05-18 07:00
1900-05-18 08:00
1900-05-18 09:00
1900-05-18 10:00
1900-05-18 11:00
1900-05-18 12:00
1900-05-18 13:00
1900-05-18 14:00
1900-05-18 15:00
1900-05-18 16:00
1900-05-18 17:00
1900-05-18 18:00
1900-05-18 19:00
1900-05-18 20:00
1900-05-18 21:00
1900-05-18 22:00
1900-05-18 23:00
1900-05-19
1900-05-19 01:00
1900-05-19 02:00
1900-05-19 03:00
1900-05-19 04:00
1900-05-19 05:00
1900-05-19 06:00
1900-05-19 07:00
1900-05-19 08:00
1900-05-19 09:00
1900-05-19 10:00
1900-05-19 11:00
1900-05-19 12:00
1900-05-19 13:00
1900-05-19 14:00
1900-05-19 15:00
1900-05-19 16:00
1900-05-19 17:00
1900-05-19 18:00
1900-05-19 19:00
1900-05-19 20:00
1900-05-19 21:00
1900-05-19 22:00
1900-05-19 23:00
1900-05-20
1900-05-20 01:00
1900-05-20 02:00
1900-05-20 03:00
1900-05-20 04:00
1900-05-20 05:00
1900-05-20 06:00
1900-05-20 07:00
1900-05-20 08:00
1900-05-20 09:00
1900-05-20 10:00
1900-05-20 11:00
1900-05-20 12:00
1900-05-20 13:00
1900-05-20 14:00
1900-05-20 15:00
1900-05-20 16:00
1900-05-20 17:00
1900-05-20 18:00
1900-05-20 19:00
1900-05-20 20:00
1900-05-20 21:00
1900-05-20 22:00
1900-05-20 23:00
1900-05-21
1900-05-21 01:00
1900-05-21 02:00
1900-05-21 03:00
1900-05-21 04:00
1900-05-21 05:00
1900-05-21 06:00
1900-05-21 07:00
1900-05-21 08:00
1900-05-21 09:00
1900-05-21 10:00
1900-05-21 11:00
1900-05-21 12:00
1900-05-21 13:00
1900-05-21 14:00
1900-05-21 15:00
1900-05-21 16:00
1900-05-21 17:00
1900-05-21 18:00
1900-05-21 19:00
1900-05-21 20:00
1900-05-21 21:00
1900-05-21 22:00
1900-05-21 23:00
1900-05-22
1900-05-22 01:00
1900-05-22 02:00
1900-05-22 03:00
1900-05-22 04:00
1900-05-22 05:00
1900-05-22 06:00
1900-05-22 07:00
1900-05-22 08:00
1900-05-22 09:00
1900-05-22 10:00
1900-05-22 11:00
1900-05-22 12:00
1900-05-22 13:00
1900-05-22 14:00
1900-05-22 15:00
1900-05-22 16:00
1900-05-22 17:00
1900-05-22 18:00
1900-05-22 19:00
1900-05-22 20:00
1900-05-22 21:00
1900-05-22 22:00
1900-05-22 23:00
1900-05-23
1900-05-23 01:00
1900-05-23 02:00
1900-05-23 03:00
1900-05-23 04:00
1900-05-23 05:00
1900-05-23 06:00
1900-05-23 07:00
1900-05-23 08:00
1900-05-23 09:00
1900-05-23 10:00
1900-05-23 11:00
1900-05-23 12:00
1900-05-23 13:00
1900-05-23 14:00
1900-05-23 15:00
1900-05-23 16:00
1900-05-23 17:00
1900-05-23 18:00
1900-05-23 19:00
1900-05-23 20:00
1900-05-23 21:00
1900-05-23 22:00
1900-05-23 23:00
1900-05-24
1900-05-24 01:00
1900-05-24 02:00
1900-05-24 03:00
1900-05-24 04:00
1900-05-24 05:00
1900-05-24 06:00
1900-05-24 07:00
1900-05-24 08:00
1900-05-24 09:00
1900-05-24 10:00
1900-05-24 11:00
1900-05-24 12:00
1900-05-24 13:00
1900-05-24 14:00
1900-05-24 15:00
1900-05-24 16:00
1900-05-24 17:00
1900-05-24 18:00
1900-05-24 19:00
1900-05-24 20:00
1900-05-24 21:00
1900-05-24 22:00
1900-05-24 23:00
1900-05-25
1900-05-25 01:00
1900-05-25 02:00
1900-05-25 03:00
1900-05-25 04:00
1900-05-25 05:00
1900-05-25 06:00
1900-05-25 07:00
1900-05-25 08:00
1900-05-25 09:00
1900-05-25 10:00
1900-05-25 11:00
1900-05-25 12:00
1900-05-25 13:00
1900-05-25 14:00
1900-05-25 15:00
1900-05-25 16:00
1900-05-25 17:00
1900-05-25 18:00
1900-05-25 19:00
1900-05-25 20:00
1900-05-25 21:00
1900-05-25 22:00
1900-05-25 23:00
1900-05-26
1900-05-26 01:00
1900-05-26 02:00
1900-05-26 03:00
1900-05-26 04:00
1900-05-26 05:00
1900-05-26 06:00
1900-05-26 07:00
1900-05-26 08:00
1900-05-26 09:00
1900-05-26 10:00
1900-05-26 11:00
1900-05-26 12:00
1900-05-26 13:00
1900-05-26 14:00
1900-05-26 15:00
1900-05-26 16:00
1900-05-26 17:00
1900-05-26 18:00
1900-05-26 19:00
1900-05-26 20:00
1900-05-26 21:00
1900-05-26 22:00
1900-05-26 23:00
1900-05-27
1900-05-27 01:00
1900-05-27 02:00
1900-05-27 03:00
1900-05-27 04:00
1900-05-27 05:00
1900-05-27 06:00
1900-05-27 07:00
1900-05-27 08:00
1900-05-27 09:00
1900-05-27 10:00
1900-05-27 11:00
1900-05-27 12:00
1900-05-27 13:00
1900-05-27 14:00
1900-05-27 15:00
1900-05-27 16:00
1900-05-27 17:00
1900-05-27 18:00
1900-05-27 19:00
1900-05-27 20:00
1900-05-27 21:00
1900-05-27 22:00
1900-05-27 23:00
1900-05-28
1900-05-28 01:00
1900-05-28 02:00
1900-05-28 03:00
1900-05-28 04:00
1900-05-28 05:00
1900-05-28 06:00
1900-05-28 07:00
1900-05-28 08:00
1900-05-28 09:00
1900-05-28 10:00
1900-05-28 11:00
1900-05-28 12:00
1900-05-28 13:00
1900-05-28 14:00
1900-05-28 15:00
1900-05-28 16:00
1900-05-28 17:00
1900-05-28 18:00
1900-05-28 19:00
1900-05-28 20:00
1900-05-28 21:00
1900-05-28 22:00
1900-05-28 23:00
1900-05-29
1900-05-29 01:00
1900-05-29 02:00
1900-05-29 03:00
1900-05-29 04:00
1900-05-29 05:00
1900-05-29 06:00
1900-05-29 07:00
1900-05-29 08:00
1900-05-29 09:00
1900-05-29 10:00
1900-05-29 11:00
1900-05-29 12:00
1900-05-29 13:00
1900-05-29 14:00
1900-05-29 15:00
1900-05-29 16:00
1900-05-29 17:00
1900-05-29 18:00
1900-05-29 19:00
1900-05-29 20:00
1900-05-29 21:00
1900-05-29 22:00
1900-05-29 23:00
1900-05-30
1900-05-30 01:00
1900-05-30 02:00
1900-05-30 03:00
1900-05-30 04:00
1900-05-30 05:00
1900-05-30 06:00
1900-05-30 07:00
1900-05-30 08:00
1900-05-30 09:00
1900-05-30 10:00
1900-05-30 11:00
1900-05-30 12:00
1900-05-30 13:00
1900-05-30 14:00
1900-05-30 15:00
1900-05-30 16:00
1900-05-30 17:00
1900-05-30 18:00
1900-05-30 19:00
1900-05-30 20:00
1900-05-30 21:00
1900-05-30 22:00
1900-05-30 23:00
1900-05-31
1900-05-31 01:00
1900-05-31 02:00
1900-05-31 03:00
1900-05-31 04:00
1900-05-31 05:00
1900-05-31 06:00
1900-05-31 07:00
1900-05-31 08:00
1900-05-31 09:00
1900-05-31 10:00
1900-05-31 11:00
1900-05-31 12:00
1900-05-31 13:00
1900-05-31 14:00
1900-05-31 15:00
1900-05-31 16:00
1900-05-31 17:00
1900-05-31 18:00
1900-05-31 19:00
1900-05-31 20:00
1900-05-31 21:00
1900-05-31 22:00
1900-05-31 23:00
1900-06-01
1900-06-01 01:00
1900-06-01 02:00
1900-06-01 03:00
1900-06-01 04:00
1900-06-01 05:00
1900-06-01 06:00
1900-06-01 07:00
1900-06-01 08:00
1900-06-01 09:00
1900-06-01 10:00
1900-06-01 11:00
1900-06-01 12:00
1900-06-01 13:00
1900-06-01 14:00
1900-06-01 15:00
1900-06-01 16:00
1900-06-01 17:00
1900-06-01 18:00
1900-06-01 19:00
1900-06-01 20:00
1900-06-01 21:00
1900-06-01 22:00
1900-06-01 23:00
1900-06-02
1900-06-02 01:00
1900-06-02 02:00
1900-06-02 03:00
1900-06-02 04:00
1900-06-02 05:00
1900-06-02 06:00
1900-06-02 07:00
1900-06-02 08:00
1900-06-02 09:00
1900-06-02 10:00
1900-06-02 11:00
1900-06-02 12:00
1900-06-02 13:00
1900-06-02 14:00
1900-06-02 15:00
1900-06-02 16:00
1900-06-02 17:00
1900-06-02 18:00
1900-06-02 19:00
1900-06-02 20:00
1900-06-02 21:00
1900-06-02 22:00
1900-06-02 23:00
1900-06-03
1900-06-03 01:00
1900-06-03 02:00
1900-06-03 03:00
1900-06-03 04:00
1900-06-03 05:00
1900-06-03 06:00
1900-06-03 07:00
1900-06-03 08:00
1900-06-03 09:00
1900-06-03 10:00
1900-06-03 11:00
1900-06-03 12:00
1900-06-03 13:00
1900-06-03 14:00
1900-06-03 15:00
1900-06-03 16:00
1900-06-03 17:00
1900-06-03 18:00
1900-06-03 19:00
1900-06-03 20:00
1900-06-03 21:00
1900-06-03 22:00
1900-06-03 23:00
1900-06-04
1900-06-04 01:00
1900-06-04 02:00
1900-06-04 03:00
1900-06-04 04:00
1900-06-04 05:00
1900-06-04 06:00
1900-06-04 07:00
1900-06-04 08:00
1900-06-04 09:00
1900-06-04 10:00
1900-06-04 11:00
1900-06-04 12:00
1900-06-04 13:00
1900-06-04 14:00
1900-06-04 15:00
1900-06-04 16:00
1900-06-04 17:00
1900-06-04 18:00
1900-06-04 19:00
1900-06-04 20:00
1900-06-04 21:00
1900-06-04 22:00
1900-06-04 23:00
1900-06-05
1900-06-05 01:00
1900-06-05 02:00
1900-06-05 03:00
1900-06-05 04:00
1900-06-05 05:00
1900-06-05 06:00
1900-06-05 07:00
1900-06-05 08:00
1900-06-05 09:00
1900-06-05 10:00
1900-06-05 11:00
1900-06-05 12:00
1900-06-05 13:00
1900-06-05 14:00
1900-06-05 15:00
1900-06-05 16:00
1900-06-05 17:00
1900-06-05 18:00
1900-06-05 19:00
1900-06-05 20:00
1900-06-05 21:00
1900-06-05 22:00
1900-06-05 23:00
1900-06-06
1900-06-06 01:00
1900-06-06 02:00
1900-06-06 03:00
1900-06-06 04:00
1900-06-06 05:00
1900-06-06 06:00
1900-06-06 07:00
1900-06-06 08:00
1900-06-06 09:00
1900-06-06 10:00
1900-06-06 11:00
1900-06-06 12:00
1900-06-06 13:00
1900-06-06 14:00
1900-06-06 15:00
1900-06-06 16:00
1900-06-06 17:00
1900-06-06 18:00
1900-06-06 19:00
1900-06-06 20:00
1900-06-06 21:00
1900-06-06 22:00
1900-06-06 23:00
1900-06-07
1900-06-07 01:00
1900-06-07 02:00
1900-06-07 03:00
1900-06-07 04:00
1900-06-07 05:00
1900-06-07 06:00
1900-06-07 07:00
1900-06-07 08:00
1900-06-07 09:00
1900-06-07 10:00
1900-06-07 11:00
1900-06-07 12:00
1900-06-07 13:00
1900-06-07 14:00
1900-06-07 15:00
1900-06-07 16:00
1900-06-07 17:00
1900-06-07 18:00
1900-06-07 19:00
1900-06-07 20:00
1900-06-07 21:00
1900-06-07 22:00
1900-06-07 23:00
1900-06-08
1900-06-08 01:00
1900-06-08 02:00
1900-06-08 03:00
1900-06-08 04:00
1900-06-08 05:00
1900-06-08 06:00
1900-06-08 07:00
1900-06-08 08:00
1900-06-08 09:00
1900-06-08 10:00
1900-06-08 11:00
1900-06-08 12:00
1900-06-08 13:00
1900-06-08 14:00
1900-06-08 15:00
1900-06-08 16:00
1900-06-08 17:00
1900-06-08 18:00
1900-06-08 19:00
1900-06-08 20:00
1900-06-08 21:00
1900-06-08 22:00
1900-06-08 23:00
1900-06-09
1900-06-09 01:00
1900-06-09 02:00
1900-06-09 03:00
1900-06-09 04:00
1900-06-09 05:00
1900-06-09 06:00
1900-06-09 07:00
1900-06-09 08:00
1900-06-09 09:00
1900-06-09 10:00
1900-06-09 11:00
1900-06-09 12:00
1900-06-09 13:00
1900-06-09 14:00
1900-06-09 15:00
1900-06-09 16:00
1900-06-09 17:00
1900-06-09 18:00
1900-06-09 19:00
1900-06-09 20:00
1900-06-09 21:00
1900-06-09 22:00
1900-06-09 23:00
1900-06-10
1900-06-10 01:00
1900-06-10 02:00
1900-06-10 03:00
1900-06-10 04:00
1900-06-10 05:00
1900-06-10 06:00
1900-06-10 07:00
1900-06-10 08:00
1900-06-10 09:00
1900-06-10 10:00
1900-06-10 11:00
1900-06-10 12:00
1900-06-10 13:00
1900-06-10 14:00
1900-06-10 15:00
1900-06-10 16:00
1900-06-10 17:00
1900-06-10 18:00
1900-06-10 19:00
1900-06-10 20:00
1900-06-10 21:00
1900-06-10 22:00
1900-06-10 23:00
1900-06-11
1900-06-11 01:00
1900-06-11 02:00
1900-06-11 03:00
1900-06-11 04:00
1900-06-11 05:00
1900-06-11 06:00
1900-06-11 07:00
1900-06-11 08:00
1900-06-11 09:00
1900-06-11 10:00
1900-06-11 11:00
1900-06-11 12:00
1900-06-11 13:00
1900-06-11 14:00
1900-06-11 15:00
1900-06-11 16:00
1900-06-11 17:00
1900-06-11 18:00
1900-06-11 19:00
1900-06-11 20:00
1900-06-11 21:00
1900-06-11 22:00
1900-06-11 23:00
1900-06-12
1900-06-12 01:00
1900-06-12 02:00
1900-06-12 03:00
1900-06-12 04:00
1900-06-12 05:00
1900-06-12 06:00
1900-06-12 07:00
1900-06-12 08:00
1900-06-12 09:00
1900-06-12 10:00
1900-06-12 11:00
1900-06-12 12:00
1900-06-12 13:00
1900-06-12 14:00
1900-06-12 15:00
1900-06-12 16:00
1900-06-12 17:00
1900-06-12 18:00
1900-06-12 19:00
1900-06-12 20:00
1900-06-12 21:00
1900-06-12 22:00
1900-06-12 23:00
1900-06-13
1900-06-13 01:00
1900-06-13 02:00
1900-06-13 03:00
1900-06-13 04:00
1900-06-13 05:00
1900-06-13 06:00
1900-06-13 07:00
1900-06-13 08:00
1900-06-13 09:00
1900-06-13 10:00
1900-06-13 11:00
1900-06-13 12:00
1900-06-13 13:00
1900-06-13 14:00
1900-06-13 15:00
1900-06-13 16:00
1900-06-13 17:00
1900-06-13 18:00
1900-06-13 19:00
1900-06-13 20:00
1900-06-13 21:00
1900-06-13 22:00
1900-06-13 23:00
1900-06-14
1900-06-14 01:00
1900-06-14 02:00
1900-06-14 03:00
1900-06-14 04:00
1900-06-14 05:00
1900-06-14 06:00
1900-06-14 07:00
1900-06-14 08:00
1900-06-14 09:00
1900-06-14 10:00
1900-06-14 11:00
1900-06-14 12:00
1900-06-14 13:00
1900-06-14 14:00
1900-06-14 15:00
1900-06-14 16:00
1900-06-14 17:00
1900-06-14 18:00
1900-06-14 19:00
1900-06-14 20:00
1900-06-14 21:00
1900-06-14 22:00
1900-06-14 23:00
1900-06-15
1900-06-15 01:00
1900-06-15 02:00
1900-06-15 03:00
1900-06-15 04:00
1900-06-15 05:00
1900-06-15 06:00
1900-06-15 07:00
1900-06-15 08:00
1900-06-15 09:00
1900-06-15 10:00
1900-06-15 11:00
1900-06-15 12:00
1900-06-15 13:00
1900-06-15 14:00
1900-06-15 15:00
1900-06-15 16:00
1900-06-15 17:00
1900-06-15 18:00
1900-06-15 19:00
1900-06-15 20:00
1900-06-15 21:00
1900-06-15 22:00
1900-06-15 23:00
1900-06-16
1900-06-16 01:00
1900-06-16 02:00
1900-06-16 03:00
1900-06-16 04:00
1900-06-16 05:00
1900-06-16 06:00
1900-06-16 07:00
1900-06-16 08:00
1900-06-16 09:00
1900-06-16 10:00
1900-06-16 11:00
1900-06-16 12:00
1900-06-16 13:00
1900-06-16 14:00
1900-06-16 15:00
1900-06-16 16:00
1900-06-16 17:00
1900-06-16 18:00
1900-06-16 19:00
1900-06-16 20:00
1900-06-16 21:00
1900-06-16 22:00
1900-06-16 23:00
1900-06-17
1900-06-17 01:00
1900-06-17 02:00
1900-06-17 03:00
1900-06-17 04:00
1900-06-17 05:00
1900-06-17 06:00
1900-06-17 07:00
1900-06-17 08:00
1900-06-17 09:00
1900-06-17 10:00
1900-06-17 11:00
1900-06-17 12:00
1900-06-17 13:00
1900-06-17 14:00
1900-06-17 15:00
1900-06-17 16:00
1900-06-17 17:00
1900-06-17 18:00
1900-06-17 19:00
1900-06-17 20:00
1900-06-17 21:00
1900-06-17 22:00
1900-06-17 23:00
1900-06-18
1900-06-18 01:00
1900-06-18 02:00
1900-06-18 03:00
1900-06-18 04:00
1900-06-18 05:00
1900-06-18 06:00
1900-06-18 07:00
1900-06-18 08:00
1900-06-18 09:00
1900-06-18 10:00
1900-06-18 11:00
1900-06-18 12:00
1900-06-18 13:00
1900-06-18 14:00
1900-06-18 15:00
1900-06-18 16:00
1900-06-18 17:00
1900-06-18 18:00
1900-06-18 19:00
1900-06-18 20:00
1900-06-18 21:00
1900-06-18 22:00
1900-06-18 23:00
1900-06-19
1900-06-19 01:00
1900-06-19 02:00
1900-06-19 03:00
1900-06-19 04:00
1900-06-19 05:00
1900-06-19 06:00
1900-06-19 07:00
1900-06-19 08:00
1900-06-19 09:00
1900-06-19 10:00
1900-06-19 11:00
1900-06-19 12:00
1900-06-19 13:00
1900-06-19 14:00
1900-06-19 15:00
1900-06-19 16:00
1900-06-19 17:00
1900-06-19 18:00
1900-06-19 19:00
1900-06-19 20:00
1900-06-19 21:00
1900-06-19 22:00
1900-06-19 23:00
1900-06-20
1900-06-20 01:00
1900-06-20 02:00
1900-06-20 03:00
1900-06-20 04:00
1900-06-20 05:00
1900-06-20 06:00
1900-06-20 07:00
1900-06-20 08:00
1900-06-20 09:00
1900-06-20 10:00
1900-06-20 11:00
1900-06-20 12:00
1900-06-20 13:00
1900-06-20 14:00
1900-06-20 15:00
1900-06-20 16:00
1900-06-20 17:00
1900-06-20 18:00
1900-06-20 19:00
1900-06-20 20:00
1900-06-20 21:00
1900-06-20 22:00
1900-06-20 23:00
1900-06-21
1900-06-21 01:00
1900-06-21 02:00
1900-06-21 03:00
1900-06-21 04:00
1900-06-21 05:00
1900-06-21 06:00
1900-06-21 07:00
1900-06-21 08:00
1900-06-21 09:00
1900-06-21 10:00
1900-06-21 11:00
1900-06-21 12:00
1900-06-21 13:00
1900-06-21 14:00
1900-06-21 15:00
1900-06-21 16:00
1900-06-21 17:00
1900-06-21 18:00
1900-06-21 19:00
1900-06-21 20:00
1900-06-21 21:00
1900-06-21 22:00
1900-06-21 23:00
1900-06-22
1900-06-22 01:00
1900-06-22 02:00
1900-06-22 03:00
1900-06-22 04:00
1900-06-22 05:00
1900-06-22 06:00
1900-06-22 07:00
1900-06-22 08:00
1900-06-22 09:00
1900-06-22 10:00
1900-06-22 11:00
1900-06-22 12:00
1900-06-22 13:00
1900-06-22 14:00
1900-06-22 15:00
1900-06-22 16:00
1900-06-22 17:00
1900-06-22 18:00
1900-06-22 19:00
1900-06-22 20:00
1900-06-22 21:00
1900-06-22 22:00
1900-06-22 23:00
1900-06-23
1900-06-23 01:00
1900-06-23 02:00
1900-06-23 03:00
1900-06-23 04:00
1900-06-23 05:00
1900-06-23 06:00
1900-06-23 07:00
1900-06-23 08:00
1900-06-23 09:00
1900-06-23 10:00
1900-06-23 11:00
1900-06-23 12:00
1900-06-23 13:00
1900-06-23 14:00
1900-06-23 15:00
1900-06-23 16:00
1900-06-23 17:00
1900-06-23 18:00
1900-06-23 19:00
1900-06-23 20:00
1900-06-23 21:00
1900-06-23 22:00
1900-06-23 23:00
1900-06-24
1900-06-24 01:00
1900-06-24 02:00
1900-06-24 03:00
1900-06-24 04:00
1900-06-24 05:00
1900-06-24 06:00
1900-06-24 07:00
1900-06-24 08:00
1900-06-24 09:00
1900-06-24 10:00
1900-06-24 11:00
1900-06-24 12:00
1900-06-24 13:00
1900-06-24 14:00
1900-06-24 15:00
1900-06-24 16:00
1900-06-24 17:00
1900-06-24 18:00
1900-06-24 19:00
1900-06-24 20:00
1900-06-24 21:00
1900-06-24 22:00
1900-06-24 23:00
1900-06-25
1900-06-25 01:00
1900-06-25 02:00
1900-06-25 03:00
1900-06-25 04:00
1900-06-25 05:00
1900-06-25 06:00
1900-06-25 07:00
1900-06-25 08:00
1900-06-25 09:00
1900-06-25 10:00
1900-06-25 11:00
1900-06-25 12:00
1900-06-25 13:00
1900-06-25 14:00
1900-06-25 15:00
1900-06-25 16:00
1900-06-25 17:00
1900-06-25 18:00
1900-06-25 19:00
1900-06-25 20:00
1900-06-25 21:00
1900-06-25 22:00
1900-06-25 23:00
1900-06-26
1900-06-26 01:00
1900-06-26 02:00
1900-06-26 03:00
1900-06-26 04:00
1900-06-26 05:00
1900-06-26 06:00
1900-06-26 07:00
1900-06-26 08:00
1900-06-26 09:00
1900-06-26 10:00
1900-06-26 11:00
1900-06-26 12:00
1900-06-26 13:00
1900-06-26 14:00
1900-06-26 15:00
1900-06-26 16:00
1900-06-26 17:00
1900-06-26 18:00
1900-06-26 19:00
1900-06-26 20:00
1900-06-26 21:00
1900-06-26 22:00
1900-06-26 23:00
1900-06-27
1900-06-27 01:00
1900-06-27 02:00
1900-06-27 03:00
1900-06-27 04:00
1900-06-27 05:00
1900-06-27 06:00
1900-06-27 07:00
1900-06-27 08:00
1900-06-27 09:00
1900-06-27 10:00
1900-06-27 11:00
1900-06-27 12:00
1900-06-27 13:00
1900-06-27 14:00
1900-06-27 15:00
1900-06-27 16:00
1900-06-27 17:00
1900-06-27 18:00
1900-06-27 19:00
1900-06-27 20:00
1900-06-27 21:00
1900-06-27 22:00
1900-06-27 23:00
1900-06-28
1900-06-28 01:00
1900-06-28 02:00
1900-06-28 03:00
1900-06-28 04:00
1900-06-28 05:00
1900-06-28 06:00
1900-06-28 07:00
1900-06-28 08:00
1900-06-28 09:00
1900-06-28 10:00
1900-06-28 11:00
1900-06-28 12:00
1900-06-28 13:00
1900-06-28 14:00
1900-06-28 15:00
1900-06-28 16:00
1900-06-28 17:00
1900-06-28 18:00
1900-06-28 19:00
1900-06-28 20:00
1900-06-28 21:00
1900-06-28 22:00
1900-06-28 23:00
1900-06-29
1900-06-29 01:00
1900-06-29 02:00
1900-06-29 03:00
1900-06-29 04:00
1900-06-29 05:00
1900-06-29 06:00
1900-06-29 07:00
1900-06-29 08:00
1900-06-29 09:00
1900-06-29 10:00
1900-06-29 11:00
1900-06-29 12:00
1900-06-29 13:00
1900-06-29 14:00
1900-06-29 15:00
1900-06-29 16:00
1900-06-29 17:00
1900-06-29 18:00
1900-06-29 19:00
1900-06-29 20:00
1900-06-29 21:00
1900-06-29 22:00
1900-06-29 23:00
1900-06-30
1900-06-30 01:00
1900-06-30 02:00
1900-06-30 03:00
1900-06-30 04:00
1900-06-30 05:00
1900-06-30 06:00
1900-06-30 07:00
1900-06-30 08:00
1900-06-30 09:00
1900-06-30 10:00
1900-06-30 11:00
1900-06-30 12:00
1900-06-30 13:00
1900-06-30 14:00
1900-06-30 15:00
1900-06-30 16:00
1900-06-30 17:00
1900-06-30 18:00
1900-06-30 19:00
1900-06-30 20:00
1900-06-30 21:00
1900-06-30 22:00
1900-06-30 23:00
1900-07-01
1900-07-01 01:00
1900-07-01 02:00
1900-07-01 03:00
1900-07-01 04:00
1900-07-01 05:00
1900-07-01 06:00
1900-07-01 07:00
1900-07-01 08:00
1900-07-01 09:00
1900-07-01 10:00
1900-07-01 11:00
1900-07-01 12:00
1900-07-01 13:00
1900-07-01 14:00
1900-07-01 15:00
1900-07-01 16:00
1900-07-01 17:00
1900-07-01 18:00
1900-07-01 19:00
1900-07-01 20:00
1900-07-01 21:00
1900-07-01 22:00
1900-07-01 23:00
1900-07-02
1900-07-02 01:00
1900-07-02 02:00
1900-07-02 03:00
1900-07-02 04:00
1900-07-02 05:00
1900-07-02 06:00
1900-07-02 07:00
1900-07-02 08:00
1900-07-02 09:00
1900-07-02 10:00
1900-07-02 11:00
1900-07-02 12:00
1900-07-02 13:00
1900-07-02 14:00
1900-07-02 15:00
1900-07-02 16:00
1900-07-02 17:00
1900-07-02 18:00
1900-07-02 19:00
1900-07-02 20:00
1900-07-02 21:00
1900-07-02 22:00
1900-07-02 23:00
1900-07-03
1900-07-03 01:00
1900-07-03 02:00
1900-07-03 03:00
1900-07-03 04:00
1900-07-03 05:00
1900-07-03 06:00
1900-07-03 07:00
1900-07-03 08:00
1900-07-03 09:00
1900-07-03 10:00
1900-07-03 11:00
1900-07-03 12:00
1900-07-03 13:00
1900-07-03 14:00
1900-07-03 15:00
1900-07-03 16:00
1900-07-03 17:00
1900-07-03 18:00
1900-07-03 19:00
1900-07-03 20:00
1900-07-03 21:00
1900-07-03 22:00
1900-07-03 23:00
1900-07-04
1900-07-04 01:00
1900-07-04 02:00
1900-07-04 03:00
1900-07-04 04:00
1900-07-04 05:00
1900-07-04 06:00
1900-07-04 07:00
1900-07-04 08:00
1900-07-04 09:00
1900-07-04 10:00
1900-07-04 11:00
1900-07-04 12:00
1900-07-04 13:00
1900-07-04 14:00
1900-07-04 15:00
1900-07-04 16:00
1900-07-04 17:00
1900-07-04 18:00
1900-07-04 19:00
1900-07-04 20:00
1900-07-04 21:00
1900-07-04 22:00
1900-07-04 23:00
1900-07-05
1900-07-05 01:00
1900-07-05 02:00
1900-07-05 03:00
1900-07-05 04:00
1900-07-05 05:00
1900-07-05 06:00
1900-07-05 07:00
1900-07-05 08:00
1900-07-05 09:00
1900-07-05 10:00
1900-07-05 11:00
1900-07-05 12:00
1900-07-05 13:00
1900-07-05 14:00
1900-07-05 15:00
1900-07-05 16:00
1900-07-05 17:00
1900-07-05 18:00
1900-07-05 19:00
1900-07-05 20:00
1900-07-05 21:00
1900-07-05 22:00
1900-07-05 23:00
1900-07-06
1900-07-06 01:00
1900-07-06 02:00
1900-07-06 03:00
1900-07-06 04:00
1900-07-06 05:00
1900-07-06 06:00
1900-07-06 07:00
1900-07-06 08:00
1900-07-06 09:00
1900-07-06 10:00
1900-07-06 11:00
1900-07-06 12:00
1900-07-06 13:00
1900-07-06 14:00
1900-07-06 15:00
1900-07-06 16:00
1900-07-06 17:00
1900-07-06 18:00
1900-07-06 19:00
1900-07-06 20:00
1900-07-06 21:00
1900-07-06 22:00
1900-07-06 23:00
1900-07-07
1900-07-07 01:00
1900-07-07 02:00
1900-07-07 03:00
1900-07-07 04:00
1900-07-07 05:00
1900-07-07 06:00
1900-07-07 07:00
1900-07-07 08:00
1900-07-07 09:00
1900-07-07 10:00
1900-07-07 11:00
1900-07-07 12:00
1900-07-07 13:00
1900-07-07 14:00
1900-07-07 15:00
1900-07-07 16:00
1900-07-07 17:00
1900-07-07 18:00
1900-07-07 19:00
1900-07-07 20:00
1900-07-07 21:00
1900-07-07 22:00
1900-07-07 23:00
1900-07-08
1900-07-08 01:00
1900-07-08 02:00
1900-07-08 03:00
1900-07-08 04:00
1900-07-08 05:00
1900-07-08 06:00
1900-07-08 07:00
1900-07-08 08:00
1900-07-08 09:00
1900-07-08 10:00
1900-07-08 11:00
1900-07-08 12:00
1900-07-08 13:00
1900-07-08 14:00
1900-07-08 15:00
1900-07-08 16:00
1900-07-08 17:00
1900-07-08 18:00
1900-07-08 19:00
1900-07-08 20:00
1900-07-08 21:00
1900-07-08 22:00
1900-07-08 23:00
1900-07-09
1900-07-09 01:00
1900-07-09 02:00
1900-07-09 03:00
1900-07-09 04:00
1900-07-09 05:00
1900-07-09 06:00
1900-07-09 07:00
1900-07-09 08:00
1900-07-09 09:00
1900-07-09 10:00
1900-07-09 11:00
1900-07-09 12:00
1900-07-09 13:00
1900-07-09 14:00
1900-07-09 15:00
1900-07-09 16:00
1900-07-09 17:00
1900-07-09 18:00
1900-07-09 19:00
1900-07-09 20:00
1900-07-09 21:00
1900-07-09 22:00
1900-07-09 23:00
1900-07-10
1900-07-10 01:00
1900-07-10 02:00
1900-07-10 03:00
1900-07-10 04:00
1900-07-10 05:00
1900-07-10 06:00
1900-07-10 07:00
1900-07-10 08:00
1900-07-10 09:00
1900-07-10 10:00
1900-07-10 11:00
1900-07-10 12:00
1900-07-10 13:00
1900-07-10 14:00
1900-07-10 15:00
1900-07-10 16:00
1900-07-10 17:00
1900-07-10 18:00
1900-07-10 19:00
1900-07-10 20:00
1900-07-10 21:00
1900-07-10 22:00
1900-07-10 23:00
1900-07-11
1900-07-11 01:00
1900-07-11 02:00
1900-07-11 03:00
1900-07-11 04:00
1900-07-11 05:00
1900-07-11 06:00
1900-07-11 07:00
1900-07-11 08:00
1900-07-11 09:00
1900-07-11 10:00
1900-07-11 11:00
1900-07-11 12:00
1900-07-11 13:00
1900-07-11 14:00
1900-07-11 15:00
1900-07-11 16:00
1900-07-11 17:00
1900-07-11 18:00
1900-07-11 19:00
1900-07-11 20:00
1900-07-11 21:00
1900-07-11 22:00
1900-07-11 23:00
1900-07-12
1900-07-12 01:00
1900-07-12 02:00
1900-07-12 03:00
1900-07-12 04:00
1900-07-12 05:00
1900-07-12 06:00
1900-07-12 07:00
1900-07-12 08:00
1900-07-12 09:00
1900-07-12 10:00
1900-07-12 11:00
1900-07-12 12:00
1900-07-12 13:00
1900-07-12 14:00
1900-07-12 15:00
1900-07-12 16:00
1900-07-12 17:00
1900-07-12 18:00
1900-07-12 19:00
1900-07-12 20:00
1900-07-12 21:00
1900-07-12 22:00
1900-07-12 23:00
1900-07-13
1900-07-13 01:00
1900-07-13 02:00
1900-07-13 03:00
1900-07-13 04:00
1900-07-13 05:00
1900-07-13 06:00
1900-07-13 07:00
1900-07-13 08:00
1900-07-13 09:00
1900-07-13 10:00
1900-07-13 11:00
1900-07-13 12:00
1900-07-13 13:00
1900-07-13 14:00
1900-07-13 15:00
1900-07-13 16:00
1900-07-13 17:00
1900-07-13 18:00
1900-07-13 19:00
1900-07-13 20:00
1900-07-13 21:00
1900-07-13 22:00
1900-07-13 23:00
1900-07-14
1900-07-14 01:00
1900-07-14 02:00
1900-07-14 03:00
1900-07-14 04:00
1900-07-14 05:00
1900-07-14 06:00
1900-07-14 07:00
1900-07-14 08:00
1900-07-14 09:00
1900-07-14 10:00
1900-07-14 11:00
1900-07-14 12:00
1900-07-14 13:00
1900-07-14 14:00
1900-07-14 15:00
1900-07-14 16:00
1900-07-14 17:00
1900-07-14 18:00
1900-07-14 19:00
1900-07-14 20:00
1900-07-14 21:00
1900-07-14 22:00
1900-07-14 23:00
1900-07-15
1900-07-15 01:00
1900-07-15 02:00
1900-07-15 03:00
1900-07-15 04:00
1900-07-15 05:00
1900-07-15 06:00
1900-07-15 07:00
1900-07-15 08:00
1900-07-15 09:00
1900-07-15 10:00
1900-07-15 11:00
1900-07-15 12:00
1900-07-15 13:00
1900-07-15 14:00
1900-07-15 15:00
1900-07-15 16:00
1900-07-15 17:00
1900-07-15 18:00
1900-07-15 19:00
1900-07-15 20:00
1900-07-15 21:00
1900-07-15 22:00
1900-07-15 23:00
1900-07-16
1900-07-16 01:00
1900-07-16 02:00
1900-07-16 03:00
1900-07-16 04:00
1900-07-16 05:00
1900-07-16 06:00
1900-07-16 07:00
1900-07-16 08:00
1900-07-16 09:00
1900-07-16 10:00
1900-07-16 11:00
1900-07-16 12:00
1900-07-16 13:00
1900-07-16 14:00
1900-07-16 15:00
1900-07-16 16:00
1900-07-16 17:00
1900-07-16 18:00
1900-07-16 19:00
1900-07-16 20:00
1900-07-16 21:00
1900-07-16 22:00
1900-07-16 23:00
1900-07-17
1900-07-17 01:00
1900-07-17 02:00
1900-07-17 03:00
1900-07-17 04:00
1900-07-17 05:00
1900-07-17 06:00
1900-07-17 07:00
1900-07-17 08:00
1900-07-17 09:00
1900-07-17 10:00
1900-07-17 11:00
1900-07-17 12:00
1900-07-17 13:00
1900-07-17 14:00
1900-07-17 15:00
1900-07-17 16:00
1900-07-17 17:00
1900-07-17 18:00
1900-07-17 19:00
1900-07-17 20:00
1900-07-17 21:00
1900-07-17 22:00
1900-07-17 23:00
1900-07-18
1900-07-18 01:00
1900-07-18 02:00
1900-07-18 03:00
1900-07-18 04:00
1900-07-18 05:00
1900-07-18 06:00
1900-07-18 07:00
1900-07-18 08:00
1900-07-18 09:00
1900-07-18 10:00
1900-07-18 11:00
1900-07-18 12:00
1900-07-18 13:00
1900-07-18 14:00
1900-07-18 15:00
1900-07-18 16:00
1900-07-18 17:00
1900-07-18 18:00
1900-07-18 19:00
1900-07-18 20:00
1900-07-18 21:00
1900-07-18 22:00
1900-07-18 23:00
1900-07-19
1900-07-19 01:00
1900-07-19 02:00
1900-07-19 03:00
1900-07-19 04:00
1900-07-19 05:00
1900-07-19 06:00
1900-07-19 07:00
1900-07-19 08:00
1900-07-19 09:00
1900-07-19 10:00
1900-07-19 11:00
1900-07-19 12:00
1900-07-19 13:00
1900-07-19 14:00
1900-07-19 15:00
1900-07-19 16:00
1900-07-19 17:00
1900-07-19 18:00
1900-07-19 19:00
1900-07-19 20:00
1900-07-19 21:00
1900-07-19 22:00
1900-07-19 23:00
1900-07-20
1900-07-20 01:00
1900-07-20 02:00
1900-07-20 03:00
1900-07-20 04:00
1900-07-20 05:00
1900-07-20 06:00
1900-07-20 07:00
1900-07-20 08:00
1900-07-20 09:00
1900-07-20 10:00
1900-07-20 11:00
1900-07-20 12:00
1900-07-20 13:00
1900-07-20 14:00
1900-07-20 15:00
1900-07-20 16:00
1900-07-20 17:00
1900-07-20 18:00
1900-07-20 19:00
1900-07-20 20:00
1900-07-20 21:00
1900-07-20 22:00
1900-07-20 23:00
1900-07-21
1900-07-21 01:00
1900-07-21 02:00
1900-07-21 03:00
1900-07-21 04:00
1900-07-21 05:00
1900-07-21 06:00
1900-07-21 07:00
1900-07-21 08:00
1900-07-21 09:00
1900-07-21 10:00
1900-07-21 11:00
1900-07-21 12:00
1900-07-21 13:00
1900-07-21 14:00
1900-07-21 15:00
1900-07-21 16:00
1900-07-21 17:00
1900-07-21 18:00
1900-07-21 19:00
1900-07-21 20:00
1900-07-21 21:00
1900-07-21 22:00
1900-07-21 23:00
1900-07-22
1900-07-22 01:00
1900-07-22 02:00
1900-07-22 03:00
1900-07-22 04:00
1900-07-22 05:00
1900-07-22 06:00
1900-07-22 07:00
1900-07-22 08:00
1900-07-22 09:00
1900-07-22 10:00
1900-07-22 11:00
1900-07-22 12:00
1900-07-22 13:00
1900-07-22 14:00
1900-07-22 15:00
1900-07-22 16:00
1900-07-22 17:00
1900-07-22 18:00
1900-07-22 19:00
1900-07-22 20:00
1900-07-22 21:00
1900-07-22 22:00
1900-07-22 23:00
1900-07-23
1900-07-23 01:00
1900-07-23 02:00
1900-07-23 03:00
1900-07-23 04:00
1900-07-23 05:00
1900-07-23 06:00
1900-07-23 07:00
1900-07-23 08:00
1900-07-23 09:00
1900-07-23 10:00
1900-07-23 11:00
1900-07-23 12:00
1900-07-23 13:00
1900-07-23 14:00
1900-07-23 15:00
1900-07-23 16:00
1900-07-23 17:00
1900-07-23 18:00
1900-07-23 19:00
1900-07-23 20:00
1900-07-23 21:00
1900-07-23 22:00
1900-07-23 23:00
1900-07-24
1900-07-24 01:00
1900-07-24 02:00
1900-07-24 03:00
1900-07-24 04:00
1900-07-24 05:00
1900-07-24 06:00
1900-07-24 07:00
1900-07-24 08:00
1900-07-24 09:00
1900-07-24 10:00
1900-07-24 11:00
1900-07-24 12:00
1900-07-24 13:00
1900-07-24 14:00
1900-07-24 15:00
1900-07-24 16:00
1900-07-24 17:00
1900-07-24 18:00
1900-07-24 19:00
1900-07-24 20:00
1900-07-24 21:00
1900-07-24 22:00
1900-07-24 23:00
1900-07-25
1900-07-25 01:00
1900-07-25 02:00
1900-07-25 03:00
1900-07-25 04:00
1900-07-25 05:00
1900-07-25 06:00
1900-07-25 07:00
1900-07-25 08:00
1900-07-25 09:00
1900-07-25 10:00
1900-07-25 11:00
1900-07-25 12:00
1900-07-25 13:00
1900-07-25 14:00
1900-07-25 15:00
1900-07-25 16:00
1900-07-25 17:00
1900-07-25 18:00
1900-07-25 19:00
1900-07-25 20:00
1900-07-25 21:00
1900-07-25 22:00
1900-07-25 23:00
1900-07-26
1900-07-26 01:00
1900-07-26 02:00
1900-07-26 03:00
1900-07-26 04:00
1900-07-26 05:00
1900-07-26 06:00
1900-07-26 07:00
1900-07-26 08:00
1900-07-26 09:00
1900-07-26 10:00
1900-07-26 11:00
1900-07-26 12:00
1900-07-26 13:00
1900-07-26 14:00
1900-07-26 15:00
1900-07-26 16:00
1900-07-26 17:00
1900-07-26 18:00
1900-07-26 19:00
1900-07-26 20:00
1900-07-26 21:00
1900-07-26 22:00
1900-07-26 23:00
1900-07-27
1900-07-27 01:00
1900-07-27 02:00
1900-07-27 03:00
1900-07-27 04:00
1900-07-27 05:00
1900-07-27 06:00
1900-07-27 07:00
1900-07-27 08:00
1900-07-27 09:00
1900-07-27 10:00
1900-07-27 11:00
1900-07-27 12:00
1900-07-27 13:00
1900-07-27 14:00
1900-07-27 15:00
1900-07-27 16:00
1900-07-27 17:00
1900-07-27 18:00
1900-07-27 19:00
1900-07-27 20:00
1900-07-27 21:00
1900-07-27 22:00
1900-07-27 23:00
1900-07-28
1900-07-28 01:00
1900-07-28 02:00
1900-07-28 03:00
1900-07-28 04:00
1900-07-28 05:00
1900-07-28 06:00
1900-07-28 07:00
1900-07-28 08:00
1900-07-28 09:00
1900-07-28 10:00
1900-07-28 11:00
1900-07-28 12:00
1900-07-28 13:00
1900-07-28 14:00
1900-07-28 15:00
1900-07-28 16:00
1900-07-28 17:00
1900-07-28 18:00
1900-07-28 19:00
1900-07-28 20:00
1900-07-28 21:00
1900-07-28 22:00
1900-07-28 23:00
1900-07-29
1900-07-29 01:00
1900-07-29 02:00
1900-07-29 03:00
1900-07-29 04:00
1900-07-29 05:00
1900-07-29 06:00
1900-07-29 07:00
1900-07-29 08:00
1900-07-29 09:00
1900-07-29 10:00
1900-07-29 11:00
1900-07-29 12:00
1900-07-29 13:00
1900-07-29 14:00
1900-07-29 15:00
1900-07-29 16:00
1900-07-29 17:00
1900-07-29 18:00
1900-07-29 19:00
1900-07-29 20:00
1900-07-29 21:00
1900-07-29 22:00
1900-07-29 23:00
1900-07-30
1900-07-30 01:00
1900-07-30 02:00
1900-07-30 03:00
1900-07-30 04:00
1900-07-30 05:00
1900-07-30 06:00
1900-07-30 07:00
1900-07-30 08:00
1900-07-30 09:00
1900-07-30 10:00
1900-07-30 11:00
1900-07-30 12:00
1900-07-30 13:00
1900-07-30 14:00
1900-07-30 15:00
1900-07-30 16:00
1900-07-30 17:00
1900-07-30 18:00
1900-07-30 19:00
1900-07-30 20:00
1900-07-30 21:00
1900-07-30 22:00
1900-07-30 23:00
1900-07-31
1900-07-31 01:00
1900-07-31 02:00
1900-07-31 03:00
1900-07-31 04:00
1900-07-31 05:00
1900-07-31 06:00
1900-07-31 07:00
1900-07-31 08:00
1900-07-31 09:00
1900-07-31 10:00
1900-07-31 11:00
1900-07-31 12:00
1900-07-31 13:00
1900-07-31 14:00
1900-07-31 15:00
1900-07-31 16:00
1900-07-31 17:00
1900-07-31 18:00
1900-07-31 19:00
1900-07-31 20:00
1900-07-31 21:00
1900-07-31 22:00
1900-07-31 23:00
1900-08-01
1900-08-01 01:00
1900-08-01 02:00
1900-08-01 03:00
1900-08-01 04:00
1900-08-01 05:00
1900-08-01 06:00
1900-08-01 07:00
1900-08-01 08:00
1900-08-01 09:00
1900-08-01 10:00
1900-08-01 11:00
1900-08-01 12:00
1900-08-01 13:00
1900-08-01 14:00
1900-08-01 15:00
1900-08-01 16:00
1900-08-01 17:00
1900-08-01 18:00
1900-08-01 19:00
1900-08-01 20:00
1900-08-01 21:00
1900-08-01 22:00
1900-08-01 23:00
1900-08-02
1900-08-02 01:00
1900-08-02 02:00
1900-08-02 03:00
1900-08-02 04:00
1900-08-02 05:00
1900-08-02 06:00
1900-08-02 07:00
1900-08-02 08:00
1900-08-02 09:00
1900-08-02 10:00
1900-08-02 11:00
1900-08-02 12:00
1900-08-02 13:00
1900-08-02 14:00
1900-08-02 15:00
1900-08-02 16:00
1900-08-02 17:00
1900-08-02 18:00
1900-08-02 19:00
1900-08-02 20:00
1900-08-02 21:00
1900-08-02 22:00
1900-08-02 23:00
1900-08-03
1900-08-03 01:00
1900-08-03 02:00
1900-08-03 03:00
1900-08-03 04:00
1900-08-03 05:00
1900-08-03 06:00
1900-08-03 07:00
1900-08-03 08:00
1900-08-03 09:00
1900-08-03 10:00
1900-08-03 11:00
1900-08-03 12:00
1900-08-03 13:00
1900-08-03 14:00
1900-08-03 15:00
1900-08-03 16:00
1900-08-03 17:00
1900-08-03 18:00
1900-08-03 19:00
1900-08-03 20:00
1900-08-03 21:00
1900-08-03 22:00
1900-08-03 23:00
1900-08-04
1900-08-04 01:00
1900-08-04 02:00
1900-08-04 03:00
1900-08-04 04:00
1900-08-04 05:00
1900-08-04 06:00
1900-08-04 07:00
1900-08-04 08:00
1900-08-04 09:00
1900-08-04 10:00
1900-08-04 11:00
1900-08-04 12:00
1900-08-04 13:00
1900-08-04 14:00
1900-08-04 15:00
1900-08-04 16:00
1900-08-04 17:00
1900-08-04 18:00
1900-08-04 19:00
1900-08-04 20:00
1900-08-04 21:00
1900-08-04 22:00
1900-08-04 23:00
1900-08-05
1900-08-05 01:00
1900-08-05 02:00
1900-08-05 03:00
1900-08-05 04:00
1900-08-05 05:00
1900-08-05 06:00
1900-08-05 07:00
1900-08-05 08:00
1900-08-05 09:00
1900-08-05 10:00
1900-08-05 11:00
1900-08-05 12:00
1900-08-05 13:00
1900-08-05 14:00
1900-08-05 15:00
1900-08-05 16:00
1900-08-05 17:00
1900-08-05 18:00
1900-08-05 19:00
1900-08-05 20:00
1900-08-05 21:00
1900-08-05 22:00
1900-08-05 23:00
1900-08-06
1900-08-06 01:00
1900-08-06 02:00
1900-08-06 03:00
1900-08-06 04:00
1900-08-06 05:00
1900-08-06 06:00
1900-08-06 07:00
1900-08-06 08:00
1900-08-06 09:00
1900-08-06 10:00
1900-08-06 11:00
1900-08-06 12:00
1900-08-06 13:00
1900-08-06 14:00
1900-08-06 15:00
1900-08-06 16:00
1900-08-06 17:00
1900-08-06 18:00
1900-08-06 19:00
1900-08-06 20:00
1900-08-06 21:00
1900-08-06 22:00
1900-08-06 23:00
1900-08-07
1900-08-07 01:00
1900-08-07 02:00
1900-08-07 03:00
1900-08-07 04:00
1900-08-07 05:00
1900-08-07 06:00
1900-08-07 07:00
1900-08-07 08:00
1900-08-07 09:00
1900-08-07 10:00
1900-08-07 11:00
1900-08-07 12:00
1900-08-07 13:00
1900-08-07 14:00
1900-08-07 15:00
1900-08-07 16:00
1900-08-07 17:00
1900-08-07 18:00
1900-08-07 19:00
1900-08-07 20:00
1900-08-07 21:00
1900-08-07 22:00
1900-08-07 23:00
1900-08-08
1900-08-08 01:00
1900-08-08 02:00
1900-08-08 03:00
1900-08-08 04:00
1900-08-08 05:00
1900-08-08 06:00
1900-08-08 07:00
1900-08-08 08:00
1900-08-08 09:00
1900-08-08 10:00
1900-08-08 11:00
1900-08-08 12:00
1900-08-08 13:00
1900-08-08 14:00
1900-08-08 15:00
1900-08-08 16:00
1900-08-08 17:00
1900-08-08 18:00
1900-08-08 19:00
1900-08-08 20:00
1900-08-08 21:00
1900-08-08 22:00
1900-08-08 23:00
1900-08-09
1900-08-09 01:00
1900-08-09 02:00
1900-08-09 03:00
1900-08-09 04:00
1900-08-09 05:00
1900-08-09 06:00
1900-08-09 07:00
1900-08-09 08:00
1900-08-09 09:00
1900-08-09 10:00
1900-08-09 11:00
1900-08-09 12:00
1900-08-09 13:00
1900-08-09 14:00
1900-08-09 15:00
1900-08-09 16:00
1900-08-09 17:00
1900-08-09 18:00
1900-08-09 19:00
1900-08-09 20:00
1900-08-09 21:00
1900-08-09 22:00
1900-08-09 23:00
1900-08-10
1900-08-10 01:00
1900-08-10 02:00
1900-08-10 03:00
1900-08-10 04:00
1900-08-10 05:00
1900-08-10 06:00
1900-08-10 07:00
1900-08-10 08:00
1900-08-10 09:00
1900-08-10 10:00
1900-08-10 11:00
1900-08-10 12:00
1900-08-10 13:00
1900-08-10 14:00
1900-08-10 15:00
1900-08-10 16:00
1900-08-10 17:00
1900-08-10 18:00
1900-08-10 19:00
1900-08-10 20:00
1900-08-10 21:00
1900-08-10 22:00
1900-08-10 23:00
1900-08-11
1900-08-11 01:00
1900-08-11 02:00
1900-08-11 03:00
1900-08-11 04:00
1900-08-11 05:00
1900-08-11 06:00
1900-08-11 07:00
1900-08-11 08:00
1900-08-11 09:00
1900-08-11 10:00
1900-08-11 11:00
1900-08-11 12:00
1900-08-11 13:00
1900-08-11 14:00
1900-08-11 15:00
1900-08-11 16:00
1900-08-11 17:00
1900-08-11 18:00
1900-08-11 19:00
1900-08-11 20:00
1900-08-11 21:00
1900-08-11 22:00
1900-08-11 23:00
1900-08-12
1900-08-12 01:00
1900-08-12 02:00
1900-08-12 03:00
1900-08-12 04:00
1900-08-12 05:00
1900-08-12 06:00
1900-08-12 07:00
1900-08-12 08:00
1900-08-12 09:00
1900-08-12 10:00
1900-08-12 11:00
1900-08-12 12:00
1900-08-12 13:00
1900-08-12 14:00
1900-08-12 15:00
1900-08-12 16:00
1900-08-12 17:00
1900-08-12 18:00
1900-08-12 19:00
1900-08-12 20:00
1900-08-12 21:00
1900-08-12 22:00
1900-08-12 23:00
1900-08-13
1900-08-13 01:00
1900-08-13 02:00
1900-08-13 03:00
1900-08-13 04:00
1900-08-13 05:00
1900-08-13 06:00
1900-08-13 07:00
1900-08-13 08:00
1900-08-13 09:00
1900-08-13 10:00
1900-08-13 11:00
1900-08-13 12:00
1900-08-13 13:00
1900-08-13 14:00
1900-08-13 15:00
1900-08-13 16:00
1900-08-13 17:00
1900-08-13 18:00
1900-08-13 19:00
1900-08-13 20:00
1900-08-13 21:00
1900-08-13 22:00
1900-08-13 23:00
1900-08-14
1900-08-14 01:00
1900-08-14 02:00
1900-08-14 03:00
1900-08-14 04:00
1900-08-14 05:00
1900-08-14 06:00
1900-08-14 07:00
1900-08-14 08:00
1900-08-14 09:00
1900-08-14 10:00
1900-08-14 11:00
1900-08-14 12:00
1900-08-14 13:00
1900-08-14 14:00
1900-08-14 15:00
1900-08-14 16:00
1900-08-14 17:00
1900-08-14 18:00
1900-08-14 19:00
1900-08-14 20:00
1900-08-14 21:00
1900-08-14 22:00
1900-08-14 23:00
1900-08-15
1900-08-15 01:00
1900-08-15 02:00
1900-08-15 03:00
1900-08-15 04:00
1900-08-15 05:00
1900-08-15 06:00
1900-08-15 07:00
1900-08-15 08:00
1900-08-15 09:00
1900-08-15 10:00
1900-08-15 11:00
1900-08-15 12:00
1900-08-15 13:00
1900-08-15 14:00
1900-08-15 15:00
1900-08-15 16:00
1900-08-15 17:00
1900-08-15 18:00
1900-08-15 19:00
1900-08-15 20:00
1900-08-15 21:00
1900-08-15 22:00
1900-08-15 23:00
1900-08-16
1900-08-16 01:00
1900-08-16 02:00
1900-08-16 03:00
1900-08-16 04:00
1900-08-16 05:00
1900-08-16 06:00
1900-08-16 07:00
1900-08-16 08:00
1900-08-16 09:00
1900-08-16 10:00
1900-08-16 11:00
1900-08-16 12:00
1900-08-16 13:00
1900-08-16 14:00
1900-08-16 15:00
1900-08-16 16:00
1900-08-16 17:00
1900-08-16 18:00
1900-08-16 19:00
1900-08-16 20:00
1900-08-16 21:00
1900-08-16 22:00
1900-08-16 23:00
1900-08-17
1900-08-17 01:00
1900-08-17 02:00
1900-08-17 03:00
1900-08-17 04:00
1900-08-17 05:00
1900-08-17 06:00
1900-08-17 07:00
1900-08-17 08:00
1900-08-17 09:00
1900-08-17 10:00
1900-08-17 11:00
1900-08-17 12:00
1900-08-17 13:00
1900-08-17 14:00
1900-08-17 15:00
1900-08-17 16:00
1900-08-17 17:00
1900-08-17 18:00
1900-08-17 19:00
1900-08-17 20:00
1900-08-17 21:00
1900-08-17 22:00
1900-08-17 23:00
1900-08-18
1900-08-18 01:00
1900-08-18 02:00
1900-08-18 03:00
1900-08-18 04:00
1900-08-18 05:00
1900-08-18 06:00
1900-08-18 07:00
1900-08-18 08:00
1900-08-18 09:00
1900-08-18 10:00
1900-08-18 11:00
1900-08-18 12:00
1900-08-18 13:00
1900-08-18 14:00
1900-08-18 15:00
1900-08-18 16:00
1900-08-18 17:00
1900-08-18 18:00
1900-08-18 19:00
1900-08-18 20:00
1900-08-18 21:00
1900-08-18 22:00
1900-08-18 23:00
1900-08-19
1900-08-19 01:00
1900-08-19 02:00
1900-08-19 03:00
1900-08-19 04:00
1900-08-19 05:00
1900-08-19 06:00
1900-08-19 07:00
1900-08-19 08:00
1900-08-19 09:00
1900-08-19 10:00
1900-08-19 11:00
1900-08-19 12:00
1900-08-19 13:00
1900-08-19 14:00
1900-08-19 15:00
1900-08-19 16:00
1900-08-19 17:00
1900-08-19 18:00
1900-08-19 19:00
1900-08-19 20:00
1900-08-19 21:00
1900-08-19 22:00
1900-08-19 23:00
1900-08-20
1900-08-20 01:00
1900-08-20 02:00
1900-08-20 03:00
1900-08-20 04:00
1900-08-20 05:00
1900-08-20 06:00
1900-08-20 07:00
1900-08-20 08:00
1900-08-20 09:00
1900-08-20 10:00
1900-08-20 11:00
1900-08-20 12:00
1900-08-20 13:00
1900-08-20 14:00
1900-08-20 15:00
1900-08-20 16:00
1900-08-20 17:00
1900-08-20 18:00
1900-08-20 19:00
1900-08-20 20:00
1900-08-20 21:00
1900-08-20 22:00
1900-08-20 23:00
1900-08-21
1900-08-21 01:00
1900-08-21 02:00
1900-08-21 03:00
1900-08-21 04:00
1900-08-21 05:00
1900-08-21 06:00
1900-08-21 07:00
1900-08-21 08:00
1900-08-21 09:00
1900-08-21 10:00
1900-08-21 11:00
1900-08-21 12:00
1900-08-21 13:00
1900-08-21 14:00
1900-08-21 15:00
1900-08-21 16:00
1900-08-21 17:00
1900-08-21 18:00
1900-08-21 19:00
1900-08-21 20:00
1900-08-21 21:00
1900-08-21 22:00
1900-08-21 23:00
1900-08-22
1900-08-22 01:00
1900-08-22 02:00
1900-08-22 03:00
1900-08-22 04:00
1900-08-22 05:00
1900-08-22 06:00
1900-08-22 07:00
1900-08-22 08:00
1900-08-22 09:00
1900-08-22 10:00
1900-08-22 11:00
1900-08-22 12:00
1900-08-22 13:00
1900-08-22 14:00
1900-08-22 15:00
1900-08-22 16:00
1900-08-22 17:00
1900-08-22 18:00
1900-08-22 19:00
1900-08-22 20:00
1900-08-22 21:00
1900-08-22 22:00
1900-08-22 23:00
1900-08-23
1900-08-23 01:00
1900-08-23 02:00
1900-08-23 03:00
1900-08-23 04:00
1900-08-23 05:00
1900-08-23 06:00
1900-08-23 07:00
1900-08-23 08:00
1900-08-23 09:00
1900-08-23 10:00
1900-08-23 11:00
1900-08-23 12:00
1900-08-23 13:00
1900-08-23 14:00
1900-08-23 15:00
1900-08-23 16:00
1900-08-23 17:00
1900-08-23 18:00
1900-08-23 19:00
1900-08-23 20:00
1900-08-23 21:00
1900-08-23 22:00
1900-08-23 23:00
1900-08-24
1900-08-24 01:00
1900-08-24 02:00
1900-08-24 03:00
1900-08-24 04:00
1900-08-24 05:00
1900-08-24 06:00
1900-08-24 07:00
1900-08-24 08:00
1900-08-24 09:00
1900-08-24 10:00
1900-08-24 11:00
1900-08-24 12:00
1900-08-24 13:00
1900-08-24 14:00
1900-08-24 15:00
1900-08-24 16:00
1900-08-24 17:00
1900-08-24 18:00
1900-08-24 19:00
1900-08-24 20:00
1900-08-24 21:00
1900-08-24 22:00
1900-08-24 23:00
1900-08-25
1900-08-25 01:00
1900-08-25 02:00
1900-08-25 03:00
1900-08-25 04:00
1900-08-25 05:00
1900-08-25 06:00
1900-08-25 07:00
1900-08-25 08:00
1900-08-25 09:00
1900-08-25 10:00
1900-08-25 11:00
1900-08-25 12:00
1900-08-25 13:00
1900-08-25 14:00
1900-08-25 15:00
1900-08-25 16:00
1900-08-25 17:00
1900-08-25 18:00
1900-08-25 19:00
1900-08-25 20:00
1900-08-25 21:00
1900-08-25 22:00
1900-08-25 23:00
1900-08-26
1900-08-26 01:00
1900-08-26 02:00
1900-08-26 03:00
1900-08-26 04:00
1900-08-26 05:00
1900-08-26 06:00
1900-08-26 07:00
1900-08-26 08:00
1900-08-26 09:00
1900-08-26 10:00
1900-08-26 11:00
1900-08-26 12:00
1900-08-26 13:00
1900-08-26 14:00
1900-08-26 15:00
1900-08-26 16:00
1900-08-26 17:00
1900-08-26 18:00
1900-08-26 19:00
1900-08-26 20:00
1900-08-26 21:00
1900-08-26 22:00
1900-08-26 23:00
1900-08-27
1900-08-27 01:00
1900-08-27 02:00
1900-08-27 03:00
1900-08-27 04:00
1900-08-27 05:00
1900-08-27 06:00
1900-08-27 07:00
1900-08-27 08:00
1900-08-27 09:00
1900-08-27 10:00
1900-08-27 11:00
1900-08-27 12:00
1900-08-27 13:00
1900-08-27 14:00
1900-08-27 15:00
1900-08-27 16:00
1900-08-27 17:00
1900-08-27 18:00
1900-08-27 19:00
1900-08-27 20:00
1900-08-27 21:00
1900-08-27 22:00
1900-08-27 23:00
1900-08-28
1900-08-28 01:00
1900-08-28 02:00
1900-08-28 03:00
1900-08-28 04:00
1900-08-28 05:00
1900-08-28 06:00
1900-08-28 07:00
1900-08-28 08:00
1900-08-28 09:00
1900-08-28 10:00
1900-08-28 11:00
1900-08-28 12:00
1900-08-28 13:00
1900-08-28 14:00
1900-08-28 15:00
1900-08-28 16:00
1900-08-28 17:00
1900-08-28 18:00
1900-08-28 19:00
1900-08-28 20:00
1900-08-28 21:00
1900-08-28 22:00
1900-08-28 23:00
1900-08-29
1900-08-29 01:00
1900-08-29 02:00
1900-08-29 03:00
1900-08-29 04:00
1900-08-29 05:00
1900-08-29 06:00
1900-08-29 07:00
1900-08-29 08:00
1900-08-29 09:00
1900-08-29 10:00
1900-08-29 11:00
1900-08-29 12:00
1900-08-29 13:00
1900-08-29 14:00
1900-08-29 15:00
1900-08-29 16:00
1900-08-29 17:00
1900-08-29 18:00
1900-08-29 19:00
1900-08-29 20:00
1900-08-29 21:00
1900-08-29 22:00
1900-08-29 23:00
1900-08-30
1900-08-30 01:00
1900-08-30 02:00
1900-08-30 03:00
1900-08-30 04:00
1900-08-30 05:00
1900-08-30 06:00
1900-08-30 07:00
1900-08-30 08:00
1900-08-30 09:00
1900-08-30 10:00
1900-08-30 11:00
1900-08-30 12:00
1900-08-30 13:00
1900-08-30 14:00
1900-08-30 15:00
1900-08-30 16:00
1900-08-30 17:00
1900-08-30 18:00
1900-08-30 19:00
1900-08-30 20:00
1900-08-30 21:00
1900-08-30 22:00
1900-08-30 23:00
1900-08-31
1900-08-31 01:00
1900-08-31 02:00
1900-08-31 03:00
1900-08-31 04:00
1900-08-31 05:00
1900-08-31 06:00
1900-08-31 07:00
1900-08-31 08:00
1900-08-31 09:00
1900-08-31 10:00
1900-08-31 11:00
1900-08-31 12:00
1900-08-31 13:00
1900-08-31 14:00
1900-08-31 15:00
1900-08-31 16:00
1900-08-31 17:00
1900-08-31 18:00
1900-08-31 19:00
1900-08-31 20:00
1900-08-31 21:00
1900-08-31 22:00
1900-08-31 23:00
1900-09-01
1900-09-01 01:00
1900-09-01 02:00
1900-09-01 03:00
1900-09-01 04:00
1900-09-01 05:00
1900-09-01 06:00
1900-09-01 07:00
1900-09-01 08:00
1900-09-01 09:00
1900-09-01 10:00
1900-09-01 11:00
1900-09-01 12:00
1900-09-01 13:00
1900-09-01 14:00
1900-09-01 15:00
1900-09-01 16:00
1900-09-01 17:00
1900-09-01 18:00
1900-09-01 19:00
1900-09-01 20:00
1900-09-01 21:00
1900-09-01 22:00
1900-09-01 23:00
1900-09-02
1900-09-02 01:00
1900-09-02 02:00
1900-09-02 03:00
1900-09-02 04:00
1900-09-02 05:00
1900-09-02 06:00
1900-09-02 07:00
1900-09-02 08:00
1900-09-02 09:00
1900-09-02 10:00
1900-09-02 11:00
1900-09-02 12:00
1900-09-02 13:00
1900-09-02 14:00
1900-09-02 15:00
1900-09-02 16:00
1900-09-02 17:00
1900-09-02 18:00
1900-09-02 19:00
1900-09-02 20:00
1900-09-02 21:00
1900-09-02 22:00
1900-09-02 23:00
1900-09-03
1900-09-03 01:00
1900-09-03 02:00
1900-09-03 03:00
1900-09-03 04:00
1900-09-03 05:00
1900-09-03 06:00
1900-09-03 07:00
1900-09-03 08:00
1900-09-03 09:00
1900-09-03 10:00
1900-09-03 11:00
1900-09-03 12:00
1900-09-03 13:00
1900-09-03 14:00
1900-09-03 15:00
1900-09-03 16:00
1900-09-03 17:00
1900-09-03 18:00
1900-09-03 19:00
1900-09-03 20:00
1900-09-03 21:00
1900-09-03 22:00
1900-09-03 23:00
1900-09-04
1900-09-04 01:00
1900-09-04 02:00
1900-09-04 03:00
1900-09-04 04:00
1900-09-04 05:00
1900-09-04 06:00
1900-09-04 07:00
1900-09-04 08:00
1900-09-04 09:00
1900-09-04 10:00
1900-09-04 11:00
1900-09-04 12:00
1900-09-04 13:00
1900-09-04 14:00
1900-09-04 15:00
1900-09-04 16:00
1900-09-04 17:00
1900-09-04 18:00
1900-09-04 19:00
1900-09-04 20:00
1900-09-04 21:00
1900-09-04 22:00
1900-09-04 23:00
1900-09-05
1900-09-05 01:00
1900-09-05 02:00
1900-09-05 03:00
1900-09-05 04:00
1900-09-05 05:00
1900-09-05 06:00
1900-09-05 07:00
1900-09-05 08:00
1900-09-05 09:00
1900-09-05 10:00
1900-09-05 11:00
1900-09-05 12:00
1900-09-05 13:00
1900-09-05 14:00
1900-09-05 15:00
1900-09-05 16:00
1900-09-05 17:00
1900-09-05 18:00
1900-09-05 19:00
1900-09-05 20:00
1900-09-05 21:00
1900-09-05 22:00
1900-09-05 23:00
1900-09-06
1900-09-06 01:00
1900-09-06 02:00
1900-09-06 03:00
1900-09-06 04:00
1900-09-06 05:00
1900-09-06 06:00
1900-09-06 07:00
1900-09-06 08:00
1900-09-06 09:00
1900-09-06 10:00
1900-09-06 11:00
1900-09-06 12:00
1900-09-06 13:00
1900-09-06 14:00
1900-09-06 15:00
1900-09-06 16:00
1900-09-06 17:00
1900-09-06 18:00
1900-09-06 19:00
1900-09-06 20:00
1900-09-06 21:00
1900-09-06 22:00
1900-09-06 23:00
1900-09-07
1900-09-07 01:00
1900-09-07 02:00
1900-09-07 03:00
1900-09-07 04:00
1900-09-07 05:00
1900-09-07 06:00
1900-09-07 07:00
1900-09-07 08:00
1900-09-07 09:00
1900-09-07 10:00
1900-09-07 11:00
1900-09-07 12:00
1900-09-07 13:00
1900-09-07 14:00
1900-09-07 15:00
1900-09-07 16:00
1900-09-07 17:00
1900-09-07 18:00
1900-09-07 19:00
1900-09-07 20:00
1900-09-07 21:00
1900-09-07 22:00
1900-09-07 23:00
1900-09-08
1900-09-08 01:00
1900-09-08 02:00
1900-09-08 03:00
1900-09-08 04:00
1900-09-08 05:00
1900-09-08 06:00
1900-09-08 07:00
1900-09-08 08:00
1900-09-08 09:00
1900-09-08 10:00
1900-09-08 11:00
1900-09-08 12:00
1900-09-08 13:00
1900-09-08 14:00
1900-09-08 15:00
1900-09-08 16:00
1900-09-08 17:00
1900-09-08 18:00
1900-09-08 19:00
1900-09-08 20:00
1900-09-08 21:00
1900-09-08 22:00
1900-09-08 23:00
1900-09-09
1900-09-09 01:00
1900-09-09 02:00
1900-09-09 03:00
1900-09-09 04:00
1900-09-09 05:00
1900-09-09 06:00
1900-09-09 07:00
1900-09-09 08:00
1900-09-09 09:00
1900-09-09 10:00
1900-09-09 11:00
1900-09-09 12:00
1900-09-09 13:00
1900-09-09 14:00
1900-09-09 15:00
1900-09-09 16:00
1900-09-09 17:00
1900-09-09 18:00
1900-09-09 19:00
1900-09-09 20:00
1900-09-09 21:00
1900-09-09 22:00
1900-09-09 23:00
1900-09-10
1900-09-10 01:00
1900-09-10 02:00
1900-09-10 03:00
1900-09-10 04:00
1900-09-10 05:00
1900-09-10 06:00
1900-09-10 07:00
1900-09-10 08:00
1900-09-10 09:00
1900-09-10 10:00
1900-09-10 11:00
1900-09-10 12:00
1900-09-10 13:00
1900-09-10 14:00
1900-09-10 15:00
1900-09-10 16:00
1900-09-10 17:00
1900-09-10 18:00
1900-09-10 19:00
1900-09-10 20:00
1900-09-10 21:00
1900-09-10 22:00
1900-09-10 23:00
1900-09-11
1900-09-11 01:00
1900-09-11 02:00
1900-09-11 03:00
1900-09-11 04:00
1900-09-11 05:00
1900-09-11 06:00
1900-09-11 07:00
1900-09-11 08:00
1900-09-11 09:00
1900-09-11 10:00
1900-09-11 11:00
1900-09-11 12:00
1900-09-11 13:00
1900-09-11 14:00
1900-09-11 15:00
1900-09-11 16:00
1900-09-11 17:00
1900-09-11 18:00
1900-09-11 19:00
1900-09-11 20:00
1900-09-11 21:00
1900-09-11 22:00
1900-09-11 23:00
1900-09-12
1900-09-12 01:00
1900-09-12 02:00
1900-09-12 03:00
1900-09-12 04:00
1900-09-12 05:00
1900-09-12 06:00
1900-09-12 07:00
1900-09-12 08:00
1900-09-12 09:00
1900-09-12 10:00
1900-09-12 11:00
1900-09-12 12:00
1900-09-12 13:00
1900-09-12 14:00
1900-09-12 15:00
1900-09-12 16:00
1900-09-12 17:00
1900-09-12 18:00
1900-09-12 19:00
1900-09-12 20:00
1900-09-12 21:00
1900-09-12 22:00
1900-09-12 23:00
1900-09-13
1900-09-13 01:00
1900-09-13 02:00
1900-09-13 03:00
1900-09-13 04:00
1900-09-13 05:00
1900-09-13 06:00
1900-09-13 07:00
1900-09-13 08:00
1900-09-13 09:00
1900-09-13 10:00
1900-09-13 11:00
1900-09-13 12:00
1900-09-13 13:00
1900-09-13 14:00
1900-09-13 15:00
1900-09-13 16:00
1900-09-13 17:00
1900-09-13 18:00
1900-09-13 19:00
1900-09-13 20:00
1900-09-13 21:00
1900-09-13 22:00
1900-09-13 23:00
1900-09-14
1900-09-14 01:00
1900-09-14 02:00
1900-09-14 03:00
1900-09-14 04:00
1900-09-14 05:00
1900-09-14 06:00
1900-09-14 07:00
1900-09-14 08:00
1900-09-14 09:00
1900-09-14 10:00
1900-09-14 11:00
1900-09-14 12:00
1900-09-14 13:00
1900-09-14 14:00
1900-09-14 15:00
1900-09-14 16:00
1900-09-14 17:00
1900-09-14 18:00
1900-09-14 19:00
1900-09-14 20:00
1900-09-14 21:00
1900-09-14 22:00
1900-09-14 23:00
1900-09-15
1900-09-15 01:00
1900-09-15 02:00
1900-09-15 03:00
1900-09-15 04:00
1900-09-15 05:00
1900-09-15 06:00
1900-09-15 07:00
1900-09-15 08:00
1900-09-15 09:00
1900-09-15 10:00
1900-09-15 11:00
1900-09-15 12:00
1900-09-15 13:00
1900-09-15 14:00
1900-09-15 15:00
1900-09-15 16:00
1900-09-15 17:00
1900-09-15 18:00
1900-09-15 19:00
1900-09-15 20:00
1900-09-15 21:00
1900-09-15 22:00
1900-09-15 23:00
1900-09-16
1900-09-16 01:00
1900-09-16 02:00
1900-09-16 03:00
1900-09-16 04:00
1900-09-16 05:00
1900-09-16 06:00
1900-09-16 07:00
1900-09-16 08:00
1900-09-16 09:00
1900-09-16 10:00
1900-09-16 11:00
1900-09-16 12:00
1900-09-16 13:00
1900-09-16 14:00
1900-09-16 15:00
1900-09-16 16:00
1900-09-16 17:00
1900-09-16 18:00
1900-09-16 19:00
1900-09-16 20:00
1900-09-16 21:00
1900-09-16 22:00
1900-09-16 23:00
1900-09-17
1900-09-17 01:00
1900-09-17 02:00
1900-09-17 03:00
1900-09-17 04:00
1900-09-17 05:00
1900-09-17 06:00
1900-09-17 07:00
1900-09-17 08:00
1900-09-17 09:00
1900-09-17 10:00
1900-09-17 11:00
1900-09-17 12:00
1900-09-17 13:00
1900-09-17 14:00
1900-09-17 15:00
1900-09-17 16:00
1900-09-17 17:00
1900-09-17 18:00
1900-09-17 19:00
1900-09-17 20:00
1900-09-17 21:00
1900-09-17 22:00
1900-09-17 23:00
1900-09-18
1900-09-18 01:00
1900-09-18 02:00
1900-09-18 03:00
1900-09-18 04:00
1900-09-18 05:00
1900-09-18 06:00
1900-09-18 07:00
1900-09-18 08:00
1900-09-18 09:00
1900-09-18 10:00
1900-09-18 11:00
1900-09-18 12:00
1900-09-18 13:00
1900-09-18 14:00
1900-09-18 15:00
1900-09-18 16:00
1900-09-18 17:00
1900-09-18 18:00
1900-09-18 19:00
1900-09-18 20:00
1900-09-18 21:00
1900-09-18 22:00
1900-09-18 23:00
1900-09-19
1900-09-19 01:00
1900-09-19 02:00
1900-09-19 03:00
1900-09-19 04:00
1900-09-19 05:00
1900-09-19 06:00
1900-09-19 07:00
1900-09-19 08:00
1900-09-19 09:00
1900-09-19 10:00
1900-09-19 11:00
1900-09-19 12:00
1900-09-19 13:00
1900-09-19 14:00
1900-09-19 15:00
1900-09-19 16:00
1900-09-19 17:00
1900-09-19 18:00
1900-09-19 19:00
1900-09-19 20:00
1900-09-19 21:00
1900-09-19 22:00
1900-09-19 23:00
1900-09-20
1900-09-20 01:00
1900-09-20 02:00
1900-09-20 03:00
1900-09-20 04:00
1900-09-20 05:00
1900-09-20 06:00
1900-09-20 07:00
1900-09-20 08:00
1900-09-20 09:00
1900-09-20 10:00
1900-09-20 11:00
1900-09-20 12:00
1900-09-20 13:00
1900-09-20 14:00
1900-09-20 15:00
1900-09-20 16:00
1900-09-20 17:00
1900-09-20 18:00
1900-09-20 19:00
1900-09-20 20:00
1900-09-20 21:00
1900-09-20 22:00
1900-09-20 23:00
1900-09-21
1900-09-21 01:00
1900-09-21 02:00
1900-09-21 03:00
1900-09-21 04:00
1900-09-21 05:00
1900-09-21 06:00
1900-09-21 07:00
1900-09-21 08:00
1900-09-21 09:00
1900-09-21 10:00
1900-09-21 11:00
1900-09-21 12:00
1900-09-21 13:00
1900-09-21 14:00
1900-09-21 15:00
1900-09-21 16:00
1900-09-21 17:00
1900-09-21 18:00
1900-09-21 19:00
1900-09-21 20:00
1900-09-21 21:00
1900-09-21 22:00
1900-09-21 23:00
1900-09-22
1900-09-22 01:00
1900-09-22 02:00
1900-09-22 03:00
1900-09-22 04:00
1900-09-22 05:00
1900-09-22 06:00
1900-09-22 07:00
1900-09-22 08:00
1900-09-22 09:00
1900-09-22 10:00
1900-09-22 11:00
1900-09-22 12:00
1900-09-22 13:00
1900-09-22 14:00
1900-09-22 15:00
1900-09-22 16:00
1900-09-22 17:00
1900-09-22 18:00
1900-09-22 19:00
1900-09-22 20:00
1900-09-22 21:00
1900-09-22 22:00
1900-09-22 23:00
1900-09-23
1900-09-23 01:00
1900-09-23 02:00
1900-09-23 03:00
1900-09-23 04:00
1900-09-23 05:00
1900-09-23 06:00
1900-09-23 07:00
1900-09-23 08:00
1900-09-23 09:00
1900-09-23 10:00
1900-09-23 11:00
1900-09-23 12:00
1900-09-23 13:00
1900-09-23 14:00
1900-09-23 15:00
1900-09-23 16:00
1900-09-23 17:00
1900-09-23 18:00
1900-09-23 19:00
1900-09-23 20:00
1900-09-23 21:00
1900-09-23 22:00
1900-09-23 23:00
1900-09-24
1900-09-24 01:00
1900-09-24 02:00
1900-09-24 03:00
1900-09-24 04:00
1900-09-24 05:00
1900-09-24 06:00
1900-09-24 07:00
1900-09-24 08:00
1900-09-24 09:00
1900-09-24 10:00
1900-09-24 11:00
1900-09-24 12:00
1900-09-24 13:00
1900-09-24 14:00
1900-09-24 15:00
1900-09-24 16:00
1900-09-24 17:00
1900-09-24 18:00
1900-09-24 19:00
1900-09-24 20:00
1900-09-24 21:00
1900-09-24 22:00
1900-09-24 23:00
1900-09-25
1900-09-25 01:00
1900-09-25 02:00
1900-09-25 03:00
1900-09-25 04:00
1900-09-25 05:00
1900-09-25 06:00
1900-09-25 07:00
1900-09-25 08:00
1900-09-25 09:00
1900-09-25 10:00
1900-09-25 11:00
1900-09-25 12:00
1900-09-25 13:00
1900-09-25 14:00
1900-09-25 15:00
1900-09-25 16:00
1900-09-25 17:00
1900-09-25 18:00
1900-09-25 19:00
1900-09-25 20:00
1900-09-25 21:00
1900-09-25 22:00
1900-09-25 23:00
1900-09-26
1900-09-26 01:00
1900-09-26 02:00
1900-09-26 03:00
1900-09-26 04:00
1900-09-26 05:00
1900-09-26 06:00
1900-09-26 07:00
1900-09-26 08:00
1900-09-26 09:00
1900-09-26 10:00
1900-09-26 11:00
1900-09-26 12:00
1900-09-26 13:00
1900-09-26 14:00
1900-09-26 15:00
1900-09-26 16:00
1900-09-26 17:00
1900-09-26 18:00
1900-09-26 19:00
1900-09-26 20:00
1900-09-26 21:00
1900-09-26 22:00
1900-09-26 23:00
1900-09-27
1900-09-27 01:00
1900-09-27 02:00
1900-09-27 03:00
1900-09-27 04:00
1900-09-27 05:00
1900-09-27 06:00
1900-09-27 07:00
1900-09-27 08:00
1900-09-27 09:00
1900-09-27 10:00
1900-09-27 11:00
1900-09-27 12:00
1900-09-27 13:00
1900-09-27 14:00
1900-09-27 15:00
1900-09-27 16:00
1900-09-27 17:00
1900-09-27 18:00
1900-09-27 19:00
1900-09-27 20:00
1900-09-27 21:00
1900-09-27 22:00
1900-09-27 23:00
1900-09-28
1900-09-28 01:00
1900-09-28 02:00
1900-09-28 03:00
1900-09-28 04:00
1900-09-28 05:00
1900-09-28 06:00
1900-09-28 07:00
1900-09-28 08:00
1900-09-28 09:00
1900-09-28 10:00
1900-09-28 11:00
1900-09-28 12:00
1900-09-28 13:00
1900-09-28 14:00
1900-09-28 15:00
1900-09-28 16:00
1900-09-28 17:00
1900-09-28 18:00
1900-09-28 19:00
1900-09-28 20:00
1900-09-28 21:00
1900-09-28 22:00
1900-09-28 23:00
1900-09-29
1900-09-29 01:00
1900-09-29 02:00
1900-09-29 03:00
1900-09-29 04:00
1900-09-29 05:00
1900-09-29 06:00
1900-09-29 07:00
1900-09-29 08:00
1900-09-29 09:00
1900-09-29 10:00
1900-09-29 11:00
1900-09-29 12:00
1900-09-29 13:00
1900-09-29 14:00
1900-09-29 15:00
1900-09-29 16:00
1900-09-29 17:00
1900-09-29 18:00
1900-09-29 19:00
1900-09-29 20:00
1900-09-29 21:00
1900-09-29 22:00
1900-09-29 23:00
1900-09-30
1900-09-30 01:00
1900-09-30 02:00
1900-09-30 03:00
1900-09-30 04:00
1900-09-30 05:00
1900-09-30 06:00
1900-09-30 07:00
1900-09-30 08:00
1900-09-30 09:00
1900-09-30 10:00
1900-09-30 11:00
1900-09-30 12:00
1900-09-30 13:00
1900-09-30 14:00
1900-09-30 15:00
1900-09-30 16:00
1900-09-30 17:00
1900-09-30 18:00
1900-09-30 19:00
1900-09-30 20:00
1900-09-30 21:00
1900-09-30 22:00
1900-09-30 23:00
1900-10-01
1900-10-01 01:00
1900-10-01 02:00
1900-10-01 03:00
1900-10-01 04:00
1900-10-01 05:00
1900-10-01 06:00
1900-10-01 07:00
1900-10-01 08:00
1900-10-01 09:00
1900-10-01 10:00
1900-10-01 11:00
1900-10-01 12:00
1900-10-01 13:00
1900-10-01 14:00
1900-10-01 15:00
1900-10-01 16:00
1900-10-01 17:00
1900-10-01 18:00
1900-10-01 19:00
1900-10-01 20:00
1900-10-01 21:00
1900-10-01 22:00
1900-10-01 23:00
1900-10-02
1900-10-02 01:00
1900-10-02 02:00
1900-10-02 03:00
1900-10-02 04:00
1900-10-02 05:00
1900-10-02 06:00
1900-10-02 07:00
1900-10-02 08:00
1900-10-02 09:00
1900-10-02 10:00
1900-10-02 11:00
1900-10-02 12:00
1900-10-02 13:00
1900-10-02 14:00
1900-10-02 15:00
1900-10-02 16:00
1900-10-02 17:00
1900-10-02 18:00
1900-10-02 19:00
1900-10-02 20:00
1900-10-02 21:00
1900-10-02 22:00
1900-10-02 23:00
1900-10-03
1900-10-03 01:00
1900-10-03 02:00
1900-10-03 03:00
1900-10-03 04:00
1900-10-03 05:00
1900-10-03 06:00
1900-10-03 07:00
1900-10-03 08:00
1900-10-03 09:00
1900-10-03 10:00
1900-10-03 11:00
1900-10-03 12:00
1900-10-03 13:00
1900-10-03 14:00
1900-10-03 15:00
1900-10-03 16:00
1900-10-03 17:00
1900-10-03 18:00
1900-10-03 19:00
1900-10-03 20:00
1900-10-03 21:00
1900-10-03 22:00
1900-10-03 23:00
1900-10-04
1900-10-04 01:00
1900-10-04 02:00
1900-10-04 03:00
1900-10-04 04:00
1900-10-04 05:00
1900-10-04 06:00
1900-10-04 07:00
1900-10-04 08:00
1900-10-04 09:00
1900-10-04 10:00
1900-10-04 11:00
1900-10-04 12:00
1900-10-04 13:00
1900-10-04 14:00
1900-10-04 15:00
1900-10-04 16:00
1900-10-04 17:00
1900-10-04 18:00
1900-10-04 19:00
1900-10-04 20:00
1900-10-04 21:00
1900-10-04 22:00
1900-10-04 23:00
1900-10-05
1900-10-05 01:00
1900-10-05 02:00
1900-10-05 03:00
1900-10-05 04:00
1900-10-05 05:00
1900-10-05 06:00
1900-10-05 07:00
1900-10-05 08:00
1900-10-05 09:00
1900-10-05 10:00
1900-10-05 11:00
1900-10-05 12:00
1900-10-05 13:00
1900-10-05 14:00
1900-10-05 15:00
1900-10-05 16:00
1900-10-05 17:00
1900-10-05 18:00
1900-10-05 19:00
1900-10-05 20:00
1900-10-05 21:00
1900-10-05 22:00
1900-10-05 23:00
1900-10-06
1900-10-06 01:00
1900-10-06 02:00
1900-10-06 03:00
1900-10-06 04:00
1900-10-06 05:00
1900-10-06 06:00
1900-10-06 07:00
1900-10-06 08:00
1900-10-06 09:00
1900-10-06 10:00
1900-10-06 11:00
1900-10-06 12:00
1900-10-06 13:00
1900-10-06 14:00
1900-10-06 15:00
1900-10-06 16:00
1900-10-06 17:00
1900-10-06 18:00
1900-10-06 19:00
1900-10-06 20:00
1900-10-06 21:00
1900-10-06 22:00
1900-10-06 23:00
1900-10-07
1900-10-07 01:00
1900-10-07 02:00
1900-10-07 03:00
1900-10-07 04:00
1900-10-07 05:00
1900-10-07 06:00
1900-10-07 07:00
1900-10-07 08:00
1900-10-07 09:00
1900-10-07 10:00
1900-10-07 11:00
1900-10-07 12:00
1900-10-07 13:00
1900-10-07 14:00
1900-10-07 15:00
1900-10-07 16:00
1900-10-07 17:00
1900-10-07 18:00
1900-10-07 19:00
1900-10-07 20:00
1900-10-07 21:00
1900-10-07 22:00
1900-10-07 23:00
1900-10-08
1900-10-08 01:00
1900-10-08 02:00
1900-10-08 03:00
1900-10-08 04:00
1900-10-08 05:00
1900-10-08 06:00
1900-10-08 07:00
1900-10-08 08:00
1900-10-08 09:00
1900-10-08 10:00
1900-10-08 11:00
1900-10-08 12:00
1900-10-08 13:00
1900-10-08 14:00
1900-10-08 15:00
1900-10-08 16:00
1900-10-08 17:00
1900-10-08 18:00
1900-10-08 19:00
1900-10-08 20:00
1900-10-08 21:00
1900-10-08 22:00
1900-10-08 23:00
1900-10-09
1900-10-09 01:00
1900-10-09 02:00
1900-10-09 03:00
1900-10-09 04:00
1900-10-09 05:00
1900-10-09 06:00
1900-10-09 07:00
1900-10-09 08:00
1900-10-09 09:00
1900-10-09 10:00
1900-10-09 11:00
1900-10-09 12:00
1900-10-09 13:00
1900-10-09 14:00
1900-10-09 15:00
1900-10-09 16:00
1900-10-09 17:00
1900-10-09 18:00
1900-10-09 19:00
1900-10-09 20:00
1900-10-09 21:00
1900-10-09 22:00
1900-10-09 23:00
1900-10-10
1900-10-10 01:00
1900-10-10 02:00
1900-10-10 03:00
1900-10-10 04:00
1900-10-10 05:00
1900-10-10 06:00
1900-10-10 07:00
1900-10-10 08:00
1900-10-10 09:00
1900-10-10 10:00
1900-10-10 11:00
1900-10-10 12:00
1900-10-10 13:00
1900-10-10 14:00
1900-10-10 15:00
1900-10-10 16:00
1900-10-10 17:00
1900-10-10 18:00
1900-10-10 19:00
1900-10-10 20:00
1900-10-10 21:00
1900-10-10 22:00
1900-10-10 23:00
1900-10-11
1900-10-11 01:00
1900-10-11 02:00
1900-10-11 03:00
1900-10-11 04:00
1900-10-11 05:00
1900-10-11 06:00
1900-10-11 07:00
1900-10-11 08:00
1900-10-11 09:00
1900-10-11 10:00
1900-10-11 11:00
1900-10-11 12:00
1900-10-11 13:00
1900-10-11 14:00
1900-10-11 15:00
1900-10-11 16:00
1900-10-11 17:00
1900-10-11 18:00
1900-10-11 19:00
1900-10-11 20:00
1900-10-11 21:00
1900-10-11 22:00
1900-10-11 23:00
1900-10-12
1900-10-12 01:00
1900-10-12 02:00
1900-10-12 03:00
1900-10-12 04:00
1900-10-12 05:00
1900-10-12 06:00
1900-10-12 07:00
1900-10-12 08:00
1900-10-12 09:00
1900-10-12 10:00
1900-10-12 11:00
1900-10-12 12:00
1900-10-12 13:00
1900-10-12 14:00
1900-10-12 15:00
1900-10-12 16:00
1900-10-12 17:00
1900-10-12 18:00
1900-10-12 19:00
1900-10-12 20:00
1900-10-12 21:00
1900-10-12 22:00
1900-10-12 23:00
1900-10-13
1900-10-13 01:00
1900-10-13 02:00
1900-10-13 03:00
1900-10-13 04:00
1900-10-13 05:00
1900-10-13 06:00
1900-10-13 07:00
1900-10-13 08:00
1900-10-13 09:00
1900-10-13 10:00
1900-10-13 11:00
1900-10-13 12:00
1900-10-13 13:00
1900-10-13 14:00
1900-10-13 15:00
1900-10-13 16:00
1900-10-13 17:00
1900-10-13 18:00
1900-10-13 19:00
1900-10-13 20:00
1900-10-13 21:00
1900-10-13 22:00
1900-10-13 23:00
1900-10-14
1900-10-14 01:00
1900-10-14 02:00
1900-10-14 03:00
1900-10-14 04:00
1900-10-14 05:00
1900-10-14 06:00
1900-10-14 07:00
1900-10-14 08:00
1900-10-14 09:00
1900-10-14 10:00
1900-10-14 11:00
1900-10-14 12:00
1900-10-14 13:00
1900-10-14 14:00
1900-10-14 15:00
1900-10-14 16:00
1900-10-14 17:00
1900-10-14 18:00
1900-10-14 19:00
1900-10-14 20:00
1900-10-14 21:00
1900-10-14 22:00
1900-10-14 23:00
1900-10-15
1900-10-15 01:00
1900-10-15 02:00
1900-10-15 03:00
1900-10-15 04:00
1900-10-15 05:00
1900-10-15 06:00
1900-10-15 07:00
1900-10-15 08:00
1900-10-15 09:00
1900-10-15 10:00
1900-10-15 11:00
1900-10-15 12:00
1900-10-15 13:00
1900-10-15 14:00
1900-10-15 15:00
1900-10-15 16:00
1900-10-15 17:00
1900-10-15 18:00
1900-10-15 19:00
1900-10-15 20:00
1900-10-15 21:00
1900-10-15 22:00
1900-10-15 23:00
1900-10-16
1900-10-16 01:00
1900-10-16 02:00
1900-10-16 03:00
1900-10-16 04:00
1900-10-16 05:00
1900-10-16 06:00
1900-10-16 07:00
1900-10-16 08:00
1900-10-16 09:00
1900-10-16 10:00
1900-10-16 11:00
1900-10-16 12:00
1900-10-16 13:00
1900-10-16 14:00
1900-10-16 15:00
1900-10-16 16:00
1900-10-16 17:00
1900-10-16 18:00
1900-10-16 19:00
1900-10-16 20:00
1900-10-16 21:00
1900-10-16 22:00
1900-10-16 23:00
1900-10-17
1900-10-17 01:00
1900-10-17 02:00
1900-10-17 03:00
1900-10-17 04:00
1900-10-17 05:00
1900-10-17 06:00
1900-10-17 07:00
1900-10-17 08:00
1900-10-17 09:00
1900-10-17 10:00
1900-10-17 11:00
1900-10-17 12:00
1900-10-17 13:00
1900-10-17 14:00
1900-10-17 15:00
1900-10-17 16:00
1900-10-17 17:00
1900-10-17 18:00
1900-10-17 19:00
1900-10-17 20:00
1900-10-17 21:00
1900-10-17 22:00
1900-10-17 23:00
1900-10-18
1900-10-18 01:00
1900-10-18 02:00
1900-10-18 03:00
1900-10-18 04:00
1900-10-18 05:00
1900-10-18 06:00
1900-10-18 07:00
1900-10-18 08:00
1900-10-18 09:00
1900-10-18 10:00
1900-10-18 11:00
1900-10-18 12:00
1900-10-18 13:00
1900-10-18 14:00
1900-10-18 15:00
1900-10-18 16:00
1900-10-18 17:00
1900-10-18 18:00
1900-10-18 19:00
1900-10-18 20:00
1900-10-18 21:00
1900-10-18 22:00
1900-10-18 23:00
1900-10-19
1900-10-19 01:00
1900-10-19 02:00
1900-10-19 03:00
1900-10-19 04:00
1900-10-19 05:00
1900-10-19 06:00
1900-10-19 07:00
1900-10-19 08:00
1900-10-19 09:00
1900-10-19 10:00
1900-10-19 11:00
1900-10-19 12:00
1900-10-19 13:00
1900-10-19 14:00
1900-10-19 15:00
1900-10-19 16:00
1900-10-19 17:00
1900-10-19 18:00
1900-10-19 19:00
1900-10-19 20:00
1900-10-19 21:00
1900-10-19 22:00
1900-10-19 23:00
1900-10-20
1900-10-20 01:00
1900-10-20 02:00
1900-10-20 03:00
1900-10-20 04:00
1900-10-20 05:00
1900-10-20 06:00
1900-10-20 07:00
1900-10-20 08:00
1900-10-20 09:00
1900-10-20 10:00
1900-10-20 11:00
1900-10-20 12:00
1900-10-20 13:00
1900-10-20 14:00
1900-10-20 15:00
1900-10-20 16:00
1900-10-20 17:00
1900-10-20 18:00
1900-10-20 19:00
1900-10-20 20:00
1900-10-20 21:00
1900-10-20 22:00
1900-10-20 23:00
1900-10-21
1900-10-21 01:00
1900-10-21 02:00
1900-10-21 03:00
1900-10-21 04:00
1900-10-21 05:00
1900-10-21 06:00
1900-10-21 07:00
1900-10-21 08:00
1900-10-21 09:00
1900-10-21 10:00
1900-10-21 11:00
1900-10-21 12:00
1900-10-21 13:00
1900-10-21 14:00
1900-10-21 15:00
1900-10-21 16:00
1900-10-21 17:00
1900-10-21 18:00
1900-10-21 19:00
1900-10-21 20:00
1900-10-21 21:00
1900-10-21 22:00
1900-10-21 23:00
1900-10-22
1900-10-22 01:00
1900-10-22 02:00
1900-10-22 03:00
1900-10-22 04:00
1900-10-22 05:00
1900-10-22 06:00
1900-10-22 07:00
1900-10-22 08:00
1900-10-22 09:00
1900-10-22 10:00
1900-10-22 11:00
1900-10-22 12:00
1900-10-22 13:00
1900-10-22 14:00
1900-10-22 15:00
1900-10-22 16:00
1900-10-22 17:00
1900-10-22 18:00
1900-10-22 19:00
1900-10-22 20:00
1900-10-22 21:00
1900-10-22 22:00
1900-10-22 23:00
1900-10-23
1900-10-23 01:00
1900-10-23 02:00
1900-10-23 03:00
1900-10-23 04:00
1900-10-23 05:00
1900-10-23 06:00
1900-10-23 07:00
1900-10-23 08:00
1900-10-23 09:00
1900-10-23 10:00
1900-10-23 11:00
1900-10-23 12:00
1900-10-23 13:00
1900-10-23 14:00
1900-10-23 15:00
1900-10-23 16:00
1900-10-23 17:00
1900-10-23 18:00
1900-10-23 19:00
1900-10-23 20:00
1900-10-23 21:00
1900-10-23 22:00
1900-10-23 23:00
1900-10-24
1900-10-24 01:00
1900-10-24 02:00
1900-10-24 03:00
1900-10-24 04:00
1900-10-24 05:00
1900-10-24 06:00
1900-10-24 07:00
1900-10-24 08:00
1900-10-24 09:00
1900-10-24 10:00
1900-10-24 11:00
1900-10-24 12:00
1900-10-24 13:00
1900-10-24 14:00
1900-10-24 15:00
1900-10-24 16:00
1900-10-24 17:00
1900-10-24 18:00
1900-10-24 19:00
1900-10-24 20:00
1900-10-24 21:00
1900-10-24 22:00
1900-10-24 23:00
1900-10-25
1900-10-25 01:00
1900-10-25 02:00
1900-10-25 03:00
1900-10-25 04:00
1900-10-25 05:00
1900-10-25 06:00
1900-10-25 07:00
1900-10-25 08:00
1900-10-25 09:00
1900-10-25 10:00
1900-10-25 11:00
1900-10-25 12:00
1900-10-25 13:00
1900-10-25 14:00
1900-10-25 15:00
1900-10-25 16:00
1900-10-25 17:00
1900-10-25 18:00
1900-10-25 19:00
1900-10-25 20:00
1900-10-25 21:00
1900-10-25 22:00
1900-10-25 23:00
1900-10-26
1900-10-26 01:00
1900-10-26 02:00
1900-10-26 03:00
1900-10-26 04:00
1900-10-26 05:00
1900-10-26 06:00
1900-10-26 07:00
1900-10-26 08:00
1900-10-26 09:00
1900-10-26 10:00
1900-10-26 11:00
1900-10-26 12:00
1900-10-26 13:00
1900-10-26 14:00
1900-10-26 15:00
1900-10-26 16:00
1900-10-26 17:00
1900-10-26 18:00
1900-10-26 19:00
1900-10-26 20:00
1900-10-26 21:00
1900-10-26 22:00
1900-10-26 23:00
1900-10-27
1900-10-27 01:00
1900-10-27 02:00
1900-10-27 03:00
1900-10-27 04:00
1900-10-27 05:00
1900-10-27 06:00
1900-10-27 07:00
1900-10-27 08:00
1900-10-27 09:00
1900-10-27 10:00
1900-10-27 11:00
1900-10-27 12:00
1900-10-27 13:00
1900-10-27 14:00
1900-10-27 15:00
1900-10-27 16:00
1900-10-27 17:00
1900-10-27 18:00
1900-10-27 19:00
1900-10-27 20:00
1900-10-27 21:00
1900-10-27 22:00
1900-10-27 23:00
1900-10-28
1900-10-28 01:00
1900-10-28 02:00
1900-10-28 03:00
1900-10-28 04:00
1900-10-28 05:00
1900-10-28 06:00
1900-10-28 07:00
1900-10-28 08:00
1900-10-28 09:00
1900-10-28 10:00
1900-10-28 11:00
1900-10-28 12:00
1900-10-28 13:00
1900-10-28 14:00
1900-10-28 15:00
1900-10-28 16:00
1900-10-28 17:00
1900-10-28 18:00
1900-10-28 19:00
1900-10-28 20:00
1900-10-28 21:00
1900-10-28 22:00
1900-10-28 23:00
1900-10-29
1900-10-29 01:00
1900-10-29 02:00
1900-10-29 03:00
1900-10-29 04:00
1900-10-29 05:00
1900-10-29 06:00
1900-10-29 07:00
1900-10-29 08:00
1900-10-29 09:00
1900-10-29 10:00
1900-10-29 11:00
1900-10-29 12:00
1900-10-29 13:00
1900-10-29 14:00
1900-10-29 15:00
1900-10-29 16:00
1900-10-29 17:00
1900-10-29 18:00
1900-10-29 19:00
1900-10-29 20:00
1900-10-29 21:00
1900-10-29 22:00
1900-10-29 23:00
1900-10-30
1900-10-30 01:00
1900-10-30 02:00
1900-10-30 03:00
1900-10-30 04:00
1900-10-30 05:00
1900-10-30 06:00
1900-10-30 07:00
1900-10-30 08:00
1900-10-30 09:00
1900-10-30 10:00
1900-10-30 11:00
1900-10-30 12:00
1900-10-30 13:00
1900-10-30 14:00
1900-10-30 15:00
1900-10-30 16:00
1900-10-30 17:00
1900-10-30 18:00
1900-10-30 19:00
1900-10-30 20:00
1900-10-30 21:00
1900-10-30 22:00
1900-10-30 23:00
1900-10-31
1900-10-31 01:00
1900-10-31 02:00
1900-10-31 03:00
1900-10-31 04:00
1900-10-31 05:00
1900-10-31 06:00
1900-10-31 07:00
1900-10-31 08:00
1900-10-31 09:00
1900-10-31 10:00
1900-10-31 11:00
1900-10-31 12:00
1900-10-31 13:00
1900-10-31 14:00
1900-10-31 15:00
1900-10-31 16:00
1900-10-31 17:00
1900-10-31 18:00
1900-10-31 19:00
1900-10-31 20:00
1900-10-31 21:00
1900-10-31 22:00
1900-10-31 23:00
1900-11-01
1900-11-01 01:00
1900-11-01 02:00
1900-11-01 03:00
1900-11-01 04:00
1900-11-01 05:00
1900-11-01 06:00
1900-11-01 07:00
1900-11-01 08:00
1900-11-01 09:00
1900-11-01 10:00
1900-11-01 11:00
1900-11-01 12:00
1900-11-01 13:00
1900-11-01 14:00
1900-11-01 15:00
1900-11-01 16:00
1900-11-01 17:00
1900-11-01 18:00
1900-11-01 19:00
1900-11-01 20:00
1900-11-01 21:00
1900-11-01 22:00
1900-11-01 23:00
1900-11-02
1900-11-02 01:00
1900-11-02 02:00
1900-11-02 03:00
1900-11-02 04:00
1900-11-02 05:00
1900-11-02 06:00
1900-11-02 07:00
1900-11-02 08:00
1900-11-02 09:00
1900-11-02 10:00
1900-11-02 11:00
1900-11-02 12:00
1900-11-02 13:00
1900-11-02 14:00
1900-11-02 15:00
1900-11-02 16:00
1900-11-02 17:00
1900-11-02 18:00
1900-11-02 19:00
1900-11-02 20:00
1900-11-02 21:00
1900-11-02 22:00
1900-11-02 23:00
1900-11-03
1900-11-03 01:00
1900-11-03 02:00
1900-11-03 03:00
1900-11-03 04:00
1900-11-03 05:00
1900-11-03 06:00
1900-11-03 07:00
1900-11-03 08:00
1900-11-03 09:00
1900-11-03 10:00
1900-11-03 11:00
1900-11-03 12:00
1900-11-03 13:00
1900-11-03 14:00
1900-11-03 15:00
1900-11-03 16:00
1900-11-03 17:00
1900-11-03 18:00
1900-11-03 19:00
1900-11-03 20:00
1900-11-03 21:00
1900-11-03 22:00
1900-11-03 23:00
1900-11-04
1900-11-04 01:00
1900-11-04 02:00
1900-11-04 03:00
1900-11-04 04:00
1900-11-04 05:00
1900-11-04 06:00
1900-11-04 07:00
1900-11-04 08:00
1900-11-04 09:00
1900-11-04 10:00
1900-11-04 11:00
1900-11-04 12:00
1900-11-04 13:00
1900-11-04 14:00
1900-11-04 15:00
1900-11-04 16:00
1900-11-04 17:00
1900-11-04 18:00
1900-11-04 19:00
1900-11-04 20:00
1900-11-04 21:00
1900-11-04 22:00
1900-11-04 23:00
1900-11-05
1900-11-05 01:00
1900-11-05 02:00
1900-11-05 03:00
1900-11-05 04:00
1900-11-05 05:00
1900-11-05 06:00
1900-11-05 07:00
1900-11-05 08:00
1900-11-05 09:00
1900-11-05 10:00
1900-11-05 11:00
1900-11-05 12:00
1900-11-05 13:00
1900-11-05 14:00
1900-11-05 15:00
1900-11-05 16:00
1900-11-05 17:00
1900-11-05 18:00
1900-11-05 19:00
1900-11-05 20:00
1900-11-05 21:00
1900-11-05 22:00
1900-11-05 23:00
1900-11-06
1900-11-06 01:00
1900-11-06 02:00
1900-11-06 03:00
1900-11-06 04:00
1900-11-06 05:00
1900-11-06 06:00
1900-11-06 07:00
1900-11-06 08:00
1900-11-06 09:00
1900-11-06 10:00
1900-11-06 11:00
1900-11-06 12:00
1900-11-06 13:00
1900-11-06 14:00
1900-11-06 15:00
1900-11-06 16:00
1900-11-06 17:00
1900-11-06 18:00
1900-11-06 19:00
1900-11-06 20:00
1900-11-06 21:00
1900-11-06 22:00
1900-11-06 23:00
1900-11-07
1900-11-07 01:00
1900-11-07 02:00
1900-11-07 03:00
1900-11-07 04:00
1900-11-07 05:00
1900-11-07 06:00
1900-11-07 07:00
1900-11-07 08:00
1900-11-07 09:00
1900-11-07 10:00
1900-11-07 11:00
1900-11-07 12:00
1900-11-07 13:00
1900-11-07 14:00
1900-11-07 15:00
1900-11-07 16:00
1900-11-07 17:00
1900-11-07 18:00
1900-11-07 19:00
1900-11-07 20:00
1900-11-07 21:00
1900-11-07 22:00
1900-11-07 23:00
1900-11-08
1900-11-08 01:00
1900-11-08 02:00
1900-11-08 03:00
1900-11-08 04:00
1900-11-08 05:00
1900-11-08 06:00
1900-11-08 07:00
1900-11-08 08:00
1900-11-08 09:00
1900-11-08 10:00
1900-11-08 11:00
1900-11-08 12:00
1900-11-08 13:00
1900-11-08 14:00
1900-11-08 15:00
1900-11-08 16:00
1900-11-08 17:00
1900-11-08 18:00
1900-11-08 19:00
1900-11-08 20:00
1900-11-08 21:00
1900-11-08 22:00
1900-11-08 23:00
1900-11-09
1900-11-09 01:00
1900-11-09 02:00
1900-11-09 03:00
1900-11-09 04:00
1900-11-09 05:00
1900-11-09 06:00
1900-11-09 07:00
1900-11-09 08:00
1900-11-09 09:00
1900-11-09 10:00
1900-11-09 11:00
1900-11-09 12:00
1900-11-09 13:00
1900-11-09 14:00
1900-11-09 15:00
1900-11-09 16:00
1900-11-09 17:00
1900-11-09 18:00
1900-11-09 19:00
1900-11-09 20:00
1900-11-09 21:00
1900-11-09 22:00
1900-11-09 23:00
1900-11-10
1900-11-10 01:00
1900-11-10 02:00
1900-11-10 03:00
1900-11-10 04:00
1900-11-10 05:00
1900-11-10 06:00
1900-11-10 07:00
1900-11-10 08:00
1900-11-10 09:00
1900-11-10 10:00
1900-11-10 11:00
1900-11-10 12:00
1900-11-10 13:00
1900-11-10 14:00
1900-11-10 15:00
1900-11-10 16:00
1900-11-10 17:00
1900-11-10 18:00
1900-11-10 19:00
1900-11-10 20:00
1900-11-10 21:00
1900-11-10 22:00
1900-11-10 23:00
1900-11-11
1900-11-11 01:00
1900-11-11 02:00
1900-11-11 03:00
1900-11-11 04:00
1900-11-11 05:00
1900-11-11 06:00
1900-11-11 07:00
1900-11-11 08:00
1900-11-11 09:00
1900-11-11 10:00
1900-11-11 11:00
1900-11-11 12:00
1900-11-11 13:00
1900-11-11 14:00
1900-11-11 15:00
1900-11-11 16:00
1900-11-11 17:00
1900-11-11 18:00
1900-11-11 19:00
1900-11-11 20:00
1900-11-11 21:00
1900-11-11 22:00
1900-11-11 23:00
1900-11-12
1900-11-12 01:00
1900-11-12 02:00
1900-11-12 03:00
1900-11-12 04:00
1900-11-12 05:00
1900-11-12 06:00
1900-11-12 07:00
1900-11-12 08:00
1900-11-12 09:00
1900-11-12 10:00
1900-11-12 11:00
1900-11-12 12:00
1900-11-12 13:00
1900-11-12 14:00
1900-11-12 15:00
1900-11-12 16:00
1900-11-12 17:00
1900-11-12 18:00
1900-11-12 19:00
1900-11-12 20:00
1900-11-12 21:00
1900-11-12 22:00
1900-11-12 23:00
1900-11-13
1900-11-13 01:00
1900-11-13 02:00
1900-11-13 03:00
1900-11-13 04:00
1900-11-13 05:00
1900-11-13 06:00
1900-11-13 07:00
1900-11-13 08:00
1900-11-13 09:00
1900-11-13 10:00
1900-11-13 11:00
1900-11-13 12:00
1900-11-13 13:00
1900-11-13 14:00
1900-11-13 15:00
1900-11-13 16:00
1900-11-13 17:00
1900-11-13 18:00
1900-11-13 19:00
1900-11-13 20:00
1900-11-13 21:00
1900-11-13 22:00
1900-11-13 23:00
1900-11-14
1900-11-14 01:00
1900-11-14 02:00
1900-11-14 03:00
1900-11-14 04:00
1900-11-14 05:00
1900-11-14 06:00
1900-11-14 07:00
1900-11-14 08:00
1900-11-14 09:00
1900-11-14 10:00
1900-11-14 11:00
1900-11-14 12:00
1900-11-14 13:00
1900-11-14 14:00
1900-11-14 15:00
1900-11-14 16:00
1900-11-14 17:00
1900-11-14 18:00
1900-11-14 19:00
1900-11-14 20:00
1900-11-14 21:00
1900-11-14 22:00
1900-11-14 23:00
1900-11-15
1900-11-15 01:00
1900-11-15 02:00
1900-11-15 03:00
1900-11-15 04:00
1900-11-15 05:00
1900-11-15 06:00
1900-11-15 07:00
1900-11-15 08:00
1900-11-15 09:00
1900-11-15 10:00
1900-11-15 11:00
1900-11-15 12:00
1900-11-15 13:00
1900-11-15 14:00
1900-11-15 15:00
1900-11-15 16:00
1900-11-15 17:00
1900-11-15 18:00
1900-11-15 19:00
1900-11-15 20:00
1900-11-15 21:00
1900-11-15 22:00
1900-11-15 23:00
1900-11-16
1900-11-16 01:00
1900-11-16 02:00
1900-11-16 03:00
1900-11-16 04:00
1900-11-16 05:00
1900-11-16 06:00
1900-11-16 07:00
1900-11-16 08:00
1900-11-16 09:00
1900-11-16 10:00
1900-11-16 11:00
1900-11-16 12:00
1900-11-16 13:00
1900-11-16 14:00
1900-11-16 15:00
1900-11-16 16:00
1900-11-16 17:00
1900-11-16 18:00
1900-11-16 19:00
1900-11-16 20:00
1900-11-16 21:00
1900-11-16 22:00
1900-11-16 23:00
1900-11-17
1900-11-17 01:00
1900-11-17 02:00
1900-11-17 03:00
1900-11-17 04:00
1900-11-17 05:00
1900-11-17 06:00
1900-11-17 07:00
1900-11-17 08:00
1900-11-17 09:00
1900-11-17 10:00
1900-11-17 11:00
1900-11-17 12:00
1900-11-17 13:00
1900-11-17 14:00
1900-11-17 15:00
1900-11-17 16:00
1900-11-17 17:00
1900-11-17 18:00
1900-11-17 19:00
1900-11-17 20:00
1900-11-17 21:00
1900-11-17 22:00
1900-11-17 23:00
1900-11-18
1900-11-18 01:00
1900-11-18 02:00
1900-11-18 03:00
1900-11-18 04:00
1900-11-18 05:00
1900-11-18 06:00
1900-11-18 07:00
1900-11-18 08:00
1900-11-18 09:00
1900-11-18 10:00
1900-11-18 11:00
1900-11-18 12:00
1900-11-18 13:00
1900-11-18 14:00
1900-11-18 15:00
1900-11-18 16:00
1900-11-18 17:00
1900-11-18 18:00
1900-11-18 19:00
1900-11-18 20:00
1900-11-18 21:00
1900-11-18 22:00
1900-11-18 23:00
1900-11-19
1900-11-19 01:00
1900-11-19 02:00
1900-11-19 03:00
1900-11-19 04:00
1900-11-19 05:00
1900-11-19 06:00
1900-11-19 07:00
1900-11-19 08:00
1900-11-19 09:00
1900-11-19 10:00
1900-11-19 11:00
1900-11-19 12:00
1900-11-19 13:00
1900-11-19 14:00
1900-11-19 15:00
1900-11-19 16:00
1900-11-19 17:00
1900-11-19 18:00
1900-11-19 19:00
1900-11-19 20:00
1900-11-19 21:00
1900-11-19 22:00
1900-11-19 23:00
1900-11-20
1900-11-20 01:00
1900-11-20 02:00
1900-11-20 03:00
1900-11-20 04:00
1900-11-20 05:00
1900-11-20 06:00
1900-11-20 07:00
1900-11-20 08:00
1900-11-20 09:00
1900-11-20 10:00
1900-11-20 11:00
1900-11-20 12:00
1900-11-20 13:00
1900-11-20 14:00
1900-11-20 15:00
1900-11-20 16:00
1900-11-20 17:00
1900-11-20 18:00
1900-11-20 19:00
1900-11-20 20:00
1900-11-20 21:00
1900-11-20 22:00
1900-11-20 23:00
1900-11-21
1900-11-21 01:00
1900-11-21 02:00
1900-11-21 03:00
1900-11-21 04:00
1900-11-21 05:00
1900-11-21 06:00
1900-11-21 07:00
1900-11-21 08:00
1900-11-21 09:00
1900-11-21 10:00
1900-11-21 11:00
1900-11-21 12:00
1900-11-21 13:00
1900-11-21 14:00
1900-11-21 15:00
1900-11-21 16:00
1900-11-21 17:00
1900-11-21 18:00
1900-11-21 19:00
1900-11-21 20:00
1900-11-21 21:00
1900-11-21 22:00
1900-11-21 23:00
1900-11-22
1900-11-22 01:00
1900-11-22 02:00
1900-11-22 03:00
1900-11-22 04:00
1900-11-22 05:00
1900-11-22 06:00
1900-11-22 07:00
1900-11-22 08:00
1900-11-22 09:00
1900-11-22 10:00
1900-11-22 11:00
1900-11-22 12:00
1900-11-22 13:00
1900-11-22 14:00
1900-11-22 15:00
1900-11-22 16:00
1900-11-22 17:00
1900-11-22 18:00
1900-11-22 19:00
1900-11-22 20:00
1900-11-22 21:00
1900-11-22 22:00
1900-11-22 23:00
1900-11-23
1900-11-23 01:00
1900-11-23 02:00
1900-11-23 03:00
1900-11-23 04:00
1900-11-23 05:00
1900-11-23 06:00
1900-11-23 07:00
1900-11-23 08:00
1900-11-23 09:00
1900-11-23 10:00
1900-11-23 11:00
1900-11-23 12:00
1900-11-23 13:00
1900-11-23 14:00
1900-11-23 15:00
1900-11-23 16:00
1900-11-23 17:00
1900-11-23 18:00
1900-11-23 19:00
1900-11-23 20:00
1900-11-23 21:00
1900-11-23 22:00
1900-11-23 23:00
1900-11-24
1900-11-24 01:00
1900-11-24 02:00
1900-11-24 03:00
1900-11-24 04:00
1900-11-24 05:00
1900-11-24 06:00
1900-11-24 07:00
1900-11-24 08:00
1900-11-24 09:00
1900-11-24 10:00
1900-11-24 11:00
1900-11-24 12:00
1900-11-24 13:00
1900-11-24 14:00
1900-11-24 15:00
1900-11-24 16:00
1900-11-24 17:00
1900-11-24 18:00
1900-11-24 19:00
1900-11-24 20:00
1900-11-24 21:00
1900-11-24 22:00
1900-11-24 23:00
1900-11-25
1900-11-25 01:00
1900-11-25 02:00
1900-11-25 03:00
1900-11-25 04:00
1900-11-25 05:00
1900-11-25 06:00
1900-11-25 07:00
1900-11-25 08:00
1900-11-25 09:00
1900-11-25 10:00
1900-11-25 11:00
1900-11-25 12:00
1900-11-25 13:00
1900-11-25 14:00
1900-11-25 15:00
1900-11-25 16:00
1900-11-25 17:00
1900-11-25 18:00
1900-11-25 19:00
1900-11-25 20:00
1900-11-25 21:00
1900-11-25 22:00
1900-11-25 23:00
1900-11-26
1900-11-26 01:00
1900-11-26 02:00
1900-11-26 03:00
1900-11-26 04:00
1900-11-26 05:00
1900-11-26 06:00
1900-11-26 07:00
1900-11-26 08:00
1900-11-26 09:00
1900-11-26 10:00
1900-11-26 11:00
1900-11-26 12:00
1900-11-26 13:00
1900-11-26 14:00
1900-11-26 15:00
1900-11-26 16:00
1900-11-26 17:00
1900-11-26 18:00
1900-11-26 19:00
1900-11-26 20:00
1900-11-26 21:00
1900-11-26 22:00
1900-11-26 23:00
1900-11-27
1900-11-27 01:00
1900-11-27 02:00
1900-11-27 03:00
1900-11-27 04:00
1900-11-27 05:00
1900-11-27 06:00
1900-11-27 07:00
1900-11-27 08:00
1900-11-27 09:00
1900-11-27 10:00
1900-11-27 11:00
1900-11-27 12:00
1900-11-27 13:00
1900-11-27 14:00
1900-11-27 15:00
1900-11-27 16:00
1900-11-27 17:00
1900-11-27 18:00
1900-11-27 19:00
1900-11-27 20:00
1900-11-27 21:00
1900-11-27 22:00
1900-11-27 23:00
1900-11-28
1900-11-28 01:00
1900-11-28 02:00
1900-11-28 03:00
1900-11-28 04:00
1900-11-28 05:00
1900-11-28 06:00
1900-11-28 07:00
1900-11-28 08:00
1900-11-28 09:00
1900-11-28 10:00
1900-11-28 11:00
1900-11-28 12:00
1900-11-28 13:00
1900-11-28 14:00
1900-11-28 15:00
1900-11-28 16:00
1900-11-28 17:00
1900-11-28 18:00
1900-11-28 19:00
1900-11-28 20:00
1900-11-28 21:00
1900-11-28 22:00
1900-11-28 23:00
1900-11-29
1900-11-29 01:00
1900-11-29 02:00
1900-11-29 03:00
1900-11-29 04:00
1900-11-29 05:00
1900-11-29 06:00
1900-11-29 07:00
1900-11-29 08:00
1900-11-29 09:00
1900-11-29 10:00
1900-11-29 11:00
1900-11-29 12:00
1900-11-29 13:00
1900-11-29 14:00
1900-11-29 15:00
1900-11-29 16:00
1900-11-29 17:00
1900-11-29 18:00
1900-11-29 19:00
1900-11-29 20:00
1900-11-29 21:00
1900-11-29 22:00
1900-11-29 23:00
1900-11-30
1900-11-30 01:00
1900-11-30 02:00
1900-11-30 03:00
1900-11-30 04:00
1900-11-30 05:00
1900-11-30 06:00
1900-11-30 07:00
1900-11-30 08:00
1900-11-30 09:00
1900-11-30 10:00
1900-11-30 11:00
1900-11-30 12:00
1900-11-30 13:00
1900-11-30 14:00
1900-11-30 15:00
1900-11-30 16:00
1900-11-30 17:00
1900-11-30 18:00
1900-11-30 19:00
1900-11-30 20:00
1900-11-30 21:00
1900-11-30 22:00
1900-11-30 23:00
1900-12-01
1900-12-01 01:00
1900-12-01 02:00
1900-12-01 03:00
1900-12-01 04:00
1900-12-01 05:00
1900-12-01 06:00
1900-12-01 07:00
1900-12-01 08:00
1900-12-01 09:00
1900-12-01 10:00
1900-12-01 11:00
1900-12-01 12:00
1900-12-01 13:00
1900-12-01 14:00
1900-12-01 15:00
1900-12-01 16:00
1900-12-01 17:00
1900-12-01 18:00
1900-12-01 19:00
1900-12-01 20:00
1900-12-01 21:00
1900-12-01 22:00
1900-12-01 23:00
1900-12-02
1900-12-02 01:00
1900-12-02 02:00
1900-12-02 03:00
1900-12-02 04:00
1900-12-02 05:00
1900-12-02 06:00
1900-12-02 07:00
1900-12-02 08:00
1900-12-02 09:00
1900-12-02 10:00
1900-12-02 11:00
1900-12-02 12:00
1900-12-02 13:00
1900-12-02 14:00
1900-12-02 15:00
1900-12-02 16:00
1900-12-02 17:00
1900-12-02 18:00
1900-12-02 19:00
1900-12-02 20:00
1900-12-02 21:00
1900-12-02 22:00
1900-12-02 23:00
1900-12-03
1900-12-03 01:00
1900-12-03 02:00
1900-12-03 03:00
1900-12-03 04:00
1900-12-03 05:00
1900-12-03 06:00
1900-12-03 07:00
1900-12-03 08:00
1900-12-03 09:00
1900-12-03 10:00
1900-12-03 11:00
1900-12-03 12:00
1900-12-03 13:00
1900-12-03 14:00
1900-12-03 15:00
1900-12-03 16:00
1900-12-03 17:00
1900-12-03 18:00
1900-12-03 19:00
1900-12-03 20:00
1900-12-03 21:00
1900-12-03 22:00
1900-12-03 23:00
1900-12-04
1900-12-04 01:00
1900-12-04 02:00
1900-12-04 03:00
1900-12-04 04:00
1900-12-04 05:00
1900-12-04 06:00
1900-12-04 07:00
1900-12-04 08:00
1900-12-04 09:00
1900-12-04 10:00
1900-12-04 11:00
1900-12-04 12:00
1900-12-04 13:00
1900-12-04 14:00
1900-12-04 15:00
1900-12-04 16:00
1900-12-04 17:00
1900-12-04 18:00
1900-12-04 19:00
1900-12-04 20:00
1900-12-04 21:00
1900-12-04 22:00
1900-12-04 23:00
1900-12-05
1900-12-05 01:00
1900-12-05 02:00
1900-12-05 03:00
1900-12-05 04:00
1900-12-05 05:00
1900-12-05 06:00
1900-12-05 07:00
1900-12-05 08:00
1900-12-05 09:00
1900-12-05 10:00
1900-12-05 11:00
1900-12-05 12:00
1900-12-05 13:00
1900-12-05 14:00
1900-12-05 15:00
1900-12-05 16:00
1900-12-05 17:00
1900-12-05 18:00
1900-12-05 19:00
1900-12-05 20:00
1900-12-05 21:00
1900-12-05 22:00
1900-12-05 23:00
1900-12-06
1900-12-06 01:00
1900-12-06 02:00
1900-12-06 03:00
1900-12-06 04:00
1900-12-06 05:00
1900-12-06 06:00
1900-12-06 07:00
1900-12-06 08:00
1900-12-06 09:00
1900-12-06 10:00
1900-12-06 11:00
1900-12-06 12:00
1900-12-06 13:00
1900-12-06 14:00
1900-12-06 15:00
1900-12-06 16:00
1900-12-06 17:00
1900-12-06 18:00
1900-12-06 19:00
1900-12-06 20:00
1900-12-06 21:00
1900-12-06 22:00
1900-12-06 23:00
1900-12-07
1900-12-07 01:00
1900-12-07 02:00
1900-12-07 03:00
1900-12-07 04:00
1900-12-07 05:00
1900-12-07 06:00
1900-12-07 07:00
1900-12-07 08:00
1900-12-07 09:00
1900-12-07 10:00
1900-12-07 11:00
1900-12-07 12:00
1900-12-07 13:00
1900-12-07 14:00
1900-12-07 15:00
1900-12-07 16:00
1900-12-07 17:00
1900-12-07 18:00
1900-12-07 19:00
1900-12-07 20:00
1900-12-07 21:00
1900-12-07 22:00
1900-12-07 23:00
1900-12-08
1900-12-08 01:00
1900-12-08 02:00
1900-12-08 03:00
1900-12-08 04:00
1900-12-08 05:00
1900-12-08 06:00
1900-12-08 07:00
1900-12-08 08:00
1900-12-08 09:00
1900-12-08 10:00
1900-12-08 11:00
1900-12-08 12:00
1900-12-08 13:00
1900-12-08 14:00
1900-12-08 15:00
1900-12-08 16:00
1900-12-08 17:00
1900-12-08 18:00
1900-12-08 19:00
1900-12-08 20:00
1900-12-08 21:00
1900-12-08 22:00
1900-12-08 23:00
1900-12-09
1900-12-09 01:00
1900-12-09 02:00
1900-12-09 03:00
1900-12-09 04:00
1900-12-09 05:00
1900-12-09 06:00
1900-12-09 07:00
1900-12-09 08:00
1900-12-09 09:00
1900-12-09 10:00
1900-12-09 11:00
1900-12-09 12:00
1900-12-09 13:00
1900-12-09 14:00
1900-12-09 15:00
1900-12-09 16:00
1900-12-09 17:00
1900-12-09 18:00
1900-12-09 19:00
1900-12-09 20:00
1900-12-09 21:00
1900-12-09 22:00
1900-12-09 23:00
1900-12-10
1900-12-10 01:00
1900-12-10 02:00
1900-12-10 03:00
1900-12-10 04:00
1900-12-10 05:00
1900-12-10 06:00
1900-12-10 07:00
1900-12-10 08:00
1900-12-10 09:00
1900-12-10 10:00
1900-12-10 11:00
1900-12-10 12:00
1900-12-10 13:00
1900-12-10 14:00
1900-12-10 15:00
1900-12-10 16:00
1900-12-10 17:00
1900-12-10 18:00
1900-12-10 19:00
1900-12-10 20:00
1900-12-10 21:00
1900-12-10 22:00
1900-12-10 23:00
1900-12-11
1900-12-11 01:00
1900-12-11 02:00
1900-12-11 03:00
1900-12-11 04:00
1900-12-11 05:00
1900-12-11 06:00
1900-12-11 07:00
1900-12-11 08:00
1900-12-11 09:00
1900-12-11 10:00
1900-12-11 11:00
1900-12-11 12:00
1900-12-11 13:00
1900-12-11 14:00
1900-12-11 15:00
1900-12-11 16:00
1900-12-11 17:00
1900-12-11 18:00
1900-12-11 19:00
1900-12-11 20:00
1900-12-11 21:00
1900-12-11 22:00
1900-12-11 23:00
1900-12-12
1900-12-12 01:00
1900-12-12 02:00
1900-12-12 03:00
1900-12-12 04:00
1900-12-12 05:00
1900-12-12 06:00
1900-12-12 07:00
1900-12-12 08:00
1900-12-12 09:00
1900-12-12 10:00
1900-12-12 11:00
1900-12-12 12:00
1900-12-12 13:00
1900-12-12 14:00
1900-12-12 15:00
1900-12-12 16:00
1900-12-12 17:00
1900-12-12 18:00
1900-12-12 19:00
1900-12-12 20:00
1900-12-12 21:00
1900-12-12 22:00
1900-12-12 23:00
1900-12-13
1900-12-13 01:00
1900-12-13 02:00
1900-12-13 03:00
1900-12-13 04:00
1900-12-13 05:00
1900-12-13 06:00
1900-12-13 07:00
1900-12-13 08:00
1900-12-13 09:00
1900-12-13 10:00
1900-12-13 11:00
1900-12-13 12:00
1900-12-13 13:00
1900-12-13 14:00
1900-12-13 15:00
1900-12-13 16:00
1900-12-13 17:00
1900-12-13 18:00
1900-12-13 19:00
1900-12-13 20:00
1900-12-13 21:00
1900-12-13 22:00
1900-12-13 23:00
1900-12-14
1900-12-14 01:00
1900-12-14 02:00
1900-12-14 03:00
1900-12-14 04:00
1900-12-14 05:00
1900-12-14 06:00
1900-12-14 07:00
1900-12-14 08:00
1900-12-14 09:00
1900-12-14 10:00
1900-12-14 11:00
1900-12-14 12:00
1900-12-14 13:00
1900-12-14 14:00
1900-12-14 15:00
1900-12-14 16:00
1900-12-14 17:00
1900-12-14 18:00
1900-12-14 19:00
1900-12-14 20:00
1900-12-14 21:00
1900-12-14 22:00
1900-12-14 23:00
1900-12-15
1900-12-15 01:00
1900-12-15 02:00
1900-12-15 03:00
1900-12-15 04:00
1900-12-15 05:00
1900-12-15 06:00
1900-12-15 07:00
1900-12-15 08:00
1900-12-15 09:00
1900-12-15 10:00
1900-12-15 11:00
1900-12-15 12:00
1900-12-15 13:00
1900-12-15 14:00
1900-12-15 15:00
1900-12-15 16:00
1900-12-15 17:00
1900-12-15 18:00
1900-12-15 19:00
1900-12-15 20:00
1900-12-15 21:00
1900-12-15 22:00
1900-12-15 23:00
1900-12-16
1900-12-16 01:00
1900-12-16 02:00
1900-12-16 03:00
1900-12-16 04:00
1900-12-16 05:00
1900-12-16 06:00
1900-12-16 07:00
1900-12-16 08:00
1900-12-16 09:00
1900-12-16 10:00
1900-12-16 11:00
1900-12-16 12:00
1900-12-16 13:00
1900-12-16 14:00
1900-12-16 15:00
1900-12-16 16:00
1900-12-16 17:00
1900-12-16 18:00
1900-12-16 19:00
1900-12-16 20:00
1900-12-16 21:00
1900-12-16 22:00
1900-12-16 23:00
1900-12-17
1900-12-17 01:00
1900-12-17 02:00
1900-12-17 03:00
1900-12-17 04:00
1900-12-17 05:00
1900-12-17 06:00
1900-12-17 07:00
1900-12-17 08:00
1900-12-17 09:00
1900-12-17 10:00
1900-12-17 11:00
1900-12-17 12:00
1900-12-17 13:00
1900-12-17 14:00
1900-12-17 15:00
1900-12-17 16:00
1900-12-17 17:00
1900-12-17 18:00
1900-12-17 19:00
1900-12-17 20:00
1900-12-17 21:00
1900-12-17 22:00
1900-12-17 23:00
1900-12-18
1900-12-18 01:00
1900-12-18 02:00
1900-12-18 03:00
1900-12-18 04:00
1900-12-18 05:00
1900-12-18 06:00
1900-12-18 07:00
1900-12-18 08:00
1900-12-18 09:00
1900-12-18 10:00
1900-12-18 11:00
1900-12-18 12:00
1900-12-18 13:00
1900-12-18 14:00
1900-12-18 15:00
1900-12-18 16:00
1900-12-18 17:00
1900-12-18 18:00
1900-12-18 19:00
1900-12-18 20:00
1900-12-18 21:00
1900-12-18 22:00
1900-12-18 23:00
1900-12-19
1900-12-19 01:00
1900-12-19 02:00
1900-12-19 03:00
1900-12-19 04:00
1900-12-19 05:00
1900-12-19 06:00
1900-12-19 07:00
1900-12-19 08:00
1900-12-19 09:00
1900-12-19 10:00
1900-12-19 11:00
1900-12-19 12:00
1900-12-19 13:00
1900-12-19 14:00
1900-12-19 15:00
1900-12-19 16:00
1900-12-19 17:00
1900-12-19 18:00
1900-12-19 19:00
1900-12-19 20:00
1900-12-19 21:00
1900-12-19 22:00
1900-12-19 23:00
1900-12-20
1900-12-20 01:00
1900-12-20 02:00
1900-12-20 03:00
1900-12-20 04:00
1900-12-20 05:00
1900-12-20 06:00
1900-12-20 07:00
1900-12-20 08:00
1900-12-20 09:00
1900-12-20 10:00
1900-12-20 11:00
1900-12-20 12:00
1900-12-20 13:00
1900-12-20 14:00
1900-12-20 15:00
1900-12-20 16:00
1900-12-20 17:00
1900-12-20 18:00
1900-12-20 19:00
1900-12-20 20:00
1900-12-20 21:00
1900-12-20 22:00
1900-12-20 23:00
1900-12-21
1900-12-21 01:00
1900-12-21 02:00
1900-12-21 03:00
1900-12-21 04:00
1900-12-21 05:00
1900-12-21 06:00
1900-12-21 07:00
1900-12-21 08:00
1900-12-21 09:00
1900-12-21 10:00
1900-12-21 11:00
1900-12-21 12:00
1900-12-21 13:00
1900-12-21 14:00
1900-12-21 15:00
1900-12-21 16:00
1900-12-21 17:00
1900-12-21 18:00
1900-12-21 19:00
1900-12-21 20:00
1900-12-21 21:00
1900-12-21 22:00
1900-12-21 23:00
1900-12-22
1900-12-22 01:00
1900-12-22 02:00
1900-12-22 03:00
1900-12-22 04:00
1900-12-22 05:00
1900-12-22 06:00
1900-12-22 07:00
1900-12-22 08:00
1900-12-22 09:00
1900-12-22 10:00
1900-12-22 11:00
1900-12-22 12:00
1900-12-22 13:00
1900-12-22 14:00
1900-12-22 15:00
1900-12-22 16:00
1900-12-22 17:00
1900-12-22 18:00
1900-12-22 19:00
1900-12-22 20:00
1900-12-22 21:00
1900-12-22 22:00
1900-12-22 23:00
1900-12-23
1900-12-23 01:00
1900-12-23 02:00
1900-12-23 03:00
1900-12-23 04:00
1900-12-23 05:00
1900-12-23 06:00
1900-12-23 07:00
1900-12-23 08:00
1900-12-23 09:00
1900-12-23 10:00
1900-12-23 11:00
1900-12-23 12:00
1900-12-23 13:00
1900-12-23 14:00
1900-12-23 15:00
1900-12-23 16:00
1900-12-23 17:00
1900-12-23 18:00
1900-12-23 19:00
1900-12-23 20:00
1900-12-23 21:00
1900-12-23 22:00
1900-12-23 23:00
1900-12-24
1900-12-24 01:00
1900-12-24 02:00
1900-12-24 03:00
1900-12-24 04:00
1900-12-24 05:00
1900-12-24 06:00
1900-12-24 07:00
1900-12-24 08:00
1900-12-24 09:00
1900-12-24 10:00
1900-12-24 11:00
1900-12-24 12:00
1900-12-24 13:00
1900-12-24 14:00
1900-12-24 15:00
1900-12-24 16:00
1900-12-24 17:00
1900-12-24 18:00
1900-12-24 19:00
1900-12-24 20:00
1900-12-24 21:00
1900-12-24 22:00
1900-12-24 23:00
1900-12-25
1900-12-25 01:00
1900-12-25 02:00
1900-12-25 03:00
1900-12-25 04:00
1900-12-25 05:00
1900-12-25 06:00
1900-12-25 07:00
1900-12-25 08:00
1900-12-25 09:00
1900-12-25 10:00
1900-12-25 11:00
1900-12-25 12:00
1900-12-25 13:00
1900-12-25 14:00
1900-12-25 15:00
1900-12-25 16:00
1900-12-25 17:00
1900-12-25 18:00
1900-12-25 19:00
1900-12-25 20:00
1900-12-25 21:00
1900-12-25 22:00
1900-12-25 23:00
1900-12-26
1900-12-26 01:00
1900-12-26 02:00
1900-12-26 03:00
1900-12-26 04:00
1900-12-26 05:00
1900-12-26 06:00
1900-12-26 07:00
1900-12-26 08:00
1900-12-26 09:00
1900-12-26 10:00
1900-12-26 11:00
1900-12-26 12:00
1900-12-26 13:00
1900-12-26 14:00
1900-12-26 15:00
1900-12-26 16:00
1900-12-26 17:00
1900-12-26 18:00
1900-12-26 19:00
1900-12-26 20:00
1900-12-26 21:00
1900-12-26 22:00
1900-12-26 23:00
1900-12-27
1900-12-27 01:00
1900-12-27 02:00
1900-12-27 03:00
1900-12-27 04:00
1900-12-27 05:00
1900-12-27 06:00
1900-12-27 07:00
1900-12-27 08:00
1900-12-27 09:00
1900-12-27 10:00
1900-12-27 11:00
1900-12-27 12:00
1900-12-27 13:00
1900-12-27 14:00
1900-12-27 15:00
1900-12-27 16:00
1900-12-27 17:00
1900-12-27 18:00
1900-12-27 19:00
1900-12-27 20:00
1900-12-27 21:00
1900-12-27 22:00
1900-12-27 23:00
1900-12-28
1900-12-28 01:00
1900-12-28 02:00
1900-12-28 03:00
1900-12-28 04:00
1900-12-28 05:00
1900-12-28 06:00
1900-12-28 07:00
1900-12-28 08:00
1900-12-28 09:00
1900-12-28 10:00
1900-12-28 11:00
1900-12-28 12:00
1900-12-28 13:00
1900-12-28 14:00
1900-12-28 15:00
1900-12-28 16:00
1900-12-28 17:00
1900-12-28 18:00
1900-12-28 19:00
1900-12-28 20:00
1900-12-28 21:00
1900-12-28 22:00
1900-12-28 23:00
1900-12-29
1900-12-29 01:00
1900-12-29 02:00
1900-12-29 03:00
1900-12-29 04:00
1900-12-29 05:00
1900-12-29 06:00
1900-12-29 07:00
1900-12-29 08:00
1900-12-29 09:00
1900-12-29 10:00
1900-12-29 11:00
1900-12-29 12:00
1900-12-29 13:00
1900-12-29 14:00
1900-12-29 15:00
1900-12-29 16:00
1900-12-29 17:00
1900-12-29 18:00
1900-12-29 19:00
1900-12-29 20:00
1900-12-29 21:00
1900-12-29 22:00
1900-12-29 23:00
1900-12-30
1900-12-30 01:00
1900-12-30 02:00
1900-12-30 03:00
1900-12-30 04:00
1900-12-30 05:00
1900-12-30 06:00
1900-12-30 07:00
1900-12-30 08:00
1900-12-30 09:00
1900-12-30 10:00
1900-12-30 11:00
1900-12-30 12:00
1900-12-30 13:00
1900-12-30 14:00
1900-12-30 15:00
1900-12-30 16:00
1900-12-30 17:00
1900-12-30 18:00
1900-12-30 19:00
1900-12-30 20:00
1900-12-30 21:00
1900-12-30 22:00
1900-12-30 23:00
1900-12-31
1900-12-31 01:00
1900-12-31 02:00
1900-12-31 03:00
1900-12-31 04:00
1900-12-31 05:00
1900-12-31 06:00
1900-12-31 07:00
1900-12-31 08:00
1900-12-31 09:00
1900-12-31 10:00
1900-12-31 11:00
1900-12-31 12:00
1900-12-31 13:00
1900-12-31 14:00
1900-12-31 15:00
1900-12-31 16:00
1900-12-31 17:00
1900-12-31 18:00
1900-12-31 19:00
1900-12-31 20:00
1900-12-31 21:00
1900-12-31 22:00
1900-12-31 23:00
1901-01-01
1901-01-01 01:00
1901-01-01 02:00
1901-01-01 03:00
1901-01-01 04:00
1901-01-01 05:00
1901-01-01 06:00
1901-01-01 07:00
1901-01-01 08:00
1901-01-01 09:00
1901-01-01 10:00
1901-01-01 11:00
1901-01-01 12:00
1901-01-01 13:00
1901-01-01 14:00
1901-01-01 15:00
1901-01-01 16:00
1901-01-01 17:00
1901-01-01 18:00
1901-01-01 19:00
1901-01-01 20:00
1901-01-01 21:00
1901-01-01 22:00
1901-01-01 23:00
1901-01-02
1901-01-02 01:00
1901-01-02 02:00
1901-01-02 03:00
1901-01-02 04:00
1901-01-02 05:00
1901-01-02 06:00
1901-01-02 07:00
1901-01-02 08:00
1901-01-02 09:00
1901-01-02 10:00
1901-01-02 11:00
1901-01-02 12:00
1901-01-02 13:00
1901-01-02 14:00
1901-01-02 15:00
1901-01-02 16:00
1901-01-02 17:00
1901-01-02 18:00
1901-01-02 19:00
1901-01-02 20:00
1901-01-02 21:00
1901-01-02 22:00
1901-01-02 23:00
1901-01-03
1901-01-03 01:00
1901-01-03 02:00
1901-01-03 03:00
1901-01-03 04:00
1901-01-03 05:00
1901-01-03 06:00
1901-01-03 07:00
1901-01-03 08:00
1901-01-03 09:00
1901-01-03 10:00
1901-01-03 11:00
1901-01-03 12:00
1901-01-03 13:00
1901-01-03 14:00
1901-01-03 15:00
1901-01-03 16:00
1901-01-03 17:00
1901-01-03 18:00
1901-01-03 19:00
1901-01-03 20:00
1901-01-03 21:00
1901-01-03 22:00
1901-01-03 23:00
1901-01-04
1901-01-04 01:00
1901-01-04 02:00
1901-01-04 03:00
1901-01-04 04:00
1901-01-04 05:00
1901-01-04 06:00
1901-01-04 07:00
1901-01-04 08:00
1901-01-04 09:00
1901-01-04 10:00
1901-01-04 11:00
1901-01-04 12:00
1901-01-04 13:00
1901-01-04 14:00
1901-01-04 15:00
1901-01-04 16:00
1901-01-04 17:00
1901-01-04 18:00
1901-01-04 19:00
1901-01-04 20:00
1901-01-04 21:00
1901-01-04 22:00
1901-01-04 23:00
1901-01-05
1901-01-05 01:00
1901-01-05 02:00
1901-01-05 03:00
1901-01-05 04:00
1901-01-05 05:00
1901-01-05 06:00
1901-01-05 07:00
1901-01-05 08:00
1901-01-05 09:00
1901-01-05 10:00
1901-01-05 11:00
1901-01-05 12:00
1901-01-05 13:00
1901-01-05 14:00
1901-01-05 15:00
1901-01-05 16:00
1901-01-05 17:00
1901-01-05 18:00
1901-01-05 19:00
1901-01-05 20:00
1901-01-05 21:00
1901-01-05 22:00
1901-01-05 23:00
1901-01-06
1901-01-06 01:00
1901-01-06 02:00
1901-01-06 03:00
1901-01-06 04:00
1901-01-06 05:00
1901-01-06 06:00
1901-01-06 07:00
1901-01-06 08:00
1901-01-06 09:00
1901-01-06 10:00
1901-01-06 11:00
1901-01-06 12:00
1901-01-06 13:00
1901-01-06 14:00
1901-01-06 15:00
1901-01-06 16:00
1901-01-06 17:00
1901-01-06 18:00
1901-01-06 19:00
1901-01-06 20:00
1901-01-06 21:00
1901-01-06 22:00
1901-01-06 23:00
1901-01-07
1901-01-07 01:00
1901-01-07 02:00
1901-01-07 03:00
1901-01-07 04:00
1901-01-07 05:00
1901-01-07 06:00
1901-01-07 07:00
1901-01-07 08:00
1901-01-07 09:00
1901-01-07 10:00
1901-01-07 11:00
1901-01-07 12:00
1901-01-07 13:00
1901-01-07 14:00
1901-01-07 15:00
1901-01-07 16:00
1901-01-07 17:00
1901-01-07 18:00
1901-01-07 19:00
1901-01-07 20:00
1901-01-07 21:00
1901-01-07 22:00
1901-01-07 23:00
1901-01-08
1901-01-08 01:00
1901-01-08 02:00
1901-01-08 03:00
1901-01-08 04:00
1901-01-08 05:00
1901-01-08 06:00
1901-01-08 07:00
1901-01-08 08:00
1901-01-08 09:00
1901-01-08 10:00
1901-01-08 11:00
1901-01-08 12:00
1901-01-08 13:00
1901-01-08 14:00
1901-01-08 15:00
1901-01-08 16:00
1901-01-08 17:00
1901-01-08 18:00
1901-01-08 19:00
1901-01-08 20:00
1901-01-08 21:00
1901-01-08 22:00
1901-01-08 23:00
1901-01-09
1901-01-09 01:00
1901-01-09 02:00
1901-01-09 03:00
1901-01-09 04:00
1901-01-09 05:00
1901-01-09 06:00
1901-01-09 07:00
1901-01-09 08:00
1901-01-09 09:00
1901-01-09 10:00
1901-01-09 11:00
1901-01-09 12:00
1901-01-09 13:00
1901-01-09 14:00
1901-01-09 15:00
1901-01-09 16:00
1901-01-09 17:00
1901-01-09 18:00
1901-01-09 19:00
1901-01-09 20:00
1901-01-09 21:00
1901-01-09 22:00
1901-01-09 23:00
1901-01-10
1901-01-10 01:00
1901-01-10 02:00
1901-01-10 03:00
1901-01-10 04:00
1901-01-10 05:00
1901-01-10 06:00
1901-01-10 07:00
1901-01-10 08:00
1901-01-10 09:00
1901-01-10 10:00
1901-01-10 11:00
1901-01-10 12:00
1901-01-10 13:00
1901-01-10 14:00
1901-01-10 15:00
1901-01-10 16:00
1901-01-10 17:00
1901-01-10 18:00
1901-01-10 19:00
1901-01-10 20:00
1901-01-10 21:00
1901-01-10 22:00
1901-01-10 23:00
1901-01-11
1901-01-11 01:00
1901-01-11 02:00
1901-01-11 03:00
1901-01-11 04:00
1901-01-11 05:00
1901-01-11 06:00
1901-01-11 07:00
1901-01-11 08:00
1901-01-11 09:00
1901-01-11 10:00
1901-01-11 11:00
1901-01-11 12:00
1901-01-11 13:00
1901-01-11 14:00
1901-01-11 15:00
1901-01-11 16:00
1901-01-11 17:00
1901-01-11 18:00
1901-01-11 19:00
1901-01-11 20:00
1901-01-11 21:00
1901-01-11 22:00
1901-01-11 23:00
1901-01-12
1901-01-12 01:00
1901-01-12 02:00
1901-01-12 03:00
1901-01-12 04:00
1901-01-12 05:00
1901-01-12 06:00
1901-01-12 07:00
1901-01-12 08:00
1901-01-12 09:00
1901-01-12 10:00
1901-01-12 11:00
1901-01-12 12:00
1901-01-12 13:00
1901-01-12 14:00
1901-01-12 15:00
1901-01-12 16:00
1901-01-12 17:00
1901-01-12 18:00
1901-01-12 19:00
1901-01-12 20:00
1901-01-12 21:00
1901-01-12 22:00
1901-01-12 23:00
1901-01-13
1901-01-13 01:00
1901-01-13 02:00
1901-01-13 03:00
1901-01-13 04:00
1901-01-13 05:00
1901-01-13 06:00
1901-01-13 07:00
1901-01-13 08:00
1901-01-13 09:00
1901-01-13 10:00
1901-01-13 11:00
1901-01-13 12:00
1901-01-13 13:00
1901-01-13 14:00
1901-01-13 15:00
1901-01-13 16:00
1901-01-13 17:00
1901-01-13 18:00
1901-01-13 19:00
1901-01-13 20:00
1901-01-13 21:00
1901-01-13 22:00
1901-01-13 23:00
1901-01-14
1901-01-14 01:00
1901-01-14 02:00
1901-01-14 03:00
1901-01-14 04:00
1901-01-14 05:00
1901-01-14 06:00
1901-01-14 07:00
1901-01-14 08:00
1901-01-14 09:00
1901-01-14 10:00
1901-01-14 11:00
1901-01-14 12:00
1901-01-14 13:00
1901-01-14 14:00
1901-01-14 15:00
1901-01-14 16:00
1901-01-14 17:00
1901-01-14 18:00
1901-01-14 19:00
1901-01-14 20:00
1901-01-14 21:00
1901-01-14 22:00
1901-01-14 23:00
1901-01-15
1901-01-15 01:00
1901-01-15 02:00
1901-01-15 03:00
1901-01-15 04:00
1901-01-15 05:00
1901-01-15 06:00
1901-01-15 07:00
1901-01-15 08:00
1901-01-15 09:00
1901-01-15 10:00
1901-01-15 11:00
1901-01-15 12:00
1901-01-15 13:00
1901-01-15 14:00
1901-01-15 15:00
1901-01-15 16:00
1901-01-15 17:00
1901-01-15 18:00
1901-01-15 19:00
1901-01-15 20:00
1901-01-15 21:00
1901-01-15 22:00
1901-01-15 23:00
1901-01-16
1901-01-16 01:00
1901-01-16 02:00
1901-01-16 03:00
1901-01-16 04:00
1901-01-16 05:00
1901-01-16 06:00
1901-01-16 07:00
1901-01-16 08:00
1901-01-16 09:00
1901-01-16 10:00
1901-01-16 11:00
1901-01-16 12:00
1901-01-16 13:00
1901-01-16 14:00
1901-01-16 15:00
1901-01-16 16:00
1901-01-16 17:00
1901-01-16 18:00
1901-01-16 19:00
1901-01-16 20:00
1901-01-16 21:00
1901-01-16 22:00
1901-01-16 23:00
1901-01-17
1901-01-17 01:00
1901-01-17 02:00
1901-01-17 03:00
1901-01-17 04:00
1901-01-17 05:00
1901-01-17 06:00
1901-01-17 07:00
1901-01-17 08:00
1901-01-17 09:00
1901-01-17 10:00
1901-01-17 11:00
1901-01-17 12:00
1901-01-17 13:00
1901-01-17 14:00
1901-01-17 15:00
1901-01-17 16:00
1901-01-17 17:00
1901-01-17 18:00
1901-01-17 19:00
1901-01-17 20:00
1901-01-17 21:00
1901-01-17 22:00
1901-01-17 23:00
1901-01-18
1901-01-18 01:00
1901-01-18 02:00
1901-01-18 03:00
1901-01-18 04:00
1901-01-18 05:00
1901-01-18 06:00
1901-01-18 07:00
1901-01-18 08:00
1901-01-18 09:00
1901-01-18 10:00
1901-01-18 11:00
1901-01-18 12:00
1901-01-18 13:00
1901-01-18 14:00
1901-01-18 15:00
1901-01-18 16:00
1901-01-18 17:00
1901-01-18 18:00
1901-01-18 19:00
1901-01-18 20:00
1901-01-18 21:00
1901-01-18 22:00
Formulas:
Start Date = IFERROR([Start Date, row above]+1/24,"")

## STEP 3g Local Bias Adjustment 7 (hidden)
[17 empty] | Bias 3 Period | Triplicate Average | Reference Conc+ | Tube 1 µgm-3 | Tube 2 µgm-3 | Tube 3 µgm-3 | Average | Montlhly df | Coefficient of Variation (CV) | STDEV ^2 * df | Period Mean | Ref/Tub_1 | Ref/Tub_2 | Ref/Tub_3 | Average Ref/Tub |  | STDEV ^2 | STDEV ^2 * df | Data Capture | Tub/Ref_1 | Tub/Ref_2 | Tub/Ref_3 | Average Ref/Tub |  | STDEV ^2 * df | Cm | Dm
[17 empty] | 1 | Poor Data | Poor Data | * | * | * | * | * | * | * | * | * | * | * | * | * | * | * | * | * | * | * | * | * | * | * | *
| Local Bias Adjustment 7 | [15 empty] | 2 | Poor Data | Poor Data | * | * | * | * | * | * | * | * | * | * | * | * | * | * | * | * | * | * | * | * | * | * | * | *
[9 empty] | 1 | [7 empty] | 3 | Poor Data | Poor Data | * | * | * | * | * | * | * | * | * | * | * | * | * | * | * | * | * | * | * | * | * | * | * | *
| Enter data into the pink cells | [7 empty] | 2 | [7 empty] | 4 | Poor Data | Poor Data | * | * | * | * | * | * | * | * | * | * | * | * | * | * | * | * | * | * | * | * | * | * | * | *
[9 empty] | 3 | [7 empty] | 5 | Poor Data | Poor Data | * | * | * | * | * | * | * | * | * | * | * | * | * | * | * | * | * | * | * | * | * | * | * | *
[9 empty] | 4 | [7 empty] | 6 | Poor Data | Poor Data | * | * | * | * | * | * | * | * | * | * | * | * | * | * | * | * | * | * | * | * | * | * | * | *
i) Enter co-located diffusion tube period means | [16 empty] | 7 | Poor Data | Poor Data | * | * | * | * | * | * | * | * | * | * | * | * | * | * | * | * | * | * | * | * | * | * | * | *
[17 empty] | 8 | Poor Data | Poor Data | * | * | * | * | * | * | * | * | * | * | * | * | * | * | * | * | * | * | * | * | * | * | * | *
Period | NO2 Period Mean (µg/m3) |  |  | Triplicate Mean | Standard Deviation | Coefficient of Variation (CV) | 95% CI of Mean | Data Quality Check | [8 empty] | 9 | Poor Data | Poor Data | * | * | * | * | * | * | * | * | * | * | * | * | * | * | * | * | * | * | * | * | * | * | * | *
| Tube 1 | Tube 2 | Tube 3 | [13 empty] | 10 | Poor Data | Poor Data | * | * | * | * | * | * | * | * | * | * | * | * | * | * | * | * | * | * | * | * | * | * | * | *
1 | [16 empty] | 11 | Poor Data | Poor Data | * | * | * | * | * | * | * | * | * | * | * | * | * | * | * | * | * | * | * | * | * | * | * | *
2 | [16 empty] | 12 | Poor Data | Poor Data | * | * | * | * | * | * | * | * | * | * | * | * | * | * | * | * | * | * | * | * | * | * | * | *
3 | [17 empty] | #DIV/0! | #DIV/0! |  |  | Average | #DIV/0! |  | #DIV/0! |  | #DIV/0! |  | Average= | #DIV/0! | #DIV/0! | sm | se | se | #DIV/0! |  | Average= | #DIV/0! | #DIV/0! | sm | se | #DIV/0! | #DIV/0!
4 | [20 empty] | Stdev monthly means | Stdev monthly means | #DIV/0! | se |  | #DIV/0! |  |  | Stdev= | #DIV/0! | #DIV/0! | #DIV/0! | #DIV/0! | #DIV/0! |  |  | Stdev= | #DIV/0! | #DIV/0! | #DIV/0! | #DIV/0! | #DIV/0! | #DIV/0!
5 | [19 empty] | #DIV/0! |  | N= | 0 | [5 empty] | N= | 0 | 0 | #DIV/0! |  |  |  |  | N= | 0 | 0 | #DIV/0! |  | #DIV/0! | #DIV/0!
6 | [21 empty] | 95% CI | #NUM! | [5 empty] | 95% CI | #NUM! | #NUM! | [5 empty] | 95% CI | #NUM! | #NUM! | #DIV/0! |  | #DIV/0! | #DIV/0!
7 | [28 empty] | #NUM! | #NUM! | [9 empty] | #DIV/0!
8
9
10
11
12
[9 empty] | 0 | Good
ii) Enter co-located continuous monitor hourly monitoring data | [8 empty] | #DIV/0! | #DIV/0!
Start Date |  |  |  |  | Period | Period Mean | Data Capture (%) | Data Quality Check |  | Tube On | Tube Off | Day Count | Maximum Count | % TDC | CS1 Conc | CS1 % DC
Start Time |  |  |  |  | 1 |  | 0% |  | 1 | 2024-01-04 | 2024-02-02 | 29 | 696 | 0.089783 |  | 0%
[5 empty] | 2 |  | 0% |  | 2 | 2024-02-02 | 2024-03-04 | 31 | 744 | 0.095975 |  | 0%
Date & Time | NO2 Hourly Concentrations (µg/m3) |  |  |  | 3 |  | 0% |  | 3 | 2024-03-04 | 2024-04-06 | 33 | 792 | 0.10217 |  | 0%
[5 empty] | 4 |  | 0% |  | 4 | 2024-04-06 | 2024-05-04 | 28 | 672 | 0.086687 |  | 0%
0 |  |  |  |  | 5 |  | 0% |  | 5 | 2024-05-04 | 2024-06-01 | 28 | 672 | 0.086687 |  | 0%
0.041667 |  |  |  |  | 6 |  | 0% |  | 6 | 2024-06-01 | 2024-07-05 | 34 | 816 | 0.10526 |  | 0%
0.083333 |  |  |  |  | 7 |  |  |  | 7 | 0 | 0 | 0 | 0 | 0 |  | #DIV/0!
0.125 |  |  |  |  | 8 |  |  |  | 8 | 0 | 0 | 0 | 0 | 0 |  | #DIV/0!
0.16667 |  |  |  |  | 9 |  | 0% |  | 9 | 2024-08-23 | 2024-09-28 | 36 | 864 | 0.11146 |  | 0%
0.20833 |  |  |  |  | 10 |  | 0% |  | 10 | 2024-09-28 | 2024-11-08 | 41 | 984 | 0.12693 |  | 0%
0.25 |  |  |  |  | 11 |  | 0% |  | 11 | 2024-11-08 | 2024-12-10 | 32 | 768 | 0.099071 |  | 0%
0.29167 |  |  |  |  | 12 |  | 0% |  | 12 | 2024-12-10 | 2025-01-10 | 31 | 744 | 0.095975 |  | 0%
0.33333 | [8 empty] | Data Capture | 0%
0.375
0.41667
0.45833
0.5
0.54167
0.58333
0.625
0.66667
0.70833
0.75
0.79167
0.83333
0.875
0.91667
0.95833
1
1899-12-31 01:00
1899-12-31 02:00
1899-12-31 03:00
1899-12-31 04:00
1899-12-31 05:00
1899-12-31 06:00
1899-12-31 07:00
1899-12-31 08:00
1899-12-31 09:00
1899-12-31 10:00
1899-12-31 11:00
1899-12-31 12:00
1899-12-31 13:00
1899-12-31 14:00
1899-12-31 15:00
1899-12-31 16:00
1899-12-31 17:00
1899-12-31 18:00
1899-12-31 19:00
1899-12-31 20:00
1899-12-31 21:00
1899-12-31 22:00
1899-12-31 23:00
1900-01-01
1900-01-01 01:00
1900-01-01 02:00
1900-01-01 03:00
1900-01-01 04:00
1900-01-01 05:00
1900-01-01 06:00
1900-01-01 07:00
1900-01-01 08:00
1900-01-01 09:00
1900-01-01 10:00
1900-01-01 11:00
1900-01-01 12:00
1900-01-01 13:00
1900-01-01 14:00
1900-01-01 15:00
1900-01-01 16:00
1900-01-01 17:00
1900-01-01 18:00
1900-01-01 19:00
1900-01-01 20:00
1900-01-01 21:00
1900-01-01 22:00
1900-01-01 23:00
1900-01-02
1900-01-02 01:00
1900-01-02 02:00
1900-01-02 03:00
1900-01-02 04:00
1900-01-02 05:00
1900-01-02 06:00
1900-01-02 07:00
1900-01-02 08:00
1900-01-02 09:00
1900-01-02 10:00
1900-01-02 11:00
1900-01-02 12:00
1900-01-02 13:00
1900-01-02 14:00
1900-01-02 15:00
1900-01-02 16:00
1900-01-02 17:00
1900-01-02 18:00
1900-01-02 19:00
1900-01-02 20:00
1900-01-02 21:00
1900-01-02 22:00
1900-01-02 23:00
1900-01-03
1900-01-03 01:00
1900-01-03 02:00
1900-01-03 03:00
1900-01-03 04:00
1900-01-03 05:00
1900-01-03 06:00
1900-01-03 07:00
1900-01-03 08:00
1900-01-03 09:00
1900-01-03 10:00
1900-01-03 11:00
1900-01-03 12:00
1900-01-03 13:00
1900-01-03 14:00
1900-01-03 15:00
1900-01-03 16:00
1900-01-03 17:00
1900-01-03 18:00
1900-01-03 19:00
1900-01-03 20:00
1900-01-03 21:00
1900-01-03 22:00
1900-01-03 23:00
1900-01-04
1900-01-04 01:00
1900-01-04 02:00
1900-01-04 03:00
1900-01-04 04:00
1900-01-04 05:00
1900-01-04 06:00
1900-01-04 07:00
1900-01-04 08:00
1900-01-04 09:00
1900-01-04 10:00
1900-01-04 11:00
1900-01-04 12:00
1900-01-04 13:00
1900-01-04 14:00
1900-01-04 15:00
1900-01-04 16:00
1900-01-04 17:00
1900-01-04 18:00
1900-01-04 19:00
1900-01-04 20:00
1900-01-04 21:00
1900-01-04 22:00
1900-01-04 23:00
1900-01-05
1900-01-05 01:00
1900-01-05 02:00
1900-01-05 03:00
1900-01-05 04:00
1900-01-05 05:00
1900-01-05 06:00
1900-01-05 07:00
1900-01-05 08:00
1900-01-05 09:00
1900-01-05 10:00
1900-01-05 11:00
1900-01-05 12:00
1900-01-05 13:00
1900-01-05 14:00
1900-01-05 15:00
1900-01-05 16:00
1900-01-05 17:00
1900-01-05 18:00
1900-01-05 19:00
1900-01-05 20:00
1900-01-05 21:00
1900-01-05 22:00
1900-01-05 23:00
1900-01-06
1900-01-06 01:00
1900-01-06 02:00
1900-01-06 03:00
1900-01-06 04:00
1900-01-06 05:00
1900-01-06 06:00
1900-01-06 07:00
1900-01-06 08:00
1900-01-06 09:00
1900-01-06 10:00
1900-01-06 11:00
1900-01-06 12:00
1900-01-06 13:00
1900-01-06 14:00
1900-01-06 15:00
1900-01-06 16:00
1900-01-06 17:00
1900-01-06 18:00
1900-01-06 19:00
1900-01-06 20:00
1900-01-06 21:00
1900-01-06 22:00
1900-01-06 23:00
1900-01-07
1900-01-07 01:00
1900-01-07 02:00
1900-01-07 03:00
1900-01-07 04:00
1900-01-07 05:00
1900-01-07 06:00
1900-01-07 07:00
1900-01-07 08:00
1900-01-07 09:00
1900-01-07 10:00
1900-01-07 11:00
1900-01-07 12:00
1900-01-07 13:00
1900-01-07 14:00
1900-01-07 15:00
1900-01-07 16:00
1900-01-07 17:00
1900-01-07 18:00
1900-01-07 19:00
1900-01-07 20:00
1900-01-07 21:00
1900-01-07 22:00
1900-01-07 23:00
1900-01-08
1900-01-08 01:00
1900-01-08 02:00
1900-01-08 03:00
1900-01-08 04:00
1900-01-08 05:00
1900-01-08 06:00
1900-01-08 07:00
1900-01-08 08:00
1900-01-08 09:00
1900-01-08 10:00
1900-01-08 11:00
1900-01-08 12:00
1900-01-08 13:00
1900-01-08 14:00
1900-01-08 15:00
1900-01-08 16:00
1900-01-08 17:00
1900-01-08 18:00
1900-01-08 19:00
1900-01-08 20:00
1900-01-08 21:00
1900-01-08 22:00
1900-01-08 23:00
1900-01-09
1900-01-09 01:00
1900-01-09 02:00
1900-01-09 03:00
1900-01-09 04:00
1900-01-09 05:00
1900-01-09 06:00
1900-01-09 07:00
1900-01-09 08:00
1900-01-09 09:00
1900-01-09 10:00
1900-01-09 11:00
1900-01-09 12:00
1900-01-09 13:00
1900-01-09 14:00
1900-01-09 15:00
1900-01-09 16:00
1900-01-09 17:00
1900-01-09 18:00
1900-01-09 19:00
1900-01-09 20:00
1900-01-09 21:00
1900-01-09 22:00
1900-01-09 23:00
1900-01-10
1900-01-10 01:00
1900-01-10 02:00
1900-01-10 03:00
1900-01-10 04:00
1900-01-10 05:00
1900-01-10 06:00
1900-01-10 07:00
1900-01-10 08:00
1900-01-10 09:00
1900-01-10 10:00
1900-01-10 11:00
1900-01-10 12:00
1900-01-10 13:00
1900-01-10 14:00
1900-01-10 15:00
1900-01-10 16:00
1900-01-10 17:00
1900-01-10 18:00
1900-01-10 19:00
1900-01-10 20:00
1900-01-10 21:00
1900-01-10 22:00
1900-01-10 23:00
1900-01-11
1900-01-11 01:00
1900-01-11 02:00
1900-01-11 03:00
1900-01-11 04:00
1900-01-11 05:00
1900-01-11 06:00
1900-01-11 07:00
1900-01-11 08:00
1900-01-11 09:00
1900-01-11 10:00
1900-01-11 11:00
1900-01-11 12:00
1900-01-11 13:00
1900-01-11 14:00
1900-01-11 15:00
1900-01-11 16:00
1900-01-11 17:00
1900-01-11 18:00
1900-01-11 19:00
1900-01-11 20:00
1900-01-11 21:00
1900-01-11 22:00
1900-01-11 23:00
1900-01-12
1900-01-12 01:00
1900-01-12 02:00
1900-01-12 03:00
1900-01-12 04:00
1900-01-12 05:00
1900-01-12 06:00
1900-01-12 07:00
1900-01-12 08:00
1900-01-12 09:00
1900-01-12 10:00
1900-01-12 11:00
1900-01-12 12:00
1900-01-12 13:00
1900-01-12 14:00
1900-01-12 15:00
1900-01-12 16:00
1900-01-12 17:00
1900-01-12 18:00
1900-01-12 19:00
1900-01-12 20:00
1900-01-12 21:00
1900-01-12 22:00
1900-01-12 23:00
1900-01-13
1900-01-13 01:00
1900-01-13 02:00
1900-01-13 03:00
1900-01-13 04:00
1900-01-13 05:00
1900-01-13 06:00
1900-01-13 07:00
1900-01-13 08:00
1900-01-13 09:00
1900-01-13 10:00
1900-01-13 11:00
1900-01-13 12:00
1900-01-13 13:00
1900-01-13 14:00
1900-01-13 15:00
1900-01-13 16:00
1900-01-13 17:00
1900-01-13 18:00
1900-01-13 19:00
1900-01-13 20:00
1900-01-13 21:00
1900-01-13 22:00
1900-01-13 23:00
1900-01-14
1900-01-14 01:00
1900-01-14 02:00
1900-01-14 03:00
1900-01-14 04:00
1900-01-14 05:00
1900-01-14 06:00
1900-01-14 07:00
1900-01-14 08:00
1900-01-14 09:00
1900-01-14 10:00
1900-01-14 11:00
1900-01-14 12:00
1900-01-14 13:00
1900-01-14 14:00
1900-01-14 15:00
1900-01-14 16:00
1900-01-14 17:00
1900-01-14 18:00
1900-01-14 19:00
1900-01-14 20:00
1900-01-14 21:00
1900-01-14 22:00
1900-01-14 23:00
1900-01-15
1900-01-15 01:00
1900-01-15 02:00
1900-01-15 03:00
1900-01-15 04:00
1900-01-15 05:00
1900-01-15 06:00
1900-01-15 07:00
1900-01-15 08:00
1900-01-15 09:00
1900-01-15 10:00
1900-01-15 11:00
1900-01-15 12:00
1900-01-15 13:00
1900-01-15 14:00
1900-01-15 15:00
1900-01-15 16:00
1900-01-15 17:00
1900-01-15 18:00
1900-01-15 19:00
1900-01-15 20:00
1900-01-15 21:00
1900-01-15 22:00
1900-01-15 23:00
1900-01-16
1900-01-16 01:00
1900-01-16 02:00
1900-01-16 03:00
1900-01-16 04:00
1900-01-16 05:00
1900-01-16 06:00
1900-01-16 07:00
1900-01-16 08:00
1900-01-16 09:00
1900-01-16 10:00
1900-01-16 11:00
1900-01-16 12:00
1900-01-16 13:00
1900-01-16 14:00
1900-01-16 15:00
1900-01-16 16:00
1900-01-16 17:00
1900-01-16 18:00
1900-01-16 19:00
1900-01-16 20:00
1900-01-16 21:00
1900-01-16 22:00
1900-01-16 23:00
1900-01-17
1900-01-17 01:00
1900-01-17 02:00
1900-01-17 03:00
1900-01-17 04:00
1900-01-17 05:00
1900-01-17 06:00
1900-01-17 07:00
1900-01-17 08:00
1900-01-17 09:00
1900-01-17 10:00
1900-01-17 11:00
1900-01-17 12:00
1900-01-17 13:00
1900-01-17 14:00
1900-01-17 15:00
1900-01-17 16:00
1900-01-17 17:00
1900-01-17 18:00
1900-01-17 19:00
1900-01-17 20:00
1900-01-17 21:00
1900-01-17 22:00
1900-01-17 23:00
1900-01-18
1900-01-18 01:00
1900-01-18 02:00
1900-01-18 03:00
1900-01-18 04:00
1900-01-18 05:00
1900-01-18 06:00
1900-01-18 07:00
1900-01-18 08:00
1900-01-18 09:00
1900-01-18 10:00
1900-01-18 11:00
1900-01-18 12:00
1900-01-18 13:00
1900-01-18 14:00
1900-01-18 15:00
1900-01-18 16:00
1900-01-18 17:00
1900-01-18 18:00
1900-01-18 19:00
1900-01-18 20:00
1900-01-18 21:00
1900-01-18 22:00
1900-01-18 23:00
1900-01-19
1900-01-19 01:00
1900-01-19 02:00
1900-01-19 03:00
1900-01-19 04:00
1900-01-19 05:00
1900-01-19 06:00
1900-01-19 07:00
1900-01-19 08:00
1900-01-19 09:00
1900-01-19 10:00
1900-01-19 11:00
1900-01-19 12:00
1900-01-19 13:00
1900-01-19 14:00
1900-01-19 15:00
1900-01-19 16:00
1900-01-19 17:00
1900-01-19 18:00
1900-01-19 19:00
1900-01-19 20:00
1900-01-19 21:00
1900-01-19 22:00
1900-01-19 23:00
1900-01-20
1900-01-20 01:00
1900-01-20 02:00
1900-01-20 03:00
1900-01-20 04:00
1900-01-20 05:00
1900-01-20 06:00
1900-01-20 07:00
1900-01-20 08:00
1900-01-20 09:00
1900-01-20 10:00
1900-01-20 11:00
1900-01-20 12:00
1900-01-20 13:00
1900-01-20 14:00
1900-01-20 15:00
1900-01-20 16:00
1900-01-20 17:00
1900-01-20 18:00
1900-01-20 19:00
1900-01-20 20:00
1900-01-20 21:00
1900-01-20 22:00
1900-01-20 23:00
1900-01-21
1900-01-21 01:00
1900-01-21 02:00
1900-01-21 03:00
1900-01-21 04:00
1900-01-21 05:00
1900-01-21 06:00
1900-01-21 07:00
1900-01-21 08:00
1900-01-21 09:00
1900-01-21 10:00
1900-01-21 11:00
1900-01-21 12:00
1900-01-21 13:00
1900-01-21 14:00
1900-01-21 15:00
1900-01-21 16:00
1900-01-21 17:00
1900-01-21 18:00
1900-01-21 19:00
1900-01-21 20:00
1900-01-21 21:00
1900-01-21 22:00
1900-01-21 23:00
1900-01-22
1900-01-22 01:00
1900-01-22 02:00
1900-01-22 03:00
1900-01-22 04:00
1900-01-22 05:00
1900-01-22 06:00
1900-01-22 07:00
1900-01-22 08:00
1900-01-22 09:00
1900-01-22 10:00
1900-01-22 11:00
1900-01-22 12:00
1900-01-22 13:00
1900-01-22 14:00
1900-01-22 15:00
1900-01-22 16:00
1900-01-22 17:00
1900-01-22 18:00
1900-01-22 19:00
1900-01-22 20:00
1900-01-22 21:00
1900-01-22 22:00
1900-01-22 23:00
1900-01-23
1900-01-23 01:00
1900-01-23 02:00
1900-01-23 03:00
1900-01-23 04:00
1900-01-23 05:00
1900-01-23 06:00
1900-01-23 07:00
1900-01-23 08:00
1900-01-23 09:00
1900-01-23 10:00
1900-01-23 11:00
1900-01-23 12:00
1900-01-23 13:00
1900-01-23 14:00
1900-01-23 15:00
1900-01-23 16:00
1900-01-23 17:00
1900-01-23 18:00
1900-01-23 19:00
1900-01-23 20:00
1900-01-23 21:00
1900-01-23 22:00
1900-01-23 23:00
1900-01-24
1900-01-24 01:00
1900-01-24 02:00
1900-01-24 03:00
1900-01-24 04:00
1900-01-24 05:00
1900-01-24 06:00
1900-01-24 07:00
1900-01-24 08:00
1900-01-24 09:00
1900-01-24 10:00
1900-01-24 11:00
1900-01-24 12:00
1900-01-24 13:00
1900-01-24 14:00
1900-01-24 15:00
1900-01-24 16:00
1900-01-24 17:00
1900-01-24 18:00
1900-01-24 19:00
1900-01-24 20:00
1900-01-24 21:00
1900-01-24 22:00
1900-01-24 23:00
1900-01-25
1900-01-25 01:00
1900-01-25 02:00
1900-01-25 03:00
1900-01-25 04:00
1900-01-25 05:00
1900-01-25 06:00
1900-01-25 07:00
1900-01-25 08:00
1900-01-25 09:00
1900-01-25 10:00
1900-01-25 11:00
1900-01-25 12:00
1900-01-25 13:00
1900-01-25 14:00
1900-01-25 15:00
1900-01-25 16:00
1900-01-25 17:00
1900-01-25 18:00
1900-01-25 19:00
1900-01-25 20:00
1900-01-25 21:00
1900-01-25 22:00
1900-01-25 23:00
1900-01-26
1900-01-26 01:00
1900-01-26 02:00
1900-01-26 03:00
1900-01-26 04:00
1900-01-26 05:00
1900-01-26 06:00
1900-01-26 07:00
1900-01-26 08:00
1900-01-26 09:00
1900-01-26 10:00
1900-01-26 11:00
1900-01-26 12:00
1900-01-26 13:00
1900-01-26 14:00
1900-01-26 15:00
1900-01-26 16:00
1900-01-26 17:00
1900-01-26 18:00
1900-01-26 19:00
1900-01-26 20:00
1900-01-26 21:00
1900-01-26 22:00
1900-01-26 23:00
1900-01-27
1900-01-27 01:00
1900-01-27 02:00
1900-01-27 03:00
1900-01-27 04:00
1900-01-27 05:00
1900-01-27 06:00
1900-01-27 07:00
1900-01-27 08:00
1900-01-27 09:00
1900-01-27 10:00
1900-01-27 11:00
1900-01-27 12:00
1900-01-27 13:00
1900-01-27 14:00
1900-01-27 15:00
1900-01-27 16:00
1900-01-27 17:00
1900-01-27 18:00
1900-01-27 19:00
1900-01-27 20:00
1900-01-27 21:00
1900-01-27 22:00
1900-01-27 23:00
1900-01-28
1900-01-28 01:00
1900-01-28 02:00
1900-01-28 03:00
1900-01-28 04:00
1900-01-28 05:00
1900-01-28 06:00
1900-01-28 07:00
1900-01-28 08:00
1900-01-28 09:00
1900-01-28 10:00
1900-01-28 11:00
1900-01-28 12:00
1900-01-28 13:00
1900-01-28 14:00
1900-01-28 15:00
1900-01-28 16:00
1900-01-28 17:00
1900-01-28 18:00
1900-01-28 19:00
1900-01-28 20:00
1900-01-28 21:00
1900-01-28 22:00
1900-01-28 23:00
1900-01-29
1900-01-29 01:00
1900-01-29 02:00
1900-01-29 03:00
1900-01-29 04:00
1900-01-29 05:00
1900-01-29 06:00
1900-01-29 07:00
1900-01-29 08:00
1900-01-29 09:00
1900-01-29 10:00
1900-01-29 11:00
1900-01-29 12:00
1900-01-29 13:00
1900-01-29 14:00
1900-01-29 15:00
1900-01-29 16:00
1900-01-29 17:00
1900-01-29 18:00
1900-01-29 19:00
1900-01-29 20:00
1900-01-29 21:00
1900-01-29 22:00
1900-01-29 23:00
1900-01-30
1900-01-30 01:00
1900-01-30 02:00
1900-01-30 03:00
1900-01-30 04:00
1900-01-30 05:00
1900-01-30 06:00
1900-01-30 07:00
1900-01-30 08:00
1900-01-30 09:00
1900-01-30 10:00
1900-01-30 11:00
1900-01-30 12:00
1900-01-30 13:00
1900-01-30 14:00
1900-01-30 15:00
1900-01-30 16:00
1900-01-30 17:00
1900-01-30 18:00
1900-01-30 19:00
1900-01-30 20:00
1900-01-30 21:00
1900-01-30 22:00
1900-01-30 23:00
1900-01-31
1900-01-31 01:00
1900-01-31 02:00
1900-01-31 03:00
1900-01-31 04:00
1900-01-31 05:00
1900-01-31 06:00
1900-01-31 07:00
1900-01-31 08:00
1900-01-31 09:00
1900-01-31 10:00
1900-01-31 11:00
1900-01-31 12:00
1900-01-31 13:00
1900-01-31 14:00
1900-01-31 15:00
1900-01-31 16:00
1900-01-31 17:00
1900-01-31 18:00
1900-01-31 19:00
1900-01-31 20:00
1900-01-31 21:00
1900-01-31 22:00
1900-01-31 23:00
1900-02-01
1900-02-01 01:00
1900-02-01 02:00
1900-02-01 03:00
1900-02-01 04:00
1900-02-01 05:00
1900-02-01 06:00
1900-02-01 07:00
1900-02-01 08:00
1900-02-01 09:00
1900-02-01 10:00
1900-02-01 11:00
1900-02-01 12:00
1900-02-01 13:00
1900-02-01 14:00
1900-02-01 15:00
1900-02-01 16:00
1900-02-01 17:00
1900-02-01 18:00
1900-02-01 19:00
1900-02-01 20:00
1900-02-01 21:00
1900-02-01 22:00
1900-02-01 23:00
1900-02-02
1900-02-02 01:00
1900-02-02 02:00
1900-02-02 03:00
1900-02-02 04:00
1900-02-02 05:00
1900-02-02 06:00
1900-02-02 07:00
1900-02-02 08:00
1900-02-02 09:00
1900-02-02 10:00
1900-02-02 11:00
1900-02-02 12:00
1900-02-02 13:00
1900-02-02 14:00
1900-02-02 15:00
1900-02-02 16:00
1900-02-02 17:00
1900-02-02 18:00
1900-02-02 19:00
1900-02-02 20:00
1900-02-02 21:00
1900-02-02 22:00
1900-02-02 23:00
1900-02-03
1900-02-03 01:00
1900-02-03 02:00
1900-02-03 03:00
1900-02-03 04:00
1900-02-03 05:00
1900-02-03 06:00
1900-02-03 07:00
1900-02-03 08:00
1900-02-03 09:00
1900-02-03 10:00
1900-02-03 11:00
1900-02-03 12:00
1900-02-03 13:00
1900-02-03 14:00
1900-02-03 15:00
1900-02-03 16:00
1900-02-03 17:00
1900-02-03 18:00
1900-02-03 19:00
1900-02-03 20:00
1900-02-03 21:00
1900-02-03 22:00
1900-02-03 23:00
1900-02-04
1900-02-04 01:00
1900-02-04 02:00
1900-02-04 03:00
1900-02-04 04:00
1900-02-04 05:00
1900-02-04 06:00
1900-02-04 07:00
1900-02-04 08:00
1900-02-04 09:00
1900-02-04 10:00
1900-02-04 11:00
1900-02-04 12:00
1900-02-04 13:00
1900-02-04 14:00
1900-02-04 15:00
1900-02-04 16:00
1900-02-04 17:00
1900-02-04 18:00
1900-02-04 19:00
1900-02-04 20:00
1900-02-04 21:00
1900-02-04 22:00
1900-02-04 23:00
1900-02-05
1900-02-05 01:00
1900-02-05 02:00
1900-02-05 03:00
1900-02-05 04:00
1900-02-05 05:00
1900-02-05 06:00
1900-02-05 07:00
1900-02-05 08:00
1900-02-05 09:00
1900-02-05 10:00
1900-02-05 11:00
1900-02-05 12:00
1900-02-05 13:00
1900-02-05 14:00
1900-02-05 15:00
1900-02-05 16:00
1900-02-05 17:00
1900-02-05 18:00
1900-02-05 19:00
1900-02-05 20:00
1900-02-05 21:00
1900-02-05 22:00
1900-02-05 23:00
1900-02-06
1900-02-06 01:00
1900-02-06 02:00
1900-02-06 03:00
1900-02-06 04:00
1900-02-06 05:00
1900-02-06 06:00
1900-02-06 07:00
1900-02-06 08:00
1900-02-06 09:00
1900-02-06 10:00
1900-02-06 11:00
1900-02-06 12:00
1900-02-06 13:00
1900-02-06 14:00
1900-02-06 15:00
1900-02-06 16:00
1900-02-06 17:00
1900-02-06 18:00
1900-02-06 19:00
1900-02-06 20:00
1900-02-06 21:00
1900-02-06 22:00
1900-02-06 23:00
1900-02-07
1900-02-07 01:00
1900-02-07 02:00
1900-02-07 03:00
1900-02-07 04:00
1900-02-07 05:00
1900-02-07 06:00
1900-02-07 07:00
1900-02-07 08:00
1900-02-07 09:00
1900-02-07 10:00
1900-02-07 11:00
1900-02-07 12:00
1900-02-07 13:00
1900-02-07 14:00
1900-02-07 15:00
1900-02-07 16:00
1900-02-07 17:00
1900-02-07 18:00
1900-02-07 19:00
1900-02-07 20:00
1900-02-07 21:00
1900-02-07 22:00
1900-02-07 23:00
1900-02-08
1900-02-08 01:00
1900-02-08 02:00
1900-02-08 03:00
1900-02-08 04:00
1900-02-08 05:00
1900-02-08 06:00
1900-02-08 07:00
1900-02-08 08:00
1900-02-08 09:00
1900-02-08 10:00
1900-02-08 11:00
1900-02-08 12:00
1900-02-08 13:00
1900-02-08 14:00
1900-02-08 15:00
1900-02-08 16:00
1900-02-08 17:00
1900-02-08 18:00
1900-02-08 19:00
1900-02-08 20:00
1900-02-08 21:00
1900-02-08 22:00
1900-02-08 23:00
1900-02-09
1900-02-09 01:00
1900-02-09 02:00
1900-02-09 03:00
1900-02-09 04:00
1900-02-09 05:00
1900-02-09 06:00
1900-02-09 07:00
1900-02-09 08:00
1900-02-09 09:00
1900-02-09 10:00
1900-02-09 11:00
1900-02-09 12:00
1900-02-09 13:00
1900-02-09 14:00
1900-02-09 15:00
1900-02-09 16:00
1900-02-09 17:00
1900-02-09 18:00
1900-02-09 19:00
1900-02-09 20:00
1900-02-09 21:00
1900-02-09 22:00
1900-02-09 23:00
1900-02-10
1900-02-10 01:00
1900-02-10 02:00
1900-02-10 03:00
1900-02-10 04:00
1900-02-10 05:00
1900-02-10 06:00
1900-02-10 07:00
1900-02-10 08:00
1900-02-10 09:00
1900-02-10 10:00
1900-02-10 11:00
1900-02-10 12:00
1900-02-10 13:00
1900-02-10 14:00
1900-02-10 15:00
1900-02-10 16:00
1900-02-10 17:00
1900-02-10 18:00
1900-02-10 19:00
1900-02-10 20:00
1900-02-10 21:00
1900-02-10 22:00
1900-02-10 23:00
1900-02-11
1900-02-11 01:00
1900-02-11 02:00
1900-02-11 03:00
1900-02-11 04:00
1900-02-11 05:00
1900-02-11 06:00
1900-02-11 07:00
1900-02-11 08:00
1900-02-11 09:00
1900-02-11 10:00
1900-02-11 11:00
1900-02-11 12:00
1900-02-11 13:00
1900-02-11 14:00
1900-02-11 15:00
1900-02-11 16:00
1900-02-11 17:00
1900-02-11 18:00
1900-02-11 19:00
1900-02-11 20:00
1900-02-11 21:00
1900-02-11 22:00
1900-02-11 23:00
1900-02-12
1900-02-12 01:00
1900-02-12 02:00
1900-02-12 03:00
1900-02-12 04:00
1900-02-12 05:00
1900-02-12 06:00
1900-02-12 07:00
1900-02-12 08:00
1900-02-12 09:00
1900-02-12 10:00
1900-02-12 11:00
1900-02-12 12:00
1900-02-12 13:00
1900-02-12 14:00
1900-02-12 15:00
1900-02-12 16:00
1900-02-12 17:00
1900-02-12 18:00
1900-02-12 19:00
1900-02-12 20:00
1900-02-12 21:00
1900-02-12 22:00
1900-02-12 23:00
1900-02-13
1900-02-13 01:00
1900-02-13 02:00
1900-02-13 03:00
1900-02-13 04:00
1900-02-13 05:00
1900-02-13 06:00
1900-02-13 07:00
1900-02-13 08:00
1900-02-13 09:00
1900-02-13 10:00
1900-02-13 11:00
1900-02-13 12:00
1900-02-13 13:00
1900-02-13 14:00
1900-02-13 15:00
1900-02-13 16:00
1900-02-13 17:00
1900-02-13 18:00
1900-02-13 19:00
1900-02-13 20:00
1900-02-13 21:00
1900-02-13 22:00
1900-02-13 23:00
1900-02-14
1900-02-14 01:00
1900-02-14 02:00
1900-02-14 03:00
1900-02-14 04:00
1900-02-14 05:00
1900-02-14 06:00
1900-02-14 07:00
1900-02-14 08:00
1900-02-14 09:00
1900-02-14 10:00
1900-02-14 11:00
1900-02-14 12:00
1900-02-14 13:00
1900-02-14 14:00
1900-02-14 15:00
1900-02-14 16:00
1900-02-14 17:00
1900-02-14 18:00
1900-02-14 19:00
1900-02-14 20:00
1900-02-14 21:00
1900-02-14 22:00
1900-02-14 23:00
1900-02-15
1900-02-15 01:00
1900-02-15 02:00
1900-02-15 03:00
1900-02-15 04:00
1900-02-15 05:00
1900-02-15 06:00
1900-02-15 07:00
1900-02-15 08:00
1900-02-15 09:00
1900-02-15 10:00
1900-02-15 11:00
1900-02-15 12:00
1900-02-15 13:00
1900-02-15 14:00
1900-02-15 15:00
1900-02-15 16:00
1900-02-15 17:00
1900-02-15 18:00
1900-02-15 19:00
1900-02-15 20:00
1900-02-15 21:00
1900-02-15 22:00
1900-02-15 23:00
1900-02-16
1900-02-16 01:00
1900-02-16 02:00
1900-02-16 03:00
1900-02-16 04:00
1900-02-16 05:00
1900-02-16 06:00
1900-02-16 07:00
1900-02-16 08:00
1900-02-16 09:00
1900-02-16 10:00
1900-02-16 11:00
1900-02-16 12:00
1900-02-16 13:00
1900-02-16 14:00
1900-02-16 15:00
1900-02-16 16:00
1900-02-16 17:00
1900-02-16 18:00
1900-02-16 19:00
1900-02-16 20:00
1900-02-16 21:00
1900-02-16 22:00
1900-02-16 23:00
1900-02-17
1900-02-17 01:00
1900-02-17 02:00
1900-02-17 03:00
1900-02-17 04:00
1900-02-17 05:00
1900-02-17 06:00
1900-02-17 07:00
1900-02-17 08:00
1900-02-17 09:00
1900-02-17 10:00
1900-02-17 11:00
1900-02-17 12:00
1900-02-17 13:00
1900-02-17 14:00
1900-02-17 15:00
1900-02-17 16:00
1900-02-17 17:00
1900-02-17 18:00
1900-02-17 19:00
1900-02-17 20:00
1900-02-17 21:00
1900-02-17 22:00
1900-02-17 23:00
1900-02-18
1900-02-18 01:00
1900-02-18 02:00
1900-02-18 03:00
1900-02-18 04:00
1900-02-18 05:00
1900-02-18 06:00
1900-02-18 07:00
1900-02-18 08:00
1900-02-18 09:00
1900-02-18 10:00
1900-02-18 11:00
1900-02-18 12:00
1900-02-18 13:00
1900-02-18 14:00
1900-02-18 15:00
1900-02-18 16:00
1900-02-18 17:00
1900-02-18 18:00
1900-02-18 19:00
1900-02-18 20:00
1900-02-18 21:00
1900-02-18 22:00
1900-02-18 23:00
1900-02-19
1900-02-19 01:00
1900-02-19 02:00
1900-02-19 03:00
1900-02-19 04:00
1900-02-19 05:00
1900-02-19 06:00
1900-02-19 07:00
1900-02-19 08:00
1900-02-19 09:00
1900-02-19 10:00
1900-02-19 11:00
1900-02-19 12:00
1900-02-19 13:00
1900-02-19 14:00
1900-02-19 15:00
1900-02-19 16:00
1900-02-19 17:00
1900-02-19 18:00
1900-02-19 19:00
1900-02-19 20:00
1900-02-19 21:00
1900-02-19 22:00
1900-02-19 23:00
1900-02-20
1900-02-20 01:00
1900-02-20 02:00
1900-02-20 03:00
1900-02-20 04:00
1900-02-20 05:00
1900-02-20 06:00
1900-02-20 07:00
1900-02-20 08:00
1900-02-20 09:00
1900-02-20 10:00
1900-02-20 11:00
1900-02-20 12:00
1900-02-20 13:00
1900-02-20 14:00
1900-02-20 15:00
1900-02-20 16:00
1900-02-20 17:00
1900-02-20 18:00
1900-02-20 19:00
1900-02-20 20:00
1900-02-20 21:00
1900-02-20 22:00
1900-02-20 23:00
1900-02-21
1900-02-21 01:00
1900-02-21 02:00
1900-02-21 03:00
1900-02-21 04:00
1900-02-21 05:00
1900-02-21 06:00
1900-02-21 07:00
1900-02-21 08:00
1900-02-21 09:00
1900-02-21 10:00
1900-02-21 11:00
1900-02-21 12:00
1900-02-21 13:00
1900-02-21 14:00
1900-02-21 15:00
1900-02-21 16:00
1900-02-21 17:00
1900-02-21 18:00
1900-02-21 19:00
1900-02-21 20:00
1900-02-21 21:00
1900-02-21 22:00
1900-02-21 23:00
1900-02-22
1900-02-22 01:00
1900-02-22 02:00
1900-02-22 03:00
1900-02-22 04:00
1900-02-22 05:00
1900-02-22 06:00
1900-02-22 07:00
1900-02-22 08:00
1900-02-22 09:00
1900-02-22 10:00
1900-02-22 11:00
1900-02-22 12:00
1900-02-22 13:00
1900-02-22 14:00
1900-02-22 15:00
1900-02-22 16:00
1900-02-22 17:00
1900-02-22 18:00
1900-02-22 19:00
1900-02-22 20:00
1900-02-22 21:00
1900-02-22 22:00
1900-02-22 23:00
1900-02-23
1900-02-23 01:00
1900-02-23 02:00
1900-02-23 03:00
1900-02-23 04:00
1900-02-23 05:00
1900-02-23 06:00
1900-02-23 07:00
1900-02-23 08:00
1900-02-23 09:00
1900-02-23 10:00
1900-02-23 11:00
1900-02-23 12:00
1900-02-23 13:00
1900-02-23 14:00
1900-02-23 15:00
1900-02-23 16:00
1900-02-23 17:00
1900-02-23 18:00
1900-02-23 19:00
1900-02-23 20:00
1900-02-23 21:00
1900-02-23 22:00
1900-02-23 23:00
1900-02-24
1900-02-24 01:00
1900-02-24 02:00
1900-02-24 03:00
1900-02-24 04:00
1900-02-24 05:00
1900-02-24 06:00
1900-02-24 07:00
1900-02-24 08:00
1900-02-24 09:00
1900-02-24 10:00
1900-02-24 11:00
1900-02-24 12:00
1900-02-24 13:00
1900-02-24 14:00
1900-02-24 15:00
1900-02-24 16:00
1900-02-24 17:00
1900-02-24 18:00
1900-02-24 19:00
1900-02-24 20:00
1900-02-24 21:00
1900-02-24 22:00
1900-02-24 23:00
1900-02-25
1900-02-25 01:00
1900-02-25 02:00
1900-02-25 03:00
1900-02-25 04:00
1900-02-25 05:00
1900-02-25 06:00
1900-02-25 07:00
1900-02-25 08:00
1900-02-25 09:00
1900-02-25 10:00
1900-02-25 11:00
1900-02-25 12:00
1900-02-25 13:00
1900-02-25 14:00
1900-02-25 15:00
1900-02-25 16:00
1900-02-25 17:00
1900-02-25 18:00
1900-02-25 19:00
1900-02-25 20:00
1900-02-25 21:00
1900-02-25 22:00
1900-02-25 23:00
1900-02-26
1900-02-26 01:00
1900-02-26 02:00
1900-02-26 03:00
1900-02-26 04:00
1900-02-26 05:00
1900-02-26 06:00
1900-02-26 07:00
1900-02-26 08:00
1900-02-26 09:00
1900-02-26 10:00
1900-02-26 11:00
1900-02-26 12:00
1900-02-26 13:00
1900-02-26 14:00
1900-02-26 15:00
1900-02-26 16:00
1900-02-26 17:00
1900-02-26 18:00
1900-02-26 19:00
1900-02-26 20:00
1900-02-26 21:00
1900-02-26 22:00
1900-02-26 23:00
1900-02-27
1900-02-27 01:00
1900-02-27 02:00
1900-02-27 03:00
1900-02-27 04:00
1900-02-27 05:00
1900-02-27 06:00
1900-02-27 07:00
1900-02-27 08:00
1900-02-27 09:00
1900-02-27 10:00
1900-02-27 11:00
1900-02-27 12:00
1900-02-27 13:00
1900-02-27 14:00
1900-02-27 15:00
1900-02-27 16:00
1900-02-27 17:00
1900-02-27 18:00
1900-02-27 19:00
1900-02-27 20:00
1900-02-27 21:00
1900-02-27 22:00
1900-02-27 23:00
1900-02-28
1900-02-28 01:00
1900-02-28 02:00
1900-02-28 03:00
1900-02-28 04:00
1900-02-28 05:00
1900-02-28 06:00
1900-02-28 07:00
1900-02-28 08:00
1900-02-28 09:00
1900-02-28 10:00
1900-02-28 11:00
1900-02-28 12:00
1900-02-28 13:00
1900-02-28 14:00
1900-02-28 15:00
1900-02-28 16:00
1900-02-28 17:00
1900-02-28 18:00
1900-02-28 19:00
1900-02-28 20:00
1900-02-28 21:00
1900-02-28 22:00
1900-02-28 23:00
1900-03-01
1900-03-01 01:00
1900-03-01 02:00
1900-03-01 03:00
1900-03-01 04:00
1900-03-01 05:00
1900-03-01 06:00
1900-03-01 07:00
1900-03-01 08:00
1900-03-01 09:00
1900-03-01 10:00
1900-03-01 11:00
1900-03-01 12:00
1900-03-01 13:00
1900-03-01 14:00
1900-03-01 15:00
1900-03-01 16:00
1900-03-01 17:00
1900-03-01 18:00
1900-03-01 19:00
1900-03-01 20:00
1900-03-01 21:00
1900-03-01 22:00
1900-03-01 23:00
1900-03-02
1900-03-02 01:00
1900-03-02 02:00
1900-03-02 03:00
1900-03-02 04:00
1900-03-02 05:00
1900-03-02 06:00
1900-03-02 07:00
1900-03-02 08:00
1900-03-02 09:00
1900-03-02 10:00
1900-03-02 11:00
1900-03-02 12:00
1900-03-02 13:00
1900-03-02 14:00
1900-03-02 15:00
1900-03-02 16:00
1900-03-02 17:00
1900-03-02 18:00
1900-03-02 19:00
1900-03-02 20:00
1900-03-02 21:00
1900-03-02 22:00
1900-03-02 23:00
1900-03-03
1900-03-03 01:00
1900-03-03 02:00
1900-03-03 03:00
1900-03-03 04:00
1900-03-03 05:00
1900-03-03 06:00
1900-03-03 07:00
1900-03-03 08:00
1900-03-03 09:00
1900-03-03 10:00
1900-03-03 11:00
1900-03-03 12:00
1900-03-03 13:00
1900-03-03 14:00
1900-03-03 15:00
1900-03-03 16:00
1900-03-03 17:00
1900-03-03 18:00
1900-03-03 19:00
1900-03-03 20:00
1900-03-03 21:00
1900-03-03 22:00
1900-03-03 23:00
1900-03-04
1900-03-04 01:00
1900-03-04 02:00
1900-03-04 03:00
1900-03-04 04:00
1900-03-04 05:00
1900-03-04 06:00
1900-03-04 07:00
1900-03-04 08:00
1900-03-04 09:00
1900-03-04 10:00
1900-03-04 11:00
1900-03-04 12:00
1900-03-04 13:00
1900-03-04 14:00
1900-03-04 15:00
1900-03-04 16:00
1900-03-04 17:00
1900-03-04 18:00
1900-03-04 19:00
1900-03-04 20:00
1900-03-04 21:00
1900-03-04 22:00
1900-03-04 23:00
1900-03-05
1900-03-05 01:00
1900-03-05 02:00
1900-03-05 03:00
1900-03-05 04:00
1900-03-05 05:00
1900-03-05 06:00
1900-03-05 07:00
1900-03-05 08:00
1900-03-05 09:00
1900-03-05 10:00
1900-03-05 11:00
1900-03-05 12:00
1900-03-05 13:00
1900-03-05 14:00
1900-03-05 15:00
1900-03-05 16:00
1900-03-05 17:00
1900-03-05 18:00
1900-03-05 19:00
1900-03-05 20:00
1900-03-05 21:00
1900-03-05 22:00
1900-03-05 23:00
1900-03-06
1900-03-06 01:00
1900-03-06 02:00
1900-03-06 03:00
1900-03-06 04:00
1900-03-06 05:00
1900-03-06 06:00
1900-03-06 07:00
1900-03-06 08:00
1900-03-06 09:00
1900-03-06 10:00
1900-03-06 11:00
1900-03-06 12:00
1900-03-06 13:00
1900-03-06 14:00
1900-03-06 15:00
1900-03-06 16:00
1900-03-06 17:00
1900-03-06 18:00
1900-03-06 19:00
1900-03-06 20:00
1900-03-06 21:00
1900-03-06 22:00
1900-03-06 23:00
1900-03-07
1900-03-07 01:00
1900-03-07 02:00
1900-03-07 03:00
1900-03-07 04:00
1900-03-07 05:00
1900-03-07 06:00
1900-03-07 07:00
1900-03-07 08:00
1900-03-07 09:00
1900-03-07 10:00
1900-03-07 11:00
1900-03-07 12:00
1900-03-07 13:00
1900-03-07 14:00
1900-03-07 15:00
1900-03-07 16:00
1900-03-07 17:00
1900-03-07 18:00
1900-03-07 19:00
1900-03-07 20:00
1900-03-07 21:00
1900-03-07 22:00
1900-03-07 23:00
1900-03-08
1900-03-08 01:00
1900-03-08 02:00
1900-03-08 03:00
1900-03-08 04:00
1900-03-08 05:00
1900-03-08 06:00
1900-03-08 07:00
1900-03-08 08:00
1900-03-08 09:00
1900-03-08 10:00
1900-03-08 11:00
1900-03-08 12:00
1900-03-08 13:00
1900-03-08 14:00
1900-03-08 15:00
1900-03-08 16:00
1900-03-08 17:00
1900-03-08 18:00
1900-03-08 19:00
1900-03-08 20:00
1900-03-08 21:00
1900-03-08 22:00
1900-03-08 23:00
1900-03-09
1900-03-09 01:00
1900-03-09 02:00
1900-03-09 03:00
1900-03-09 04:00
1900-03-09 05:00
1900-03-09 06:00
1900-03-09 07:00
1900-03-09 08:00
1900-03-09 09:00
1900-03-09 10:00
1900-03-09 11:00
1900-03-09 12:00
1900-03-09 13:00
1900-03-09 14:00
1900-03-09 15:00
1900-03-09 16:00
1900-03-09 17:00
1900-03-09 18:00
1900-03-09 19:00
1900-03-09 20:00
1900-03-09 21:00
1900-03-09 22:00
1900-03-09 23:00
1900-03-10
1900-03-10 01:00
1900-03-10 02:00
1900-03-10 03:00
1900-03-10 04:00
1900-03-10 05:00
1900-03-10 06:00
1900-03-10 07:00
1900-03-10 08:00
1900-03-10 09:00
1900-03-10 10:00
1900-03-10 11:00
1900-03-10 12:00
1900-03-10 13:00
1900-03-10 14:00
1900-03-10 15:00
1900-03-10 16:00
1900-03-10 17:00
1900-03-10 18:00
1900-03-10 19:00
1900-03-10 20:00
1900-03-10 21:00
1900-03-10 22:00
1900-03-10 23:00
1900-03-11
1900-03-11 01:00
1900-03-11 02:00
1900-03-11 03:00
1900-03-11 04:00
1900-03-11 05:00
1900-03-11 06:00
1900-03-11 07:00
1900-03-11 08:00
1900-03-11 09:00
1900-03-11 10:00
1900-03-11 11:00
1900-03-11 12:00
1900-03-11 13:00
1900-03-11 14:00
1900-03-11 15:00
1900-03-11 16:00
1900-03-11 17:00
1900-03-11 18:00
1900-03-11 19:00
1900-03-11 20:00
1900-03-11 21:00
1900-03-11 22:00
1900-03-11 23:00
1900-03-12
1900-03-12 01:00
1900-03-12 02:00
1900-03-12 03:00
1900-03-12 04:00
1900-03-12 05:00
1900-03-12 06:00
1900-03-12 07:00
1900-03-12 08:00
1900-03-12 09:00
1900-03-12 10:00
1900-03-12 11:00
1900-03-12 12:00
1900-03-12 13:00
1900-03-12 14:00
1900-03-12 15:00
1900-03-12 16:00
1900-03-12 17:00
1900-03-12 18:00
1900-03-12 19:00
1900-03-12 20:00
1900-03-12 21:00
1900-03-12 22:00
1900-03-12 23:00
1900-03-13
1900-03-13 01:00
1900-03-13 02:00
1900-03-13 03:00
1900-03-13 04:00
1900-03-13 05:00
1900-03-13 06:00
1900-03-13 07:00
1900-03-13 08:00
1900-03-13 09:00
1900-03-13 10:00
1900-03-13 11:00
1900-03-13 12:00
1900-03-13 13:00
1900-03-13 14:00
1900-03-13 15:00
1900-03-13 16:00
1900-03-13 17:00
1900-03-13 18:00
1900-03-13 19:00
1900-03-13 20:00
1900-03-13 21:00
1900-03-13 22:00
1900-03-13 23:00
1900-03-14
1900-03-14 01:00
1900-03-14 02:00
1900-03-14 03:00
1900-03-14 04:00
1900-03-14 05:00
1900-03-14 06:00
1900-03-14 07:00
1900-03-14 08:00
1900-03-14 09:00
1900-03-14 10:00
1900-03-14 11:00
1900-03-14 12:00
1900-03-14 13:00
1900-03-14 14:00
1900-03-14 15:00
1900-03-14 16:00
1900-03-14 17:00
1900-03-14 18:00
1900-03-14 19:00
1900-03-14 20:00
1900-03-14 21:00
1900-03-14 22:00
1900-03-14 23:00
1900-03-15
1900-03-15 01:00
1900-03-15 02:00
1900-03-15 03:00
1900-03-15 04:00
1900-03-15 05:00
1900-03-15 06:00
1900-03-15 07:00
1900-03-15 08:00
1900-03-15 09:00
1900-03-15 10:00
1900-03-15 11:00
1900-03-15 12:00
1900-03-15 13:00
1900-03-15 14:00
1900-03-15 15:00
1900-03-15 16:00
1900-03-15 17:00
1900-03-15 18:00
1900-03-15 19:00
1900-03-15 20:00
1900-03-15 21:00
1900-03-15 22:00
1900-03-15 23:00
1900-03-16
1900-03-16 01:00
1900-03-16 02:00
1900-03-16 03:00
1900-03-16 04:00
1900-03-16 05:00
1900-03-16 06:00
1900-03-16 07:00
1900-03-16 08:00
1900-03-16 09:00
1900-03-16 10:00
1900-03-16 11:00
1900-03-16 12:00
1900-03-16 13:00
1900-03-16 14:00
1900-03-16 15:00
1900-03-16 16:00
1900-03-16 17:00
1900-03-16 18:00
1900-03-16 19:00
1900-03-16 20:00
1900-03-16 21:00
1900-03-16 22:00
1900-03-16 23:00
1900-03-17
1900-03-17 01:00
1900-03-17 02:00
1900-03-17 03:00
1900-03-17 04:00
1900-03-17 05:00
1900-03-17 06:00
1900-03-17 07:00
1900-03-17 08:00
1900-03-17 09:00
1900-03-17 10:00
1900-03-17 11:00
1900-03-17 12:00
1900-03-17 13:00
1900-03-17 14:00
1900-03-17 15:00
1900-03-17 16:00
1900-03-17 17:00
1900-03-17 18:00
1900-03-17 19:00
1900-03-17 20:00
1900-03-17 21:00
1900-03-17 22:00
1900-03-17 23:00
1900-03-18
1900-03-18 01:00
1900-03-18 02:00
1900-03-18 03:00
1900-03-18 04:00
1900-03-18 05:00
1900-03-18 06:00
1900-03-18 07:00
1900-03-18 08:00
1900-03-18 09:00
1900-03-18 10:00
1900-03-18 11:00
1900-03-18 12:00
1900-03-18 13:00
1900-03-18 14:00
1900-03-18 15:00
1900-03-18 16:00
1900-03-18 17:00
1900-03-18 18:00
1900-03-18 19:00
1900-03-18 20:00
1900-03-18 21:00
1900-03-18 22:00
1900-03-18 23:00
1900-03-19
1900-03-19 01:00
1900-03-19 02:00
1900-03-19 03:00
1900-03-19 04:00
1900-03-19 05:00
1900-03-19 06:00
1900-03-19 07:00
1900-03-19 08:00
1900-03-19 09:00
1900-03-19 10:00
1900-03-19 11:00
1900-03-19 12:00
1900-03-19 13:00
1900-03-19 14:00
1900-03-19 15:00
1900-03-19 16:00
1900-03-19 17:00
1900-03-19 18:00
1900-03-19 19:00
1900-03-19 20:00
1900-03-19 21:00
1900-03-19 22:00
1900-03-19 23:00
1900-03-20
1900-03-20 01:00
1900-03-20 02:00
1900-03-20 03:00
1900-03-20 04:00
1900-03-20 05:00
1900-03-20 06:00
1900-03-20 07:00
1900-03-20 08:00
1900-03-20 09:00
1900-03-20 10:00
1900-03-20 11:00
1900-03-20 12:00
1900-03-20 13:00
1900-03-20 14:00
1900-03-20 15:00
1900-03-20 16:00
1900-03-20 17:00
1900-03-20 18:00
1900-03-20 19:00
1900-03-20 20:00
1900-03-20 21:00
1900-03-20 22:00
1900-03-20 23:00
1900-03-21
1900-03-21 01:00
1900-03-21 02:00
1900-03-21 03:00
1900-03-21 04:00
1900-03-21 05:00
1900-03-21 06:00
1900-03-21 07:00
1900-03-21 08:00
1900-03-21 09:00
1900-03-21 10:00
1900-03-21 11:00
1900-03-21 12:00
1900-03-21 13:00
1900-03-21 14:00
1900-03-21 15:00
1900-03-21 16:00
1900-03-21 17:00
1900-03-21 18:00
1900-03-21 19:00
1900-03-21 20:00
1900-03-21 21:00
1900-03-21 22:00
1900-03-21 23:00
1900-03-22
1900-03-22 01:00
1900-03-22 02:00
1900-03-22 03:00
1900-03-22 04:00
1900-03-22 05:00
1900-03-22 06:00
1900-03-22 07:00
1900-03-22 08:00
1900-03-22 09:00
1900-03-22 10:00
1900-03-22 11:00
1900-03-22 12:00
1900-03-22 13:00
1900-03-22 14:00
1900-03-22 15:00
1900-03-22 16:00
1900-03-22 17:00
1900-03-22 18:00
1900-03-22 19:00
1900-03-22 20:00
1900-03-22 21:00
1900-03-22 22:00
1900-03-22 23:00
1900-03-23
1900-03-23 01:00
1900-03-23 02:00
1900-03-23 03:00
1900-03-23 04:00
1900-03-23 05:00
1900-03-23 06:00
1900-03-23 07:00
1900-03-23 08:00
1900-03-23 09:00
1900-03-23 10:00
1900-03-23 11:00
1900-03-23 12:00
1900-03-23 13:00
1900-03-23 14:00
1900-03-23 15:00
1900-03-23 16:00
1900-03-23 17:00
1900-03-23 18:00
1900-03-23 19:00
1900-03-23 20:00
1900-03-23 21:00
1900-03-23 22:00
1900-03-23 23:00
1900-03-24
1900-03-24 01:00
1900-03-24 02:00
1900-03-24 03:00
1900-03-24 04:00
1900-03-24 05:00
1900-03-24 06:00
1900-03-24 07:00
1900-03-24 08:00
1900-03-24 09:00
1900-03-24 10:00
1900-03-24 11:00
1900-03-24 12:00
1900-03-24 13:00
1900-03-24 14:00
1900-03-24 15:00
1900-03-24 16:00
1900-03-24 17:00
1900-03-24 18:00
1900-03-24 19:00
1900-03-24 20:00
1900-03-24 21:00
1900-03-24 22:00
1900-03-24 23:00
1900-03-25
1900-03-25 01:00
1900-03-25 02:00
1900-03-25 03:00
1900-03-25 04:00
1900-03-25 05:00
1900-03-25 06:00
1900-03-25 07:00
1900-03-25 08:00
1900-03-25 09:00
1900-03-25 10:00
1900-03-25 11:00
1900-03-25 12:00
1900-03-25 13:00
1900-03-25 14:00
1900-03-25 15:00
1900-03-25 16:00
1900-03-25 17:00
1900-03-25 18:00
1900-03-25 19:00
1900-03-25 20:00
1900-03-25 21:00
1900-03-25 22:00
1900-03-25 23:00
1900-03-26
1900-03-26 01:00
1900-03-26 02:00
1900-03-26 03:00
1900-03-26 04:00
1900-03-26 05:00
1900-03-26 06:00
1900-03-26 07:00
1900-03-26 08:00
1900-03-26 09:00
1900-03-26 10:00
1900-03-26 11:00
1900-03-26 12:00
1900-03-26 13:00
1900-03-26 14:00
1900-03-26 15:00
1900-03-26 16:00
1900-03-26 17:00
1900-03-26 18:00
1900-03-26 19:00
1900-03-26 20:00
1900-03-26 21:00
1900-03-26 22:00
1900-03-26 23:00
1900-03-27
1900-03-27 01:00
1900-03-27 02:00
1900-03-27 03:00
1900-03-27 04:00
1900-03-27 05:00
1900-03-27 06:00
1900-03-27 07:00
1900-03-27 08:00
1900-03-27 09:00
1900-03-27 10:00
1900-03-27 11:00
1900-03-27 12:00
1900-03-27 13:00
1900-03-27 14:00
1900-03-27 15:00
1900-03-27 16:00
1900-03-27 17:00
1900-03-27 18:00
1900-03-27 19:00
1900-03-27 20:00
1900-03-27 21:00
1900-03-27 22:00
1900-03-27 23:00
1900-03-28
1900-03-28 01:00
1900-03-28 02:00
1900-03-28 03:00
1900-03-28 04:00
1900-03-28 05:00
1900-03-28 06:00
1900-03-28 07:00
1900-03-28 08:00
1900-03-28 09:00
1900-03-28 10:00
1900-03-28 11:00
1900-03-28 12:00
1900-03-28 13:00
1900-03-28 14:00
1900-03-28 15:00
1900-03-28 16:00
1900-03-28 17:00
1900-03-28 18:00
1900-03-28 19:00
1900-03-28 20:00
1900-03-28 21:00
1900-03-28 22:00
1900-03-28 23:00
1900-03-29
1900-03-29 01:00
1900-03-29 02:00
1900-03-29 03:00
1900-03-29 04:00
1900-03-29 05:00
1900-03-29 06:00
1900-03-29 07:00
1900-03-29 08:00
1900-03-29 09:00
1900-03-29 10:00
1900-03-29 11:00
1900-03-29 12:00
1900-03-29 13:00
1900-03-29 14:00
1900-03-29 15:00
1900-03-29 16:00
1900-03-29 17:00
1900-03-29 18:00
1900-03-29 19:00
1900-03-29 20:00
1900-03-29 21:00
1900-03-29 22:00
1900-03-29 23:00
1900-03-30
1900-03-30 01:00
1900-03-30 02:00
1900-03-30 03:00
1900-03-30 04:00
1900-03-30 05:00
1900-03-30 06:00
1900-03-30 07:00
1900-03-30 08:00
1900-03-30 09:00
1900-03-30 10:00
1900-03-30 11:00
1900-03-30 12:00
1900-03-30 13:00
1900-03-30 14:00
1900-03-30 15:00
1900-03-30 16:00
1900-03-30 17:00
1900-03-30 18:00
1900-03-30 19:00
1900-03-30 20:00
1900-03-30 21:00
1900-03-30 22:00
1900-03-30 23:00
1900-03-31
1900-03-31 01:00
1900-03-31 02:00
1900-03-31 03:00
1900-03-31 04:00
1900-03-31 05:00
1900-03-31 06:00
1900-03-31 07:00
1900-03-31 08:00
1900-03-31 09:00
1900-03-31 10:00
1900-03-31 11:00
1900-03-31 12:00
1900-03-31 13:00
1900-03-31 14:00
1900-03-31 15:00
1900-03-31 16:00
1900-03-31 17:00
1900-03-31 18:00
1900-03-31 19:00
1900-03-31 20:00
1900-03-31 21:00
1900-03-31 22:00
1900-03-31 23:00
1900-04-01
1900-04-01 01:00
1900-04-01 02:00
1900-04-01 03:00
1900-04-01 04:00
1900-04-01 05:00
1900-04-01 06:00
1900-04-01 07:00
1900-04-01 08:00
1900-04-01 09:00
1900-04-01 10:00
1900-04-01 11:00
1900-04-01 12:00
1900-04-01 13:00
1900-04-01 14:00
1900-04-01 15:00
1900-04-01 16:00
1900-04-01 17:00
1900-04-01 18:00
1900-04-01 19:00
1900-04-01 20:00
1900-04-01 21:00
1900-04-01 22:00
1900-04-01 23:00
1900-04-02
1900-04-02 01:00
1900-04-02 02:00
1900-04-02 03:00
1900-04-02 04:00
1900-04-02 05:00
1900-04-02 06:00
1900-04-02 07:00
1900-04-02 08:00
1900-04-02 09:00
1900-04-02 10:00
1900-04-02 11:00
1900-04-02 12:00
1900-04-02 13:00
1900-04-02 14:00
1900-04-02 15:00
1900-04-02 16:00
1900-04-02 17:00
1900-04-02 18:00
1900-04-02 19:00
1900-04-02 20:00
1900-04-02 21:00
1900-04-02 22:00
1900-04-02 23:00
1900-04-03
1900-04-03 01:00
1900-04-03 02:00
1900-04-03 03:00
1900-04-03 04:00
1900-04-03 05:00
1900-04-03 06:00
1900-04-03 07:00
1900-04-03 08:00
1900-04-03 09:00
1900-04-03 10:00
1900-04-03 11:00
1900-04-03 12:00
1900-04-03 13:00
1900-04-03 14:00
1900-04-03 15:00
1900-04-03 16:00
1900-04-03 17:00
1900-04-03 18:00
1900-04-03 19:00
1900-04-03 20:00
1900-04-03 21:00
1900-04-03 22:00
1900-04-03 23:00
1900-04-04
1900-04-04 01:00
1900-04-04 02:00
1900-04-04 03:00
1900-04-04 04:00
1900-04-04 05:00
1900-04-04 06:00
1900-04-04 07:00
1900-04-04 08:00
1900-04-04 09:00
1900-04-04 10:00
1900-04-04 11:00
1900-04-04 12:00
1900-04-04 13:00
1900-04-04 14:00
1900-04-04 15:00
1900-04-04 16:00
1900-04-04 17:00
1900-04-04 18:00
1900-04-04 19:00
1900-04-04 20:00
1900-04-04 21:00
1900-04-04 22:00
1900-04-04 23:00
1900-04-05
1900-04-05 01:00
1900-04-05 02:00
1900-04-05 03:00
1900-04-05 04:00
1900-04-05 05:00
1900-04-05 06:00
1900-04-05 07:00
1900-04-05 08:00
1900-04-05 09:00
1900-04-05 10:00
1900-04-05 11:00
1900-04-05 12:00
1900-04-05 13:00
1900-04-05 14:00
1900-04-05 15:00
1900-04-05 16:00
1900-04-05 17:00
1900-04-05 18:00
1900-04-05 19:00
1900-04-05 20:00
1900-04-05 21:00
1900-04-05 22:00
1900-04-05 23:00
1900-04-06
1900-04-06 01:00
1900-04-06 02:00
1900-04-06 03:00
1900-04-06 04:00
1900-04-06 05:00
1900-04-06 06:00
1900-04-06 07:00
1900-04-06 08:00
1900-04-06 09:00
1900-04-06 10:00
1900-04-06 11:00
1900-04-06 12:00
1900-04-06 13:00
1900-04-06 14:00
1900-04-06 15:00
1900-04-06 16:00
1900-04-06 17:00
1900-04-06 18:00
1900-04-06 19:00
1900-04-06 20:00
1900-04-06 21:00
1900-04-06 22:00
1900-04-06 23:00
1900-04-07
1900-04-07 01:00
1900-04-07 02:00
1900-04-07 03:00
1900-04-07 04:00
1900-04-07 05:00
1900-04-07 06:00
1900-04-07 07:00
1900-04-07 08:00
1900-04-07 09:00
1900-04-07 10:00
1900-04-07 11:00
1900-04-07 12:00
1900-04-07 13:00
1900-04-07 14:00
1900-04-07 15:00
1900-04-07 16:00
1900-04-07 17:00
1900-04-07 18:00
1900-04-07 19:00
1900-04-07 20:00
1900-04-07 21:00
1900-04-07 22:00
1900-04-07 23:00
1900-04-08
1900-04-08 01:00
1900-04-08 02:00
1900-04-08 03:00
1900-04-08 04:00
1900-04-08 05:00
1900-04-08 06:00
1900-04-08 07:00
1900-04-08 08:00
1900-04-08 09:00
1900-04-08 10:00
1900-04-08 11:00
1900-04-08 12:00
1900-04-08 13:00
1900-04-08 14:00
1900-04-08 15:00
1900-04-08 16:00
1900-04-08 17:00
1900-04-08 18:00
1900-04-08 19:00
1900-04-08 20:00
1900-04-08 21:00
1900-04-08 22:00
1900-04-08 23:00
1900-04-09
1900-04-09 01:00
1900-04-09 02:00
1900-04-09 03:00
1900-04-09 04:00
1900-04-09 05:00
1900-04-09 06:00
1900-04-09 07:00
1900-04-09 08:00
1900-04-09 09:00
1900-04-09 10:00
1900-04-09 11:00
1900-04-09 12:00
1900-04-09 13:00
1900-04-09 14:00
1900-04-09 15:00
1900-04-09 16:00
1900-04-09 17:00
1900-04-09 18:00
1900-04-09 19:00
1900-04-09 20:00
1900-04-09 21:00
1900-04-09 22:00
1900-04-09 23:00
1900-04-10
1900-04-10 01:00
1900-04-10 02:00
1900-04-10 03:00
1900-04-10 04:00
1900-04-10 05:00
1900-04-10 06:00
1900-04-10 07:00
1900-04-10 08:00
1900-04-10 09:00
1900-04-10 10:00
1900-04-10 11:00
1900-04-10 12:00
1900-04-10 13:00
1900-04-10 14:00
1900-04-10 15:00
1900-04-10 16:00
1900-04-10 17:00
1900-04-10 18:00
1900-04-10 19:00
1900-04-10 20:00
1900-04-10 21:00
1900-04-10 22:00
1900-04-10 23:00
1900-04-11
1900-04-11 01:00
1900-04-11 02:00
1900-04-11 03:00
1900-04-11 04:00
1900-04-11 05:00
1900-04-11 06:00
1900-04-11 07:00
1900-04-11 08:00
1900-04-11 09:00
1900-04-11 10:00
1900-04-11 11:00
1900-04-11 12:00
1900-04-11 13:00
1900-04-11 14:00
1900-04-11 15:00
1900-04-11 16:00
1900-04-11 17:00
1900-04-11 18:00
1900-04-11 19:00
1900-04-11 20:00
1900-04-11 21:00
1900-04-11 22:00
1900-04-11 23:00
1900-04-12
1900-04-12 01:00
1900-04-12 02:00
1900-04-12 03:00
1900-04-12 04:00
1900-04-12 05:00
1900-04-12 06:00
1900-04-12 07:00
1900-04-12 08:00
1900-04-12 09:00
1900-04-12 10:00
1900-04-12 11:00
1900-04-12 12:00
1900-04-12 13:00
1900-04-12 14:00
1900-04-12 15:00
1900-04-12 16:00
1900-04-12 17:00
1900-04-12 18:00
1900-04-12 19:00
1900-04-12 20:00
1900-04-12 21:00
1900-04-12 22:00
1900-04-12 23:00
1900-04-13
1900-04-13 01:00
1900-04-13 02:00
1900-04-13 03:00
1900-04-13 04:00
1900-04-13 05:00
1900-04-13 06:00
1900-04-13 07:00
1900-04-13 08:00
1900-04-13 09:00
1900-04-13 10:00
1900-04-13 11:00
1900-04-13 12:00
1900-04-13 13:00
1900-04-13 14:00
1900-04-13 15:00
1900-04-13 16:00
1900-04-13 17:00
1900-04-13 18:00
1900-04-13 19:00
1900-04-13 20:00
1900-04-13 21:00
1900-04-13 22:00
1900-04-13 23:00
1900-04-14
1900-04-14 01:00
1900-04-14 02:00
1900-04-14 03:00
1900-04-14 04:00
1900-04-14 05:00
1900-04-14 06:00
1900-04-14 07:00
1900-04-14 08:00
1900-04-14 09:00
1900-04-14 10:00
1900-04-14 11:00
1900-04-14 12:00
1900-04-14 13:00
1900-04-14 14:00
1900-04-14 15:00
1900-04-14 16:00
1900-04-14 17:00
1900-04-14 18:00
1900-04-14 19:00
1900-04-14 20:00
1900-04-14 21:00
1900-04-14 22:00
1900-04-14 23:00
1900-04-15
1900-04-15 01:00
1900-04-15 02:00
1900-04-15 03:00
1900-04-15 04:00
1900-04-15 05:00
1900-04-15 06:00
1900-04-15 07:00
1900-04-15 08:00
1900-04-15 09:00
1900-04-15 10:00
1900-04-15 11:00
1900-04-15 12:00
1900-04-15 13:00
1900-04-15 14:00
1900-04-15 15:00
1900-04-15 16:00
1900-04-15 17:00
1900-04-15 18:00
1900-04-15 19:00
1900-04-15 20:00
1900-04-15 21:00
1900-04-15 22:00
1900-04-15 23:00
1900-04-16
1900-04-16 01:00
1900-04-16 02:00
1900-04-16 03:00
1900-04-16 04:00
1900-04-16 05:00
1900-04-16 06:00
1900-04-16 07:00
1900-04-16 08:00
1900-04-16 09:00
1900-04-16 10:00
1900-04-16 11:00
1900-04-16 12:00
1900-04-16 13:00
1900-04-16 14:00
1900-04-16 15:00
1900-04-16 16:00
1900-04-16 17:00
1900-04-16 18:00
1900-04-16 19:00
1900-04-16 20:00
1900-04-16 21:00
1900-04-16 22:00
1900-04-16 23:00
1900-04-17
1900-04-17 01:00
1900-04-17 02:00
1900-04-17 03:00
1900-04-17 04:00
1900-04-17 05:00
1900-04-17 06:00
1900-04-17 07:00
1900-04-17 08:00
1900-04-17 09:00
1900-04-17 10:00
1900-04-17 11:00
1900-04-17 12:00
1900-04-17 13:00
1900-04-17 14:00
1900-04-17 15:00
1900-04-17 16:00
1900-04-17 17:00
1900-04-17 18:00
1900-04-17 19:00
1900-04-17 20:00
1900-04-17 21:00
1900-04-17 22:00
1900-04-17 23:00
1900-04-18
1900-04-18 01:00
1900-04-18 02:00
1900-04-18 03:00
1900-04-18 04:00
1900-04-18 05:00
1900-04-18 06:00
1900-04-18 07:00
1900-04-18 08:00
1900-04-18 09:00
1900-04-18 10:00
1900-04-18 11:00
1900-04-18 12:00
1900-04-18 13:00
1900-04-18 14:00
1900-04-18 15:00
1900-04-18 16:00
1900-04-18 17:00
1900-04-18 18:00
1900-04-18 19:00
1900-04-18 20:00
1900-04-18 21:00
1900-04-18 22:00
1900-04-18 23:00
1900-04-19
1900-04-19 01:00
1900-04-19 02:00
1900-04-19 03:00
1900-04-19 04:00
1900-04-19 05:00
1900-04-19 06:00
1900-04-19 07:00
1900-04-19 08:00
1900-04-19 09:00
1900-04-19 10:00
1900-04-19 11:00
1900-04-19 12:00
1900-04-19 13:00
1900-04-19 14:00
1900-04-19 15:00
1900-04-19 16:00
1900-04-19 17:00
1900-04-19 18:00
1900-04-19 19:00
1900-04-19 20:00
1900-04-19 21:00
1900-04-19 22:00
1900-04-19 23:00
1900-04-20
1900-04-20 01:00
1900-04-20 02:00
1900-04-20 03:00
1900-04-20 04:00
1900-04-20 05:00
1900-04-20 06:00
1900-04-20 07:00
1900-04-20 08:00
1900-04-20 09:00
1900-04-20 10:00
1900-04-20 11:00
1900-04-20 12:00
1900-04-20 13:00
1900-04-20 14:00
1900-04-20 15:00
1900-04-20 16:00
1900-04-20 17:00
1900-04-20 18:00
1900-04-20 19:00
1900-04-20 20:00
1900-04-20 21:00
1900-04-20 22:00
1900-04-20 23:00
1900-04-21
1900-04-21 01:00
1900-04-21 02:00
1900-04-21 03:00
1900-04-21 04:00
1900-04-21 05:00
1900-04-21 06:00
1900-04-21 07:00
1900-04-21 08:00
1900-04-21 09:00
1900-04-21 10:00
1900-04-21 11:00
1900-04-21 12:00
1900-04-21 13:00
1900-04-21 14:00
1900-04-21 15:00
1900-04-21 16:00
1900-04-21 17:00
1900-04-21 18:00
1900-04-21 19:00
1900-04-21 20:00
1900-04-21 21:00
1900-04-21 22:00
1900-04-21 23:00
1900-04-22
1900-04-22 01:00
1900-04-22 02:00
1900-04-22 03:00
1900-04-22 04:00
1900-04-22 05:00
1900-04-22 06:00
1900-04-22 07:00
1900-04-22 08:00
1900-04-22 09:00
1900-04-22 10:00
1900-04-22 11:00
1900-04-22 12:00
1900-04-22 13:00
1900-04-22 14:00
1900-04-22 15:00
1900-04-22 16:00
1900-04-22 17:00
1900-04-22 18:00
1900-04-22 19:00
1900-04-22 20:00
1900-04-22 21:00
1900-04-22 22:00
1900-04-22 23:00
1900-04-23
1900-04-23 01:00
1900-04-23 02:00
1900-04-23 03:00
1900-04-23 04:00
1900-04-23 05:00
1900-04-23 06:00
1900-04-23 07:00
1900-04-23 08:00
1900-04-23 09:00
1900-04-23 10:00
1900-04-23 11:00
1900-04-23 12:00
1900-04-23 13:00
1900-04-23 14:00
1900-04-23 15:00
1900-04-23 16:00
1900-04-23 17:00
1900-04-23 18:00
1900-04-23 19:00
1900-04-23 20:00
1900-04-23 21:00
1900-04-23 22:00
1900-04-23 23:00
1900-04-24
1900-04-24 01:00
1900-04-24 02:00
1900-04-24 03:00
1900-04-24 04:00
1900-04-24 05:00
1900-04-24 06:00
1900-04-24 07:00
1900-04-24 08:00
1900-04-24 09:00
1900-04-24 10:00
1900-04-24 11:00
1900-04-24 12:00
1900-04-24 13:00
1900-04-24 14:00
1900-04-24 15:00
1900-04-24 16:00
1900-04-24 17:00
1900-04-24 18:00
1900-04-24 19:00
1900-04-24 20:00
1900-04-24 21:00
1900-04-24 22:00
1900-04-24 23:00
1900-04-25
1900-04-25 01:00
1900-04-25 02:00
1900-04-25 03:00
1900-04-25 04:00
1900-04-25 05:00
1900-04-25 06:00
1900-04-25 07:00
1900-04-25 08:00
1900-04-25 09:00
1900-04-25 10:00
1900-04-25 11:00
1900-04-25 12:00
1900-04-25 13:00
1900-04-25 14:00
1900-04-25 15:00
1900-04-25 16:00
1900-04-25 17:00
1900-04-25 18:00
1900-04-25 19:00
1900-04-25 20:00
1900-04-25 21:00
1900-04-25 22:00
1900-04-25 23:00
1900-04-26
1900-04-26 01:00
1900-04-26 02:00
1900-04-26 03:00
1900-04-26 04:00
1900-04-26 05:00
1900-04-26 06:00
1900-04-26 07:00
1900-04-26 08:00
1900-04-26 09:00
1900-04-26 10:00
1900-04-26 11:00
1900-04-26 12:00
1900-04-26 13:00
1900-04-26 14:00
1900-04-26 15:00
1900-04-26 16:00
1900-04-26 17:00
1900-04-26 18:00
1900-04-26 19:00
1900-04-26 20:00
1900-04-26 21:00
1900-04-26 22:00
1900-04-26 23:00
1900-04-27
1900-04-27 01:00
1900-04-27 02:00
1900-04-27 03:00
1900-04-27 04:00
1900-04-27 05:00
1900-04-27 06:00
1900-04-27 07:00
1900-04-27 08:00
1900-04-27 09:00
1900-04-27 10:00
1900-04-27 11:00
1900-04-27 12:00
1900-04-27 13:00
1900-04-27 14:00
1900-04-27 15:00
1900-04-27 16:00
1900-04-27 17:00
1900-04-27 18:00
1900-04-27 19:00
1900-04-27 20:00
1900-04-27 21:00
1900-04-27 22:00
1900-04-27 23:00
1900-04-28
1900-04-28 01:00
1900-04-28 02:00
1900-04-28 03:00
1900-04-28 04:00
1900-04-28 05:00
1900-04-28 06:00
1900-04-28 07:00
1900-04-28 08:00
1900-04-28 09:00
1900-04-28 10:00
1900-04-28 11:00
1900-04-28 12:00
1900-04-28 13:00
1900-04-28 14:00
1900-04-28 15:00
1900-04-28 16:00
1900-04-28 17:00
1900-04-28 18:00
1900-04-28 19:00
1900-04-28 20:00
1900-04-28 21:00
1900-04-28 22:00
1900-04-28 23:00
1900-04-29
1900-04-29 01:00
1900-04-29 02:00
1900-04-29 03:00
1900-04-29 04:00
1900-04-29 05:00
1900-04-29 06:00
1900-04-29 07:00
1900-04-29 08:00
1900-04-29 09:00
1900-04-29 10:00
1900-04-29 11:00
1900-04-29 12:00
1900-04-29 13:00
1900-04-29 14:00
1900-04-29 15:00
1900-04-29 16:00
1900-04-29 17:00
1900-04-29 18:00
1900-04-29 19:00
1900-04-29 20:00
1900-04-29 21:00
1900-04-29 22:00
1900-04-29 23:00
1900-04-30
1900-04-30 01:00
1900-04-30 02:00
1900-04-30 03:00
1900-04-30 04:00
1900-04-30 05:00
1900-04-30 06:00
1900-04-30 07:00
1900-04-30 08:00
1900-04-30 09:00
1900-04-30 10:00
1900-04-30 11:00
1900-04-30 12:00
1900-04-30 13:00
1900-04-30 14:00
1900-04-30 15:00
1900-04-30 16:00
1900-04-30 17:00
1900-04-30 18:00
1900-04-30 19:00
1900-04-30 20:00
1900-04-30 21:00
1900-04-30 22:00
1900-04-30 23:00
1900-05-01
1900-05-01 01:00
1900-05-01 02:00
1900-05-01 03:00
1900-05-01 04:00
1900-05-01 05:00
1900-05-01 06:00
1900-05-01 07:00
1900-05-01 08:00
1900-05-01 09:00
1900-05-01 10:00
1900-05-01 11:00
1900-05-01 12:00
1900-05-01 13:00
1900-05-01 14:00
1900-05-01 15:00
1900-05-01 16:00
1900-05-01 17:00
1900-05-01 18:00
1900-05-01 19:00
1900-05-01 20:00
1900-05-01 21:00
1900-05-01 22:00
1900-05-01 23:00
1900-05-02
1900-05-02 01:00
1900-05-02 02:00
1900-05-02 03:00
1900-05-02 04:00
1900-05-02 05:00
1900-05-02 06:00
1900-05-02 07:00
1900-05-02 08:00
1900-05-02 09:00
1900-05-02 10:00
1900-05-02 11:00
1900-05-02 12:00
1900-05-02 13:00
1900-05-02 14:00
1900-05-02 15:00
1900-05-02 16:00
1900-05-02 17:00
1900-05-02 18:00
1900-05-02 19:00
1900-05-02 20:00
1900-05-02 21:00
1900-05-02 22:00
1900-05-02 23:00
1900-05-03
1900-05-03 01:00
1900-05-03 02:00
1900-05-03 03:00
1900-05-03 04:00
1900-05-03 05:00
1900-05-03 06:00
1900-05-03 07:00
1900-05-03 08:00
1900-05-03 09:00
1900-05-03 10:00
1900-05-03 11:00
1900-05-03 12:00
1900-05-03 13:00
1900-05-03 14:00
1900-05-03 15:00
1900-05-03 16:00
1900-05-03 17:00
1900-05-03 18:00
1900-05-03 19:00
1900-05-03 20:00
1900-05-03 21:00
1900-05-03 22:00
1900-05-03 23:00
1900-05-04
1900-05-04 01:00
1900-05-04 02:00
1900-05-04 03:00
1900-05-04 04:00
1900-05-04 05:00
1900-05-04 06:00
1900-05-04 07:00
1900-05-04 08:00
1900-05-04 09:00
1900-05-04 10:00
1900-05-04 11:00
1900-05-04 12:00
1900-05-04 13:00
1900-05-04 14:00
1900-05-04 15:00
1900-05-04 16:00
1900-05-04 17:00
1900-05-04 18:00
1900-05-04 19:00
1900-05-04 20:00
1900-05-04 21:00
1900-05-04 22:00
1900-05-04 23:00
1900-05-05
1900-05-05 01:00
1900-05-05 02:00
1900-05-05 03:00
1900-05-05 04:00
1900-05-05 05:00
1900-05-05 06:00
1900-05-05 07:00
1900-05-05 08:00
1900-05-05 09:00
1900-05-05 10:00
1900-05-05 11:00
1900-05-05 12:00
1900-05-05 13:00
1900-05-05 14:00
1900-05-05 15:00
1900-05-05 16:00
1900-05-05 17:00
1900-05-05 18:00
1900-05-05 19:00
1900-05-05 20:00
1900-05-05 21:00
1900-05-05 22:00
1900-05-05 23:00
1900-05-06
1900-05-06 01:00
1900-05-06 02:00
1900-05-06 03:00
1900-05-06 04:00
1900-05-06 05:00
1900-05-06 06:00
1900-05-06 07:00
1900-05-06 08:00
1900-05-06 09:00
1900-05-06 10:00
1900-05-06 11:00
1900-05-06 12:00
1900-05-06 13:00
1900-05-06 14:00
1900-05-06 15:00
1900-05-06 16:00
1900-05-06 17:00
1900-05-06 18:00
1900-05-06 19:00
1900-05-06 20:00
1900-05-06 21:00
1900-05-06 22:00
1900-05-06 23:00
1900-05-07
1900-05-07 01:00
1900-05-07 02:00
1900-05-07 03:00
1900-05-07 04:00
1900-05-07 05:00
1900-05-07 06:00
1900-05-07 07:00
1900-05-07 08:00
1900-05-07 09:00
1900-05-07 10:00
1900-05-07 11:00
1900-05-07 12:00
1900-05-07 13:00
1900-05-07 14:00
1900-05-07 15:00
1900-05-07 16:00
1900-05-07 17:00
1900-05-07 18:00
1900-05-07 19:00
1900-05-07 20:00
1900-05-07 21:00
1900-05-07 22:00
1900-05-07 23:00
1900-05-08
1900-05-08 01:00
1900-05-08 02:00
1900-05-08 03:00
1900-05-08 04:00
1900-05-08 05:00
1900-05-08 06:00
1900-05-08 07:00
1900-05-08 08:00
1900-05-08 09:00
1900-05-08 10:00
1900-05-08 11:00
1900-05-08 12:00
1900-05-08 13:00
1900-05-08 14:00
1900-05-08 15:00
1900-05-08 16:00
1900-05-08 17:00
1900-05-08 18:00
1900-05-08 19:00
1900-05-08 20:00
1900-05-08 21:00
1900-05-08 22:00
1900-05-08 23:00
1900-05-09
1900-05-09 01:00
1900-05-09 02:00
1900-05-09 03:00
1900-05-09 04:00
1900-05-09 05:00
1900-05-09 06:00
1900-05-09 07:00
1900-05-09 08:00
1900-05-09 09:00
1900-05-09 10:00
1900-05-09 11:00
1900-05-09 12:00
1900-05-09 13:00
1900-05-09 14:00
1900-05-09 15:00
1900-05-09 16:00
1900-05-09 17:00
1900-05-09 18:00
1900-05-09 19:00
1900-05-09 20:00
1900-05-09 21:00
1900-05-09 22:00
1900-05-09 23:00
1900-05-10
1900-05-10 01:00
1900-05-10 02:00
1900-05-10 03:00
1900-05-10 04:00
1900-05-10 05:00
1900-05-10 06:00
1900-05-10 07:00
1900-05-10 08:00
1900-05-10 09:00
1900-05-10 10:00
1900-05-10 11:00
1900-05-10 12:00
1900-05-10 13:00
1900-05-10 14:00
1900-05-10 15:00
1900-05-10 16:00
1900-05-10 17:00
1900-05-10 18:00
1900-05-10 19:00
1900-05-10 20:00
1900-05-10 21:00
1900-05-10 22:00
1900-05-10 23:00
1900-05-11
1900-05-11 01:00
1900-05-11 02:00
1900-05-11 03:00
1900-05-11 04:00
1900-05-11 05:00
1900-05-11 06:00
1900-05-11 07:00
1900-05-11 08:00
1900-05-11 09:00
1900-05-11 10:00
1900-05-11 11:00
1900-05-11 12:00
1900-05-11 13:00
1900-05-11 14:00
1900-05-11 15:00
1900-05-11 16:00
1900-05-11 17:00
1900-05-11 18:00
1900-05-11 19:00
1900-05-11 20:00
1900-05-11 21:00
1900-05-11 22:00
1900-05-11 23:00
1900-05-12
1900-05-12 01:00
1900-05-12 02:00
1900-05-12 03:00
1900-05-12 04:00
1900-05-12 05:00
1900-05-12 06:00
1900-05-12 07:00
1900-05-12 08:00
1900-05-12 09:00
1900-05-12 10:00
1900-05-12 11:00
1900-05-12 12:00
1900-05-12 13:00
1900-05-12 14:00
1900-05-12 15:00
1900-05-12 16:00
1900-05-12 17:00
1900-05-12 18:00
1900-05-12 19:00
1900-05-12 20:00
1900-05-12 21:00
1900-05-12 22:00
1900-05-12 23:00
1900-05-13
1900-05-13 01:00
1900-05-13 02:00
1900-05-13 03:00
1900-05-13 04:00
1900-05-13 05:00
1900-05-13 06:00
1900-05-13 07:00
1900-05-13 08:00
1900-05-13 09:00
1900-05-13 10:00
1900-05-13 11:00
1900-05-13 12:00
1900-05-13 13:00
1900-05-13 14:00
1900-05-13 15:00
1900-05-13 16:00
1900-05-13 17:00
1900-05-13 18:00
1900-05-13 19:00
1900-05-13 20:00
1900-05-13 21:00
1900-05-13 22:00
1900-05-13 23:00
1900-05-14
1900-05-14 01:00
1900-05-14 02:00
1900-05-14 03:00
1900-05-14 04:00
1900-05-14 05:00
1900-05-14 06:00
1900-05-14 07:00
1900-05-14 08:00
1900-05-14 09:00
1900-05-14 10:00
1900-05-14 11:00
1900-05-14 12:00
1900-05-14 13:00
1900-05-14 14:00
1900-05-14 15:00
1900-05-14 16:00
1900-05-14 17:00
1900-05-14 18:00
1900-05-14 19:00
1900-05-14 20:00
1900-05-14 21:00
1900-05-14 22:00
1900-05-14 23:00
1900-05-15
1900-05-15 01:00
1900-05-15 02:00
1900-05-15 03:00
1900-05-15 04:00
1900-05-15 05:00
1900-05-15 06:00
1900-05-15 07:00
1900-05-15 08:00
1900-05-15 09:00
1900-05-15 10:00
1900-05-15 11:00
1900-05-15 12:00
1900-05-15 13:00
1900-05-15 14:00
1900-05-15 15:00
1900-05-15 16:00
1900-05-15 17:00
1900-05-15 18:00
1900-05-15 19:00
1900-05-15 20:00
1900-05-15 21:00
1900-05-15 22:00
1900-05-15 23:00
1900-05-16
1900-05-16 01:00
1900-05-16 02:00
1900-05-16 03:00
1900-05-16 04:00
1900-05-16 05:00
1900-05-16 06:00
1900-05-16 07:00
1900-05-16 08:00
1900-05-16 09:00
1900-05-16 10:00
1900-05-16 11:00
1900-05-16 12:00
1900-05-16 13:00
1900-05-16 14:00
1900-05-16 15:00
1900-05-16 16:00
1900-05-16 17:00
1900-05-16 18:00
1900-05-16 19:00
1900-05-16 20:00
1900-05-16 21:00
1900-05-16 22:00
1900-05-16 23:00
1900-05-17
1900-05-17 01:00
1900-05-17 02:00
1900-05-17 03:00
1900-05-17 04:00
1900-05-17 05:00
1900-05-17 06:00
1900-05-17 07:00
1900-05-17 08:00
1900-05-17 09:00
1900-05-17 10:00
1900-05-17 11:00
1900-05-17 12:00
1900-05-17 13:00
1900-05-17 14:00
1900-05-17 15:00
1900-05-17 16:00
1900-05-17 17:00
1900-05-17 18:00
1900-05-17 19:00
1900-05-17 20:00
1900-05-17 21:00
1900-05-17 22:00
1900-05-17 23:00
1900-05-18
1900-05-18 01:00
1900-05-18 02:00
1900-05-18 03:00
1900-05-18 04:00
1900-05-18 05:00
1900-05-18 06:00
1900-05-18 07:00
1900-05-18 08:00
1900-05-18 09:00
1900-05-18 10:00
1900-05-18 11:00
1900-05-18 12:00
1900-05-18 13:00
1900-05-18 14:00
1900-05-18 15:00
1900-05-18 16:00
1900-05-18 17:00
1900-05-18 18:00
1900-05-18 19:00
1900-05-18 20:00
1900-05-18 21:00
1900-05-18 22:00
1900-05-18 23:00
1900-05-19
1900-05-19 01:00
1900-05-19 02:00
1900-05-19 03:00
1900-05-19 04:00
1900-05-19 05:00
1900-05-19 06:00
1900-05-19 07:00
1900-05-19 08:00
1900-05-19 09:00
1900-05-19 10:00
1900-05-19 11:00
1900-05-19 12:00
1900-05-19 13:00
1900-05-19 14:00
1900-05-19 15:00
1900-05-19 16:00
1900-05-19 17:00
1900-05-19 18:00
1900-05-19 19:00
1900-05-19 20:00
1900-05-19 21:00
1900-05-19 22:00
1900-05-19 23:00
1900-05-20
1900-05-20 01:00
1900-05-20 02:00
1900-05-20 03:00
1900-05-20 04:00
1900-05-20 05:00
1900-05-20 06:00
1900-05-20 07:00
1900-05-20 08:00
1900-05-20 09:00
1900-05-20 10:00
1900-05-20 11:00
1900-05-20 12:00
1900-05-20 13:00
1900-05-20 14:00
1900-05-20 15:00
1900-05-20 16:00
1900-05-20 17:00
1900-05-20 18:00
1900-05-20 19:00
1900-05-20 20:00
1900-05-20 21:00
1900-05-20 22:00
1900-05-20 23:00
1900-05-21
1900-05-21 01:00
1900-05-21 02:00
1900-05-21 03:00
1900-05-21 04:00
1900-05-21 05:00
1900-05-21 06:00
1900-05-21 07:00
1900-05-21 08:00
1900-05-21 09:00
1900-05-21 10:00
1900-05-21 11:00
1900-05-21 12:00
1900-05-21 13:00
1900-05-21 14:00
1900-05-21 15:00
1900-05-21 16:00
1900-05-21 17:00
1900-05-21 18:00
1900-05-21 19:00
1900-05-21 20:00
1900-05-21 21:00
1900-05-21 22:00
1900-05-21 23:00
1900-05-22
1900-05-22 01:00
1900-05-22 02:00
1900-05-22 03:00
1900-05-22 04:00
1900-05-22 05:00
1900-05-22 06:00
1900-05-22 07:00
1900-05-22 08:00
1900-05-22 09:00
1900-05-22 10:00
1900-05-22 11:00
1900-05-22 12:00
1900-05-22 13:00
1900-05-22 14:00
1900-05-22 15:00
1900-05-22 16:00
1900-05-22 17:00
1900-05-22 18:00
1900-05-22 19:00
1900-05-22 20:00
1900-05-22 21:00
1900-05-22 22:00
1900-05-22 23:00
1900-05-23
1900-05-23 01:00
1900-05-23 02:00
1900-05-23 03:00
1900-05-23 04:00
1900-05-23 05:00
1900-05-23 06:00
1900-05-23 07:00
1900-05-23 08:00
1900-05-23 09:00
1900-05-23 10:00
1900-05-23 11:00
1900-05-23 12:00
1900-05-23 13:00
1900-05-23 14:00
1900-05-23 15:00
1900-05-23 16:00
1900-05-23 17:00
1900-05-23 18:00
1900-05-23 19:00
1900-05-23 20:00
1900-05-23 21:00
1900-05-23 22:00
1900-05-23 23:00
1900-05-24
1900-05-24 01:00
1900-05-24 02:00
1900-05-24 03:00
1900-05-24 04:00
1900-05-24 05:00
1900-05-24 06:00
1900-05-24 07:00
1900-05-24 08:00
1900-05-24 09:00
1900-05-24 10:00
1900-05-24 11:00
1900-05-24 12:00
1900-05-24 13:00
1900-05-24 14:00
1900-05-24 15:00
1900-05-24 16:00
1900-05-24 17:00
1900-05-24 18:00
1900-05-24 19:00
1900-05-24 20:00
1900-05-24 21:00
1900-05-24 22:00
1900-05-24 23:00
1900-05-25
1900-05-25 01:00
1900-05-25 02:00
1900-05-25 03:00
1900-05-25 04:00
1900-05-25 05:00
1900-05-25 06:00
1900-05-25 07:00
1900-05-25 08:00
1900-05-25 09:00
1900-05-25 10:00
1900-05-25 11:00
1900-05-25 12:00
1900-05-25 13:00
1900-05-25 14:00
1900-05-25 15:00
1900-05-25 16:00
1900-05-25 17:00
1900-05-25 18:00
1900-05-25 19:00
1900-05-25 20:00
1900-05-25 21:00
1900-05-25 22:00
1900-05-25 23:00
1900-05-26
1900-05-26 01:00
1900-05-26 02:00
1900-05-26 03:00
1900-05-26 04:00
1900-05-26 05:00
1900-05-26 06:00
1900-05-26 07:00
1900-05-26 08:00
1900-05-26 09:00
1900-05-26 10:00
1900-05-26 11:00
1900-05-26 12:00
1900-05-26 13:00
1900-05-26 14:00
1900-05-26 15:00
1900-05-26 16:00
1900-05-26 17:00
1900-05-26 18:00
1900-05-26 19:00
1900-05-26 20:00
1900-05-26 21:00
1900-05-26 22:00
1900-05-26 23:00
1900-05-27
1900-05-27 01:00
1900-05-27 02:00
1900-05-27 03:00
1900-05-27 04:00
1900-05-27 05:00
1900-05-27 06:00
1900-05-27 07:00
1900-05-27 08:00
1900-05-27 09:00
1900-05-27 10:00
1900-05-27 11:00
1900-05-27 12:00
1900-05-27 13:00
1900-05-27 14:00
1900-05-27 15:00
1900-05-27 16:00
1900-05-27 17:00
1900-05-27 18:00
1900-05-27 19:00
1900-05-27 20:00
1900-05-27 21:00
1900-05-27 22:00
1900-05-27 23:00
1900-05-28
1900-05-28 01:00
1900-05-28 02:00
1900-05-28 03:00
1900-05-28 04:00
1900-05-28 05:00
1900-05-28 06:00
1900-05-28 07:00
1900-05-28 08:00
1900-05-28 09:00
1900-05-28 10:00
1900-05-28 11:00
1900-05-28 12:00
1900-05-28 13:00
1900-05-28 14:00
1900-05-28 15:00
1900-05-28 16:00
1900-05-28 17:00
1900-05-28 18:00
1900-05-28 19:00
1900-05-28 20:00
1900-05-28 21:00
1900-05-28 22:00
1900-05-28 23:00
1900-05-29
1900-05-29 01:00
1900-05-29 02:00
1900-05-29 03:00
1900-05-29 04:00
1900-05-29 05:00
1900-05-29 06:00
1900-05-29 07:00
1900-05-29 08:00
1900-05-29 09:00
1900-05-29 10:00
1900-05-29 11:00
1900-05-29 12:00
1900-05-29 13:00
1900-05-29 14:00
1900-05-29 15:00
1900-05-29 16:00
1900-05-29 17:00
1900-05-29 18:00
1900-05-29 19:00
1900-05-29 20:00
1900-05-29 21:00
1900-05-29 22:00
1900-05-29 23:00
1900-05-30
1900-05-30 01:00
1900-05-30 02:00
1900-05-30 03:00
1900-05-30 04:00
1900-05-30 05:00
1900-05-30 06:00
1900-05-30 07:00
1900-05-30 08:00
1900-05-30 09:00
1900-05-30 10:00
1900-05-30 11:00
1900-05-30 12:00
1900-05-30 13:00
1900-05-30 14:00
1900-05-30 15:00
1900-05-30 16:00
1900-05-30 17:00
1900-05-30 18:00
1900-05-30 19:00
1900-05-30 20:00
1900-05-30 21:00
1900-05-30 22:00
1900-05-30 23:00
1900-05-31
1900-05-31 01:00
1900-05-31 02:00
1900-05-31 03:00
1900-05-31 04:00
1900-05-31 05:00
1900-05-31 06:00
1900-05-31 07:00
1900-05-31 08:00
1900-05-31 09:00
1900-05-31 10:00
1900-05-31 11:00
1900-05-31 12:00
1900-05-31 13:00
1900-05-31 14:00
1900-05-31 15:00
1900-05-31 16:00
1900-05-31 17:00
1900-05-31 18:00
1900-05-31 19:00
1900-05-31 20:00
1900-05-31 21:00
1900-05-31 22:00
1900-05-31 23:00
1900-06-01
1900-06-01 01:00
1900-06-01 02:00
1900-06-01 03:00
1900-06-01 04:00
1900-06-01 05:00
1900-06-01 06:00
1900-06-01 07:00
1900-06-01 08:00
1900-06-01 09:00
1900-06-01 10:00
1900-06-01 11:00
1900-06-01 12:00
1900-06-01 13:00
1900-06-01 14:00
1900-06-01 15:00
1900-06-01 16:00
1900-06-01 17:00
1900-06-01 18:00
1900-06-01 19:00
1900-06-01 20:00
1900-06-01 21:00
1900-06-01 22:00
1900-06-01 23:00
1900-06-02
1900-06-02 01:00
1900-06-02 02:00
1900-06-02 03:00
1900-06-02 04:00
1900-06-02 05:00
1900-06-02 06:00
1900-06-02 07:00
1900-06-02 08:00
1900-06-02 09:00
1900-06-02 10:00
1900-06-02 11:00
1900-06-02 12:00
1900-06-02 13:00
1900-06-02 14:00
1900-06-02 15:00
1900-06-02 16:00
1900-06-02 17:00
1900-06-02 18:00
1900-06-02 19:00
1900-06-02 20:00
1900-06-02 21:00
1900-06-02 22:00
1900-06-02 23:00
1900-06-03
1900-06-03 01:00
1900-06-03 02:00
1900-06-03 03:00
1900-06-03 04:00
1900-06-03 05:00
1900-06-03 06:00
1900-06-03 07:00
1900-06-03 08:00
1900-06-03 09:00
1900-06-03 10:00
1900-06-03 11:00
1900-06-03 12:00
1900-06-03 13:00
1900-06-03 14:00
1900-06-03 15:00
1900-06-03 16:00
1900-06-03 17:00
1900-06-03 18:00
1900-06-03 19:00
1900-06-03 20:00
1900-06-03 21:00
1900-06-03 22:00
1900-06-03 23:00
1900-06-04
1900-06-04 01:00
1900-06-04 02:00
1900-06-04 03:00
1900-06-04 04:00
1900-06-04 05:00
1900-06-04 06:00
1900-06-04 07:00
1900-06-04 08:00
1900-06-04 09:00
1900-06-04 10:00
1900-06-04 11:00
1900-06-04 12:00
1900-06-04 13:00
1900-06-04 14:00
1900-06-04 15:00
1900-06-04 16:00
1900-06-04 17:00
1900-06-04 18:00
1900-06-04 19:00
1900-06-04 20:00
1900-06-04 21:00
1900-06-04 22:00
1900-06-04 23:00
1900-06-05
1900-06-05 01:00
1900-06-05 02:00
1900-06-05 03:00
1900-06-05 04:00
1900-06-05 05:00
1900-06-05 06:00
1900-06-05 07:00
1900-06-05 08:00
1900-06-05 09:00
1900-06-05 10:00
1900-06-05 11:00
1900-06-05 12:00
1900-06-05 13:00
1900-06-05 14:00
1900-06-05 15:00
1900-06-05 16:00
1900-06-05 17:00
1900-06-05 18:00
1900-06-05 19:00
1900-06-05 20:00
1900-06-05 21:00
1900-06-05 22:00
1900-06-05 23:00
1900-06-06
1900-06-06 01:00
1900-06-06 02:00
1900-06-06 03:00
1900-06-06 04:00
1900-06-06 05:00
1900-06-06 06:00
1900-06-06 07:00
1900-06-06 08:00
1900-06-06 09:00
1900-06-06 10:00
1900-06-06 11:00
1900-06-06 12:00
1900-06-06 13:00
1900-06-06 14:00
1900-06-06 15:00
1900-06-06 16:00
1900-06-06 17:00
1900-06-06 18:00
1900-06-06 19:00
1900-06-06 20:00
1900-06-06 21:00
1900-06-06 22:00
1900-06-06 23:00
1900-06-07
1900-06-07 01:00
1900-06-07 02:00
1900-06-07 03:00
1900-06-07 04:00
1900-06-07 05:00
1900-06-07 06:00
1900-06-07 07:00
1900-06-07 08:00
1900-06-07 09:00
1900-06-07 10:00
1900-06-07 11:00
1900-06-07 12:00
1900-06-07 13:00
1900-06-07 14:00
1900-06-07 15:00
1900-06-07 16:00
1900-06-07 17:00
1900-06-07 18:00
1900-06-07 19:00
1900-06-07 20:00
1900-06-07 21:00
1900-06-07 22:00
1900-06-07 23:00
1900-06-08
1900-06-08 01:00
1900-06-08 02:00
1900-06-08 03:00
1900-06-08 04:00
1900-06-08 05:00
1900-06-08 06:00
1900-06-08 07:00
1900-06-08 08:00
1900-06-08 09:00
1900-06-08 10:00
1900-06-08 11:00
1900-06-08 12:00
1900-06-08 13:00
1900-06-08 14:00
1900-06-08 15:00
1900-06-08 16:00
1900-06-08 17:00
1900-06-08 18:00
1900-06-08 19:00
1900-06-08 20:00
1900-06-08 21:00
1900-06-08 22:00
1900-06-08 23:00
1900-06-09
1900-06-09 01:00
1900-06-09 02:00
1900-06-09 03:00
1900-06-09 04:00
1900-06-09 05:00
1900-06-09 06:00
1900-06-09 07:00
1900-06-09 08:00
1900-06-09 09:00
1900-06-09 10:00
1900-06-09 11:00
1900-06-09 12:00
1900-06-09 13:00
1900-06-09 14:00
1900-06-09 15:00
1900-06-09 16:00
1900-06-09 17:00
1900-06-09 18:00
1900-06-09 19:00
1900-06-09 20:00
1900-06-09 21:00
1900-06-09 22:00
1900-06-09 23:00
1900-06-10
1900-06-10 01:00
1900-06-10 02:00
1900-06-10 03:00
1900-06-10 04:00
1900-06-10 05:00
1900-06-10 06:00
1900-06-10 07:00
1900-06-10 08:00
1900-06-10 09:00
1900-06-10 10:00
1900-06-10 11:00
1900-06-10 12:00
1900-06-10 13:00
1900-06-10 14:00
1900-06-10 15:00
1900-06-10 16:00
1900-06-10 17:00
1900-06-10 18:00
1900-06-10 19:00
1900-06-10 20:00
1900-06-10 21:00
1900-06-10 22:00
1900-06-10 23:00
1900-06-11
1900-06-11 01:00
1900-06-11 02:00
1900-06-11 03:00
1900-06-11 04:00
1900-06-11 05:00
1900-06-11 06:00
1900-06-11 07:00
1900-06-11 08:00
1900-06-11 09:00
1900-06-11 10:00
1900-06-11 11:00
1900-06-11 12:00
1900-06-11 13:00
1900-06-11 14:00
1900-06-11 15:00
1900-06-11 16:00
1900-06-11 17:00
1900-06-11 18:00
1900-06-11 19:00
1900-06-11 20:00
1900-06-11 21:00
1900-06-11 22:00
1900-06-11 23:00
1900-06-12
1900-06-12 01:00
1900-06-12 02:00
1900-06-12 03:00
1900-06-12 04:00
1900-06-12 05:00
1900-06-12 06:00
1900-06-12 07:00
1900-06-12 08:00
1900-06-12 09:00
1900-06-12 10:00
1900-06-12 11:00
1900-06-12 12:00
1900-06-12 13:00
1900-06-12 14:00
1900-06-12 15:00
1900-06-12 16:00
1900-06-12 17:00
1900-06-12 18:00
1900-06-12 19:00
1900-06-12 20:00
1900-06-12 21:00
1900-06-12 22:00
1900-06-12 23:00
1900-06-13
1900-06-13 01:00
1900-06-13 02:00
1900-06-13 03:00
1900-06-13 04:00
1900-06-13 05:00
1900-06-13 06:00
1900-06-13 07:00
1900-06-13 08:00
1900-06-13 09:00
1900-06-13 10:00
1900-06-13 11:00
1900-06-13 12:00
1900-06-13 13:00
1900-06-13 14:00
1900-06-13 15:00
1900-06-13 16:00
1900-06-13 17:00
1900-06-13 18:00
1900-06-13 19:00
1900-06-13 20:00
1900-06-13 21:00
1900-06-13 22:00
1900-06-13 23:00
1900-06-14
1900-06-14 01:00
1900-06-14 02:00
1900-06-14 03:00
1900-06-14 04:00
1900-06-14 05:00
1900-06-14 06:00
1900-06-14 07:00
1900-06-14 08:00
1900-06-14 09:00
1900-06-14 10:00
1900-06-14 11:00
1900-06-14 12:00
1900-06-14 13:00
1900-06-14 14:00
1900-06-14 15:00
1900-06-14 16:00
1900-06-14 17:00
1900-06-14 18:00
1900-06-14 19:00
1900-06-14 20:00
1900-06-14 21:00
1900-06-14 22:00
1900-06-14 23:00
1900-06-15
1900-06-15 01:00
1900-06-15 02:00
1900-06-15 03:00
1900-06-15 04:00
1900-06-15 05:00
1900-06-15 06:00
1900-06-15 07:00
1900-06-15 08:00
1900-06-15 09:00
1900-06-15 10:00
1900-06-15 11:00
1900-06-15 12:00
1900-06-15 13:00
1900-06-15 14:00
1900-06-15 15:00
1900-06-15 16:00
1900-06-15 17:00
1900-06-15 18:00
1900-06-15 19:00
1900-06-15 20:00
1900-06-15 21:00
1900-06-15 22:00
1900-06-15 23:00
1900-06-16
1900-06-16 01:00
1900-06-16 02:00
1900-06-16 03:00
1900-06-16 04:00
1900-06-16 05:00
1900-06-16 06:00
1900-06-16 07:00
1900-06-16 08:00
1900-06-16 09:00
1900-06-16 10:00
1900-06-16 11:00
1900-06-16 12:00
1900-06-16 13:00
1900-06-16 14:00
1900-06-16 15:00
1900-06-16 16:00
1900-06-16 17:00
1900-06-16 18:00
1900-06-16 19:00
1900-06-16 20:00
1900-06-16 21:00
1900-06-16 22:00
1900-06-16 23:00
1900-06-17
1900-06-17 01:00
1900-06-17 02:00
1900-06-17 03:00
1900-06-17 04:00
1900-06-17 05:00
1900-06-17 06:00
1900-06-17 07:00
1900-06-17 08:00
1900-06-17 09:00
1900-06-17 10:00
1900-06-17 11:00
1900-06-17 12:00
1900-06-17 13:00
1900-06-17 14:00
1900-06-17 15:00
1900-06-17 16:00
1900-06-17 17:00
1900-06-17 18:00
1900-06-17 19:00
1900-06-17 20:00
1900-06-17 21:00
1900-06-17 22:00
1900-06-17 23:00
1900-06-18
1900-06-18 01:00
1900-06-18 02:00
1900-06-18 03:00
1900-06-18 04:00
1900-06-18 05:00
1900-06-18 06:00
1900-06-18 07:00
1900-06-18 08:00
1900-06-18 09:00
1900-06-18 10:00
1900-06-18 11:00
1900-06-18 12:00
1900-06-18 13:00
1900-06-18 14:00
1900-06-18 15:00
1900-06-18 16:00
1900-06-18 17:00
1900-06-18 18:00
1900-06-18 19:00
1900-06-18 20:00
1900-06-18 21:00
1900-06-18 22:00
1900-06-18 23:00
1900-06-19
1900-06-19 01:00
1900-06-19 02:00
1900-06-19 03:00
1900-06-19 04:00
1900-06-19 05:00
1900-06-19 06:00
1900-06-19 07:00
1900-06-19 08:00
1900-06-19 09:00
1900-06-19 10:00
1900-06-19 11:00
1900-06-19 12:00
1900-06-19 13:00
1900-06-19 14:00
1900-06-19 15:00
1900-06-19 16:00
1900-06-19 17:00
1900-06-19 18:00
1900-06-19 19:00
1900-06-19 20:00
1900-06-19 21:00
1900-06-19 22:00
1900-06-19 23:00
1900-06-20
1900-06-20 01:00
1900-06-20 02:00
1900-06-20 03:00
1900-06-20 04:00
1900-06-20 05:00
1900-06-20 06:00
1900-06-20 07:00
1900-06-20 08:00
1900-06-20 09:00
1900-06-20 10:00
1900-06-20 11:00
1900-06-20 12:00
1900-06-20 13:00
1900-06-20 14:00
1900-06-20 15:00
1900-06-20 16:00
1900-06-20 17:00
1900-06-20 18:00
1900-06-20 19:00
1900-06-20 20:00
1900-06-20 21:00
1900-06-20 22:00
1900-06-20 23:00
1900-06-21
1900-06-21 01:00
1900-06-21 02:00
1900-06-21 03:00
1900-06-21 04:00
1900-06-21 05:00
1900-06-21 06:00
1900-06-21 07:00
1900-06-21 08:00
1900-06-21 09:00
1900-06-21 10:00
1900-06-21 11:00
1900-06-21 12:00
1900-06-21 13:00
1900-06-21 14:00
1900-06-21 15:00
1900-06-21 16:00
1900-06-21 17:00
1900-06-21 18:00
1900-06-21 19:00
1900-06-21 20:00
1900-06-21 21:00
1900-06-21 22:00
1900-06-21 23:00
1900-06-22
1900-06-22 01:00
1900-06-22 02:00
1900-06-22 03:00
1900-06-22 04:00
1900-06-22 05:00
1900-06-22 06:00
1900-06-22 07:00
1900-06-22 08:00
1900-06-22 09:00
1900-06-22 10:00
1900-06-22 11:00
1900-06-22 12:00
1900-06-22 13:00
1900-06-22 14:00
1900-06-22 15:00
1900-06-22 16:00
1900-06-22 17:00
1900-06-22 18:00
1900-06-22 19:00
1900-06-22 20:00
1900-06-22 21:00
1900-06-22 22:00
1900-06-22 23:00
1900-06-23
1900-06-23 01:00
1900-06-23 02:00
1900-06-23 03:00
1900-06-23 04:00
1900-06-23 05:00
1900-06-23 06:00
1900-06-23 07:00
1900-06-23 08:00
1900-06-23 09:00
1900-06-23 10:00
1900-06-23 11:00
1900-06-23 12:00
1900-06-23 13:00
1900-06-23 14:00
1900-06-23 15:00
1900-06-23 16:00
1900-06-23 17:00
1900-06-23 18:00
1900-06-23 19:00
1900-06-23 20:00
1900-06-23 21:00
1900-06-23 22:00
1900-06-23 23:00
1900-06-24
1900-06-24 01:00
1900-06-24 02:00
1900-06-24 03:00
1900-06-24 04:00
1900-06-24 05:00
1900-06-24 06:00
1900-06-24 07:00
1900-06-24 08:00
1900-06-24 09:00
1900-06-24 10:00
1900-06-24 11:00
1900-06-24 12:00
1900-06-24 13:00
1900-06-24 14:00
1900-06-24 15:00
1900-06-24 16:00
1900-06-24 17:00
1900-06-24 18:00
1900-06-24 19:00
1900-06-24 20:00
1900-06-24 21:00
1900-06-24 22:00
1900-06-24 23:00
1900-06-25
1900-06-25 01:00
1900-06-25 02:00
1900-06-25 03:00
1900-06-25 04:00
1900-06-25 05:00
1900-06-25 06:00
1900-06-25 07:00
1900-06-25 08:00
1900-06-25 09:00
1900-06-25 10:00
1900-06-25 11:00
1900-06-25 12:00
1900-06-25 13:00
1900-06-25 14:00
1900-06-25 15:00
1900-06-25 16:00
1900-06-25 17:00
1900-06-25 18:00
1900-06-25 19:00
1900-06-25 20:00
1900-06-25 21:00
1900-06-25 22:00
1900-06-25 23:00
1900-06-26
1900-06-26 01:00
1900-06-26 02:00
1900-06-26 03:00
1900-06-26 04:00
1900-06-26 05:00
1900-06-26 06:00
1900-06-26 07:00
1900-06-26 08:00
1900-06-26 09:00
1900-06-26 10:00
1900-06-26 11:00
1900-06-26 12:00
1900-06-26 13:00
1900-06-26 14:00
1900-06-26 15:00
1900-06-26 16:00
1900-06-26 17:00
1900-06-26 18:00
1900-06-26 19:00
1900-06-26 20:00
1900-06-26 21:00
1900-06-26 22:00
1900-06-26 23:00
1900-06-27
1900-06-27 01:00
1900-06-27 02:00
1900-06-27 03:00
1900-06-27 04:00
1900-06-27 05:00
1900-06-27 06:00
1900-06-27 07:00
1900-06-27 08:00
1900-06-27 09:00
1900-06-27 10:00
1900-06-27 11:00
1900-06-27 12:00
1900-06-27 13:00
1900-06-27 14:00
1900-06-27 15:00
1900-06-27 16:00
1900-06-27 17:00
1900-06-27 18:00
1900-06-27 19:00
1900-06-27 20:00
1900-06-27 21:00
1900-06-27 22:00
1900-06-27 23:00
1900-06-28
1900-06-28 01:00
1900-06-28 02:00
1900-06-28 03:00
1900-06-28 04:00
1900-06-28 05:00
1900-06-28 06:00
1900-06-28 07:00
1900-06-28 08:00
1900-06-28 09:00
1900-06-28 10:00
1900-06-28 11:00
1900-06-28 12:00
1900-06-28 13:00
1900-06-28 14:00
1900-06-28 15:00
1900-06-28 16:00
1900-06-28 17:00
1900-06-28 18:00
1900-06-28 19:00
1900-06-28 20:00
1900-06-28 21:00
1900-06-28 22:00
1900-06-28 23:00
1900-06-29
1900-06-29 01:00
1900-06-29 02:00
1900-06-29 03:00
1900-06-29 04:00
1900-06-29 05:00
1900-06-29 06:00
1900-06-29 07:00
1900-06-29 08:00
1900-06-29 09:00
1900-06-29 10:00
1900-06-29 11:00
1900-06-29 12:00
1900-06-29 13:00
1900-06-29 14:00
1900-06-29 15:00
1900-06-29 16:00
1900-06-29 17:00
1900-06-29 18:00
1900-06-29 19:00
1900-06-29 20:00
1900-06-29 21:00
1900-06-29 22:00
1900-06-29 23:00
1900-06-30
1900-06-30 01:00
1900-06-30 02:00
1900-06-30 03:00
1900-06-30 04:00
1900-06-30 05:00
1900-06-30 06:00
1900-06-30 07:00
1900-06-30 08:00
1900-06-30 09:00
1900-06-30 10:00
1900-06-30 11:00
1900-06-30 12:00
1900-06-30 13:00
1900-06-30 14:00
1900-06-30 15:00
1900-06-30 16:00
1900-06-30 17:00
1900-06-30 18:00
1900-06-30 19:00
1900-06-30 20:00
1900-06-30 21:00
1900-06-30 22:00
1900-06-30 23:00
1900-07-01
1900-07-01 01:00
1900-07-01 02:00
1900-07-01 03:00
1900-07-01 04:00
1900-07-01 05:00
1900-07-01 06:00
1900-07-01 07:00
1900-07-01 08:00
1900-07-01 09:00
1900-07-01 10:00
1900-07-01 11:00
1900-07-01 12:00
1900-07-01 13:00
1900-07-01 14:00
1900-07-01 15:00
1900-07-01 16:00
1900-07-01 17:00
1900-07-01 18:00
1900-07-01 19:00
1900-07-01 20:00
1900-07-01 21:00
1900-07-01 22:00
1900-07-01 23:00
1900-07-02
1900-07-02 01:00
1900-07-02 02:00
1900-07-02 03:00
1900-07-02 04:00
1900-07-02 05:00
1900-07-02 06:00
1900-07-02 07:00
1900-07-02 08:00
1900-07-02 09:00
1900-07-02 10:00
1900-07-02 11:00
1900-07-02 12:00
1900-07-02 13:00
1900-07-02 14:00
1900-07-02 15:00
1900-07-02 16:00
1900-07-02 17:00
1900-07-02 18:00
1900-07-02 19:00
1900-07-02 20:00
1900-07-02 21:00
1900-07-02 22:00
1900-07-02 23:00
1900-07-03
1900-07-03 01:00
1900-07-03 02:00
1900-07-03 03:00
1900-07-03 04:00
1900-07-03 05:00
1900-07-03 06:00
1900-07-03 07:00
1900-07-03 08:00
1900-07-03 09:00
1900-07-03 10:00
1900-07-03 11:00
1900-07-03 12:00
1900-07-03 13:00
1900-07-03 14:00
1900-07-03 15:00
1900-07-03 16:00
1900-07-03 17:00
1900-07-03 18:00
1900-07-03 19:00
1900-07-03 20:00
1900-07-03 21:00
1900-07-03 22:00
1900-07-03 23:00
1900-07-04
1900-07-04 01:00
1900-07-04 02:00
1900-07-04 03:00
1900-07-04 04:00
1900-07-04 05:00
1900-07-04 06:00
1900-07-04 07:00
1900-07-04 08:00
1900-07-04 09:00
1900-07-04 10:00
1900-07-04 11:00
1900-07-04 12:00
1900-07-04 13:00
1900-07-04 14:00
1900-07-04 15:00
1900-07-04 16:00
1900-07-04 17:00
1900-07-04 18:00
1900-07-04 19:00
1900-07-04 20:00
1900-07-04 21:00
1900-07-04 22:00
1900-07-04 23:00
1900-07-05
1900-07-05 01:00
1900-07-05 02:00
1900-07-05 03:00
1900-07-05 04:00
1900-07-05 05:00
1900-07-05 06:00
1900-07-05 07:00
1900-07-05 08:00
1900-07-05 09:00
1900-07-05 10:00
1900-07-05 11:00
1900-07-05 12:00
1900-07-05 13:00
1900-07-05 14:00
1900-07-05 15:00
1900-07-05 16:00
1900-07-05 17:00
1900-07-05 18:00
1900-07-05 19:00
1900-07-05 20:00
1900-07-05 21:00
1900-07-05 22:00
1900-07-05 23:00
1900-07-06
1900-07-06 01:00
1900-07-06 02:00
1900-07-06 03:00
1900-07-06 04:00
1900-07-06 05:00
1900-07-06 06:00
1900-07-06 07:00
1900-07-06 08:00
1900-07-06 09:00
1900-07-06 10:00
1900-07-06 11:00
1900-07-06 12:00
1900-07-06 13:00
1900-07-06 14:00
1900-07-06 15:00
1900-07-06 16:00
1900-07-06 17:00
1900-07-06 18:00
1900-07-06 19:00
1900-07-06 20:00
1900-07-06 21:00
1900-07-06 22:00
1900-07-06 23:00
1900-07-07
1900-07-07 01:00
1900-07-07 02:00
1900-07-07 03:00
1900-07-07 04:00
1900-07-07 05:00
1900-07-07 06:00
1900-07-07 07:00
1900-07-07 08:00
1900-07-07 09:00
1900-07-07 10:00
1900-07-07 11:00
1900-07-07 12:00
1900-07-07 13:00
1900-07-07 14:00
1900-07-07 15:00
1900-07-07 16:00
1900-07-07 17:00
1900-07-07 18:00
1900-07-07 19:00
1900-07-07 20:00
1900-07-07 21:00
1900-07-07 22:00
1900-07-07 23:00
1900-07-08
1900-07-08 01:00
1900-07-08 02:00
1900-07-08 03:00
1900-07-08 04:00
1900-07-08 05:00
1900-07-08 06:00
1900-07-08 07:00
1900-07-08 08:00
1900-07-08 09:00
1900-07-08 10:00
1900-07-08 11:00
1900-07-08 12:00
1900-07-08 13:00
1900-07-08 14:00
1900-07-08 15:00
1900-07-08 16:00
1900-07-08 17:00
1900-07-08 18:00
1900-07-08 19:00
1900-07-08 20:00
1900-07-08 21:00
1900-07-08 22:00
1900-07-08 23:00
1900-07-09
1900-07-09 01:00
1900-07-09 02:00
1900-07-09 03:00
1900-07-09 04:00
1900-07-09 05:00
1900-07-09 06:00
1900-07-09 07:00
1900-07-09 08:00
1900-07-09 09:00
1900-07-09 10:00
1900-07-09 11:00
1900-07-09 12:00
1900-07-09 13:00
1900-07-09 14:00
1900-07-09 15:00
1900-07-09 16:00
1900-07-09 17:00
1900-07-09 18:00
1900-07-09 19:00
1900-07-09 20:00
1900-07-09 21:00
1900-07-09 22:00
1900-07-09 23:00
1900-07-10
1900-07-10 01:00
1900-07-10 02:00
1900-07-10 03:00
1900-07-10 04:00
1900-07-10 05:00
1900-07-10 06:00
1900-07-10 07:00
1900-07-10 08:00
1900-07-10 09:00
1900-07-10 10:00
1900-07-10 11:00
1900-07-10 12:00
1900-07-10 13:00
1900-07-10 14:00
1900-07-10 15:00
1900-07-10 16:00
1900-07-10 17:00
1900-07-10 18:00
1900-07-10 19:00
1900-07-10 20:00
1900-07-10 21:00
1900-07-10 22:00
1900-07-10 23:00
1900-07-11
1900-07-11 01:00
1900-07-11 02:00
1900-07-11 03:00
1900-07-11 04:00
1900-07-11 05:00
1900-07-11 06:00
1900-07-11 07:00
1900-07-11 08:00
1900-07-11 09:00
1900-07-11 10:00
1900-07-11 11:00
1900-07-11 12:00
1900-07-11 13:00
1900-07-11 14:00
1900-07-11 15:00
1900-07-11 16:00
1900-07-11 17:00
1900-07-11 18:00
1900-07-11 19:00
1900-07-11 20:00
1900-07-11 21:00
1900-07-11 22:00
1900-07-11 23:00
1900-07-12
1900-07-12 01:00
1900-07-12 02:00
1900-07-12 03:00
1900-07-12 04:00
1900-07-12 05:00
1900-07-12 06:00
1900-07-12 07:00
1900-07-12 08:00
1900-07-12 09:00
1900-07-12 10:00
1900-07-12 11:00
1900-07-12 12:00
1900-07-12 13:00
1900-07-12 14:00
1900-07-12 15:00
1900-07-12 16:00
1900-07-12 17:00
1900-07-12 18:00
1900-07-12 19:00
1900-07-12 20:00
1900-07-12 21:00
1900-07-12 22:00
1900-07-12 23:00
1900-07-13
1900-07-13 01:00
1900-07-13 02:00
1900-07-13 03:00
1900-07-13 04:00
1900-07-13 05:00
1900-07-13 06:00
1900-07-13 07:00
1900-07-13 08:00
1900-07-13 09:00
1900-07-13 10:00
1900-07-13 11:00
1900-07-13 12:00
1900-07-13 13:00
1900-07-13 14:00
1900-07-13 15:00
1900-07-13 16:00
1900-07-13 17:00
1900-07-13 18:00
1900-07-13 19:00
1900-07-13 20:00
1900-07-13 21:00
1900-07-13 22:00
1900-07-13 23:00
1900-07-14
1900-07-14 01:00
1900-07-14 02:00
1900-07-14 03:00
1900-07-14 04:00
1900-07-14 05:00
1900-07-14 06:00
1900-07-14 07:00
1900-07-14 08:00
1900-07-14 09:00
1900-07-14 10:00
1900-07-14 11:00
1900-07-14 12:00
1900-07-14 13:00
1900-07-14 14:00
1900-07-14 15:00
1900-07-14 16:00
1900-07-14 17:00
1900-07-14 18:00
1900-07-14 19:00
1900-07-14 20:00
1900-07-14 21:00
1900-07-14 22:00
1900-07-14 23:00
1900-07-15
1900-07-15 01:00
1900-07-15 02:00
1900-07-15 03:00
1900-07-15 04:00
1900-07-15 05:00
1900-07-15 06:00
1900-07-15 07:00
1900-07-15 08:00
1900-07-15 09:00
1900-07-15 10:00
1900-07-15 11:00
1900-07-15 12:00
1900-07-15 13:00
1900-07-15 14:00
1900-07-15 15:00
1900-07-15 16:00
1900-07-15 17:00
1900-07-15 18:00
1900-07-15 19:00
1900-07-15 20:00
1900-07-15 21:00
1900-07-15 22:00
1900-07-15 23:00
1900-07-16
1900-07-16 01:00
1900-07-16 02:00
1900-07-16 03:00
1900-07-16 04:00
1900-07-16 05:00
1900-07-16 06:00
1900-07-16 07:00
1900-07-16 08:00
1900-07-16 09:00
1900-07-16 10:00
1900-07-16 11:00
1900-07-16 12:00
1900-07-16 13:00
1900-07-16 14:00
1900-07-16 15:00
1900-07-16 16:00
1900-07-16 17:00
1900-07-16 18:00
1900-07-16 19:00
1900-07-16 20:00
1900-07-16 21:00
1900-07-16 22:00
1900-07-16 23:00
1900-07-17
1900-07-17 01:00
1900-07-17 02:00
1900-07-17 03:00
1900-07-17 04:00
1900-07-17 05:00
1900-07-17 06:00
1900-07-17 07:00
1900-07-17 08:00
1900-07-17 09:00
1900-07-17 10:00
1900-07-17 11:00
1900-07-17 12:00
1900-07-17 13:00
1900-07-17 14:00
1900-07-17 15:00
1900-07-17 16:00
1900-07-17 17:00
1900-07-17 18:00
1900-07-17 19:00
1900-07-17 20:00
1900-07-17 21:00
1900-07-17 22:00
1900-07-17 23:00
1900-07-18
1900-07-18 01:00
1900-07-18 02:00
1900-07-18 03:00
1900-07-18 04:00
1900-07-18 05:00
1900-07-18 06:00
1900-07-18 07:00
1900-07-18 08:00
1900-07-18 09:00
1900-07-18 10:00
1900-07-18 11:00
1900-07-18 12:00
1900-07-18 13:00
1900-07-18 14:00
1900-07-18 15:00
1900-07-18 16:00
1900-07-18 17:00
1900-07-18 18:00
1900-07-18 19:00
1900-07-18 20:00
1900-07-18 21:00
1900-07-18 22:00
1900-07-18 23:00
1900-07-19
1900-07-19 01:00
1900-07-19 02:00
1900-07-19 03:00
1900-07-19 04:00
1900-07-19 05:00
1900-07-19 06:00
1900-07-19 07:00
1900-07-19 08:00
1900-07-19 09:00
1900-07-19 10:00
1900-07-19 11:00
1900-07-19 12:00
1900-07-19 13:00
1900-07-19 14:00
1900-07-19 15:00
1900-07-19 16:00
1900-07-19 17:00
1900-07-19 18:00
1900-07-19 19:00
1900-07-19 20:00
1900-07-19 21:00
1900-07-19 22:00
1900-07-19 23:00
1900-07-20
1900-07-20 01:00
1900-07-20 02:00
1900-07-20 03:00
1900-07-20 04:00
1900-07-20 05:00
1900-07-20 06:00
1900-07-20 07:00
1900-07-20 08:00
1900-07-20 09:00
1900-07-20 10:00
1900-07-20 11:00
1900-07-20 12:00
1900-07-20 13:00
1900-07-20 14:00
1900-07-20 15:00
1900-07-20 16:00
1900-07-20 17:00
1900-07-20 18:00
1900-07-20 19:00
1900-07-20 20:00
1900-07-20 21:00
1900-07-20 22:00
1900-07-20 23:00
1900-07-21
1900-07-21 01:00
1900-07-21 02:00
1900-07-21 03:00
1900-07-21 04:00
1900-07-21 05:00
1900-07-21 06:00
1900-07-21 07:00
1900-07-21 08:00
1900-07-21 09:00
1900-07-21 10:00
1900-07-21 11:00
1900-07-21 12:00
1900-07-21 13:00
1900-07-21 14:00
1900-07-21 15:00
1900-07-21 16:00
1900-07-21 17:00
1900-07-21 18:00
1900-07-21 19:00
1900-07-21 20:00
1900-07-21 21:00
1900-07-21 22:00
1900-07-21 23:00
1900-07-22
1900-07-22 01:00
1900-07-22 02:00
1900-07-22 03:00
1900-07-22 04:00
1900-07-22 05:00
1900-07-22 06:00
1900-07-22 07:00
1900-07-22 08:00
1900-07-22 09:00
1900-07-22 10:00
1900-07-22 11:00
1900-07-22 12:00
1900-07-22 13:00
1900-07-22 14:00
1900-07-22 15:00
1900-07-22 16:00
1900-07-22 17:00
1900-07-22 18:00
1900-07-22 19:00
1900-07-22 20:00
1900-07-22 21:00
1900-07-22 22:00
1900-07-22 23:00
1900-07-23
1900-07-23 01:00
1900-07-23 02:00
1900-07-23 03:00
1900-07-23 04:00
1900-07-23 05:00
1900-07-23 06:00
1900-07-23 07:00
1900-07-23 08:00
1900-07-23 09:00
1900-07-23 10:00
1900-07-23 11:00
1900-07-23 12:00
1900-07-23 13:00
1900-07-23 14:00
1900-07-23 15:00
1900-07-23 16:00
1900-07-23 17:00
1900-07-23 18:00
1900-07-23 19:00
1900-07-23 20:00
1900-07-23 21:00
1900-07-23 22:00
1900-07-23 23:00
1900-07-24
1900-07-24 01:00
1900-07-24 02:00
1900-07-24 03:00
1900-07-24 04:00
1900-07-24 05:00
1900-07-24 06:00
1900-07-24 07:00
1900-07-24 08:00
1900-07-24 09:00
1900-07-24 10:00
1900-07-24 11:00
1900-07-24 12:00
1900-07-24 13:00
1900-07-24 14:00
1900-07-24 15:00
1900-07-24 16:00
1900-07-24 17:00
1900-07-24 18:00
1900-07-24 19:00
1900-07-24 20:00
1900-07-24 21:00
1900-07-24 22:00
1900-07-24 23:00
1900-07-25
1900-07-25 01:00
1900-07-25 02:00
1900-07-25 03:00
1900-07-25 04:00
1900-07-25 05:00
1900-07-25 06:00
1900-07-25 07:00
1900-07-25 08:00
1900-07-25 09:00
1900-07-25 10:00
1900-07-25 11:00
1900-07-25 12:00
1900-07-25 13:00
1900-07-25 14:00
1900-07-25 15:00
1900-07-25 16:00
1900-07-25 17:00
1900-07-25 18:00
1900-07-25 19:00
1900-07-25 20:00
1900-07-25 21:00
1900-07-25 22:00
1900-07-25 23:00
1900-07-26
1900-07-26 01:00
1900-07-26 02:00
1900-07-26 03:00
1900-07-26 04:00
1900-07-26 05:00
1900-07-26 06:00
1900-07-26 07:00
1900-07-26 08:00
1900-07-26 09:00
1900-07-26 10:00
1900-07-26 11:00
1900-07-26 12:00
1900-07-26 13:00
1900-07-26 14:00
1900-07-26 15:00
1900-07-26 16:00
1900-07-26 17:00
1900-07-26 18:00
1900-07-26 19:00
1900-07-26 20:00
1900-07-26 21:00
1900-07-26 22:00
1900-07-26 23:00
1900-07-27
1900-07-27 01:00
1900-07-27 02:00
1900-07-27 03:00
1900-07-27 04:00
1900-07-27 05:00
1900-07-27 06:00
1900-07-27 07:00
1900-07-27 08:00
1900-07-27 09:00
1900-07-27 10:00
1900-07-27 11:00
1900-07-27 12:00
1900-07-27 13:00
1900-07-27 14:00
1900-07-27 15:00
1900-07-27 16:00
1900-07-27 17:00
1900-07-27 18:00
1900-07-27 19:00
1900-07-27 20:00
1900-07-27 21:00
1900-07-27 22:00
1900-07-27 23:00
1900-07-28
1900-07-28 01:00
1900-07-28 02:00
1900-07-28 03:00
1900-07-28 04:00
1900-07-28 05:00
1900-07-28 06:00
1900-07-28 07:00
1900-07-28 08:00
1900-07-28 09:00
1900-07-28 10:00
1900-07-28 11:00
1900-07-28 12:00
1900-07-28 13:00
1900-07-28 14:00
1900-07-28 15:00
1900-07-28 16:00
1900-07-28 17:00
1900-07-28 18:00
1900-07-28 19:00
1900-07-28 20:00
1900-07-28 21:00
1900-07-28 22:00
1900-07-28 23:00
1900-07-29
1900-07-29 01:00
1900-07-29 02:00
1900-07-29 03:00
1900-07-29 04:00
1900-07-29 05:00
1900-07-29 06:00
1900-07-29 07:00
1900-07-29 08:00
1900-07-29 09:00
1900-07-29 10:00
1900-07-29 11:00
1900-07-29 12:00
1900-07-29 13:00
1900-07-29 14:00
1900-07-29 15:00
1900-07-29 16:00
1900-07-29 17:00
1900-07-29 18:00
1900-07-29 19:00
1900-07-29 20:00
1900-07-29 21:00
1900-07-29 22:00
1900-07-29 23:00
1900-07-30
1900-07-30 01:00
1900-07-30 02:00
1900-07-30 03:00
1900-07-30 04:00
1900-07-30 05:00
1900-07-30 06:00
1900-07-30 07:00
1900-07-30 08:00
1900-07-30 09:00
1900-07-30 10:00
1900-07-30 11:00
1900-07-30 12:00
1900-07-30 13:00
1900-07-30 14:00
1900-07-30 15:00
1900-07-30 16:00
1900-07-30 17:00
1900-07-30 18:00
1900-07-30 19:00
1900-07-30 20:00
1900-07-30 21:00
1900-07-30 22:00
1900-07-30 23:00
1900-07-31
1900-07-31 01:00
1900-07-31 02:00
1900-07-31 03:00
1900-07-31 04:00
1900-07-31 05:00
1900-07-31 06:00
1900-07-31 07:00
1900-07-31 08:00
1900-07-31 09:00
1900-07-31 10:00
1900-07-31 11:00
1900-07-31 12:00
1900-07-31 13:00
1900-07-31 14:00
1900-07-31 15:00
1900-07-31 16:00
1900-07-31 17:00
1900-07-31 18:00
1900-07-31 19:00
1900-07-31 20:00
1900-07-31 21:00
1900-07-31 22:00
1900-07-31 23:00
1900-08-01
1900-08-01 01:00
1900-08-01 02:00
1900-08-01 03:00
1900-08-01 04:00
1900-08-01 05:00
1900-08-01 06:00
1900-08-01 07:00
1900-08-01 08:00
1900-08-01 09:00
1900-08-01 10:00
1900-08-01 11:00
1900-08-01 12:00
1900-08-01 13:00
1900-08-01 14:00
1900-08-01 15:00
1900-08-01 16:00
1900-08-01 17:00
1900-08-01 18:00
1900-08-01 19:00
1900-08-01 20:00
1900-08-01 21:00
1900-08-01 22:00
1900-08-01 23:00
1900-08-02
1900-08-02 01:00
1900-08-02 02:00
1900-08-02 03:00
1900-08-02 04:00
1900-08-02 05:00
1900-08-02 06:00
1900-08-02 07:00
1900-08-02 08:00
1900-08-02 09:00
1900-08-02 10:00
1900-08-02 11:00
1900-08-02 12:00
1900-08-02 13:00
1900-08-02 14:00
1900-08-02 15:00
1900-08-02 16:00
1900-08-02 17:00
1900-08-02 18:00
1900-08-02 19:00
1900-08-02 20:00
1900-08-02 21:00
1900-08-02 22:00
1900-08-02 23:00
1900-08-03
1900-08-03 01:00
1900-08-03 02:00
1900-08-03 03:00
1900-08-03 04:00
1900-08-03 05:00
1900-08-03 06:00
1900-08-03 07:00
1900-08-03 08:00
1900-08-03 09:00
1900-08-03 10:00
1900-08-03 11:00
1900-08-03 12:00
1900-08-03 13:00
1900-08-03 14:00
1900-08-03 15:00
1900-08-03 16:00
1900-08-03 17:00
1900-08-03 18:00
1900-08-03 19:00
1900-08-03 20:00
1900-08-03 21:00
1900-08-03 22:00
1900-08-03 23:00
1900-08-04
1900-08-04 01:00
1900-08-04 02:00
1900-08-04 03:00
1900-08-04 04:00
1900-08-04 05:00
1900-08-04 06:00
1900-08-04 07:00
1900-08-04 08:00
1900-08-04 09:00
1900-08-04 10:00
1900-08-04 11:00
1900-08-04 12:00
1900-08-04 13:00
1900-08-04 14:00
1900-08-04 15:00
1900-08-04 16:00
1900-08-04 17:00
1900-08-04 18:00
1900-08-04 19:00
1900-08-04 20:00
1900-08-04 21:00
1900-08-04 22:00
1900-08-04 23:00
1900-08-05
1900-08-05 01:00
1900-08-05 02:00
1900-08-05 03:00
1900-08-05 04:00
1900-08-05 05:00
1900-08-05 06:00
1900-08-05 07:00
1900-08-05 08:00
1900-08-05 09:00
1900-08-05 10:00
1900-08-05 11:00
1900-08-05 12:00
1900-08-05 13:00
1900-08-05 14:00
1900-08-05 15:00
1900-08-05 16:00
1900-08-05 17:00
1900-08-05 18:00
1900-08-05 19:00
1900-08-05 20:00
1900-08-05 21:00
1900-08-05 22:00
1900-08-05 23:00
1900-08-06
1900-08-06 01:00
1900-08-06 02:00
1900-08-06 03:00
1900-08-06 04:00
1900-08-06 05:00
1900-08-06 06:00
1900-08-06 07:00
1900-08-06 08:00
1900-08-06 09:00
1900-08-06 10:00
1900-08-06 11:00
1900-08-06 12:00
1900-08-06 13:00
1900-08-06 14:00
1900-08-06 15:00
1900-08-06 16:00
1900-08-06 17:00
1900-08-06 18:00
1900-08-06 19:00
1900-08-06 20:00
1900-08-06 21:00
1900-08-06 22:00
1900-08-06 23:00
1900-08-07
1900-08-07 01:00
1900-08-07 02:00
1900-08-07 03:00
1900-08-07 04:00
1900-08-07 05:00
1900-08-07 06:00
1900-08-07 07:00
1900-08-07 08:00
1900-08-07 09:00
1900-08-07 10:00
1900-08-07 11:00
1900-08-07 12:00
1900-08-07 13:00
1900-08-07 14:00
1900-08-07 15:00
1900-08-07 16:00
1900-08-07 17:00
1900-08-07 18:00
1900-08-07 19:00
1900-08-07 20:00
1900-08-07 21:00
1900-08-07 22:00
1900-08-07 23:00
1900-08-08
1900-08-08 01:00
1900-08-08 02:00
1900-08-08 03:00
1900-08-08 04:00
1900-08-08 05:00
1900-08-08 06:00
1900-08-08 07:00
1900-08-08 08:00
1900-08-08 09:00
1900-08-08 10:00
1900-08-08 11:00
1900-08-08 12:00
1900-08-08 13:00
1900-08-08 14:00
1900-08-08 15:00
1900-08-08 16:00
1900-08-08 17:00
1900-08-08 18:00
1900-08-08 19:00
1900-08-08 20:00
1900-08-08 21:00
1900-08-08 22:00
1900-08-08 23:00
1900-08-09
1900-08-09 01:00
1900-08-09 02:00
1900-08-09 03:00
1900-08-09 04:00
1900-08-09 05:00
1900-08-09 06:00
1900-08-09 07:00
1900-08-09 08:00
1900-08-09 09:00
1900-08-09 10:00
1900-08-09 11:00
1900-08-09 12:00
1900-08-09 13:00
1900-08-09 14:00
1900-08-09 15:00
1900-08-09 16:00
1900-08-09 17:00
1900-08-09 18:00
1900-08-09 19:00
1900-08-09 20:00
1900-08-09 21:00
1900-08-09 22:00
1900-08-09 23:00
1900-08-10
1900-08-10 01:00
1900-08-10 02:00
1900-08-10 03:00
1900-08-10 04:00
1900-08-10 05:00
1900-08-10 06:00
1900-08-10 07:00
1900-08-10 08:00
1900-08-10 09:00
1900-08-10 10:00
1900-08-10 11:00
1900-08-10 12:00
1900-08-10 13:00
1900-08-10 14:00
1900-08-10 15:00
1900-08-10 16:00
1900-08-10 17:00
1900-08-10 18:00
1900-08-10 19:00
1900-08-10 20:00
1900-08-10 21:00
1900-08-10 22:00
1900-08-10 23:00
1900-08-11
1900-08-11 01:00
1900-08-11 02:00
1900-08-11 03:00
1900-08-11 04:00
1900-08-11 05:00
1900-08-11 06:00
1900-08-11 07:00
1900-08-11 08:00
1900-08-11 09:00
1900-08-11 10:00
1900-08-11 11:00
1900-08-11 12:00
1900-08-11 13:00
1900-08-11 14:00
1900-08-11 15:00
1900-08-11 16:00
1900-08-11 17:00
1900-08-11 18:00
1900-08-11 19:00
1900-08-11 20:00
1900-08-11 21:00
1900-08-11 22:00
1900-08-11 23:00
1900-08-12
1900-08-12 01:00
1900-08-12 02:00
1900-08-12 03:00
1900-08-12 04:00
1900-08-12 05:00
1900-08-12 06:00
1900-08-12 07:00
1900-08-12 08:00
1900-08-12 09:00
1900-08-12 10:00
1900-08-12 11:00
1900-08-12 12:00
1900-08-12 13:00
1900-08-12 14:00
1900-08-12 15:00
1900-08-12 16:00
1900-08-12 17:00
1900-08-12 18:00
1900-08-12 19:00
1900-08-12 20:00
1900-08-12 21:00
1900-08-12 22:00
1900-08-12 23:00
1900-08-13
1900-08-13 01:00
1900-08-13 02:00
1900-08-13 03:00
1900-08-13 04:00
1900-08-13 05:00
1900-08-13 06:00
1900-08-13 07:00
1900-08-13 08:00
1900-08-13 09:00
1900-08-13 10:00
1900-08-13 11:00
1900-08-13 12:00
1900-08-13 13:00
1900-08-13 14:00
1900-08-13 15:00
1900-08-13 16:00
1900-08-13 17:00
1900-08-13 18:00
1900-08-13 19:00
1900-08-13 20:00
1900-08-13 21:00
1900-08-13 22:00
1900-08-13 23:00
1900-08-14
1900-08-14 01:00
1900-08-14 02:00
1900-08-14 03:00
1900-08-14 04:00
1900-08-14 05:00
1900-08-14 06:00
1900-08-14 07:00
1900-08-14 08:00
1900-08-14 09:00
1900-08-14 10:00
1900-08-14 11:00
1900-08-14 12:00
1900-08-14 13:00
1900-08-14 14:00
1900-08-14 15:00
1900-08-14 16:00
1900-08-14 17:00
1900-08-14 18:00
1900-08-14 19:00
1900-08-14 20:00
1900-08-14 21:00
1900-08-14 22:00
1900-08-14 23:00
1900-08-15
1900-08-15 01:00
1900-08-15 02:00
1900-08-15 03:00
1900-08-15 04:00
1900-08-15 05:00
1900-08-15 06:00
1900-08-15 07:00
1900-08-15 08:00
1900-08-15 09:00
1900-08-15 10:00
1900-08-15 11:00
1900-08-15 12:00
1900-08-15 13:00
1900-08-15 14:00
1900-08-15 15:00
1900-08-15 16:00
1900-08-15 17:00
1900-08-15 18:00
1900-08-15 19:00
1900-08-15 20:00
1900-08-15 21:00
1900-08-15 22:00
1900-08-15 23:00
1900-08-16
1900-08-16 01:00
1900-08-16 02:00
1900-08-16 03:00
1900-08-16 04:00
1900-08-16 05:00
1900-08-16 06:00
1900-08-16 07:00
1900-08-16 08:00
1900-08-16 09:00
1900-08-16 10:00
1900-08-16 11:00
1900-08-16 12:00
1900-08-16 13:00
1900-08-16 14:00
1900-08-16 15:00
1900-08-16 16:00
1900-08-16 17:00
1900-08-16 18:00
1900-08-16 19:00
1900-08-16 20:00
1900-08-16 21:00
1900-08-16 22:00
1900-08-16 23:00
1900-08-17
1900-08-17 01:00
1900-08-17 02:00
1900-08-17 03:00
1900-08-17 04:00
1900-08-17 05:00
1900-08-17 06:00
1900-08-17 07:00
1900-08-17 08:00
1900-08-17 09:00
1900-08-17 10:00
1900-08-17 11:00
1900-08-17 12:00
1900-08-17 13:00
1900-08-17 14:00
1900-08-17 15:00
1900-08-17 16:00
1900-08-17 17:00
1900-08-17 18:00
1900-08-17 19:00
1900-08-17 20:00
1900-08-17 21:00
1900-08-17 22:00
1900-08-17 23:00
1900-08-18
1900-08-18 01:00
1900-08-18 02:00
1900-08-18 03:00
1900-08-18 04:00
1900-08-18 05:00
1900-08-18 06:00
1900-08-18 07:00
1900-08-18 08:00
1900-08-18 09:00
1900-08-18 10:00
1900-08-18 11:00
1900-08-18 12:00
1900-08-18 13:00
1900-08-18 14:00
1900-08-18 15:00
1900-08-18 16:00
1900-08-18 17:00
1900-08-18 18:00
1900-08-18 19:00
1900-08-18 20:00
1900-08-18 21:00
1900-08-18 22:00
1900-08-18 23:00
1900-08-19
1900-08-19 01:00
1900-08-19 02:00
1900-08-19 03:00
1900-08-19 04:00
1900-08-19 05:00
1900-08-19 06:00
1900-08-19 07:00
1900-08-19 08:00
1900-08-19 09:00
1900-08-19 10:00
1900-08-19 11:00
1900-08-19 12:00
1900-08-19 13:00
1900-08-19 14:00
1900-08-19 15:00
1900-08-19 16:00
1900-08-19 17:00
1900-08-19 18:00
1900-08-19 19:00
1900-08-19 20:00
1900-08-19 21:00
1900-08-19 22:00
1900-08-19 23:00
1900-08-20
1900-08-20 01:00
1900-08-20 02:00
1900-08-20 03:00
1900-08-20 04:00
1900-08-20 05:00
1900-08-20 06:00
1900-08-20 07:00
1900-08-20 08:00
1900-08-20 09:00
1900-08-20 10:00
1900-08-20 11:00
1900-08-20 12:00
1900-08-20 13:00
1900-08-20 14:00
1900-08-20 15:00
1900-08-20 16:00
1900-08-20 17:00
1900-08-20 18:00
1900-08-20 19:00
1900-08-20 20:00
1900-08-20 21:00
1900-08-20 22:00
1900-08-20 23:00
1900-08-21
1900-08-21 01:00
1900-08-21 02:00
1900-08-21 03:00
1900-08-21 04:00
1900-08-21 05:00
1900-08-21 06:00
1900-08-21 07:00
1900-08-21 08:00
1900-08-21 09:00
1900-08-21 10:00
1900-08-21 11:00
1900-08-21 12:00
1900-08-21 13:00
1900-08-21 14:00
1900-08-21 15:00
1900-08-21 16:00
1900-08-21 17:00
1900-08-21 18:00
1900-08-21 19:00
1900-08-21 20:00
1900-08-21 21:00
1900-08-21 22:00
1900-08-21 23:00
1900-08-22
1900-08-22 01:00
1900-08-22 02:00
1900-08-22 03:00
1900-08-22 04:00
1900-08-22 05:00
1900-08-22 06:00
1900-08-22 07:00
1900-08-22 08:00
1900-08-22 09:00
1900-08-22 10:00
1900-08-22 11:00
1900-08-22 12:00
1900-08-22 13:00
1900-08-22 14:00
1900-08-22 15:00
1900-08-22 16:00
1900-08-22 17:00
1900-08-22 18:00
1900-08-22 19:00
1900-08-22 20:00
1900-08-22 21:00
1900-08-22 22:00
1900-08-22 23:00
1900-08-23
1900-08-23 01:00
1900-08-23 02:00
1900-08-23 03:00
1900-08-23 04:00
1900-08-23 05:00
1900-08-23 06:00
1900-08-23 07:00
1900-08-23 08:00
1900-08-23 09:00
1900-08-23 10:00
1900-08-23 11:00
1900-08-23 12:00
1900-08-23 13:00
1900-08-23 14:00
1900-08-23 15:00
1900-08-23 16:00
1900-08-23 17:00
1900-08-23 18:00
1900-08-23 19:00
1900-08-23 20:00
1900-08-23 21:00
1900-08-23 22:00
1900-08-23 23:00
1900-08-24
1900-08-24 01:00
1900-08-24 02:00
1900-08-24 03:00
1900-08-24 04:00
1900-08-24 05:00
1900-08-24 06:00
1900-08-24 07:00
1900-08-24 08:00
1900-08-24 09:00
1900-08-24 10:00
1900-08-24 11:00
1900-08-24 12:00
1900-08-24 13:00
1900-08-24 14:00
1900-08-24 15:00
1900-08-24 16:00
1900-08-24 17:00
1900-08-24 18:00
1900-08-24 19:00
1900-08-24 20:00
1900-08-24 21:00
1900-08-24 22:00
1900-08-24 23:00
1900-08-25
1900-08-25 01:00
1900-08-25 02:00
1900-08-25 03:00
1900-08-25 04:00
1900-08-25 05:00
1900-08-25 06:00
1900-08-25 07:00
1900-08-25 08:00
1900-08-25 09:00
1900-08-25 10:00
1900-08-25 11:00
1900-08-25 12:00
1900-08-25 13:00
1900-08-25 14:00
1900-08-25 15:00
1900-08-25 16:00
1900-08-25 17:00
1900-08-25 18:00
1900-08-25 19:00
1900-08-25 20:00
1900-08-25 21:00
1900-08-25 22:00
1900-08-25 23:00
1900-08-26
1900-08-26 01:00
1900-08-26 02:00
1900-08-26 03:00
1900-08-26 04:00
1900-08-26 05:00
1900-08-26 06:00
1900-08-26 07:00
1900-08-26 08:00
1900-08-26 09:00
1900-08-26 10:00
1900-08-26 11:00
1900-08-26 12:00
1900-08-26 13:00
1900-08-26 14:00
1900-08-26 15:00
1900-08-26 16:00
1900-08-26 17:00
1900-08-26 18:00
1900-08-26 19:00
1900-08-26 20:00
1900-08-26 21:00
1900-08-26 22:00
1900-08-26 23:00
1900-08-27
1900-08-27 01:00
1900-08-27 02:00
1900-08-27 03:00
1900-08-27 04:00
1900-08-27 05:00
1900-08-27 06:00
1900-08-27 07:00
1900-08-27 08:00
1900-08-27 09:00
1900-08-27 10:00
1900-08-27 11:00
1900-08-27 12:00
1900-08-27 13:00
1900-08-27 14:00
1900-08-27 15:00
1900-08-27 16:00
1900-08-27 17:00
1900-08-27 18:00
1900-08-27 19:00
1900-08-27 20:00
1900-08-27 21:00
1900-08-27 22:00
1900-08-27 23:00
1900-08-28
1900-08-28 01:00
1900-08-28 02:00
1900-08-28 03:00
1900-08-28 04:00
1900-08-28 05:00
1900-08-28 06:00
1900-08-28 07:00
1900-08-28 08:00
1900-08-28 09:00
1900-08-28 10:00
1900-08-28 11:00
1900-08-28 12:00
1900-08-28 13:00
1900-08-28 14:00
1900-08-28 15:00
1900-08-28 16:00
1900-08-28 17:00
1900-08-28 18:00
1900-08-28 19:00
1900-08-28 20:00
1900-08-28 21:00
1900-08-28 22:00
1900-08-28 23:00
1900-08-29
1900-08-29 01:00
1900-08-29 02:00
1900-08-29 03:00
1900-08-29 04:00
1900-08-29 05:00
1900-08-29 06:00
1900-08-29 07:00
1900-08-29 08:00
1900-08-29 09:00
1900-08-29 10:00
1900-08-29 11:00
1900-08-29 12:00
1900-08-29 13:00
1900-08-29 14:00
1900-08-29 15:00
1900-08-29 16:00
1900-08-29 17:00
1900-08-29 18:00
1900-08-29 19:00
1900-08-29 20:00
1900-08-29 21:00
1900-08-29 22:00
1900-08-29 23:00
1900-08-30
1900-08-30 01:00
1900-08-30 02:00
1900-08-30 03:00
1900-08-30 04:00
1900-08-30 05:00
1900-08-30 06:00
1900-08-30 07:00
1900-08-30 08:00
1900-08-30 09:00
1900-08-30 10:00
1900-08-30 11:00
1900-08-30 12:00
1900-08-30 13:00
1900-08-30 14:00
1900-08-30 15:00
1900-08-30 16:00
1900-08-30 17:00
1900-08-30 18:00
1900-08-30 19:00
1900-08-30 20:00
1900-08-30 21:00
1900-08-30 22:00
1900-08-30 23:00
1900-08-31
1900-08-31 01:00
1900-08-31 02:00
1900-08-31 03:00
1900-08-31 04:00
1900-08-31 05:00
1900-08-31 06:00
1900-08-31 07:00
1900-08-31 08:00
1900-08-31 09:00
1900-08-31 10:00
1900-08-31 11:00
1900-08-31 12:00
1900-08-31 13:00
1900-08-31 14:00
1900-08-31 15:00
1900-08-31 16:00
1900-08-31 17:00
1900-08-31 18:00
1900-08-31 19:00
1900-08-31 20:00
1900-08-31 21:00
1900-08-31 22:00
1900-08-31 23:00
1900-09-01
1900-09-01 01:00
1900-09-01 02:00
1900-09-01 03:00
1900-09-01 04:00
1900-09-01 05:00
1900-09-01 06:00
1900-09-01 07:00
1900-09-01 08:00
1900-09-01 09:00
1900-09-01 10:00
1900-09-01 11:00
1900-09-01 12:00
1900-09-01 13:00
1900-09-01 14:00
1900-09-01 15:00
1900-09-01 16:00
1900-09-01 17:00
1900-09-01 18:00
1900-09-01 19:00
1900-09-01 20:00
1900-09-01 21:00
1900-09-01 22:00
1900-09-01 23:00
1900-09-02
1900-09-02 01:00
1900-09-02 02:00
1900-09-02 03:00
1900-09-02 04:00
1900-09-02 05:00
1900-09-02 06:00
1900-09-02 07:00
1900-09-02 08:00
1900-09-02 09:00
1900-09-02 10:00
1900-09-02 11:00
1900-09-02 12:00
1900-09-02 13:00
1900-09-02 14:00
1900-09-02 15:00
1900-09-02 16:00
1900-09-02 17:00
1900-09-02 18:00
1900-09-02 19:00
1900-09-02 20:00
1900-09-02 21:00
1900-09-02 22:00
1900-09-02 23:00
1900-09-03
1900-09-03 01:00
1900-09-03 02:00
1900-09-03 03:00
1900-09-03 04:00
1900-09-03 05:00
1900-09-03 06:00
1900-09-03 07:00
1900-09-03 08:00
1900-09-03 09:00
1900-09-03 10:00
1900-09-03 11:00
1900-09-03 12:00
1900-09-03 13:00
1900-09-03 14:00
1900-09-03 15:00
1900-09-03 16:00
1900-09-03 17:00
1900-09-03 18:00
1900-09-03 19:00
1900-09-03 20:00
1900-09-03 21:00
1900-09-03 22:00
1900-09-03 23:00
1900-09-04
1900-09-04 01:00
1900-09-04 02:00
1900-09-04 03:00
1900-09-04 04:00
1900-09-04 05:00
1900-09-04 06:00
1900-09-04 07:00
1900-09-04 08:00
1900-09-04 09:00
1900-09-04 10:00
1900-09-04 11:00
1900-09-04 12:00
1900-09-04 13:00
1900-09-04 14:00
1900-09-04 15:00
1900-09-04 16:00
1900-09-04 17:00
1900-09-04 18:00
1900-09-04 19:00
1900-09-04 20:00
1900-09-04 21:00
1900-09-04 22:00
1900-09-04 23:00
1900-09-05
1900-09-05 01:00
1900-09-05 02:00
1900-09-05 03:00
1900-09-05 04:00
1900-09-05 05:00
1900-09-05 06:00
1900-09-05 07:00
1900-09-05 08:00
1900-09-05 09:00
1900-09-05 10:00
1900-09-05 11:00
1900-09-05 12:00
1900-09-05 13:00
1900-09-05 14:00
1900-09-05 15:00
1900-09-05 16:00
1900-09-05 17:00
1900-09-05 18:00
1900-09-05 19:00
1900-09-05 20:00
1900-09-05 21:00
1900-09-05 22:00
1900-09-05 23:00
1900-09-06
1900-09-06 01:00
1900-09-06 02:00
1900-09-06 03:00
1900-09-06 04:00
1900-09-06 05:00
1900-09-06 06:00
1900-09-06 07:00
1900-09-06 08:00
1900-09-06 09:00
1900-09-06 10:00
1900-09-06 11:00
1900-09-06 12:00
1900-09-06 13:00
1900-09-06 14:00
1900-09-06 15:00
1900-09-06 16:00
1900-09-06 17:00
1900-09-06 18:00
1900-09-06 19:00
1900-09-06 20:00
1900-09-06 21:00
1900-09-06 22:00
1900-09-06 23:00
1900-09-07
1900-09-07 01:00
1900-09-07 02:00
1900-09-07 03:00
1900-09-07 04:00
1900-09-07 05:00
1900-09-07 06:00
1900-09-07 07:00
1900-09-07 08:00
1900-09-07 09:00
1900-09-07 10:00
1900-09-07 11:00
1900-09-07 12:00
1900-09-07 13:00
1900-09-07 14:00
1900-09-07 15:00
1900-09-07 16:00
1900-09-07 17:00
1900-09-07 18:00
1900-09-07 19:00
1900-09-07 20:00
1900-09-07 21:00
1900-09-07 22:00
1900-09-07 23:00
1900-09-08
1900-09-08 01:00
1900-09-08 02:00
1900-09-08 03:00
1900-09-08 04:00
1900-09-08 05:00
1900-09-08 06:00
1900-09-08 07:00
1900-09-08 08:00
1900-09-08 09:00
1900-09-08 10:00
1900-09-08 11:00
1900-09-08 12:00
1900-09-08 13:00
1900-09-08 14:00
1900-09-08 15:00
1900-09-08 16:00
1900-09-08 17:00
1900-09-08 18:00
1900-09-08 19:00
1900-09-08 20:00
1900-09-08 21:00
1900-09-08 22:00
1900-09-08 23:00
1900-09-09
1900-09-09 01:00
1900-09-09 02:00
1900-09-09 03:00
1900-09-09 04:00
1900-09-09 05:00
1900-09-09 06:00
1900-09-09 07:00
1900-09-09 08:00
1900-09-09 09:00
1900-09-09 10:00
1900-09-09 11:00
1900-09-09 12:00
1900-09-09 13:00
1900-09-09 14:00
1900-09-09 15:00
1900-09-09 16:00
1900-09-09 17:00
1900-09-09 18:00
1900-09-09 19:00
1900-09-09 20:00
1900-09-09 21:00
1900-09-09 22:00
1900-09-09 23:00
1900-09-10
1900-09-10 01:00
1900-09-10 02:00
1900-09-10 03:00
1900-09-10 04:00
1900-09-10 05:00
1900-09-10 06:00
1900-09-10 07:00
1900-09-10 08:00
1900-09-10 09:00
1900-09-10 10:00
1900-09-10 11:00
1900-09-10 12:00
1900-09-10 13:00
1900-09-10 14:00
1900-09-10 15:00
1900-09-10 16:00
1900-09-10 17:00
1900-09-10 18:00
1900-09-10 19:00
1900-09-10 20:00
1900-09-10 21:00
1900-09-10 22:00
1900-09-10 23:00
1900-09-11
1900-09-11 01:00
1900-09-11 02:00
1900-09-11 03:00
1900-09-11 04:00
1900-09-11 05:00
1900-09-11 06:00
1900-09-11 07:00
1900-09-11 08:00
1900-09-11 09:00
1900-09-11 10:00
1900-09-11 11:00
1900-09-11 12:00
1900-09-11 13:00
1900-09-11 14:00
1900-09-11 15:00
1900-09-11 16:00
1900-09-11 17:00
1900-09-11 18:00
1900-09-11 19:00
1900-09-11 20:00
1900-09-11 21:00
1900-09-11 22:00
1900-09-11 23:00
1900-09-12
1900-09-12 01:00
1900-09-12 02:00
1900-09-12 03:00
1900-09-12 04:00
1900-09-12 05:00
1900-09-12 06:00
1900-09-12 07:00
1900-09-12 08:00
1900-09-12 09:00
1900-09-12 10:00
1900-09-12 11:00
1900-09-12 12:00
1900-09-12 13:00
1900-09-12 14:00
1900-09-12 15:00
1900-09-12 16:00
1900-09-12 17:00
1900-09-12 18:00
1900-09-12 19:00
1900-09-12 20:00
1900-09-12 21:00
1900-09-12 22:00
1900-09-12 23:00
1900-09-13
1900-09-13 01:00
1900-09-13 02:00
1900-09-13 03:00
1900-09-13 04:00
1900-09-13 05:00
1900-09-13 06:00
1900-09-13 07:00
1900-09-13 08:00
1900-09-13 09:00
1900-09-13 10:00
1900-09-13 11:00
1900-09-13 12:00
1900-09-13 13:00
1900-09-13 14:00
1900-09-13 15:00
1900-09-13 16:00
1900-09-13 17:00
1900-09-13 18:00
1900-09-13 19:00
1900-09-13 20:00
1900-09-13 21:00
1900-09-13 22:00
1900-09-13 23:00
1900-09-14
1900-09-14 01:00
1900-09-14 02:00
1900-09-14 03:00
1900-09-14 04:00
1900-09-14 05:00
1900-09-14 06:00
1900-09-14 07:00
1900-09-14 08:00
1900-09-14 09:00
1900-09-14 10:00
1900-09-14 11:00
1900-09-14 12:00
1900-09-14 13:00
1900-09-14 14:00
1900-09-14 15:00
1900-09-14 16:00
1900-09-14 17:00
1900-09-14 18:00
1900-09-14 19:00
1900-09-14 20:00
1900-09-14 21:00
1900-09-14 22:00
1900-09-14 23:00
1900-09-15
1900-09-15 01:00
1900-09-15 02:00
1900-09-15 03:00
1900-09-15 04:00
1900-09-15 05:00
1900-09-15 06:00
1900-09-15 07:00
1900-09-15 08:00
1900-09-15 09:00
1900-09-15 10:00
1900-09-15 11:00
1900-09-15 12:00
1900-09-15 13:00
1900-09-15 14:00
1900-09-15 15:00
1900-09-15 16:00
1900-09-15 17:00
1900-09-15 18:00
1900-09-15 19:00
1900-09-15 20:00
1900-09-15 21:00
1900-09-15 22:00
1900-09-15 23:00
1900-09-16
1900-09-16 01:00
1900-09-16 02:00
1900-09-16 03:00
1900-09-16 04:00
1900-09-16 05:00
1900-09-16 06:00
1900-09-16 07:00
1900-09-16 08:00
1900-09-16 09:00
1900-09-16 10:00
1900-09-16 11:00
1900-09-16 12:00
1900-09-16 13:00
1900-09-16 14:00
1900-09-16 15:00
1900-09-16 16:00
1900-09-16 17:00
1900-09-16 18:00
1900-09-16 19:00
1900-09-16 20:00
1900-09-16 21:00
1900-09-16 22:00
1900-09-16 23:00
1900-09-17
1900-09-17 01:00
1900-09-17 02:00
1900-09-17 03:00
1900-09-17 04:00
1900-09-17 05:00
1900-09-17 06:00
1900-09-17 07:00
1900-09-17 08:00
1900-09-17 09:00
1900-09-17 10:00
1900-09-17 11:00
1900-09-17 12:00
1900-09-17 13:00
1900-09-17 14:00
1900-09-17 15:00
1900-09-17 16:00
1900-09-17 17:00
1900-09-17 18:00
1900-09-17 19:00
1900-09-17 20:00
1900-09-17 21:00
1900-09-17 22:00
1900-09-17 23:00
1900-09-18
1900-09-18 01:00
1900-09-18 02:00
1900-09-18 03:00
1900-09-18 04:00
1900-09-18 05:00
1900-09-18 06:00
1900-09-18 07:00
1900-09-18 08:00
1900-09-18 09:00
1900-09-18 10:00
1900-09-18 11:00
1900-09-18 12:00
1900-09-18 13:00
1900-09-18 14:00
1900-09-18 15:00
1900-09-18 16:00
1900-09-18 17:00
1900-09-18 18:00
1900-09-18 19:00
1900-09-18 20:00
1900-09-18 21:00
1900-09-18 22:00
1900-09-18 23:00
1900-09-19
1900-09-19 01:00
1900-09-19 02:00
1900-09-19 03:00
1900-09-19 04:00
1900-09-19 05:00
1900-09-19 06:00
1900-09-19 07:00
1900-09-19 08:00
1900-09-19 09:00
1900-09-19 10:00
1900-09-19 11:00
1900-09-19 12:00
1900-09-19 13:00
1900-09-19 14:00
1900-09-19 15:00
1900-09-19 16:00
1900-09-19 17:00
1900-09-19 18:00
1900-09-19 19:00
1900-09-19 20:00
1900-09-19 21:00
1900-09-19 22:00
1900-09-19 23:00
1900-09-20
1900-09-20 01:00
1900-09-20 02:00
1900-09-20 03:00
1900-09-20 04:00
1900-09-20 05:00
1900-09-20 06:00
1900-09-20 07:00
1900-09-20 08:00
1900-09-20 09:00
1900-09-20 10:00
1900-09-20 11:00
1900-09-20 12:00
1900-09-20 13:00
1900-09-20 14:00
1900-09-20 15:00
1900-09-20 16:00
1900-09-20 17:00
1900-09-20 18:00
1900-09-20 19:00
1900-09-20 20:00
1900-09-20 21:00
1900-09-20 22:00
1900-09-20 23:00
1900-09-21
1900-09-21 01:00
1900-09-21 02:00
1900-09-21 03:00
1900-09-21 04:00
1900-09-21 05:00
1900-09-21 06:00
1900-09-21 07:00
1900-09-21 08:00
1900-09-21 09:00
1900-09-21 10:00
1900-09-21 11:00
1900-09-21 12:00
1900-09-21 13:00
1900-09-21 14:00
1900-09-21 15:00
1900-09-21 16:00
1900-09-21 17:00
1900-09-21 18:00
1900-09-21 19:00
1900-09-21 20:00
1900-09-21 21:00
1900-09-21 22:00
1900-09-21 23:00
1900-09-22
1900-09-22 01:00
1900-09-22 02:00
1900-09-22 03:00
1900-09-22 04:00
1900-09-22 05:00
1900-09-22 06:00
1900-09-22 07:00
1900-09-22 08:00
1900-09-22 09:00
1900-09-22 10:00
1900-09-22 11:00
1900-09-22 12:00
1900-09-22 13:00
1900-09-22 14:00
1900-09-22 15:00
1900-09-22 16:00
1900-09-22 17:00
1900-09-22 18:00
1900-09-22 19:00
1900-09-22 20:00
1900-09-22 21:00
1900-09-22 22:00
1900-09-22 23:00
1900-09-23
1900-09-23 01:00
1900-09-23 02:00
1900-09-23 03:00
1900-09-23 04:00
1900-09-23 05:00
1900-09-23 06:00
1900-09-23 07:00
1900-09-23 08:00
1900-09-23 09:00
1900-09-23 10:00
1900-09-23 11:00
1900-09-23 12:00
1900-09-23 13:00
1900-09-23 14:00
1900-09-23 15:00
1900-09-23 16:00
1900-09-23 17:00
1900-09-23 18:00
1900-09-23 19:00
1900-09-23 20:00
1900-09-23 21:00
1900-09-23 22:00
1900-09-23 23:00
1900-09-24
1900-09-24 01:00
1900-09-24 02:00
1900-09-24 03:00
1900-09-24 04:00
1900-09-24 05:00
1900-09-24 06:00
1900-09-24 07:00
1900-09-24 08:00
1900-09-24 09:00
1900-09-24 10:00
1900-09-24 11:00
1900-09-24 12:00
1900-09-24 13:00
1900-09-24 14:00
1900-09-24 15:00
1900-09-24 16:00
1900-09-24 17:00
1900-09-24 18:00
1900-09-24 19:00
1900-09-24 20:00
1900-09-24 21:00
1900-09-24 22:00
1900-09-24 23:00
1900-09-25
1900-09-25 01:00
1900-09-25 02:00
1900-09-25 03:00
1900-09-25 04:00
1900-09-25 05:00
1900-09-25 06:00
1900-09-25 07:00
1900-09-25 08:00
1900-09-25 09:00
1900-09-25 10:00
1900-09-25 11:00
1900-09-25 12:00
1900-09-25 13:00
1900-09-25 14:00
1900-09-25 15:00
1900-09-25 16:00
1900-09-25 17:00
1900-09-25 18:00
1900-09-25 19:00
1900-09-25 20:00
1900-09-25 21:00
1900-09-25 22:00
1900-09-25 23:00
1900-09-26
1900-09-26 01:00
1900-09-26 02:00
1900-09-26 03:00
1900-09-26 04:00
1900-09-26 05:00
1900-09-26 06:00
1900-09-26 07:00
1900-09-26 08:00
1900-09-26 09:00
1900-09-26 10:00
1900-09-26 11:00
1900-09-26 12:00
1900-09-26 13:00
1900-09-26 14:00
1900-09-26 15:00
1900-09-26 16:00
1900-09-26 17:00
1900-09-26 18:00
1900-09-26 19:00
1900-09-26 20:00
1900-09-26 21:00
1900-09-26 22:00
1900-09-26 23:00
1900-09-27
1900-09-27 01:00
1900-09-27 02:00
1900-09-27 03:00
1900-09-27 04:00
1900-09-27 05:00
1900-09-27 06:00
1900-09-27 07:00
1900-09-27 08:00
1900-09-27 09:00
1900-09-27 10:00
1900-09-27 11:00
1900-09-27 12:00
1900-09-27 13:00
1900-09-27 14:00
1900-09-27 15:00
1900-09-27 16:00
1900-09-27 17:00
1900-09-27 18:00
1900-09-27 19:00
1900-09-27 20:00
1900-09-27 21:00
1900-09-27 22:00
1900-09-27 23:00
1900-09-28
1900-09-28 01:00
1900-09-28 02:00
1900-09-28 03:00
1900-09-28 04:00
1900-09-28 05:00
1900-09-28 06:00
1900-09-28 07:00
1900-09-28 08:00
1900-09-28 09:00
1900-09-28 10:00
1900-09-28 11:00
1900-09-28 12:00
1900-09-28 13:00
1900-09-28 14:00
1900-09-28 15:00
1900-09-28 16:00
1900-09-28 17:00
1900-09-28 18:00
1900-09-28 19:00
1900-09-28 20:00
1900-09-28 21:00
1900-09-28 22:00
1900-09-28 23:00
1900-09-29
1900-09-29 01:00
1900-09-29 02:00
1900-09-29 03:00
1900-09-29 04:00
1900-09-29 05:00
1900-09-29 06:00
1900-09-29 07:00
1900-09-29 08:00
1900-09-29 09:00
1900-09-29 10:00
1900-09-29 11:00
1900-09-29 12:00
1900-09-29 13:00
1900-09-29 14:00
1900-09-29 15:00
1900-09-29 16:00
1900-09-29 17:00
1900-09-29 18:00
1900-09-29 19:00
1900-09-29 20:00
1900-09-29 21:00
1900-09-29 22:00
1900-09-29 23:00
1900-09-30
1900-09-30 01:00
1900-09-30 02:00
1900-09-30 03:00
1900-09-30 04:00
1900-09-30 05:00
1900-09-30 06:00
1900-09-30 07:00
1900-09-30 08:00
1900-09-30 09:00
1900-09-30 10:00
1900-09-30 11:00
1900-09-30 12:00
1900-09-30 13:00
1900-09-30 14:00
1900-09-30 15:00
1900-09-30 16:00
1900-09-30 17:00
1900-09-30 18:00
1900-09-30 19:00
1900-09-30 20:00
1900-09-30 21:00
1900-09-30 22:00
1900-09-30 23:00
1900-10-01
1900-10-01 01:00
1900-10-01 02:00
1900-10-01 03:00
1900-10-01 04:00
1900-10-01 05:00
1900-10-01 06:00
1900-10-01 07:00
1900-10-01 08:00
1900-10-01 09:00
1900-10-01 10:00
1900-10-01 11:00
1900-10-01 12:00
1900-10-01 13:00
1900-10-01 14:00
1900-10-01 15:00
1900-10-01 16:00
1900-10-01 17:00
1900-10-01 18:00
1900-10-01 19:00
1900-10-01 20:00
1900-10-01 21:00
1900-10-01 22:00
1900-10-01 23:00
1900-10-02
1900-10-02 01:00
1900-10-02 02:00
1900-10-02 03:00
1900-10-02 04:00
1900-10-02 05:00
1900-10-02 06:00
1900-10-02 07:00
1900-10-02 08:00
1900-10-02 09:00
1900-10-02 10:00
1900-10-02 11:00
1900-10-02 12:00
1900-10-02 13:00
1900-10-02 14:00
1900-10-02 15:00
1900-10-02 16:00
1900-10-02 17:00
1900-10-02 18:00
1900-10-02 19:00
1900-10-02 20:00
1900-10-02 21:00
1900-10-02 22:00
1900-10-02 23:00
1900-10-03
1900-10-03 01:00
1900-10-03 02:00
1900-10-03 03:00
1900-10-03 04:00
1900-10-03 05:00
1900-10-03 06:00
1900-10-03 07:00
1900-10-03 08:00
1900-10-03 09:00
1900-10-03 10:00
1900-10-03 11:00
1900-10-03 12:00
1900-10-03 13:00
1900-10-03 14:00
1900-10-03 15:00
1900-10-03 16:00
1900-10-03 17:00
1900-10-03 18:00
1900-10-03 19:00
1900-10-03 20:00
1900-10-03 21:00
1900-10-03 22:00
1900-10-03 23:00
1900-10-04
1900-10-04 01:00
1900-10-04 02:00
1900-10-04 03:00
1900-10-04 04:00
1900-10-04 05:00
1900-10-04 06:00
1900-10-04 07:00
1900-10-04 08:00
1900-10-04 09:00
1900-10-04 10:00
1900-10-04 11:00
1900-10-04 12:00
1900-10-04 13:00
1900-10-04 14:00
1900-10-04 15:00
1900-10-04 16:00
1900-10-04 17:00
1900-10-04 18:00
1900-10-04 19:00
1900-10-04 20:00
1900-10-04 21:00
1900-10-04 22:00
1900-10-04 23:00
1900-10-05
1900-10-05 01:00
1900-10-05 02:00
1900-10-05 03:00
1900-10-05 04:00
1900-10-05 05:00
1900-10-05 06:00
1900-10-05 07:00
1900-10-05 08:00
1900-10-05 09:00
1900-10-05 10:00
1900-10-05 11:00
1900-10-05 12:00
1900-10-05 13:00
1900-10-05 14:00
1900-10-05 15:00
1900-10-05 16:00
1900-10-05 17:00
1900-10-05 18:00
1900-10-05 19:00
1900-10-05 20:00
1900-10-05 21:00
1900-10-05 22:00
1900-10-05 23:00
1900-10-06
1900-10-06 01:00
1900-10-06 02:00
1900-10-06 03:00
1900-10-06 04:00
1900-10-06 05:00
1900-10-06 06:00
1900-10-06 07:00
1900-10-06 08:00
1900-10-06 09:00
1900-10-06 10:00
1900-10-06 11:00
1900-10-06 12:00
1900-10-06 13:00
1900-10-06 14:00
1900-10-06 15:00
1900-10-06 16:00
1900-10-06 17:00
1900-10-06 18:00
1900-10-06 19:00
1900-10-06 20:00
1900-10-06 21:00
1900-10-06 22:00
1900-10-06 23:00
1900-10-07
1900-10-07 01:00
1900-10-07 02:00
1900-10-07 03:00
1900-10-07 04:00
1900-10-07 05:00
1900-10-07 06:00
1900-10-07 07:00
1900-10-07 08:00
1900-10-07 09:00
1900-10-07 10:00
1900-10-07 11:00
1900-10-07 12:00
1900-10-07 13:00
1900-10-07 14:00
1900-10-07 15:00
1900-10-07 16:00
1900-10-07 17:00
1900-10-07 18:00
1900-10-07 19:00
1900-10-07 20:00
1900-10-07 21:00
1900-10-07 22:00
1900-10-07 23:00
1900-10-08
1900-10-08 01:00
1900-10-08 02:00
1900-10-08 03:00
1900-10-08 04:00
1900-10-08 05:00
1900-10-08 06:00
1900-10-08 07:00
1900-10-08 08:00
1900-10-08 09:00
1900-10-08 10:00
1900-10-08 11:00
1900-10-08 12:00
1900-10-08 13:00
1900-10-08 14:00
1900-10-08 15:00
1900-10-08 16:00
1900-10-08 17:00
1900-10-08 18:00
1900-10-08 19:00
1900-10-08 20:00
1900-10-08 21:00
1900-10-08 22:00
1900-10-08 23:00
1900-10-09
1900-10-09 01:00
1900-10-09 02:00
1900-10-09 03:00
1900-10-09 04:00
1900-10-09 05:00
1900-10-09 06:00
1900-10-09 07:00
1900-10-09 08:00
1900-10-09 09:00
1900-10-09 10:00
1900-10-09 11:00
1900-10-09 12:00
1900-10-09 13:00
1900-10-09 14:00
1900-10-09 15:00
1900-10-09 16:00
1900-10-09 17:00
1900-10-09 18:00
1900-10-09 19:00
1900-10-09 20:00
1900-10-09 21:00
1900-10-09 22:00
1900-10-09 23:00
1900-10-10
1900-10-10 01:00
1900-10-10 02:00
1900-10-10 03:00
1900-10-10 04:00
1900-10-10 05:00
1900-10-10 06:00
1900-10-10 07:00
1900-10-10 08:00
1900-10-10 09:00
1900-10-10 10:00
1900-10-10 11:00
1900-10-10 12:00
1900-10-10 13:00
1900-10-10 14:00
1900-10-10 15:00
1900-10-10 16:00
1900-10-10 17:00
1900-10-10 18:00
1900-10-10 19:00
1900-10-10 20:00
1900-10-10 21:00
1900-10-10 22:00
1900-10-10 23:00
1900-10-11
1900-10-11 01:00
1900-10-11 02:00
1900-10-11 03:00
1900-10-11 04:00
1900-10-11 05:00
1900-10-11 06:00
1900-10-11 07:00
1900-10-11 08:00
1900-10-11 09:00
1900-10-11 10:00
1900-10-11 11:00
1900-10-11 12:00
1900-10-11 13:00
1900-10-11 14:00
1900-10-11 15:00
1900-10-11 16:00
1900-10-11 17:00
1900-10-11 18:00
1900-10-11 19:00
1900-10-11 20:00
1900-10-11 21:00
1900-10-11 22:00
1900-10-11 23:00
1900-10-12
1900-10-12 01:00
1900-10-12 02:00
1900-10-12 03:00
1900-10-12 04:00
1900-10-12 05:00
1900-10-12 06:00
1900-10-12 07:00
1900-10-12 08:00
1900-10-12 09:00
1900-10-12 10:00
1900-10-12 11:00
1900-10-12 12:00
1900-10-12 13:00
1900-10-12 14:00
1900-10-12 15:00
1900-10-12 16:00
1900-10-12 17:00
1900-10-12 18:00
1900-10-12 19:00
1900-10-12 20:00
1900-10-12 21:00
1900-10-12 22:00
1900-10-12 23:00
1900-10-13
1900-10-13 01:00
1900-10-13 02:00
1900-10-13 03:00
1900-10-13 04:00
1900-10-13 05:00
1900-10-13 06:00
1900-10-13 07:00
1900-10-13 08:00
1900-10-13 09:00
1900-10-13 10:00
1900-10-13 11:00
1900-10-13 12:00
1900-10-13 13:00
1900-10-13 14:00
1900-10-13 15:00
1900-10-13 16:00
1900-10-13 17:00
1900-10-13 18:00
1900-10-13 19:00
1900-10-13 20:00
1900-10-13 21:00
1900-10-13 22:00
1900-10-13 23:00
1900-10-14
1900-10-14 01:00
1900-10-14 02:00
1900-10-14 03:00
1900-10-14 04:00
1900-10-14 05:00
1900-10-14 06:00
1900-10-14 07:00
1900-10-14 08:00
1900-10-14 09:00
1900-10-14 10:00
1900-10-14 11:00
1900-10-14 12:00
1900-10-14 13:00
1900-10-14 14:00
1900-10-14 15:00
1900-10-14 16:00
1900-10-14 17:00
1900-10-14 18:00
1900-10-14 19:00
1900-10-14 20:00
1900-10-14 21:00
1900-10-14 22:00
1900-10-14 23:00
1900-10-15
1900-10-15 01:00
1900-10-15 02:00
1900-10-15 03:00
1900-10-15 04:00
1900-10-15 05:00
1900-10-15 06:00
1900-10-15 07:00
1900-10-15 08:00
1900-10-15 09:00
1900-10-15 10:00
1900-10-15 11:00
1900-10-15 12:00
1900-10-15 13:00
1900-10-15 14:00
1900-10-15 15:00
1900-10-15 16:00
1900-10-15 17:00
1900-10-15 18:00
1900-10-15 19:00
1900-10-15 20:00
1900-10-15 21:00
1900-10-15 22:00
1900-10-15 23:00
1900-10-16
1900-10-16 01:00
1900-10-16 02:00
1900-10-16 03:00
1900-10-16 04:00
1900-10-16 05:00
1900-10-16 06:00
1900-10-16 07:00
1900-10-16 08:00
1900-10-16 09:00
1900-10-16 10:00
1900-10-16 11:00
1900-10-16 12:00
1900-10-16 13:00
1900-10-16 14:00
1900-10-16 15:00
1900-10-16 16:00
1900-10-16 17:00
1900-10-16 18:00
1900-10-16 19:00
1900-10-16 20:00
1900-10-16 21:00
1900-10-16 22:00
1900-10-16 23:00
1900-10-17
1900-10-17 01:00
1900-10-17 02:00
1900-10-17 03:00
1900-10-17 04:00
1900-10-17 05:00
1900-10-17 06:00
1900-10-17 07:00
1900-10-17 08:00
1900-10-17 09:00
1900-10-17 10:00
1900-10-17 11:00
1900-10-17 12:00
1900-10-17 13:00
1900-10-17 14:00
1900-10-17 15:00
1900-10-17 16:00
1900-10-17 17:00
1900-10-17 18:00
1900-10-17 19:00
1900-10-17 20:00
1900-10-17 21:00
1900-10-17 22:00
1900-10-17 23:00
1900-10-18
1900-10-18 01:00
1900-10-18 02:00
1900-10-18 03:00
1900-10-18 04:00
1900-10-18 05:00
1900-10-18 06:00
1900-10-18 07:00
1900-10-18 08:00
1900-10-18 09:00
1900-10-18 10:00
1900-10-18 11:00
1900-10-18 12:00
1900-10-18 13:00
1900-10-18 14:00
1900-10-18 15:00
1900-10-18 16:00
1900-10-18 17:00
1900-10-18 18:00
1900-10-18 19:00
1900-10-18 20:00
1900-10-18 21:00
1900-10-18 22:00
1900-10-18 23:00
1900-10-19
1900-10-19 01:00
1900-10-19 02:00
1900-10-19 03:00
1900-10-19 04:00
1900-10-19 05:00
1900-10-19 06:00
1900-10-19 07:00
1900-10-19 08:00
1900-10-19 09:00
1900-10-19 10:00
1900-10-19 11:00
1900-10-19 12:00
1900-10-19 13:00
1900-10-19 14:00
1900-10-19 15:00
1900-10-19 16:00
1900-10-19 17:00
1900-10-19 18:00
1900-10-19 19:00
1900-10-19 20:00
1900-10-19 21:00
1900-10-19 22:00
1900-10-19 23:00
1900-10-20
1900-10-20 01:00
1900-10-20 02:00
1900-10-20 03:00
1900-10-20 04:00
1900-10-20 05:00
1900-10-20 06:00
1900-10-20 07:00
1900-10-20 08:00
1900-10-20 09:00
1900-10-20 10:00
1900-10-20 11:00
1900-10-20 12:00
1900-10-20 13:00
1900-10-20 14:00
1900-10-20 15:00
1900-10-20 16:00
1900-10-20 17:00
1900-10-20 18:00
1900-10-20 19:00
1900-10-20 20:00
1900-10-20 21:00
1900-10-20 22:00
1900-10-20 23:00
1900-10-21
1900-10-21 01:00
1900-10-21 02:00
1900-10-21 03:00
1900-10-21 04:00
1900-10-21 05:00
1900-10-21 06:00
1900-10-21 07:00
1900-10-21 08:00
1900-10-21 09:00
1900-10-21 10:00
1900-10-21 11:00
1900-10-21 12:00
1900-10-21 13:00
1900-10-21 14:00
1900-10-21 15:00
1900-10-21 16:00
1900-10-21 17:00
1900-10-21 18:00
1900-10-21 19:00
1900-10-21 20:00
1900-10-21 21:00
1900-10-21 22:00
1900-10-21 23:00
1900-10-22
1900-10-22 01:00
1900-10-22 02:00
1900-10-22 03:00
1900-10-22 04:00
1900-10-22 05:00
1900-10-22 06:00
1900-10-22 07:00
1900-10-22 08:00
1900-10-22 09:00
1900-10-22 10:00
1900-10-22 11:00
1900-10-22 12:00
1900-10-22 13:00
1900-10-22 14:00
1900-10-22 15:00
1900-10-22 16:00
1900-10-22 17:00
1900-10-22 18:00
1900-10-22 19:00
1900-10-22 20:00
1900-10-22 21:00
1900-10-22 22:00
1900-10-22 23:00
1900-10-23
1900-10-23 01:00
1900-10-23 02:00
1900-10-23 03:00
1900-10-23 04:00
1900-10-23 05:00
1900-10-23 06:00
1900-10-23 07:00
1900-10-23 08:00
1900-10-23 09:00
1900-10-23 10:00
1900-10-23 11:00
1900-10-23 12:00
1900-10-23 13:00
1900-10-23 14:00
1900-10-23 15:00
1900-10-23 16:00
1900-10-23 17:00
1900-10-23 18:00
1900-10-23 19:00
1900-10-23 20:00
1900-10-23 21:00
1900-10-23 22:00
1900-10-23 23:00
1900-10-24
1900-10-24 01:00
1900-10-24 02:00
1900-10-24 03:00
1900-10-24 04:00
1900-10-24 05:00
1900-10-24 06:00
1900-10-24 07:00
1900-10-24 08:00
1900-10-24 09:00
1900-10-24 10:00
1900-10-24 11:00
1900-10-24 12:00
1900-10-24 13:00
1900-10-24 14:00
1900-10-24 15:00
1900-10-24 16:00
1900-10-24 17:00
1900-10-24 18:00
1900-10-24 19:00
1900-10-24 20:00
1900-10-24 21:00
1900-10-24 22:00
1900-10-24 23:00
1900-10-25
1900-10-25 01:00
1900-10-25 02:00
1900-10-25 03:00
1900-10-25 04:00
1900-10-25 05:00
1900-10-25 06:00
1900-10-25 07:00
1900-10-25 08:00
1900-10-25 09:00
1900-10-25 10:00
1900-10-25 11:00
1900-10-25 12:00
1900-10-25 13:00
1900-10-25 14:00
1900-10-25 15:00
1900-10-25 16:00
1900-10-25 17:00
1900-10-25 18:00
1900-10-25 19:00
1900-10-25 20:00
1900-10-25 21:00
1900-10-25 22:00
1900-10-25 23:00
1900-10-26
1900-10-26 01:00
1900-10-26 02:00
1900-10-26 03:00
1900-10-26 04:00
1900-10-26 05:00
1900-10-26 06:00
1900-10-26 07:00
1900-10-26 08:00
1900-10-26 09:00
1900-10-26 10:00
1900-10-26 11:00
1900-10-26 12:00
1900-10-26 13:00
1900-10-26 14:00
1900-10-26 15:00
1900-10-26 16:00
1900-10-26 17:00
1900-10-26 18:00
1900-10-26 19:00
1900-10-26 20:00
1900-10-26 21:00
1900-10-26 22:00
1900-10-26 23:00
1900-10-27
1900-10-27 01:00
1900-10-27 02:00
1900-10-27 03:00
1900-10-27 04:00
1900-10-27 05:00
1900-10-27 06:00
1900-10-27 07:00
1900-10-27 08:00
1900-10-27 09:00
1900-10-27 10:00
1900-10-27 11:00
1900-10-27 12:00
1900-10-27 13:00
1900-10-27 14:00
1900-10-27 15:00
1900-10-27 16:00
1900-10-27 17:00
1900-10-27 18:00
1900-10-27 19:00
1900-10-27 20:00
1900-10-27 21:00
1900-10-27 22:00
1900-10-27 23:00
1900-10-28
1900-10-28 01:00
1900-10-28 02:00
1900-10-28 03:00
1900-10-28 04:00
1900-10-28 05:00
1900-10-28 06:00
1900-10-28 07:00
1900-10-28 08:00
1900-10-28 09:00
1900-10-28 10:00
1900-10-28 11:00
1900-10-28 12:00
1900-10-28 13:00
1900-10-28 14:00
1900-10-28 15:00
1900-10-28 16:00
1900-10-28 17:00
1900-10-28 18:00
1900-10-28 19:00
1900-10-28 20:00
1900-10-28 21:00
1900-10-28 22:00
1900-10-28 23:00
1900-10-29
1900-10-29 01:00
1900-10-29 02:00
1900-10-29 03:00
1900-10-29 04:00
1900-10-29 05:00
1900-10-29 06:00
1900-10-29 07:00
1900-10-29 08:00
1900-10-29 09:00
1900-10-29 10:00
1900-10-29 11:00
1900-10-29 12:00
1900-10-29 13:00
1900-10-29 14:00
1900-10-29 15:00
1900-10-29 16:00
1900-10-29 17:00
1900-10-29 18:00
1900-10-29 19:00
1900-10-29 20:00
1900-10-29 21:00
1900-10-29 22:00
1900-10-29 23:00
1900-10-30
1900-10-30 01:00
1900-10-30 02:00
1900-10-30 03:00
1900-10-30 04:00
1900-10-30 05:00
1900-10-30 06:00
1900-10-30 07:00
1900-10-30 08:00
1900-10-30 09:00
1900-10-30 10:00
1900-10-30 11:00
1900-10-30 12:00
1900-10-30 13:00
1900-10-30 14:00
1900-10-30 15:00
1900-10-30 16:00
1900-10-30 17:00
1900-10-30 18:00
1900-10-30 19:00
1900-10-30 20:00
1900-10-30 21:00
1900-10-30 22:00
1900-10-30 23:00
1900-10-31
1900-10-31 01:00
1900-10-31 02:00
1900-10-31 03:00
1900-10-31 04:00
1900-10-31 05:00
1900-10-31 06:00
1900-10-31 07:00
1900-10-31 08:00
1900-10-31 09:00
1900-10-31 10:00
1900-10-31 11:00
1900-10-31 12:00
1900-10-31 13:00
1900-10-31 14:00
1900-10-31 15:00
1900-10-31 16:00
1900-10-31 17:00
1900-10-31 18:00
1900-10-31 19:00
1900-10-31 20:00
1900-10-31 21:00
1900-10-31 22:00
1900-10-31 23:00
1900-11-01
1900-11-01 01:00
1900-11-01 02:00
1900-11-01 03:00
1900-11-01 04:00
1900-11-01 05:00
1900-11-01 06:00
1900-11-01 07:00
1900-11-01 08:00
1900-11-01 09:00
1900-11-01 10:00
1900-11-01 11:00
1900-11-01 12:00
1900-11-01 13:00
1900-11-01 14:00
1900-11-01 15:00
1900-11-01 16:00
1900-11-01 17:00
1900-11-01 18:00
1900-11-01 19:00
1900-11-01 20:00
1900-11-01 21:00
1900-11-01 22:00
1900-11-01 23:00
1900-11-02
1900-11-02 01:00
1900-11-02 02:00
1900-11-02 03:00
1900-11-02 04:00
1900-11-02 05:00
1900-11-02 06:00
1900-11-02 07:00
1900-11-02 08:00
1900-11-02 09:00
1900-11-02 10:00
1900-11-02 11:00
1900-11-02 12:00
1900-11-02 13:00
1900-11-02 14:00
1900-11-02 15:00
1900-11-02 16:00
1900-11-02 17:00
1900-11-02 18:00
1900-11-02 19:00
1900-11-02 20:00
1900-11-02 21:00
1900-11-02 22:00
1900-11-02 23:00
1900-11-03
1900-11-03 01:00
1900-11-03 02:00
1900-11-03 03:00
1900-11-03 04:00
1900-11-03 05:00
1900-11-03 06:00
1900-11-03 07:00
1900-11-03 08:00
1900-11-03 09:00
1900-11-03 10:00
1900-11-03 11:00
1900-11-03 12:00
1900-11-03 13:00
1900-11-03 14:00
1900-11-03 15:00
1900-11-03 16:00
1900-11-03 17:00
1900-11-03 18:00
1900-11-03 19:00
1900-11-03 20:00
1900-11-03 21:00
1900-11-03 22:00
1900-11-03 23:00
1900-11-04
1900-11-04 01:00
1900-11-04 02:00
1900-11-04 03:00
1900-11-04 04:00
1900-11-04 05:00
1900-11-04 06:00
1900-11-04 07:00
1900-11-04 08:00
1900-11-04 09:00
1900-11-04 10:00
1900-11-04 11:00
1900-11-04 12:00
1900-11-04 13:00
1900-11-04 14:00
1900-11-04 15:00
1900-11-04 16:00
1900-11-04 17:00
1900-11-04 18:00
1900-11-04 19:00
1900-11-04 20:00
1900-11-04 21:00
1900-11-04 22:00
1900-11-04 23:00
1900-11-05
1900-11-05 01:00
1900-11-05 02:00
1900-11-05 03:00
1900-11-05 04:00
1900-11-05 05:00
1900-11-05 06:00
1900-11-05 07:00
1900-11-05 08:00
1900-11-05 09:00
1900-11-05 10:00
1900-11-05 11:00
1900-11-05 12:00
1900-11-05 13:00
1900-11-05 14:00
1900-11-05 15:00
1900-11-05 16:00
1900-11-05 17:00
1900-11-05 18:00
1900-11-05 19:00
1900-11-05 20:00
1900-11-05 21:00
1900-11-05 22:00
1900-11-05 23:00
1900-11-06
1900-11-06 01:00
1900-11-06 02:00
1900-11-06 03:00
1900-11-06 04:00
1900-11-06 05:00
1900-11-06 06:00
1900-11-06 07:00
1900-11-06 08:00
1900-11-06 09:00
1900-11-06 10:00
1900-11-06 11:00
1900-11-06 12:00
1900-11-06 13:00
1900-11-06 14:00
1900-11-06 15:00
1900-11-06 16:00
1900-11-06 17:00
1900-11-06 18:00
1900-11-06 19:00
1900-11-06 20:00
1900-11-06 21:00
1900-11-06 22:00
1900-11-06 23:00
1900-11-07
1900-11-07 01:00
1900-11-07 02:00
1900-11-07 03:00
1900-11-07 04:00
1900-11-07 05:00
1900-11-07 06:00
1900-11-07 07:00
1900-11-07 08:00
1900-11-07 09:00
1900-11-07 10:00
1900-11-07 11:00
1900-11-07 12:00
1900-11-07 13:00
1900-11-07 14:00
1900-11-07 15:00
1900-11-07 16:00
1900-11-07 17:00
1900-11-07 18:00
1900-11-07 19:00
1900-11-07 20:00
1900-11-07 21:00
1900-11-07 22:00
1900-11-07 23:00
1900-11-08
1900-11-08 01:00
1900-11-08 02:00
1900-11-08 03:00
1900-11-08 04:00
1900-11-08 05:00
1900-11-08 06:00
1900-11-08 07:00
1900-11-08 08:00
1900-11-08 09:00
1900-11-08 10:00
1900-11-08 11:00
1900-11-08 12:00
1900-11-08 13:00
1900-11-08 14:00
1900-11-08 15:00
1900-11-08 16:00
1900-11-08 17:00
1900-11-08 18:00
1900-11-08 19:00
1900-11-08 20:00
1900-11-08 21:00
1900-11-08 22:00
1900-11-08 23:00
1900-11-09
1900-11-09 01:00
1900-11-09 02:00
1900-11-09 03:00
1900-11-09 04:00
1900-11-09 05:00
1900-11-09 06:00
1900-11-09 07:00
1900-11-09 08:00
1900-11-09 09:00
1900-11-09 10:00
1900-11-09 11:00
1900-11-09 12:00
1900-11-09 13:00
1900-11-09 14:00
1900-11-09 15:00
1900-11-09 16:00
1900-11-09 17:00
1900-11-09 18:00
1900-11-09 19:00
1900-11-09 20:00
1900-11-09 21:00
1900-11-09 22:00
1900-11-09 23:00
1900-11-10
1900-11-10 01:00
1900-11-10 02:00
1900-11-10 03:00
1900-11-10 04:00
1900-11-10 05:00
1900-11-10 06:00
1900-11-10 07:00
1900-11-10 08:00
1900-11-10 09:00
1900-11-10 10:00
1900-11-10 11:00
1900-11-10 12:00
1900-11-10 13:00
1900-11-10 14:00
1900-11-10 15:00
1900-11-10 16:00
1900-11-10 17:00
1900-11-10 18:00
1900-11-10 19:00
1900-11-10 20:00
1900-11-10 21:00
1900-11-10 22:00
1900-11-10 23:00
1900-11-11
1900-11-11 01:00
1900-11-11 02:00
1900-11-11 03:00
1900-11-11 04:00
1900-11-11 05:00
1900-11-11 06:00
1900-11-11 07:00
1900-11-11 08:00
1900-11-11 09:00
1900-11-11 10:00
1900-11-11 11:00
1900-11-11 12:00
1900-11-11 13:00
1900-11-11 14:00
1900-11-11 15:00
1900-11-11 16:00
1900-11-11 17:00
1900-11-11 18:00
1900-11-11 19:00
1900-11-11 20:00
1900-11-11 21:00
1900-11-11 22:00
1900-11-11 23:00
1900-11-12
1900-11-12 01:00
1900-11-12 02:00
1900-11-12 03:00
1900-11-12 04:00
1900-11-12 05:00
1900-11-12 06:00
1900-11-12 07:00
1900-11-12 08:00
1900-11-12 09:00
1900-11-12 10:00
1900-11-12 11:00
1900-11-12 12:00
1900-11-12 13:00
1900-11-12 14:00
1900-11-12 15:00
1900-11-12 16:00
1900-11-12 17:00
1900-11-12 18:00
1900-11-12 19:00
1900-11-12 20:00
1900-11-12 21:00
1900-11-12 22:00
1900-11-12 23:00
1900-11-13
1900-11-13 01:00
1900-11-13 02:00
1900-11-13 03:00
1900-11-13 04:00
1900-11-13 05:00
1900-11-13 06:00
1900-11-13 07:00
1900-11-13 08:00
1900-11-13 09:00
1900-11-13 10:00
1900-11-13 11:00
1900-11-13 12:00
1900-11-13 13:00
1900-11-13 14:00
1900-11-13 15:00
1900-11-13 16:00
1900-11-13 17:00
1900-11-13 18:00
1900-11-13 19:00
1900-11-13 20:00
1900-11-13 21:00
1900-11-13 22:00
1900-11-13 23:00
1900-11-14
1900-11-14 01:00
1900-11-14 02:00
1900-11-14 03:00
1900-11-14 04:00
1900-11-14 05:00
1900-11-14 06:00
1900-11-14 07:00
1900-11-14 08:00
1900-11-14 09:00
1900-11-14 10:00
1900-11-14 11:00
1900-11-14 12:00
1900-11-14 13:00
1900-11-14 14:00
1900-11-14 15:00
1900-11-14 16:00
1900-11-14 17:00
1900-11-14 18:00
1900-11-14 19:00
1900-11-14 20:00
1900-11-14 21:00
1900-11-14 22:00
1900-11-14 23:00
1900-11-15
1900-11-15 01:00
1900-11-15 02:00
1900-11-15 03:00
1900-11-15 04:00
1900-11-15 05:00
1900-11-15 06:00
1900-11-15 07:00
1900-11-15 08:00
1900-11-15 09:00
1900-11-15 10:00
1900-11-15 11:00
1900-11-15 12:00
1900-11-15 13:00
1900-11-15 14:00
1900-11-15 15:00
1900-11-15 16:00
1900-11-15 17:00
1900-11-15 18:00
1900-11-15 19:00
1900-11-15 20:00
1900-11-15 21:00
1900-11-15 22:00
1900-11-15 23:00
1900-11-16
1900-11-16 01:00
1900-11-16 02:00
1900-11-16 03:00
1900-11-16 04:00
1900-11-16 05:00
1900-11-16 06:00
1900-11-16 07:00
1900-11-16 08:00
1900-11-16 09:00
1900-11-16 10:00
1900-11-16 11:00
1900-11-16 12:00
1900-11-16 13:00
1900-11-16 14:00
1900-11-16 15:00
1900-11-16 16:00
1900-11-16 17:00
1900-11-16 18:00
1900-11-16 19:00
1900-11-16 20:00
1900-11-16 21:00
1900-11-16 22:00
1900-11-16 23:00
1900-11-17
1900-11-17 01:00
1900-11-17 02:00
1900-11-17 03:00
1900-11-17 04:00
1900-11-17 05:00
1900-11-17 06:00
1900-11-17 07:00
1900-11-17 08:00
1900-11-17 09:00
1900-11-17 10:00
1900-11-17 11:00
1900-11-17 12:00
1900-11-17 13:00
1900-11-17 14:00
1900-11-17 15:00
1900-11-17 16:00
1900-11-17 17:00
1900-11-17 18:00
1900-11-17 19:00
1900-11-17 20:00
1900-11-17 21:00
1900-11-17 22:00
1900-11-17 23:00
1900-11-18
1900-11-18 01:00
1900-11-18 02:00
1900-11-18 03:00
1900-11-18 04:00
1900-11-18 05:00
1900-11-18 06:00
1900-11-18 07:00
1900-11-18 08:00
1900-11-18 09:00
1900-11-18 10:00
1900-11-18 11:00
1900-11-18 12:00
1900-11-18 13:00
1900-11-18 14:00
1900-11-18 15:00
1900-11-18 16:00
1900-11-18 17:00
1900-11-18 18:00
1900-11-18 19:00
1900-11-18 20:00
1900-11-18 21:00
1900-11-18 22:00
1900-11-18 23:00
1900-11-19
1900-11-19 01:00
1900-11-19 02:00
1900-11-19 03:00
1900-11-19 04:00
1900-11-19 05:00
1900-11-19 06:00
1900-11-19 07:00
1900-11-19 08:00
1900-11-19 09:00
1900-11-19 10:00
1900-11-19 11:00
1900-11-19 12:00
1900-11-19 13:00
1900-11-19 14:00
1900-11-19 15:00
1900-11-19 16:00
1900-11-19 17:00
1900-11-19 18:00
1900-11-19 19:00
1900-11-19 20:00
1900-11-19 21:00
1900-11-19 22:00
1900-11-19 23:00
1900-11-20
1900-11-20 01:00
1900-11-20 02:00
1900-11-20 03:00
1900-11-20 04:00
1900-11-20 05:00
1900-11-20 06:00
1900-11-20 07:00
1900-11-20 08:00
1900-11-20 09:00
1900-11-20 10:00
1900-11-20 11:00
1900-11-20 12:00
1900-11-20 13:00
1900-11-20 14:00
1900-11-20 15:00
1900-11-20 16:00
1900-11-20 17:00
1900-11-20 18:00
1900-11-20 19:00
1900-11-20 20:00
1900-11-20 21:00
1900-11-20 22:00
1900-11-20 23:00
1900-11-21
1900-11-21 01:00
1900-11-21 02:00
1900-11-21 03:00
1900-11-21 04:00
1900-11-21 05:00
1900-11-21 06:00
1900-11-21 07:00
1900-11-21 08:00
1900-11-21 09:00
1900-11-21 10:00
1900-11-21 11:00
1900-11-21 12:00
1900-11-21 13:00
1900-11-21 14:00
1900-11-21 15:00
1900-11-21 16:00
1900-11-21 17:00
1900-11-21 18:00
1900-11-21 19:00
1900-11-21 20:00
1900-11-21 21:00
1900-11-21 22:00
1900-11-21 23:00
1900-11-22
1900-11-22 01:00
1900-11-22 02:00
1900-11-22 03:00
1900-11-22 04:00
1900-11-22 05:00
1900-11-22 06:00
1900-11-22 07:00
1900-11-22 08:00
1900-11-22 09:00
1900-11-22 10:00
1900-11-22 11:00
1900-11-22 12:00
1900-11-22 13:00
1900-11-22 14:00
1900-11-22 15:00
1900-11-22 16:00
1900-11-22 17:00
1900-11-22 18:00
1900-11-22 19:00
1900-11-22 20:00
1900-11-22 21:00
1900-11-22 22:00
1900-11-22 23:00
1900-11-23
1900-11-23 01:00
1900-11-23 02:00
1900-11-23 03:00
1900-11-23 04:00
1900-11-23 05:00
1900-11-23 06:00
1900-11-23 07:00
1900-11-23 08:00
1900-11-23 09:00
1900-11-23 10:00
1900-11-23 11:00
1900-11-23 12:00
1900-11-23 13:00
1900-11-23 14:00
1900-11-23 15:00
1900-11-23 16:00
1900-11-23 17:00
1900-11-23 18:00
1900-11-23 19:00
1900-11-23 20:00
1900-11-23 21:00
1900-11-23 22:00
1900-11-23 23:00
1900-11-24
1900-11-24 01:00
1900-11-24 02:00
1900-11-24 03:00
1900-11-24 04:00
1900-11-24 05:00
1900-11-24 06:00
1900-11-24 07:00
1900-11-24 08:00
1900-11-24 09:00
1900-11-24 10:00
1900-11-24 11:00
1900-11-24 12:00
1900-11-24 13:00
1900-11-24 14:00
1900-11-24 15:00
1900-11-24 16:00
1900-11-24 17:00
1900-11-24 18:00
1900-11-24 19:00
1900-11-24 20:00
1900-11-24 21:00
1900-11-24 22:00
1900-11-24 23:00
1900-11-25
1900-11-25 01:00
1900-11-25 02:00
1900-11-25 03:00
1900-11-25 04:00
1900-11-25 05:00
1900-11-25 06:00
1900-11-25 07:00
1900-11-25 08:00
1900-11-25 09:00
1900-11-25 10:00
1900-11-25 11:00
1900-11-25 12:00
1900-11-25 13:00
1900-11-25 14:00
1900-11-25 15:00
1900-11-25 16:00
1900-11-25 17:00
1900-11-25 18:00
1900-11-25 19:00
1900-11-25 20:00
1900-11-25 21:00
1900-11-25 22:00
1900-11-25 23:00
1900-11-26
1900-11-26 01:00
1900-11-26 02:00
1900-11-26 03:00
1900-11-26 04:00
1900-11-26 05:00
1900-11-26 06:00
1900-11-26 07:00
1900-11-26 08:00
1900-11-26 09:00
1900-11-26 10:00
1900-11-26 11:00
1900-11-26 12:00
1900-11-26 13:00
1900-11-26 14:00
1900-11-26 15:00
1900-11-26 16:00
1900-11-26 17:00
1900-11-26 18:00
1900-11-26 19:00
1900-11-26 20:00
1900-11-26 21:00
1900-11-26 22:00
1900-11-26 23:00
1900-11-27
1900-11-27 01:00
1900-11-27 02:00
1900-11-27 03:00
1900-11-27 04:00
1900-11-27 05:00
1900-11-27 06:00
1900-11-27 07:00
1900-11-27 08:00
1900-11-27 09:00
1900-11-27 10:00
1900-11-27 11:00
1900-11-27 12:00
1900-11-27 13:00
1900-11-27 14:00
1900-11-27 15:00
1900-11-27 16:00
1900-11-27 17:00
1900-11-27 18:00
1900-11-27 19:00
1900-11-27 20:00
1900-11-27 21:00
1900-11-27 22:00
1900-11-27 23:00
1900-11-28
1900-11-28 01:00
1900-11-28 02:00
1900-11-28 03:00
1900-11-28 04:00
1900-11-28 05:00
1900-11-28 06:00
1900-11-28 07:00
1900-11-28 08:00
1900-11-28 09:00
1900-11-28 10:00
1900-11-28 11:00
1900-11-28 12:00
1900-11-28 13:00
1900-11-28 14:00
1900-11-28 15:00
1900-11-28 16:00
1900-11-28 17:00
1900-11-28 18:00
1900-11-28 19:00
1900-11-28 20:00
1900-11-28 21:00
1900-11-28 22:00
1900-11-28 23:00
1900-11-29
1900-11-29 01:00
1900-11-29 02:00
1900-11-29 03:00
1900-11-29 04:00
1900-11-29 05:00
1900-11-29 06:00
1900-11-29 07:00
1900-11-29 08:00
1900-11-29 09:00
1900-11-29 10:00
1900-11-29 11:00
1900-11-29 12:00
1900-11-29 13:00
1900-11-29 14:00
1900-11-29 15:00
1900-11-29 16:00
1900-11-29 17:00
1900-11-29 18:00
1900-11-29 19:00
1900-11-29 20:00
1900-11-29 21:00
1900-11-29 22:00
1900-11-29 23:00
1900-11-30
1900-11-30 01:00
1900-11-30 02:00
1900-11-30 03:00
1900-11-30 04:00
1900-11-30 05:00
1900-11-30 06:00
1900-11-30 07:00
1900-11-30 08:00
1900-11-30 09:00
1900-11-30 10:00
1900-11-30 11:00
1900-11-30 12:00
1900-11-30 13:00
1900-11-30 14:00
1900-11-30 15:00
1900-11-30 16:00
1900-11-30 17:00
1900-11-30 18:00
1900-11-30 19:00
1900-11-30 20:00
1900-11-30 21:00
1900-11-30 22:00
1900-11-30 23:00
1900-12-01
1900-12-01 01:00
1900-12-01 02:00
1900-12-01 03:00
1900-12-01 04:00
1900-12-01 05:00
1900-12-01 06:00
1900-12-01 07:00
1900-12-01 08:00
1900-12-01 09:00
1900-12-01 10:00
1900-12-01 11:00
1900-12-01 12:00
1900-12-01 13:00
1900-12-01 14:00
1900-12-01 15:00
1900-12-01 16:00
1900-12-01 17:00
1900-12-01 18:00
1900-12-01 19:00
1900-12-01 20:00
1900-12-01 21:00
1900-12-01 22:00
1900-12-01 23:00
1900-12-02
1900-12-02 01:00
1900-12-02 02:00
1900-12-02 03:00
1900-12-02 04:00
1900-12-02 05:00
1900-12-02 06:00
1900-12-02 07:00
1900-12-02 08:00
1900-12-02 09:00
1900-12-02 10:00
1900-12-02 11:00
1900-12-02 12:00
1900-12-02 13:00
1900-12-02 14:00
1900-12-02 15:00
1900-12-02 16:00
1900-12-02 17:00
1900-12-02 18:00
1900-12-02 19:00
1900-12-02 20:00
1900-12-02 21:00
1900-12-02 22:00
1900-12-02 23:00
1900-12-03
1900-12-03 01:00
1900-12-03 02:00
1900-12-03 03:00
1900-12-03 04:00
1900-12-03 05:00
1900-12-03 06:00
1900-12-03 07:00
1900-12-03 08:00
1900-12-03 09:00
1900-12-03 10:00
1900-12-03 11:00
1900-12-03 12:00
1900-12-03 13:00
1900-12-03 14:00
1900-12-03 15:00
1900-12-03 16:00
1900-12-03 17:00
1900-12-03 18:00
1900-12-03 19:00
1900-12-03 20:00
1900-12-03 21:00
1900-12-03 22:00
1900-12-03 23:00
1900-12-04
1900-12-04 01:00
1900-12-04 02:00
1900-12-04 03:00
1900-12-04 04:00
1900-12-04 05:00
1900-12-04 06:00
1900-12-04 07:00
1900-12-04 08:00
1900-12-04 09:00
1900-12-04 10:00
1900-12-04 11:00
1900-12-04 12:00
1900-12-04 13:00
1900-12-04 14:00
1900-12-04 15:00
1900-12-04 16:00
1900-12-04 17:00
1900-12-04 18:00
1900-12-04 19:00
1900-12-04 20:00
1900-12-04 21:00
1900-12-04 22:00
1900-12-04 23:00
1900-12-05
1900-12-05 01:00
1900-12-05 02:00
1900-12-05 03:00
1900-12-05 04:00
1900-12-05 05:00
1900-12-05 06:00
1900-12-05 07:00
1900-12-05 08:00
1900-12-05 09:00
1900-12-05 10:00
1900-12-05 11:00
1900-12-05 12:00
1900-12-05 13:00
1900-12-05 14:00
1900-12-05 15:00
1900-12-05 16:00
1900-12-05 17:00
1900-12-05 18:00
1900-12-05 19:00
1900-12-05 20:00
1900-12-05 21:00
1900-12-05 22:00
1900-12-05 23:00
1900-12-06
1900-12-06 01:00
1900-12-06 02:00
1900-12-06 03:00
1900-12-06 04:00
1900-12-06 05:00
1900-12-06 06:00
1900-12-06 07:00
1900-12-06 08:00
1900-12-06 09:00
1900-12-06 10:00
1900-12-06 11:00
1900-12-06 12:00
1900-12-06 13:00
1900-12-06 14:00
1900-12-06 15:00
1900-12-06 16:00
1900-12-06 17:00
1900-12-06 18:00
1900-12-06 19:00
1900-12-06 20:00
1900-12-06 21:00
1900-12-06 22:00
1900-12-06 23:00
1900-12-07
1900-12-07 01:00
1900-12-07 02:00
1900-12-07 03:00
1900-12-07 04:00
1900-12-07 05:00
1900-12-07 06:00
1900-12-07 07:00
1900-12-07 08:00
1900-12-07 09:00
1900-12-07 10:00
1900-12-07 11:00
1900-12-07 12:00
1900-12-07 13:00
1900-12-07 14:00
1900-12-07 15:00
1900-12-07 16:00
1900-12-07 17:00
1900-12-07 18:00
1900-12-07 19:00
1900-12-07 20:00
1900-12-07 21:00
1900-12-07 22:00
1900-12-07 23:00
1900-12-08
1900-12-08 01:00
1900-12-08 02:00
1900-12-08 03:00
1900-12-08 04:00
1900-12-08 05:00
1900-12-08 06:00
1900-12-08 07:00
1900-12-08 08:00
1900-12-08 09:00
1900-12-08 10:00
1900-12-08 11:00
1900-12-08 12:00
1900-12-08 13:00
1900-12-08 14:00
1900-12-08 15:00
1900-12-08 16:00
1900-12-08 17:00
1900-12-08 18:00
1900-12-08 19:00
1900-12-08 20:00
1900-12-08 21:00
1900-12-08 22:00
1900-12-08 23:00
1900-12-09
1900-12-09 01:00
1900-12-09 02:00
1900-12-09 03:00
1900-12-09 04:00
1900-12-09 05:00
1900-12-09 06:00
1900-12-09 07:00
1900-12-09 08:00
1900-12-09 09:00
1900-12-09 10:00
1900-12-09 11:00
1900-12-09 12:00
1900-12-09 13:00
1900-12-09 14:00
1900-12-09 15:00
1900-12-09 16:00
1900-12-09 17:00
1900-12-09 18:00
1900-12-09 19:00
1900-12-09 20:00
1900-12-09 21:00
1900-12-09 22:00
1900-12-09 23:00
1900-12-10
1900-12-10 01:00
1900-12-10 02:00
1900-12-10 03:00
1900-12-10 04:00
1900-12-10 05:00
1900-12-10 06:00
1900-12-10 07:00
1900-12-10 08:00
1900-12-10 09:00
1900-12-10 10:00
1900-12-10 11:00
1900-12-10 12:00
1900-12-10 13:00
1900-12-10 14:00
1900-12-10 15:00
1900-12-10 16:00
1900-12-10 17:00
1900-12-10 18:00
1900-12-10 19:00
1900-12-10 20:00
1900-12-10 21:00
1900-12-10 22:00
1900-12-10 23:00
1900-12-11
1900-12-11 01:00
1900-12-11 02:00
1900-12-11 03:00
1900-12-11 04:00
1900-12-11 05:00
1900-12-11 06:00
1900-12-11 07:00
1900-12-11 08:00
1900-12-11 09:00
1900-12-11 10:00
1900-12-11 11:00
1900-12-11 12:00
1900-12-11 13:00
1900-12-11 14:00
1900-12-11 15:00
1900-12-11 16:00
1900-12-11 17:00
1900-12-11 18:00
1900-12-11 19:00
1900-12-11 20:00
1900-12-11 21:00
1900-12-11 22:00
1900-12-11 23:00
1900-12-12
1900-12-12 01:00
1900-12-12 02:00
1900-12-12 03:00
1900-12-12 04:00
1900-12-12 05:00
1900-12-12 06:00
1900-12-12 07:00
1900-12-12 08:00
1900-12-12 09:00
1900-12-12 10:00
1900-12-12 11:00
1900-12-12 12:00
1900-12-12 13:00
1900-12-12 14:00
1900-12-12 15:00
1900-12-12 16:00
1900-12-12 17:00
1900-12-12 18:00
1900-12-12 19:00
1900-12-12 20:00
1900-12-12 21:00
1900-12-12 22:00
1900-12-12 23:00
1900-12-13
1900-12-13 01:00
1900-12-13 02:00
1900-12-13 03:00
1900-12-13 04:00
1900-12-13 05:00
1900-12-13 06:00
1900-12-13 07:00
1900-12-13 08:00
1900-12-13 09:00
1900-12-13 10:00
1900-12-13 11:00
1900-12-13 12:00
1900-12-13 13:00
1900-12-13 14:00
1900-12-13 15:00
1900-12-13 16:00
1900-12-13 17:00
1900-12-13 18:00
1900-12-13 19:00
1900-12-13 20:00
1900-12-13 21:00
1900-12-13 22:00
1900-12-13 23:00
1900-12-14
1900-12-14 01:00
1900-12-14 02:00
1900-12-14 03:00
1900-12-14 04:00
1900-12-14 05:00
1900-12-14 06:00
1900-12-14 07:00
1900-12-14 08:00
1900-12-14 09:00
1900-12-14 10:00
1900-12-14 11:00
1900-12-14 12:00
1900-12-14 13:00
1900-12-14 14:00
1900-12-14 15:00
1900-12-14 16:00
1900-12-14 17:00
1900-12-14 18:00
1900-12-14 19:00
1900-12-14 20:00
1900-12-14 21:00
1900-12-14 22:00
1900-12-14 23:00
1900-12-15
1900-12-15 01:00
1900-12-15 02:00
1900-12-15 03:00
1900-12-15 04:00
1900-12-15 05:00
1900-12-15 06:00
1900-12-15 07:00
1900-12-15 08:00
1900-12-15 09:00
1900-12-15 10:00
1900-12-15 11:00
1900-12-15 12:00
1900-12-15 13:00
1900-12-15 14:00
1900-12-15 15:00
1900-12-15 16:00
1900-12-15 17:00
1900-12-15 18:00
1900-12-15 19:00
1900-12-15 20:00
1900-12-15 21:00
1900-12-15 22:00
1900-12-15 23:00
1900-12-16
1900-12-16 01:00
1900-12-16 02:00
1900-12-16 03:00
1900-12-16 04:00
1900-12-16 05:00
1900-12-16 06:00
1900-12-16 07:00
1900-12-16 08:00
1900-12-16 09:00
1900-12-16 10:00
1900-12-16 11:00
1900-12-16 12:00
1900-12-16 13:00
1900-12-16 14:00
1900-12-16 15:00
1900-12-16 16:00
1900-12-16 17:00
1900-12-16 18:00
1900-12-16 19:00
1900-12-16 20:00
1900-12-16 21:00
1900-12-16 22:00
1900-12-16 23:00
1900-12-17
1900-12-17 01:00
1900-12-17 02:00
1900-12-17 03:00
1900-12-17 04:00
1900-12-17 05:00
1900-12-17 06:00
1900-12-17 07:00
1900-12-17 08:00
1900-12-17 09:00
1900-12-17 10:00
1900-12-17 11:00
1900-12-17 12:00
1900-12-17 13:00
1900-12-17 14:00
1900-12-17 15:00
1900-12-17 16:00
1900-12-17 17:00
1900-12-17 18:00
1900-12-17 19:00
1900-12-17 20:00
1900-12-17 21:00
1900-12-17 22:00
1900-12-17 23:00
1900-12-18
1900-12-18 01:00
1900-12-18 02:00
1900-12-18 03:00
1900-12-18 04:00
1900-12-18 05:00
1900-12-18 06:00
1900-12-18 07:00
1900-12-18 08:00
1900-12-18 09:00
1900-12-18 10:00
1900-12-18 11:00
1900-12-18 12:00
1900-12-18 13:00
1900-12-18 14:00
1900-12-18 15:00
1900-12-18 16:00
1900-12-18 17:00
1900-12-18 18:00
1900-12-18 19:00
1900-12-18 20:00
1900-12-18 21:00
1900-12-18 22:00
1900-12-18 23:00
1900-12-19
1900-12-19 01:00
1900-12-19 02:00
1900-12-19 03:00
1900-12-19 04:00
1900-12-19 05:00
1900-12-19 06:00
1900-12-19 07:00
1900-12-19 08:00
1900-12-19 09:00
1900-12-19 10:00
1900-12-19 11:00
1900-12-19 12:00
1900-12-19 13:00
1900-12-19 14:00
1900-12-19 15:00
1900-12-19 16:00
1900-12-19 17:00
1900-12-19 18:00
1900-12-19 19:00
1900-12-19 20:00
1900-12-19 21:00
1900-12-19 22:00
1900-12-19 23:00
1900-12-20
1900-12-20 01:00
1900-12-20 02:00
1900-12-20 03:00
1900-12-20 04:00
1900-12-20 05:00
1900-12-20 06:00
1900-12-20 07:00
1900-12-20 08:00
1900-12-20 09:00
1900-12-20 10:00
1900-12-20 11:00
1900-12-20 12:00
1900-12-20 13:00
1900-12-20 14:00
1900-12-20 15:00
1900-12-20 16:00
1900-12-20 17:00
1900-12-20 18:00
1900-12-20 19:00
1900-12-20 20:00
1900-12-20 21:00
1900-12-20 22:00
1900-12-20 23:00
1900-12-21
1900-12-21 01:00
1900-12-21 02:00
1900-12-21 03:00
1900-12-21 04:00
1900-12-21 05:00
1900-12-21 06:00
1900-12-21 07:00
1900-12-21 08:00
1900-12-21 09:00
1900-12-21 10:00
1900-12-21 11:00
1900-12-21 12:00
1900-12-21 13:00
1900-12-21 14:00
1900-12-21 15:00
1900-12-21 16:00
1900-12-21 17:00
1900-12-21 18:00
1900-12-21 19:00
1900-12-21 20:00
1900-12-21 21:00
1900-12-21 22:00
1900-12-21 23:00
1900-12-22
1900-12-22 01:00
1900-12-22 02:00
1900-12-22 03:00
1900-12-22 04:00
1900-12-22 05:00
1900-12-22 06:00
1900-12-22 07:00
1900-12-22 08:00
1900-12-22 09:00
1900-12-22 10:00
1900-12-22 11:00
1900-12-22 12:00
1900-12-22 13:00
1900-12-22 14:00
1900-12-22 15:00
1900-12-22 16:00
1900-12-22 17:00
1900-12-22 18:00
1900-12-22 19:00
1900-12-22 20:00
1900-12-22 21:00
1900-12-22 22:00
1900-12-22 23:00
1900-12-23
1900-12-23 01:00
1900-12-23 02:00
1900-12-23 03:00
1900-12-23 04:00
1900-12-23 05:00
1900-12-23 06:00
1900-12-23 07:00
1900-12-23 08:00
1900-12-23 09:00
1900-12-23 10:00
1900-12-23 11:00
1900-12-23 12:00
1900-12-23 13:00
1900-12-23 14:00
1900-12-23 15:00
1900-12-23 16:00
1900-12-23 17:00
1900-12-23 18:00
1900-12-23 19:00
1900-12-23 20:00
1900-12-23 21:00
1900-12-23 22:00
1900-12-23 23:00
1900-12-24
1900-12-24 01:00
1900-12-24 02:00
1900-12-24 03:00
1900-12-24 04:00
1900-12-24 05:00
1900-12-24 06:00
1900-12-24 07:00
1900-12-24 08:00
1900-12-24 09:00
1900-12-24 10:00
1900-12-24 11:00
1900-12-24 12:00
1900-12-24 13:00
1900-12-24 14:00
1900-12-24 15:00
1900-12-24 16:00
1900-12-24 17:00
1900-12-24 18:00
1900-12-24 19:00
1900-12-24 20:00
1900-12-24 21:00
1900-12-24 22:00
1900-12-24 23:00
1900-12-25
1900-12-25 01:00
1900-12-25 02:00
1900-12-25 03:00
1900-12-25 04:00
1900-12-25 05:00
1900-12-25 06:00
1900-12-25 07:00
1900-12-25 08:00
1900-12-25 09:00
1900-12-25 10:00
1900-12-25 11:00
1900-12-25 12:00
1900-12-25 13:00
1900-12-25 14:00
1900-12-25 15:00
1900-12-25 16:00
1900-12-25 17:00
1900-12-25 18:00
1900-12-25 19:00
1900-12-25 20:00
1900-12-25 21:00
1900-12-25 22:00
1900-12-25 23:00
1900-12-26
1900-12-26 01:00
1900-12-26 02:00
1900-12-26 03:00
1900-12-26 04:00
1900-12-26 05:00
1900-12-26 06:00
1900-12-26 07:00
1900-12-26 08:00
1900-12-26 09:00
1900-12-26 10:00
1900-12-26 11:00
1900-12-26 12:00
1900-12-26 13:00
1900-12-26 14:00
1900-12-26 15:00
1900-12-26 16:00
1900-12-26 17:00
1900-12-26 18:00
1900-12-26 19:00
1900-12-26 20:00
1900-12-26 21:00
1900-12-26 22:00
1900-12-26 23:00
1900-12-27
1900-12-27 01:00
1900-12-27 02:00
1900-12-27 03:00
1900-12-27 04:00
1900-12-27 05:00
1900-12-27 06:00
1900-12-27 07:00
1900-12-27 08:00
1900-12-27 09:00
1900-12-27 10:00
1900-12-27 11:00
1900-12-27 12:00
1900-12-27 13:00
1900-12-27 14:00
1900-12-27 15:00
1900-12-27 16:00
1900-12-27 17:00
1900-12-27 18:00
1900-12-27 19:00
1900-12-27 20:00
1900-12-27 21:00
1900-12-27 22:00
1900-12-27 23:00
1900-12-28
1900-12-28 01:00
1900-12-28 02:00
1900-12-28 03:00
1900-12-28 04:00
1900-12-28 05:00
1900-12-28 06:00
1900-12-28 07:00
1900-12-28 08:00
1900-12-28 09:00
1900-12-28 10:00
1900-12-28 11:00
1900-12-28 12:00
1900-12-28 13:00
1900-12-28 14:00
1900-12-28 15:00
1900-12-28 16:00
1900-12-28 17:00
1900-12-28 18:00
1900-12-28 19:00
1900-12-28 20:00
1900-12-28 21:00
1900-12-28 22:00
1900-12-28 23:00
1900-12-29
1900-12-29 01:00
1900-12-29 02:00
1900-12-29 03:00
1900-12-29 04:00
1900-12-29 05:00
1900-12-29 06:00
1900-12-29 07:00
1900-12-29 08:00
1900-12-29 09:00
1900-12-29 10:00
1900-12-29 11:00
1900-12-29 12:00
1900-12-29 13:00
1900-12-29 14:00
1900-12-29 15:00
1900-12-29 16:00
1900-12-29 17:00
1900-12-29 18:00
1900-12-29 19:00
1900-12-29 20:00
1900-12-29 21:00
1900-12-29 22:00
1900-12-29 23:00
1900-12-30
1900-12-30 01:00
1900-12-30 02:00
1900-12-30 03:00
1900-12-30 04:00
1900-12-30 05:00
1900-12-30 06:00
1900-12-30 07:00
1900-12-30 08:00
1900-12-30 09:00
1900-12-30 10:00
1900-12-30 11:00
1900-12-30 12:00
1900-12-30 13:00
1900-12-30 14:00
1900-12-30 15:00
1900-12-30 16:00
1900-12-30 17:00
1900-12-30 18:00
1900-12-30 19:00
1900-12-30 20:00
1900-12-30 21:00
1900-12-30 22:00
1900-12-30 23:00
1900-12-31
1900-12-31 01:00
1900-12-31 02:00
1900-12-31 03:00
1900-12-31 04:00
1900-12-31 05:00
1900-12-31 06:00
1900-12-31 07:00
1900-12-31 08:00
1900-12-31 09:00
1900-12-31 10:00
1900-12-31 11:00
1900-12-31 12:00
1900-12-31 13:00
1900-12-31 14:00
1900-12-31 15:00
1900-12-31 16:00
1900-12-31 17:00
1900-12-31 18:00
1900-12-31 19:00
1900-12-31 20:00
1900-12-31 21:00
1900-12-31 22:00
1900-12-31 23:00
1901-01-01
1901-01-01 01:00
1901-01-01 02:00
1901-01-01 03:00
1901-01-01 04:00
1901-01-01 05:00
1901-01-01 06:00
1901-01-01 07:00
1901-01-01 08:00
1901-01-01 09:00
1901-01-01 10:00
1901-01-01 11:00
1901-01-01 12:00
1901-01-01 13:00
1901-01-01 14:00
1901-01-01 15:00
1901-01-01 16:00
1901-01-01 17:00
1901-01-01 18:00
1901-01-01 19:00
1901-01-01 20:00
1901-01-01 21:00
1901-01-01 22:00
1901-01-01 23:00
1901-01-02
1901-01-02 01:00
1901-01-02 02:00
1901-01-02 03:00
1901-01-02 04:00
1901-01-02 05:00
1901-01-02 06:00
1901-01-02 07:00
1901-01-02 08:00
1901-01-02 09:00
1901-01-02 10:00
1901-01-02 11:00
1901-01-02 12:00
1901-01-02 13:00
1901-01-02 14:00
1901-01-02 15:00
1901-01-02 16:00
1901-01-02 17:00
1901-01-02 18:00
1901-01-02 19:00
1901-01-02 20:00
1901-01-02 21:00
1901-01-02 22:00
1901-01-02 23:00
1901-01-03
1901-01-03 01:00
1901-01-03 02:00
1901-01-03 03:00
1901-01-03 04:00
1901-01-03 05:00
1901-01-03 06:00
1901-01-03 07:00
1901-01-03 08:00
1901-01-03 09:00
1901-01-03 10:00
1901-01-03 11:00
1901-01-03 12:00
1901-01-03 13:00
1901-01-03 14:00
1901-01-03 15:00
1901-01-03 16:00
1901-01-03 17:00
1901-01-03 18:00
1901-01-03 19:00
1901-01-03 20:00
1901-01-03 21:00
1901-01-03 22:00
1901-01-03 23:00
1901-01-04
1901-01-04 01:00
1901-01-04 02:00
1901-01-04 03:00
1901-01-04 04:00
1901-01-04 05:00
1901-01-04 06:00
1901-01-04 07:00
1901-01-04 08:00
1901-01-04 09:00
1901-01-04 10:00
1901-01-04 11:00
1901-01-04 12:00
1901-01-04 13:00
1901-01-04 14:00
1901-01-04 15:00
1901-01-04 16:00
1901-01-04 17:00
1901-01-04 18:00
1901-01-04 19:00
1901-01-04 20:00
1901-01-04 21:00
1901-01-04 22:00
1901-01-04 23:00
1901-01-05
1901-01-05 01:00
1901-01-05 02:00
1901-01-05 03:00
1901-01-05 04:00
1901-01-05 05:00
1901-01-05 06:00
1901-01-05 07:00
1901-01-05 08:00
1901-01-05 09:00
1901-01-05 10:00
1901-01-05 11:00
1901-01-05 12:00
1901-01-05 13:00
1901-01-05 14:00
1901-01-05 15:00
1901-01-05 16:00
1901-01-05 17:00
1901-01-05 18:00
1901-01-05 19:00
1901-01-05 20:00
1901-01-05 21:00
1901-01-05 22:00
1901-01-05 23:00
1901-01-06
1901-01-06 01:00
1901-01-06 02:00
1901-01-06 03:00
1901-01-06 04:00
1901-01-06 05:00
1901-01-06 06:00
1901-01-06 07:00
1901-01-06 08:00
1901-01-06 09:00
1901-01-06 10:00
1901-01-06 11:00
1901-01-06 12:00
1901-01-06 13:00
1901-01-06 14:00
1901-01-06 15:00
1901-01-06 16:00
1901-01-06 17:00
1901-01-06 18:00
1901-01-06 19:00
1901-01-06 20:00
1901-01-06 21:00
1901-01-06 22:00
1901-01-06 23:00
1901-01-07
1901-01-07 01:00
1901-01-07 02:00
1901-01-07 03:00
1901-01-07 04:00
1901-01-07 05:00
1901-01-07 06:00
1901-01-07 07:00
1901-01-07 08:00
1901-01-07 09:00
1901-01-07 10:00
1901-01-07 11:00
1901-01-07 12:00
1901-01-07 13:00
1901-01-07 14:00
1901-01-07 15:00
1901-01-07 16:00
1901-01-07 17:00
1901-01-07 18:00
1901-01-07 19:00
1901-01-07 20:00
1901-01-07 21:00
1901-01-07 22:00
1901-01-07 23:00
1901-01-08
1901-01-08 01:00
1901-01-08 02:00
1901-01-08 03:00
1901-01-08 04:00
1901-01-08 05:00
1901-01-08 06:00
1901-01-08 07:00
1901-01-08 08:00
1901-01-08 09:00
1901-01-08 10:00
1901-01-08 11:00
1901-01-08 12:00
1901-01-08 13:00
1901-01-08 14:00
1901-01-08 15:00
1901-01-08 16:00
1901-01-08 17:00
1901-01-08 18:00
1901-01-08 19:00
1901-01-08 20:00
1901-01-08 21:00
1901-01-08 22:00
1901-01-08 23:00
1901-01-09
1901-01-09 01:00
1901-01-09 02:00
1901-01-09 03:00
1901-01-09 04:00
1901-01-09 05:00
1901-01-09 06:00
1901-01-09 07:00
1901-01-09 08:00
1901-01-09 09:00
1901-01-09 10:00
1901-01-09 11:00
1901-01-09 12:00
1901-01-09 13:00
1901-01-09 14:00
1901-01-09 15:00
1901-01-09 16:00
1901-01-09 17:00
1901-01-09 18:00
1901-01-09 19:00
1901-01-09 20:00
1901-01-09 21:00
1901-01-09 22:00
1901-01-09 23:00
1901-01-10
1901-01-10 01:00
1901-01-10 02:00
1901-01-10 03:00
1901-01-10 04:00
1901-01-10 05:00
1901-01-10 06:00
1901-01-10 07:00
1901-01-10 08:00
1901-01-10 09:00
1901-01-10 10:00
1901-01-10 11:00
1901-01-10 12:00
1901-01-10 13:00
1901-01-10 14:00
1901-01-10 15:00
1901-01-10 16:00
1901-01-10 17:00
1901-01-10 18:00
1901-01-10 19:00
1901-01-10 20:00
1901-01-10 21:00
1901-01-10 22:00
1901-01-10 23:00
1901-01-11
1901-01-11 01:00
1901-01-11 02:00
1901-01-11 03:00
1901-01-11 04:00
1901-01-11 05:00
1901-01-11 06:00
1901-01-11 07:00
1901-01-11 08:00
1901-01-11 09:00
1901-01-11 10:00
1901-01-11 11:00
1901-01-11 12:00
1901-01-11 13:00
1901-01-11 14:00
1901-01-11 15:00
1901-01-11 16:00
1901-01-11 17:00
1901-01-11 18:00
1901-01-11 19:00
1901-01-11 20:00
1901-01-11 21:00
1901-01-11 22:00
1901-01-11 23:00
1901-01-12
1901-01-12 01:00
1901-01-12 02:00
1901-01-12 03:00
1901-01-12 04:00
1901-01-12 05:00
1901-01-12 06:00
1901-01-12 07:00
1901-01-12 08:00
1901-01-12 09:00
1901-01-12 10:00
1901-01-12 11:00
1901-01-12 12:00
1901-01-12 13:00
1901-01-12 14:00
1901-01-12 15:00
1901-01-12 16:00
1901-01-12 17:00
1901-01-12 18:00
1901-01-12 19:00
1901-01-12 20:00
1901-01-12 21:00
1901-01-12 22:00
1901-01-12 23:00
1901-01-13
1901-01-13 01:00
1901-01-13 02:00
1901-01-13 03:00
1901-01-13 04:00
1901-01-13 05:00
1901-01-13 06:00
1901-01-13 07:00
1901-01-13 08:00
1901-01-13 09:00
1901-01-13 10:00
1901-01-13 11:00
1901-01-13 12:00
1901-01-13 13:00
1901-01-13 14:00
1901-01-13 15:00
1901-01-13 16:00
1901-01-13 17:00
1901-01-13 18:00
1901-01-13 19:00
1901-01-13 20:00
1901-01-13 21:00
1901-01-13 22:00
1901-01-13 23:00
1901-01-14
1901-01-14 01:00
1901-01-14 02:00
1901-01-14 03:00
1901-01-14 04:00
1901-01-14 05:00
1901-01-14 06:00
1901-01-14 07:00
1901-01-14 08:00
1901-01-14 09:00
1901-01-14 10:00
1901-01-14 11:00
1901-01-14 12:00
1901-01-14 13:00
1901-01-14 14:00
1901-01-14 15:00
1901-01-14 16:00
1901-01-14 17:00
1901-01-14 18:00
1901-01-14 19:00
1901-01-14 20:00
1901-01-14 21:00
1901-01-14 22:00
1901-01-14 23:00
1901-01-15
1901-01-15 01:00
1901-01-15 02:00
1901-01-15 03:00
1901-01-15 04:00
1901-01-15 05:00
1901-01-15 06:00
1901-01-15 07:00
1901-01-15 08:00
1901-01-15 09:00
1901-01-15 10:00
1901-01-15 11:00
1901-01-15 12:00
1901-01-15 13:00
1901-01-15 14:00
1901-01-15 15:00
1901-01-15 16:00
1901-01-15 17:00
1901-01-15 18:00
1901-01-15 19:00
1901-01-15 20:00
1901-01-15 21:00
1901-01-15 22:00
1901-01-15 23:00
1901-01-16
1901-01-16 01:00
1901-01-16 02:00
1901-01-16 03:00
1901-01-16 04:00
1901-01-16 05:00
1901-01-16 06:00
1901-01-16 07:00
1901-01-16 08:00
1901-01-16 09:00
1901-01-16 10:00
1901-01-16 11:00
1901-01-16 12:00
1901-01-16 13:00
1901-01-16 14:00
1901-01-16 15:00
1901-01-16 16:00
1901-01-16 17:00
1901-01-16 18:00
1901-01-16 19:00
1901-01-16 20:00
1901-01-16 21:00
1901-01-16 22:00
1901-01-16 23:00
1901-01-17
1901-01-17 01:00
1901-01-17 02:00
1901-01-17 03:00
1901-01-17 04:00
1901-01-17 05:00
1901-01-17 06:00
1901-01-17 07:00
1901-01-17 08:00
1901-01-17 09:00
1901-01-17 10:00
1901-01-17 11:00
1901-01-17 12:00
1901-01-17 13:00
1901-01-17 14:00
1901-01-17 15:00
1901-01-17 16:00
1901-01-17 17:00
1901-01-17 18:00
1901-01-17 19:00
1901-01-17 20:00
1901-01-17 21:00
1901-01-17 22:00
1901-01-17 23:00
1901-01-18
1901-01-18 01:00
1901-01-18 02:00
1901-01-18 03:00
1901-01-18 04:00
1901-01-18 05:00
1901-01-18 06:00
1901-01-18 07:00
1901-01-18 08:00
1901-01-18 09:00
1901-01-18 10:00
1901-01-18 11:00
1901-01-18 12:00
1901-01-18 13:00
1901-01-18 14:00
1901-01-18 15:00
1901-01-18 16:00
1901-01-18 17:00
1901-01-18 18:00
1901-01-18 19:00
1901-01-18 20:00
1901-01-18 21:00
1901-01-18 22:00
Formulas:
Start Date = IFERROR([Start Date, row above]+1/24,"")

## Local Bias Adjustment Outputs (hidden)
Local Bias Adjustment Outputs - Information Only
Go back to STEP 3 - Bias Adjustment to define factor
| STEP 3a Local Bias Adjustment Input 1 | STEP 3b Local Bias Adjustment Input 2 | STEP 3c Local Bias Adjustment Input 3 | STEP 3d Local Bias Adjustment Input 4 | STEP 3e Local Bias Adjustment Input 5 | STEP 3f Local Bias Adjustment Input 6 | STEP 3g Local Bias Adjustment Input 7
Periods used to calculate bias | 0 | 0
Bias Adjustment Factor A
Diffusion Tube Bias B
Diffusion Tube Mean (µg/m3)
Mean CV (Precision)
Automatic Mean (µg/m3) (for periods used to calculate bias)
Data Capture (for periods used to calculate bias)
Overall Data Capture | 0% | 0%
Adjusted Tube Mean (µg/m3)
Overall Diffusion Tube Precision | [7 empty] | 0 | 0 | 0 | 0 | 0 | 0 | 0 | 0 | Warning - One or more Co-location studies has Poor Overall Diffusion Tube Precision (i.e. CV >10%). Local Bias Adjustment Factor should be treated with caution.
Overall Continuous Monitor Data Capture | [7 empty] | 0 | 0 | 0 | 0 | 0 | 0 | 0 | 0 | Warning - One or more Co-location studies has Poor Overall Continuous Monitor Data Capture (i.e. <90%). Local Bias Adjustment Factor should be treated with caution.
Combined Local Bias Adjustment Factor | [7 empty] | 1 | 2 | 3 | 4 | 5 | 6 | 7

## STEP 4 - Fall off with Distance
[7 empty] | Error | 0
| Fall off with Distance Inputs |  |  |  |  | i) Enter background concentration for each diffusion tube listed. Once completed see Results tables
0.1
|  | Enter data into the pink cells | [15 empty] | Time Weighted Annual Mean (µg/m3)
[18 empty] | Raw Data | Bias Adjusted (0.84) and Annualised
Diffusion Tube ID | Distance (m) |  | NO2 Annual Mean Concentration (µg/m3) |  |  | Comment
| Monitoring Site to Kerb | Receptor to Kerb | Bias Adjusted and Annualised | Background | Predicted at Receptor |  |  |  | check measured vs BG | warning BG | warning receptor | warning monitor | above AQS | within 10% | warning monitored | A23 C01-2020 | A23 C01-2020 | 26.8844 | 22.5829
B2066 C11-2012 | 1.5 | 5 | 42.5919 | 14.3 | 35.1 | [10 empty] | A23 C02-2022 | A23 C02-2022 | 27.0365 | 22.7107 |  |  |  | # | Messages in Col i (to be hidden and locked)
A23 C18-2019 | 2 | 4 | 36.3457 | 14.3 | 32.8 | [10 empty] | B2066 C04-2010 | B2066 C04-2010 | 34.7511 | 29.1909 |  |  |  | 1 | Warning: Background NO2 concentrations <3µg/m3 or >40µg/m3 are rare in the UK - this calculation will still work, but please check your data.
A270 BH11 | 1.5 | 3.5 | 39.26 | 14.3 | 34.6 | [10 empty] | C05-2012 | C05-2012 | 17.0802 | 14.3474 |  |  |  | 2 | Warning: your receptor is more than 20m further from the kerb than your monitor - treat result with caution.
[9 empty] | Error: Measured concentration must be above background concentration. | Warning: Background NO2 concentrations <3µg/m3 or >40µg/m3 are rare in the UK - this calculation will still work, but please check your data. | Warning: your receptor is more than 20m further from the kerb than your monitor - treat result with caution. | Warning: your monitor is more than 10m further from the kerb than your receptor - treat result with caution. | Predicted concentration at Receptor above AQS objective. |  | Warning: Monitored NO2 concentrations <5µg/m3 or >110µg/m3 are rare in the UK - this calculation will still work, but please check your data. | B2066 C10-2012 | B2066 C10-2012 | 32.5737 | 27.3619 |  |  |  | 3 | Warning: your monitor is more than 10m further from the kerb than your receptor - treat result with caution.
[9 empty] | Error: Measured concentration must be above background concentration. | Warning: Background NO2 concentrations <3µg/m3 or >40µg/m3 are rare in the UK - this calculation will still work, but please check your data. | Warning: your receptor is more than 20m further from the kerb than your monitor - treat result with caution. | Warning: your monitor is more than 10m further from the kerb than your receptor - treat result with caution. | Predicted concentration at Receptor above AQS objective. |  | Warning: Monitored NO2 concentrations <5µg/m3 or >110µg/m3 are rare in the UK - this calculation will still work, but please check your data. | B2066 C11-2007 | B2066 C11-2007 | 43.3198 | 36.3886 |  |  |  | 4 | Predicted concentration at Receptor above AQS objective.
[9 empty] | Error: Measured concentration must be above background concentration. | Warning: Background NO2 concentrations <3µg/m3 or >40µg/m3 are rare in the UK - this calculation will still work, but please check your data. | Warning: your receptor is more than 20m further from the kerb than your monitor - treat result with caution. | Warning: your monitor is more than 10m further from the kerb than your receptor - treat result with caution. | Predicted concentration at Receptor above AQS objective. |  | Warning: Monitored NO2 concentrations <5µg/m3 or >110µg/m3 are rare in the UK - this calculation will still work, but please check your data. | B2066 C11-2012 | B2066 C11-2012 | 50.7046 | 42.5919 | Yes | 1 | B2066 C11-2012 | 5 | Predicted concentration at Receptor within 10% the AQS objective.
[9 empty] | Error: Measured concentration must be above background concentration. | Warning: Background NO2 concentrations <3µg/m3 or >40µg/m3 are rare in the UK - this calculation will still work, but please check your data. | Warning: your receptor is more than 20m further from the kerb than your monitor - treat result with caution. | Warning: your monitor is more than 10m further from the kerb than your receptor - treat result with caution. | Predicted concentration at Receptor above AQS objective. |  | Warning: Monitored NO2 concentrations <5µg/m3 or >110µg/m3 are rare in the UK - this calculation will still work, but please check your data. | A2010 C12-2010 | A2010 C12-2010 | 34.8796 | 29.2988 |  |  |  | 6 | Error: Measured concentration must be above background concentration.
[9 empty] | Error: Measured concentration must be above background concentration. | Warning: Background NO2 concentrations <3µg/m3 or >40µg/m3 are rare in the UK - this calculation will still work, but please check your data. | Warning: your receptor is more than 20m further from the kerb than your monitor - treat result with caution. | Warning: your monitor is more than 10m further from the kerb than your receptor - treat result with caution. | Predicted concentration at Receptor above AQS objective. |  | Warning: Monitored NO2 concentrations <5µg/m3 or >110µg/m3 are rare in the UK - this calculation will still work, but please check your data. | A2010 W01-2005 | A2010 W01-2005 | 28.4102 | 23.8646 |  |  |  | 7 | Warning: Monitored NO2 concentrations <5µg/m3 or >110µg/m3 are rare in the UK - this calculation will still work, but please check your data.
[9 empty] | Error: Measured concentration must be above background concentration. | Warning: Background NO2 concentrations <3µg/m3 or >40µg/m3 are rare in the UK - this calculation will still work, but please check your data. | Warning: your receptor is more than 20m further from the kerb than your monitor - treat result with caution. | Warning: your monitor is more than 10m further from the kerb than your receptor - treat result with caution. | Predicted concentration at Receptor above AQS objective. |  | Warning: Monitored NO2 concentrations <5µg/m3 or >110µg/m3 are rare in the UK - this calculation will still work, but please check your data. | C-Link C13-2014 | C-Link C13-2014 | 35.5725 | 29.8809
[9 empty] | Error: Measured concentration must be above background concentration. | Warning: Background NO2 concentrations <3µg/m3 or >40µg/m3 are rare in the UK - this calculation will still work, but please check your data. | Warning: your receptor is more than 20m further from the kerb than your monitor - treat result with caution. | Warning: your monitor is more than 10m further from the kerb than your receptor - treat result with caution. | Predicted concentration at Receptor above AQS objective. |  | Warning: Monitored NO2 concentrations <5µg/m3 or >110µg/m3 are rare in the UK - this calculation will still work, but please check your data. | A23 C09-2005 | A23 C09-2005 | 31.1715 | 26.1841
[9 empty] | Error: Measured concentration must be above background concentration. | Warning: Background NO2 concentrations <3µg/m3 or >40µg/m3 are rare in the UK - this calculation will still work, but please check your data. | Warning: your receptor is more than 20m further from the kerb than your monitor - treat result with caution. | Warning: your monitor is more than 10m further from the kerb than your receptor - treat result with caution. | Predicted concentration at Receptor above AQS objective. |  | Warning: Monitored NO2 concentrations <5µg/m3 or >110µg/m3 are rare in the UK - this calculation will still work, but please check your data. | A23 C16-2013 | A23 C16-2013 | 34.4752 | 28.9592
[9 empty] | Error: Measured concentration must be above background concentration. | Warning: Background NO2 concentrations <3µg/m3 or >40µg/m3 are rare in the UK - this calculation will still work, but please check your data. | Warning: your receptor is more than 20m further from the kerb than your monitor - treat result with caution. | Warning: your monitor is more than 10m further from the kerb than your receptor - treat result with caution. | Predicted concentration at Receptor above AQS objective. |  | Warning: Monitored NO2 concentrations <5µg/m3 or >110µg/m3 are rare in the UK - this calculation will still work, but please check your data. | A23 C17-2012 | A23 C17-2012 | 36.9266 | 31.0184
[9 empty] | Error: Measured concentration must be above background concentration. | Warning: Background NO2 concentrations <3µg/m3 or >40µg/m3 are rare in the UK - this calculation will still work, but please check your data. | Warning: your receptor is more than 20m further from the kerb than your monitor - treat result with caution. | Warning: your monitor is more than 10m further from the kerb than your receptor - treat result with caution. | Predicted concentration at Receptor above AQS objective. |  | Warning: Monitored NO2 concentrations <5µg/m3 or >110µg/m3 are rare in the UK - this calculation will still work, but please check your data. | A23 C18-2019 | A23 C18-2019 | 43.2687 | 36.3457 | Yes | 2 | A23 C18-2019
[9 empty] | Error: Measured concentration must be above background concentration. | Warning: Background NO2 concentrations <3µg/m3 or >40µg/m3 are rare in the UK - this calculation will still work, but please check your data. | Warning: your receptor is more than 20m further from the kerb than your monitor - treat result with caution. | Warning: your monitor is more than 10m further from the kerb than your receptor - treat result with caution. | Predicted concentration at Receptor above AQS objective. |  | Warning: Monitored NO2 concentrations <5µg/m3 or >110µg/m3 are rare in the UK - this calculation will still work, but please check your data. | A23 C18-2010 | A23 C18-2010 | 43.7056 | 36.7127
[9 empty] | Error: Measured concentration must be above background concentration. | Warning: Background NO2 concentrations <3µg/m3 or >40µg/m3 are rare in the UK - this calculation will still work, but please check your data. | Warning: your receptor is more than 20m further from the kerb than your monitor - treat result with caution. | Warning: your monitor is more than 10m further from the kerb than your receptor - treat result with caution. | Predicted concentration at Receptor above AQS objective. |  | Warning: Monitored NO2 concentrations <5µg/m3 or >110µg/m3 are rare in the UK - this calculation will still work, but please check your data. | A23 C19-2021 | A23 C19-2021 | 32.9208 | 26.3157
[9 empty] | Error: Measured concentration must be above background concentration. | Warning: Background NO2 concentrations <3µg/m3 or >40µg/m3 are rare in the UK - this calculation will still work, but please check your data. | Warning: your receptor is more than 20m further from the kerb than your monitor - treat result with caution. | Warning: your monitor is more than 10m further from the kerb than your receptor - treat result with caution. | Predicted concentration at Receptor above AQS objective. |  | Warning: Monitored NO2 concentrations <5µg/m3 or >110µg/m3 are rare in the UK - this calculation will still work, but please check your data. | A23 C20-2005 | A23 C20-2005 | 28.8319 | 24.2188
[9 empty] | Error: Measured concentration must be above background concentration. | Warning: Background NO2 concentrations <3µg/m3 or >40µg/m3 are rare in the UK - this calculation will still work, but please check your data. | Warning: your receptor is more than 20m further from the kerb than your monitor - treat result with caution. | Warning: your monitor is more than 10m further from the kerb than your receptor - treat result with caution. | Predicted concentration at Receptor above AQS objective. |  | Warning: Monitored NO2 concentrations <5µg/m3 or >110µg/m3 are rare in the UK - this calculation will still work, but please check your data. | A23 C21-2005 | A23 C21-2005 | 36.8025 | 30.9141
[9 empty] | Error: Measured concentration must be above background concentration. | Warning: Background NO2 concentrations <3µg/m3 or >40µg/m3 are rare in the UK - this calculation will still work, but please check your data. | Warning: your receptor is more than 20m further from the kerb than your monitor - treat result with caution. | Warning: your monitor is more than 10m further from the kerb than your receptor - treat result with caution. | Predicted concentration at Receptor above AQS objective. |  | Warning: Monitored NO2 concentrations <5µg/m3 or >110µg/m3 are rare in the UK - this calculation will still work, but please check your data. | A23 C23-2005 | A23 C23-2005 | 29.709 | 24.9555
[9 empty] | Error: Measured concentration must be above background concentration. | Warning: Background NO2 concentrations <3µg/m3 or >40µg/m3 are rare in the UK - this calculation will still work, but please check your data. | Warning: your receptor is more than 20m further from the kerb than your monitor - treat result with caution. | Warning: your monitor is more than 10m further from the kerb than your receptor - treat result with caution. | Predicted concentration at Receptor above AQS objective. |  | Warning: Monitored NO2 concentrations <5µg/m3 or >110µg/m3 are rare in the UK - this calculation will still work, but please check your data. | A270 C24-2015 | A270 C24-2015 | 38.8139 | 32.6037
[9 empty] | Error: Measured concentration must be above background concentration. | Warning: Background NO2 concentrations <3µg/m3 or >40µg/m3 are rare in the UK - this calculation will still work, but please check your data. | Warning: your receptor is more than 20m further from the kerb than your monitor - treat result with caution. | Warning: your monitor is more than 10m further from the kerb than your receptor - treat result with caution. | Predicted concentration at Receptor above AQS objective. |  | Warning: Monitored NO2 concentrations <5µg/m3 or >110µg/m3 are rare in the UK - this calculation will still work, but please check your data. | A270 C25-2010 | A270 C25-2010 | 39.469 | 33.154
[9 empty] | Error: Measured concentration must be above background concentration. | Warning: Background NO2 concentrations <3µg/m3 or >40µg/m3 are rare in the UK - this calculation will still work, but please check your data. | Warning: your receptor is more than 20m further from the kerb than your monitor - treat result with caution. | Warning: your monitor is more than 10m further from the kerb than your receptor - treat result with caution. | Predicted concentration at Receptor above AQS objective. |  | Warning: Monitored NO2 concentrations <5µg/m3 or >110µg/m3 are rare in the UK - this calculation will still work, but please check your data. | B2199 C28-2010 | B2199 C28-2010 | 31.7585 | 26.6772
[9 empty] | Error: Measured concentration must be above background concentration. | Warning: Background NO2 concentrations <3µg/m3 or >40µg/m3 are rare in the UK - this calculation will still work, but please check your data. | Warning: your receptor is more than 20m further from the kerb than your monitor - treat result with caution. | Warning: your monitor is more than 10m further from the kerb than your receptor - treat result with caution. | Predicted concentration at Receptor above AQS objective. |  | Warning: Monitored NO2 concentrations <5µg/m3 or >110µg/m3 are rare in the UK - this calculation will still work, but please check your data. | A23 E01-2016 | A23 E01-2016 | 28.8923 | 24.2695
[9 empty] | Error: Measured concentration must be above background concentration. | Warning: Background NO2 concentrations <3µg/m3 or >40µg/m3 are rare in the UK - this calculation will still work, but please check your data. | Warning: your receptor is more than 20m further from the kerb than your monitor - treat result with caution. | Warning: your monitor is more than 10m further from the kerb than your receptor - treat result with caution. | Predicted concentration at Receptor above AQS objective. |  | Warning: Monitored NO2 concentrations <5µg/m3 or >110µg/m3 are rare in the UK - this calculation will still work, but please check your data. | A23 E02-2009 | A23 E02-2009 | 29.704 | 24.9514
[9 empty] | Error: Measured concentration must be above background concentration. | Warning: Background NO2 concentrations <3µg/m3 or >40µg/m3 are rare in the UK - this calculation will still work, but please check your data. | Warning: your receptor is more than 20m further from the kerb than your monitor - treat result with caution. | Warning: your monitor is more than 10m further from the kerb than your receptor - treat result with caution. | Predicted concentration at Receptor above AQS objective. |  | Warning: Monitored NO2 concentrations <5µg/m3 or >110µg/m3 are rare in the UK - this calculation will still work, but please check your data. | C-Link E02-2012 | C-Link E02-2012 | 34.1914 | 28.7208
[9 empty] | Error: Measured concentration must be above background concentration. | Warning: Background NO2 concentrations <3µg/m3 or >40µg/m3 are rare in the UK - this calculation will still work, but please check your data. | Warning: your receptor is more than 20m further from the kerb than your monitor - treat result with caution. | Warning: your monitor is more than 10m further from the kerb than your receptor - treat result with caution. | Predicted concentration at Receptor above AQS objective. |  | Warning: Monitored NO2 concentrations <5µg/m3 or >110µg/m3 are rare in the UK - this calculation will still work, but please check your data. | A23 E06-2020 | A23 E06-2020 | 30.4266 | 25.5584
[9 empty] | Error: Measured concentration must be above background concentration. | Warning: Background NO2 concentrations <3µg/m3 or >40µg/m3 are rare in the UK - this calculation will still work, but please check your data. | Warning: your receptor is more than 20m further from the kerb than your monitor - treat result with caution. | Warning: your monitor is more than 10m further from the kerb than your receptor - treat result with caution. | Predicted concentration at Receptor above AQS objective. |  | Warning: Monitored NO2 concentrations <5µg/m3 or >110µg/m3 are rare in the UK - this calculation will still work, but please check your data. | A270 E07-2019 | A270 E07-2019 | 45.0938 | 37.8788
[9 empty] | Error: Measured concentration must be above background concentration. | Warning: Background NO2 concentrations <3µg/m3 or >40µg/m3 are rare in the UK - this calculation will still work, but please check your data. | Warning: your receptor is more than 20m further from the kerb than your monitor - treat result with caution. | Warning: your monitor is more than 10m further from the kerb than your receptor - treat result with caution. | Predicted concentration at Receptor above AQS objective. |  | Warning: Monitored NO2 concentrations <5µg/m3 or >110µg/m3 are rare in the UK - this calculation will still work, but please check your data. | A270 BH11 | A270 BH11 | 46.7381 | 39.26 | Yes | 3 | A270 BH11
[9 empty] | Error: Measured concentration must be above background concentration. | Warning: Background NO2 concentrations <3µg/m3 or >40µg/m3 are rare in the UK - this calculation will still work, but please check your data. | Warning: your receptor is more than 20m further from the kerb than your monitor - treat result with caution. | Warning: your monitor is more than 10m further from the kerb than your receptor - treat result with caution. | Predicted concentration at Receptor above AQS objective. |  | Warning: Monitored NO2 concentrations <5µg/m3 or >110µg/m3 are rare in the UK - this calculation will still work, but please check your data. | A270 E08-1996 | A270 E08-1996 | 41.1879 | 34.5979
[9 empty] | Error: Measured concentration must be above background concentration. | Warning: Background NO2 concentrations <3µg/m3 or >40µg/m3 are rare in the UK - this calculation will still work, but please check your data. | Warning: your receptor is more than 20m further from the kerb than your monitor - treat result with caution. | Warning: your monitor is more than 10m further from the kerb than your receptor - treat result with caution. | Predicted concentration at Receptor above AQS objective. |  | Warning: Monitored NO2 concentrations <5µg/m3 or >110µg/m3 are rare in the UK - this calculation will still work, but please check your data. | A270 E10-2015 | A270 E10-2015 | 34.8195 | 29.2484
[9 empty] | Error: Measured concentration must be above background concentration. | Warning: Background NO2 concentrations <3µg/m3 or >40µg/m3 are rare in the UK - this calculation will still work, but please check your data. | Warning: your receptor is more than 20m further from the kerb than your monitor - treat result with caution. | Warning: your monitor is more than 10m further from the kerb than your receptor - treat result with caution. | Predicted concentration at Receptor above AQS objective. |  | Warning: Monitored NO2 concentrations <5µg/m3 or >110µg/m3 are rare in the UK - this calculation will still work, but please check your data. | A270 E14-2019 | A270 E14-2019 | 33.1467 | 27.8433
[9 empty] | Error: Measured concentration must be above background concentration. | Warning: Background NO2 concentrations <3µg/m3 or >40µg/m3 are rare in the UK - this calculation will still work, but please check your data. | Warning: your receptor is more than 20m further from the kerb than your monitor - treat result with caution. | Warning: your monitor is more than 10m further from the kerb than your receptor - treat result with caution. | Predicted concentration at Receptor above AQS objective. |  | Warning: Monitored NO2 concentrations <5µg/m3 or >110µg/m3 are rare in the UK - this calculation will still work, but please check your data. | A270 E15-2012 | A270 E15-2012 | 34.4854 | 28.9678
[9 empty] | Error: Measured concentration must be above background concentration. | Warning: Background NO2 concentrations <3µg/m3 or >40µg/m3 are rare in the UK - this calculation will still work, but please check your data. | Warning: your receptor is more than 20m further from the kerb than your monitor - treat result with caution. | Warning: your monitor is more than 10m further from the kerb than your receptor - treat result with caution. | Predicted concentration at Receptor above AQS objective. |  | Warning: Monitored NO2 concentrations <5µg/m3 or >110µg/m3 are rare in the UK - this calculation will still work, but please check your data. | A23 E16-1996 | A23 E16-1996 | 35.017 | 29.4143
[9 empty] | Error: Measured concentration must be above background concentration. | Warning: Background NO2 concentrations <3µg/m3 or >40µg/m3 are rare in the UK - this calculation will still work, but please check your data. | Warning: your receptor is more than 20m further from the kerb than your monitor - treat result with caution. | Warning: your monitor is more than 10m further from the kerb than your receptor - treat result with caution. | Predicted concentration at Receptor above AQS objective. |  | Warning: Monitored NO2 concentrations <5µg/m3 or >110µg/m3 are rare in the UK - this calculation will still work, but please check your data. | A23 E16-2015 | A23 E16-2015 | 36.3983 | 30.5746
[9 empty] | Error: Measured concentration must be above background concentration. | Warning: Background NO2 concentrations <3µg/m3 or >40µg/m3 are rare in the UK - this calculation will still work, but please check your data. | Warning: your receptor is more than 20m further from the kerb than your monitor - treat result with caution. | Warning: your monitor is more than 10m further from the kerb than your receptor - treat result with caution. | Predicted concentration at Receptor above AQS objective. |  | Warning: Monitored NO2 concentrations <5µg/m3 or >110µg/m3 are rare in the UK - this calculation will still work, but please check your data. | A23 E17-2003 | A23 E17-2003 | 35.3322 | 29.679
[9 empty] | Error: Measured concentration must be above background concentration. | Warning: Background NO2 concentrations <3µg/m3 or >40µg/m3 are rare in the UK - this calculation will still work, but please check your data. | Warning: your receptor is more than 20m further from the kerb than your monitor - treat result with caution. | Warning: your monitor is more than 10m further from the kerb than your receptor - treat result with caution. | Predicted concentration at Receptor above AQS objective. |  | Warning: Monitored NO2 concentrations <5µg/m3 or >110µg/m3 are rare in the UK - this calculation will still work, but please check your data. | C-Link E17-2018 | C-Link E17-2018 | 36.4133 | 30.5872
[9 empty] | Error: Measured concentration must be above background concentration. | Warning: Background NO2 concentrations <3µg/m3 or >40µg/m3 are rare in the UK - this calculation will still work, but please check your data. | Warning: your receptor is more than 20m further from the kerb than your monitor - treat result with caution. | Warning: your monitor is more than 10m further from the kerb than your receptor - treat result with caution. | Predicted concentration at Receptor above AQS objective. |  | Warning: Monitored NO2 concentrations <5µg/m3 or >110µg/m3 are rare in the UK - this calculation will still work, but please check your data. | C-Link E18-2021 | C-Link E18-2021 | 24.1053 | 20.2484
[9 empty] | Error: Measured concentration must be above background concentration. | Warning: Background NO2 concentrations <3µg/m3 or >40µg/m3 are rare in the UK - this calculation will still work, but please check your data. | Warning: your receptor is more than 20m further from the kerb than your monitor - treat result with caution. | Warning: your monitor is more than 10m further from the kerb than your receptor - treat result with caution. | Predicted concentration at Receptor above AQS objective. |  | Warning: Monitored NO2 concentrations <5µg/m3 or >110µg/m3 are rare in the UK - this calculation will still work, but please check your data. | B2123 E22-2009 | B2123 E22-2009 | 28.8749 | 24.2549
[9 empty] | Error: Measured concentration must be above background concentration. | Warning: Background NO2 concentrations <3µg/m3 or >40µg/m3 are rare in the UK - this calculation will still work, but please check your data. | Warning: your receptor is more than 20m further from the kerb than your monitor - treat result with caution. | Warning: your monitor is more than 10m further from the kerb than your receptor - treat result with caution. | Predicted concentration at Receptor above AQS objective. |  | Warning: Monitored NO2 concentrations <5µg/m3 or >110µg/m3 are rare in the UK - this calculation will still work, but please check your data. | B2123 E23-2010 | B2123 E23-2010 | 30.0731 | 25.2614
[9 empty] | Error: Measured concentration must be above background concentration. | Warning: Background NO2 concentrations <3µg/m3 or >40µg/m3 are rare in the UK - this calculation will still work, but please check your data. | Warning: your receptor is more than 20m further from the kerb than your monitor - treat result with caution. | Warning: your monitor is more than 10m further from the kerb than your receptor - treat result with caution. | Predicted concentration at Receptor above AQS objective. |  | Warning: Monitored NO2 concentrations <5µg/m3 or >110µg/m3 are rare in the UK - this calculation will still work, but please check your data. | A259 E25-2018 | A259 E25-2018 | 27.6381 | 23.216
[9 empty] | Error: Measured concentration must be above background concentration. | Warning: Background NO2 concentrations <3µg/m3 or >40µg/m3 are rare in the UK - this calculation will still work, but please check your data. | Warning: your receptor is more than 20m further from the kerb than your monitor - treat result with caution. | Warning: your monitor is more than 10m further from the kerb than your receptor - treat result with caution. | Predicted concentration at Receptor above AQS objective. |  | Warning: Monitored NO2 concentrations <5µg/m3 or >110µg/m3 are rare in the UK - this calculation will still work, but please check your data. | B2123 E30-2020 | B2123 E30-2020 | 25.0263 | 21.0221
[9 empty] | Error: Measured concentration must be above background concentration. | Warning: Background NO2 concentrations <3µg/m3 or >40µg/m3 are rare in the UK - this calculation will still work, but please check your data. | Warning: your receptor is more than 20m further from the kerb than your monitor - treat result with caution. | Warning: your monitor is more than 10m further from the kerb than your receptor - treat result with caution. | Predicted concentration at Receptor above AQS objective. |  | Warning: Monitored NO2 concentrations <5µg/m3 or >110µg/m3 are rare in the UK - this calculation will still work, but please check your data. | E32-2020 | E32-2020 | 13.0325 | 10.9473
[9 empty] | Error: Measured concentration must be above background concentration. | Warning: Background NO2 concentrations <3µg/m3 or >40µg/m3 are rare in the UK - this calculation will still work, but please check your data. | Warning: your receptor is more than 20m further from the kerb than your monitor - treat result with caution. | Warning: your monitor is more than 10m further from the kerb than your receptor - treat result with caution. | Predicted concentration at Receptor above AQS objective. |  | Warning: Monitored NO2 concentrations <5µg/m3 or >110µg/m3 are rare in the UK - this calculation will still work, but please check your data. | A2010 W03-2006 | A2010 W03-2006 | 32.7833 | 27.538
[9 empty] | Error: Measured concentration must be above background concentration. | Warning: Background NO2 concentrations <3µg/m3 or >40µg/m3 are rare in the UK - this calculation will still work, but please check your data. | Warning: your receptor is more than 20m further from the kerb than your monitor - treat result with caution. | Warning: your monitor is more than 10m further from the kerb than your receptor - treat result with caution. | Predicted concentration at Receptor above AQS objective. |  | Warning: Monitored NO2 concentrations <5µg/m3 or >110µg/m3 are rare in the UK - this calculation will still work, but please check your data. | A2010 W04-2006 | A2010 W04-2006 | 33.5628 | 28.1928
[9 empty] | Error: Measured concentration must be above background concentration. | Warning: Background NO2 concentrations <3µg/m3 or >40µg/m3 are rare in the UK - this calculation will still work, but please check your data. | Warning: your receptor is more than 20m further from the kerb than your monitor - treat result with caution. | Warning: your monitor is more than 10m further from the kerb than your receptor - treat result with caution. | Predicted concentration at Receptor above AQS objective. |  | Warning: Monitored NO2 concentrations <5µg/m3 or >110µg/m3 are rare in the UK - this calculation will still work, but please check your data. | A270 W05-2006 | A270 W05-2006 | 35.7217 | 30.0062
[9 empty] | Error: Measured concentration must be above background concentration. | Warning: Background NO2 concentrations <3µg/m3 or >40µg/m3 are rare in the UK - this calculation will still work, but please check your data. | Warning: your receptor is more than 20m further from the kerb than your monitor - treat result with caution. | Warning: your monitor is more than 10m further from the kerb than your receptor - treat result with caution. | Predicted concentration at Receptor above AQS objective. |  | Warning: Monitored NO2 concentrations <5µg/m3 or >110µg/m3 are rare in the UK - this calculation will still work, but please check your data. | B2066 W10-2023 | B2066 W10-2023 | 32.4969 | 27.2974
[9 empty] | Error: Measured concentration must be above background concentration. | Warning: Background NO2 concentrations <3µg/m3 or >40µg/m3 are rare in the UK - this calculation will still work, but please check your data. | Warning: your receptor is more than 20m further from the kerb than your monitor - treat result with caution. | Warning: your monitor is more than 10m further from the kerb than your receptor - treat result with caution. | Predicted concentration at Receptor above AQS objective. |  | Warning: Monitored NO2 concentrations <5µg/m3 or >110µg/m3 are rare in the UK - this calculation will still work, but please check your data. | B2066 W11-2020 | B2066 W11-2020 | 27.1533 | 22.8087
[9 empty] | Error: Measured concentration must be above background concentration. | Warning: Background NO2 concentrations <3µg/m3 or >40µg/m3 are rare in the UK - this calculation will still work, but please check your data. | Warning: your receptor is more than 20m further from the kerb than your monitor - treat result with caution. | Warning: your monitor is more than 10m further from the kerb than your receptor - treat result with caution. | Predicted concentration at Receptor above AQS objective. |  | Warning: Monitored NO2 concentrations <5µg/m3 or >110µg/m3 are rare in the UK - this calculation will still work, but please check your data. | A259 W16-2020 | A259 W16-2020 | 32.2031 | 27.0506
[9 empty] | Error: Measured concentration must be above background concentration. | Warning: Background NO2 concentrations <3µg/m3 or >40µg/m3 are rare in the UK - this calculation will still work, but please check your data. | Warning: your receptor is more than 20m further from the kerb than your monitor - treat result with caution. | Warning: your monitor is more than 10m further from the kerb than your receptor - treat result with caution. | Predicted concentration at Receptor above AQS objective. |  | Warning: Monitored NO2 concentrations <5µg/m3 or >110µg/m3 are rare in the UK - this calculation will still work, but please check your data. | 2024 BH14 | 2024 BH14 | 23.6879 | 19.8979
[9 empty] | Error: Measured concentration must be above background concentration. | Warning: Background NO2 concentrations <3µg/m3 or >40µg/m3 are rare in the UK - this calculation will still work, but please check your data. | Warning: your receptor is more than 20m further from the kerb than your monitor - treat result with caution. | Warning: your monitor is more than 10m further from the kerb than your receptor - treat result with caution. | Predicted concentration at Receptor above AQS objective. |  | Warning: Monitored NO2 concentrations <5µg/m3 or >110µg/m3 are rare in the UK - this calculation will still work, but please check your data. | A259 W17-2009 | A259 W17-2009 | 30.1914 | 25.3608
[9 empty] | Error: Measured concentration must be above background concentration. | Warning: Background NO2 concentrations <3µg/m3 or >40µg/m3 are rare in the UK - this calculation will still work, but please check your data. | Warning: your receptor is more than 20m further from the kerb than your monitor - treat result with caution. | Warning: your monitor is more than 10m further from the kerb than your receptor - treat result with caution. | Predicted concentration at Receptor above AQS objective. |  | Warning: Monitored NO2 concentrations <5µg/m3 or >110µg/m3 are rare in the UK - this calculation will still work, but please check your data. | A259 W18-2010 | A259 W18-2010 | 15.9796 | 13.4228
[9 empty] | Error: Measured concentration must be above background concentration. | Warning: Background NO2 concentrations <3µg/m3 or >40µg/m3 are rare in the UK - this calculation will still work, but please check your data. | Warning: your receptor is more than 20m further from the kerb than your monitor - treat result with caution. | Warning: your monitor is more than 10m further from the kerb than your receptor - treat result with caution. | Predicted concentration at Receptor above AQS objective. |  | Warning: Monitored NO2 concentrations <5µg/m3 or >110µg/m3 are rare in the UK - this calculation will still work, but please check your data. | A259 W19-2009 | A259 W19-2009 | 31.5598 | 26.5102
[9 empty] | Error: Measured concentration must be above background concentration. | Warning: Background NO2 concentrations <3µg/m3 or >40µg/m3 are rare in the UK - this calculation will still work, but please check your data. | Warning: your receptor is more than 20m further from the kerb than your monitor - treat result with caution. | Warning: your monitor is more than 10m further from the kerb than your receptor - treat result with caution. | Predicted concentration at Receptor above AQS objective. |  | Warning: Monitored NO2 concentrations <5µg/m3 or >110µg/m3 are rare in the UK - this calculation will still work, but please check your data. | A270 W20-2021 | A270 W20-2021 | 31.5316 | 26.4865
[9 empty] | Error: Measured concentration must be above background concentration. | Warning: Background NO2 concentrations <3µg/m3 or >40µg/m3 are rare in the UK - this calculation will still work, but please check your data. | Warning: your receptor is more than 20m further from the kerb than your monitor - treat result with caution. | Warning: your monitor is more than 10m further from the kerb than your receptor - treat result with caution. | Predicted concentration at Receptor above AQS objective. |  | Warning: Monitored NO2 concentrations <5µg/m3 or >110µg/m3 are rare in the UK - this calculation will still work, but please check your data. | A2023 W21-2010 | A2023 W21-2010 | 30.3372 | 25.4832
[9 empty] | Error: Measured concentration must be above background concentration. | Warning: Background NO2 concentrations <3µg/m3 or >40µg/m3 are rare in the UK - this calculation will still work, but please check your data. | Warning: your receptor is more than 20m further from the kerb than your monitor - treat result with caution. | Warning: your monitor is more than 10m further from the kerb than your receptor - treat result with caution. | Predicted concentration at Receptor above AQS objective. |  | Warning: Monitored NO2 concentrations <5µg/m3 or >110µg/m3 are rare in the UK - this calculation will still work, but please check your data. | A270 W22 2024 | A270 W22 2024 | 30.5139 | 25.6317
[9 empty] | Error: Measured concentration must be above background concentration. | Warning: Background NO2 concentrations <3µg/m3 or >40µg/m3 are rare in the UK - this calculation will still work, but please check your data. | Warning: your receptor is more than 20m further from the kerb than your monitor - treat result with caution. | Warning: your monitor is more than 10m further from the kerb than your receptor - treat result with caution. | Predicted concentration at Receptor above AQS objective. |  | Warning: Monitored NO2 concentrations <5µg/m3 or >110µg/m3 are rare in the UK - this calculation will still work, but please check your data. | LN2-2022 | LN2-2022 | 33.0301 | 27.7453
[9 empty] | Error: Measured concentration must be above background concentration. | Warning: Background NO2 concentrations <3µg/m3 or >40µg/m3 are rare in the UK - this calculation will still work, but please check your data. | Warning: your receptor is more than 20m further from the kerb than your monitor - treat result with caution. | Warning: your monitor is more than 10m further from the kerb than your receptor - treat result with caution. | Predicted concentration at Receptor above AQS objective. |  | Warning: Monitored NO2 concentrations <5µg/m3 or >110µg/m3 are rare in the UK - this calculation will still work, but please check your data. | LN4-2022 | LN4-2022 | 22.0243 | 18.5004
[9 empty] | Error: Measured concentration must be above background concentration. | Warning: Background NO2 concentrations <3µg/m3 or >40µg/m3 are rare in the UK - this calculation will still work, but please check your data. | Warning: your receptor is more than 20m further from the kerb than your monitor - treat result with caution. | Warning: your monitor is more than 10m further from the kerb than your receptor - treat result with caution. | Predicted concentration at Receptor above AQS objective. |  | Warning: Monitored NO2 concentrations <5µg/m3 or >110µg/m3 are rare in the UK - this calculation will still work, but please check your data. |  |  |  |  | Yes
[9 empty] | Error: Measured concentration must be above background concentration. | Warning: Background NO2 concentrations <3µg/m3 or >40µg/m3 are rare in the UK - this calculation will still work, but please check your data. | Warning: your receptor is more than 20m further from the kerb than your monitor - treat result with caution. | Warning: your monitor is more than 10m further from the kerb than your receptor - treat result with caution. | Predicted concentration at Receptor above AQS objective. |  | Warning: Monitored NO2 concentrations <5µg/m3 or >110µg/m3 are rare in the UK - this calculation will still work, but please check your data. |  |  |  |  | Yes
[9 empty] | Error: Measured concentration must be above background concentration. | Warning: Background NO2 concentrations <3µg/m3 or >40µg/m3 are rare in the UK - this calculation will still work, but please check your data. | Warning: your receptor is more than 20m further from the kerb than your monitor - treat result with caution. | Warning: your monitor is more than 10m further from the kerb than your receptor - treat result with caution. | Predicted concentration at Receptor above AQS objective. |  | Warning: Monitored NO2 concentrations <5µg/m3 or >110µg/m3 are rare in the UK - this calculation will still work, but please check your data. |  |  |  |  | Yes
[9 empty] | Error: Measured concentration must be above background concentration. | Warning: Background NO2 concentrations <3µg/m3 or >40µg/m3 are rare in the UK - this calculation will still work, but please check your data. | Warning: your receptor is more than 20m further from the kerb than your monitor - treat result with caution. | Warning: your monitor is more than 10m further from the kerb than your receptor - treat result with caution. | Predicted concentration at Receptor above AQS objective. |  | Warning: Monitored NO2 concentrations <5µg/m3 or >110µg/m3 are rare in the UK - this calculation will still work, but please check your data. |  |  |  |  | Yes
[9 empty] | Error: Measured concentration must be above background concentration. | Warning: Background NO2 concentrations <3µg/m3 or >40µg/m3 are rare in the UK - this calculation will still work, but please check your data. | Warning: your receptor is more than 20m further from the kerb than your monitor - treat result with caution. | Warning: your monitor is more than 10m further from the kerb than your receptor - treat result with caution. | Predicted concentration at Receptor above AQS objective. |  | Warning: Monitored NO2 concentrations <5µg/m3 or >110µg/m3 are rare in the UK - this calculation will still work, but please check your data. |  |  |  |  | Yes
[9 empty] | Error: Measured concentration must be above background concentration. | Warning: Background NO2 concentrations <3µg/m3 or >40µg/m3 are rare in the UK - this calculation will still work, but please check your data. | Warning: your receptor is more than 20m further from the kerb than your monitor - treat result with caution. | Warning: your monitor is more than 10m further from the kerb than your receptor - treat result with caution. | Predicted concentration at Receptor above AQS objective. |  | Warning: Monitored NO2 concentrations <5µg/m3 or >110µg/m3 are rare in the UK - this calculation will still work, but please check your data. |  |  |  |  | Yes
[9 empty] | Error: Measured concentration must be above background concentration. | Warning: Background NO2 concentrations <3µg/m3 or >40µg/m3 are rare in the UK - this calculation will still work, but please check your data. | Warning: your receptor is more than 20m further from the kerb than your monitor - treat result with caution. | Warning: your monitor is more than 10m further from the kerb than your receptor - treat result with caution. | Predicted concentration at Receptor above AQS objective. |  | Warning: Monitored NO2 concentrations <5µg/m3 or >110µg/m3 are rare in the UK - this calculation will still work, but please check your data. |  |  |  |  | Yes
[9 empty] | Error: Measured concentration must be above background concentration. | Warning: Background NO2 concentrations <3µg/m3 or >40µg/m3 are rare in the UK - this calculation will still work, but please check your data. | Warning: your receptor is more than 20m further from the kerb than your monitor - treat result with caution. | Warning: your monitor is more than 10m further from the kerb than your receptor - treat result with caution. | Predicted concentration at Receptor above AQS objective. |  | Warning: Monitored NO2 concentrations <5µg/m3 or >110µg/m3 are rare in the UK - this calculation will still work, but please check your data. |  |  |  |  | Yes
[9 empty] | Error: Measured concentration must be above background concentration. | Warning: Background NO2 concentrations <3µg/m3 or >40µg/m3 are rare in the UK - this calculation will still work, but please check your data. | Warning: your receptor is more than 20m further from the kerb than your monitor - treat result with caution. | Warning: your monitor is more than 10m further from the kerb than your receptor - treat result with caution. | Predicted concentration at Receptor above AQS objective. |  | Warning: Monitored NO2 concentrations <5µg/m3 or >110µg/m3 are rare in the UK - this calculation will still work, but please check your data. |  |  |  |  | Yes
[9 empty] | Error: Measured concentration must be above background concentration. | Warning: Background NO2 concentrations <3µg/m3 or >40µg/m3 are rare in the UK - this calculation will still work, but please check your data. | Warning: your receptor is more than 20m further from the kerb than your monitor - treat result with caution. | Warning: your monitor is more than 10m further from the kerb than your receptor - treat result with caution. | Predicted concentration at Receptor above AQS objective. |  | Warning: Monitored NO2 concentrations <5µg/m3 or >110µg/m3 are rare in the UK - this calculation will still work, but please check your data. |  |  |  |  | Yes
[9 empty] | Error: Measured concentration must be above background concentration. | Warning: Background NO2 concentrations <3µg/m3 or >40µg/m3 are rare in the UK - this calculation will still work, but please check your data. | Warning: your receptor is more than 20m further from the kerb than your monitor - treat result with caution. | Warning: your monitor is more than 10m further from the kerb than your receptor - treat result with caution. | Predicted concentration at Receptor above AQS objective. |  | Warning: Monitored NO2 concentrations <5µg/m3 or >110µg/m3 are rare in the UK - this calculation will still work, but please check your data. |  |  |  |  | Yes
[9 empty] | Error: Measured concentration must be above background concentration. | Warning: Background NO2 concentrations <3µg/m3 or >40µg/m3 are rare in the UK - this calculation will still work, but please check your data. | Warning: your receptor is more than 20m further from the kerb than your monitor - treat result with caution. | Warning: your monitor is more than 10m further from the kerb than your receptor - treat result with caution. | Predicted concentration at Receptor above AQS objective. |  | Warning: Monitored NO2 concentrations <5µg/m3 or >110µg/m3 are rare in the UK - this calculation will still work, but please check your data. |  |  |  |  | Yes
[9 empty] | Error: Measured concentration must be above background concentration. | Warning: Background NO2 concentrations <3µg/m3 or >40µg/m3 are rare in the UK - this calculation will still work, but please check your data. | Warning: your receptor is more than 20m further from the kerb than your monitor - treat result with caution. | Warning: your monitor is more than 10m further from the kerb than your receptor - treat result with caution. | Predicted concentration at Receptor above AQS objective. |  | Warning: Monitored NO2 concentrations <5µg/m3 or >110µg/m3 are rare in the UK - this calculation will still work, but please check your data. |  |  |  |  | Yes
[9 empty] | Error: Measured concentration must be above background concentration. | Warning: Background NO2 concentrations <3µg/m3 or >40µg/m3 are rare in the UK - this calculation will still work, but please check your data. | Warning: your receptor is more than 20m further from the kerb than your monitor - treat result with caution. | Warning: your monitor is more than 10m further from the kerb than your receptor - treat result with caution. | Predicted concentration at Receptor above AQS objective. |  | Warning: Monitored NO2 concentrations <5µg/m3 or >110µg/m3 are rare in the UK - this calculation will still work, but please check your data. |  |  |  |  | Yes
[9 empty] | Error: Measured concentration must be above background concentration. | Warning: Background NO2 concentrations <3µg/m3 or >40µg/m3 are rare in the UK - this calculation will still work, but please check your data. | Warning: your receptor is more than 20m further from the kerb than your monitor - treat result with caution. | Warning: your monitor is more than 10m further from the kerb than your receptor - treat result with caution. | Predicted concentration at Receptor above AQS objective. |  | Warning: Monitored NO2 concentrations <5µg/m3 or >110µg/m3 are rare in the UK - this calculation will still work, but please check your data. |  |  |  |  | Yes
[9 empty] | Error: Measured concentration must be above background concentration. | Warning: Background NO2 concentrations <3µg/m3 or >40µg/m3 are rare in the UK - this calculation will still work, but please check your data. | Warning: your receptor is more than 20m further from the kerb than your monitor - treat result with caution. | Warning: your monitor is more than 10m further from the kerb than your receptor - treat result with caution. | Predicted concentration at Receptor above AQS objective. |  | Warning: Monitored NO2 concentrations <5µg/m3 or >110µg/m3 are rare in the UK - this calculation will still work, but please check your data. |  |  |  |  | Yes
[9 empty] | Error: Measured concentration must be above background concentration. | Warning: Background NO2 concentrations <3µg/m3 or >40µg/m3 are rare in the UK - this calculation will still work, but please check your data. | Warning: your receptor is more than 20m further from the kerb than your monitor - treat result with caution. | Warning: your monitor is more than 10m further from the kerb than your receptor - treat result with caution. | Predicted concentration at Receptor above AQS objective. |  | Warning: Monitored NO2 concentrations <5µg/m3 or >110µg/m3 are rare in the UK - this calculation will still work, but please check your data. |  |  |  |  | Yes
[9 empty] | Error: Measured concentration must be above background concentration. | Warning: Background NO2 concentrations <3µg/m3 or >40µg/m3 are rare in the UK - this calculation will still work, but please check your data. | Warning: your receptor is more than 20m further from the kerb than your monitor - treat result with caution. | Warning: your monitor is more than 10m further from the kerb than your receptor - treat result with caution. | Predicted concentration at Receptor above AQS objective. |  | Warning: Monitored NO2 concentrations <5µg/m3 or >110µg/m3 are rare in the UK - this calculation will still work, but please check your data. |  |  |  |  | Yes
[9 empty] | Error: Measured concentration must be above background concentration. | Warning: Background NO2 concentrations <3µg/m3 or >40µg/m3 are rare in the UK - this calculation will still work, but please check your data. | Warning: your receptor is more than 20m further from the kerb than your monitor - treat result with caution. | Warning: your monitor is more than 10m further from the kerb than your receptor - treat result with caution. | Predicted concentration at Receptor above AQS objective. |  | Warning: Monitored NO2 concentrations <5µg/m3 or >110µg/m3 are rare in the UK - this calculation will still work, but please check your data. |  |  |  |  | Yes
[9 empty] | Error: Measured concentration must be above background concentration. | Warning: Background NO2 concentrations <3µg/m3 or >40µg/m3 are rare in the UK - this calculation will still work, but please check your data. | Warning: your receptor is more than 20m further from the kerb than your monitor - treat result with caution. | Warning: your monitor is more than 10m further from the kerb than your receptor - treat result with caution. | Predicted concentration at Receptor above AQS objective. |  | Warning: Monitored NO2 concentrations <5µg/m3 or >110µg/m3 are rare in the UK - this calculation will still work, but please check your data. |  |  |  |  | Yes
[9 empty] | Error: Measured concentration must be above background concentration. | Warning: Background NO2 concentrations <3µg/m3 or >40µg/m3 are rare in the UK - this calculation will still work, but please check your data. | Warning: your receptor is more than 20m further from the kerb than your monitor - treat result with caution. | Warning: your monitor is more than 10m further from the kerb than your receptor - treat result with caution. | Predicted concentration at Receptor above AQS objective. |  | Warning: Monitored NO2 concentrations <5µg/m3 or >110µg/m3 are rare in the UK - this calculation will still work, but please check your data. |  |  |  |  | Yes
[9 empty] | Error: Measured concentration must be above background concentration. | Warning: Background NO2 concentrations <3µg/m3 or >40µg/m3 are rare in the UK - this calculation will still work, but please check your data. | Warning: your receptor is more than 20m further from the kerb than your monitor - treat result with caution. | Warning: your monitor is more than 10m further from the kerb than your receptor - treat result with caution. | Predicted concentration at Receptor above AQS objective. |  | Warning: Monitored NO2 concentrations <5µg/m3 or >110µg/m3 are rare in the UK - this calculation will still work, but please check your data. |  |  |  |  | Yes
[9 empty] | Error: Measured concentration must be above background concentration. | Warning: Background NO2 concentrations <3µg/m3 or >40µg/m3 are rare in the UK - this calculation will still work, but please check your data. | Warning: your receptor is more than 20m further from the kerb than your monitor - treat result with caution. | Warning: your monitor is more than 10m further from the kerb than your receptor - treat result with caution. | Predicted concentration at Receptor above AQS objective. |  | Warning: Monitored NO2 concentrations <5µg/m3 or >110µg/m3 are rare in the UK - this calculation will still work, but please check your data. |  |  |  |  | Yes
[9 empty] | Error: Measured concentration must be above background concentration. | Warning: Background NO2 concentrations <3µg/m3 or >40µg/m3 are rare in the UK - this calculation will still work, but please check your data. | Warning: your receptor is more than 20m further from the kerb than your monitor - treat result with caution. | Warning: your monitor is more than 10m further from the kerb than your receptor - treat result with caution. | Predicted concentration at Receptor above AQS objective. |  | Warning: Monitored NO2 concentrations <5µg/m3 or >110µg/m3 are rare in the UK - this calculation will still work, but please check your data. |  |  |  |  | Yes
[9 empty] | Error: Measured concentration must be above background concentration. | Warning: Background NO2 concentrations <3µg/m3 or >40µg/m3 are rare in the UK - this calculation will still work, but please check your data. | Warning: your receptor is more than 20m further from the kerb than your monitor - treat result with caution. | Warning: your monitor is more than 10m further from the kerb than your receptor - treat result with caution. | Predicted concentration at Receptor above AQS objective. |  | Warning: Monitored NO2 concentrations <5µg/m3 or >110µg/m3 are rare in the UK - this calculation will still work, but please check your data. |  |  |  |  | Yes
[9 empty] | Error: Measured concentration must be above background concentration. | Warning: Background NO2 concentrations <3µg/m3 or >40µg/m3 are rare in the UK - this calculation will still work, but please check your data. | Warning: your receptor is more than 20m further from the kerb than your monitor - treat result with caution. | Warning: your monitor is more than 10m further from the kerb than your receptor - treat result with caution. | Predicted concentration at Receptor above AQS objective. |  | Warning: Monitored NO2 concentrations <5µg/m3 or >110µg/m3 are rare in the UK - this calculation will still work, but please check your data. |  |  |  |  | Yes
[9 empty] | Error: Measured concentration must be above background concentration. | Warning: Background NO2 concentrations <3µg/m3 or >40µg/m3 are rare in the UK - this calculation will still work, but please check your data. | Warning: your receptor is more than 20m further from the kerb than your monitor - treat result with caution. | Warning: your monitor is more than 10m further from the kerb than your receptor - treat result with caution. | Predicted concentration at Receptor above AQS objective. |  | Warning: Monitored NO2 concentrations <5µg/m3 or >110µg/m3 are rare in the UK - this calculation will still work, but please check your data. |  |  |  |  | Yes
[9 empty] | Error: Measured concentration must be above background concentration. | Warning: Background NO2 concentrations <3µg/m3 or >40µg/m3 are rare in the UK - this calculation will still work, but please check your data. | Warning: your receptor is more than 20m further from the kerb than your monitor - treat result with caution. | Warning: your monitor is more than 10m further from the kerb than your receptor - treat result with caution. | Predicted concentration at Receptor above AQS objective. |  | Warning: Monitored NO2 concentrations <5µg/m3 or >110µg/m3 are rare in the UK - this calculation will still work, but please check your data. |  |  |  |  | Yes
[9 empty] | Error: Measured concentration must be above background concentration. | Warning: Background NO2 concentrations <3µg/m3 or >40µg/m3 are rare in the UK - this calculation will still work, but please check your data. | Warning: your receptor is more than 20m further from the kerb than your monitor - treat result with caution. | Warning: your monitor is more than 10m further from the kerb than your receptor - treat result with caution. | Predicted concentration at Receptor above AQS objective. |  | Warning: Monitored NO2 concentrations <5µg/m3 or >110µg/m3 are rare in the UK - this calculation will still work, but please check your data. |  |  |  |  | Yes
[9 empty] | Error: Measured concentration must be above background concentration. | Warning: Background NO2 concentrations <3µg/m3 or >40µg/m3 are rare in the UK - this calculation will still work, but please check your data. | Warning: your receptor is more than 20m further from the kerb than your monitor - treat result with caution. | Warning: your monitor is more than 10m further from the kerb than your receptor - treat result with caution. | Predicted concentration at Receptor above AQS objective. |  | Warning: Monitored NO2 concentrations <5µg/m3 or >110µg/m3 are rare in the UK - this calculation will still work, but please check your data. |  |  |  |  | Yes
[9 empty] | Error: Measured concentration must be above background concentration. | Warning: Background NO2 concentrations <3µg/m3 or >40µg/m3 are rare in the UK - this calculation will still work, but please check your data. | Warning: your receptor is more than 20m further from the kerb than your monitor - treat result with caution. | Warning: your monitor is more than 10m further from the kerb than your receptor - treat result with caution. | Predicted concentration at Receptor above AQS objective. |  | Warning: Monitored NO2 concentrations <5µg/m3 or >110µg/m3 are rare in the UK - this calculation will still work, but please check your data. |  |  |  |  | Yes
[9 empty] | Error: Measured concentration must be above background concentration. | Warning: Background NO2 concentrations <3µg/m3 or >40µg/m3 are rare in the UK - this calculation will still work, but please check your data. | Warning: your receptor is more than 20m further from the kerb than your monitor - treat result with caution. | Warning: your monitor is more than 10m further from the kerb than your receptor - treat result with caution. | Predicted concentration at Receptor above AQS objective. |  | Warning: Monitored NO2 concentrations <5µg/m3 or >110µg/m3 are rare in the UK - this calculation will still work, but please check your data. |  |  |  |  | Yes
[9 empty] | Error: Measured concentration must be above background concentration. | Warning: Background NO2 concentrations <3µg/m3 or >40µg/m3 are rare in the UK - this calculation will still work, but please check your data. | Warning: your receptor is more than 20m further from the kerb than your monitor - treat result with caution. | Warning: your monitor is more than 10m further from the kerb than your receptor - treat result with caution. | Predicted concentration at Receptor above AQS objective. |  | Warning: Monitored NO2 concentrations <5µg/m3 or >110µg/m3 are rare in the UK - this calculation will still work, but please check your data. |  |  |  |  | Yes
[9 empty] | Error: Measured concentration must be above background concentration. | Warning: Background NO2 concentrations <3µg/m3 or >40µg/m3 are rare in the UK - this calculation will still work, but please check your data. | Warning: your receptor is more than 20m further from the kerb than your monitor - treat result with caution. | Warning: your monitor is more than 10m further from the kerb than your receptor - treat result with caution. | Predicted concentration at Receptor above AQS objective. |  | Warning: Monitored NO2 concentrations <5µg/m3 or >110µg/m3 are rare in the UK - this calculation will still work, but please check your data. |  |  |  |  | Yes
[9 empty] | Error: Measured concentration must be above background concentration. | Warning: Background NO2 concentrations <3µg/m3 or >40µg/m3 are rare in the UK - this calculation will still work, but please check your data. | Warning: your receptor is more than 20m further from the kerb than your monitor - treat result with caution. | Warning: your monitor is more than 10m further from the kerb than your receptor - treat result with caution. | Predicted concentration at Receptor above AQS objective. |  | Warning: Monitored NO2 concentrations <5µg/m3 or >110µg/m3 are rare in the UK - this calculation will still work, but please check your data. |  |  |  |  | Yes
[9 empty] | Error: Measured concentration must be above background concentration. | Warning: Background NO2 concentrations <3µg/m3 or >40µg/m3 are rare in the UK - this calculation will still work, but please check your data. | Warning: your receptor is more than 20m further from the kerb than your monitor - treat result with caution. | Warning: your monitor is more than 10m further from the kerb than your receptor - treat result with caution. | Predicted concentration at Receptor above AQS objective. |  | Warning: Monitored NO2 concentrations <5µg/m3 or >110µg/m3 are rare in the UK - this calculation will still work, but please check your data. |  |  |  |  | Yes
[9 empty] | Error: Measured concentration must be above background concentration. | Warning: Background NO2 concentrations <3µg/m3 or >40µg/m3 are rare in the UK - this calculation will still work, but please check your data. | Warning: your receptor is more than 20m further from the kerb than your monitor - treat result with caution. | Warning: your monitor is more than 10m further from the kerb than your receptor - treat result with caution. | Predicted concentration at Receptor above AQS objective. |  | Warning: Monitored NO2 concentrations <5µg/m3 or >110µg/m3 are rare in the UK - this calculation will still work, but please check your data. |  |  |  |  | Yes
[9 empty] | Error: Measured concentration must be above background concentration. | Warning: Background NO2 concentrations <3µg/m3 or >40µg/m3 are rare in the UK - this calculation will still work, but please check your data. | Warning: your receptor is more than 20m further from the kerb than your monitor - treat result with caution. | Warning: your monitor is more than 10m further from the kerb than your receptor - treat result with caution. | Predicted concentration at Receptor above AQS objective. |  | Warning: Monitored NO2 concentrations <5µg/m3 or >110µg/m3 are rare in the UK - this calculation will still work, but please check your data. |  |  |  |  | Yes
[9 empty] | Error: Measured concentration must be above background concentration. | Warning: Background NO2 concentrations <3µg/m3 or >40µg/m3 are rare in the UK - this calculation will still work, but please check your data. | Warning: your receptor is more than 20m further from the kerb than your monitor - treat result with caution. | Warning: your monitor is more than 10m further from the kerb than your receptor - treat result with caution. | Predicted concentration at Receptor above AQS objective. |  | Warning: Monitored NO2 concentrations <5µg/m3 or >110µg/m3 are rare in the UK - this calculation will still work, but please check your data. |  |  |  |  | Yes
[9 empty] | Error: Measured concentration must be above background concentration. | Warning: Background NO2 concentrations <3µg/m3 or >40µg/m3 are rare in the UK - this calculation will still work, but please check your data. | Warning: your receptor is more than 20m further from the kerb than your monitor - treat result with caution. | Warning: your monitor is more than 10m further from the kerb than your receptor - treat result with caution. | Predicted concentration at Receptor above AQS objective. |  | Warning: Monitored NO2 concentrations <5µg/m3 or >110µg/m3 are rare in the UK - this calculation will still work, but please check your data. |  |  |  |  | Yes
[9 empty] | Error: Measured concentration must be above background concentration. | Warning: Background NO2 concentrations <3µg/m3 or >40µg/m3 are rare in the UK - this calculation will still work, but please check your data. | Warning: your receptor is more than 20m further from the kerb than your monitor - treat result with caution. | Warning: your monitor is more than 10m further from the kerb than your receptor - treat result with caution. | Predicted concentration at Receptor above AQS objective. |  | Warning: Monitored NO2 concentrations <5µg/m3 or >110µg/m3 are rare in the UK - this calculation will still work, but please check your data. |  |  |  |  | Yes
[9 empty] | Error: Measured concentration must be above background concentration. | Warning: Background NO2 concentrations <3µg/m3 or >40µg/m3 are rare in the UK - this calculation will still work, but please check your data. | Warning: your receptor is more than 20m further from the kerb than your monitor - treat result with caution. | Warning: your monitor is more than 10m further from the kerb than your receptor - treat result with caution. | Predicted concentration at Receptor above AQS objective. |  | Warning: Monitored NO2 concentrations <5µg/m3 or >110µg/m3 are rare in the UK - this calculation will still work, but please check your data. |  |  |  |  | Yes
[9 empty] | Error: Measured concentration must be above background concentration. | Warning: Background NO2 concentrations <3µg/m3 or >40µg/m3 are rare in the UK - this calculation will still work, but please check your data. | Warning: your receptor is more than 20m further from the kerb than your monitor - treat result with caution. | Warning: your monitor is more than 10m further from the kerb than your receptor - treat result with caution. | Predicted concentration at Receptor above AQS objective. |  | Warning: Monitored NO2 concentrations <5µg/m3 or >110µg/m3 are rare in the UK - this calculation will still work, but please check your data. |  |  |  |  | Yes
[9 empty] | Error: Measured concentration must be above background concentration. | Warning: Background NO2 concentrations <3µg/m3 or >40µg/m3 are rare in the UK - this calculation will still work, but please check your data. | Warning: your receptor is more than 20m further from the kerb than your monitor - treat result with caution. | Warning: your monitor is more than 10m further from the kerb than your receptor - treat result with caution. | Predicted concentration at Receptor above AQS objective. |  | Warning: Monitored NO2 concentrations <5µg/m3 or >110µg/m3 are rare in the UK - this calculation will still work, but please check your data. |  |  |  |  | Yes
[9 empty] | Error: Measured concentration must be above background concentration. | Warning: Background NO2 concentrations <3µg/m3 or >40µg/m3 are rare in the UK - this calculation will still work, but please check your data. | Warning: your receptor is more than 20m further from the kerb than your monitor - treat result with caution. | Warning: your monitor is more than 10m further from the kerb than your receptor - treat result with caution. | Predicted concentration at Receptor above AQS objective. |  | Warning: Monitored NO2 concentrations <5µg/m3 or >110µg/m3 are rare in the UK - this calculation will still work, but please check your data. |  |  |  |  | Yes
[9 empty] | Error: Measured concentration must be above background concentration. | Warning: Background NO2 concentrations <3µg/m3 or >40µg/m3 are rare in the UK - this calculation will still work, but please check your data. | Warning: your receptor is more than 20m further from the kerb than your monitor - treat result with caution. | Warning: your monitor is more than 10m further from the kerb than your receptor - treat result with caution. | Predicted concentration at Receptor above AQS objective. |  | Warning: Monitored NO2 concentrations <5µg/m3 or >110µg/m3 are rare in the UK - this calculation will still work, but please check your data. |  |  |  |  | Yes
[9 empty] | Error: Measured concentration must be above background concentration. | Warning: Background NO2 concentrations <3µg/m3 or >40µg/m3 are rare in the UK - this calculation will still work, but please check your data. | Warning: your receptor is more than 20m further from the kerb than your monitor - treat result with caution. | Warning: your monitor is more than 10m further from the kerb than your receptor - treat result with caution. | Predicted concentration at Receptor above AQS objective. |  | Warning: Monitored NO2 concentrations <5µg/m3 or >110µg/m3 are rare in the UK - this calculation will still work, but please check your data. |  |  |  |  | Yes
[9 empty] | Error: Measured concentration must be above background concentration. | Warning: Background NO2 concentrations <3µg/m3 or >40µg/m3 are rare in the UK - this calculation will still work, but please check your data. | Warning: your receptor is more than 20m further from the kerb than your monitor - treat result with caution. | Warning: your monitor is more than 10m further from the kerb than your receptor - treat result with caution. | Predicted concentration at Receptor above AQS objective. |  | Warning: Monitored NO2 concentrations <5µg/m3 or >110µg/m3 are rare in the UK - this calculation will still work, but please check your data. |  |  |  |  | Yes
[9 empty] | Error: Measured concentration must be above background concentration. | Warning: Background NO2 concentrations <3µg/m3 or >40µg/m3 are rare in the UK - this calculation will still work, but please check your data. | Warning: your receptor is more than 20m further from the kerb than your monitor - treat result with caution. | Warning: your monitor is more than 10m further from the kerb than your receptor - treat result with caution. | Predicted concentration at Receptor above AQS objective. |  | Warning: Monitored NO2 concentrations <5µg/m3 or >110µg/m3 are rare in the UK - this calculation will still work, but please check your data. |  |  |  |  | Yes
[9 empty] | Error: Measured concentration must be above background concentration. | Warning: Background NO2 concentrations <3µg/m3 or >40µg/m3 are rare in the UK - this calculation will still work, but please check your data. | Warning: your receptor is more than 20m further from the kerb than your monitor - treat result with caution. | Warning: your monitor is more than 10m further from the kerb than your receptor - treat result with caution. | Predicted concentration at Receptor above AQS objective. |  | Warning: Monitored NO2 concentrations <5µg/m3 or >110µg/m3 are rare in the UK - this calculation will still work, but please check your data. |  |  |  |  | Yes
[9 empty] | Error: Measured concentration must be above background concentration. | Warning: Background NO2 concentrations <3µg/m3 or >40µg/m3 are rare in the UK - this calculation will still work, but please check your data. | Warning: your receptor is more than 20m further from the kerb than your monitor - treat result with caution. | Warning: your monitor is more than 10m further from the kerb than your receptor - treat result with caution. | Predicted concentration at Receptor above AQS objective. |  | Warning: Monitored NO2 concentrations <5µg/m3 or >110µg/m3 are rare in the UK - this calculation will still work, but please check your data. |  |  |  |  | Yes
[9 empty] | Error: Measured concentration must be above background concentration. | Warning: Background NO2 concentrations <3µg/m3 or >40µg/m3 are rare in the UK - this calculation will still work, but please check your data. | Warning: your receptor is more than 20m further from the kerb than your monitor - treat result with caution. | Warning: your monitor is more than 10m further from the kerb than your receptor - treat result with caution. | Predicted concentration at Receptor above AQS objective. |  | Warning: Monitored NO2 concentrations <5µg/m3 or >110µg/m3 are rare in the UK - this calculation will still work, but please check your data. |  |  |  |  | Yes
[9 empty] | Error: Measured concentration must be above background concentration. | Warning: Background NO2 concentrations <3µg/m3 or >40µg/m3 are rare in the UK - this calculation will still work, but please check your data. | Warning: your receptor is more than 20m further from the kerb than your monitor - treat result with caution. | Warning: your monitor is more than 10m further from the kerb than your receptor - treat result with caution. | Predicted concentration at Receptor above AQS objective. |  | Warning: Monitored NO2 concentrations <5µg/m3 or >110µg/m3 are rare in the UK - this calculation will still work, but please check your data. |  |  |  |  | Yes
[9 empty] | Error: Measured concentration must be above background concentration. | Warning: Background NO2 concentrations <3µg/m3 or >40µg/m3 are rare in the UK - this calculation will still work, but please check your data. | Warning: your receptor is more than 20m further from the kerb than your monitor - treat result with caution. | Warning: your monitor is more than 10m further from the kerb than your receptor - treat result with caution. | Predicted concentration at Receptor above AQS objective. |  | Warning: Monitored NO2 concentrations <5µg/m3 or >110µg/m3 are rare in the UK - this calculation will still work, but please check your data. |  |  |  |  | Yes
[9 empty] | Error: Measured concentration must be above background concentration. | Warning: Background NO2 concentrations <3µg/m3 or >40µg/m3 are rare in the UK - this calculation will still work, but please check your data. | Warning: your receptor is more than 20m further from the kerb than your monitor - treat result with caution. | Warning: your monitor is more than 10m further from the kerb than your receptor - treat result with caution. | Predicted concentration at Receptor above AQS objective. |  | Warning: Monitored NO2 concentrations <5µg/m3 or >110µg/m3 are rare in the UK - this calculation will still work, but please check your data. |  |  |  |  | Yes
[9 empty] | Error: Measured concentration must be above background concentration. | Warning: Background NO2 concentrations <3µg/m3 or >40µg/m3 are rare in the UK - this calculation will still work, but please check your data. | Warning: your receptor is more than 20m further from the kerb than your monitor - treat result with caution. | Warning: your monitor is more than 10m further from the kerb than your receptor - treat result with caution. | Predicted concentration at Receptor above AQS objective. |  | Warning: Monitored NO2 concentrations <5µg/m3 or >110µg/m3 are rare in the UK - this calculation will still work, but please check your data. |  |  |  |  | Yes
[9 empty] | Error: Measured concentration must be above background concentration. | Warning: Background NO2 concentrations <3µg/m3 or >40µg/m3 are rare in the UK - this calculation will still work, but please check your data. | Warning: your receptor is more than 20m further from the kerb than your monitor - treat result with caution. | Warning: your monitor is more than 10m further from the kerb than your receptor - treat result with caution. | Predicted concentration at Receptor above AQS objective. |  | Warning: Monitored NO2 concentrations <5µg/m3 or >110µg/m3 are rare in the UK - this calculation will still work, but please check your data. |  |  |  |  | Yes
[9 empty] | Error: Measured concentration must be above background concentration. | Warning: Background NO2 concentrations <3µg/m3 or >40µg/m3 are rare in the UK - this calculation will still work, but please check your data. | Warning: your receptor is more than 20m further from the kerb than your monitor - treat result with caution. | Warning: your monitor is more than 10m further from the kerb than your receptor - treat result with caution. | Predicted concentration at Receptor above AQS objective. |  | Warning: Monitored NO2 concentrations <5µg/m3 or >110µg/m3 are rare in the UK - this calculation will still work, but please check your data. |  |  |  |  | Yes
[9 empty] | Error: Measured concentration must be above background concentration. | Warning: Background NO2 concentrations <3µg/m3 or >40µg/m3 are rare in the UK - this calculation will still work, but please check your data. | Warning: your receptor is more than 20m further from the kerb than your monitor - treat result with caution. | Warning: your monitor is more than 10m further from the kerb than your receptor - treat result with caution. | Predicted concentration at Receptor above AQS objective. |  | Warning: Monitored NO2 concentrations <5µg/m3 or >110µg/m3 are rare in the UK - this calculation will still work, but please check your data. |  |  |  |  | Yes
[9 empty] | Error: Measured concentration must be above background concentration. | Warning: Background NO2 concentrations <3µg/m3 or >40µg/m3 are rare in the UK - this calculation will still work, but please check your data. | Warning: your receptor is more than 20m further from the kerb than your monitor - treat result with caution. | Warning: your monitor is more than 10m further from the kerb than your receptor - treat result with caution. | Predicted concentration at Receptor above AQS objective. |  | Warning: Monitored NO2 concentrations <5µg/m3 or >110µg/m3 are rare in the UK - this calculation will still work, but please check your data. |  |  |  |  | Yes
[9 empty] | Error: Measured concentration must be above background concentration. | Warning: Background NO2 concentrations <3µg/m3 or >40µg/m3 are rare in the UK - this calculation will still work, but please check your data. | Warning: your receptor is more than 20m further from the kerb than your monitor - treat result with caution. | Warning: your monitor is more than 10m further from the kerb than your receptor - treat result with caution. | Predicted concentration at Receptor above AQS objective. |  | Warning: Monitored NO2 concentrations <5µg/m3 or >110µg/m3 are rare in the UK - this calculation will still work, but please check your data. |  |  |  |  | Yes
[9 empty] | Error: Measured concentration must be above background concentration. | Warning: Background NO2 concentrations <3µg/m3 or >40µg/m3 are rare in the UK - this calculation will still work, but please check your data. | Warning: your receptor is more than 20m further from the kerb than your monitor - treat result with caution. | Warning: your monitor is more than 10m further from the kerb than your receptor - treat result with caution. | Predicted concentration at Receptor above AQS objective. |  | Warning: Monitored NO2 concentrations <5µg/m3 or >110µg/m3 are rare in the UK - this calculation will still work, but please check your data. |  |  |  |  | Yes
[9 empty] | Error: Measured concentration must be above background concentration. | Warning: Background NO2 concentrations <3µg/m3 or >40µg/m3 are rare in the UK - this calculation will still work, but please check your data. | Warning: your receptor is more than 20m further from the kerb than your monitor - treat result with caution. | Warning: your monitor is more than 10m further from the kerb than your receptor - treat result with caution. | Predicted concentration at Receptor above AQS objective. |  | Warning: Monitored NO2 concentrations <5µg/m3 or >110µg/m3 are rare in the UK - this calculation will still work, but please check your data. |  |  |  |  | Yes
[9 empty] | Error: Measured concentration must be above background concentration. | Warning: Background NO2 concentrations <3µg/m3 or >40µg/m3 are rare in the UK - this calculation will still work, but please check your data. | Warning: your receptor is more than 20m further from the kerb than your monitor - treat result with caution. | Warning: your monitor is more than 10m further from the kerb than your receptor - treat result with caution. | Predicted concentration at Receptor above AQS objective. |  | Warning: Monitored NO2 concentrations <5µg/m3 or >110µg/m3 are rare in the UK - this calculation will still work, but please check your data. |  |  |  |  | Yes
[9 empty] | Error: Measured concentration must be above background concentration. | Warning: Background NO2 concentrations <3µg/m3 or >40µg/m3 are rare in the UK - this calculation will still work, but please check your data. | Warning: your receptor is more than 20m further from the kerb than your monitor - treat result with caution. | Warning: your monitor is more than 10m further from the kerb than your receptor - treat result with caution. | Predicted concentration at Receptor above AQS objective. |  | Warning: Monitored NO2 concentrations <5µg/m3 or >110µg/m3 are rare in the UK - this calculation will still work, but please check your data. |  |  |  |  | Yes
[9 empty] | Error: Measured concentration must be above background concentration. | Warning: Background NO2 concentrations <3µg/m3 or >40µg/m3 are rare in the UK - this calculation will still work, but please check your data. | Warning: your receptor is more than 20m further from the kerb than your monitor - treat result with caution. | Warning: your monitor is more than 10m further from the kerb than your receptor - treat result with caution. | Predicted concentration at Receptor above AQS objective. |  | Warning: Monitored NO2 concentrations <5µg/m3 or >110µg/m3 are rare in the UK - this calculation will still work, but please check your data. |  |  |  |  | Yes
[9 empty] | Error: Measured concentration must be above background concentration. | Warning: Background NO2 concentrations <3µg/m3 or >40µg/m3 are rare in the UK - this calculation will still work, but please check your data. | Warning: your receptor is more than 20m further from the kerb than your monitor - treat result with caution. | Warning: your monitor is more than 10m further from the kerb than your receptor - treat result with caution. | Predicted concentration at Receptor above AQS objective. |  | Warning: Monitored NO2 concentrations <5µg/m3 or >110µg/m3 are rare in the UK - this calculation will still work, but please check your data. |  |  |  |  | Yes
[9 empty] | Error: Measured concentration must be above background concentration. | Warning: Background NO2 concentrations <3µg/m3 or >40µg/m3 are rare in the UK - this calculation will still work, but please check your data. | Warning: your receptor is more than 20m further from the kerb than your monitor - treat result with caution. | Warning: your monitor is more than 10m further from the kerb than your receptor - treat result with caution. | Predicted concentration at Receptor above AQS objective. |  | Warning: Monitored NO2 concentrations <5µg/m3 or >110µg/m3 are rare in the UK - this calculation will still work, but please check your data. |  |  |  |  | Yes
[9 empty] | Error: Measured concentration must be above background concentration. | Warning: Background NO2 concentrations <3µg/m3 or >40µg/m3 are rare in the UK - this calculation will still work, but please check your data. | Warning: your receptor is more than 20m further from the kerb than your monitor - treat result with caution. | Warning: your monitor is more than 10m further from the kerb than your receptor - treat result with caution. | Predicted concentration at Receptor above AQS objective. |  | Warning: Monitored NO2 concentrations <5µg/m3 or >110µg/m3 are rare in the UK - this calculation will still work, but please check your data. |  |  |  |  | Yes
[9 empty] | Error: Measured concentration must be above background concentration. | Warning: Background NO2 concentrations <3µg/m3 or >40µg/m3 are rare in the UK - this calculation will still work, but please check your data. | Warning: your receptor is more than 20m further from the kerb than your monitor - treat result with caution. | Warning: your monitor is more than 10m further from the kerb than your receptor - treat result with caution. | Predicted concentration at Receptor above AQS objective. |  | Warning: Monitored NO2 concentrations <5µg/m3 or >110µg/m3 are rare in the UK - this calculation will still work, but please check your data. |  |  |  |  | Yes
[9 empty] | Error: Measured concentration must be above background concentration. | Warning: Background NO2 concentrations <3µg/m3 or >40µg/m3 are rare in the UK - this calculation will still work, but please check your data. | Warning: your receptor is more than 20m further from the kerb than your monitor - treat result with caution. | Warning: your monitor is more than 10m further from the kerb than your receptor - treat result with caution. | Predicted concentration at Receptor above AQS objective. |  | Warning: Monitored NO2 concentrations <5µg/m3 or >110µg/m3 are rare in the UK - this calculation will still work, but please check your data. |  |  |  |  | Yes
[9 empty] | Error: Measured concentration must be above background concentration. | Warning: Background NO2 concentrations <3µg/m3 or >40µg/m3 are rare in the UK - this calculation will still work, but please check your data. | Warning: your receptor is more than 20m further from the kerb than your monitor - treat result with caution. | Warning: your monitor is more than 10m further from the kerb than your receptor - treat result with caution. | Predicted concentration at Receptor above AQS objective. |  | Warning: Monitored NO2 concentrations <5µg/m3 or >110µg/m3 are rare in the UK - this calculation will still work, but please check your data. |  |  |  |  | Yes
[9 empty] | Error: Measured concentration must be above background concentration. | Warning: Background NO2 concentrations <3µg/m3 or >40µg/m3 are rare in the UK - this calculation will still work, but please check your data. | Warning: your receptor is more than 20m further from the kerb than your monitor - treat result with caution. | Warning: your monitor is more than 10m further from the kerb than your receptor - treat result with caution. | Predicted concentration at Receptor above AQS objective. |  | Warning: Monitored NO2 concentrations <5µg/m3 or >110µg/m3 are rare in the UK - this calculation will still work, but please check your data. |  |  |  |  | Yes
[9 empty] | Error: Measured concentration must be above background concentration. | Warning: Background NO2 concentrations <3µg/m3 or >40µg/m3 are rare in the UK - this calculation will still work, but please check your data. | Warning: your receptor is more than 20m further from the kerb than your monitor - treat result with caution. | Warning: your monitor is more than 10m further from the kerb than your receptor - treat result with caution. | Predicted concentration at Receptor above AQS objective. |  | Warning: Monitored NO2 concentrations <5µg/m3 or >110µg/m3 are rare in the UK - this calculation will still work, but please check your data. |  |  |  |  | Yes
[9 empty] | Error: Measured concentration must be above background concentration. | Warning: Background NO2 concentrations <3µg/m3 or >40µg/m3 are rare in the UK - this calculation will still work, but please check your data. | Warning: your receptor is more than 20m further from the kerb than your monitor - treat result with caution. | Warning: your monitor is more than 10m further from the kerb than your receptor - treat result with caution. | Predicted concentration at Receptor above AQS objective. |  | Warning: Monitored NO2 concentrations <5µg/m3 or >110µg/m3 are rare in the UK - this calculation will still work, but please check your data. |  |  |  |  | Yes
[9 empty] | Error: Measured concentration must be above background concentration. | Warning: Background NO2 concentrations <3µg/m3 or >40µg/m3 are rare in the UK - this calculation will still work, but please check your data. | Warning: your receptor is more than 20m further from the kerb than your monitor - treat result with caution. | Warning: your monitor is more than 10m further from the kerb than your receptor - treat result with caution. | Predicted concentration at Receptor above AQS objective. |  | Warning: Monitored NO2 concentrations <5µg/m3 or >110µg/m3 are rare in the UK - this calculation will still work, but please check your data. |  |  |  |  | Yes
[9 empty] | Error: Measured concentration must be above background concentration. | Warning: Background NO2 concentrations <3µg/m3 or >40µg/m3 are rare in the UK - this calculation will still work, but please check your data. | Warning: your receptor is more than 20m further from the kerb than your monitor - treat result with caution. | Warning: your monitor is more than 10m further from the kerb than your receptor - treat result with caution. | Predicted concentration at Receptor above AQS objective. |  | Warning: Monitored NO2 concentrations <5µg/m3 or >110µg/m3 are rare in the UK - this calculation will still work, but please check your data. |  |  |  |  | Yes
[9 empty] | Error: Measured concentration must be above background concentration. | Warning: Background NO2 concentrations <3µg/m3 or >40µg/m3 are rare in the UK - this calculation will still work, but please check your data. | Warning: your receptor is more than 20m further from the kerb than your monitor - treat result with caution. | Warning: your monitor is more than 10m further from the kerb than your receptor - treat result with caution. | Predicted concentration at Receptor above AQS objective. |  | Warning: Monitored NO2 concentrations <5µg/m3 or >110µg/m3 are rare in the UK - this calculation will still work, but please check your data. |  |  |  |  | Yes
[9 empty] | Error: Measured concentration must be above background concentration. | Warning: Background NO2 concentrations <3µg/m3 or >40µg/m3 are rare in the UK - this calculation will still work, but please check your data. | Warning: your receptor is more than 20m further from the kerb than your monitor - treat result with caution. | Warning: your monitor is more than 10m further from the kerb than your receptor - treat result with caution. | Predicted concentration at Receptor above AQS objective. |  | Warning: Monitored NO2 concentrations <5µg/m3 or >110µg/m3 are rare in the UK - this calculation will still work, but please check your data. |  |  |  |  | Yes
[9 empty] | Error: Measured concentration must be above background concentration. | Warning: Background NO2 concentrations <3µg/m3 or >40µg/m3 are rare in the UK - this calculation will still work, but please check your data. | Warning: your receptor is more than 20m further from the kerb than your monitor - treat result with caution. | Warning: your monitor is more than 10m further from the kerb than your receptor - treat result with caution. | Predicted concentration at Receptor above AQS objective. |  | Warning: Monitored NO2 concentrations <5µg/m3 or >110µg/m3 are rare in the UK - this calculation will still work, but please check your data. |  |  |  |  | Yes
[9 empty] | Error: Measured concentration must be above background concentration. | Warning: Background NO2 concentrations <3µg/m3 or >40µg/m3 are rare in the UK - this calculation will still work, but please check your data. | Warning: your receptor is more than 20m further from the kerb than your monitor - treat result with caution. | Warning: your monitor is more than 10m further from the kerb than your receptor - treat result with caution. | Predicted concentration at Receptor above AQS objective. |  | Warning: Monitored NO2 concentrations <5µg/m3 or >110µg/m3 are rare in the UK - this calculation will still work, but please check your data. |  |  |  |  | Yes
[9 empty] | Error: Measured concentration must be above background concentration. | Warning: Background NO2 concentrations <3µg/m3 or >40µg/m3 are rare in the UK - this calculation will still work, but please check your data. | Warning: your receptor is more than 20m further from the kerb than your monitor - treat result with caution. | Warning: your monitor is more than 10m further from the kerb than your receptor - treat result with caution. | Predicted concentration at Receptor above AQS objective. |  | Warning: Monitored NO2 concentrations <5µg/m3 or >110µg/m3 are rare in the UK - this calculation will still work, but please check your data. |  |  |  |  | Yes
[9 empty] | Error: Measured concentration must be above background concentration. | Warning: Background NO2 concentrations <3µg/m3 or >40µg/m3 are rare in the UK - this calculation will still work, but please check your data. | Warning: your receptor is more than 20m further from the kerb than your monitor - treat result with caution. | Warning: your monitor is more than 10m further from the kerb than your receptor - treat result with caution. | Predicted concentration at Receptor above AQS objective. |  | Warning: Monitored NO2 concentrations <5µg/m3 or >110µg/m3 are rare in the UK - this calculation will still work, but please check your data. |  |  |  |  | Yes
[9 empty] | Error: Measured concentration must be above background concentration. | Warning: Background NO2 concentrations <3µg/m3 or >40µg/m3 are rare in the UK - this calculation will still work, but please check your data. | Warning: your receptor is more than 20m further from the kerb than your monitor - treat result with caution. | Warning: your monitor is more than 10m further from the kerb than your receptor - treat result with caution. | Predicted concentration at Receptor above AQS objective. |  | Warning: Monitored NO2 concentrations <5µg/m3 or >110µg/m3 are rare in the UK - this calculation will still work, but please check your data. |  |  |  |  | Yes
[9 empty] | Error: Measured concentration must be above background concentration. | Warning: Background NO2 concentrations <3µg/m3 or >40µg/m3 are rare in the UK - this calculation will still work, but please check your data. | Warning: your receptor is more than 20m further from the kerb than your monitor - treat result with caution. | Warning: your monitor is more than 10m further from the kerb than your receptor - treat result with caution. | Predicted concentration at Receptor above AQS objective. |  | Warning: Monitored NO2 concentrations <5µg/m3 or >110µg/m3 are rare in the UK - this calculation will still work, but please check your data. |  |  |  |  | Yes
[9 empty] | Error: Measured concentration must be above background concentration. | Warning: Background NO2 concentrations <3µg/m3 or >40µg/m3 are rare in the UK - this calculation will still work, but please check your data. | Warning: your receptor is more than 20m further from the kerb than your monitor - treat result with caution. | Warning: your monitor is more than 10m further from the kerb than your receptor - treat result with caution. | Predicted concentration at Receptor above AQS objective. |  | Warning: Monitored NO2 concentrations <5µg/m3 or >110µg/m3 are rare in the UK - this calculation will still work, but please check your data. |  |  |  |  | Yes
[9 empty] | Error: Measured concentration must be above background concentration. | Warning: Background NO2 concentrations <3µg/m3 or >40µg/m3 are rare in the UK - this calculation will still work, but please check your data. | Warning: your receptor is more than 20m further from the kerb than your monitor - treat result with caution. | Warning: your monitor is more than 10m further from the kerb than your receptor - treat result with caution. | Predicted concentration at Receptor above AQS objective. |  | Warning: Monitored NO2 concentrations <5µg/m3 or >110µg/m3 are rare in the UK - this calculation will still work, but please check your data. |  |  |  |  | Yes
[9 empty] | Error: Measured concentration must be above background concentration. | Warning: Background NO2 concentrations <3µg/m3 or >40µg/m3 are rare in the UK - this calculation will still work, but please check your data. | Warning: your receptor is more than 20m further from the kerb than your monitor - treat result with caution. | Warning: your monitor is more than 10m further from the kerb than your receptor - treat result with caution. | Predicted concentration at Receptor above AQS objective. |  | Warning: Monitored NO2 concentrations <5µg/m3 or >110µg/m3 are rare in the UK - this calculation will still work, but please check your data. |  |  |  |  | Yes
[9 empty] | Error: Measured concentration must be above background concentration. | Warning: Background NO2 concentrations <3µg/m3 or >40µg/m3 are rare in the UK - this calculation will still work, but please check your data. | Warning: your receptor is more than 20m further from the kerb than your monitor - treat result with caution. | Warning: your monitor is more than 10m further from the kerb than your receptor - treat result with caution. | Predicted concentration at Receptor above AQS objective. |  | Warning: Monitored NO2 concentrations <5µg/m3 or >110µg/m3 are rare in the UK - this calculation will still work, but please check your data. |  |  |  |  | Yes
[9 empty] | Error: Measured concentration must be above background concentration. | Warning: Background NO2 concentrations <3µg/m3 or >40µg/m3 are rare in the UK - this calculation will still work, but please check your data. | Warning: your receptor is more than 20m further from the kerb than your monitor - treat result with caution. | Warning: your monitor is more than 10m further from the kerb than your receptor - treat result with caution. | Predicted concentration at Receptor above AQS objective. |  | Warning: Monitored NO2 concentrations <5µg/m3 or >110µg/m3 are rare in the UK - this calculation will still work, but please check your data. |  |  |  |  | Yes
[9 empty] | Error: Measured concentration must be above background concentration. | Warning: Background NO2 concentrations <3µg/m3 or >40µg/m3 are rare in the UK - this calculation will still work, but please check your data. | Warning: your receptor is more than 20m further from the kerb than your monitor - treat result with caution. | Warning: your monitor is more than 10m further from the kerb than your receptor - treat result with caution. | Predicted concentration at Receptor above AQS objective. |  | Warning: Monitored NO2 concentrations <5µg/m3 or >110µg/m3 are rare in the UK - this calculation will still work, but please check your data. |  |  |  |  | Yes
[9 empty] | Error: Measured concentration must be above background concentration. | Warning: Background NO2 concentrations <3µg/m3 or >40µg/m3 are rare in the UK - this calculation will still work, but please check your data. | Warning: your receptor is more than 20m further from the kerb than your monitor - treat result with caution. | Warning: your monitor is more than 10m further from the kerb than your receptor - treat result with caution. | Predicted concentration at Receptor above AQS objective. |  | Warning: Monitored NO2 concentrations <5µg/m3 or >110µg/m3 are rare in the UK - this calculation will still work, but please check your data. |  |  |  |  | Yes
[9 empty] | Error: Measured concentration must be above background concentration. | Warning: Background NO2 concentrations <3µg/m3 or >40µg/m3 are rare in the UK - this calculation will still work, but please check your data. | Warning: your receptor is more than 20m further from the kerb than your monitor - treat result with caution. | Warning: your monitor is more than 10m further from the kerb than your receptor - treat result with caution. | Predicted concentration at Receptor above AQS objective. |  | Warning: Monitored NO2 concentrations <5µg/m3 or >110µg/m3 are rare in the UK - this calculation will still work, but please check your data. |  |  |  |  | Yes
[9 empty] | Error: Measured concentration must be above background concentration. | Warning: Background NO2 concentrations <3µg/m3 or >40µg/m3 are rare in the UK - this calculation will still work, but please check your data. | Warning: your receptor is more than 20m further from the kerb than your monitor - treat result with caution. | Warning: your monitor is more than 10m further from the kerb than your receptor - treat result with caution. | Predicted concentration at Receptor above AQS objective. |  | Warning: Monitored NO2 concentrations <5µg/m3 or >110µg/m3 are rare in the UK - this calculation will still work, but please check your data. |  |  |  |  | Yes
[9 empty] | Error: Measured concentration must be above background concentration. | Warning: Background NO2 concentrations <3µg/m3 or >40µg/m3 are rare in the UK - this calculation will still work, but please check your data. | Warning: your receptor is more than 20m further from the kerb than your monitor - treat result with caution. | Warning: your monitor is more than 10m further from the kerb than your receptor - treat result with caution. | Predicted concentration at Receptor above AQS objective. |  | Warning: Monitored NO2 concentrations <5µg/m3 or >110µg/m3 are rare in the UK - this calculation will still work, but please check your data. |  |  |  |  | Yes
[9 empty] | Error: Measured concentration must be above background concentration. | Warning: Background NO2 concentrations <3µg/m3 or >40µg/m3 are rare in the UK - this calculation will still work, but please check your data. | Warning: your receptor is more than 20m further from the kerb than your monitor - treat result with caution. | Warning: your monitor is more than 10m further from the kerb than your receptor - treat result with caution. | Predicted concentration at Receptor above AQS objective. |  | Warning: Monitored NO2 concentrations <5µg/m3 or >110µg/m3 are rare in the UK - this calculation will still work, but please check your data. |  |  |  |  | Yes
[9 empty] | Error: Measured concentration must be above background concentration. | Warning: Background NO2 concentrations <3µg/m3 or >40µg/m3 are rare in the UK - this calculation will still work, but please check your data. | Warning: your receptor is more than 20m further from the kerb than your monitor - treat result with caution. | Warning: your monitor is more than 10m further from the kerb than your receptor - treat result with caution. | Predicted concentration at Receptor above AQS objective. |  | Warning: Monitored NO2 concentrations <5µg/m3 or >110µg/m3 are rare in the UK - this calculation will still work, but please check your data. |  |  |  |  | Yes
[9 empty] | Error: Measured concentration must be above background concentration. | Warning: Background NO2 concentrations <3µg/m3 or >40µg/m3 are rare in the UK - this calculation will still work, but please check your data. | Warning: your receptor is more than 20m further from the kerb than your monitor - treat result with caution. | Warning: your monitor is more than 10m further from the kerb than your receptor - treat result with caution. | Predicted concentration at Receptor above AQS objective. |  | Warning: Monitored NO2 concentrations <5µg/m3 or >110µg/m3 are rare in the UK - this calculation will still work, but please check your data. |  |  |  |  | Yes
[9 empty] | Error: Measured concentration must be above background concentration. | Warning: Background NO2 concentrations <3µg/m3 or >40µg/m3 are rare in the UK - this calculation will still work, but please check your data. | Warning: your receptor is more than 20m further from the kerb than your monitor - treat result with caution. | Warning: your monitor is more than 10m further from the kerb than your receptor - treat result with caution. | Predicted concentration at Receptor above AQS objective. |  | Warning: Monitored NO2 concentrations <5µg/m3 or >110µg/m3 are rare in the UK - this calculation will still work, but please check your data. |  |  |  |  | Yes
[9 empty] | Error: Measured concentration must be above background concentration. | Warning: Background NO2 concentrations <3µg/m3 or >40µg/m3 are rare in the UK - this calculation will still work, but please check your data. | Warning: your receptor is more than 20m further from the kerb than your monitor - treat result with caution. | Warning: your monitor is more than 10m further from the kerb than your receptor - treat result with caution. | Predicted concentration at Receptor above AQS objective. |  | Warning: Monitored NO2 concentrations <5µg/m3 or >110µg/m3 are rare in the UK - this calculation will still work, but please check your data. |  |  |  |  | Yes
[9 empty] | Error: Measured concentration must be above background concentration. | Warning: Background NO2 concentrations <3µg/m3 or >40µg/m3 are rare in the UK - this calculation will still work, but please check your data. | Warning: your receptor is more than 20m further from the kerb than your monitor - treat result with caution. | Warning: your monitor is more than 10m further from the kerb than your receptor - treat result with caution. | Predicted concentration at Receptor above AQS objective. |  | Warning: Monitored NO2 concentrations <5µg/m3 or >110µg/m3 are rare in the UK - this calculation will still work, but please check your data. |  |  |  |  | Yes
[9 empty] | Error: Measured concentration must be above background concentration. | Warning: Background NO2 concentrations <3µg/m3 or >40µg/m3 are rare in the UK - this calculation will still work, but please check your data. | Warning: your receptor is more than 20m further from the kerb than your monitor - treat result with caution. | Warning: your monitor is more than 10m further from the kerb than your receptor - treat result with caution. | Predicted concentration at Receptor above AQS objective. |  | Warning: Monitored NO2 concentrations <5µg/m3 or >110µg/m3 are rare in the UK - this calculation will still work, but please check your data. |  |  |  |  | Yes
[9 empty] | Error: Measured concentration must be above background concentration. | Warning: Background NO2 concentrations <3µg/m3 or >40µg/m3 are rare in the UK - this calculation will still work, but please check your data. | Warning: your receptor is more than 20m further from the kerb than your monitor - treat result with caution. | Warning: your monitor is more than 10m further from the kerb than your receptor - treat result with caution. | Predicted concentration at Receptor above AQS objective. |  | Warning: Monitored NO2 concentrations <5µg/m3 or >110µg/m3 are rare in the UK - this calculation will still work, but please check your data. |  |  |  |  | Yes
[9 empty] | Error: Measured concentration must be above background concentration. | Warning: Background NO2 concentrations <3µg/m3 or >40µg/m3 are rare in the UK - this calculation will still work, but please check your data. | Warning: your receptor is more than 20m further from the kerb than your monitor - treat result with caution. | Warning: your monitor is more than 10m further from the kerb than your receptor - treat result with caution. | Predicted concentration at Receptor above AQS objective. |  | Warning: Monitored NO2 concentrations <5µg/m3 or >110µg/m3 are rare in the UK - this calculation will still work, but please check your data. |  |  |  |  | Yes
[9 empty] | Error: Measured concentration must be above background concentration. | Warning: Background NO2 concentrations <3µg/m3 or >40µg/m3 are rare in the UK - this calculation will still work, but please check your data. | Warning: your receptor is more than 20m further from the kerb than your monitor - treat result with caution. | Warning: your monitor is more than 10m further from the kerb than your receptor - treat result with caution. | Predicted concentration at Receptor above AQS objective. |  | Warning: Monitored NO2 concentrations <5µg/m3 or >110µg/m3 are rare in the UK - this calculation will still work, but please check your data. |  |  |  |  | Yes
[9 empty] | Error: Measured concentration must be above background concentration. | Warning: Background NO2 concentrations <3µg/m3 or >40µg/m3 are rare in the UK - this calculation will still work, but please check your data. | Warning: your receptor is more than 20m further from the kerb than your monitor - treat result with caution. | Warning: your monitor is more than 10m further from the kerb than your receptor - treat result with caution. | Predicted concentration at Receptor above AQS objective. |  | Warning: Monitored NO2 concentrations <5µg/m3 or >110µg/m3 are rare in the UK - this calculation will still work, but please check your data. |  |  |  |  | Yes
[9 empty] | Error: Measured concentration must be above background concentration. | Warning: Background NO2 concentrations <3µg/m3 or >40µg/m3 are rare in the UK - this calculation will still work, but please check your data. | Warning: your receptor is more than 20m further from the kerb than your monitor - treat result with caution. | Warning: your monitor is more than 10m further from the kerb than your receptor - treat result with caution. | Predicted concentration at Receptor above AQS objective. |  | Warning: Monitored NO2 concentrations <5µg/m3 or >110µg/m3 are rare in the UK - this calculation will still work, but please check your data. |  |  |  |  | Yes
[9 empty] | Error: Measured concentration must be above background concentration. | Warning: Background NO2 concentrations <3µg/m3 or >40µg/m3 are rare in the UK - this calculation will still work, but please check your data. | Warning: your receptor is more than 20m further from the kerb than your monitor - treat result with caution. | Warning: your monitor is more than 10m further from the kerb than your receptor - treat result with caution. | Predicted concentration at Receptor above AQS objective. |  | Warning: Monitored NO2 concentrations <5µg/m3 or >110µg/m3 are rare in the UK - this calculation will still work, but please check your data. |  |  |  |  | Yes
[9 empty] | Error: Measured concentration must be above background concentration. | Warning: Background NO2 concentrations <3µg/m3 or >40µg/m3 are rare in the UK - this calculation will still work, but please check your data. | Warning: your receptor is more than 20m further from the kerb than your monitor - treat result with caution. | Warning: your monitor is more than 10m further from the kerb than your receptor - treat result with caution. | Predicted concentration at Receptor above AQS objective. |  | Warning: Monitored NO2 concentrations <5µg/m3 or >110µg/m3 are rare in the UK - this calculation will still work, but please check your data. |  |  |  |  | Yes
[9 empty] | Error: Measured concentration must be above background concentration. | Warning: Background NO2 concentrations <3µg/m3 or >40µg/m3 are rare in the UK - this calculation will still work, but please check your data. | Warning: your receptor is more than 20m further from the kerb than your monitor - treat result with caution. | Warning: your monitor is more than 10m further from the kerb than your receptor - treat result with caution. | Predicted concentration at Receptor above AQS objective. |  | Warning: Monitored NO2 concentrations <5µg/m3 or >110µg/m3 are rare in the UK - this calculation will still work, but please check your data. |  |  |  |  | Yes
[9 empty] | Error: Measured concentration must be above background concentration. | Warning: Background NO2 concentrations <3µg/m3 or >40µg/m3 are rare in the UK - this calculation will still work, but please check your data. | Warning: your receptor is more than 20m further from the kerb than your monitor - treat result with caution. | Warning: your monitor is more than 10m further from the kerb than your receptor - treat result with caution. | Predicted concentration at Receptor above AQS objective. |  | Warning: Monitored NO2 concentrations <5µg/m3 or >110µg/m3 are rare in the UK - this calculation will still work, but please check your data. |  |  |  |  | Yes
[9 empty] | Error: Measured concentration must be above background concentration. | Warning: Background NO2 concentrations <3µg/m3 or >40µg/m3 are rare in the UK - this calculation will still work, but please check your data. | Warning: your receptor is more than 20m further from the kerb than your monitor - treat result with caution. | Warning: your monitor is more than 10m further from the kerb than your receptor - treat result with caution. | Predicted concentration at Receptor above AQS objective. |  | Warning: Monitored NO2 concentrations <5µg/m3 or >110µg/m3 are rare in the UK - this calculation will still work, but please check your data. |  |  |  |  | Yes
[9 empty] | Error: Measured concentration must be above background concentration. | Warning: Background NO2 concentrations <3µg/m3 or >40µg/m3 are rare in the UK - this calculation will still work, but please check your data. | Warning: your receptor is more than 20m further from the kerb than your monitor - treat result with caution. | Warning: your monitor is more than 10m further from the kerb than your receptor - treat result with caution. | Predicted concentration at Receptor above AQS objective. |  | Warning: Monitored NO2 concentrations <5µg/m3 or >110µg/m3 are rare in the UK - this calculation will still work, but please check your data. |  |  |  |  | Yes
[9 empty] | Error: Measured concentration must be above background concentration. | Warning: Background NO2 concentrations <3µg/m3 or >40µg/m3 are rare in the UK - this calculation will still work, but please check your data. | Warning: your receptor is more than 20m further from the kerb than your monitor - treat result with caution. | Warning: your monitor is more than 10m further from the kerb than your receptor - treat result with caution. | Predicted concentration at Receptor above AQS objective. |  | Warning: Monitored NO2 concentrations <5µg/m3 or >110µg/m3 are rare in the UK - this calculation will still work, but please check your data. |  |  |  |  | Yes
[9 empty] | Error: Measured concentration must be above background concentration. | Warning: Background NO2 concentrations <3µg/m3 or >40µg/m3 are rare in the UK - this calculation will still work, but please check your data. | Warning: your receptor is more than 20m further from the kerb than your monitor - treat result with caution. | Warning: your monitor is more than 10m further from the kerb than your receptor - treat result with caution. | Predicted concentration at Receptor above AQS objective. |  | Warning: Monitored NO2 concentrations <5µg/m3 or >110µg/m3 are rare in the UK - this calculation will still work, but please check your data. |  |  |  |  | Yes
[9 empty] | Error: Measured concentration must be above background concentration. | Warning: Background NO2 concentrations <3µg/m3 or >40µg/m3 are rare in the UK - this calculation will still work, but please check your data. | Warning: your receptor is more than 20m further from the kerb than your monitor - treat result with caution. | Warning: your monitor is more than 10m further from the kerb than your receptor - treat result with caution. | Predicted concentration at Receptor above AQS objective. |  | Warning: Monitored NO2 concentrations <5µg/m3 or >110µg/m3 are rare in the UK - this calculation will still work, but please check your data. |  |  |  |  | Yes
[9 empty] | Error: Measured concentration must be above background concentration. | Warning: Background NO2 concentrations <3µg/m3 or >40µg/m3 are rare in the UK - this calculation will still work, but please check your data. | Warning: your receptor is more than 20m further from the kerb than your monitor - treat result with caution. | Warning: your monitor is more than 10m further from the kerb than your receptor - treat result with caution. | Predicted concentration at Receptor above AQS objective. |  | Warning: Monitored NO2 concentrations <5µg/m3 or >110µg/m3 are rare in the UK - this calculation will still work, but please check your data. |  |  |  |  | Yes
[9 empty] | Error: Measured concentration must be above background concentration. | Warning: Background NO2 concentrations <3µg/m3 or >40µg/m3 are rare in the UK - this calculation will still work, but please check your data. | Warning: your receptor is more than 20m further from the kerb than your monitor - treat result with caution. | Warning: your monitor is more than 10m further from the kerb than your receptor - treat result with caution. | Predicted concentration at Receptor above AQS objective. |  | Warning: Monitored NO2 concentrations <5µg/m3 or >110µg/m3 are rare in the UK - this calculation will still work, but please check your data. |  |  |  |  | Yes
[9 empty] | Error: Measured concentration must be above background concentration. | Warning: Background NO2 concentrations <3µg/m3 or >40µg/m3 are rare in the UK - this calculation will still work, but please check your data. | Warning: your receptor is more than 20m further from the kerb than your monitor - treat result with caution. | Warning: your monitor is more than 10m further from the kerb than your receptor - treat result with caution. | Predicted concentration at Receptor above AQS objective. |  | Warning: Monitored NO2 concentrations <5µg/m3 or >110µg/m3 are rare in the UK - this calculation will still work, but please check your data. |  |  |  |  | Yes
[9 empty] | Error: Measured concentration must be above background concentration. | Warning: Background NO2 concentrations <3µg/m3 or >40µg/m3 are rare in the UK - this calculation will still work, but please check your data. | Warning: your receptor is more than 20m further from the kerb than your monitor - treat result with caution. | Warning: your monitor is more than 10m further from the kerb than your receptor - treat result with caution. | Predicted concentration at Receptor above AQS objective. |  | Warning: Monitored NO2 concentrations <5µg/m3 or >110µg/m3 are rare in the UK - this calculation will still work, but please check your data. |  |  |  |  | Yes
[9 empty] | Error: Measured concentration must be above background concentration. | Warning: Background NO2 concentrations <3µg/m3 or >40µg/m3 are rare in the UK - this calculation will still work, but please check your data. | Warning: your receptor is more than 20m further from the kerb than your monitor - treat result with caution. | Warning: your monitor is more than 10m further from the kerb than your receptor - treat result with caution. | Predicted concentration at Receptor above AQS objective. |  | Warning: Monitored NO2 concentrations <5µg/m3 or >110µg/m3 are rare in the UK - this calculation will still work, but please check your data. |  |  |  |  | Yes
[9 empty] | Error: Measured concentration must be above background concentration. | Warning: Background NO2 concentrations <3µg/m3 or >40µg/m3 are rare in the UK - this calculation will still work, but please check your data. | Warning: your receptor is more than 20m further from the kerb than your monitor - treat result with caution. | Warning: your monitor is more than 10m further from the kerb than your receptor - treat result with caution. | Predicted concentration at Receptor above AQS objective. |  | Warning: Monitored NO2 concentrations <5µg/m3 or >110µg/m3 are rare in the UK - this calculation will still work, but please check your data. |  |  |  |  | Yes
[9 empty] | Error: Measured concentration must be above background concentration. | Warning: Background NO2 concentrations <3µg/m3 or >40µg/m3 are rare in the UK - this calculation will still work, but please check your data. | Warning: your receptor is more than 20m further from the kerb than your monitor - treat result with caution. | Warning: your monitor is more than 10m further from the kerb than your receptor - treat result with caution. | Predicted concentration at Receptor above AQS objective. |  | Warning: Monitored NO2 concentrations <5µg/m3 or >110µg/m3 are rare in the UK - this calculation will still work, but please check your data. |  |  |  |  | Yes
[9 empty] | Error: Measured concentration must be above background concentration. | Warning: Background NO2 concentrations <3µg/m3 or >40µg/m3 are rare in the UK - this calculation will still work, but please check your data. | Warning: your receptor is more than 20m further from the kerb than your monitor - treat result with caution. | Warning: your monitor is more than 10m further from the kerb than your receptor - treat result with caution. | Predicted concentration at Receptor above AQS objective. |  | Warning: Monitored NO2 concentrations <5µg/m3 or >110µg/m3 are rare in the UK - this calculation will still work, but please check your data. |  |  |  |  | Yes
[9 empty] | Error: Measured concentration must be above background concentration. | Warning: Background NO2 concentrations <3µg/m3 or >40µg/m3 are rare in the UK - this calculation will still work, but please check your data. | Warning: your receptor is more than 20m further from the kerb than your monitor - treat result with caution. | Warning: your monitor is more than 10m further from the kerb than your receptor - treat result with caution. | Predicted concentration at Receptor above AQS objective. |  | Warning: Monitored NO2 concentrations <5µg/m3 or >110µg/m3 are rare in the UK - this calculation will still work, but please check your data. |  |  |  |  | Yes
[9 empty] | Error: Measured concentration must be above background concentration. | Warning: Background NO2 concentrations <3µg/m3 or >40µg/m3 are rare in the UK - this calculation will still work, but please check your data. | Warning: your receptor is more than 20m further from the kerb than your monitor - treat result with caution. | Warning: your monitor is more than 10m further from the kerb than your receptor - treat result with caution. | Predicted concentration at Receptor above AQS objective. |  | Warning: Monitored NO2 concentrations <5µg/m3 or >110µg/m3 are rare in the UK - this calculation will still work, but please check your data. |  |  |  |  | Yes
[9 empty] | Error: Measured concentration must be above background concentration. | Warning: Background NO2 concentrations <3µg/m3 or >40µg/m3 are rare in the UK - this calculation will still work, but please check your data. | Warning: your receptor is more than 20m further from the kerb than your monitor - treat result with caution. | Warning: your monitor is more than 10m further from the kerb than your receptor - treat result with caution. | Predicted concentration at Receptor above AQS objective. |  | Warning: Monitored NO2 concentrations <5µg/m3 or >110µg/m3 are rare in the UK - this calculation will still work, but please check your data. |  |  |  |  | Yes
[9 empty] | Error: Measured concentration must be above background concentration. | Warning: Background NO2 concentrations <3µg/m3 or >40µg/m3 are rare in the UK - this calculation will still work, but please check your data. | Warning: your receptor is more than 20m further from the kerb than your monitor - treat result with caution. | Warning: your monitor is more than 10m further from the kerb than your receptor - treat result with caution. | Predicted concentration at Receptor above AQS objective. |  | Warning: Monitored NO2 concentrations <5µg/m3 or >110µg/m3 are rare in the UK - this calculation will still work, but please check your data. |  |  |  |  | Yes
[9 empty] | Error: Measured concentration must be above background concentration. | Warning: Background NO2 concentrations <3µg/m3 or >40µg/m3 are rare in the UK - this calculation will still work, but please check your data. | Warning: your receptor is more than 20m further from the kerb than your monitor - treat result with caution. | Warning: your monitor is more than 10m further from the kerb than your receptor - treat result with caution. | Predicted concentration at Receptor above AQS objective. |  | Warning: Monitored NO2 concentrations <5µg/m3 or >110µg/m3 are rare in the UK - this calculation will still work, but please check your data. |  |  |  |  | Yes
[9 empty] | Error: Measured concentration must be above background concentration. | Warning: Background NO2 concentrations <3µg/m3 or >40µg/m3 are rare in the UK - this calculation will still work, but please check your data. | Warning: your receptor is more than 20m further from the kerb than your monitor - treat result with caution. | Warning: your monitor is more than 10m further from the kerb than your receptor - treat result with caution. | Predicted concentration at Receptor above AQS objective. |  | Warning: Monitored NO2 concentrations <5µg/m3 or >110µg/m3 are rare in the UK - this calculation will still work, but please check your data. |  |  |  |  | Yes
[9 empty] | Error: Measured concentration must be above background concentration. | Warning: Background NO2 concentrations <3µg/m3 or >40µg/m3 are rare in the UK - this calculation will still work, but please check your data. | Warning: your receptor is more than 20m further from the kerb than your monitor - treat result with caution. | Warning: your monitor is more than 10m further from the kerb than your receptor - treat result with caution. | Predicted concentration at Receptor above AQS objective. |  | Warning: Monitored NO2 concentrations <5µg/m3 or >110µg/m3 are rare in the UK - this calculation will still work, but please check your data. |  |  |  |  | Yes
[9 empty] | Error: Measured concentration must be above background concentration. | Warning: Background NO2 concentrations <3µg/m3 or >40µg/m3 are rare in the UK - this calculation will still work, but please check your data. | Warning: your receptor is more than 20m further from the kerb than your monitor - treat result with caution. | Warning: your monitor is more than 10m further from the kerb than your receptor - treat result with caution. | Predicted concentration at Receptor above AQS objective. |  | Warning: Monitored NO2 concentrations <5µg/m3 or >110µg/m3 are rare in the UK - this calculation will still work, but please check your data. |  |  |  |  | Yes
[9 empty] | Error: Measured concentration must be above background concentration. | Warning: Background NO2 concentrations <3µg/m3 or >40µg/m3 are rare in the UK - this calculation will still work, but please check your data. | Warning: your receptor is more than 20m further from the kerb than your monitor - treat result with caution. | Warning: your monitor is more than 10m further from the kerb than your receptor - treat result with caution. | Predicted concentration at Receptor above AQS objective. |  | Warning: Monitored NO2 concentrations <5µg/m3 or >110µg/m3 are rare in the UK - this calculation will still work, but please check your data. |  |  |  |  | Yes
[9 empty] | Error: Measured concentration must be above background concentration. | Warning: Background NO2 concentrations <3µg/m3 or >40µg/m3 are rare in the UK - this calculation will still work, but please check your data. | Warning: your receptor is more than 20m further from the kerb than your monitor - treat result with caution. | Warning: your monitor is more than 10m further from the kerb than your receptor - treat result with caution. | Predicted concentration at Receptor above AQS objective. |  | Warning: Monitored NO2 concentrations <5µg/m3 or >110µg/m3 are rare in the UK - this calculation will still work, but please check your data. |  |  |  |  | Yes
[9 empty] | Error: Measured concentration must be above background concentration. | Warning: Background NO2 concentrations <3µg/m3 or >40µg/m3 are rare in the UK - this calculation will still work, but please check your data. | Warning: your receptor is more than 20m further from the kerb than your monitor - treat result with caution. | Warning: your monitor is more than 10m further from the kerb than your receptor - treat result with caution. | Predicted concentration at Receptor above AQS objective. |  | Warning: Monitored NO2 concentrations <5µg/m3 or >110µg/m3 are rare in the UK - this calculation will still work, but please check your data. |  |  |  |  | Yes
[9 empty] | Error: Measured concentration must be above background concentration. | Warning: Background NO2 concentrations <3µg/m3 or >40µg/m3 are rare in the UK - this calculation will still work, but please check your data. | Warning: your receptor is more than 20m further from the kerb than your monitor - treat result with caution. | Warning: your monitor is more than 10m further from the kerb than your receptor - treat result with caution. | Predicted concentration at Receptor above AQS objective. |  | Warning: Monitored NO2 concentrations <5µg/m3 or >110µg/m3 are rare in the UK - this calculation will still work, but please check your data. |  |  |  |  | Yes
[9 empty] | Error: Measured concentration must be above background concentration. | Warning: Background NO2 concentrations <3µg/m3 or >40µg/m3 are rare in the UK - this calculation will still work, but please check your data. | Warning: your receptor is more than 20m further from the kerb than your monitor - treat result with caution. | Warning: your monitor is more than 10m further from the kerb than your receptor - treat result with caution. | Predicted concentration at Receptor above AQS objective. |  | Warning: Monitored NO2 concentrations <5µg/m3 or >110µg/m3 are rare in the UK - this calculation will still work, but please check your data. |  |  |  |  | Yes
[9 empty] | Error: Measured concentration must be above background concentration. | Warning: Background NO2 concentrations <3µg/m3 or >40µg/m3 are rare in the UK - this calculation will still work, but please check your data. | Warning: your receptor is more than 20m further from the kerb than your monitor - treat result with caution. | Warning: your monitor is more than 10m further from the kerb than your receptor - treat result with caution. | Predicted concentration at Receptor above AQS objective. |  | Warning: Monitored NO2 concentrations <5µg/m3 or >110µg/m3 are rare in the UK - this calculation will still work, but please check your data. |  |  |  |  | Yes
[9 empty] | Error: Measured concentration must be above background concentration. | Warning: Background NO2 concentrations <3µg/m3 or >40µg/m3 are rare in the UK - this calculation will still work, but please check your data. | Warning: your receptor is more than 20m further from the kerb than your monitor - treat result with caution. | Warning: your monitor is more than 10m further from the kerb than your receptor - treat result with caution. | Predicted concentration at Receptor above AQS objective. |  | Warning: Monitored NO2 concentrations <5µg/m3 or >110µg/m3 are rare in the UK - this calculation will still work, but please check your data. |  |  |  |  | Yes
[9 empty] | Error: Measured concentration must be above background concentration. | Warning: Background NO2 concentrations <3µg/m3 or >40µg/m3 are rare in the UK - this calculation will still work, but please check your data. | Warning: your receptor is more than 20m further from the kerb than your monitor - treat result with caution. | Warning: your monitor is more than 10m further from the kerb than your receptor - treat result with caution. | Predicted concentration at Receptor above AQS objective. |  | Warning: Monitored NO2 concentrations <5µg/m3 or >110µg/m3 are rare in the UK - this calculation will still work, but please check your data. |  |  |  |  | Yes
[9 empty] | Error: Measured concentration must be above background concentration. | Warning: Background NO2 concentrations <3µg/m3 or >40µg/m3 are rare in the UK - this calculation will still work, but please check your data. | Warning: your receptor is more than 20m further from the kerb than your monitor - treat result with caution. | Warning: your monitor is more than 10m further from the kerb than your receptor - treat result with caution. | Predicted concentration at Receptor above AQS objective. |  | Warning: Monitored NO2 concentrations <5µg/m3 or >110µg/m3 are rare in the UK - this calculation will still work, but please check your data. |  |  |  |  | Yes
[9 empty] | Error: Measured concentration must be above background concentration. | Warning: Background NO2 concentrations <3µg/m3 or >40µg/m3 are rare in the UK - this calculation will still work, but please check your data. | Warning: your receptor is more than 20m further from the kerb than your monitor - treat result with caution. | Warning: your monitor is more than 10m further from the kerb than your receptor - treat result with caution. | Predicted concentration at Receptor above AQS objective. |  | Warning: Monitored NO2 concentrations <5µg/m3 or >110µg/m3 are rare in the UK - this calculation will still work, but please check your data. |  |  |  |  | Yes
[9 empty] | Error: Measured concentration must be above background concentration. | Warning: Background NO2 concentrations <3µg/m3 or >40µg/m3 are rare in the UK - this calculation will still work, but please check your data. | Warning: your receptor is more than 20m further from the kerb than your monitor - treat result with caution. | Warning: your monitor is more than 10m further from the kerb than your receptor - treat result with caution. | Predicted concentration at Receptor above AQS objective. |  | Warning: Monitored NO2 concentrations <5µg/m3 or >110µg/m3 are rare in the UK - this calculation will still work, but please check your data. |  |  |  |  | Yes
[9 empty] | Error: Measured concentration must be above background concentration. | Warning: Background NO2 concentrations <3µg/m3 or >40µg/m3 are rare in the UK - this calculation will still work, but please check your data. | Warning: your receptor is more than 20m further from the kerb than your monitor - treat result with caution. | Warning: your monitor is more than 10m further from the kerb than your receptor - treat result with caution. | Predicted concentration at Receptor above AQS objective. |  | Warning: Monitored NO2 concentrations <5µg/m3 or >110µg/m3 are rare in the UK - this calculation will still work, but please check your data. |  |  |  |  | Yes
[9 empty] | Error: Measured concentration must be above background concentration. | Warning: Background NO2 concentrations <3µg/m3 or >40µg/m3 are rare in the UK - this calculation will still work, but please check your data. | Warning: your receptor is more than 20m further from the kerb than your monitor - treat result with caution. | Warning: your monitor is more than 10m further from the kerb than your receptor - treat result with caution. | Predicted concentration at Receptor above AQS objective. |  | Warning: Monitored NO2 concentrations <5µg/m3 or >110µg/m3 are rare in the UK - this calculation will still work, but please check your data. |  |  |  |  | Yes
[9 empty] | Error: Measured concentration must be above background concentration. | Warning: Background NO2 concentrations <3µg/m3 or >40µg/m3 are rare in the UK - this calculation will still work, but please check your data. | Warning: your receptor is more than 20m further from the kerb than your monitor - treat result with caution. | Warning: your monitor is more than 10m further from the kerb than your receptor - treat result with caution. | Predicted concentration at Receptor above AQS objective. |  | Warning: Monitored NO2 concentrations <5µg/m3 or >110µg/m3 are rare in the UK - this calculation will still work, but please check your data. |  |  |  |  | Yes
[9 empty] | Error: Measured concentration must be above background concentration. | Warning: Background NO2 concentrations <3µg/m3 or >40µg/m3 are rare in the UK - this calculation will still work, but please check your data. | Warning: your receptor is more than 20m further from the kerb than your monitor - treat result with caution. | Warning: your monitor is more than 10m further from the kerb than your receptor - treat result with caution. | Predicted concentration at Receptor above AQS objective. |  | Warning: Monitored NO2 concentrations <5µg/m3 or >110µg/m3 are rare in the UK - this calculation will still work, but please check your data. |  |  |  |  | Yes
[9 empty] | Error: Measured concentration must be above background concentration. | Warning: Background NO2 concentrations <3µg/m3 or >40µg/m3 are rare in the UK - this calculation will still work, but please check your data. | Warning: your receptor is more than 20m further from the kerb than your monitor - treat result with caution. | Warning: your monitor is more than 10m further from the kerb than your receptor - treat result with caution. | Predicted concentration at Receptor above AQS objective. |  | Warning: Monitored NO2 concentrations <5µg/m3 or >110µg/m3 are rare in the UK - this calculation will still work, but please check your data. |  |  |  |  | Yes
[9 empty] | Error: Measured concentration must be above background concentration. | Warning: Background NO2 concentrations <3µg/m3 or >40µg/m3 are rare in the UK - this calculation will still work, but please check your data. | Warning: your receptor is more than 20m further from the kerb than your monitor - treat result with caution. | Warning: your monitor is more than 10m further from the kerb than your receptor - treat result with caution. | Predicted concentration at Receptor above AQS objective. |  | Warning: Monitored NO2 concentrations <5µg/m3 or >110µg/m3 are rare in the UK - this calculation will still work, but please check your data. |  |  |  |  | Yes
[9 empty] | Error: Measured concentration must be above background concentration. | Warning: Background NO2 concentrations <3µg/m3 or >40µg/m3 are rare in the UK - this calculation will still work, but please check your data. | Warning: your receptor is more than 20m further from the kerb than your monitor - treat result with caution. | Warning: your monitor is more than 10m further from the kerb than your receptor - treat result with caution. | Predicted concentration at Receptor above AQS objective. |  | Warning: Monitored NO2 concentrations <5µg/m3 or >110µg/m3 are rare in the UK - this calculation will still work, but please check your data. |  |  |  |  | Yes
[9 empty] | Error: Measured concentration must be above background concentration. | Warning: Background NO2 concentrations <3µg/m3 or >40µg/m3 are rare in the UK - this calculation will still work, but please check your data. | Warning: your receptor is more than 20m further from the kerb than your monitor - treat result with caution. | Warning: your monitor is more than 10m further from the kerb than your receptor - treat result with caution. | Predicted concentration at Receptor above AQS objective. |  | Warning: Monitored NO2 concentrations <5µg/m3 or >110µg/m3 are rare in the UK - this calculation will still work, but please check your data. |  |  |  |  | Yes
[9 empty] | Error: Measured concentration must be above background concentration. | Warning: Background NO2 concentrations <3µg/m3 or >40µg/m3 are rare in the UK - this calculation will still work, but please check your data. | Warning: your receptor is more than 20m further from the kerb than your monitor - treat result with caution. | Warning: your monitor is more than 10m further from the kerb than your receptor - treat result with caution. | Predicted concentration at Receptor above AQS objective. |  | Warning: Monitored NO2 concentrations <5µg/m3 or >110µg/m3 are rare in the UK - this calculation will still work, but please check your data. |  |  |  |  | Yes
[9 empty] | Error: Measured concentration must be above background concentration. | Warning: Background NO2 concentrations <3µg/m3 or >40µg/m3 are rare in the UK - this calculation will still work, but please check your data. | Warning: your receptor is more than 20m further from the kerb than your monitor - treat result with caution. | Warning: your monitor is more than 10m further from the kerb than your receptor - treat result with caution. | Predicted concentration at Receptor above AQS objective. |  | Warning: Monitored NO2 concentrations <5µg/m3 or >110µg/m3 are rare in the UK - this calculation will still work, but please check your data. |  |  |  |  | Yes
[9 empty] | Error: Measured concentration must be above background concentration. | Warning: Background NO2 concentrations <3µg/m3 or >40µg/m3 are rare in the UK - this calculation will still work, but please check your data. | Warning: your receptor is more than 20m further from the kerb than your monitor - treat result with caution. | Warning: your monitor is more than 10m further from the kerb than your receptor - treat result with caution. | Predicted concentration at Receptor above AQS objective. |  | Warning: Monitored NO2 concentrations <5µg/m3 or >110µg/m3 are rare in the UK - this calculation will still work, but please check your data. |  |  |  |  | Yes
[9 empty] | Error: Measured concentration must be above background concentration. | Warning: Background NO2 concentrations <3µg/m3 or >40µg/m3 are rare in the UK - this calculation will still work, but please check your data. | Warning: your receptor is more than 20m further from the kerb than your monitor - treat result with caution. | Warning: your monitor is more than 10m further from the kerb than your receptor - treat result with caution. | Predicted concentration at Receptor above AQS objective. |  | Warning: Monitored NO2 concentrations <5µg/m3 or >110µg/m3 are rare in the UK - this calculation will still work, but please check your data. |  |  |  |  | Yes
[9 empty] | Error: Measured concentration must be above background concentration. | Warning: Background NO2 concentrations <3µg/m3 or >40µg/m3 are rare in the UK - this calculation will still work, but please check your data. | Warning: your receptor is more than 20m further from the kerb than your monitor - treat result with caution. | Warning: your monitor is more than 10m further from the kerb than your receptor - treat result with caution. | Predicted concentration at Receptor above AQS objective. |  | Warning: Monitored NO2 concentrations <5µg/m3 or >110µg/m3 are rare in the UK - this calculation will still work, but please check your data. |  |  |  |  | Yes
[9 empty] | Error: Measured concentration must be above background concentration. | Warning: Background NO2 concentrations <3µg/m3 or >40µg/m3 are rare in the UK - this calculation will still work, but please check your data. | Warning: your receptor is more than 20m further from the kerb than your monitor - treat result with caution. | Warning: your monitor is more than 10m further from the kerb than your receptor - treat result with caution. | Predicted concentration at Receptor above AQS objective. |  | Warning: Monitored NO2 concentrations <5µg/m3 or >110µg/m3 are rare in the UK - this calculation will still work, but please check your data. |  |  |  |  | Yes
[9 empty] | Error: Measured concentration must be above background concentration. | Warning: Background NO2 concentrations <3µg/m3 or >40µg/m3 are rare in the UK - this calculation will still work, but please check your data. | Warning: your receptor is more than 20m further from the kerb than your monitor - treat result with caution. | Warning: your monitor is more than 10m further from the kerb than your receptor - treat result with caution. | Predicted concentration at Receptor above AQS objective. |  | Warning: Monitored NO2 concentrations <5µg/m3 or >110µg/m3 are rare in the UK - this calculation will still work, but please check your data. |  |  |  |  | Yes
[9 empty] | Error: Measured concentration must be above background concentration. | Warning: Background NO2 concentrations <3µg/m3 or >40µg/m3 are rare in the UK - this calculation will still work, but please check your data. | Warning: your receptor is more than 20m further from the kerb than your monitor - treat result with caution. | Warning: your monitor is more than 10m further from the kerb than your receptor - treat result with caution. | Predicted concentration at Receptor above AQS objective. |  | Warning: Monitored NO2 concentrations <5µg/m3 or >110µg/m3 are rare in the UK - this calculation will still work, but please check your data. |  |  |  |  | Yes
[9 empty] | Error: Measured concentration must be above background concentration. | Warning: Background NO2 concentrations <3µg/m3 or >40µg/m3 are rare in the UK - this calculation will still work, but please check your data. | Warning: your receptor is more than 20m further from the kerb than your monitor - treat result with caution. | Warning: your monitor is more than 10m further from the kerb than your receptor - treat result with caution. | Predicted concentration at Receptor above AQS objective. |  | Warning: Monitored NO2 concentrations <5µg/m3 or >110µg/m3 are rare in the UK - this calculation will still work, but please check your data. |  |  |  |  | Yes
[9 empty] | Error: Measured concentration must be above background concentration. | Warning: Background NO2 concentrations <3µg/m3 or >40µg/m3 are rare in the UK - this calculation will still work, but please check your data. | Warning: your receptor is more than 20m further from the kerb than your monitor - treat result with caution. | Warning: your monitor is more than 10m further from the kerb than your receptor - treat result with caution. | Predicted concentration at Receptor above AQS objective. |  | Warning: Monitored NO2 concentrations <5µg/m3 or >110µg/m3 are rare in the UK - this calculation will still work, but please check your data. |  |  |  |  | Yes
[9 empty] | Error: Measured concentration must be above background concentration. | Warning: Background NO2 concentrations <3µg/m3 or >40µg/m3 are rare in the UK - this calculation will still work, but please check your data. | Warning: your receptor is more than 20m further from the kerb than your monitor - treat result with caution. | Warning: your monitor is more than 10m further from the kerb than your receptor - treat result with caution. | Predicted concentration at Receptor above AQS objective. |  | Warning: Monitored NO2 concentrations <5µg/m3 or >110µg/m3 are rare in the UK - this calculation will still work, but please check your data. |  |  |  |  | Yes
[9 empty] | Error: Measured concentration must be above background concentration. | Warning: Background NO2 concentrations <3µg/m3 or >40µg/m3 are rare in the UK - this calculation will still work, but please check your data. | Warning: your receptor is more than 20m further from the kerb than your monitor - treat result with caution. | Warning: your monitor is more than 10m further from the kerb than your receptor - treat result with caution. | Predicted concentration at Receptor above AQS objective. |  | Warning: Monitored NO2 concentrations <5µg/m3 or >110µg/m3 are rare in the UK - this calculation will still work, but please check your data. |  |  |  |  | Yes
[9 empty] | Error: Measured concentration must be above background concentration. | Warning: Background NO2 concentrations <3µg/m3 or >40µg/m3 are rare in the UK - this calculation will still work, but please check your data. | Warning: your receptor is more than 20m further from the kerb than your monitor - treat result with caution. | Warning: your monitor is more than 10m further from the kerb than your receptor - treat result with caution. | Predicted concentration at Receptor above AQS objective. |  | Warning: Monitored NO2 concentrations <5µg/m3 or >110µg/m3 are rare in the UK - this calculation will still work, but please check your data. |  |  |  |  | Yes
[9 empty] | Error: Measured concentration must be above background concentration. | Warning: Background NO2 concentrations <3µg/m3 or >40µg/m3 are rare in the UK - this calculation will still work, but please check your data. | Warning: your receptor is more than 20m further from the kerb than your monitor - treat result with caution. | Warning: your monitor is more than 10m further from the kerb than your receptor - treat result with caution. | Predicted concentration at Receptor above AQS objective. |  | Warning: Monitored NO2 concentrations <5µg/m3 or >110µg/m3 are rare in the UK - this calculation will still work, but please check your data. |  |  |  |  | Yes
[9 empty] | Error: Measured concentration must be above background concentration. | Warning: Background NO2 concentrations <3µg/m3 or >40µg/m3 are rare in the UK - this calculation will still work, but please check your data. | Warning: your receptor is more than 20m further from the kerb than your monitor - treat result with caution. | Warning: your monitor is more than 10m further from the kerb than your receptor - treat result with caution. | Predicted concentration at Receptor above AQS objective. |  | Warning: Monitored NO2 concentrations <5µg/m3 or >110µg/m3 are rare in the UK - this calculation will still work, but please check your data. |  |  |  |  | Yes
[9 empty] | Error: Measured concentration must be above background concentration. | Warning: Background NO2 concentrations <3µg/m3 or >40µg/m3 are rare in the UK - this calculation will still work, but please check your data. | Warning: your receptor is more than 20m further from the kerb than your monitor - treat result with caution. | Warning: your monitor is more than 10m further from the kerb than your receptor - treat result with caution. | Predicted concentration at Receptor above AQS objective. |  | Warning: Monitored NO2 concentrations <5µg/m3 or >110µg/m3 are rare in the UK - this calculation will still work, but please check your data. |  |  |  |  | Yes
[9 empty] | Error: Measured concentration must be above background concentration. | Warning: Background NO2 concentrations <3µg/m3 or >40µg/m3 are rare in the UK - this calculation will still work, but please check your data. | Warning: your receptor is more than 20m further from the kerb than your monitor - treat result with caution. | Warning: your monitor is more than 10m further from the kerb than your receptor - treat result with caution. | Predicted concentration at Receptor above AQS objective. |  | Warning: Monitored NO2 concentrations <5µg/m3 or >110µg/m3 are rare in the UK - this calculation will still work, but please check your data. |  |  |  |  | Yes
[9 empty] | Error: Measured concentration must be above background concentration. | Warning: Background NO2 concentrations <3µg/m3 or >40µg/m3 are rare in the UK - this calculation will still work, but please check your data. | Warning: your receptor is more than 20m further from the kerb than your monitor - treat result with caution. | Warning: your monitor is more than 10m further from the kerb than your receptor - treat result with caution. | Predicted concentration at Receptor above AQS objective. |  | Warning: Monitored NO2 concentrations <5µg/m3 or >110µg/m3 are rare in the UK - this calculation will still work, but please check your data. |  |  |  |  | Yes
[9 empty] | Error: Measured concentration must be above background concentration. | Warning: Background NO2 concentrations <3µg/m3 or >40µg/m3 are rare in the UK - this calculation will still work, but please check your data. | Warning: your receptor is more than 20m further from the kerb than your monitor - treat result with caution. | Warning: your monitor is more than 10m further from the kerb than your receptor - treat result with caution. | Predicted concentration at Receptor above AQS objective. |  | Warning: Monitored NO2 concentrations <5µg/m3 or >110µg/m3 are rare in the UK - this calculation will still work, but please check your data. |  |  |  |  | Yes
[9 empty] | Error: Measured concentration must be above background concentration. | Warning: Background NO2 concentrations <3µg/m3 or >40µg/m3 are rare in the UK - this calculation will still work, but please check your data. | Warning: your receptor is more than 20m further from the kerb than your monitor - treat result with caution. | Warning: your monitor is more than 10m further from the kerb than your receptor - treat result with caution. | Predicted concentration at Receptor above AQS objective. |  | Warning: Monitored NO2 concentrations <5µg/m3 or >110µg/m3 are rare in the UK - this calculation will still work, but please check your data. |  |  |  |  | Yes
[9 empty] | Error: Measured concentration must be above background concentration. | Warning: Background NO2 concentrations <3µg/m3 or >40µg/m3 are rare in the UK - this calculation will still work, but please check your data. | Warning: your receptor is more than 20m further from the kerb than your monitor - treat result with caution. | Warning: your monitor is more than 10m further from the kerb than your receptor - treat result with caution. | Predicted concentration at Receptor above AQS objective. |  | Warning: Monitored NO2 concentrations <5µg/m3 or >110µg/m3 are rare in the UK - this calculation will still work, but please check your data. |  |  |  |  | Yes
[9 empty] | Error: Measured concentration must be above background concentration. | Warning: Background NO2 concentrations <3µg/m3 or >40µg/m3 are rare in the UK - this calculation will still work, but please check your data. | Warning: your receptor is more than 20m further from the kerb than your monitor - treat result with caution. | Warning: your monitor is more than 10m further from the kerb than your receptor - treat result with caution. | Predicted concentration at Receptor above AQS objective. |  | Warning: Monitored NO2 concentrations <5µg/m3 or >110µg/m3 are rare in the UK - this calculation will still work, but please check your data. |  |  |  |  | Yes
[9 empty] | Error: Measured concentration must be above background concentration. | Warning: Background NO2 concentrations <3µg/m3 or >40µg/m3 are rare in the UK - this calculation will still work, but please check your data. | Warning: your receptor is more than 20m further from the kerb than your monitor - treat result with caution. | Warning: your monitor is more than 10m further from the kerb than your receptor - treat result with caution. | Predicted concentration at Receptor above AQS objective. |  | Warning: Monitored NO2 concentrations <5µg/m3 or >110µg/m3 are rare in the UK - this calculation will still work, but please check your data. |  |  |  |  | Yes
[9 empty] | Error: Measured concentration must be above background concentration. | Warning: Background NO2 concentrations <3µg/m3 or >40µg/m3 are rare in the UK - this calculation will still work, but please check your data. | Warning: your receptor is more than 20m further from the kerb than your monitor - treat result with caution. | Warning: your monitor is more than 10m further from the kerb than your receptor - treat result with caution. | Predicted concentration at Receptor above AQS objective. |  | Warning: Monitored NO2 concentrations <5µg/m3 or >110µg/m3 are rare in the UK - this calculation will still work, but please check your data. |  |  |  |  | Yes
[9 empty] | Error: Measured concentration must be above background concentration. | Warning: Background NO2 concentrations <3µg/m3 or >40µg/m3 are rare in the UK - this calculation will still work, but please check your data. | Warning: your receptor is more than 20m further from the kerb than your monitor - treat result with caution. | Warning: your monitor is more than 10m further from the kerb than your receptor - treat result with caution. | Predicted concentration at Receptor above AQS objective. |  | Warning: Monitored NO2 concentrations <5µg/m3 or >110µg/m3 are rare in the UK - this calculation will still work, but please check your data. |  |  |  |  | Yes
[9 empty] | Error: Measured concentration must be above background concentration. | Warning: Background NO2 concentrations <3µg/m3 or >40µg/m3 are rare in the UK - this calculation will still work, but please check your data. | Warning: your receptor is more than 20m further from the kerb than your monitor - treat result with caution. | Warning: your monitor is more than 10m further from the kerb than your receptor - treat result with caution. | Predicted concentration at Receptor above AQS objective. |  | Warning: Monitored NO2 concentrations <5µg/m3 or >110µg/m3 are rare in the UK - this calculation will still work, but please check your data. |  |  |  |  | Yes
[9 empty] | Error: Measured concentration must be above background concentration. | Warning: Background NO2 concentrations <3µg/m3 or >40µg/m3 are rare in the UK - this calculation will still work, but please check your data. | Warning: your receptor is more than 20m further from the kerb than your monitor - treat result with caution. | Warning: your monitor is more than 10m further from the kerb than your receptor - treat result with caution. | Predicted concentration at Receptor above AQS objective. |  | Warning: Monitored NO2 concentrations <5µg/m3 or >110µg/m3 are rare in the UK - this calculation will still work, but please check your data. |  |  |  |  | Yes
[9 empty] | Error: Measured concentration must be above background concentration. | Warning: Background NO2 concentrations <3µg/m3 or >40µg/m3 are rare in the UK - this calculation will still work, but please check your data. | Warning: your receptor is more than 20m further from the kerb than your monitor - treat result with caution. | Warning: your monitor is more than 10m further from the kerb than your receptor - treat result with caution. | Predicted concentration at Receptor above AQS objective. |  | Warning: Monitored NO2 concentrations <5µg/m3 or >110µg/m3 are rare in the UK - this calculation will still work, but please check your data. |  |  |  |  | Yes
[9 empty] | Error: Measured concentration must be above background concentration. | Warning: Background NO2 concentrations <3µg/m3 or >40µg/m3 are rare in the UK - this calculation will still work, but please check your data. | Warning: your receptor is more than 20m further from the kerb than your monitor - treat result with caution. | Warning: your monitor is more than 10m further from the kerb than your receptor - treat result with caution. | Predicted concentration at Receptor above AQS objective. |  | Warning: Monitored NO2 concentrations <5µg/m3 or >110µg/m3 are rare in the UK - this calculation will still work, but please check your data. |  |  |  |  | Yes
[9 empty] | Error: Measured concentration must be above background concentration. | Warning: Background NO2 concentrations <3µg/m3 or >40µg/m3 are rare in the UK - this calculation will still work, but please check your data. | Warning: your receptor is more than 20m further from the kerb than your monitor - treat result with caution. | Warning: your monitor is more than 10m further from the kerb than your receptor - treat result with caution. | Predicted concentration at Receptor above AQS objective. |  | Warning: Monitored NO2 concentrations <5µg/m3 or >110µg/m3 are rare in the UK - this calculation will still work, but please check your data. |  |  |  |  | Yes
[9 empty] | Error: Measured concentration must be above background concentration. | Warning: Background NO2 concentrations <3µg/m3 or >40µg/m3 are rare in the UK - this calculation will still work, but please check your data. | Warning: your receptor is more than 20m further from the kerb than your monitor - treat result with caution. | Warning: your monitor is more than 10m further from the kerb than your receptor - treat result with caution. | Predicted concentration at Receptor above AQS objective. |  | Warning: Monitored NO2 concentrations <5µg/m3 or >110µg/m3 are rare in the UK - this calculation will still work, but please check your data. |  |  |  |  | Yes
[9 empty] | Error: Measured concentration must be above background concentration. | Warning: Background NO2 concentrations <3µg/m3 or >40µg/m3 are rare in the UK - this calculation will still work, but please check your data. | Warning: your receptor is more than 20m further from the kerb than your monitor - treat result with caution. | Warning: your monitor is more than 10m further from the kerb than your receptor - treat result with caution. | Predicted concentration at Receptor above AQS objective. |  | Warning: Monitored NO2 concentrations <5µg/m3 or >110µg/m3 are rare in the UK - this calculation will still work, but please check your data. |  |  |  |  | Yes
[9 empty] | Error: Measured concentration must be above background concentration. | Warning: Background NO2 concentrations <3µg/m3 or >40µg/m3 are rare in the UK - this calculation will still work, but please check your data. | Warning: your receptor is more than 20m further from the kerb than your monitor - treat result with caution. | Warning: your monitor is more than 10m further from the kerb than your receptor - treat result with caution. | Predicted concentration at Receptor above AQS objective. |  | Warning: Monitored NO2 concentrations <5µg/m3 or >110µg/m3 are rare in the UK - this calculation will still work, but please check your data. |  |  |  |  | Yes
[9 empty] | Error: Measured concentration must be above background concentration. | Warning: Background NO2 concentrations <3µg/m3 or >40µg/m3 are rare in the UK - this calculation will still work, but please check your data. | Warning: your receptor is more than 20m further from the kerb than your monitor - treat result with caution. | Warning: your monitor is more than 10m further from the kerb than your receptor - treat result with caution. | Predicted concentration at Receptor above AQS objective. |  | Warning: Monitored NO2 concentrations <5µg/m3 or >110µg/m3 are rare in the UK - this calculation will still work, but please check your data. |  |  |  |  | Yes
[9 empty] | Error: Measured concentration must be above background concentration. | Warning: Background NO2 concentrations <3µg/m3 or >40µg/m3 are rare in the UK - this calculation will still work, but please check your data. | Warning: your receptor is more than 20m further from the kerb than your monitor - treat result with caution. | Warning: your monitor is more than 10m further from the kerb than your receptor - treat result with caution. | Predicted concentration at Receptor above AQS objective. |  | Warning: Monitored NO2 concentrations <5µg/m3 or >110µg/m3 are rare in the UK - this calculation will still work, but please check your data. |  |  |  |  | Yes
[9 empty] | Error: Measured concentration must be above background concentration. | Warning: Background NO2 concentrations <3µg/m3 or >40µg/m3 are rare in the UK - this calculation will still work, but please check your data. | Warning: your receptor is more than 20m further from the kerb than your monitor - treat result with caution. | Warning: your monitor is more than 10m further from the kerb than your receptor - treat result with caution. | Predicted concentration at Receptor above AQS objective. |  | Warning: Monitored NO2 concentrations <5µg/m3 or >110µg/m3 are rare in the UK - this calculation will still work, but please check your data. |  |  |  |  | Yes
[9 empty] | Error: Measured concentration must be above background concentration. | Warning: Background NO2 concentrations <3µg/m3 or >40µg/m3 are rare in the UK - this calculation will still work, but please check your data. | Warning: your receptor is more than 20m further from the kerb than your monitor - treat result with caution. | Warning: your monitor is more than 10m further from the kerb than your receptor - treat result with caution. | Predicted concentration at Receptor above AQS objective. |  | Warning: Monitored NO2 concentrations <5µg/m3 or >110µg/m3 are rare in the UK - this calculation will still work, but please check your data. |  |  |  |  | Yes
[9 empty] | Error: Measured concentration must be above background concentration. | Warning: Background NO2 concentrations <3µg/m3 or >40µg/m3 are rare in the UK - this calculation will still work, but please check your data. | Warning: your receptor is more than 20m further from the kerb than your monitor - treat result with caution. | Warning: your monitor is more than 10m further from the kerb than your receptor - treat result with caution. | Predicted concentration at Receptor above AQS objective. |  | Warning: Monitored NO2 concentrations <5µg/m3 or >110µg/m3 are rare in the UK - this calculation will still work, but please check your data. |  |  |  |  | Yes
[9 empty] | Error: Measured concentration must be above background concentration. | Warning: Background NO2 concentrations <3µg/m3 or >40µg/m3 are rare in the UK - this calculation will still work, but please check your data. | Warning: your receptor is more than 20m further from the kerb than your monitor - treat result with caution. | Warning: your monitor is more than 10m further from the kerb than your receptor - treat result with caution. | Predicted concentration at Receptor above AQS objective. |  | Warning: Monitored NO2 concentrations <5µg/m3 or >110µg/m3 are rare in the UK - this calculation will still work, but please check your data. |  |  |  |  | Yes
[9 empty] | Error: Measured concentration must be above background concentration. | Warning: Background NO2 concentrations <3µg/m3 or >40µg/m3 are rare in the UK - this calculation will still work, but please check your data. | Warning: your receptor is more than 20m further from the kerb than your monitor - treat result with caution. | Warning: your monitor is more than 10m further from the kerb than your receptor - treat result with caution. | Predicted concentration at Receptor above AQS objective. |  | Warning: Monitored NO2 concentrations <5µg/m3 or >110µg/m3 are rare in the UK - this calculation will still work, but please check your data. |  |  |  |  | Yes
[9 empty] | Error: Measured concentration must be above background concentration. | Warning: Background NO2 concentrations <3µg/m3 or >40µg/m3 are rare in the UK - this calculation will still work, but please check your data. | Warning: your receptor is more than 20m further from the kerb than your monitor - treat result with caution. | Warning: your monitor is more than 10m further from the kerb than your receptor - treat result with caution. | Predicted concentration at Receptor above AQS objective. |  | Warning: Monitored NO2 concentrations <5µg/m3 or >110µg/m3 are rare in the UK - this calculation will still work, but please check your data. |  |  |  |  | Yes
[9 empty] | Error: Measured concentration must be above background concentration. | Warning: Background NO2 concentrations <3µg/m3 or >40µg/m3 are rare in the UK - this calculation will still work, but please check your data. | Warning: your receptor is more than 20m further from the kerb than your monitor - treat result with caution. | Warning: your monitor is more than 10m further from the kerb than your receptor - treat result with caution. | Predicted concentration at Receptor above AQS objective. |  | Warning: Monitored NO2 concentrations <5µg/m3 or >110µg/m3 are rare in the UK - this calculation will still work, but please check your data. |  |  |  |  | Yes
[9 empty] | Error: Measured concentration must be above background concentration. | Warning: Background NO2 concentrations <3µg/m3 or >40µg/m3 are rare in the UK - this calculation will still work, but please check your data. | Warning: your receptor is more than 20m further from the kerb than your monitor - treat result with caution. | Warning: your monitor is more than 10m further from the kerb than your receptor - treat result with caution. | Predicted concentration at Receptor above AQS objective. |  | Warning: Monitored NO2 concentrations <5µg/m3 or >110µg/m3 are rare in the UK - this calculation will still work, but please check your data. |  |  |  |  | Yes
[9 empty] | Error: Measured concentration must be above background concentration. | Warning: Background NO2 concentrations <3µg/m3 or >40µg/m3 are rare in the UK - this calculation will still work, but please check your data. | Warning: your receptor is more than 20m further from the kerb than your monitor - treat result with caution. | Warning: your monitor is more than 10m further from the kerb than your receptor - treat result with caution. | Predicted concentration at Receptor above AQS objective. |  | Warning: Monitored NO2 concentrations <5µg/m3 or >110µg/m3 are rare in the UK - this calculation will still work, but please check your data. |  |  |  |  | Yes
[9 empty] | Error: Measured concentration must be above background concentration. | Warning: Background NO2 concentrations <3µg/m3 or >40µg/m3 are rare in the UK - this calculation will still work, but please check your data. | Warning: your receptor is more than 20m further from the kerb than your monitor - treat result with caution. | Warning: your monitor is more than 10m further from the kerb than your receptor - treat result with caution. | Predicted concentration at Receptor above AQS objective. |  | Warning: Monitored NO2 concentrations <5µg/m3 or >110µg/m3 are rare in the UK - this calculation will still work, but please check your data. |  |  |  |  | Yes
[9 empty] | Error: Measured concentration must be above background concentration. | Warning: Background NO2 concentrations <3µg/m3 or >40µg/m3 are rare in the UK - this calculation will still work, but please check your data. | Warning: your receptor is more than 20m further from the kerb than your monitor - treat result with caution. | Warning: your monitor is more than 10m further from the kerb than your receptor - treat result with caution. | Predicted concentration at Receptor above AQS objective. |  | Warning: Monitored NO2 concentrations <5µg/m3 or >110µg/m3 are rare in the UK - this calculation will still work, but please check your data. |  |  |  |  | Yes
[9 empty] | Error: Measured concentration must be above background concentration. | Warning: Background NO2 concentrations <3µg/m3 or >40µg/m3 are rare in the UK - this calculation will still work, but please check your data. | Warning: your receptor is more than 20m further from the kerb than your monitor - treat result with caution. | Warning: your monitor is more than 10m further from the kerb than your receptor - treat result with caution. | Predicted concentration at Receptor above AQS objective. |  | Warning: Monitored NO2 concentrations <5µg/m3 or >110µg/m3 are rare in the UK - this calculation will still work, but please check your data. |  |  |  |  | Yes
[9 empty] | Error: Measured concentration must be above background concentration. | Warning: Background NO2 concentrations <3µg/m3 or >40µg/m3 are rare in the UK - this calculation will still work, but please check your data. | Warning: your receptor is more than 20m further from the kerb than your monitor - treat result with caution. | Warning: your monitor is more than 10m further from the kerb than your receptor - treat result with caution. | Predicted concentration at Receptor above AQS objective. |  | Warning: Monitored NO2 concentrations <5µg/m3 or >110µg/m3 are rare in the UK - this calculation will still work, but please check your data. |  |  |  |  | Yes
[9 empty] | Error: Measured concentration must be above background concentration. | Warning: Background NO2 concentrations <3µg/m3 or >40µg/m3 are rare in the UK - this calculation will still work, but please check your data. | Warning: your receptor is more than 20m further from the kerb than your monitor - treat result with caution. | Warning: your monitor is more than 10m further from the kerb than your receptor - treat result with caution. | Predicted concentration at Receptor above AQS objective. |  | Warning: Monitored NO2 concentrations <5µg/m3 or >110µg/m3 are rare in the UK - this calculation will still work, but please check your data. |  |  |  |  | Yes
[9 empty] | Error: Measured concentration must be above background concentration. | Warning: Background NO2 concentrations <3µg/m3 or >40µg/m3 are rare in the UK - this calculation will still work, but please check your data. | Warning: your receptor is more than 20m further from the kerb than your monitor - treat result with caution. | Warning: your monitor is more than 10m further from the kerb than your receptor - treat result with caution. | Predicted concentration at Receptor above AQS objective. |  | Warning: Monitored NO2 concentrations <5µg/m3 or >110µg/m3 are rare in the UK - this calculation will still work, but please check your data. |  |  |  |  | Yes
[9 empty] | Error: Measured concentration must be above background concentration. | Warning: Background NO2 concentrations <3µg/m3 or >40µg/m3 are rare in the UK - this calculation will still work, but please check your data. | Warning: your receptor is more than 20m further from the kerb than your monitor - treat result with caution. | Warning: your monitor is more than 10m further from the kerb than your receptor - treat result with caution. | Predicted concentration at Receptor above AQS objective. |  | Warning: Monitored NO2 concentrations <5µg/m3 or >110µg/m3 are rare in the UK - this calculation will still work, but please check your data. |  |  |  |  | Yes
[9 empty] | Error: Measured concentration must be above background concentration. | Warning: Background NO2 concentrations <3µg/m3 or >40µg/m3 are rare in the UK - this calculation will still work, but please check your data. | Warning: your receptor is more than 20m further from the kerb than your monitor - treat result with caution. | Warning: your monitor is more than 10m further from the kerb than your receptor - treat result with caution. | Predicted concentration at Receptor above AQS objective. |  | Warning: Monitored NO2 concentrations <5µg/m3 or >110µg/m3 are rare in the UK - this calculation will still work, but please check your data. |  |  |  |  | Yes
[9 empty] | Error: Measured concentration must be above background concentration. | Warning: Background NO2 concentrations <3µg/m3 or >40µg/m3 are rare in the UK - this calculation will still work, but please check your data. | Warning: your receptor is more than 20m further from the kerb than your monitor - treat result with caution. | Warning: your monitor is more than 10m further from the kerb than your receptor - treat result with caution. | Predicted concentration at Receptor above AQS objective. |  | Warning: Monitored NO2 concentrations <5µg/m3 or >110µg/m3 are rare in the UK - this calculation will still work, but please check your data. |  |  |  |  | Yes
[9 empty] | Error: Measured concentration must be above background concentration. | Warning: Background NO2 concentrations <3µg/m3 or >40µg/m3 are rare in the UK - this calculation will still work, but please check your data. | Warning: your receptor is more than 20m further from the kerb than your monitor - treat result with caution. | Warning: your monitor is more than 10m further from the kerb than your receptor - treat result with caution. | Predicted concentration at Receptor above AQS objective. |  | Warning: Monitored NO2 concentrations <5µg/m3 or >110µg/m3 are rare in the UK - this calculation will still work, but please check your data. |  |  |  |  | Yes
[9 empty] | Error: Measured concentration must be above background concentration. | Warning: Background NO2 concentrations <3µg/m3 or >40µg/m3 are rare in the UK - this calculation will still work, but please check your data. | Warning: your receptor is more than 20m further from the kerb than your monitor - treat result with caution. | Warning: your monitor is more than 10m further from the kerb than your receptor - treat result with caution. | Predicted concentration at Receptor above AQS objective. |  | Warning: Monitored NO2 concentrations <5µg/m3 or >110µg/m3 are rare in the UK - this calculation will still work, but please check your data. |  |  |  |  | Yes
[9 empty] | Error: Measured concentration must be above background concentration. | Warning: Background NO2 concentrations <3µg/m3 or >40µg/m3 are rare in the UK - this calculation will still work, but please check your data. | Warning: your receptor is more than 20m further from the kerb than your monitor - treat result with caution. | Warning: your monitor is more than 10m further from the kerb than your receptor - treat result with caution. | Predicted concentration at Receptor above AQS objective. |  | Warning: Monitored NO2 concentrations <5µg/m3 or >110µg/m3 are rare in the UK - this calculation will still work, but please check your data. |  |  |  |  | Yes
[9 empty] | Error: Measured concentration must be above background concentration. | Warning: Background NO2 concentrations <3µg/m3 or >40µg/m3 are rare in the UK - this calculation will still work, but please check your data. | Warning: your receptor is more than 20m further from the kerb than your monitor - treat result with caution. | Warning: your monitor is more than 10m further from the kerb than your receptor - treat result with caution. | Predicted concentration at Receptor above AQS objective. |  | Warning: Monitored NO2 concentrations <5µg/m3 or >110µg/m3 are rare in the UK - this calculation will still work, but please check your data. |  |  |  |  | Yes
[9 empty] | Error: Measured concentration must be above background concentration. | Warning: Background NO2 concentrations <3µg/m3 or >40µg/m3 are rare in the UK - this calculation will still work, but please check your data. | Warning: your receptor is more than 20m further from the kerb than your monitor - treat result with caution. | Warning: your monitor is more than 10m further from the kerb than your receptor - treat result with caution. | Predicted concentration at Receptor above AQS objective. |  | Warning: Monitored NO2 concentrations <5µg/m3 or >110µg/m3 are rare in the UK - this calculation will still work, but please check your data. |  |  |  |  | Yes
[9 empty] | Error: Measured concentration must be above background concentration. | Warning: Background NO2 concentrations <3µg/m3 or >40µg/m3 are rare in the UK - this calculation will still work, but please check your data. | Warning: your receptor is more than 20m further from the kerb than your monitor - treat result with caution. | Warning: your monitor is more than 10m further from the kerb than your receptor - treat result with caution. | Predicted concentration at Receptor above AQS objective. |  | Warning: Monitored NO2 concentrations <5µg/m3 or >110µg/m3 are rare in the UK - this calculation will still work, but please check your data. |  |  |  |  | Yes
[9 empty] | Error: Measured concentration must be above background concentration. | Warning: Background NO2 concentrations <3µg/m3 or >40µg/m3 are rare in the UK - this calculation will still work, but please check your data. | Warning: your receptor is more than 20m further from the kerb than your monitor - treat result with caution. | Warning: your monitor is more than 10m further from the kerb than your receptor - treat result with caution. | Predicted concentration at Receptor above AQS objective. |  | Warning: Monitored NO2 concentrations <5µg/m3 or >110µg/m3 are rare in the UK - this calculation will still work, but please check your data. |  |  |  |  | Yes
[9 empty] | Error: Measured concentration must be above background concentration. | Warning: Background NO2 concentrations <3µg/m3 or >40µg/m3 are rare in the UK - this calculation will still work, but please check your data. | Warning: your receptor is more than 20m further from the kerb than your monitor - treat result with caution. | Warning: your monitor is more than 10m further from the kerb than your receptor - treat result with caution. | Predicted concentration at Receptor above AQS objective. |  | Warning: Monitored NO2 concentrations <5µg/m3 or >110µg/m3 are rare in the UK - this calculation will still work, but please check your data. |  |  |  |  | Yes
[9 empty] | Error: Measured concentration must be above background concentration. | Warning: Background NO2 concentrations <3µg/m3 or >40µg/m3 are rare in the UK - this calculation will still work, but please check your data. | Warning: your receptor is more than 20m further from the kerb than your monitor - treat result with caution. | Warning: your monitor is more than 10m further from the kerb than your receptor - treat result with caution. | Predicted concentration at Receptor above AQS objective. |  | Warning: Monitored NO2 concentrations <5µg/m3 or >110µg/m3 are rare in the UK - this calculation will still work, but please check your data. |  |  |  |  | Yes
[9 empty] | Error: Measured concentration must be above background concentration. | Warning: Background NO2 concentrations <3µg/m3 or >40µg/m3 are rare in the UK - this calculation will still work, but please check your data. | Warning: your receptor is more than 20m further from the kerb than your monitor - treat result with caution. | Warning: your monitor is more than 10m further from the kerb than your receptor - treat result with caution. | Predicted concentration at Receptor above AQS objective. |  | Warning: Monitored NO2 concentrations <5µg/m3 or >110µg/m3 are rare in the UK - this calculation will still work, but please check your data. |  |  |  |  | Yes
[9 empty] | Error: Measured concentration must be above background concentration. | Warning: Background NO2 concentrations <3µg/m3 or >40µg/m3 are rare in the UK - this calculation will still work, but please check your data. | Warning: your receptor is more than 20m further from the kerb than your monitor - treat result with caution. | Warning: your monitor is more than 10m further from the kerb than your receptor - treat result with caution. | Predicted concentration at Receptor above AQS objective. |  | Warning: Monitored NO2 concentrations <5µg/m3 or >110µg/m3 are rare in the UK - this calculation will still work, but please check your data. |  |  |  |  | Yes
[9 empty] | Error: Measured concentration must be above background concentration. | Warning: Background NO2 concentrations <3µg/m3 or >40µg/m3 are rare in the UK - this calculation will still work, but please check your data. | Warning: your receptor is more than 20m further from the kerb than your monitor - treat result with caution. | Warning: your monitor is more than 10m further from the kerb than your receptor - treat result with caution. | Predicted concentration at Receptor above AQS objective. |  | Warning: Monitored NO2 concentrations <5µg/m3 or >110µg/m3 are rare in the UK - this calculation will still work, but please check your data. |  |  |  |  | Yes
[9 empty] | Error: Measured concentration must be above background concentration. | Warning: Background NO2 concentrations <3µg/m3 or >40µg/m3 are rare in the UK - this calculation will still work, but please check your data. | Warning: your receptor is more than 20m further from the kerb than your monitor - treat result with caution. | Warning: your monitor is more than 10m further from the kerb than your receptor - treat result with caution. | Predicted concentration at Receptor above AQS objective. |  | Warning: Monitored NO2 concentrations <5µg/m3 or >110µg/m3 are rare in the UK - this calculation will still work, but please check your data. |  |  |  |  | Yes
[9 empty] | Error: Measured concentration must be above background concentration. | Warning: Background NO2 concentrations <3µg/m3 or >40µg/m3 are rare in the UK - this calculation will still work, but please check your data. | Warning: your receptor is more than 20m further from the kerb than your monitor - treat result with caution. | Warning: your monitor is more than 10m further from the kerb than your receptor - treat result with caution. | Predicted concentration at Receptor above AQS objective. |  | Warning: Monitored NO2 concentrations <5µg/m3 or >110µg/m3 are rare in the UK - this calculation will still work, but please check your data. |  |  |  |  | Yes
[9 empty] | Error: Measured concentration must be above background concentration. | Warning: Background NO2 concentrations <3µg/m3 or >40µg/m3 are rare in the UK - this calculation will still work, but please check your data. | Warning: your receptor is more than 20m further from the kerb than your monitor - treat result with caution. | Warning: your monitor is more than 10m further from the kerb than your receptor - treat result with caution. | Predicted concentration at Receptor above AQS objective. |  | Warning: Monitored NO2 concentrations <5µg/m3 or >110µg/m3 are rare in the UK - this calculation will still work, but please check your data. |  |  |  |  | Yes
[9 empty] | Error: Measured concentration must be above background concentration. | Warning: Background NO2 concentrations <3µg/m3 or >40µg/m3 are rare in the UK - this calculation will still work, but please check your data. | Warning: your receptor is more than 20m further from the kerb than your monitor - treat result with caution. | Warning: your monitor is more than 10m further from the kerb than your receptor - treat result with caution. | Predicted concentration at Receptor above AQS objective. |  | Warning: Monitored NO2 concentrations <5µg/m3 or >110µg/m3 are rare in the UK - this calculation will still work, but please check your data. |  |  |  |  | Yes
[9 empty] | Error: Measured concentration must be above background concentration. | Warning: Background NO2 concentrations <3µg/m3 or >40µg/m3 are rare in the UK - this calculation will still work, but please check your data. | Warning: your receptor is more than 20m further from the kerb than your monitor - treat result with caution. | Warning: your monitor is more than 10m further from the kerb than your receptor - treat result with caution. | Predicted concentration at Receptor above AQS objective. |  | Warning: Monitored NO2 concentrations <5µg/m3 or >110µg/m3 are rare in the UK - this calculation will still work, but please check your data. |  |  |  |  | Yes
[9 empty] | Error: Measured concentration must be above background concentration. | Warning: Background NO2 concentrations <3µg/m3 or >40µg/m3 are rare in the UK - this calculation will still work, but please check your data. | Warning: your receptor is more than 20m further from the kerb than your monitor - treat result with caution. | Warning: your monitor is more than 10m further from the kerb than your receptor - treat result with caution. | Predicted concentration at Receptor above AQS objective. |  | Warning: Monitored NO2 concentrations <5µg/m3 or >110µg/m3 are rare in the UK - this calculation will still work, but please check your data. |  |  |  |  | Yes
[9 empty] | Error: Measured concentration must be above background concentration. | Warning: Background NO2 concentrations <3µg/m3 or >40µg/m3 are rare in the UK - this calculation will still work, but please check your data. | Warning: your receptor is more than 20m further from the kerb than your monitor - treat result with caution. | Warning: your monitor is more than 10m further from the kerb than your receptor - treat result with caution. | Predicted concentration at Receptor above AQS objective. |  | Warning: Monitored NO2 concentrations <5µg/m3 or >110µg/m3 are rare in the UK - this calculation will still work, but please check your data. |  |  |  |  | Yes
[9 empty] | Error: Measured concentration must be above background concentration. | Warning: Background NO2 concentrations <3µg/m3 or >40µg/m3 are rare in the UK - this calculation will still work, but please check your data. | Warning: your receptor is more than 20m further from the kerb than your monitor - treat result with caution. | Warning: your monitor is more than 10m further from the kerb than your receptor - treat result with caution. | Predicted concentration at Receptor above AQS objective. |  | Warning: Monitored NO2 concentrations <5µg/m3 or >110µg/m3 are rare in the UK - this calculation will still work, but please check your data. |  |  |  |  | Yes
[9 empty] | Error: Measured concentration must be above background concentration. | Warning: Background NO2 concentrations <3µg/m3 or >40µg/m3 are rare in the UK - this calculation will still work, but please check your data. | Warning: your receptor is more than 20m further from the kerb than your monitor - treat result with caution. | Warning: your monitor is more than 10m further from the kerb than your receptor - treat result with caution. | Predicted concentration at Receptor above AQS objective. |  | Warning: Monitored NO2 concentrations <5µg/m3 or >110µg/m3 are rare in the UK - this calculation will still work, but please check your data. |  |  |  |  | Yes
[9 empty] | Error: Measured concentration must be above background concentration. | Warning: Background NO2 concentrations <3µg/m3 or >40µg/m3 are rare in the UK - this calculation will still work, but please check your data. | Warning: your receptor is more than 20m further from the kerb than your monitor - treat result with caution. | Warning: your monitor is more than 10m further from the kerb than your receptor - treat result with caution. | Predicted concentration at Receptor above AQS objective. |  | Warning: Monitored NO2 concentrations <5µg/m3 or >110µg/m3 are rare in the UK - this calculation will still work, but please check your data. |  |  |  |  | Yes
[9 empty] | Error: Measured concentration must be above background concentration. | Warning: Background NO2 concentrations <3µg/m3 or >40µg/m3 are rare in the UK - this calculation will still work, but please check your data. | Warning: your receptor is more than 20m further from the kerb than your monitor - treat result with caution. | Warning: your monitor is more than 10m further from the kerb than your receptor - treat result with caution. | Predicted concentration at Receptor above AQS objective. |  | Warning: Monitored NO2 concentrations <5µg/m3 or >110µg/m3 are rare in the UK - this calculation will still work, but please check your data. |  |  |  |  | Yes
[9 empty] | Error: Measured concentration must be above background concentration. | Warning: Background NO2 concentrations <3µg/m3 or >40µg/m3 are rare in the UK - this calculation will still work, but please check your data. | Warning: your receptor is more than 20m further from the kerb than your monitor - treat result with caution. | Warning: your monitor is more than 10m further from the kerb than your receptor - treat result with caution. | Predicted concentration at Receptor above AQS objective. |  | Warning: Monitored NO2 concentrations <5µg/m3 or >110µg/m3 are rare in the UK - this calculation will still work, but please check your data. |  |  |  |  | Yes
[9 empty] | Error: Measured concentration must be above background concentration. | Warning: Background NO2 concentrations <3µg/m3 or >40µg/m3 are rare in the UK - this calculation will still work, but please check your data. | Warning: your receptor is more than 20m further from the kerb than your monitor - treat result with caution. | Warning: your monitor is more than 10m further from the kerb than your receptor - treat result with caution. | Predicted concentration at Receptor above AQS objective. |  | Warning: Monitored NO2 concentrations <5µg/m3 or >110µg/m3 are rare in the UK - this calculation will still work, but please check your data. |  |  |  |  | Yes
[9 empty] | Error: Measured concentration must be above background concentration. | Warning: Background NO2 concentrations <3µg/m3 or >40µg/m3 are rare in the UK - this calculation will still work, but please check your data. | Warning: your receptor is more than 20m further from the kerb than your monitor - treat result with caution. | Warning: your monitor is more than 10m further from the kerb than your receptor - treat result with caution. | Predicted concentration at Receptor above AQS objective. |  | Warning: Monitored NO2 concentrations <5µg/m3 or >110µg/m3 are rare in the UK - this calculation will still work, but please check your data. |  |  |  |  | Yes
[9 empty] | Error: Measured concentration must be above background concentration. | Warning: Background NO2 concentrations <3µg/m3 or >40µg/m3 are rare in the UK - this calculation will still work, but please check your data. | Warning: your receptor is more than 20m further from the kerb than your monitor - treat result with caution. | Warning: your monitor is more than 10m further from the kerb than your receptor - treat result with caution. | Predicted concentration at Receptor above AQS objective. |  | Warning: Monitored NO2 concentrations <5µg/m3 or >110µg/m3 are rare in the UK - this calculation will still work, but please check your data. |  |  |  |  | Yes
[9 empty] | Error: Measured concentration must be above background concentration. | Warning: Background NO2 concentrations <3µg/m3 or >40µg/m3 are rare in the UK - this calculation will still work, but please check your data. | Warning: your receptor is more than 20m further from the kerb than your monitor - treat result with caution. | Warning: your monitor is more than 10m further from the kerb than your receptor - treat result with caution. | Predicted concentration at Receptor above AQS objective. |  | Warning: Monitored NO2 concentrations <5µg/m3 or >110µg/m3 are rare in the UK - this calculation will still work, but please check your data. |  |  |  |  | Yes
[9 empty] | Error: Measured concentration must be above background concentration. | Warning: Background NO2 concentrations <3µg/m3 or >40µg/m3 are rare in the UK - this calculation will still work, but please check your data. | Warning: your receptor is more than 20m further from the kerb than your monitor - treat result with caution. | Warning: your monitor is more than 10m further from the kerb than your receptor - treat result with caution. | Predicted concentration at Receptor above AQS objective. |  | Warning: Monitored NO2 concentrations <5µg/m3 or >110µg/m3 are rare in the UK - this calculation will still work, but please check your data. |  |  |  |  | Yes
[9 empty] | Error: Measured concentration must be above background concentration. | Warning: Background NO2 concentrations <3µg/m3 or >40µg/m3 are rare in the UK - this calculation will still work, but please check your data. | Warning: your receptor is more than 20m further from the kerb than your monitor - treat result with caution. | Warning: your monitor is more than 10m further from the kerb than your receptor - treat result with caution. | Predicted concentration at Receptor above AQS objective. |  | Warning: Monitored NO2 concentrations <5µg/m3 or >110µg/m3 are rare in the UK - this calculation will still work, but please check your data. |  |  |  |  | Yes
[9 empty] | Error: Measured concentration must be above background concentration. | Warning: Background NO2 concentrations <3µg/m3 or >40µg/m3 are rare in the UK - this calculation will still work, but please check your data. | Warning: your receptor is more than 20m further from the kerb than your monitor - treat result with caution. | Warning: your monitor is more than 10m further from the kerb than your receptor - treat result with caution. | Predicted concentration at Receptor above AQS objective. |  | Warning: Monitored NO2 concentrations <5µg/m3 or >110µg/m3 are rare in the UK - this calculation will still work, but please check your data. |  |  |  |  | Yes
[9 empty] | Error: Measured concentration must be above background concentration. | Warning: Background NO2 concentrations <3µg/m3 or >40µg/m3 are rare in the UK - this calculation will still work, but please check your data. | Warning: your receptor is more than 20m further from the kerb than your monitor - treat result with caution. | Warning: your monitor is more than 10m further from the kerb than your receptor - treat result with caution. | Predicted concentration at Receptor above AQS objective. |  | Warning: Monitored NO2 concentrations <5µg/m3 or >110µg/m3 are rare in the UK - this calculation will still work, but please check your data. |  |  |  |  | Yes
[9 empty] | Error: Measured concentration must be above background concentration. | Warning: Background NO2 concentrations <3µg/m3 or >40µg/m3 are rare in the UK - this calculation will still work, but please check your data. | Warning: your receptor is more than 20m further from the kerb than your monitor - treat result with caution. | Warning: your monitor is more than 10m further from the kerb than your receptor - treat result with caution. | Predicted concentration at Receptor above AQS objective. |  | Warning: Monitored NO2 concentrations <5µg/m3 or >110µg/m3 are rare in the UK - this calculation will still work, but please check your data. |  |  |  |  | Yes
[9 empty] | Error: Measured concentration must be above background concentration. | Warning: Background NO2 concentrations <3µg/m3 or >40µg/m3 are rare in the UK - this calculation will still work, but please check your data. | Warning: your receptor is more than 20m further from the kerb than your monitor - treat result with caution. | Warning: your monitor is more than 10m further from the kerb than your receptor - treat result with caution. | Predicted concentration at Receptor above AQS objective. |  | Warning: Monitored NO2 concentrations <5µg/m3 or >110µg/m3 are rare in the UK - this calculation will still work, but please check your data. |  |  |  |  | Yes
[9 empty] | Error: Measured concentration must be above background concentration. | Warning: Background NO2 concentrations <3µg/m3 or >40µg/m3 are rare in the UK - this calculation will still work, but please check your data. | Warning: your receptor is more than 20m further from the kerb than your monitor - treat result with caution. | Warning: your monitor is more than 10m further from the kerb than your receptor - treat result with caution. | Predicted concentration at Receptor above AQS objective. |  | Warning: Monitored NO2 concentrations <5µg/m3 or >110µg/m3 are rare in the UK - this calculation will still work, but please check your data. |  |  |  |  | Yes
[9 empty] | Error: Measured concentration must be above background concentration. | Warning: Background NO2 concentrations <3µg/m3 or >40µg/m3 are rare in the UK - this calculation will still work, but please check your data. | Warning: your receptor is more than 20m further from the kerb than your monitor - treat result with caution. | Warning: your monitor is more than 10m further from the kerb than your receptor - treat result with caution. | Predicted concentration at Receptor above AQS objective. |  | Warning: Monitored NO2 concentrations <5µg/m3 or >110µg/m3 are rare in the UK - this calculation will still work, but please check your data. |  |  |  |  | Yes
[9 empty] | Error: Measured concentration must be above background concentration. | Warning: Background NO2 concentrations <3µg/m3 or >40µg/m3 are rare in the UK - this calculation will still work, but please check your data. | Warning: your receptor is more than 20m further from the kerb than your monitor - treat result with caution. | Warning: your monitor is more than 10m further from the kerb than your receptor - treat result with caution. | Predicted concentration at Receptor above AQS objective. |  | Warning: Monitored NO2 concentrations <5µg/m3 or >110µg/m3 are rare in the UK - this calculation will still work, but please check your data. |  |  |  |  | Yes
[9 empty] | Error: Measured concentration must be above background concentration. | Warning: Background NO2 concentrations <3µg/m3 or >40µg/m3 are rare in the UK - this calculation will still work, but please check your data. | Warning: your receptor is more than 20m further from the kerb than your monitor - treat result with caution. | Warning: your monitor is more than 10m further from the kerb than your receptor - treat result with caution. | Predicted concentration at Receptor above AQS objective. |  | Warning: Monitored NO2 concentrations <5µg/m3 or >110µg/m3 are rare in the UK - this calculation will still work, but please check your data. |  |  |  |  | Yes
[9 empty] | Error: Measured concentration must be above background concentration. | Warning: Background NO2 concentrations <3µg/m3 or >40µg/m3 are rare in the UK - this calculation will still work, but please check your data. | Warning: your receptor is more than 20m further from the kerb than your monitor - treat result with caution. | Warning: your monitor is more than 10m further from the kerb than your receptor - treat result with caution. | Predicted concentration at Receptor above AQS objective. |  | Warning: Monitored NO2 concentrations <5µg/m3 or >110µg/m3 are rare in the UK - this calculation will still work, but please check your data. |  |  |  |  | Yes
[9 empty] | Error: Measured concentration must be above background concentration. | Warning: Background NO2 concentrations <3µg/m3 or >40µg/m3 are rare in the UK - this calculation will still work, but please check your data. | Warning: your receptor is more than 20m further from the kerb than your monitor - treat result with caution. | Warning: your monitor is more than 10m further from the kerb than your receptor - treat result with caution. | Predicted concentration at Receptor above AQS objective. |  | Warning: Monitored NO2 concentrations <5µg/m3 or >110µg/m3 are rare in the UK - this calculation will still work, but please check your data. |  |  |  |  | Yes
[9 empty] | Error: Measured concentration must be above background concentration. | Warning: Background NO2 concentrations <3µg/m3 or >40µg/m3 are rare in the UK - this calculation will still work, but please check your data. | Warning: your receptor is more than 20m further from the kerb than your monitor - treat result with caution. | Warning: your monitor is more than 10m further from the kerb than your receptor - treat result with caution. | Predicted concentration at Receptor above AQS objective. |  | Warning: Monitored NO2 concentrations <5µg/m3 or >110µg/m3 are rare in the UK - this calculation will still work, but please check your data. |  |  |  |  | Yes
[9 empty] | Error: Measured concentration must be above background concentration. | Warning: Background NO2 concentrations <3µg/m3 or >40µg/m3 are rare in the UK - this calculation will still work, but please check your data. | Warning: your receptor is more than 20m further from the kerb than your monitor - treat result with caution. | Warning: your monitor is more than 10m further from the kerb than your receptor - treat result with caution. | Predicted concentration at Receptor above AQS objective. |  | Warning: Monitored NO2 concentrations <5µg/m3 or >110µg/m3 are rare in the UK - this calculation will still work, but please check your data. |  |  |  |  | Yes
[9 empty] | Error: Measured concentration must be above background concentration. | Warning: Background NO2 concentrations <3µg/m3 or >40µg/m3 are rare in the UK - this calculation will still work, but please check your data. | Warning: your receptor is more than 20m further from the kerb than your monitor - treat result with caution. | Warning: your monitor is more than 10m further from the kerb than your receptor - treat result with caution. | Predicted concentration at Receptor above AQS objective. |  | Warning: Monitored NO2 concentrations <5µg/m3 or >110µg/m3 are rare in the UK - this calculation will still work, but please check your data. |  |  |  |  | Yes
[9 empty] | Error: Measured concentration must be above background concentration. | Warning: Background NO2 concentrations <3µg/m3 or >40µg/m3 are rare in the UK - this calculation will still work, but please check your data. | Warning: your receptor is more than 20m further from the kerb than your monitor - treat result with caution. | Warning: your monitor is more than 10m further from the kerb than your receptor - treat result with caution. | Predicted concentration at Receptor above AQS objective. |  | Warning: Monitored NO2 concentrations <5µg/m3 or >110µg/m3 are rare in the UK - this calculation will still work, but please check your data. |  |  |  |  | Yes
[9 empty] | Error: Measured concentration must be above background concentration. | Warning: Background NO2 concentrations <3µg/m3 or >40µg/m3 are rare in the UK - this calculation will still work, but please check your data. | Warning: your receptor is more than 20m further from the kerb than your monitor - treat result with caution. | Warning: your monitor is more than 10m further from the kerb than your receptor - treat result with caution. | Predicted concentration at Receptor above AQS objective. |  | Warning: Monitored NO2 concentrations <5µg/m3 or >110µg/m3 are rare in the UK - this calculation will still work, but please check your data. |  |  |  |  | Yes
[9 empty] | Error: Measured concentration must be above background concentration. | Warning: Background NO2 concentrations <3µg/m3 or >40µg/m3 are rare in the UK - this calculation will still work, but please check your data. | Warning: your receptor is more than 20m further from the kerb than your monitor - treat result with caution. | Warning: your monitor is more than 10m further from the kerb than your receptor - treat result with caution. | Predicted concentration at Receptor above AQS objective. |  | Warning: Monitored NO2 concentrations <5µg/m3 or >110µg/m3 are rare in the UK - this calculation will still work, but please check your data. |  |  |  |  | Yes
[9 empty] | Error: Measured concentration must be above background concentration. | Warning: Background NO2 concentrations <3µg/m3 or >40µg/m3 are rare in the UK - this calculation will still work, but please check your data. | Warning: your receptor is more than 20m further from the kerb than your monitor - treat result with caution. | Warning: your monitor is more than 10m further from the kerb than your receptor - treat result with caution. | Predicted concentration at Receptor above AQS objective. |  | Warning: Monitored NO2 concentrations <5µg/m3 or >110µg/m3 are rare in the UK - this calculation will still work, but please check your data. |  |  |  |  | Yes
[9 empty] | Error: Measured concentration must be above background concentration. | Warning: Background NO2 concentrations <3µg/m3 or >40µg/m3 are rare in the UK - this calculation will still work, but please check your data. | Warning: your receptor is more than 20m further from the kerb than your monitor - treat result with caution. | Warning: your monitor is more than 10m further from the kerb than your receptor - treat result with caution. | Predicted concentration at Receptor above AQS objective. |  | Warning: Monitored NO2 concentrations <5µg/m3 or >110µg/m3 are rare in the UK - this calculation will still work, but please check your data. |  |  |  |  | Yes
[9 empty] | Error: Measured concentration must be above background concentration. | Warning: Background NO2 concentrations <3µg/m3 or >40µg/m3 are rare in the UK - this calculation will still work, but please check your data. | Warning: your receptor is more than 20m further from the kerb than your monitor - treat result with caution. | Warning: your monitor is more than 10m further from the kerb than your receptor - treat result with caution. | Predicted concentration at Receptor above AQS objective. |  | Warning: Monitored NO2 concentrations <5µg/m3 or >110µg/m3 are rare in the UK - this calculation will still work, but please check your data. |  |  |  |  | Yes
[9 empty] | Error: Measured concentration must be above background concentration. | Warning: Background NO2 concentrations <3µg/m3 or >40µg/m3 are rare in the UK - this calculation will still work, but please check your data. | Warning: your receptor is more than 20m further from the kerb than your monitor - treat result with caution. | Warning: your monitor is more than 10m further from the kerb than your receptor - treat result with caution. | Predicted concentration at Receptor above AQS objective. |  | Warning: Monitored NO2 concentrations <5µg/m3 or >110µg/m3 are rare in the UK - this calculation will still work, but please check your data. |  |  |  |  | Yes
[9 empty] | Error: Measured concentration must be above background concentration. | Warning: Background NO2 concentrations <3µg/m3 or >40µg/m3 are rare in the UK - this calculation will still work, but please check your data. | Warning: your receptor is more than 20m further from the kerb than your monitor - treat result with caution. | Warning: your monitor is more than 10m further from the kerb than your receptor - treat result with caution. | Predicted concentration at Receptor above AQS objective. |  | Warning: Monitored NO2 concentrations <5µg/m3 or >110µg/m3 are rare in the UK - this calculation will still work, but please check your data. |  |  |  |  | Yes
[9 empty] | Error: Measured concentration must be above background concentration. | Warning: Background NO2 concentrations <3µg/m3 or >40µg/m3 are rare in the UK - this calculation will still work, but please check your data. | Warning: your receptor is more than 20m further from the kerb than your monitor - treat result with caution. | Warning: your monitor is more than 10m further from the kerb than your receptor - treat result with caution. | Predicted concentration at Receptor above AQS objective. |  | Warning: Monitored NO2 concentrations <5µg/m3 or >110µg/m3 are rare in the UK - this calculation will still work, but please check your data. |  |  |  |  | Yes
[9 empty] | Error: Measured concentration must be above background concentration. | Warning: Background NO2 concentrations <3µg/m3 or >40µg/m3 are rare in the UK - this calculation will still work, but please check your data. | Warning: your receptor is more than 20m further from the kerb than your monitor - treat result with caution. | Warning: your monitor is more than 10m further from the kerb than your receptor - treat result with caution. | Predicted concentration at Receptor above AQS objective. |  | Warning: Monitored NO2 concentrations <5µg/m3 or >110µg/m3 are rare in the UK - this calculation will still work, but please check your data. |  |  |  |  | Yes
[9 empty] | Error: Measured concentration must be above background concentration. | Warning: Background NO2 concentrations <3µg/m3 or >40µg/m3 are rare in the UK - this calculation will still work, but please check your data. | Warning: your receptor is more than 20m further from the kerb than your monitor - treat result with caution. | Warning: your monitor is more than 10m further from the kerb than your receptor - treat result with caution. | Predicted concentration at Receptor above AQS objective. |  | Warning: Monitored NO2 concentrations <5µg/m3 or >110µg/m3 are rare in the UK - this calculation will still work, but please check your data. |  |  |  |  | Yes
[9 empty] | Error: Measured concentration must be above background concentration. | Warning: Background NO2 concentrations <3µg/m3 or >40µg/m3 are rare in the UK - this calculation will still work, but please check your data. | Warning: your receptor is more than 20m further from the kerb than your monitor - treat result with caution. | Warning: your monitor is more than 10m further from the kerb than your receptor - treat result with caution. | Predicted concentration at Receptor above AQS objective. |  | Warning: Monitored NO2 concentrations <5µg/m3 or >110µg/m3 are rare in the UK - this calculation will still work, but please check your data. |  |  |  |  | Yes
[9 empty] | Error: Measured concentration must be above background concentration. | Warning: Background NO2 concentrations <3µg/m3 or >40µg/m3 are rare in the UK - this calculation will still work, but please check your data. | Warning: your receptor is more than 20m further from the kerb than your monitor - treat result with caution. | Warning: your monitor is more than 10m further from the kerb than your receptor - treat result with caution. | Predicted concentration at Receptor above AQS objective. |  | Warning: Monitored NO2 concentrations <5µg/m3 or >110µg/m3 are rare in the UK - this calculation will still work, but please check your data. |  |  |  |  | Yes
[9 empty] | Error: Measured concentration must be above background concentration. | Warning: Background NO2 concentrations <3µg/m3 or >40µg/m3 are rare in the UK - this calculation will still work, but please check your data. | Warning: your receptor is more than 20m further from the kerb than your monitor - treat result with caution. | Warning: your monitor is more than 10m further from the kerb than your receptor - treat result with caution. | Predicted concentration at Receptor above AQS objective. |  | Warning: Monitored NO2 concentrations <5µg/m3 or >110µg/m3 are rare in the UK - this calculation will still work, but please check your data. |  |  |  |  | Yes
[9 empty] | Error: Measured concentration must be above background concentration. | Warning: Background NO2 concentrations <3µg/m3 or >40µg/m3 are rare in the UK - this calculation will still work, but please check your data. | Warning: your receptor is more than 20m further from the kerb than your monitor - treat result with caution. | Warning: your monitor is more than 10m further from the kerb than your receptor - treat result with caution. | Predicted concentration at Receptor above AQS objective. |  | Warning: Monitored NO2 concentrations <5µg/m3 or >110µg/m3 are rare in the UK - this calculation will still work, but please check your data. |  |  |  |  | Yes
[9 empty] | Error: Measured concentration must be above background concentration. | Warning: Background NO2 concentrations <3µg/m3 or >40µg/m3 are rare in the UK - this calculation will still work, but please check your data. | Warning: your receptor is more than 20m further from the kerb than your monitor - treat result with caution. | Warning: your monitor is more than 10m further from the kerb than your receptor - treat result with caution. | Predicted concentration at Receptor above AQS objective. |  | Warning: Monitored NO2 concentrations <5µg/m3 or >110µg/m3 are rare in the UK - this calculation will still work, but please check your data. |  |  |  |  | Yes
[9 empty] | Error: Measured concentration must be above background concentration. | Warning: Background NO2 concentrations <3µg/m3 or >40µg/m3 are rare in the UK - this calculation will still work, but please check your data. | Warning: your receptor is more than 20m further from the kerb than your monitor - treat result with caution. | Warning: your monitor is more than 10m further from the kerb than your receptor - treat result with caution. | Predicted concentration at Receptor above AQS objective. |  | Warning: Monitored NO2 concentrations <5µg/m3 or >110µg/m3 are rare in the UK - this calculation will still work, but please check your data. |  |  |  |  | Yes
[9 empty] | Error: Measured concentration must be above background concentration. | Warning: Background NO2 concentrations <3µg/m3 or >40µg/m3 are rare in the UK - this calculation will still work, but please check your data. | Warning: your receptor is more than 20m further from the kerb than your monitor - treat result with caution. | Warning: your monitor is more than 10m further from the kerb than your receptor - treat result with caution. | Predicted concentration at Receptor above AQS objective. |  | Warning: Monitored NO2 concentrations <5µg/m3 or >110µg/m3 are rare in the UK - this calculation will still work, but please check your data. |  |  |  |  | Yes
[9 empty] | Error: Measured concentration must be above background concentration. | Warning: Background NO2 concentrations <3µg/m3 or >40µg/m3 are rare in the UK - this calculation will still work, but please check your data. | Warning: your receptor is more than 20m further from the kerb than your monitor - treat result with caution. | Warning: your monitor is more than 10m further from the kerb than your receptor - treat result with caution. | Predicted concentration at Receptor above AQS objective. |  | Warning: Monitored NO2 concentrations <5µg/m3 or >110µg/m3 are rare in the UK - this calculation will still work, but please check your data. |  |  |  |  | Yes
[9 empty] | Error: Measured concentration must be above background concentration. | Warning: Background NO2 concentrations <3µg/m3 or >40µg/m3 are rare in the UK - this calculation will still work, but please check your data. | Warning: your receptor is more than 20m further from the kerb than your monitor - treat result with caution. | Warning: your monitor is more than 10m further from the kerb than your receptor - treat result with caution. | Predicted concentration at Receptor above AQS objective. |  | Warning: Monitored NO2 concentrations <5µg/m3 or >110µg/m3 are rare in the UK - this calculation will still work, but please check your data. |  |  |  |  | Yes
[9 empty] | Error: Measured concentration must be above background concentration. | Warning: Background NO2 concentrations <3µg/m3 or >40µg/m3 are rare in the UK - this calculation will still work, but please check your data. | Warning: your receptor is more than 20m further from the kerb than your monitor - treat result with caution. | Warning: your monitor is more than 10m further from the kerb than your receptor - treat result with caution. | Predicted concentration at Receptor above AQS objective. |  | Warning: Monitored NO2 concentrations <5µg/m3 or >110µg/m3 are rare in the UK - this calculation will still work, but please check your data. |  |  |  |  | Yes
[9 empty] | Error: Measured concentration must be above background concentration. | Warning: Background NO2 concentrations <3µg/m3 or >40µg/m3 are rare in the UK - this calculation will still work, but please check your data. | Warning: your receptor is more than 20m further from the kerb than your monitor - treat result with caution. | Warning: your monitor is more than 10m further from the kerb than your receptor - treat result with caution. | Predicted concentration at Receptor above AQS objective. |  | Warning: Monitored NO2 concentrations <5µg/m3 or >110µg/m3 are rare in the UK - this calculation will still work, but please check your data. |  |  |  |  | Yes
[9 empty] | Error: Measured concentration must be above background concentration. | Warning: Background NO2 concentrations <3µg/m3 or >40µg/m3 are rare in the UK - this calculation will still work, but please check your data. | Warning: your receptor is more than 20m further from the kerb than your monitor - treat result with caution. | Warning: your monitor is more than 10m further from the kerb than your receptor - treat result with caution. | Predicted concentration at Receptor above AQS objective. |  | Warning: Monitored NO2 concentrations <5µg/m3 or >110µg/m3 are rare in the UK - this calculation will still work, but please check your data. |  |  |  |  | Yes
[9 empty] | Error: Measured concentration must be above background concentration. | Warning: Background NO2 concentrations <3µg/m3 or >40µg/m3 are rare in the UK - this calculation will still work, but please check your data. | Warning: your receptor is more than 20m further from the kerb than your monitor - treat result with caution. | Warning: your monitor is more than 10m further from the kerb than your receptor - treat result with caution. | Predicted concentration at Receptor above AQS objective. |  | Warning: Monitored NO2 concentrations <5µg/m3 or >110µg/m3 are rare in the UK - this calculation will still work, but please check your data. |  |  |  |  | Yes
[9 empty] | Error: Measured concentration must be above background concentration. | Warning: Background NO2 concentrations <3µg/m3 or >40µg/m3 are rare in the UK - this calculation will still work, but please check your data. | Warning: your receptor is more than 20m further from the kerb than your monitor - treat result with caution. | Warning: your monitor is more than 10m further from the kerb than your receptor - treat result with caution. | Predicted concentration at Receptor above AQS objective. |  | Warning: Monitored NO2 concentrations <5µg/m3 or >110µg/m3 are rare in the UK - this calculation will still work, but please check your data. |  |  |  |  | Yes
[9 empty] | Error: Measured concentration must be above background concentration. | Warning: Background NO2 concentrations <3µg/m3 or >40µg/m3 are rare in the UK - this calculation will still work, but please check your data. | Warning: your receptor is more than 20m further from the kerb than your monitor - treat result with caution. | Warning: your monitor is more than 10m further from the kerb than your receptor - treat result with caution. | Predicted concentration at Receptor above AQS objective. |  | Warning: Monitored NO2 concentrations <5µg/m3 or >110µg/m3 are rare in the UK - this calculation will still work, but please check your data. |  |  |  |  | Yes
[9 empty] | Error: Measured concentration must be above background concentration. | Warning: Background NO2 concentrations <3µg/m3 or >40µg/m3 are rare in the UK - this calculation will still work, but please check your data. | Warning: your receptor is more than 20m further from the kerb than your monitor - treat result with caution. | Warning: your monitor is more than 10m further from the kerb than your receptor - treat result with caution. | Predicted concentration at Receptor above AQS objective. |  | Warning: Monitored NO2 concentrations <5µg/m3 or >110µg/m3 are rare in the UK - this calculation will still work, but please check your data. |  |  |  |  | Yes
[9 empty] | Error: Measured concentration must be above background concentration. | Warning: Background NO2 concentrations <3µg/m3 or >40µg/m3 are rare in the UK - this calculation will still work, but please check your data. | Warning: your receptor is more than 20m further from the kerb than your monitor - treat result with caution. | Warning: your monitor is more than 10m further from the kerb than your receptor - treat result with caution. | Predicted concentration at Receptor above AQS objective. |  | Warning: Monitored NO2 concentrations <5µg/m3 or >110µg/m3 are rare in the UK - this calculation will still work, but please check your data. |  |  |  |  | Yes
[9 empty] | Error: Measured concentration must be above background concentration. | Warning: Background NO2 concentrations <3µg/m3 or >40µg/m3 are rare in the UK - this calculation will still work, but please check your data. | Warning: your receptor is more than 20m further from the kerb than your monitor - treat result with caution. | Warning: your monitor is more than 10m further from the kerb than your receptor - treat result with caution. | Predicted concentration at Receptor above AQS objective. |  | Warning: Monitored NO2 concentrations <5µg/m3 or >110µg/m3 are rare in the UK - this calculation will still work, but please check your data. |  |  |  |  | Yes
[9 empty] | Error: Measured concentration must be above background concentration. | Warning: Background NO2 concentrations <3µg/m3 or >40µg/m3 are rare in the UK - this calculation will still work, but please check your data. | Warning: your receptor is more than 20m further from the kerb than your monitor - treat result with caution. | Warning: your monitor is more than 10m further from the kerb than your receptor - treat result with caution. | Predicted concentration at Receptor above AQS objective. |  | Warning: Monitored NO2 concentrations <5µg/m3 or >110µg/m3 are rare in the UK - this calculation will still work, but please check your data. |  |  |  |  | Yes
[9 empty] | Error: Measured concentration must be above background concentration. | Warning: Background NO2 concentrations <3µg/m3 or >40µg/m3 are rare in the UK - this calculation will still work, but please check your data. | Warning: your receptor is more than 20m further from the kerb than your monitor - treat result with caution. | Warning: your monitor is more than 10m further from the kerb than your receptor - treat result with caution. | Predicted concentration at Receptor above AQS objective. |  | Warning: Monitored NO2 concentrations <5µg/m3 or >110µg/m3 are rare in the UK - this calculation will still work, but please check your data. |  |  |  |  | Yes
[9 empty] | Error: Measured concentration must be above background concentration. | Warning: Background NO2 concentrations <3µg/m3 or >40µg/m3 are rare in the UK - this calculation will still work, but please check your data. | Warning: your receptor is more than 20m further from the kerb than your monitor - treat result with caution. | Warning: your monitor is more than 10m further from the kerb than your receptor - treat result with caution. | Predicted concentration at Receptor above AQS objective. |  | Warning: Monitored NO2 concentrations <5µg/m3 or >110µg/m3 are rare in the UK - this calculation will still work, but please check your data. |  |  |  |  | Yes
[9 empty] | Error: Measured concentration must be above background concentration. | Warning: Background NO2 concentrations <3µg/m3 or >40µg/m3 are rare in the UK - this calculation will still work, but please check your data. | Warning: your receptor is more than 20m further from the kerb than your monitor - treat result with caution. | Warning: your monitor is more than 10m further from the kerb than your receptor - treat result with caution. | Predicted concentration at Receptor above AQS objective. |  | Warning: Monitored NO2 concentrations <5µg/m3 or >110µg/m3 are rare in the UK - this calculation will still work, but please check your data. |  |  |  |  | Yes
[9 empty] | Error: Measured concentration must be above background concentration. | Warning: Background NO2 concentrations <3µg/m3 or >40µg/m3 are rare in the UK - this calculation will still work, but please check your data. | Warning: your receptor is more than 20m further from the kerb than your monitor - treat result with caution. | Warning: your monitor is more than 10m further from the kerb than your receptor - treat result with caution. | Predicted concentration at Receptor above AQS objective. |  | Warning: Monitored NO2 concentrations <5µg/m3 or >110µg/m3 are rare in the UK - this calculation will still work, but please check your data. |  |  |  |  | Yes
[9 empty] | Error: Measured concentration must be above background concentration. | Warning: Background NO2 concentrations <3µg/m3 or >40µg/m3 are rare in the UK - this calculation will still work, but please check your data. | Warning: your receptor is more than 20m further from the kerb than your monitor - treat result with caution. | Warning: your monitor is more than 10m further from the kerb than your receptor - treat result with caution. | Predicted concentration at Receptor above AQS objective. |  | Warning: Monitored NO2 concentrations <5µg/m3 or >110µg/m3 are rare in the UK - this calculation will still work, but please check your data. |  |  |  |  | Yes
[9 empty] | Error: Measured concentration must be above background concentration. | Warning: Background NO2 concentrations <3µg/m3 or >40µg/m3 are rare in the UK - this calculation will still work, but please check your data. | Warning: your receptor is more than 20m further from the kerb than your monitor - treat result with caution. | Warning: your monitor is more than 10m further from the kerb than your receptor - treat result with caution. | Predicted concentration at Receptor above AQS objective. |  | Warning: Monitored NO2 concentrations <5µg/m3 or >110µg/m3 are rare in the UK - this calculation will still work, but please check your data. |  |  |  |  | Yes
[9 empty] | Error: Measured concentration must be above background concentration. | Warning: Background NO2 concentrations <3µg/m3 or >40µg/m3 are rare in the UK - this calculation will still work, but please check your data. | Warning: your receptor is more than 20m further from the kerb than your monitor - treat result with caution. | Warning: your monitor is more than 10m further from the kerb than your receptor - treat result with caution. | Predicted concentration at Receptor above AQS objective. |  | Warning: Monitored NO2 concentrations <5µg/m3 or >110µg/m3 are rare in the UK - this calculation will still work, but please check your data. |  |  |  |  | Yes
[9 empty] | Error: Measured concentration must be above background concentration. | Warning: Background NO2 concentrations <3µg/m3 or >40µg/m3 are rare in the UK - this calculation will still work, but please check your data. | Warning: your receptor is more than 20m further from the kerb than your monitor - treat result with caution. | Warning: your monitor is more than 10m further from the kerb than your receptor - treat result with caution. | Predicted concentration at Receptor above AQS objective. |  | Warning: Monitored NO2 concentrations <5µg/m3 or >110µg/m3 are rare in the UK - this calculation will still work, but please check your data. |  |  |  |  | Yes
[9 empty] | Error: Measured concentration must be above background concentration. | Warning: Background NO2 concentrations <3µg/m3 or >40µg/m3 are rare in the UK - this calculation will still work, but please check your data. | Warning: your receptor is more than 20m further from the kerb than your monitor - treat result with caution. | Warning: your monitor is more than 10m further from the kerb than your receptor - treat result with caution. | Predicted concentration at Receptor above AQS objective. |  | Warning: Monitored NO2 concentrations <5µg/m3 or >110µg/m3 are rare in the UK - this calculation will still work, but please check your data. |  |  |  |  | Yes
[9 empty] | Error: Measured concentration must be above background concentration. | Warning: Background NO2 concentrations <3µg/m3 or >40µg/m3 are rare in the UK - this calculation will still work, but please check your data. | Warning: your receptor is more than 20m further from the kerb than your monitor - treat result with caution. | Warning: your monitor is more than 10m further from the kerb than your receptor - treat result with caution. | Predicted concentration at Receptor above AQS objective. |  | Warning: Monitored NO2 concentrations <5µg/m3 or >110µg/m3 are rare in the UK - this calculation will still work, but please check your data. |  |  |  |  | Yes
[9 empty] | Error: Measured concentration must be above background concentration. | Warning: Background NO2 concentrations <3µg/m3 or >40µg/m3 are rare in the UK - this calculation will still work, but please check your data. | Warning: your receptor is more than 20m further from the kerb than your monitor - treat result with caution. | Warning: your monitor is more than 10m further from the kerb than your receptor - treat result with caution. | Predicted concentration at Receptor above AQS objective. |  | Warning: Monitored NO2 concentrations <5µg/m3 or >110µg/m3 are rare in the UK - this calculation will still work, but please check your data. |  |  |  |  | Yes
[9 empty] | Error: Measured concentration must be above background concentration. | Warning: Background NO2 concentrations <3µg/m3 or >40µg/m3 are rare in the UK - this calculation will still work, but please check your data. | Warning: your receptor is more than 20m further from the kerb than your monitor - treat result with caution. | Warning: your monitor is more than 10m further from the kerb than your receptor - treat result with caution. | Predicted concentration at Receptor above AQS objective. |  | Warning: Monitored NO2 concentrations <5µg/m3 or >110µg/m3 are rare in the UK - this calculation will still work, but please check your data. |  |  |  |  | Yes
[9 empty] | Error: Measured concentration must be above background concentration. | Warning: Background NO2 concentrations <3µg/m3 or >40µg/m3 are rare in the UK - this calculation will still work, but please check your data. | Warning: your receptor is more than 20m further from the kerb than your monitor - treat result with caution. | Warning: your monitor is more than 10m further from the kerb than your receptor - treat result with caution. | Predicted concentration at Receptor above AQS objective. |  | Warning: Monitored NO2 concentrations <5µg/m3 or >110µg/m3 are rare in the UK - this calculation will still work, but please check your data. |  |  |  |  | Yes
[9 empty] | Error: Measured concentration must be above background concentration. | Warning: Background NO2 concentrations <3µg/m3 or >40µg/m3 are rare in the UK - this calculation will still work, but please check your data. | Warning: your receptor is more than 20m further from the kerb than your monitor - treat result with caution. | Warning: your monitor is more than 10m further from the kerb than your receptor - treat result with caution. | Predicted concentration at Receptor above AQS objective. |  | Warning: Monitored NO2 concentrations <5µg/m3 or >110µg/m3 are rare in the UK - this calculation will still work, but please check your data. |  |  |  |  | Yes
[9 empty] | Error: Measured concentration must be above background concentration. | Warning: Background NO2 concentrations <3µg/m3 or >40µg/m3 are rare in the UK - this calculation will still work, but please check your data. | Warning: your receptor is more than 20m further from the kerb than your monitor - treat result with caution. | Warning: your monitor is more than 10m further from the kerb than your receptor - treat result with caution. | Predicted concentration at Receptor above AQS objective. |  | Warning: Monitored NO2 concentrations <5µg/m3 or >110µg/m3 are rare in the UK - this calculation will still work, but please check your data. |  |  |  |  | Yes
[9 empty] | Error: Measured concentration must be above background concentration. | Warning: Background NO2 concentrations <3µg/m3 or >40µg/m3 are rare in the UK - this calculation will still work, but please check your data. | Warning: your receptor is more than 20m further from the kerb than your monitor - treat result with caution. | Warning: your monitor is more than 10m further from the kerb than your receptor - treat result with caution. | Predicted concentration at Receptor above AQS objective. |  | Warning: Monitored NO2 concentrations <5µg/m3 or >110µg/m3 are rare in the UK - this calculation will still work, but please check your data. |  |  |  |  | Yes
[9 empty] | Error: Measured concentration must be above background concentration. | Warning: Background NO2 concentrations <3µg/m3 or >40µg/m3 are rare in the UK - this calculation will still work, but please check your data. | Warning: your receptor is more than 20m further from the kerb than your monitor - treat result with caution. | Warning: your monitor is more than 10m further from the kerb than your receptor - treat result with caution. | Predicted concentration at Receptor above AQS objective. |  | Warning: Monitored NO2 concentrations <5µg/m3 or >110µg/m3 are rare in the UK - this calculation will still work, but please check your data. |  |  |  |  | Yes
[9 empty] | Error: Measured concentration must be above background concentration. | Warning: Background NO2 concentrations <3µg/m3 or >40µg/m3 are rare in the UK - this calculation will still work, but please check your data. | Warning: your receptor is more than 20m further from the kerb than your monitor - treat result with caution. | Warning: your monitor is more than 10m further from the kerb than your receptor - treat result with caution. | Predicted concentration at Receptor above AQS objective. |  | Warning: Monitored NO2 concentrations <5µg/m3 or >110µg/m3 are rare in the UK - this calculation will still work, but please check your data. |  |  |  |  | Yes
[9 empty] | Error: Measured concentration must be above background concentration. | Warning: Background NO2 concentrations <3µg/m3 or >40µg/m3 are rare in the UK - this calculation will still work, but please check your data. | Warning: your receptor is more than 20m further from the kerb than your monitor - treat result with caution. | Warning: your monitor is more than 10m further from the kerb than your receptor - treat result with caution. | Predicted concentration at Receptor above AQS objective. |  | Warning: Monitored NO2 concentrations <5µg/m3 or >110µg/m3 are rare in the UK - this calculation will still work, but please check your data. |  |  |  |  | Yes
[9 empty] | Error: Measured concentration must be above background concentration. | Warning: Background NO2 concentrations <3µg/m3 or >40µg/m3 are rare in the UK - this calculation will still work, but please check your data. | Warning: your receptor is more than 20m further from the kerb than your monitor - treat result with caution. | Warning: your monitor is more than 10m further from the kerb than your receptor - treat result with caution. | Predicted concentration at Receptor above AQS objective. |  | Warning: Monitored NO2 concentrations <5µg/m3 or >110µg/m3 are rare in the UK - this calculation will still work, but please check your data. |  |  |  |  | Yes
[9 empty] | Error: Measured concentration must be above background concentration. | Warning: Background NO2 concentrations <3µg/m3 or >40µg/m3 are rare in the UK - this calculation will still work, but please check your data. | Warning: your receptor is more than 20m further from the kerb than your monitor - treat result with caution. | Warning: your monitor is more than 10m further from the kerb than your receptor - treat result with caution. | Predicted concentration at Receptor above AQS objective. |  | Warning: Monitored NO2 concentrations <5µg/m3 or >110µg/m3 are rare in the UK - this calculation will still work, but please check your data. |  |  |  |  | Yes
[9 empty] | Error: Measured concentration must be above background concentration. | Warning: Background NO2 concentrations <3µg/m3 or >40µg/m3 are rare in the UK - this calculation will still work, but please check your data. | Warning: your receptor is more than 20m further from the kerb than your monitor - treat result with caution. | Warning: your monitor is more than 10m further from the kerb than your receptor - treat result with caution. | Predicted concentration at Receptor above AQS objective. |  | Warning: Monitored NO2 concentrations <5µg/m3 or >110µg/m3 are rare in the UK - this calculation will still work, but please check your data. |  |  |  |  | Yes
[9 empty] | Error: Measured concentration must be above background concentration. | Warning: Background NO2 concentrations <3µg/m3 or >40µg/m3 are rare in the UK - this calculation will still work, but please check your data. | Warning: your receptor is more than 20m further from the kerb than your monitor - treat result with caution. | Warning: your monitor is more than 10m further from the kerb than your receptor - treat result with caution. | Predicted concentration at Receptor above AQS objective. |  | Warning: Monitored NO2 concentrations <5µg/m3 or >110µg/m3 are rare in the UK - this calculation will still work, but please check your data. |  |  |  |  | Yes
[9 empty] | Error: Measured concentration must be above background concentration. | Warning: Background NO2 concentrations <3µg/m3 or >40µg/m3 are rare in the UK - this calculation will still work, but please check your data. | Warning: your receptor is more than 20m further from the kerb than your monitor - treat result with caution. | Warning: your monitor is more than 10m further from the kerb than your receptor - treat result with caution. | Predicted concentration at Receptor above AQS objective. |  | Warning: Monitored NO2 concentrations <5µg/m3 or >110µg/m3 are rare in the UK - this calculation will still work, but please check your data. |  |  |  |  | Yes
[9 empty] | Error: Measured concentration must be above background concentration. | Warning: Background NO2 concentrations <3µg/m3 or >40µg/m3 are rare in the UK - this calculation will still work, but please check your data. | Warning: your receptor is more than 20m further from the kerb than your monitor - treat result with caution. | Warning: your monitor is more than 10m further from the kerb than your receptor - treat result with caution. | Predicted concentration at Receptor above AQS objective. |  | Warning: Monitored NO2 concentrations <5µg/m3 or >110µg/m3 are rare in the UK - this calculation will still work, but please check your data. |  |  |  |  | Yes
[9 empty] | Error: Measured concentration must be above background concentration. | Warning: Background NO2 concentrations <3µg/m3 or >40µg/m3 are rare in the UK - this calculation will still work, but please check your data. | Warning: your receptor is more than 20m further from the kerb than your monitor - treat result with caution. | Warning: your monitor is more than 10m further from the kerb than your receptor - treat result with caution. | Predicted concentration at Receptor above AQS objective. |  | Warning: Monitored NO2 concentrations <5µg/m3 or >110µg/m3 are rare in the UK - this calculation will still work, but please check your data. |  |  |  |  | Yes
[9 empty] | Error: Measured concentration must be above background concentration. | Warning: Background NO2 concentrations <3µg/m3 or >40µg/m3 are rare in the UK - this calculation will still work, but please check your data. | Warning: your receptor is more than 20m further from the kerb than your monitor - treat result with caution. | Warning: your monitor is more than 10m further from the kerb than your receptor - treat result with caution. | Predicted concentration at Receptor above AQS objective. |  | Warning: Monitored NO2 concentrations <5µg/m3 or >110µg/m3 are rare in the UK - this calculation will still work, but please check your data. |  |  |  |  | Yes
[9 empty] | Error: Measured concentration must be above background concentration. | Warning: Background NO2 concentrations <3µg/m3 or >40µg/m3 are rare in the UK - this calculation will still work, but please check your data. | Warning: your receptor is more than 20m further from the kerb than your monitor - treat result with caution. | Warning: your monitor is more than 10m further from the kerb than your receptor - treat result with caution. | Predicted concentration at Receptor above AQS objective. |  | Warning: Monitored NO2 concentrations <5µg/m3 or >110µg/m3 are rare in the UK - this calculation will still work, but please check your data. |  |  |  |  | Yes
[9 empty] | Error: Measured concentration must be above background concentration. | Warning: Background NO2 concentrations <3µg/m3 or >40µg/m3 are rare in the UK - this calculation will still work, but please check your data. | Warning: your receptor is more than 20m further from the kerb than your monitor - treat result with caution. | Warning: your monitor is more than 10m further from the kerb than your receptor - treat result with caution. | Predicted concentration at Receptor above AQS objective. |  | Warning: Monitored NO2 concentrations <5µg/m3 or >110µg/m3 are rare in the UK - this calculation will still work, but please check your data. |  |  |  |  | Yes
[9 empty] | Error: Measured concentration must be above background concentration. | Warning: Background NO2 concentrations <3µg/m3 or >40µg/m3 are rare in the UK - this calculation will still work, but please check your data. | Warning: your receptor is more than 20m further from the kerb than your monitor - treat result with caution. | Warning: your monitor is more than 10m further from the kerb than your receptor - treat result with caution. | Predicted concentration at Receptor above AQS objective. |  | Warning: Monitored NO2 concentrations <5µg/m3 or >110µg/m3 are rare in the UK - this calculation will still work, but please check your data. |  |  |  |  | Yes
[9 empty] | Error: Measured concentration must be above background concentration. | Warning: Background NO2 concentrations <3µg/m3 or >40µg/m3 are rare in the UK - this calculation will still work, but please check your data. | Warning: your receptor is more than 20m further from the kerb than your monitor - treat result with caution. | Warning: your monitor is more than 10m further from the kerb than your receptor - treat result with caution. | Predicted concentration at Receptor above AQS objective. |  | Warning: Monitored NO2 concentrations <5µg/m3 or >110µg/m3 are rare in the UK - this calculation will still work, but please check your data. |  |  |  |  | Yes
[9 empty] | Error: Measured concentration must be above background concentration. | Warning: Background NO2 concentrations <3µg/m3 or >40µg/m3 are rare in the UK - this calculation will still work, but please check your data. | Warning: your receptor is more than 20m further from the kerb than your monitor - treat result with caution. | Warning: your monitor is more than 10m further from the kerb than your receptor - treat result with caution. | Predicted concentration at Receptor above AQS objective. |  | Warning: Monitored NO2 concentrations <5µg/m3 or >110µg/m3 are rare in the UK - this calculation will still work, but please check your data. |  |  |  |  | Yes
[9 empty] | Error: Measured concentration must be above background concentration. | Warning: Background NO2 concentrations <3µg/m3 or >40µg/m3 are rare in the UK - this calculation will still work, but please check your data. | Warning: your receptor is more than 20m further from the kerb than your monitor - treat result with caution. | Warning: your monitor is more than 10m further from the kerb than your receptor - treat result with caution. | Predicted concentration at Receptor above AQS objective. |  | Warning: Monitored NO2 concentrations <5µg/m3 or >110µg/m3 are rare in the UK - this calculation will still work, but please check your data. |  |  |  |  | Yes
[9 empty] | Error: Measured concentration must be above background concentration. | Warning: Background NO2 concentrations <3µg/m3 or >40µg/m3 are rare in the UK - this calculation will still work, but please check your data. | Warning: your receptor is more than 20m further from the kerb than your monitor - treat result with caution. | Warning: your monitor is more than 10m further from the kerb than your receptor - treat result with caution. | Predicted concentration at Receptor above AQS objective. |  | Warning: Monitored NO2 concentrations <5µg/m3 or >110µg/m3 are rare in the UK - this calculation will still work, but please check your data. |  |  |  |  | Yes
[9 empty] | Error: Measured concentration must be above background concentration. | Warning: Background NO2 concentrations <3µg/m3 or >40µg/m3 are rare in the UK - this calculation will still work, but please check your data. | Warning: your receptor is more than 20m further from the kerb than your monitor - treat result with caution. | Warning: your monitor is more than 10m further from the kerb than your receptor - treat result with caution. | Predicted concentration at Receptor above AQS objective. |  | Warning: Monitored NO2 concentrations <5µg/m3 or >110µg/m3 are rare in the UK - this calculation will still work, but please check your data. |  |  |  |  | Yes
[9 empty] | Error: Measured concentration must be above background concentration. | Warning: Background NO2 concentrations <3µg/m3 or >40µg/m3 are rare in the UK - this calculation will still work, but please check your data. | Warning: your receptor is more than 20m further from the kerb than your monitor - treat result with caution. | Warning: your monitor is more than 10m further from the kerb than your receptor - treat result with caution. | Predicted concentration at Receptor above AQS objective. |  | Warning: Monitored NO2 concentrations <5µg/m3 or >110µg/m3 are rare in the UK - this calculation will still work, but please check your data. |  |  |  |  | Yes
[9 empty] | Error: Measured concentration must be above background concentration. | Warning: Background NO2 concentrations <3µg/m3 or >40µg/m3 are rare in the UK - this calculation will still work, but please check your data. | Warning: your receptor is more than 20m further from the kerb than your monitor - treat result with caution. | Warning: your monitor is more than 10m further from the kerb than your receptor - treat result with caution. | Predicted concentration at Receptor above AQS objective. |  | Warning: Monitored NO2 concentrations <5µg/m3 or >110µg/m3 are rare in the UK - this calculation will still work, but please check your data. |  |  |  |  | Yes
[9 empty] | Error: Measured concentration must be above background concentration. | Warning: Background NO2 concentrations <3µg/m3 or >40µg/m3 are rare in the UK - this calculation will still work, but please check your data. | Warning: your receptor is more than 20m further from the kerb than your monitor - treat result with caution. | Warning: your monitor is more than 10m further from the kerb than your receptor - treat result with caution. | Predicted concentration at Receptor above AQS objective. |  | Warning: Monitored NO2 concentrations <5µg/m3 or >110µg/m3 are rare in the UK - this calculation will still work, but please check your data. |  |  |  |  | Yes
[9 empty] | Error: Measured concentration must be above background concentration. | Warning: Background NO2 concentrations <3µg/m3 or >40µg/m3 are rare in the UK - this calculation will still work, but please check your data. | Warning: your receptor is more than 20m further from the kerb than your monitor - treat result with caution. | Warning: your monitor is more than 10m further from the kerb than your receptor - treat result with caution. | Predicted concentration at Receptor above AQS objective. |  | Warning: Monitored NO2 concentrations <5µg/m3 or >110µg/m3 are rare in the UK - this calculation will still work, but please check your data. |  |  |  |  | Yes
[9 empty] | Error: Measured concentration must be above background concentration. | Warning: Background NO2 concentrations <3µg/m3 or >40µg/m3 are rare in the UK - this calculation will still work, but please check your data. | Warning: your receptor is more than 20m further from the kerb than your monitor - treat result with caution. | Warning: your monitor is more than 10m further from the kerb than your receptor - treat result with caution. | Predicted concentration at Receptor above AQS objective. |  | Warning: Monitored NO2 concentrations <5µg/m3 or >110µg/m3 are rare in the UK - this calculation will still work, but please check your data. |  |  |  |  | Yes
[9 empty] | Error: Measured concentration must be above background concentration. | Warning: Background NO2 concentrations <3µg/m3 or >40µg/m3 are rare in the UK - this calculation will still work, but please check your data. | Warning: your receptor is more than 20m further from the kerb than your monitor - treat result with caution. | Warning: your monitor is more than 10m further from the kerb than your receptor - treat result with caution. | Predicted concentration at Receptor above AQS objective. |  | Warning: Monitored NO2 concentrations <5µg/m3 or >110µg/m3 are rare in the UK - this calculation will still work, but please check your data. |  |  |  |  | Yes
[9 empty] | Error: Measured concentration must be above background concentration. | Warning: Background NO2 concentrations <3µg/m3 or >40µg/m3 are rare in the UK - this calculation will still work, but please check your data. | Warning: your receptor is more than 20m further from the kerb than your monitor - treat result with caution. | Warning: your monitor is more than 10m further from the kerb than your receptor - treat result with caution. | Predicted concentration at Receptor above AQS objective. |  | Warning: Monitored NO2 concentrations <5µg/m3 or >110µg/m3 are rare in the UK - this calculation will still work, but please check your data. |  |  |  |  | Yes
[9 empty] | Error: Measured concentration must be above background concentration. | Warning: Background NO2 concentrations <3µg/m3 or >40µg/m3 are rare in the UK - this calculation will still work, but please check your data. | Warning: your receptor is more than 20m further from the kerb than your monitor - treat result with caution. | Warning: your monitor is more than 10m further from the kerb than your receptor - treat result with caution. | Predicted concentration at Receptor above AQS objective. |  | Warning: Monitored NO2 concentrations <5µg/m3 or >110µg/m3 are rare in the UK - this calculation will still work, but please check your data. |  |  |  |  | Yes
[9 empty] | Error: Measured concentration must be above background concentration. | Warning: Background NO2 concentrations <3µg/m3 or >40µg/m3 are rare in the UK - this calculation will still work, but please check your data. | Warning: your receptor is more than 20m further from the kerb than your monitor - treat result with caution. | Warning: your monitor is more than 10m further from the kerb than your receptor - treat result with caution. | Predicted concentration at Receptor above AQS objective. |  | Warning: Monitored NO2 concentrations <5µg/m3 or >110µg/m3 are rare in the UK - this calculation will still work, but please check your data. |  |  |  |  | Yes
[9 empty] | Error: Measured concentration must be above background concentration. | Warning: Background NO2 concentrations <3µg/m3 or >40µg/m3 are rare in the UK - this calculation will still work, but please check your data. | Warning: your receptor is more than 20m further from the kerb than your monitor - treat result with caution. | Warning: your monitor is more than 10m further from the kerb than your receptor - treat result with caution. | Predicted concentration at Receptor above AQS objective. |  | Warning: Monitored NO2 concentrations <5µg/m3 or >110µg/m3 are rare in the UK - this calculation will still work, but please check your data. |  |  |  |  | Yes
[9 empty] | Error: Measured concentration must be above background concentration. | Warning: Background NO2 concentrations <3µg/m3 or >40µg/m3 are rare in the UK - this calculation will still work, but please check your data. | Warning: your receptor is more than 20m further from the kerb than your monitor - treat result with caution. | Warning: your monitor is more than 10m further from the kerb than your receptor - treat result with caution. | Predicted concentration at Receptor above AQS objective. |  | Warning: Monitored NO2 concentrations <5µg/m3 or >110µg/m3 are rare in the UK - this calculation will still work, but please check your data. |  |  |  |  | Yes
[9 empty] | Error: Measured concentration must be above background concentration. | Warning: Background NO2 concentrations <3µg/m3 or >40µg/m3 are rare in the UK - this calculation will still work, but please check your data. | Warning: your receptor is more than 20m further from the kerb than your monitor - treat result with caution. | Warning: your monitor is more than 10m further from the kerb than your receptor - treat result with caution. | Predicted concentration at Receptor above AQS objective. |  | Warning: Monitored NO2 concentrations <5µg/m3 or >110µg/m3 are rare in the UK - this calculation will still work, but please check your data. |  |  |  |  | Yes
[9 empty] | Error: Measured concentration must be above background concentration. | Warning: Background NO2 concentrations <3µg/m3 or >40µg/m3 are rare in the UK - this calculation will still work, but please check your data. | Warning: your receptor is more than 20m further from the kerb than your monitor - treat result with caution. | Warning: your monitor is more than 10m further from the kerb than your receptor - treat result with caution. | Predicted concentration at Receptor above AQS objective. |  | Warning: Monitored NO2 concentrations <5µg/m3 or >110µg/m3 are rare in the UK - this calculation will still work, but please check your data. |  |  |  |  | Yes
[9 empty] | Error: Measured concentration must be above background concentration. | Warning: Background NO2 concentrations <3µg/m3 or >40µg/m3 are rare in the UK - this calculation will still work, but please check your data. | Warning: your receptor is more than 20m further from the kerb than your monitor - treat result with caution. | Warning: your monitor is more than 10m further from the kerb than your receptor - treat result with caution. | Predicted concentration at Receptor above AQS objective. |  | Warning: Monitored NO2 concentrations <5µg/m3 or >110µg/m3 are rare in the UK - this calculation will still work, but please check your data. |  |  |  |  | Yes
[9 empty] | Error: Measured concentration must be above background concentration. | Warning: Background NO2 concentrations <3µg/m3 or >40µg/m3 are rare in the UK - this calculation will still work, but please check your data. | Warning: your receptor is more than 20m further from the kerb than your monitor - treat result with caution. | Warning: your monitor is more than 10m further from the kerb than your receptor - treat result with caution. | Predicted concentration at Receptor above AQS objective. |  | Warning: Monitored NO2 concentrations <5µg/m3 or >110µg/m3 are rare in the UK - this calculation will still work, but please check your data. |  |  |  |  | Yes
[9 empty] | Error: Measured concentration must be above background concentration. | Warning: Background NO2 concentrations <3µg/m3 or >40µg/m3 are rare in the UK - this calculation will still work, but please check your data. | Warning: your receptor is more than 20m further from the kerb than your monitor - treat result with caution. | Warning: your monitor is more than 10m further from the kerb than your receptor - treat result with caution. | Predicted concentration at Receptor above AQS objective. |  | Warning: Monitored NO2 concentrations <5µg/m3 or >110µg/m3 are rare in the UK - this calculation will still work, but please check your data. |  |  |  |  | Yes
[9 empty] | Error: Measured concentration must be above background concentration. | Warning: Background NO2 concentrations <3µg/m3 or >40µg/m3 are rare in the UK - this calculation will still work, but please check your data. | Warning: your receptor is more than 20m further from the kerb than your monitor - treat result with caution. | Warning: your monitor is more than 10m further from the kerb than your receptor - treat result with caution. | Predicted concentration at Receptor above AQS objective. |  | Warning: Monitored NO2 concentrations <5µg/m3 or >110µg/m3 are rare in the UK - this calculation will still work, but please check your data. |  |  |  |  | Yes
[9 empty] | Error: Measured concentration must be above background concentration. | Warning: Background NO2 concentrations <3µg/m3 or >40µg/m3 are rare in the UK - this calculation will still work, but please check your data. | Warning: your receptor is more than 20m further from the kerb than your monitor - treat result with caution. | Warning: your monitor is more than 10m further from the kerb than your receptor - treat result with caution. | Predicted concentration at Receptor above AQS objective. |  | Warning: Monitored NO2 concentrations <5µg/m3 or >110µg/m3 are rare in the UK - this calculation will still work, but please check your data. |  |  |  |  | Yes
[9 empty] | Error: Measured concentration must be above background concentration. | Warning: Background NO2 concentrations <3µg/m3 or >40µg/m3 are rare in the UK - this calculation will still work, but please check your data. | Warning: your receptor is more than 20m further from the kerb than your monitor - treat result with caution. | Warning: your monitor is more than 10m further from the kerb than your receptor - treat result with caution. | Predicted concentration at Receptor above AQS objective. |  | Warning: Monitored NO2 concentrations <5µg/m3 or >110µg/m3 are rare in the UK - this calculation will still work, but please check your data. |  |  |  |  | Yes
[9 empty] | Error: Measured concentration must be above background concentration. | Warning: Background NO2 concentrations <3µg/m3 or >40µg/m3 are rare in the UK - this calculation will still work, but please check your data. | Warning: your receptor is more than 20m further from the kerb than your monitor - treat result with caution. | Warning: your monitor is more than 10m further from the kerb than your receptor - treat result with caution. | Predicted concentration at Receptor above AQS objective. |  | Warning: Monitored NO2 concentrations <5µg/m3 or >110µg/m3 are rare in the UK - this calculation will still work, but please check your data. |  |  |  |  | Yes
[9 empty] | Error: Measured concentration must be above background concentration. | Warning: Background NO2 concentrations <3µg/m3 or >40µg/m3 are rare in the UK - this calculation will still work, but please check your data. | Warning: your receptor is more than 20m further from the kerb than your monitor - treat result with caution. | Warning: your monitor is more than 10m further from the kerb than your receptor - treat result with caution. | Predicted concentration at Receptor above AQS objective. |  | Warning: Monitored NO2 concentrations <5µg/m3 or >110µg/m3 are rare in the UK - this calculation will still work, but please check your data. |  |  |  |  | Yes
[9 empty] | Error: Measured concentration must be above background concentration. | Warning: Background NO2 concentrations <3µg/m3 or >40µg/m3 are rare in the UK - this calculation will still work, but please check your data. | Warning: your receptor is more than 20m further from the kerb than your monitor - treat result with caution. | Warning: your monitor is more than 10m further from the kerb than your receptor - treat result with caution. | Predicted concentration at Receptor above AQS objective. |  | Warning: Monitored NO2 concentrations <5µg/m3 or >110µg/m3 are rare in the UK - this calculation will still work, but please check your data. |  |  |  |  | Yes
[9 empty] | Error: Measured concentration must be above background concentration. | Warning: Background NO2 concentrations <3µg/m3 or >40µg/m3 are rare in the UK - this calculation will still work, but please check your data. | Warning: your receptor is more than 20m further from the kerb than your monitor - treat result with caution. | Warning: your monitor is more than 10m further from the kerb than your receptor - treat result with caution. | Predicted concentration at Receptor above AQS objective. |  | Warning: Monitored NO2 concentrations <5µg/m3 or >110µg/m3 are rare in the UK - this calculation will still work, but please check your data. |  |  |  |  | Yes
[9 empty] | Error: Measured concentration must be above background concentration. | Warning: Background NO2 concentrations <3µg/m3 or >40µg/m3 are rare in the UK - this calculation will still work, but please check your data. | Warning: your receptor is more than 20m further from the kerb than your monitor - treat result with caution. | Warning: your monitor is more than 10m further from the kerb than your receptor - treat result with caution. | Predicted concentration at Receptor above AQS objective. |  | Warning: Monitored NO2 concentrations <5µg/m3 or >110µg/m3 are rare in the UK - this calculation will still work, but please check your data. |  |  |  |  | Yes
[9 empty] | Error: Measured concentration must be above background concentration. | Warning: Background NO2 concentrations <3µg/m3 or >40µg/m3 are rare in the UK - this calculation will still work, but please check your data. | Warning: your receptor is more than 20m further from the kerb than your monitor - treat result with caution. | Warning: your monitor is more than 10m further from the kerb than your receptor - treat result with caution. | Predicted concentration at Receptor above AQS objective. |  | Warning: Monitored NO2 concentrations <5µg/m3 or >110µg/m3 are rare in the UK - this calculation will still work, but please check your data. |  |  |  |  | Yes
[9 empty] | Error: Measured concentration must be above background concentration. | Warning: Background NO2 concentrations <3µg/m3 or >40µg/m3 are rare in the UK - this calculation will still work, but please check your data. | Warning: your receptor is more than 20m further from the kerb than your monitor - treat result with caution. | Warning: your monitor is more than 10m further from the kerb than your receptor - treat result with caution. | Predicted concentration at Receptor above AQS objective. |  | Warning: Monitored NO2 concentrations <5µg/m3 or >110µg/m3 are rare in the UK - this calculation will still work, but please check your data. |  |  |  |  | Yes
[9 empty] | Error: Measured concentration must be above background concentration. | Warning: Background NO2 concentrations <3µg/m3 or >40µg/m3 are rare in the UK - this calculation will still work, but please check your data. | Warning: your receptor is more than 20m further from the kerb than your monitor - treat result with caution. | Warning: your monitor is more than 10m further from the kerb than your receptor - treat result with caution. | Predicted concentration at Receptor above AQS objective. |  | Warning: Monitored NO2 concentrations <5µg/m3 or >110µg/m3 are rare in the UK - this calculation will still work, but please check your data. |  |  |  |  | Yes
[9 empty] | Error: Measured concentration must be above background concentration. | Warning: Background NO2 concentrations <3µg/m3 or >40µg/m3 are rare in the UK - this calculation will still work, but please check your data. | Warning: your receptor is more than 20m further from the kerb than your monitor - treat result with caution. | Warning: your monitor is more than 10m further from the kerb than your receptor - treat result with caution. | Predicted concentration at Receptor above AQS objective. |  | Warning: Monitored NO2 concentrations <5µg/m3 or >110µg/m3 are rare in the UK - this calculation will still work, but please check your data. |  |  |  |  | Yes
[9 empty] | Error: Measured concentration must be above background concentration. | Warning: Background NO2 concentrations <3µg/m3 or >40µg/m3 are rare in the UK - this calculation will still work, but please check your data. | Warning: your receptor is more than 20m further from the kerb than your monitor - treat result with caution. | Warning: your monitor is more than 10m further from the kerb than your receptor - treat result with caution. | Predicted concentration at Receptor above AQS objective. |  | Warning: Monitored NO2 concentrations <5µg/m3 or >110µg/m3 are rare in the UK - this calculation will still work, but please check your data. |  |  |  |  | Yes
[9 empty] | Error: Measured concentration must be above background concentration. | Warning: Background NO2 concentrations <3µg/m3 or >40µg/m3 are rare in the UK - this calculation will still work, but please check your data. | Warning: your receptor is more than 20m further from the kerb than your monitor - treat result with caution. | Warning: your monitor is more than 10m further from the kerb than your receptor - treat result with caution. | Predicted concentration at Receptor above AQS objective. |  | Warning: Monitored NO2 concentrations <5µg/m3 or >110µg/m3 are rare in the UK - this calculation will still work, but please check your data. |  |  |  |  | Yes
[9 empty] | Error: Measured concentration must be above background concentration. | Warning: Background NO2 concentrations <3µg/m3 or >40µg/m3 are rare in the UK - this calculation will still work, but please check your data. | Warning: your receptor is more than 20m further from the kerb than your monitor - treat result with caution. | Warning: your monitor is more than 10m further from the kerb than your receptor - treat result with caution. | Predicted concentration at Receptor above AQS objective. |  | Warning: Monitored NO2 concentrations <5µg/m3 or >110µg/m3 are rare in the UK - this calculation will still work, but please check your data. |  |  |  |  | Yes
[9 empty] | Error: Measured concentration must be above background concentration. | Warning: Background NO2 concentrations <3µg/m3 or >40µg/m3 are rare in the UK - this calculation will still work, but please check your data. | Warning: your receptor is more than 20m further from the kerb than your monitor - treat result with caution. | Warning: your monitor is more than 10m further from the kerb than your receptor - treat result with caution. | Predicted concentration at Receptor above AQS objective. |  | Warning: Monitored NO2 concentrations <5µg/m3 or >110µg/m3 are rare in the UK - this calculation will still work, but please check your data. |  |  |  |  | Yes
[9 empty] | Error: Measured concentration must be above background concentration. | Warning: Background NO2 concentrations <3µg/m3 or >40µg/m3 are rare in the UK - this calculation will still work, but please check your data. | Warning: your receptor is more than 20m further from the kerb than your monitor - treat result with caution. | Warning: your monitor is more than 10m further from the kerb than your receptor - treat result with caution. | Predicted concentration at Receptor above AQS objective. |  | Warning: Monitored NO2 concentrations <5µg/m3 or >110µg/m3 are rare in the UK - this calculation will still work, but please check your data. |  |  |  |  | Yes
[9 empty] | Error: Measured concentration must be above background concentration. | Warning: Background NO2 concentrations <3µg/m3 or >40µg/m3 are rare in the UK - this calculation will still work, but please check your data. | Warning: your receptor is more than 20m further from the kerb than your monitor - treat result with caution. | Warning: your monitor is more than 10m further from the kerb than your receptor - treat result with caution. | Predicted concentration at Receptor above AQS objective. |  | Warning: Monitored NO2 concentrations <5µg/m3 or >110µg/m3 are rare in the UK - this calculation will still work, but please check your data. |  |  |  |  | Yes
[9 empty] | Error: Measured concentration must be above background concentration. | Warning: Background NO2 concentrations <3µg/m3 or >40µg/m3 are rare in the UK - this calculation will still work, but please check your data. | Warning: your receptor is more than 20m further from the kerb than your monitor - treat result with caution. | Warning: your monitor is more than 10m further from the kerb than your receptor - treat result with caution. | Predicted concentration at Receptor above AQS objective. |  | Warning: Monitored NO2 concentrations <5µg/m3 or >110µg/m3 are rare in the UK - this calculation will still work, but please check your data. |  |  |  |  | Yes
[9 empty] | Error: Measured concentration must be above background concentration. | Warning: Background NO2 concentrations <3µg/m3 or >40µg/m3 are rare in the UK - this calculation will still work, but please check your data. | Warning: your receptor is more than 20m further from the kerb than your monitor - treat result with caution. | Warning: your monitor is more than 10m further from the kerb than your receptor - treat result with caution. | Predicted concentration at Receptor above AQS objective. |  | Warning: Monitored NO2 concentrations <5µg/m3 or >110µg/m3 are rare in the UK - this calculation will still work, but please check your data. |  |  |  |  | Yes
[9 empty] | Error: Measured concentration must be above background concentration. | Warning: Background NO2 concentrations <3µg/m3 or >40µg/m3 are rare in the UK - this calculation will still work, but please check your data. | Warning: your receptor is more than 20m further from the kerb than your monitor - treat result with caution. | Warning: your monitor is more than 10m further from the kerb than your receptor - treat result with caution. | Predicted concentration at Receptor above AQS objective. |  | Warning: Monitored NO2 concentrations <5µg/m3 or >110µg/m3 are rare in the UK - this calculation will still work, but please check your data. |  |  |  |  | Yes
[9 empty] | Error: Measured concentration must be above background concentration. | Warning: Background NO2 concentrations <3µg/m3 or >40µg/m3 are rare in the UK - this calculation will still work, but please check your data. | Warning: your receptor is more than 20m further from the kerb than your monitor - treat result with caution. | Warning: your monitor is more than 10m further from the kerb than your receptor - treat result with caution. | Predicted concentration at Receptor above AQS objective. |  | Warning: Monitored NO2 concentrations <5µg/m3 or >110µg/m3 are rare in the UK - this calculation will still work, but please check your data. |  |  |  |  | Yes
[9 empty] | Error: Measured concentration must be above background concentration. | Warning: Background NO2 concentrations <3µg/m3 or >40µg/m3 are rare in the UK - this calculation will still work, but please check your data. | Warning: your receptor is more than 20m further from the kerb than your monitor - treat result with caution. | Warning: your monitor is more than 10m further from the kerb than your receptor - treat result with caution. | Predicted concentration at Receptor above AQS objective. |  | Warning: Monitored NO2 concentrations <5µg/m3 or >110µg/m3 are rare in the UK - this calculation will still work, but please check your data. |  |  |  |  | Yes
[9 empty] | Error: Measured concentration must be above background concentration. | Warning: Background NO2 concentrations <3µg/m3 or >40µg/m3 are rare in the UK - this calculation will still work, but please check your data. | Warning: your receptor is more than 20m further from the kerb than your monitor - treat result with caution. | Warning: your monitor is more than 10m further from the kerb than your receptor - treat result with caution. | Predicted concentration at Receptor above AQS objective. |  | Warning: Monitored NO2 concentrations <5µg/m3 or >110µg/m3 are rare in the UK - this calculation will still work, but please check your data. |  |  |  |  | Yes
[9 empty] | Error: Measured concentration must be above background concentration. | Warning: Background NO2 concentrations <3µg/m3 or >40µg/m3 are rare in the UK - this calculation will still work, but please check your data. | Warning: your receptor is more than 20m further from the kerb than your monitor - treat result with caution. | Warning: your monitor is more than 10m further from the kerb than your receptor - treat result with caution. | Predicted concentration at Receptor above AQS objective. |  | Warning: Monitored NO2 concentrations <5µg/m3 or >110µg/m3 are rare in the UK - this calculation will still work, but please check your data. |  |  |  |  | Yes
[9 empty] | Error: Measured concentration must be above background concentration. | Warning: Background NO2 concentrations <3µg/m3 or >40µg/m3 are rare in the UK - this calculation will still work, but please check your data. | Warning: your receptor is more than 20m further from the kerb than your monitor - treat result with caution. | Warning: your monitor is more than 10m further from the kerb than your receptor - treat result with caution. | Predicted concentration at Receptor above AQS objective. |  | Warning: Monitored NO2 concentrations <5µg/m3 or >110µg/m3 are rare in the UK - this calculation will still work, but please check your data. |  |  |  |  | Yes
[9 empty] | Error: Measured concentration must be above background concentration. | Warning: Background NO2 concentrations <3µg/m3 or >40µg/m3 are rare in the UK - this calculation will still work, but please check your data. | Warning: your receptor is more than 20m further from the kerb than your monitor - treat result with caution. | Warning: your monitor is more than 10m further from the kerb than your receptor - treat result with caution. | Predicted concentration at Receptor above AQS objective. |  | Warning: Monitored NO2 concentrations <5µg/m3 or >110µg/m3 are rare in the UK - this calculation will still work, but please check your data. |  |  |  |  | Yes
[9 empty] | Error: Measured concentration must be above background concentration. | Warning: Background NO2 concentrations <3µg/m3 or >40µg/m3 are rare in the UK - this calculation will still work, but please check your data. | Warning: your receptor is more than 20m further from the kerb than your monitor - treat result with caution. | Warning: your monitor is more than 10m further from the kerb than your receptor - treat result with caution. | Predicted concentration at Receptor above AQS objective. |  | Warning: Monitored NO2 concentrations <5µg/m3 or >110µg/m3 are rare in the UK - this calculation will still work, but please check your data. |  |  |  |  | Yes
[9 empty] | Error: Measured concentration must be above background concentration. | Warning: Background NO2 concentrations <3µg/m3 or >40µg/m3 are rare in the UK - this calculation will still work, but please check your data. | Warning: your receptor is more than 20m further from the kerb than your monitor - treat result with caution. | Warning: your monitor is more than 10m further from the kerb than your receptor - treat result with caution. | Predicted concentration at Receptor above AQS objective. |  | Warning: Monitored NO2 concentrations <5µg/m3 or >110µg/m3 are rare in the UK - this calculation will still work, but please check your data. |  |  |  |  | Yes
[9 empty] | Error: Measured concentration must be above background concentration. | Warning: Background NO2 concentrations <3µg/m3 or >40µg/m3 are rare in the UK - this calculation will still work, but please check your data. | Warning: your receptor is more than 20m further from the kerb than your monitor - treat result with caution. | Warning: your monitor is more than 10m further from the kerb than your receptor - treat result with caution. | Predicted concentration at Receptor above AQS objective. |  | Warning: Monitored NO2 concentrations <5µg/m3 or >110µg/m3 are rare in the UK - this calculation will still work, but please check your data. |  |  |  |  | Yes
[9 empty] | Error: Measured concentration must be above background concentration. | Warning: Background NO2 concentrations <3µg/m3 or >40µg/m3 are rare in the UK - this calculation will still work, but please check your data. | Warning: your receptor is more than 20m further from the kerb than your monitor - treat result with caution. | Warning: your monitor is more than 10m further from the kerb than your receptor - treat result with caution. | Predicted concentration at Receptor above AQS objective. |  | Warning: Monitored NO2 concentrations <5µg/m3 or >110µg/m3 are rare in the UK - this calculation will still work, but please check your data. |  |  |  |  | Yes
[9 empty] | Error: Measured concentration must be above background concentration. | Warning: Background NO2 concentrations <3µg/m3 or >40µg/m3 are rare in the UK - this calculation will still work, but please check your data. | Warning: your receptor is more than 20m further from the kerb than your monitor - treat result with caution. | Warning: your monitor is more than 10m further from the kerb than your receptor - treat result with caution. | Predicted concentration at Receptor above AQS objective. |  | Warning: Monitored NO2 concentrations <5µg/m3 or >110µg/m3 are rare in the UK - this calculation will still work, but please check your data. |  |  |  |  | Yes
[9 empty] | Error: Measured concentration must be above background concentration. | Warning: Background NO2 concentrations <3µg/m3 or >40µg/m3 are rare in the UK - this calculation will still work, but please check your data. | Warning: your receptor is more than 20m further from the kerb than your monitor - treat result with caution. | Warning: your monitor is more than 10m further from the kerb than your receptor - treat result with caution. | Predicted concentration at Receptor above AQS objective. |  | Warning: Monitored NO2 concentrations <5µg/m3 or >110µg/m3 are rare in the UK - this calculation will still work, but please check your data. |  |  |  |  | Yes
[9 empty] | Error: Measured concentration must be above background concentration. | Warning: Background NO2 concentrations <3µg/m3 or >40µg/m3 are rare in the UK - this calculation will still work, but please check your data. | Warning: your receptor is more than 20m further from the kerb than your monitor - treat result with caution. | Warning: your monitor is more than 10m further from the kerb than your receptor - treat result with caution. | Predicted concentration at Receptor above AQS objective. |  | Warning: Monitored NO2 concentrations <5µg/m3 or >110µg/m3 are rare in the UK - this calculation will still work, but please check your data. |  |  |  |  | Yes
[9 empty] | Error: Measured concentration must be above background concentration. | Warning: Background NO2 concentrations <3µg/m3 or >40µg/m3 are rare in the UK - this calculation will still work, but please check your data. | Warning: your receptor is more than 20m further from the kerb than your monitor - treat result with caution. | Warning: your monitor is more than 10m further from the kerb than your receptor - treat result with caution. | Predicted concentration at Receptor above AQS objective. |  | Warning: Monitored NO2 concentrations <5µg/m3 or >110µg/m3 are rare in the UK - this calculation will still work, but please check your data. |  |  |  |  | Yes
[9 empty] | Error: Measured concentration must be above background concentration. | Warning: Background NO2 concentrations <3µg/m3 or >40µg/m3 are rare in the UK - this calculation will still work, but please check your data. | Warning: your receptor is more than 20m further from the kerb than your monitor - treat result with caution. | Warning: your monitor is more than 10m further from the kerb than your receptor - treat result with caution. | Predicted concentration at Receptor above AQS objective. |  | Warning: Monitored NO2 concentrations <5µg/m3 or >110µg/m3 are rare in the UK - this calculation will still work, but please check your data. |  |  |  |  | Yes
[9 empty] | Error: Measured concentration must be above background concentration. | Warning: Background NO2 concentrations <3µg/m3 or >40µg/m3 are rare in the UK - this calculation will still work, but please check your data. | Warning: your receptor is more than 20m further from the kerb than your monitor - treat result with caution. | Warning: your monitor is more than 10m further from the kerb than your receptor - treat result with caution. | Predicted concentration at Receptor above AQS objective. |  | Warning: Monitored NO2 concentrations <5µg/m3 or >110µg/m3 are rare in the UK - this calculation will still work, but please check your data. |  |  |  |  | Yes
[9 empty] | Error: Measured concentration must be above background concentration. | Warning: Background NO2 concentrations <3µg/m3 or >40µg/m3 are rare in the UK - this calculation will still work, but please check your data. | Warning: your receptor is more than 20m further from the kerb than your monitor - treat result with caution. | Warning: your monitor is more than 10m further from the kerb than your receptor - treat result with caution. | Predicted concentration at Receptor above AQS objective. |  | Warning: Monitored NO2 concentrations <5µg/m3 or >110µg/m3 are rare in the UK - this calculation will still work, but please check your data. |  |  |  |  | Yes
[9 empty] | Error: Measured concentration must be above background concentration. | Warning: Background NO2 concentrations <3µg/m3 or >40µg/m3 are rare in the UK - this calculation will still work, but please check your data. | Warning: your receptor is more than 20m further from the kerb than your monitor - treat result with caution. | Warning: your monitor is more than 10m further from the kerb than your receptor - treat result with caution. | Predicted concentration at Receptor above AQS objective. |  | Warning: Monitored NO2 concentrations <5µg/m3 or >110µg/m3 are rare in the UK - this calculation will still work, but please check your data. |  |  |  |  | Yes
[9 empty] | Error: Measured concentration must be above background concentration. | Warning: Background NO2 concentrations <3µg/m3 or >40µg/m3 are rare in the UK - this calculation will still work, but please check your data. | Warning: your receptor is more than 20m further from the kerb than your monitor - treat result with caution. | Warning: your monitor is more than 10m further from the kerb than your receptor - treat result with caution. | Predicted concentration at Receptor above AQS objective. |  | Warning: Monitored NO2 concentrations <5µg/m3 or >110µg/m3 are rare in the UK - this calculation will still work, but please check your data. |  |  |  |  | Yes
[9 empty] | Error: Measured concentration must be above background concentration. | Warning: Background NO2 concentrations <3µg/m3 or >40µg/m3 are rare in the UK - this calculation will still work, but please check your data. | Warning: your receptor is more than 20m further from the kerb than your monitor - treat result with caution. | Warning: your monitor is more than 10m further from the kerb than your receptor - treat result with caution. | Predicted concentration at Receptor above AQS objective. |  | Warning: Monitored NO2 concentrations <5µg/m3 or >110µg/m3 are rare in the UK - this calculation will still work, but please check your data. |  |  |  |  | Yes
[9 empty] | Error: Measured concentration must be above background concentration. | Warning: Background NO2 concentrations <3µg/m3 or >40µg/m3 are rare in the UK - this calculation will still work, but please check your data. | Warning: your receptor is more than 20m further from the kerb than your monitor - treat result with caution. | Warning: your monitor is more than 10m further from the kerb than your receptor - treat result with caution. | Predicted concentration at Receptor above AQS objective. |  | Warning: Monitored NO2 concentrations <5µg/m3 or >110µg/m3 are rare in the UK - this calculation will still work, but please check your data. |  |  |  |  | Yes
[9 empty] | Error: Measured concentration must be above background concentration. | Warning: Background NO2 concentrations <3µg/m3 or >40µg/m3 are rare in the UK - this calculation will still work, but please check your data. | Warning: your receptor is more than 20m further from the kerb than your monitor - treat result with caution. | Warning: your monitor is more than 10m further from the kerb than your receptor - treat result with caution. | Predicted concentration at Receptor above AQS objective. |  | Warning: Monitored NO2 concentrations <5µg/m3 or >110µg/m3 are rare in the UK - this calculation will still work, but please check your data. |  |  |  |  | Yes
[9 empty] | Error: Measured concentration must be above background concentration. | Warning: Background NO2 concentrations <3µg/m3 or >40µg/m3 are rare in the UK - this calculation will still work, but please check your data. | Warning: your receptor is more than 20m further from the kerb than your monitor - treat result with caution. | Warning: your monitor is more than 10m further from the kerb than your receptor - treat result with caution. | Predicted concentration at Receptor above AQS objective. |  | Warning: Monitored NO2 concentrations <5µg/m3 or >110µg/m3 are rare in the UK - this calculation will still work, but please check your data. |  |  |  |  | Yes
[9 empty] | Error: Measured concentration must be above background concentration. | Warning: Background NO2 concentrations <3µg/m3 or >40µg/m3 are rare in the UK - this calculation will still work, but please check your data. | Warning: your receptor is more than 20m further from the kerb than your monitor - treat result with caution. | Warning: your monitor is more than 10m further from the kerb than your receptor - treat result with caution. | Predicted concentration at Receptor above AQS objective. |  | Warning: Monitored NO2 concentrations <5µg/m3 or >110µg/m3 are rare in the UK - this calculation will still work, but please check your data. |  |  |  |  | Yes
[9 empty] | Error: Measured concentration must be above background concentration. | Warning: Background NO2 concentrations <3µg/m3 or >40µg/m3 are rare in the UK - this calculation will still work, but please check your data. | Warning: your receptor is more than 20m further from the kerb than your monitor - treat result with caution. | Warning: your monitor is more than 10m further from the kerb than your receptor - treat result with caution. | Predicted concentration at Receptor above AQS objective. |  | Warning: Monitored NO2 concentrations <5µg/m3 or >110µg/m3 are rare in the UK - this calculation will still work, but please check your data. |  |  |  |  | Yes
[9 empty] | Error: Measured concentration must be above background concentration. | Warning: Background NO2 concentrations <3µg/m3 or >40µg/m3 are rare in the UK - this calculation will still work, but please check your data. | Warning: your receptor is more than 20m further from the kerb than your monitor - treat result with caution. | Warning: your monitor is more than 10m further from the kerb than your receptor - treat result with caution. | Predicted concentration at Receptor above AQS objective. |  | Warning: Monitored NO2 concentrations <5µg/m3 or >110µg/m3 are rare in the UK - this calculation will still work, but please check your data. |  |  |  |  | Yes
[9 empty] | Error: Measured concentration must be above background concentration. | Warning: Background NO2 concentrations <3µg/m3 or >40µg/m3 are rare in the UK - this calculation will still work, but please check your data. | Warning: your receptor is more than 20m further from the kerb than your monitor - treat result with caution. | Warning: your monitor is more than 10m further from the kerb than your receptor - treat result with caution. | Predicted concentration at Receptor above AQS objective. |  | Warning: Monitored NO2 concentrations <5µg/m3 or >110µg/m3 are rare in the UK - this calculation will still work, but please check your data. |  |  |  |  | Yes
[9 empty] | Error: Measured concentration must be above background concentration. | Warning: Background NO2 concentrations <3µg/m3 or >40µg/m3 are rare in the UK - this calculation will still work, but please check your data. | Warning: your receptor is more than 20m further from the kerb than your monitor - treat result with caution. | Warning: your monitor is more than 10m further from the kerb than your receptor - treat result with caution. | Predicted concentration at Receptor above AQS objective. |  | Warning: Monitored NO2 concentrations <5µg/m3 or >110µg/m3 are rare in the UK - this calculation will still work, but please check your data. |  |  |  |  | Yes
[9 empty] | Error: Measured concentration must be above background concentration. | Warning: Background NO2 concentrations <3µg/m3 or >40µg/m3 are rare in the UK - this calculation will still work, but please check your data. | Warning: your receptor is more than 20m further from the kerb than your monitor - treat result with caution. | Warning: your monitor is more than 10m further from the kerb than your receptor - treat result with caution. | Predicted concentration at Receptor above AQS objective. |  | Warning: Monitored NO2 concentrations <5µg/m3 or >110µg/m3 are rare in the UK - this calculation will still work, but please check your data. |  |  |  |  | Yes
[9 empty] | Error: Measured concentration must be above background concentration. | Warning: Background NO2 concentrations <3µg/m3 or >40µg/m3 are rare in the UK - this calculation will still work, but please check your data. | Warning: your receptor is more than 20m further from the kerb than your monitor - treat result with caution. | Warning: your monitor is more than 10m further from the kerb than your receptor - treat result with caution. | Predicted concentration at Receptor above AQS objective. |  | Warning: Monitored NO2 concentrations <5µg/m3 or >110µg/m3 are rare in the UK - this calculation will still work, but please check your data. |  |  |  |  | Yes
[9 empty] | Error: Measured concentration must be above background concentration. | Warning: Background NO2 concentrations <3µg/m3 or >40µg/m3 are rare in the UK - this calculation will still work, but please check your data. | Warning: your receptor is more than 20m further from the kerb than your monitor - treat result with caution. | Warning: your monitor is more than 10m further from the kerb than your receptor - treat result with caution. | Predicted concentration at Receptor above AQS objective. |  | Warning: Monitored NO2 concentrations <5µg/m3 or >110µg/m3 are rare in the UK - this calculation will still work, but please check your data. |  |  |  |  | Yes
[9 empty] | Error: Measured concentration must be above background concentration. | Warning: Background NO2 concentrations <3µg/m3 or >40µg/m3 are rare in the UK - this calculation will still work, but please check your data. | Warning: your receptor is more than 20m further from the kerb than your monitor - treat result with caution. | Warning: your monitor is more than 10m further from the kerb than your receptor - treat result with caution. | Predicted concentration at Receptor above AQS objective. |  | Warning: Monitored NO2 concentrations <5µg/m3 or >110µg/m3 are rare in the UK - this calculation will still work, but please check your data. |  |  |  |  | Yes
[9 empty] | Error: Measured concentration must be above background concentration. | Warning: Background NO2 concentrations <3µg/m3 or >40µg/m3 are rare in the UK - this calculation will still work, but please check your data. | Warning: your receptor is more than 20m further from the kerb than your monitor - treat result with caution. | Warning: your monitor is more than 10m further from the kerb than your receptor - treat result with caution. | Predicted concentration at Receptor above AQS objective. |  | Warning: Monitored NO2 concentrations <5µg/m3 or >110µg/m3 are rare in the UK - this calculation will still work, but please check your data. |  |  |  |  | Yes
[9 empty] | Error: Measured concentration must be above background concentration. | Warning: Background NO2 concentrations <3µg/m3 or >40µg/m3 are rare in the UK - this calculation will still work, but please check your data. | Warning: your receptor is more than 20m further from the kerb than your monitor - treat result with caution. | Warning: your monitor is more than 10m further from the kerb than your receptor - treat result with caution. | Predicted concentration at Receptor above AQS objective. |  | Warning: Monitored NO2 concentrations <5µg/m3 or >110µg/m3 are rare in the UK - this calculation will still work, but please check your data. |  |  |  |  | Yes
[9 empty] | Error: Measured concentration must be above background concentration. | Warning: Background NO2 concentrations <3µg/m3 or >40µg/m3 are rare in the UK - this calculation will still work, but please check your data. | Warning: your receptor is more than 20m further from the kerb than your monitor - treat result with caution. | Warning: your monitor is more than 10m further from the kerb than your receptor - treat result with caution. | Predicted concentration at Receptor above AQS objective. |  | Warning: Monitored NO2 concentrations <5µg/m3 or >110µg/m3 are rare in the UK - this calculation will still work, but please check your data. |  |  |  |  | Yes
[9 empty] | Error: Measured concentration must be above background concentration. | Warning: Background NO2 concentrations <3µg/m3 or >40µg/m3 are rare in the UK - this calculation will still work, but please check your data. | Warning: your receptor is more than 20m further from the kerb than your monitor - treat result with caution. | Warning: your monitor is more than 10m further from the kerb than your receptor - treat result with caution. | Predicted concentration at Receptor above AQS objective. |  | Warning: Monitored NO2 concentrations <5µg/m3 or >110µg/m3 are rare in the UK - this calculation will still work, but please check your data. |  |  |  |  | Yes
[9 empty] | Error: Measured concentration must be above background concentration. | Warning: Background NO2 concentrations <3µg/m3 or >40µg/m3 are rare in the UK - this calculation will still work, but please check your data. | Warning: your receptor is more than 20m further from the kerb than your monitor - treat result with caution. | Warning: your monitor is more than 10m further from the kerb than your receptor - treat result with caution. | Predicted concentration at Receptor above AQS objective. |  | Warning: Monitored NO2 concentrations <5µg/m3 or >110µg/m3 are rare in the UK - this calculation will still work, but please check your data. |  |  |  |  | Yes
[9 empty] | Error: Measured concentration must be above background concentration. | Warning: Background NO2 concentrations <3µg/m3 or >40µg/m3 are rare in the UK - this calculation will still work, but please check your data. | Warning: your receptor is more than 20m further from the kerb than your monitor - treat result with caution. | Warning: your monitor is more than 10m further from the kerb than your receptor - treat result with caution. | Predicted concentration at Receptor above AQS objective. |  | Warning: Monitored NO2 concentrations <5µg/m3 or >110µg/m3 are rare in the UK - this calculation will still work, but please check your data. |  |  |  |  | Yes
[9 empty] | Error: Measured concentration must be above background concentration. | Warning: Background NO2 concentrations <3µg/m3 or >40µg/m3 are rare in the UK - this calculation will still work, but please check your data. | Warning: your receptor is more than 20m further from the kerb than your monitor - treat result with caution. | Warning: your monitor is more than 10m further from the kerb than your receptor - treat result with caution. | Predicted concentration at Receptor above AQS objective. |  | Warning: Monitored NO2 concentrations <5µg/m3 or >110µg/m3 are rare in the UK - this calculation will still work, but please check your data. |  |  |  |  | Yes
[9 empty] | Error: Measured concentration must be above background concentration. | Warning: Background NO2 concentrations <3µg/m3 or >40µg/m3 are rare in the UK - this calculation will still work, but please check your data. | Warning: your receptor is more than 20m further from the kerb than your monitor - treat result with caution. | Warning: your monitor is more than 10m further from the kerb than your receptor - treat result with caution. | Predicted concentration at Receptor above AQS objective. |  | Warning: Monitored NO2 concentrations <5µg/m3 or >110µg/m3 are rare in the UK - this calculation will still work, but please check your data. |  |  |  |  | Yes
[9 empty] | Error: Measured concentration must be above background concentration. | Warning: Background NO2 concentrations <3µg/m3 or >40µg/m3 are rare in the UK - this calculation will still work, but please check your data. | Warning: your receptor is more than 20m further from the kerb than your monitor - treat result with caution. | Warning: your monitor is more than 10m further from the kerb than your receptor - treat result with caution. | Predicted concentration at Receptor above AQS objective. |  | Warning: Monitored NO2 concentrations <5µg/m3 or >110µg/m3 are rare in the UK - this calculation will still work, but please check your data. |  |  |  |  | Yes
[9 empty] | Error: Measured concentration must be above background concentration. | Warning: Background NO2 concentrations <3µg/m3 or >40µg/m3 are rare in the UK - this calculation will still work, but please check your data. | Warning: your receptor is more than 20m further from the kerb than your monitor - treat result with caution. | Warning: your monitor is more than 10m further from the kerb than your receptor - treat result with caution. | Predicted concentration at Receptor above AQS objective. |  | Warning: Monitored NO2 concentrations <5µg/m3 or >110µg/m3 are rare in the UK - this calculation will still work, but please check your data. |  |  |  |  | Yes
[9 empty] | Error: Measured concentration must be above background concentration. | Warning: Background NO2 concentrations <3µg/m3 or >40µg/m3 are rare in the UK - this calculation will still work, but please check your data. | Warning: your receptor is more than 20m further from the kerb than your monitor - treat result with caution. | Warning: your monitor is more than 10m further from the kerb than your receptor - treat result with caution. | Predicted concentration at Receptor above AQS objective. |  | Warning: Monitored NO2 concentrations <5µg/m3 or >110µg/m3 are rare in the UK - this calculation will still work, but please check your data. |  |  |  |  | Yes
[9 empty] | Error: Measured concentration must be above background concentration. | Warning: Background NO2 concentrations <3µg/m3 or >40µg/m3 are rare in the UK - this calculation will still work, but please check your data. | Warning: your receptor is more than 20m further from the kerb than your monitor - treat result with caution. | Warning: your monitor is more than 10m further from the kerb than your receptor - treat result with caution. | Predicted concentration at Receptor above AQS objective. |  | Warning: Monitored NO2 concentrations <5µg/m3 or >110µg/m3 are rare in the UK - this calculation will still work, but please check your data. |  |  |  |  | Yes
[9 empty] | Error: Measured concentration must be above background concentration. | Warning: Background NO2 concentrations <3µg/m3 or >40µg/m3 are rare in the UK - this calculation will still work, but please check your data. | Warning: your receptor is more than 20m further from the kerb than your monitor - treat result with caution. | Warning: your monitor is more than 10m further from the kerb than your receptor - treat result with caution. | Predicted concentration at Receptor above AQS objective. |  | Warning: Monitored NO2 concentrations <5µg/m3 or >110µg/m3 are rare in the UK - this calculation will still work, but please check your data. |  |  |  |  | Yes
[9 empty] | Error: Measured concentration must be above background concentration. | Warning: Background NO2 concentrations <3µg/m3 or >40µg/m3 are rare in the UK - this calculation will still work, but please check your data. | Warning: your receptor is more than 20m further from the kerb than your monitor - treat result with caution. | Warning: your monitor is more than 10m further from the kerb than your receptor - treat result with caution. | Predicted concentration at Receptor above AQS objective. |  | Warning: Monitored NO2 concentrations <5µg/m3 or >110µg/m3 are rare in the UK - this calculation will still work, but please check your data. |  |  |  |  | Yes
[9 empty] | Error: Measured concentration must be above background concentration. | Warning: Background NO2 concentrations <3µg/m3 or >40µg/m3 are rare in the UK - this calculation will still work, but please check your data. | Warning: your receptor is more than 20m further from the kerb than your monitor - treat result with caution. | Warning: your monitor is more than 10m further from the kerb than your receptor - treat result with caution. | Predicted concentration at Receptor above AQS objective. |  | Warning: Monitored NO2 concentrations <5µg/m3 or >110µg/m3 are rare in the UK - this calculation will still work, but please check your data. |  |  |  |  | Yes
[9 empty] | Error: Measured concentration must be above background concentration. | Warning: Background NO2 concentrations <3µg/m3 or >40µg/m3 are rare in the UK - this calculation will still work, but please check your data. | Warning: your receptor is more than 20m further from the kerb than your monitor - treat result with caution. | Warning: your monitor is more than 10m further from the kerb than your receptor - treat result with caution. | Predicted concentration at Receptor above AQS objective. |  | Warning: Monitored NO2 concentrations <5µg/m3 or >110µg/m3 are rare in the UK - this calculation will still work, but please check your data. |  |  |  |  | Yes
[9 empty] | Error: Measured concentration must be above background concentration. | Warning: Background NO2 concentrations <3µg/m3 or >40µg/m3 are rare in the UK - this calculation will still work, but please check your data. | Warning: your receptor is more than 20m further from the kerb than your monitor - treat result with caution. | Warning: your monitor is more than 10m further from the kerb than your receptor - treat result with caution. | Predicted concentration at Receptor above AQS objective. |  | Warning: Monitored NO2 concentrations <5µg/m3 or >110µg/m3 are rare in the UK - this calculation will still work, but please check your data. |  |  |  |  | Yes
[9 empty] | Error: Measured concentration must be above background concentration. | Warning: Background NO2 concentrations <3µg/m3 or >40µg/m3 are rare in the UK - this calculation will still work, but please check your data. | Warning: your receptor is more than 20m further from the kerb than your monitor - treat result with caution. | Warning: your monitor is more than 10m further from the kerb than your receptor - treat result with caution. | Predicted concentration at Receptor above AQS objective. |  | Warning: Monitored NO2 concentrations <5µg/m3 or >110µg/m3 are rare in the UK - this calculation will still work, but please check your data. |  |  |  |  | Yes
[9 empty] | Error: Measured concentration must be above background concentration. | Warning: Background NO2 concentrations <3µg/m3 or >40µg/m3 are rare in the UK - this calculation will still work, but please check your data. | Warning: your receptor is more than 20m further from the kerb than your monitor - treat result with caution. | Warning: your monitor is more than 10m further from the kerb than your receptor - treat result with caution. | Predicted concentration at Receptor above AQS objective. |  | Warning: Monitored NO2 concentrations <5µg/m3 or >110µg/m3 are rare in the UK - this calculation will still work, but please check your data. |  |  |  |  | Yes
[9 empty] | Error: Measured concentration must be above background concentration. | Warning: Background NO2 concentrations <3µg/m3 or >40µg/m3 are rare in the UK - this calculation will still work, but please check your data. | Warning: your receptor is more than 20m further from the kerb than your monitor - treat result with caution. | Warning: your monitor is more than 10m further from the kerb than your receptor - treat result with caution. | Predicted concentration at Receptor above AQS objective. |  | Warning: Monitored NO2 concentrations <5µg/m3 or >110µg/m3 are rare in the UK - this calculation will still work, but please check your data. |  |  |  |  | Yes
[9 empty] | Error: Measured concentration must be above background concentration. | Warning: Background NO2 concentrations <3µg/m3 or >40µg/m3 are rare in the UK - this calculation will still work, but please check your data. | Warning: your receptor is more than 20m further from the kerb than your monitor - treat result with caution. | Warning: your monitor is more than 10m further from the kerb than your receptor - treat result with caution. | Predicted concentration at Receptor above AQS objective. |  | Warning: Monitored NO2 concentrations <5µg/m3 or >110µg/m3 are rare in the UK - this calculation will still work, but please check your data. |  |  |  |  | Yes
[9 empty] | Error: Measured concentration must be above background concentration. | Warning: Background NO2 concentrations <3µg/m3 or >40µg/m3 are rare in the UK - this calculation will still work, but please check your data. | Warning: your receptor is more than 20m further from the kerb than your monitor - treat result with caution. | Warning: your monitor is more than 10m further from the kerb than your receptor - treat result with caution. | Predicted concentration at Receptor above AQS objective. |  | Warning: Monitored NO2 concentrations <5µg/m3 or >110µg/m3 are rare in the UK - this calculation will still work, but please check your data. |  |  |  |  | Yes
[9 empty] | Error: Measured concentration must be above background concentration. | Warning: Background NO2 concentrations <3µg/m3 or >40µg/m3 are rare in the UK - this calculation will still work, but please check your data. | Warning: your receptor is more than 20m further from the kerb than your monitor - treat result with caution. | Warning: your monitor is more than 10m further from the kerb than your receptor - treat result with caution. | Predicted concentration at Receptor above AQS objective. |  | Warning: Monitored NO2 concentrations <5µg/m3 or >110µg/m3 are rare in the UK - this calculation will still work, but please check your data. |  |  |  |  | Yes
[9 empty] | Error: Measured concentration must be above background concentration. | Warning: Background NO2 concentrations <3µg/m3 or >40µg/m3 are rare in the UK - this calculation will still work, but please check your data. | Warning: your receptor is more than 20m further from the kerb than your monitor - treat result with caution. | Warning: your monitor is more than 10m further from the kerb than your receptor - treat result with caution. | Predicted concentration at Receptor above AQS objective. |  | Warning: Monitored NO2 concentrations <5µg/m3 or >110µg/m3 are rare in the UK - this calculation will still work, but please check your data. |  |  |  |  | Yes
[9 empty] | Error: Measured concentration must be above background concentration. | Warning: Background NO2 concentrations <3µg/m3 or >40µg/m3 are rare in the UK - this calculation will still work, but please check your data. | Warning: your receptor is more than 20m further from the kerb than your monitor - treat result with caution. | Warning: your monitor is more than 10m further from the kerb than your receptor - treat result with caution. | Predicted concentration at Receptor above AQS objective. |  | Warning: Monitored NO2 concentrations <5µg/m3 or >110µg/m3 are rare in the UK - this calculation will still work, but please check your data. |  |  |  |  | Yes
[9 empty] | Error: Measured concentration must be above background concentration. | Warning: Background NO2 concentrations <3µg/m3 or >40µg/m3 are rare in the UK - this calculation will still work, but please check your data. | Warning: your receptor is more than 20m further from the kerb than your monitor - treat result with caution. | Warning: your monitor is more than 10m further from the kerb than your receptor - treat result with caution. | Predicted concentration at Receptor above AQS objective. |  | Warning: Monitored NO2 concentrations <5µg/m3 or >110µg/m3 are rare in the UK - this calculation will still work, but please check your data. |  |  |  |  | Yes
[9 empty] | Error: Measured concentration must be above background concentration. | Warning: Background NO2 concentrations <3µg/m3 or >40µg/m3 are rare in the UK - this calculation will still work, but please check your data. | Warning: your receptor is more than 20m further from the kerb than your monitor - treat result with caution. | Warning: your monitor is more than 10m further from the kerb than your receptor - treat result with caution. | Predicted concentration at Receptor above AQS objective. |  | Warning: Monitored NO2 concentrations <5µg/m3 or >110µg/m3 are rare in the UK - this calculation will still work, but please check your data. |  |  |  |  | Yes
[9 empty] | Error: Measured concentration must be above background concentration. | Warning: Background NO2 concentrations <3µg/m3 or >40µg/m3 are rare in the UK - this calculation will still work, but please check your data. | Warning: your receptor is more than 20m further from the kerb than your monitor - treat result with caution. | Warning: your monitor is more than 10m further from the kerb than your receptor - treat result with caution. | Predicted concentration at Receptor above AQS objective. |  | Warning: Monitored NO2 concentrations <5µg/m3 or >110µg/m3 are rare in the UK - this calculation will still work, but please check your data. |  |  |  |  | Yes
[9 empty] | Error: Measured concentration must be above background concentration. | Warning: Background NO2 concentrations <3µg/m3 or >40µg/m3 are rare in the UK - this calculation will still work, but please check your data. | Warning: your receptor is more than 20m further from the kerb than your monitor - treat result with caution. | Warning: your monitor is more than 10m further from the kerb than your receptor - treat result with caution. | Predicted concentration at Receptor above AQS objective. |  | Warning: Monitored NO2 concentrations <5µg/m3 or >110µg/m3 are rare in the UK - this calculation will still work, but please check your data. |  |  |  |  | Yes
[9 empty] | Error: Measured concentration must be above background concentration. | Warning: Background NO2 concentrations <3µg/m3 or >40µg/m3 are rare in the UK - this calculation will still work, but please check your data. | Warning: your receptor is more than 20m further from the kerb than your monitor - treat result with caution. | Warning: your monitor is more than 10m further from the kerb than your receptor - treat result with caution. | Predicted concentration at Receptor above AQS objective. |  | Warning: Monitored NO2 concentrations <5µg/m3 or >110µg/m3 are rare in the UK - this calculation will still work, but please check your data. |  |  |  |  | Yes
[9 empty] | Error: Measured concentration must be above background concentration. | Warning: Background NO2 concentrations <3µg/m3 or >40µg/m3 are rare in the UK - this calculation will still work, but please check your data. | Warning: your receptor is more than 20m further from the kerb than your monitor - treat result with caution. | Warning: your monitor is more than 10m further from the kerb than your receptor - treat result with caution. | Predicted concentration at Receptor above AQS objective. |  | Warning: Monitored NO2 concentrations <5µg/m3 or >110µg/m3 are rare in the UK - this calculation will still work, but please check your data. |  |  |  |  | Yes
[9 empty] | Error: Measured concentration must be above background concentration. | Warning: Background NO2 concentrations <3µg/m3 or >40µg/m3 are rare in the UK - this calculation will still work, but please check your data. | Warning: your receptor is more than 20m further from the kerb than your monitor - treat result with caution. | Warning: your monitor is more than 10m further from the kerb than your receptor - treat result with caution. | Predicted concentration at Receptor above AQS objective. |  | Warning: Monitored NO2 concentrations <5µg/m3 or >110µg/m3 are rare in the UK - this calculation will still work, but please check your data. |  |  |  |  | Yes
[9 empty] | Error: Measured concentration must be above background concentration. | Warning: Background NO2 concentrations <3µg/m3 or >40µg/m3 are rare in the UK - this calculation will still work, but please check your data. | Warning: your receptor is more than 20m further from the kerb than your monitor - treat result with caution. | Warning: your monitor is more than 10m further from the kerb than your receptor - treat result with caution. | Predicted concentration at Receptor above AQS objective. |  | Warning: Monitored NO2 concentrations <5µg/m3 or >110µg/m3 are rare in the UK - this calculation will still work, but please check your data. |  |  |  |  | Yes
[9 empty] | Error: Measured concentration must be above background concentration. | Warning: Background NO2 concentrations <3µg/m3 or >40µg/m3 are rare in the UK - this calculation will still work, but please check your data. | Warning: your receptor is more than 20m further from the kerb than your monitor - treat result with caution. | Warning: your monitor is more than 10m further from the kerb than your receptor - treat result with caution. | Predicted concentration at Receptor above AQS objective. |  | Warning: Monitored NO2 concentrations <5µg/m3 or >110µg/m3 are rare in the UK - this calculation will still work, but please check your data. |  |  |  |  | Yes
[9 empty] | Error: Measured concentration must be above background concentration. | Warning: Background NO2 concentrations <3µg/m3 or >40µg/m3 are rare in the UK - this calculation will still work, but please check your data. | Warning: your receptor is more than 20m further from the kerb than your monitor - treat result with caution. | Warning: your monitor is more than 10m further from the kerb than your receptor - treat result with caution. | Predicted concentration at Receptor above AQS objective. |  | Warning: Monitored NO2 concentrations <5µg/m3 or >110µg/m3 are rare in the UK - this calculation will still work, but please check your data. |  |  |  |  | Yes
[9 empty] | Error: Measured concentration must be above background concentration. | Warning: Background NO2 concentrations <3µg/m3 or >40µg/m3 are rare in the UK - this calculation will still work, but please check your data. | Warning: your receptor is more than 20m further from the kerb than your monitor - treat result with caution. | Warning: your monitor is more than 10m further from the kerb than your receptor - treat result with caution. | Predicted concentration at Receptor above AQS objective. |  | Warning: Monitored NO2 concentrations <5µg/m3 or >110µg/m3 are rare in the UK - this calculation will still work, but please check your data. |  |  |  |  | Yes
[9 empty] | Error: Measured concentration must be above background concentration. | Warning: Background NO2 concentrations <3µg/m3 or >40µg/m3 are rare in the UK - this calculation will still work, but please check your data. | Warning: your receptor is more than 20m further from the kerb than your monitor - treat result with caution. | Warning: your monitor is more than 10m further from the kerb than your receptor - treat result with caution. | Predicted concentration at Receptor above AQS objective. |  | Warning: Monitored NO2 concentrations <5µg/m3 or >110µg/m3 are rare in the UK - this calculation will still work, but please check your data. |  |  |  |  | Yes
[9 empty] | Error: Measured concentration must be above background concentration. | Warning: Background NO2 concentrations <3µg/m3 or >40µg/m3 are rare in the UK - this calculation will still work, but please check your data. | Warning: your receptor is more than 20m further from the kerb than your monitor - treat result with caution. | Warning: your monitor is more than 10m further from the kerb than your receptor - treat result with caution. | Predicted concentration at Receptor above AQS objective. |  | Warning: Monitored NO2 concentrations <5µg/m3 or >110µg/m3 are rare in the UK - this calculation will still work, but please check your data. |  |  |  |  | Yes
[9 empty] | Error: Measured concentration must be above background concentration. | Warning: Background NO2 concentrations <3µg/m3 or >40µg/m3 are rare in the UK - this calculation will still work, but please check your data. | Warning: your receptor is more than 20m further from the kerb than your monitor - treat result with caution. | Warning: your monitor is more than 10m further from the kerb than your receptor - treat result with caution. | Predicted concentration at Receptor above AQS objective. |  | Warning: Monitored NO2 concentrations <5µg/m3 or >110µg/m3 are rare in the UK - this calculation will still work, but please check your data. |  |  |  |  | Yes
[9 empty] | Error: Measured concentration must be above background concentration. | Warning: Background NO2 concentrations <3µg/m3 or >40µg/m3 are rare in the UK - this calculation will still work, but please check your data. | Warning: your receptor is more than 20m further from the kerb than your monitor - treat result with caution. | Warning: your monitor is more than 10m further from the kerb than your receptor - treat result with caution. | Predicted concentration at Receptor above AQS objective. |  | Warning: Monitored NO2 concentrations <5µg/m3 or >110µg/m3 are rare in the UK - this calculation will still work, but please check your data. |  |  |  |  | Yes
[9 empty] | Error: Measured concentration must be above background concentration. | Warning: Background NO2 concentrations <3µg/m3 or >40µg/m3 are rare in the UK - this calculation will still work, but please check your data. | Warning: your receptor is more than 20m further from the kerb than your monitor - treat result with caution. | Warning: your monitor is more than 10m further from the kerb than your receptor - treat result with caution. | Predicted concentration at Receptor above AQS objective. |  | Warning: Monitored NO2 concentrations <5µg/m3 or >110µg/m3 are rare in the UK - this calculation will still work, but please check your data. |  |  |  |  | Yes
[9 empty] | Error: Measured concentration must be above background concentration. | Warning: Background NO2 concentrations <3µg/m3 or >40µg/m3 are rare in the UK - this calculation will still work, but please check your data. | Warning: your receptor is more than 20m further from the kerb than your monitor - treat result with caution. | Warning: your monitor is more than 10m further from the kerb than your receptor - treat result with caution. | Predicted concentration at Receptor above AQS objective. |  | Warning: Monitored NO2 concentrations <5µg/m3 or >110µg/m3 are rare in the UK - this calculation will still work, but please check your data. |  |  |  |  | Yes
[9 empty] | Error: Measured concentration must be above background concentration. | Warning: Background NO2 concentrations <3µg/m3 or >40µg/m3 are rare in the UK - this calculation will still work, but please check your data. | Warning: your receptor is more than 20m further from the kerb than your monitor - treat result with caution. | Warning: your monitor is more than 10m further from the kerb than your receptor - treat result with caution. | Predicted concentration at Receptor above AQS objective. |  | Warning: Monitored NO2 concentrations <5µg/m3 or >110µg/m3 are rare in the UK - this calculation will still work, but please check your data. |  |  |  |  | Yes
[9 empty] | Error: Measured concentration must be above background concentration. | Warning: Background NO2 concentrations <3µg/m3 or >40µg/m3 are rare in the UK - this calculation will still work, but please check your data. | Warning: your receptor is more than 20m further from the kerb than your monitor - treat result with caution. | Warning: your monitor is more than 10m further from the kerb than your receptor - treat result with caution. | Predicted concentration at Receptor above AQS objective. |  | Warning: Monitored NO2 concentrations <5µg/m3 or >110µg/m3 are rare in the UK - this calculation will still work, but please check your data. |  |  |  |  | Yes
[9 empty] | Error: Measured concentration must be above background concentration. | Warning: Background NO2 concentrations <3µg/m3 or >40µg/m3 are rare in the UK - this calculation will still work, but please check your data. | Warning: your receptor is more than 20m further from the kerb than your monitor - treat result with caution. | Warning: your monitor is more than 10m further from the kerb than your receptor - treat result with caution. | Predicted concentration at Receptor above AQS objective. |  | Warning: Monitored NO2 concentrations <5µg/m3 or >110µg/m3 are rare in the UK - this calculation will still work, but please check your data. |  |  |  |  | Yes
[9 empty] | Error: Measured concentration must be above background concentration. | Warning: Background NO2 concentrations <3µg/m3 or >40µg/m3 are rare in the UK - this calculation will still work, but please check your data. | Warning: your receptor is more than 20m further from the kerb than your monitor - treat result with caution. | Warning: your monitor is more than 10m further from the kerb than your receptor - treat result with caution. | Predicted concentration at Receptor above AQS objective. |  | Warning: Monitored NO2 concentrations <5µg/m3 or >110µg/m3 are rare in the UK - this calculation will still work, but please check your data. |  |  |  |  | Yes
[9 empty] | Error: Measured concentration must be above background concentration. | Warning: Background NO2 concentrations <3µg/m3 or >40µg/m3 are rare in the UK - this calculation will still work, but please check your data. | Warning: your receptor is more than 20m further from the kerb than your monitor - treat result with caution. | Warning: your monitor is more than 10m further from the kerb than your receptor - treat result with caution. | Predicted concentration at Receptor above AQS objective. |  | Warning: Monitored NO2 concentrations <5µg/m3 or >110µg/m3 are rare in the UK - this calculation will still work, but please check your data. |  |  |  |  | Yes
[9 empty] | Error: Measured concentration must be above background concentration. | Warning: Background NO2 concentrations <3µg/m3 or >40µg/m3 are rare in the UK - this calculation will still work, but please check your data. | Warning: your receptor is more than 20m further from the kerb than your monitor - treat result with caution. | Warning: your monitor is more than 10m further from the kerb than your receptor - treat result with caution. | Predicted concentration at Receptor above AQS objective. |  | Warning: Monitored NO2 concentrations <5µg/m3 or >110µg/m3 are rare in the UK - this calculation will still work, but please check your data. |  |  |  |  | Yes
[9 empty] | Error: Measured concentration must be above background concentration. | Warning: Background NO2 concentrations <3µg/m3 or >40µg/m3 are rare in the UK - this calculation will still work, but please check your data. | Warning: your receptor is more than 20m further from the kerb than your monitor - treat result with caution. | Warning: your monitor is more than 10m further from the kerb than your receptor - treat result with caution. | Predicted concentration at Receptor above AQS objective. |  | Warning: Monitored NO2 concentrations <5µg/m3 or >110µg/m3 are rare in the UK - this calculation will still work, but please check your data. |  |  |  |  | Yes
[9 empty] | Error: Measured concentration must be above background concentration. | Warning: Background NO2 concentrations <3µg/m3 or >40µg/m3 are rare in the UK - this calculation will still work, but please check your data. | Warning: your receptor is more than 20m further from the kerb than your monitor - treat result with caution. | Warning: your monitor is more than 10m further from the kerb than your receptor - treat result with caution. | Predicted concentration at Receptor above AQS objective. |  | Warning: Monitored NO2 concentrations <5µg/m3 or >110µg/m3 are rare in the UK - this calculation will still work, but please check your data. |  |  |  |  | Yes
[9 empty] | Error: Measured concentration must be above background concentration. | Warning: Background NO2 concentrations <3µg/m3 or >40µg/m3 are rare in the UK - this calculation will still work, but please check your data. | Warning: your receptor is more than 20m further from the kerb than your monitor - treat result with caution. | Warning: your monitor is more than 10m further from the kerb than your receptor - treat result with caution. | Predicted concentration at Receptor above AQS objective. |  | Warning: Monitored NO2 concentrations <5µg/m3 or >110µg/m3 are rare in the UK - this calculation will still work, but please check your data. |  |  |  |  | Yes
[9 empty] | Error: Measured concentration must be above background concentration. | Warning: Background NO2 concentrations <3µg/m3 or >40µg/m3 are rare in the UK - this calculation will still work, but please check your data. | Warning: your receptor is more than 20m further from the kerb than your monitor - treat result with caution. | Warning: your monitor is more than 10m further from the kerb than your receptor - treat result with caution. | Predicted concentration at Receptor above AQS objective. |  | Warning: Monitored NO2 concentrations <5µg/m3 or >110µg/m3 are rare in the UK - this calculation will still work, but please check your data. |  |  |  |  | Yes
[9 empty] | Error: Measured concentration must be above background concentration. | Warning: Background NO2 concentrations <3µg/m3 or >40µg/m3 are rare in the UK - this calculation will still work, but please check your data. | Warning: your receptor is more than 20m further from the kerb than your monitor - treat result with caution. | Warning: your monitor is more than 10m further from the kerb than your receptor - treat result with caution. | Predicted concentration at Receptor above AQS objective. |  | Warning: Monitored NO2 concentrations <5µg/m3 or >110µg/m3 are rare in the UK - this calculation will still work, but please check your data. |  |  |  |  | Yes
[9 empty] | Error: Measured concentration must be above background concentration. | Warning: Background NO2 concentrations <3µg/m3 or >40µg/m3 are rare in the UK - this calculation will still work, but please check your data. | Warning: your receptor is more than 20m further from the kerb than your monitor - treat result with caution. | Warning: your monitor is more than 10m further from the kerb than your receptor - treat result with caution. | Predicted concentration at Receptor above AQS objective. |  | Warning: Monitored NO2 concentrations <5µg/m3 or >110µg/m3 are rare in the UK - this calculation will still work, but please check your data. |  |  |  |  | Yes
[9 empty] | Error: Measured concentration must be above background concentration. | Warning: Background NO2 concentrations <3µg/m3 or >40µg/m3 are rare in the UK - this calculation will still work, but please check your data. | Warning: your receptor is more than 20m further from the kerb than your monitor - treat result with caution. | Warning: your monitor is more than 10m further from the kerb than your receptor - treat result with caution. | Predicted concentration at Receptor above AQS objective. |  | Warning: Monitored NO2 concentrations <5µg/m3 or >110µg/m3 are rare in the UK - this calculation will still work, but please check your data. |  |  |  |  | Yes
[9 empty] | Error: Measured concentration must be above background concentration. | Warning: Background NO2 concentrations <3µg/m3 or >40µg/m3 are rare in the UK - this calculation will still work, but please check your data. | Warning: your receptor is more than 20m further from the kerb than your monitor - treat result with caution. | Warning: your monitor is more than 10m further from the kerb than your receptor - treat result with caution. | Predicted concentration at Receptor above AQS objective. |  | Warning: Monitored NO2 concentrations <5µg/m3 or >110µg/m3 are rare in the UK - this calculation will still work, but please check your data. |  |  |  |  | Yes
[9 empty] | Error: Measured concentration must be above background concentration. | Warning: Background NO2 concentrations <3µg/m3 or >40µg/m3 are rare in the UK - this calculation will still work, but please check your data. | Warning: your receptor is more than 20m further from the kerb than your monitor - treat result with caution. | Warning: your monitor is more than 10m further from the kerb than your receptor - treat result with caution. | Predicted concentration at Receptor above AQS objective. |  | Warning: Monitored NO2 concentrations <5µg/m3 or >110µg/m3 are rare in the UK - this calculation will still work, but please check your data. |  |  |  |  | Yes
[9 empty] | Error: Measured concentration must be above background concentration. | Warning: Background NO2 concentrations <3µg/m3 or >40µg/m3 are rare in the UK - this calculation will still work, but please check your data. | Warning: your receptor is more than 20m further from the kerb than your monitor - treat result with caution. | Warning: your monitor is more than 10m further from the kerb than your receptor - treat result with caution. | Predicted concentration at Receptor above AQS objective. |  | Warning: Monitored NO2 concentrations <5µg/m3 or >110µg/m3 are rare in the UK - this calculation will still work, but please check your data. |  |  |  |  | Yes
[9 empty] | Error: Measured concentration must be above background concentration. | Warning: Background NO2 concentrations <3µg/m3 or >40µg/m3 are rare in the UK - this calculation will still work, but please check your data. | Warning: your receptor is more than 20m further from the kerb than your monitor - treat result with caution. | Warning: your monitor is more than 10m further from the kerb than your receptor - treat result with caution. | Predicted concentration at Receptor above AQS objective. |  | Warning: Monitored NO2 concentrations <5µg/m3 or >110µg/m3 are rare in the UK - this calculation will still work, but please check your data. |  |  |  |  | Yes
[9 empty] | Error: Measured concentration must be above background concentration. | Warning: Background NO2 concentrations <3µg/m3 or >40µg/m3 are rare in the UK - this calculation will still work, but please check your data. | Warning: your receptor is more than 20m further from the kerb than your monitor - treat result with caution. | Warning: your monitor is more than 10m further from the kerb than your receptor - treat result with caution. | Predicted concentration at Receptor above AQS objective. |  | Warning: Monitored NO2 concentrations <5µg/m3 or >110µg/m3 are rare in the UK - this calculation will still work, but please check your data. |  |  |  |  | Yes
[9 empty] | Error: Measured concentration must be above background concentration. | Warning: Background NO2 concentrations <3µg/m3 or >40µg/m3 are rare in the UK - this calculation will still work, but please check your data. | Warning: your receptor is more than 20m further from the kerb than your monitor - treat result with caution. | Warning: your monitor is more than 10m further from the kerb than your receptor - treat result with caution. | Predicted concentration at Receptor above AQS objective. |  | Warning: Monitored NO2 concentrations <5µg/m3 or >110µg/m3 are rare in the UK - this calculation will still work, but please check your data. |  |  |  |  | Yes
[9 empty] | Error: Measured concentration must be above background concentration. | Warning: Background NO2 concentrations <3µg/m3 or >40µg/m3 are rare in the UK - this calculation will still work, but please check your data. | Warning: your receptor is more than 20m further from the kerb than your monitor - treat result with caution. | Warning: your monitor is more than 10m further from the kerb than your receptor - treat result with caution. | Predicted concentration at Receptor above AQS objective. |  | Warning: Monitored NO2 concentrations <5µg/m3 or >110µg/m3 are rare in the UK - this calculation will still work, but please check your data. |  |  |  |  | Yes
[9 empty] | Error: Measured concentration must be above background concentration. | Warning: Background NO2 concentrations <3µg/m3 or >40µg/m3 are rare in the UK - this calculation will still work, but please check your data. | Warning: your receptor is more than 20m further from the kerb than your monitor - treat result with caution. | Warning: your monitor is more than 10m further from the kerb than your receptor - treat result with caution. | Predicted concentration at Receptor above AQS objective. |  | Warning: Monitored NO2 concentrations <5µg/m3 or >110µg/m3 are rare in the UK - this calculation will still work, but please check your data.

## Table 2.4 (hidden)
Annual Mean NO2 Monitoring Results - Table 2.4
Enter data into the pink cells
Diffusion Tube ID | X OS Grid Ref (Easting) | Y OS Grid Ref (Northing) | Site Type | Valid Data Capture for Monitoring Period (%) | Valid Data Capture 2024 (%) | NO2 Annual Mean Concentration (µg/m3)
[6 empty] | 2020 | 2021 | 2022 | 2023 | 2024 | Yes
A23 C01-2020 | 531361 | 104040 | Roadside |  | 75.8065 |  |  |  |  | 22.5829 | No
A23 C02-2022 | 531255 | 104062 | Roadside |  | 86.828 |  |  |  |  | 22.7107
B2066 C04-2010 | 531228 | 104088 | Roadside |  | 86.828 |  |  |  |  | 29.1909
C05-2012 | 531230 | 104260 | Urban Background |  | 86.828 |  |  |  |  | 14.3474
B2066 C10-2012 | 530995 | 104271 | Roadside |  | 86.828 |  |  |  |  | 27.3619
B2066 C11-2007 | 530947 | 104284 | Roadside |  | 86.828 |  |  |  |  | 36.3886
B2066 C11-2012 | 530890 | 104302 | Kerbside |  | 86.828 |  |  |  |  | 42.5919
A2010 C12-2010 | 530900 | 104451 | Roadside |  | 86.828 |  |  |  |  | 29.2988
A2010 W01-2005 | 530969 | 104785 | Roadside |  | 86.828 |  |  |  |  | 23.8646
C-Link C13-2014 | 530770 | 104363 | Roadside |  | 79.3011 |  |  |  |  | 29.8809
A23 C09-2005 | 531302 | 104392 | Roadside |  | 86.828 |  |  |  |  | 26.1841
A23 C16-2013 | 531400 | 104844 | Roadside |  | 86.828 |  |  |  |  | 28.9592
A23 C17-2012 | 531364 | 104982 | Roadside |  | 86.828 |  |  |  |  | 31.0184
A23 C18-2019 | 531369 | 105042 | Roadside |  | 86.828 |  |  |  |  | 36.3457
A23 C18-2010 | 531373 | 105136 | Roadside |  | 86.828 |  |  |  |  | 36.7127
A23 C19-2021 | 531472 | 105161 | Roadside |  | 40.0538 |  |  |  |  | 26.3157
A23 C20-2005 | 531496 | 105315 | Roadside |  | 86.828 |  |  |  |  | 24.2188
A23 C21-2005 | 531451 | 105356 | Roadside |  | 86.828 |  |  |  |  | 30.9141
A23 C23-2005 | 531189 | 105375 | Roadside |  | 86.828 |  |  |  |  | 24.9555
A270 C24-2015 | 531101 | 105443 | Roadside |  | 86.828 |  |  |  |  | 32.6037
A270 C25-2010 | 530985 | 105419 | Roadside |  | 86.828 |  |  |  |  | 33.154
B2199 C28-2010 | 531032 | 104843 | Suburban |  | 77.1505 |  |  |  |  | 26.6772
A23 E01-2016 | 531101 | 105498 | Roadside |  | 86.828 |  |  |  |  | 24.2695
A23 E02-2009 | 530233 | 106515 | Roadside |  | 86.828 |  |  |  |  | 24.9514
C-Link E02-2012 | 530063 | 106368 | Roadside |  | 78.4946 |  |  |  |  | 28.7208
A23 E06-2020 | 531107 | 105595 | Roadside |  | 86.828 |  |  |  |  | 25.5584
A270 E07-2019 | 531838 | 105349 | Roadside |  | 86.828 |  |  |  |  | 37.8788
A270 BH11 | 531845 | 105333 | Kerbside |  | 86.828 |  |  |  |  | 39.26
A270 E08-1996 | 532090 | 105752 | Roadside |  | 86.828 |  |  |  |  | 34.5979
A270 E10-2015 | 532126 | 105838 | Roadside |  | 86.828 |  |  |  |  | 29.2484
A270 E14-2019 | 532377 | 106314 | Roadside |  | 86.828 |  |  |  |  | 27.8433
A270 E15-2012 | 532300 | 106159 | Roadside |  | 86.828 |  |  |  |  | 28.9678
A23 E16-1996 | 531465 | 104629 | Roadside |  | 86.828 |  |  |  |  | 29.4143
A23 E16-2015 | 531426 | 104514 | Roadside |  | 77.957 |  |  |  |  | 30.5746
A23 E17-2003 | 531394 | 104338 | Roadside |  | 86.828 |  |  |  |  | 29.679
C-Link E17-2018 | 531408 | 104233 | Roadside |  | 86.828 |  |  |  |  | 30.5872
C-Link E18-2021 | 532759 | 103810 | Roadside |  | 86.828 |  |  |  |  | 20.2484
B2123 E22-2009 | 536970 | 102280 | Roadside |  | 86.828 |  |  |  |  | 24.2549
B2123 E23-2010 | 536966 | 102273 | Roadside |  | 86.828 |  |  |  |  | 25.2614
A259 E25-2018 | 537014 | 102238 | Roadside |  | 86.828 |  |  |  |  | 23.216
B2123 E30-2020 | 536947 | 102341 | Roadside |  | 86.828 |  |  |  |  | 21.0221
E32-2020 | 537011 | 102099 | Urban Background |  | 86.828 |  |  |  |  | 10.9473
A2010 W03-2006 | 530963 | 104994 | Roadside |  | 86.828 |  |  |  |  | 27.538
A2010 W04-2006 | 530808 | 105340 | Roadside |  | 86.828 |  |  |  |  | 28.1928
A270 W05-2006 | 530778 | 105362 | Roadside |  | 86.828 |  |  |  |  | 30.0062
B2066 W10-2023 | 530302 | 104415 | Roadside |  | 86.828 |  |  |  |  | 27.2974
B2066 W11-2020 | 530154 | 104444 | Roadside |  | 86.828 |  |  |  |  | 22.8087
A259 W16-2020 | 526233 | 104860 | Roadside |  | 86.828 |  |  |  |  | 27.0506
2024 BH14 | 526235 | 104877 | Roadside |  | 86.828 |  |  |  |  | 19.8979
A259 W17-2009 | 525931 | 104961 | Roadside |  | 78.2258 |  |  |  |  | 25.3608
A259 W18-2010 | 525970 | 105230 | Urban Background |  | 86.828 |  |  |  |  | 13.4228
A259 W19-2009 | 525658 | 105695 | Roadside |  | 86.828 |  |  |  |  | 26.5102
A270 W20-2021 | 525651 | 105870 | Roadside |  | 86.828 |  |  |  |  | 26.4865
A2023 W21-2010 | 528388 | 105936 | Roadside |  | 86.828 |  |  |  |  | 25.4832
A270 W22 2024 | 528421 | 105947 | Roadside |  | 86.828 |  |  |  |  | 25.6317
LN2-2022 | 531823 | 105287 | Roadside |  | 78.4946 |  |  |  |  | 27.7453
LN4-2022 | 532278 | 105233 | Roadside |  | 78.4946 |  |  |  |  | 18.5004
Note on G9: This should be the data capture for the period within the calendar year for which monitoring was undertaken. In certain cases, monitoring may only have been undertaken for part of the year, e.g. monitoring that began in January and ran until June (six months) before finishing - if results were returned for all six months this would equate to 100% data capture.

## Table A.1 (hidden)
|  | 5 | 6 | 10 | 11 | 12 | 13 | 14 | 15 | 16 | 17 | 18 | 19 | 20 | 21
Annual Report Results Table - Table A.1
|  | 5: STEP 1 - DT Calendar Inputs Error; 11: STEP 2 - Diffusion Tube Inputs Error; 14: STEP 2a - Annualisation Inputs Error; 17: STEP 3 - Bias Adjustment Error; 20: STEP 4 - Fall off with Distance Error |  | Diffusion Tube Co-ordinate Check Warning
|  | 5: None; 11: None; 14: None; 17: None; 20: None |  | Highlighted X and Y OS grid co-ordinates may be incorrect. Check 'STEP 2 - Diffusion Tube Inputs' tab.
Bias Adjustment Factor = National
| Diffusion Tube ID | 5: X OS Grid Ref (Easting); 6: Y OS Grid Ref (Northing); 10: NO2 Mean Concentrations (µg/m3) | Time Weighted Annual Mean (µg/m³) |  |  | Comment
|  |  |  | Jan | Feb | Mar | Apr | May | Jun | Jul | Aug | Sep | Oct | Nov | Dec |  |  |  | Comment
|  |  | 433175 | [12 empty] | Raw Data | Bias Adjusted (0.84) and Annualised | Distance Corrected to Nearest Exposure | [6 empty] | 1 | 2 | 3 | 4 | 5 | 6 | 7 | 8 | 9 | 10 | 11 | 12 | Brighton and Hove Council | 35 | 1
A23 C01-2020 | A23 C01-2020 | 531361 | 104040 | 29.6 | 23.7 | 25 | 25.7 | 31 | 21.8 |  |  | 25.3 |  | 32.7 | 28.3 | 26.8844 | 22.5829 |  |  | 1 | A23 C01-2020 | A23 C01-2020 | Single | [13 empty] | 531500104500 | 35 | 0
A23 C02-2022 | A23 C02-2022 | 531255 | 104062 | 31.9 | 27.6 | 25 | 27.6 | 26.1 | 20.7 |  |  | 23.4 | 24.2 | 36 | 30.1 | 27.0365 | 22.7107 |  |  | 2 | A23 C02-2022 | A23 C02-2022 | Single | [13 empty] | 531500104500 | 35 | 0
B2066 C04-2010 | B2066 C04-2010 | 531228 | 104088 | 36 | 40.4 | 35.8 | 32.3 | 36.9 | 34.8 |  |  | 30.9 | 30.3 | 39.3 | 32.7 | 34.7511 | 29.1909 |  |  | 3 | B2066 C04-2010 | B2066 C04-2010 | Single | [13 empty] | 531500104500 | 35 | 0
C05-2012 | C05-2012 | 531230 | 104260 | 24.2 | 14.3 | 17.4 | 14.7 | 16.5 | 11.9 |  |  | 14.5 | 16.5 | 22 | 19.9 | 17.0802 | 14.3474 |  |  | 4 | C05-2012 | C05-2012 | Single | [13 empty] | 531500104500 | 35 | 0
B2066 C10-2012 | B2066 C10-2012 | 530995 | 104271 | 35.3 | 35.9 | 34.3 | 32 | 38.3 | 32.3 |  |  | 33 | 31.6 | 22.4 | 31.8 | 32.5737 | 27.3619 |  |  | 5 | B2066 C10-2012 | B2066 C10-2012 | Single | Triplicate Set 1 | [12 empty] | 530500104500 | 35 | 0
B2066 C11-2007 | B2066 C11-2007 | 530947 | 104284 | 45.9 | 47.9 | 50.2 | 44.7 | 48.1 | 43.6 |  |  | 41.6 | 38.2 | 34.6 | 40.9 | 43.3198 | 36.3886 |  |  | 6 | B2066 C11-2007 | B2066 C11-2007 | Single | [13 empty] | 530500104500 | 35 | 0
B2066 C11-2012 | B2066 C11-2012 | 530890 | 104302 | 54.1 | 47.5 | 56.2 | 51.1 | 60.1 | 56.5 |  |  | 43.8 | 42.6 | 48.4 | 50.8 | 50.7046 | 42.5919 | 35.1 |  | 7 | B2066 C11-2012 | B2066 C11-2012 | Single | [13 empty] | 530500104500 | 35 | 0
A2010 C12-2010 | A2010 C12-2010 | 530900 | 104451 | 37.3 | 36.2 | 35.2 | 35.3 | 39.3 | 29.1 |  |  | 27.3 | 33.6 | 50.2 | 27.6 | 34.8796 | 29.2988 |  |  | 8 | A2010 C12-2010 | A2010 C12-2010 | Single | [13 empty] | 530500104500 | 35 | 0
A2010 W01-2005 | A2010 W01-2005 | 530969 | 104785 | 32.3 | 31.1 | 29.8 | 26.8 | 30.5 | 25.4 |  |  | 24.7 | 27.7 | 32.4 | 24.6 | 28.4102 | 23.8646 |  |  | 9 | A2010 W01-2005 | A2010 W01-2005 | Single | [13 empty] | 530500104500 | 35 | 0
C-Link C13-2014 | C-Link C13-2014 | 530770 | 104363 | 38.3 | 33 | 36.5 | 36.8 |  | 37.6 |  |  | 32.2 | 32.4 | 37.4 | 37.5 | 35.5725 | 29.8809 |  |  | 10 | C-Link C13-2014 | C-Link C13-2014 | Single | [13 empty] | 530500104500 | 35 | 0
A23 C09-2005 | A23 C09-2005 | 531302 | 104392 | 33.2 | 33.8 | 30.1 | 32.1 | 32.2 | 28.3 |  |  | 30.2 | 30 | 34.8 | 28.1 | 31.1715 | 26.1841 |  |  | 11 | A23 C09-2005 | A23 C09-2005 | Single | [13 empty] | 531500104500 | 35 | 0
A23 C16-2013 | A23 C16-2013 | 531400 | 104844 | 36.2 | 34.9 | 31.7 | 36.2 | 36.6 | 33 |  |  | 35.1 | 30.7 | 39.9 | 32.2 | 34.4752 | 28.9592 |  |  | 12 | A23 C16-2013 | A23 C16-2013 | Single | [13 empty] | 531500104500 | 35 | 0
A23 C17-2012 | A23 C17-2012 | 531364 | 104982 | 44 | 38.4 | 39.7 | 39.4 | 40.3 | 36 |  |  | 34.6 | 24.3 | 41.5 | 36.3 | 36.9266 | 31.0184 |  |  | 13 | A23 C17-2012 | A23 C17-2012 | Single | [13 empty] | 531500104500 | 35 | 0
A23 C18-2019 | A23 C18-2019 | 531369 | 105042 | 44.8 | 50.2 | 44.5 | 47.3 | 44.5 | 43.9 |  |  | 42.1 | 38.8 | 42.8 | 35.9 | 43.2687 | 36.3457 | 32.8 |  | 14 | A23 C18-2019 | A23 C18-2019 | Single | [13 empty] | 531500105500 | 35 | 0
A23 C18-2010 | A23 C18-2010 | 531373 | 105136 | 45 | 44.8 | 45.8 | 43.8 | 45.6 | 38 |  |  | 40.8 | 44 | 50.6 | 39.5 | 43.7056 | 36.7127 |  |  | 15 | A23 C18-2010 | A23 C18-2010 | Single | [13 empty] | 531500105500 | 35 | 0
A23 C19-2021 | A23 C19-2021 | 531472 | 105161 | 37.2 | 34.8 | 30.4 | 31.9 | 30.4 | [7 empty] | 32.9208 | 26.3157 |  |  | 16 | A23 C19-2021 | A23 C19-2021 | Single | [13 empty] | 531500105500 | 35 | 0
A23 C20-2005 | A23 C20-2005 | 531496 | 105315 | 31.1 | 29 | 31 | 28.9 | 31.9 | 25.4 |  |  | 28.5 | 29.3 | 30.8 | 22.9 | 28.8319 | 24.2188 |  |  | 17 | A23 C20-2005 | A23 C20-2005 | Single | [13 empty] | 531500105500 | 35 | 0
A23 C21-2005 | A23 C21-2005 | 531451 | 105356 | 37 | 38.1 | 40.2 | 35.7 | 44 | 37.5 |  |  | 35.8 | 31.8 | 37.3 | 32.7 | 36.8025 | 30.9141 |  |  | 18 | A23 C21-2005 | A23 C21-2005 | Single | [13 empty] | 531500105500 | 35 | 0
A23 C23-2005 | A23 C23-2005 | 531189 | 105375 | 31.8 | 34.7 | 31.3 | 30.5 | 30.3 | 24.9 |  |  | 26.9 | 26.7 | 34.2 | 27.7 | 29.709 | 24.9555 |  |  | 19 | A23 C23-2005 | A23 C23-2005 | Single | [13 empty] | 531500105500 | 35 | 0
A270 C24-2015 | A270 C24-2015 | 531101 | 105443 | 38.5 | 40.5 | 38 | 43 | 41.8 | 38.5 |  |  | 37.3 | 36 | 43.4 | 32.9 | 38.8139 | 32.6037 |  |  | 20 | A270 C24-2015 | A270 C24-2015 | Single | [13 empty] | 531500105500 | 35 | 0
A270 C25-2010 | A270 C25-2010 | 530985 | 105419 | 37.8 | 40.1 | 38.8 | 42.3 | 39.6 | 40.7 |  |  | 39.8 | 35.1 | 41 | 40.9 | 39.469 | 33.154 |  |  | 21 | A270 C25-2010 | A270 C25-2010 | Single | [13 empty] | 530500105500 | 35 | 0
B2199 C28-2010 | B2199 C28-2010 | 531032 | 104843 | 34.8 | 35.9 | 35.7 | 32.6 | 28.2 | 27.7 |  |  |  | 24.3 | 38.1 | 30.8 | 31.7585 | 26.6772 |  |  | 22 | B2199 C28-2010 | B2199 C28-2010 | Single | [13 empty] | 531500104500 | 35 | 0
A23 E01-2016 | A23 E01-2016 | 531101 | 105498 | 29.6 | 27.3 | 30.5 | 29 | 32.2 | 23.4 |  |  | 27.4 | 31.1 | 33.7 | 24.9 | 28.8923 | 24.2695 |  |  | 23 | A23 E01-2016 | A23 E01-2016 | Single | [13 empty] | 531500105500 | 35 | 0
A23 E02-2009 | A23 E02-2009 | 530233 | 106515 | 33.4 | 32.2 | 32.1 | 27.3 | 30.2 | 25.9 |  |  | 27.6 | 27.6 | 30.5 | 31.5 | 29.704 | 24.9514 |  |  | 24 | A23 E02-2009 | A23 E02-2009 | Single | [13 empty] | 530500106500 | 35 | 0
C-Link E02-2012 | C-Link E02-2012 | 530063 | 106368 | 34.3 | 36.7 | 33.8 | 32.1 | 39.8 | 29.5 |  |  | 29.4 | 35.1 | 38.2 |  | 34.1914 | 28.7208 |  |  | 25 | C-Link E02-2012 | C-Link E02-2012 | Single | [13 empty] | 530500106500 | 35 | 0
A23 E06-2020 | A23 E06-2020 | 531107 | 105595 | 30.9 | 29.4 | 31.3 | 30 | 34.3 | 26.9 |  |  | 31.2 | 28.8 | 34 | 28.4 | 30.4266 | 25.5584 |  |  | 26 | A23 E06-2020 | A23 E06-2020 | Single | [13 empty] | 531500105500 | 35 | 0
A270 E07-2019 | A270 E07-2019 | 531838 | 105349 | 45.1 | 46.8 | 45.3 | 47.1 | 45.2 | 42.9 |  |  | 42.1 | 44.2 | 51.7 | 41.5 | 45.0938 | 37.8788 |  |  | 27 | A270 E07-2019 | A270 E07-2019 | Single | [13 empty] | 531500105500 | 35 | 0
A270 BH11 | A270 BH11 | 531845 | 105333 | 45.1 | 48.4 | 50.2 | 44 | 49.8 | 45.9 |  |  | 44.5 | 46.2 | 52.9 | 40.5 | 46.7381 | 39.26 | 34.6 |  | 28 | A270 BH11 | A270 BH11 | Single | Triplicate Set 2 | [12 empty] | 531500105500 | 35 | 0
A270 E08-1996 | A270 E08-1996 | 532090 | 105752 | 43.7 | 46.5 | 43.9 | 43.9 | 41.5 | 39.1 |  |  | 43.3 | 38.6 | 36.7 | 35.8 | 41.1879 | 34.5979 |  |  | 29 | A270 E08-1996 | A270 E08-1996 | Single | [13 empty] | 532500105500 | 35 | 0
A270 E10-2015 | A270 E10-2015 | 532126 | 105838 | 35.1 | 38.3 | 33.9 | 32.7 | 32 | 32.3 |  |  | 34.9 | 33.8 | 45.8 | 29.2 | 34.8195 | 29.2484 |  |  | 30 | A270 E10-2015 | A270 E10-2015 | Single | [13 empty] | 532500105500 | 35 | 0
A270 E14-2019 | A270 E14-2019 | 532377 | 106314 | 34.3 | 35.3 | 37.8 | 30.4 | 36.7 | 26.7 |  |  | 34.5 | 36.7 | 32.5 | 25.7 | 33.1467 | 27.8433 |  |  | 31 | A270 E14-2019 | A270 E14-2019 | Single | [13 empty] | 532500106500 | 35 | 0
A270 E15-2012 | A270 E15-2012 | 532300 | 106159 | 35 | 39.6 | 41.2 | 33.8 | 37.2 | 27.6 |  |  | 32.7 | 33.7 | 36.3 | 28.7 | 34.4854 | 28.9678 |  |  | 32 | A270 E15-2012 | A270 E15-2012 | Single | [13 empty] | 532500106500 | 35 | 0
A23 E16-1996 | A23 E16-1996 | 531465 | 104629 | 36.6 | 34.6 | 39.1 | 34.6 | 41.2 | 31.6 |  |  | 35.3 | 36.2 | 31 | 30.4 | 35.017 | 29.4143 |  |  | 33 | A23 E16-1996 | A23 E16-1996 | Single | [13 empty] | 531500104500 | 35 | 0
A23 E16-2015 | A23 E16-2015 | 531426 | 104514 | 36.6 | 33.7 |  | 36.1 | 44 | 31.4 |  |  | 38.2 | 37.1 | 38.6 | 32.5 | 36.3983 | 30.5746 |  |  | 34 | A23 E16-2015 | A23 E16-2015 | Single | [13 empty] | 531500104500 | 35 | 0
A23 E17-2003 | A23 E17-2003 | 531394 | 104338 | 37.6 | 39 | 38.6 | 34 | 42.6 | 29.7 |  |  | 35.3 | 35 | 35 | 27.7 | 35.3322 | 29.679 |  |  | 35 | A23 E17-2003 | A23 E17-2003 | Single | [13 empty] | 531500104500 | 35 | 0
C-Link E17-2018 | C-Link E17-2018 | 531408 | 104233 | 37.7 | 39.1 | 37.9 | 34.2 | 41.1 | 35.8 |  |  | 35.1 | 33 | 37.4 | 34.4 | 36.4133 | 30.5872 |  |  | 36 | C-Link E17-2018 | C-Link E17-2018 | Single | [13 empty] | 531500104500 | 35 | 0
C-Link E18-2021 | C-Link E18-2021 | 532759 | 103810 | 29.2 | 22.3 | 23 | 25.3 | 26.3 | 22.2 |  |  | 21.8 | 22 | 27.7 | 23.1 | 24.1053 | 20.2484 |  |  | 37 | C-Link E18-2021 | C-Link E18-2021 | Single | [13 empty] | 532500103500 | 35 | 0
B2123 E22-2009 | B2123 E22-2009 | 536970 | 102280 | 32.1 | 26 | 27.5 | 29.1 | 35 | 24.9 |  |  | 30.2 | 27.3 | 33.2 | 24.9 | 28.8749 | 24.2549 |  |  | 38 | B2123 E22-2009 | B2123 E22-2009 | Single | [13 empty] | 536500102500 | 35 | 0
B2123 E23-2010 | B2123 E23-2010 | 536966 | 102273 | 34.2 | 30.6 | 34.2 | 30.7 | 34.4 | 28.3 |  |  | 26.9 | 27.5 | 30.8 | 25.1 | 30.0731 | 25.2614 |  |  | 39 | B2123 E23-2010 | B2123 E23-2010 | Single | [13 empty] | 536500102500 | 35 | 0
A259 E25-2018 | A259 E25-2018 | 537014 | 102238 | 29.8 | 23.6 | 27.5 | 29.5 | 32.3 | 20.9 |  |  | 29 | 29.2 | 30.4 | 24.8 | 27.6381 | 23.216 |  |  | 40 | A259 E25-2018 | A259 E25-2018 | Single | [13 empty] | 537500102500 | 35 | 0
B2123 E30-2020 | B2123 E30-2020 | 536947 | 102341 | 32.3 | 22.5 | 26.7 | 24.7 | 28.7 | 19.3 |  |  | 24.5 | 24.1 | 30.8 | 18.1 | 25.0263 | 21.0221 |  |  | 41 | B2123 E30-2020 | B2123 E30-2020 | Single | [13 empty] | 536500102500 | 35 | 0
E32-2020 | E32-2020 | 537011 | 102099 | 17.7 | 9.5 | 15.6 | 11.4 | 11.9 | 8.2 |  |  | 10.9 | 14 | 19 | 12.3 | 13.0325 | 10.9473 |  |  | 42 | E32-2020 | E32-2020 | Single | [13 empty] | 537500102500 | 35 | 0
A2010 W03-2006 | A2010 W03-2006 | 530963 | 104994 | 37.5 | 34.6 | 33.8 | 32.3 | 34.8 | 28.1 |  |  | 31.5 | 30.4 | 34.3 | 32.3 | 32.7833 | 27.538 |  |  | 43 | A2010 W03-2006 | A2010 W03-2006 | Single | [13 empty] | 530500104500 | 35 | 0
A2010 W04-2006 | A2010 W04-2006 | 530808 | 105340 | 39 | 34 | 31.2 | 33 | 39.5 | 28.3 |  |  | 34.3 | 29.2 | 38.2 | 31.6 | 33.5628 | 28.1928 |  |  | 44 | A2010 W04-2006 | A2010 W04-2006 | Single | [13 empty] | 530500105500 | 35 | 0
A270 W05-2006 | A270 W05-2006 | 530778 | 105362 | 41.3 | 34.4 | 36.7 | 34.9 | 34.1 | 33 |  |  | 38.3 | 32.6 | 39.8 | 32.9 | 35.7217 | 30.0062 |  |  | 45 | A270 W05-2006 | A270 W05-2006 | Single | [13 empty] | 530500105500 | 35 | 0
B2066 W10-2023 | B2066 W10-2023 | 530302 | 104415 | 38.7 | 40.9 | 37.3 | 33 | 36.4 | 28.3 |  |  | 26.4 | 25.4 | 31.4 | 31.4 | 32.4969 | 27.2974 |  |  | 46 | B2066 W10-2023 | B2066 W10-2023 | Single | [13 empty] | 530500104500 | 35 | 0
B2066 W11-2020 | B2066 W11-2020 | 530154 | 104444 | 31.9 | 29.3 | 29.2 | 26.8 | 27.4 | 23.2 |  |  | 24 | 26.3 | 29.1 | 25.6 | 27.1533 | 22.8087 |  |  | 47 | B2066 W11-2020 | B2066 W11-2020 | Single | [13 empty] | 530500104500 | 35 | 0
A259 W16-2020 | A259 W16-2020 | 526233 | 104860 | 37.3 | 35.2 | 36.5 | 33.5 | 35.4 | 29.8 |  |  | 29.2 | 24.3 | 34.8 | 29.7 | 32.2031 | 27.0506 |  |  | 48 | A259 W16-2020 | A259 W16-2020 | Single | [13 empty] | 526500104500 | 35 | 0
2024 BH14 | 2024 BH14 | 526235 | 104877 | 32.4 | 25.2 | 22.6 | 24.3 | 22.3 | 18.7 |  |  | 20.3 | 21.5 | 29 | 22.7 | 23.6879 | 19.8979 |  |  | 49 | 2024 BH14 | 2024 BH14 | Single | Triplicate Set 3 new analyser | [12 empty] | 526500104500 | 35 | 0
A259 W17-2009 | A259 W17-2009 | 525931 | 104961 | 33.2 | 33.5 | 34.3 | 30.7 | 32.3 | 24.9 |  |  | 27.6 | 27.2 |  | 30.1 | 30.1914 | 25.3608 |  |  | 50 | A259 W17-2009 | A259 W17-2009 | Single | [13 empty] | 525500104500 | 1 | 1
A259 W18-2010 | A259 W18-2010 | 525970 | 105230 | 21.5 | 19 | 21.3 | 14.2 | 13 | 9.8 |  |  | 11.8 | 14.8 | 19.1 | 16.4 | 15.9796 | 13.4228 |  |  | 51 | A259 W18-2010 | A259 W18-2010 | Single | [13 empty] | 525500105500 | 35 | 0
A259 W19-2009 | A259 W19-2009 | 525658 | 105695 | 36.2 | 33.8 | 33.4 | 30.6 | 29.7 | 28.3 |  |  | 28.2 | 29.1 | 36.4 | 31.3 | 31.5598 | 26.5102 |  |  | 52 | A259 W19-2009 | A259 W19-2009 | Single | [13 empty] | 525500105500 | 35 | 0
A270 W20-2021 | A270 W20-2021 | 525651 | 105870 | 35.6 | 33.5 | 36.2 | 29.5 | 32.9 | 27.2 |  |  | 28.7 | 30.8 | 32.3 | 29.6 | 31.5316 | 26.4865 |  |  | 53 | A270 W20-2021 | A270 W20-2021 | Single | [13 empty] | 525500105500 | 35 | 0
A2023 W21-2010 | A2023 W21-2010 | 528388 | 105936 | 36.8 | 32 | 31.2 | 30.4 | 32.4 | 26.9 |  |  | 26.4 | 29.5 | 32.7 | 26.8 | 30.3372 | 25.4832 |  |  | 54 | A2023 W21-2010 | A2023 W21-2010 | Single | [13 empty] | 528500105500 | 35 | 0
A270 W22 2024 | A270 W22 2024 | 528421 | 105947 | 35.9 | 33.3 | 36.2 | 28.5 | 34.3 | 26 |  |  | 24.1 | 31.3 | 30.8 | 26.1 | 30.5139 | 25.6317 |  |  | 55 | A270 W22 2024 | A270 W22 2024 | Single | [13 empty] | 528500105500 | 35 | 0
LN2-2022 | LN2-2022 | 531823 | 105287 | 40.5 | 33.4 | 31.7 | 32.3 | 31.7 | 27.3 |  |  | 34.2 | 32.6 | 34.4 |  | 33.0301 | 27.7453 |  |  | 56 | LN2-2022 | LN2-2022 | Single | [13 empty] | 531500105500 | 35 | 0
LN4-2022 | LN4-2022 | 532278 | 105233 | 28.9 | 23.4 | 24.5 | 19.4 | 22.8 | 18.7 |  |  | 18.9 | 21.3 | 21.5 |  | 22.0243 | 18.5004 |  |  | 57 | LN4-2022 | LN4-2022 | Single | [13 empty] | 532500105500 | 35 | 0

## Table C (hidden)
Details of Non-Automatic Monitoring Sites - Table C
Enter data into the pink cells
Diffusion Tube ID | Site Name | Site Type | X OS Grid Ref (Easting) | Y OS Grid Ref (Northing) | Pollutants Monitored | In AQMA? Which AQMA? | Distance to Relevant Exposure (m) | Distance to Kerb of Nearest Road (m) | Tube Co-located with a Continuous Analyser | Height (m)
A23 C01-2020 | Old Steine St James Street | Roadside | 531361 | 104040 | NO2 |  | 0 | 8
A23 C02-2022 | Old Steine West | Roadside | 531255 | 104062 | NO2 |  | 0 | 7 |  |  | Yes
B2066 C04-2010 | Castle Square | Roadside | 531228 | 104088 | NO2 |  | 0 | 5.7 |  |  | No
C05-2012 | Pavilion Gardens | Urban Background | 531230 | 104260 | NO2 |  | 0 | 102
B2066 C10-2012 | North Street Ship Street | Roadside | 530995 | 104271 | NO2 |  | 0 | 6.1
B2066 C11-2007 | North Street Central | Roadside | 530947 | 104284 | NO2 |  | 0 | 6.5
B2066 C11-2012 | North Street Windsor | Kerbside | 530890 | 104302 | NO2 |  | 3.5 | 1.5
A2010 C12-2010 | Queens Road South | Roadside | 530900 | 104451 | NO2 |  | 0 | 4.2
A2010 W01-2005 | Queens Road North | Roadside | 530969 | 104785 | NO2 |  | 0 | 4.2
C-Link C13-2014 | Lower Dyke Road | Roadside | 530770 | 104363 | NO2 |  | 0 | 4.5
A23 C09-2005 | Marlborough Place | Roadside | 531302 | 104392 | NO2 |  | 0 | 4.3
A23 C16-2013 | York Place | Roadside | 531400 | 104844 | NO2 |  | 0 | 4.9
A23 C17-2012 | Cheapside | Roadside | 531364 | 104982 | NO2 |  | 0 | 3.4
A23 C18-2019 | London Road Brunswick Row | Roadside | 531369 | 105042 | NO2 |  | 2 | 2
A23 C18-2010 | Oxford Street London Road | Roadside | 531373 | 105136 | NO2 |  | 0 | 3
A23 C19-2021 | Oxford Street Ditchling Road | Roadside | 531472 | 105161 | NO2 |  | 0 | 3.3
A23 C20-2005 | Ditchling Road Viaduct Road | Roadside | 531496 | 105315 | NO2 |  | 0 | 4.7
A23 C21-2005 | Viaduct Terrace | Roadside | 531451 | 105356 | NO2 |  | 0 | 3.6
A23 C23-2005 | London Road Rose Hill | Roadside | 531189 | 105375 | NO2 |  | 0 | 5.4
A270 C24-2015 | New England Road Elder Place | Roadside | 531101 | 105443 | NO2 |  | 0 | 3.6
A270 C25-2010 | New England East | Roadside | 530985 | 105419 | NO2 |  | 0 | 3.5
B2199 C28-2010 | Frederick Place North Laine | Suburban | 531032 | 104843 | NO2 |  | 0 | 2.8
A23 E01-2016 | Preston Road Preston Circus | Roadside | 531101 | 105498 | NO2 |  | 0 | 2.5
A23 E02-2009 | Preston Road Preston Drove | Roadside | 530233 | 106515 | NO2 |  | 0 | 4
C-Link E02-2012 | The Drove South Street | Roadside | 530063 | 106368 | NO2 |  | 0 | 2.6
A23 E06-2020 | Beaconsfield Road | Roadside | 531107 | 105595 | NO2 |  | 0 | 3.8
A270 E07-2019 | Lewes Road north Elm Grove | Roadside | 531838 | 105349 | NO2 |  | 0 | 2.9
A270 BH11 | Lewes Road New Co-Location | Kerbside | 531845 | 105333 | NO2 |  | 2 | 1.5
A270 E08-1996 | Lewes Road Inverness Road | Roadside | 532090 | 105752 | NO2 |  | 0 | 4.4
A270 E10-2015 | Vogue Gyratory Island | Roadside | 532126 | 105838 | NO2 |  | 0 | 3
A270 E14-2019 | Lewes Road Pelham Terrace | Roadside | 532377 | 106314 | NO2 |  | 0 | 3.4
A270 E15-2012 | Lewes Road Coombe Terrace | Roadside | 532300 | 106159 | NO2 |  | 0 | 3.7
A23 E16-1996 | Grand Parade North | Roadside | 531465 | 104629 | NO2 |  | 0 | 4.4
A23 E16-2015 | Grand Parade Middle | Roadside | 531426 | 104514 | NO2 |  | 0 | 3.6
A23 E17-2003 | Grand Parade South | Roadside | 531394 | 104338 | NO2 |  | 0 | 5
C-Link E17-2018 | Edward Street South Side | Roadside | 531408 | 104233 | NO2 |  | 0 | 1.6
C-Link E18-2021 | Eastern Road Sudley Place | Roadside | 532759 | 103810 | NO2 |  | 0 | 2.4
B2123 E22-2009 | Rottingdean High Street East | Roadside | 536970 | 102280 | NO2 |  | 0 | 0.2
B2123 E23-2010 | Rottingdean High Street West | Roadside | 536966 | 102273 | NO2 |  | 0 | 0.2
A259 E25-2018 | Rottingdean Marine Drive | Roadside | 537014 | 102238 | NO2 |  | 0 | 2.7
B2123 E30-2020 | Rottingdean High Street Mid | Roadside | 536947 | 102341 | NO2 |  | 0 | 1.8
E32-2020 | Rottingdean Sea Front | Urban Background | 537011 | 102099 | NO2 |  | 0 | 112
A2010 W03-2006 | Terminus Road Terrace | Roadside | 530963 | 104994 | NO2 |  | 0 | 3.5
A2010 W04-2006 | Chatham Place | Roadside | 530808 | 105340 | NO2 |  | 0 | 3.4
A270 W05-2006 | Old Shoreham Road Terrace | Roadside | 530778 | 105362 | NO2 |  | 0 | 3.6
B2066 W10-2023 | Western Road Sillwood Road | Roadside | 530302 | 104415 | NO2 |  | 0 | 4.5
B2066 W11-2020 | Western Road | Roadside | 530154 | 104444 | NO2 |  | 0 | 4
A259 W16-2020 | Wellington Road East | Roadside | 526233 | 104860 | NO2 |  | 0 | 3
2024 BH14 | Next to 2025 Analyser installed later | Roadside | 526235 | 104877 | NO2 |  | 3 | 3
A259 W17-2009 | Wellington Road Church Road | Roadside | 525931 | 104961 | NO2 |  | 0 | 3
A259 W18-2010 | Vale Park | Urban Background | 525970 | 105230 | NO2 |  | 0 | 97
A259 W19-2009 | Trafalgar Road Portslade | Roadside | 525658 | 105695 | NO2 |  | 0 | 3.9
A270 W20-2021 | Old Shoreham Road Portslade | Roadside | 525651 | 105870 | NO2 |  | 1 | 2.5
A2023 W21-2010 | Sackville Road North | Roadside | 528388 | 105936 | NO2 |  | 0 | 3.4
A270 W22 2024 | Old Shoreham Sackville Road | Roadside | 528421 | 105947 | NO2 |  | 1 | 3
LN2-2022 | Lower Elm Grove Lewes Road | Roadside | 531823 | 105287 | NO2 |  | 0 | 2.5
LN4-2022 | Roadside Elm Grove School | Roadside | 532278 | 105233 | NO2 |  | 2.5 | 1.5

## Table E (hidden)
Annual Mean NO2 Monitoring Results - Table E
Enter data into the pink cells
Diffusion Tube ID | X OS Grid Ref (Easting) | Y OS Grid Ref (Northing) | Site Type | Valid Data Capture for Monitoring Period (%) | Valid Data Capture 2024 (%) | NO2 Annual Mean Concentration (µg/m3)
[6 empty] | 2018 | 2019 | 2020 | 2021 | 2022 | 2023 | 2024 | Yes
A23 C01-2020 | 531361 | 104040 | Roadside |  | 75.8065 | NO2 Annual Mean Concentration (µg/m3) 2024: 22.5829 | No
A23 C02-2022 | 531255 | 104062 | Roadside |  | 86.828 | NO2 Annual Mean Concentration (µg/m3) 2024: 22.7107
B2066 C04-2010 | 531228 | 104088 | Roadside |  | 86.828 | NO2 Annual Mean Concentration (µg/m3) 2024: 29.1909
C05-2012 | 531230 | 104260 | Urban Background |  | 86.828 | NO2 Annual Mean Concentration (µg/m3) 2024: 14.3474
B2066 C10-2012 | 530995 | 104271 | Roadside |  | 86.828 | NO2 Annual Mean Concentration (µg/m3) 2024: 27.3619
B2066 C11-2007 | 530947 | 104284 | Roadside |  | 86.828 | NO2 Annual Mean Concentration (µg/m3) 2024: 36.3886
B2066 C11-2012 | 530890 | 104302 | Kerbside |  | 86.828 | NO2 Annual Mean Concentration (µg/m3) 2024: 42.5919
A2010 C12-2010 | 530900 | 104451 | Roadside |  | 86.828 | NO2 Annual Mean Concentration (µg/m3) 2024: 29.2988
A2010 W01-2005 | 530969 | 104785 | Roadside |  | 86.828 | NO2 Annual Mean Concentration (µg/m3) 2024: 23.8646
C-Link C13-2014 | 530770 | 104363 | Roadside |  | 79.3011 | NO2 Annual Mean Concentration (µg/m3) 2024: 29.8809
A23 C09-2005 | 531302 | 104392 | Roadside |  | 86.828 | NO2 Annual Mean Concentration (µg/m3) 2024: 26.1841
A23 C16-2013 | 531400 | 104844 | Roadside |  | 86.828 | NO2 Annual Mean Concentration (µg/m3) 2024: 28.9592
A23 C17-2012 | 531364 | 104982 | Roadside |  | 86.828 | NO2 Annual Mean Concentration (µg/m3) 2024: 31.0184
A23 C18-2019 | 531369 | 105042 | Roadside |  | 86.828 | NO2 Annual Mean Concentration (µg/m3) 2024: 36.3457
A23 C18-2010 | 531373 | 105136 | Roadside |  | 86.828 | NO2 Annual Mean Concentration (µg/m3) 2024: 36.7127
A23 C19-2021 | 531472 | 105161 | Roadside |  | 40.0538 | NO2 Annual Mean Concentration (µg/m3) 2024: 26.3157
A23 C20-2005 | 531496 | 105315 | Roadside |  | 86.828 | NO2 Annual Mean Concentration (µg/m3) 2024: 24.2188
A23 C21-2005 | 531451 | 105356 | Roadside |  | 86.828 | NO2 Annual Mean Concentration (µg/m3) 2024: 30.9141
A23 C23-2005 | 531189 | 105375 | Roadside |  | 86.828 | NO2 Annual Mean Concentration (µg/m3) 2024: 24.9555
A270 C24-2015 | 531101 | 105443 | Roadside |  | 86.828 | NO2 Annual Mean Concentration (µg/m3) 2024: 32.6037
A270 C25-2010 | 530985 | 105419 | Roadside |  | 86.828 | NO2 Annual Mean Concentration (µg/m3) 2024: 33.154
B2199 C28-2010 | 531032 | 104843 | Suburban |  | 77.1505 | NO2 Annual Mean Concentration (µg/m3) 2024: 26.6772
A23 E01-2016 | 531101 | 105498 | Roadside |  | 86.828 | NO2 Annual Mean Concentration (µg/m3) 2024: 24.2695
A23 E02-2009 | 530233 | 106515 | Roadside |  | 86.828 | NO2 Annual Mean Concentration (µg/m3) 2024: 24.9514
C-Link E02-2012 | 530063 | 106368 | Roadside |  | 78.4946 | NO2 Annual Mean Concentration (µg/m3) 2024: 28.7208
A23 E06-2020 | 531107 | 105595 | Roadside |  | 86.828 | NO2 Annual Mean Concentration (µg/m3) 2024: 25.5584
A270 E07-2019 | 531838 | 105349 | Roadside |  | 86.828 | NO2 Annual Mean Concentration (µg/m3) 2024: 37.8788
A270 BH11 | 531845 | 105333 | Kerbside |  | 86.828 | NO2 Annual Mean Concentration (µg/m3) 2024: 39.26
A270 E08-1996 | 532090 | 105752 | Roadside |  | 86.828 | NO2 Annual Mean Concentration (µg/m3) 2024: 34.5979
A270 E10-2015 | 532126 | 105838 | Roadside |  | 86.828 | NO2 Annual Mean Concentration (µg/m3) 2024: 29.2484
A270 E14-2019 | 532377 | 106314 | Roadside |  | 86.828 | NO2 Annual Mean Concentration (µg/m3) 2024: 27.8433
A270 E15-2012 | 532300 | 106159 | Roadside |  | 86.828 | NO2 Annual Mean Concentration (µg/m3) 2024: 28.9678
A23 E16-1996 | 531465 | 104629 | Roadside |  | 86.828 | NO2 Annual Mean Concentration (µg/m3) 2024: 29.4143
A23 E16-2015 | 531426 | 104514 | Roadside |  | 77.957 | NO2 Annual Mean Concentration (µg/m3) 2024: 30.5746
A23 E17-2003 | 531394 | 104338 | Roadside |  | 86.828 | NO2 Annual Mean Concentration (µg/m3) 2024: 29.679
C-Link E17-2018 | 531408 | 104233 | Roadside |  | 86.828 | NO2 Annual Mean Concentration (µg/m3) 2024: 30.5872
C-Link E18-2021 | 532759 | 103810 | Roadside |  | 86.828 | NO2 Annual Mean Concentration (µg/m3) 2024: 20.2484
B2123 E22-2009 | 536970 | 102280 | Roadside |  | 86.828 | NO2 Annual Mean Concentration (µg/m3) 2024: 24.2549
B2123 E23-2010 | 536966 | 102273 | Roadside |  | 86.828 | NO2 Annual Mean Concentration (µg/m3) 2024: 25.2614
A259 E25-2018 | 537014 | 102238 | Roadside |  | 86.828 | NO2 Annual Mean Concentration (µg/m3) 2024: 23.216
B2123 E30-2020 | 536947 | 102341 | Roadside |  | 86.828 | NO2 Annual Mean Concentration (µg/m3) 2024: 21.0221
E32-2020 | 537011 | 102099 | Urban Background |  | 86.828 | NO2 Annual Mean Concentration (µg/m3) 2024: 10.9473
A2010 W03-2006 | 530963 | 104994 | Roadside |  | 86.828 | NO2 Annual Mean Concentration (µg/m3) 2024: 27.538
A2010 W04-2006 | 530808 | 105340 | Roadside |  | 86.828 | NO2 Annual Mean Concentration (µg/m3) 2024: 28.1928
A270 W05-2006 | 530778 | 105362 | Roadside |  | 86.828 | NO2 Annual Mean Concentration (µg/m3) 2024: 30.0062
B2066 W10-2023 | 530302 | 104415 | Roadside |  | 86.828 | NO2 Annual Mean Concentration (µg/m3) 2024: 27.2974
B2066 W11-2020 | 530154 | 104444 | Roadside |  | 86.828 | NO2 Annual Mean Concentration (µg/m3) 2024: 22.8087
A259 W16-2020 | 526233 | 104860 | Roadside |  | 86.828 | NO2 Annual Mean Concentration (µg/m3) 2024: 27.0506
2024 BH14 | 526235 | 104877 | Roadside |  | 86.828 | NO2 Annual Mean Concentration (µg/m3) 2024: 19.8979
A259 W17-2009 | 525931 | 104961 | Roadside |  | 78.2258 | NO2 Annual Mean Concentration (µg/m3) 2024: 25.3608
A259 W18-2010 | 525970 | 105230 | Urban Background |  | 86.828 | NO2 Annual Mean Concentration (µg/m3) 2024: 13.4228
A259 W19-2009 | 525658 | 105695 | Roadside |  | 86.828 | NO2 Annual Mean Concentration (µg/m3) 2024: 26.5102
A270 W20-2021 | 525651 | 105870 | Roadside |  | 86.828 | NO2 Annual Mean Concentration (µg/m3) 2024: 26.4865
A2023 W21-2010 | 528388 | 105936 | Roadside |  | 86.828 | NO2 Annual Mean Concentration (µg/m3) 2024: 25.4832
A270 W22 2024 | 528421 | 105947 | Roadside |  | 86.828 | NO2 Annual Mean Concentration (µg/m3) 2024: 25.6317
LN2-2022 | 531823 | 105287 | Roadside |  | 78.4946 | NO2 Annual Mean Concentration (µg/m3) 2024: 27.7453
LN4-2022 | 532278 | 105233 | Roadside |  | 78.4946 | NO2 Annual Mean Concentration (µg/m3) 2024: 18.5004
Note on G9: This should be the data capture for the period within the calendar year for which monitoring was undertaken. In certain cases, monitoring may only have been undertaken for part of the year, e.g. monitoring that began in January and ran until June (six months) before finishing - if results were returned for all six months this would equate to 100% data capture.

## Table R (hidden)
|  | 5 | 6 | 10 | 11 | 12 | 13 | 14 | 15 | 16 | 17 | 18 | 19 | 20 | 21
Annual Report Results Table - Table R
|  | 5: STEP 1 - DT Calendar Inputs Error; 11: STEP 2 - Diffusion Tube Inputs Error; 14: STEP 2a - Annualisation Inputs Error; 17: STEP 3 - Bias Adjustment Error; 20: STEP 4 - Fall off with Distance Error |  | Diffusion Tube Co-ordinate Check Warning
|  | 5: None; 11: None; 14: None; 17: None; 20: None |  | Highlighted X and Y OS grid co-ordinates may be incorrect. Check 'STEP 2 - Diffusion Tube Inputs' tab.
Bias Adjustment Factor = National
| Diffusion Tube ID | 5: X OS Grid Ref (Easting); 6: Y OS Grid Ref (Northing); 10: NO2 Mean Concentrations (µg/m3) | Time Weighted Annual Mean (µg/m³) |  |  | Comment
|  |  |  | Jan | Feb | Mar | Apr | May | Jun | Jul | Aug | Sep | Oct | Nov | Dec |  |  |  | Comment
|  |  | 433175 | [12 empty] | Raw Data | Bias Adjusted (0.84) and Annualised | Distance Corrected to Nearest Exposure | [6 empty] | 1 | 2 | 3 | 4 | 5 | 6 | 7 | 8 | 9 | 10 | 11 | 12 | Brighton and Hove Council | 35 | 1
A23 C01-2020 | A23 C01-2020 | 531361 | 104040 | 29.6 | 23.7 | 25 | 25.7 | 31 | 21.8 |  |  | 25.3 |  | 32.7 | 28.3 | 26.8844 | 22.5829 |  |  | 1 | A23 C01-2020 | A23 C01-2020 | Single | [13 empty] | 531500104500 | 35 | 0
A23 C02-2022 | A23 C02-2022 | 531255 | 104062 | 31.9 | 27.6 | 25 | 27.6 | 26.1 | 20.7 |  |  | 23.4 | 24.2 | 36 | 30.1 | 27.0365 | 22.7107 |  |  | 2 | A23 C02-2022 | A23 C02-2022 | Single | [13 empty] | 531500104500 | 35 | 0
B2066 C04-2010 | B2066 C04-2010 | 531228 | 104088 | 36 | 40.4 | 35.8 | 32.3 | 36.9 | 34.8 |  |  | 30.9 | 30.3 | 39.3 | 32.7 | 34.7511 | 29.1909 |  |  | 3 | B2066 C04-2010 | B2066 C04-2010 | Single | [13 empty] | 531500104500 | 35 | 0
C05-2012 | C05-2012 | 531230 | 104260 | 24.2 | 14.3 | 17.4 | 14.7 | 16.5 | 11.9 |  |  | 14.5 | 16.5 | 22 | 19.9 | 17.0802 | 14.3474 |  |  | 4 | C05-2012 | C05-2012 | Single | [13 empty] | 531500104500 | 35 | 0
B2066 C10-2012 | B2066 C10-2012 | 530995 | 104271 | 35.3 | 35.9 | 34.3 | 32 | 38.3 | 32.3 |  |  | 33 | 31.6 | 22.4 | 31.8 | 32.5737 | 27.3619 |  |  | 5 | B2066 C10-2012 | B2066 C10-2012 | Single | Triplicate Set 1 | [12 empty] | 530500104500 | 35 | 0
B2066 C11-2007 | B2066 C11-2007 | 530947 | 104284 | 45.9 | 47.9 | 50.2 | 44.7 | 48.1 | 43.6 |  |  | 41.6 | 38.2 | 34.6 | 40.9 | 43.3198 | 36.3886 |  |  | 6 | B2066 C11-2007 | B2066 C11-2007 | Single | [13 empty] | 530500104500 | 35 | 0
B2066 C11-2012 | B2066 C11-2012 | 530890 | 104302 | 54.1 | 47.5 | 56.2 | 51.1 | 60.1 | 56.5 |  |  | 43.8 | 42.6 | 48.4 | 50.8 | 50.7046 | 42.5919 | 35.1 |  | 7 | B2066 C11-2012 | B2066 C11-2012 | Single | [13 empty] | 530500104500 | 35 | 0
A2010 C12-2010 | A2010 C12-2010 | 530900 | 104451 | 37.3 | 36.2 | 35.2 | 35.3 | 39.3 | 29.1 |  |  | 27.3 | 33.6 | 50.2 | 27.6 | 34.8796 | 29.2988 |  |  | 8 | A2010 C12-2010 | A2010 C12-2010 | Single | [13 empty] | 530500104500 | 35 | 0
A2010 W01-2005 | A2010 W01-2005 | 530969 | 104785 | 32.3 | 31.1 | 29.8 | 26.8 | 30.5 | 25.4 |  |  | 24.7 | 27.7 | 32.4 | 24.6 | 28.4102 | 23.8646 |  |  | 9 | A2010 W01-2005 | A2010 W01-2005 | Single | [13 empty] | 530500104500 | 35 | 0
C-Link C13-2014 | C-Link C13-2014 | 530770 | 104363 | 38.3 | 33 | 36.5 | 36.8 |  | 37.6 |  |  | 32.2 | 32.4 | 37.4 | 37.5 | 35.5725 | 29.8809 |  |  | 10 | C-Link C13-2014 | C-Link C13-2014 | Single | [13 empty] | 530500104500 | 35 | 0
A23 C09-2005 | A23 C09-2005 | 531302 | 104392 | 33.2 | 33.8 | 30.1 | 32.1 | 32.2 | 28.3 |  |  | 30.2 | 30 | 34.8 | 28.1 | 31.1715 | 26.1841 |  |  | 11 | A23 C09-2005 | A23 C09-2005 | Single | [13 empty] | 531500104500 | 35 | 0
A23 C16-2013 | A23 C16-2013 | 531400 | 104844 | 36.2 | 34.9 | 31.7 | 36.2 | 36.6 | 33 |  |  | 35.1 | 30.7 | 39.9 | 32.2 | 34.4752 | 28.9592 |  |  | 12 | A23 C16-2013 | A23 C16-2013 | Single | [13 empty] | 531500104500 | 35 | 0
A23 C17-2012 | A23 C17-2012 | 531364 | 104982 | 44 | 38.4 | 39.7 | 39.4 | 40.3 | 36 |  |  | 34.6 | 24.3 | 41.5 | 36.3 | 36.9266 | 31.0184 |  |  | 13 | A23 C17-2012 | A23 C17-2012 | Single | [13 empty] | 531500104500 | 35 | 0
A23 C18-2019 | A23 C18-2019 | 531369 | 105042 | 44.8 | 50.2 | 44.5 | 47.3 | 44.5 | 43.9 |  |  | 42.1 | 38.8 | 42.8 | 35.9 | 43.2687 | 36.3457 | 32.8 |  | 14 | A23 C18-2019 | A23 C18-2019 | Single | [13 empty] | 531500105500 | 35 | 0
A23 C18-2010 | A23 C18-2010 | 531373 | 105136 | 45 | 44.8 | 45.8 | 43.8 | 45.6 | 38 |  |  | 40.8 | 44 | 50.6 | 39.5 | 43.7056 | 36.7127 |  |  | 15 | A23 C18-2010 | A23 C18-2010 | Single | [13 empty] | 531500105500 | 35 | 0
A23 C19-2021 | A23 C19-2021 | 531472 | 105161 | 37.2 | 34.8 | 30.4 | 31.9 | 30.4 | [7 empty] | 32.9208 | 26.3157 |  |  | 16 | A23 C19-2021 | A23 C19-2021 | Single | [13 empty] | 531500105500 | 35 | 0
A23 C20-2005 | A23 C20-2005 | 531496 | 105315 | 31.1 | 29 | 31 | 28.9 | 31.9 | 25.4 |  |  | 28.5 | 29.3 | 30.8 | 22.9 | 28.8319 | 24.2188 |  |  | 17 | A23 C20-2005 | A23 C20-2005 | Single | [13 empty] | 531500105500 | 35 | 0
A23 C21-2005 | A23 C21-2005 | 531451 | 105356 | 37 | 38.1 | 40.2 | 35.7 | 44 | 37.5 |  |  | 35.8 | 31.8 | 37.3 | 32.7 | 36.8025 | 30.9141 |  |  | 18 | A23 C21-2005 | A23 C21-2005 | Single | [13 empty] | 531500105500 | 35 | 0
A23 C23-2005 | A23 C23-2005 | 531189 | 105375 | 31.8 | 34.7 | 31.3 | 30.5 | 30.3 | 24.9 |  |  | 26.9 | 26.7 | 34.2 | 27.7 | 29.709 | 24.9555 |  |  | 19 | A23 C23-2005 | A23 C23-2005 | Single | [13 empty] | 531500105500 | 35 | 0
A270 C24-2015 | A270 C24-2015 | 531101 | 105443 | 38.5 | 40.5 | 38 | 43 | 41.8 | 38.5 |  |  | 37.3 | 36 | 43.4 | 32.9 | 38.8139 | 32.6037 |  |  | 20 | A270 C24-2015 | A270 C24-2015 | Single | [13 empty] | 531500105500 | 35 | 0
A270 C25-2010 | A270 C25-2010 | 530985 | 105419 | 37.8 | 40.1 | 38.8 | 42.3 | 39.6 | 40.7 |  |  | 39.8 | 35.1 | 41 | 40.9 | 39.469 | 33.154 |  |  | 21 | A270 C25-2010 | A270 C25-2010 | Single | [13 empty] | 530500105500 | 35 | 0
B2199 C28-2010 | B2199 C28-2010 | 531032 | 104843 | 34.8 | 35.9 | 35.7 | 32.6 | 28.2 | 27.7 |  |  |  | 24.3 | 38.1 | 30.8 | 31.7585 | 26.6772 |  |  | 22 | B2199 C28-2010 | B2199 C28-2010 | Single | [13 empty] | 531500104500 | 35 | 0
A23 E01-2016 | A23 E01-2016 | 531101 | 105498 | 29.6 | 27.3 | 30.5 | 29 | 32.2 | 23.4 |  |  | 27.4 | 31.1 | 33.7 | 24.9 | 28.8923 | 24.2695 |  |  | 23 | A23 E01-2016 | A23 E01-2016 | Single | [13 empty] | 531500105500 | 35 | 0
A23 E02-2009 | A23 E02-2009 | 530233 | 106515 | 33.4 | 32.2 | 32.1 | 27.3 | 30.2 | 25.9 |  |  | 27.6 | 27.6 | 30.5 | 31.5 | 29.704 | 24.9514 |  |  | 24 | A23 E02-2009 | A23 E02-2009 | Single | [13 empty] | 530500106500 | 35 | 0
C-Link E02-2012 | C-Link E02-2012 | 530063 | 106368 | 34.3 | 36.7 | 33.8 | 32.1 | 39.8 | 29.5 |  |  | 29.4 | 35.1 | 38.2 |  | 34.1914 | 28.7208 |  |  | 25 | C-Link E02-2012 | C-Link E02-2012 | Single | [13 empty] | 530500106500 | 35 | 0
A23 E06-2020 | A23 E06-2020 | 531107 | 105595 | 30.9 | 29.4 | 31.3 | 30 | 34.3 | 26.9 |  |  | 31.2 | 28.8 | 34 | 28.4 | 30.4266 | 25.5584 |  |  | 26 | A23 E06-2020 | A23 E06-2020 | Single | [13 empty] | 531500105500 | 35 | 0
A270 E07-2019 | A270 E07-2019 | 531838 | 105349 | 45.1 | 46.8 | 45.3 | 47.1 | 45.2 | 42.9 |  |  | 42.1 | 44.2 | 51.7 | 41.5 | 45.0938 | 37.8788 |  |  | 27 | A270 E07-2019 | A270 E07-2019 | Single | [13 empty] | 531500105500 | 35 | 0
A270 BH11 | A270 BH11 | 531845 | 105333 | 45.1 | 48.4 | 50.2 | 44 | 49.8 | 45.9 |  |  | 44.5 | 46.2 | 52.9 | 40.5 | 46.7381 | 39.26 | 34.6 |  | 28 | A270 BH11 | A270 BH11 | Single | Triplicate Set 2 | [12 empty] | 531500105500 | 35 | 0
A270 E08-1996 | A270 E08-1996 | 532090 | 105752 | 43.7 | 46.5 | 43.9 | 43.9 | 41.5 | 39.1 |  |  | 43.3 | 38.6 | 36.7 | 35.8 | 41.1879 | 34.5979 |  |  | 29 | A270 E08-1996 | A270 E08-1996 | Single | [13 empty] | 532500105500 | 35 | 0
A270 E10-2015 | A270 E10-2015 | 532126 | 105838 | 35.1 | 38.3 | 33.9 | 32.7 | 32 | 32.3 |  |  | 34.9 | 33.8 | 45.8 | 29.2 | 34.8195 | 29.2484 |  |  | 30 | A270 E10-2015 | A270 E10-2015 | Single | [13 empty] | 532500105500 | 35 | 0
A270 E14-2019 | A270 E14-2019 | 532377 | 106314 | 34.3 | 35.3 | 37.8 | 30.4 | 36.7 | 26.7 |  |  | 34.5 | 36.7 | 32.5 | 25.7 | 33.1467 | 27.8433 |  |  | 31 | A270 E14-2019 | A270 E14-2019 | Single | [13 empty] | 532500106500 | 35 | 0
A270 E15-2012 | A270 E15-2012 | 532300 | 106159 | 35 | 39.6 | 41.2 | 33.8 | 37.2 | 27.6 |  |  | 32.7 | 33.7 | 36.3 | 28.7 | 34.4854 | 28.9678 |  |  | 32 | A270 E15-2012 | A270 E15-2012 | Single | [13 empty] | 532500106500 | 35 | 0
A23 E16-1996 | A23 E16-1996 | 531465 | 104629 | 36.6 | 34.6 | 39.1 | 34.6 | 41.2 | 31.6 |  |  | 35.3 | 36.2 | 31 | 30.4 | 35.017 | 29.4143 |  |  | 33 | A23 E16-1996 | A23 E16-1996 | Single | [13 empty] | 531500104500 | 35 | 0
A23 E16-2015 | A23 E16-2015 | 531426 | 104514 | 36.6 | 33.7 |  | 36.1 | 44 | 31.4 |  |  | 38.2 | 37.1 | 38.6 | 32.5 | 36.3983 | 30.5746 |  |  | 34 | A23 E16-2015 | A23 E16-2015 | Single | [13 empty] | 531500104500 | 35 | 0
A23 E17-2003 | A23 E17-2003 | 531394 | 104338 | 37.6 | 39 | 38.6 | 34 | 42.6 | 29.7 |  |  | 35.3 | 35 | 35 | 27.7 | 35.3322 | 29.679 |  |  | 35 | A23 E17-2003 | A23 E17-2003 | Single | [13 empty] | 531500104500 | 35 | 0
C-Link E17-2018 | C-Link E17-2018 | 531408 | 104233 | 37.7 | 39.1 | 37.9 | 34.2 | 41.1 | 35.8 |  |  | 35.1 | 33 | 37.4 | 34.4 | 36.4133 | 30.5872 |  |  | 36 | C-Link E17-2018 | C-Link E17-2018 | Single | [13 empty] | 531500104500 | 35 | 0
C-Link E18-2021 | C-Link E18-2021 | 532759 | 103810 | 29.2 | 22.3 | 23 | 25.3 | 26.3 | 22.2 |  |  | 21.8 | 22 | 27.7 | 23.1 | 24.1053 | 20.2484 |  |  | 37 | C-Link E18-2021 | C-Link E18-2021 | Single | [13 empty] | 532500103500 | 35 | 0
B2123 E22-2009 | B2123 E22-2009 | 536970 | 102280 | 32.1 | 26 | 27.5 | 29.1 | 35 | 24.9 |  |  | 30.2 | 27.3 | 33.2 | 24.9 | 28.8749 | 24.2549 |  |  | 38 | B2123 E22-2009 | B2123 E22-2009 | Single | [13 empty] | 536500102500 | 35 | 0
B2123 E23-2010 | B2123 E23-2010 | 536966 | 102273 | 34.2 | 30.6 | 34.2 | 30.7 | 34.4 | 28.3 |  |  | 26.9 | 27.5 | 30.8 | 25.1 | 30.0731 | 25.2614 |  |  | 39 | B2123 E23-2010 | B2123 E23-2010 | Single | [13 empty] | 536500102500 | 35 | 0
A259 E25-2018 | A259 E25-2018 | 537014 | 102238 | 29.8 | 23.6 | 27.5 | 29.5 | 32.3 | 20.9 |  |  | 29 | 29.2 | 30.4 | 24.8 | 27.6381 | 23.216 |  |  | 40 | A259 E25-2018 | A259 E25-2018 | Single | [13 empty] | 537500102500 | 35 | 0
B2123 E30-2020 | B2123 E30-2020 | 536947 | 102341 | 32.3 | 22.5 | 26.7 | 24.7 | 28.7 | 19.3 |  |  | 24.5 | 24.1 | 30.8 | 18.1 | 25.0263 | 21.0221 |  |  | 41 | B2123 E30-2020 | B2123 E30-2020 | Single | [13 empty] | 536500102500 | 35 | 0
E32-2020 | E32-2020 | 537011 | 102099 | 17.7 | 9.5 | 15.6 | 11.4 | 11.9 | 8.2 |  |  | 10.9 | 14 | 19 | 12.3 | 13.0325 | 10.9473 |  |  | 42 | E32-2020 | E32-2020 | Single | [13 empty] | 537500102500 | 35 | 0
A2010 W03-2006 | A2010 W03-2006 | 530963 | 104994 | 37.5 | 34.6 | 33.8 | 32.3 | 34.8 | 28.1 |  |  | 31.5 | 30.4 | 34.3 | 32.3 | 32.7833 | 27.538 |  |  | 43 | A2010 W03-2006 | A2010 W03-2006 | Single | [13 empty] | 530500104500 | 35 | 0
A2010 W04-2006 | A2010 W04-2006 | 530808 | 105340 | 39 | 34 | 31.2 | 33 | 39.5 | 28.3 |  |  | 34.3 | 29.2 | 38.2 | 31.6 | 33.5628 | 28.1928 |  |  | 44 | A2010 W04-2006 | A2010 W04-2006 | Single | [13 empty] | 530500105500 | 35 | 0
A270 W05-2006 | A270 W05-2006 | 530778 | 105362 | 41.3 | 34.4 | 36.7 | 34.9 | 34.1 | 33 |  |  | 38.3 | 32.6 | 39.8 | 32.9 | 35.7217 | 30.0062 |  |  | 45 | A270 W05-2006 | A270 W05-2006 | Single | [13 empty] | 530500105500 | 35 | 0
B2066 W10-2023 | B2066 W10-2023 | 530302 | 104415 | 38.7 | 40.9 | 37.3 | 33 | 36.4 | 28.3 |  |  | 26.4 | 25.4 | 31.4 | 31.4 | 32.4969 | 27.2974 |  |  | 46 | B2066 W10-2023 | B2066 W10-2023 | Single | [13 empty] | 530500104500 | 35 | 0
B2066 W11-2020 | B2066 W11-2020 | 530154 | 104444 | 31.9 | 29.3 | 29.2 | 26.8 | 27.4 | 23.2 |  |  | 24 | 26.3 | 29.1 | 25.6 | 27.1533 | 22.8087 |  |  | 47 | B2066 W11-2020 | B2066 W11-2020 | Single | [13 empty] | 530500104500 | 35 | 0
A259 W16-2020 | A259 W16-2020 | 526233 | 104860 | 37.3 | 35.2 | 36.5 | 33.5 | 35.4 | 29.8 |  |  | 29.2 | 24.3 | 34.8 | 29.7 | 32.2031 | 27.0506 |  |  | 48 | A259 W16-2020 | A259 W16-2020 | Single | [13 empty] | 526500104500 | 35 | 0
2024 BH14 | 2024 BH14 | 526235 | 104877 | 32.4 | 25.2 | 22.6 | 24.3 | 22.3 | 18.7 |  |  | 20.3 | 21.5 | 29 | 22.7 | 23.6879 | 19.8979 |  |  | 49 | 2024 BH14 | 2024 BH14 | Single | Triplicate Set 3 new analyser | [12 empty] | 526500104500 | 35 | 0
A259 W17-2009 | A259 W17-2009 | 525931 | 104961 | 33.2 | 33.5 | 34.3 | 30.7 | 32.3 | 24.9 |  |  | 27.6 | 27.2 |  | 30.1 | 30.1914 | 25.3608 |  |  | 50 | A259 W17-2009 | A259 W17-2009 | Single | [13 empty] | 525500104500 | 1 | 1
A259 W18-2010 | A259 W18-2010 | 525970 | 105230 | 21.5 | 19 | 21.3 | 14.2 | 13 | 9.8 |  |  | 11.8 | 14.8 | 19.1 | 16.4 | 15.9796 | 13.4228 |  |  | 51 | A259 W18-2010 | A259 W18-2010 | Single | [13 empty] | 525500105500 | 35 | 0
A259 W19-2009 | A259 W19-2009 | 525658 | 105695 | 36.2 | 33.8 | 33.4 | 30.6 | 29.7 | 28.3 |  |  | 28.2 | 29.1 | 36.4 | 31.3 | 31.5598 | 26.5102 |  |  | 52 | A259 W19-2009 | A259 W19-2009 | Single | [13 empty] | 525500105500 | 35 | 0
A270 W20-2021 | A270 W20-2021 | 525651 | 105870 | 35.6 | 33.5 | 36.2 | 29.5 | 32.9 | 27.2 |  |  | 28.7 | 30.8 | 32.3 | 29.6 | 31.5316 | 26.4865 |  |  | 53 | A270 W20-2021 | A270 W20-2021 | Single | [13 empty] | 525500105500 | 35 | 0
A2023 W21-2010 | A2023 W21-2010 | 528388 | 105936 | 36.8 | 32 | 31.2 | 30.4 | 32.4 | 26.9 |  |  | 26.4 | 29.5 | 32.7 | 26.8 | 30.3372 | 25.4832 |  |  | 54 | A2023 W21-2010 | A2023 W21-2010 | Single | [13 empty] | 528500105500 | 35 | 0
A270 W22 2024 | A270 W22 2024 | 528421 | 105947 | 35.9 | 33.3 | 36.2 | 28.5 | 34.3 | 26 |  |  | 24.1 | 31.3 | 30.8 | 26.1 | 30.5139 | 25.6317 |  |  | 55 | A270 W22 2024 | A270 W22 2024 | Single | [13 empty] | 528500105500 | 35 | 0
LN2-2022 | LN2-2022 | 531823 | 105287 | 40.5 | 33.4 | 31.7 | 32.3 | 31.7 | 27.3 |  |  | 34.2 | 32.6 | 34.4 |  | 33.0301 | 27.7453 |  |  | 56 | LN2-2022 | LN2-2022 | Single | [13 empty] | 531500105500 | 35 | 0
LN4-2022 | LN4-2022 | 532278 | 105233 | 28.9 | 23.4 | 24.5 | 19.4 | 22.8 | 18.7 |  |  | 18.9 | 21.3 | 21.5 |  | 22.0243 | 18.5004 |  |  | 57 | LN4-2022 | LN4-2022 | Single | [13 empty] | 532500105500 | 35 | 0

## Table 2.2 (hidden)
Details of Non-Automatic Monitoring Sites - Table 2.2
Enter data into the pink cells
Diffusion Tube ID | Site Name | Site Type | X OS Grid Ref (Easting) | Y OS Grid Ref (Northing) | Pollutants Monitored | In AQMA? Which AQMA? | Distance to Relevant Exposure (m) | Distance to Kerb of Nearest Road (m) | Tube Co-located with a Continuous Analyser | Height (m)
A23 C01-2020 | Old Steine St James Street | Roadside | 531361 | 104040 | NO2 |  | 0 | 8
A23 C02-2022 | Old Steine West | Roadside | 531255 | 104062 | NO2 |  | 0 | 7 |  |  | Yes
B2066 C04-2010 | Castle Square | Roadside | 531228 | 104088 | NO2 |  | 0 | 5.7 |  |  | No
C05-2012 | Pavilion Gardens | Urban Background | 531230 | 104260 | NO2 |  | 0 | 102
B2066 C10-2012 | North Street Ship Street | Roadside | 530995 | 104271 | NO2 |  | 0 | 6.1
B2066 C11-2007 | North Street Central | Roadside | 530947 | 104284 | NO2 |  | 0 | 6.5
B2066 C11-2012 | North Street Windsor | Kerbside | 530890 | 104302 | NO2 |  | 3.5 | 1.5
A2010 C12-2010 | Queens Road South | Roadside | 530900 | 104451 | NO2 |  | 0 | 4.2
A2010 W01-2005 | Queens Road North | Roadside | 530969 | 104785 | NO2 |  | 0 | 4.2
C-Link C13-2014 | Lower Dyke Road | Roadside | 530770 | 104363 | NO2 |  | 0 | 4.5
A23 C09-2005 | Marlborough Place | Roadside | 531302 | 104392 | NO2 |  | 0 | 4.3
A23 C16-2013 | York Place | Roadside | 531400 | 104844 | NO2 |  | 0 | 4.9
A23 C17-2012 | Cheapside | Roadside | 531364 | 104982 | NO2 |  | 0 | 3.4
A23 C18-2019 | London Road Brunswick Row | Roadside | 531369 | 105042 | NO2 |  | 2 | 2
A23 C18-2010 | Oxford Street London Road | Roadside | 531373 | 105136 | NO2 |  | 0 | 3
A23 C19-2021 | Oxford Street Ditchling Road | Roadside | 531472 | 105161 | NO2 |  | 0 | 3.3
A23 C20-2005 | Ditchling Road Viaduct Road | Roadside | 531496 | 105315 | NO2 |  | 0 | 4.7
A23 C21-2005 | Viaduct Terrace | Roadside | 531451 | 105356 | NO2 |  | 0 | 3.6
A23 C23-2005 | London Road Rose Hill | Roadside | 531189 | 105375 | NO2 |  | 0 | 5.4
A270 C24-2015 | New England Road Elder Place | Roadside | 531101 | 105443 | NO2 |  | 0 | 3.6
A270 C25-2010 | New England East | Roadside | 530985 | 105419 | NO2 |  | 0 | 3.5
B2199 C28-2010 | Frederick Place North Laine | Suburban | 531032 | 104843 | NO2 |  | 0 | 2.8
A23 E01-2016 | Preston Road Preston Circus | Roadside | 531101 | 105498 | NO2 |  | 0 | 2.5
A23 E02-2009 | Preston Road Preston Drove | Roadside | 530233 | 106515 | NO2 |  | 0 | 4
C-Link E02-2012 | The Drove South Street | Roadside | 530063 | 106368 | NO2 |  | 0 | 2.6
A23 E06-2020 | Beaconsfield Road | Roadside | 531107 | 105595 | NO2 |  | 0 | 3.8
A270 E07-2019 | Lewes Road north Elm Grove | Roadside | 531838 | 105349 | NO2 |  | 0 | 2.9
A270 BH11 | Lewes Road New Co-Location | Kerbside | 531845 | 105333 | NO2 |  | 2 | 1.5
A270 E08-1996 | Lewes Road Inverness Road | Roadside | 532090 | 105752 | NO2 |  | 0 | 4.4
A270 E10-2015 | Vogue Gyratory Island | Roadside | 532126 | 105838 | NO2 |  | 0 | 3
A270 E14-2019 | Lewes Road Pelham Terrace | Roadside | 532377 | 106314 | NO2 |  | 0 | 3.4
A270 E15-2012 | Lewes Road Coombe Terrace | Roadside | 532300 | 106159 | NO2 |  | 0 | 3.7
A23 E16-1996 | Grand Parade North | Roadside | 531465 | 104629 | NO2 |  | 0 | 4.4
A23 E16-2015 | Grand Parade Middle | Roadside | 531426 | 104514 | NO2 |  | 0 | 3.6
A23 E17-2003 | Grand Parade South | Roadside | 531394 | 104338 | NO2 |  | 0 | 5
C-Link E17-2018 | Edward Street South Side | Roadside | 531408 | 104233 | NO2 |  | 0 | 1.6
C-Link E18-2021 | Eastern Road Sudley Place | Roadside | 532759 | 103810 | NO2 |  | 0 | 2.4
B2123 E22-2009 | Rottingdean High Street East | Roadside | 536970 | 102280 | NO2 |  | 0 | 0.2
B2123 E23-2010 | Rottingdean High Street West | Roadside | 536966 | 102273 | NO2 |  | 0 | 0.2
A259 E25-2018 | Rottingdean Marine Drive | Roadside | 537014 | 102238 | NO2 |  | 0 | 2.7
B2123 E30-2020 | Rottingdean High Street Mid | Roadside | 536947 | 102341 | NO2 |  | 0 | 1.8
E32-2020 | Rottingdean Sea Front | Urban Background | 537011 | 102099 | NO2 |  | 0 | 112
A2010 W03-2006 | Terminus Road Terrace | Roadside | 530963 | 104994 | NO2 |  | 0 | 3.5
A2010 W04-2006 | Chatham Place | Roadside | 530808 | 105340 | NO2 |  | 0 | 3.4
A270 W05-2006 | Old Shoreham Road Terrace | Roadside | 530778 | 105362 | NO2 |  | 0 | 3.6
B2066 W10-2023 | Western Road Sillwood Road | Roadside | 530302 | 104415 | NO2 |  | 0 | 4.5
B2066 W11-2020 | Western Road | Roadside | 530154 | 104444 | NO2 |  | 0 | 4
A259 W16-2020 | Wellington Road East | Roadside | 526233 | 104860 | NO2 |  | 0 | 3
2024 BH14 | Next to 2025 Analyser installed later | Roadside | 526235 | 104877 | NO2 |  | 3 | 3
A259 W17-2009 | Wellington Road Church Road | Roadside | 525931 | 104961 | NO2 |  | 0 | 3
A259 W18-2010 | Vale Park | Urban Background | 525970 | 105230 | NO2 |  | 0 | 97
A259 W19-2009 | Trafalgar Road Portslade | Roadside | 525658 | 105695 | NO2 |  | 0 | 3.9
A270 W20-2021 | Old Shoreham Road Portslade | Roadside | 525651 | 105870 | NO2 |  | 1 | 2.5
A2023 W21-2010 | Sackville Road North | Roadside | 528388 | 105936 | NO2 |  | 0 | 3.4
A270 W22 2024 | Old Shoreham Sackville Road | Roadside | 528421 | 105947 | NO2 |  | 1 | 3
LN2-2022 | Lower Elm Grove Lewes Road | Roadside | 531823 | 105287 | NO2 |  | 0 | 2.5
LN4-2022 | Roadside Elm Grove School | Roadside | 532278 | 105233 | NO2 |  | 2.5 | 1.5

## Table A.2
Details of Non-Automatic Monitoring Sites - Table A.2
Enter data into the pink cells
Diffusion Tube ID | Site Name | Site Type | X OS Grid Ref (Easting) | Y OS Grid Ref (Northing) | Pollutants Monitored | In AQMA? Which AQMA? | Distance to Relevant Exposure (m) | Distance to Kerb of Nearest Road (m) | Tube Co-located with a Continuous Analyser | Height (m)
A23 C01-2020 | Old Steine St James Street | Roadside | 531361 | 104040 | NO2 | No Valley Gardens III Project not in AQMA | 0 | 8 | No | 4
A23 C02-2022 | Old Steine West | Roadside | 531255 | 104062 | NO2 | AQMA1 B2066 Bus-ULEZ | 0 | 7 | No | 2.5 | Yes
B2066 C04-2010 | Castle Square | Roadside | 531228 | 104088 | NO2 | AQMA1 B2066 Bus-ULEZ | 0 | 5.7 | No | 3 | No
C05-2012 | Pavilion Gardens | Urban Background | 531230 | 104260 | NO2 | Central Brighton Background not in AQMA | 0 | 102 | No | 2
B2066 C10-2012 | North Street Ship Street | Roadside | 530995 | 104271 | NO2 | AQMA1 B2066 Bus-ULEZ | 0 | 6.1 | No | 3.5
B2066 C11-2007 | North Street Central | Roadside | 530947 | 104284 | NO2 | AQMA1 B2066 Bus-ULEZ | 0 | 6.5 | No | 3
B2066 C11-2012 | North Street Windsor | Kerbside | 530890 | 104302 | NO2 | AQMA1 B2066 Bus-ULEZ | 3.5 | 1.5 | No | 2.5
A2010 C12-2010 | Queens Road South | Roadside | 530900 | 104451 | NO2 | AQMA1 A2010 | 0 | 4.2 | No | 3
A2010 W01-2005 | Queens Road North | Roadside | 530969 | 104785 | NO2 | AQMA1 A2010 | 0 | 4.2 | No | 2.5
C-Link C13-2014 | Lower Dyke Road | Roadside | 530770 | 104363 | NO2 | AQMA1 B2066 Bus-ULEZ | 0 | 4.5 | No | 3
A23 C09-2005 | Marlborough Place | Roadside | 531302 | 104392 | NO2 | AQMA1 A23 | 0 | 4.3 | No | 2.5
A23 C16-2013 | York Place | Roadside | 531400 | 104844 | NO2 | AQMA1 A23 | 0 | 4.9 | No | 2.5
A23 C17-2012 | Cheapside | Roadside | 531364 | 104982 | NO2 | AQMA1 A270 | 0 | 3.4 | No | 2.5
A23 C18-2019 | London Road Brunswick Row | Roadside | 531369 | 105042 | NO2 | AQMA1 A23 | 2 | 2 | No | 2.5
A23 C18-2010 | Oxford Street London Road | Roadside | 531373 | 105136 | NO2 | AQMA1 A23 | 0 | 3 | No | 2.5
A23 C19-2021 | Oxford Street Ditchling Road | Roadside | 531472 | 105161 | NO2 | AQMA1 A23 | 0 | 3.3 | No | 2.5
A23 C20-2005 | Ditchling Road Viaduct Road | Roadside | 531496 | 105315 | NO2 | AQMA1 A23 | 0 | 4.7 | No | 3
A23 C21-2005 | Viaduct Terrace | Roadside | 531451 | 105356 | NO2 | AQMA1 A23 | 0 | 3.6 | No | 3
A23 C23-2005 | London Road Rose Hill | Roadside | 531189 | 105375 | NO2 | AQMA1 A23 | 0 | 5.4 | No | 2.5
A270 C24-2015 | New England Road Elder Place | Roadside | 531101 | 105443 | NO2 | AQMA1 A270 | 0 | 3.6 | No | 3
A270 C25-2010 | New England East | Roadside | 530985 | 105419 | NO2 | AQMA1 A270 | 0 | 3.5 | No | 3.5
B2199 C28-2010 | Frederick Place North Laine | Suburban | 531032 | 104843 | NO2 | AQMA1 B2199 | 0 | 2.8 | No | 3.5
A23 E01-2016 | Preston Road Preston Circus | Roadside | 531101 | 105498 | NO2 | AQMA1 A23 | 0 | 2.5 | No | 2.5
A23 E02-2009 | Preston Road Preston Drove | Roadside | 530233 | 106515 | NO2 | AQMA5 A23 | 0 | 4 | No | 2.5
C-Link E02-2012 | The Drove South Street | Roadside | 530063 | 106368 | NO2 | AQMA5 C-Link | 0 | 2.6 | No | 2.5
A23 E06-2020 | Beaconsfield Road | Roadside | 531107 | 105595 | NO2 | AQMA1 A23 | 0 | 3.8 | No | 2
A270 E07-2019 | Lewes Road north Elm Grove | Roadside | 531838 | 105349 | NO2 | AQMA1 A270 | 0 | 2.9 | No | 2.4
A270 BH11 | Lewes Road New Co-Location | Kerbside | 531845 | 105333 | NO2 | AQMA1 A270 | 2 | 1.5 | No | 2.5
A270 E08-1996 | Lewes Road Inverness Road | Roadside | 532090 | 105752 | NO2 | AQMA1 A270 | 0 | 4.4 | No | 2.5
A270 E10-2015 | Vogue Gyratory Island | Roadside | 532126 | 105838 | NO2 | AQMA1 A270 | 0 | 3 | No | 2.5
A270 E14-2019 | Lewes Road Pelham Terrace | Roadside | 532377 | 106314 | NO2 | AQMA1 A270 | 0 | 3.4 | No | 2.5
A270 E15-2012 | Lewes Road Coombe Terrace | Roadside | 532300 | 106159 | NO2 | AQMA1 A270 | 0 | 3.7 | No | 2.5
A23 E16-1996 | Grand Parade North | Roadside | 531465 | 104629 | NO2 | AQMA1 A23 | 0 | 4.4 | No | 2.5
A23 E16-2015 | Grand Parade Middle | Roadside | 531426 | 104514 | NO2 | AQMA1 A23 | 0 | 3.6 | No | 2.5
A23 E17-2003 | Grand Parade South | Roadside | 531394 | 104338 | NO2 | AQMA1 A23 | 0 | 5 | No | 2
C-Link E17-2018 | Edward Street South Side | Roadside | 531408 | 104233 | NO2 | AQMA1 C-Link | 0 | 1.6 | No | 2
C-Link E18-2021 | Eastern Road Sudley Place | Roadside | 532759 | 103810 | NO2 | AQMA6 C-Link | 0 | 2.4 | No | 2
B2123 E22-2009 | Rottingdean High Street East | Roadside | 536970 | 102280 | NO2 | AQMA2 B2123 | 0 | 0.2 | No | 2
B2123 E23-2010 | Rottingdean High Street West | Roadside | 536966 | 102273 | NO2 | AQMA2 B2123 | 0 | 0.2 | No | 2
A259 E25-2018 | Rottingdean Marine Drive | Roadside | 537014 | 102238 | NO2 | AQMA2 A259 | 0 | 2.7 | No | 2
B2123 E30-2020 | Rottingdean High Street Mid | Roadside | 536947 | 102341 | NO2 | AQMA2 B2123 | 0 | 1.8 | No | 3.5
E32-2020 | Rottingdean Sea Front | Urban Background | 537011 | 102099 | NO2 | Rottingdean Background not in AQMA | 0 | 112 | No | 3
A2010 W03-2006 | Terminus Road Terrace | Roadside | 530963 | 104994 | NO2 | AQMA1 A2010 | 0 | 3.5 | No | 3.5
A2010 W04-2006 | Chatham Place | Roadside | 530808 | 105340 | NO2 | AQMA1 B2122 | 0 | 3.4 | No | 2.5
A270 W05-2006 | Old Shoreham Road Terrace | Roadside | 530778 | 105362 | NO2 | AQMA1 A270 | 0 | 3.6 | No | 2.5
B2066 W10-2023 | Western Road Sillwood Road | Roadside | 530302 | 104415 | NO2 | AQMA1 B2066 Bus-ULEZ | 0 | 4.5 | No | 2.4
B2066 W11-2020 | Western Road | Roadside | 530154 | 104444 | NO2 | AQMA1 B2066 Bus-ULEZ | 0 | 4 | No | 2.4
A259 W16-2020 | Wellington Road East | Roadside | 526233 | 104860 | NO2 | AQMA3 A259 | 0 | 3 | No | 3
2024 BH14 | Next to 2025 Analyser installed later | Roadside | 526235 | 104877 | NO2 | AQMA3 A259 | 3 | 3 | No | 2.5
A259 W17-2009 | Wellington Road Church Road | Roadside | 525931 | 104961 | NO2 | AQMA3 A293 | 0 | 3 | No | 3
A259 W18-2010 | Vale Park | Urban Background | 525970 | 105230 | NO2 | Portslade Background not in AQMA | 0 | 97 | No | 3
A259 W19-2009 | Trafalgar Road Portslade | Roadside | 525658 | 105695 | NO2 | AQMA3 A293 | 0 | 3.9 | No | 2.5
A270 W20-2021 | Old Shoreham Road Portslade | Roadside | 525651 | 105870 | NO2 | AQAMA3 A270 | 1 | 2.5 | No | 2.5
A2023 W21-2010 | Sackville Road North | Roadside | 528388 | 105936 | NO2 | AQMA4 A2023 | 0 | 3.4 | No | 2.5
A270 W22 2024 | Old Shoreham Sackville Road | Roadside | 528421 | 105947 | NO2 | AQMA A270 | 1 | 3 | No | 2.5
LN2-2022 | Lower Elm Grove Lewes Road | Roadside | 531823 | 105287 | NO2 | For LTN pilot not in AQMA | 0 | 2.5 | No | 2.5
LN4-2022 | Roadside Elm Grove School | Roadside | 532278 | 105233 | NO2 | AQMA1 A270 | 2.5 | 1.5 | No | 2.5
Note on M9: This should be the height of the tube inlet as measured from the adjacent ground level. For example, for a Roadside Site, a value of '2.0' would correspond to a tube at a height of 2m above the road surface.

## Table A.4
Annual Mean NO2 Monitoring Results - Table A.4
Enter data into the pink cells
Diffusion Tube ID | X OS Grid Ref (Easting) | Y OS Grid Ref (Northing) | Site Type | Valid Data Capture for Monitoring Period (%) | Valid Data Capture 2024 (%) | NO2 Annual Mean Concentration (µg/m3)
[6 empty] | 2020 | 2021 | 2022 | 2023 | 2024 | Yes
A23 C01-2020 | 531361 | 104040 | Roadside | 75.8065 | 75.8065 | 25.1 | 26 | 25.6 | 22.1 | 22.5829 | No
A23 C02-2022 | 531255 | 104062 | Roadside | 86.828 | 86.828 |  |  | 28.9 | 24.2 | 22.7107
B2066 C04-2010 | 531228 | 104088 | Roadside | 86.828 | 86.828 | 33.6 | 30.6 | 31.9 | 28.3 | 29.1909
C05-2012 | 531230 | 104260 | Urban Background | 86.828 | 86.828 | 16.9 | 16.3 | 17 | 14.5 | 14.3474
B2066 C10-2012 | 530995 | 104271 | Roadside | 86.828 | 86.828 | 32.3 | 29.9 | 31.2 | 28.7 | 27.3619
B2066 C11-2007 | 530947 | 104284 | Roadside | 86.828 | 86.828 | 35 | 35.8 | 37.9 | 34.8 | 36.3886
B2066 C11-2012 | 530890 | 104302 | Kerbside | 86.828 | 86.828 | 51.2 | 47.6 | 49.4 | 41.7 | 42.5919
A2010 C12-2010 | 530900 | 104451 | Roadside | 86.828 | 86.828 | 30.4 | 29.1 | 31.8 | 27.3 | 29.2988
A2010 W01-2005 | 530969 | 104785 | Roadside | 86.828 | 86.828 | 25.8 | 28.3 | 31.8 | 23.7 | 23.8646
C-Link C13-2014 | 530770 | 104363 | Roadside | 79.3011 | 79.3011 | 31.2 | 29.1 | 29.4 | 27.7 | 29.8809
A23 C09-2005 | 531302 | 104392 | Roadside | 86.828 | 86.828 | 27.5 | 28.1 | 26.8 | 25.4 | 26.1841
A23 C16-2013 | 531400 | 104844 | Roadside | 86.828 | 86.828 | 26.6 | 28.5 | 29.8 | 27.8 | 28.9592
A23 C17-2012 | 531364 | 104982 | Roadside | 86.828 | 86.828 | 37.5 | 35 | 34.4 | 33.6 | 31.0184
A23 C18-2019 | 531369 | 105042 | Roadside | 86.828 | 86.828 | 44.8 | 39.1 | 37.5 | 36.2 | 36.3457
A23 C18-2010 | 531373 | 105136 | Roadside | 86.828 | 86.828 | 39.7 | 36.6 | 39.1 | 35.1 | 36.7127
A23 C19-2021 | 531472 | 105161 | Roadside | 40.0538 | 40.0538 | 29 | 31.2 | 29.9 | 25.3 | 26.3157
A23 C20-2005 | 531496 | 105315 | Roadside | 86.828 | 86.828 | 31 | 29.9 | 30.5 | 24.8 | 24.2188
A23 C21-2005 | 531451 | 105356 | Roadside | 86.828 | 86.828 | 36.5 | 36.3 | 34.3 | 31 | 30.9141
A23 C23-2005 | 531189 | 105375 | Roadside | 86.828 | 86.828 | 30.6 | 28.3 | 28.5 | 24.5 | 24.9555
A270 C24-2015 | 531101 | 105443 | Roadside | 86.828 | 86.828 | 38.3 | 37.5 | 36.9 | 33.4 | 32.6037
A270 C25-2010 | 530985 | 105419 | Roadside | 86.828 | 86.828 | 38.6 | 37.5 | 37.9 | 33.8 | 33.154
B2199 C28-2010 | 531032 | 104843 | Suburban | 77.1505 | 77.1505 | 33.5 | 33.1 | 30.4 | 26.2 | 26.6772
A23 E01-2016 | 531101 | 105498 | Roadside | 86.828 | 86.828 | 30.2 | 28.9 | 27.8 | 24.4 | 24.2695
A23 E02-2009 | 530233 | 106515 | Roadside | 86.828 | 86.828 | 31.4 | 28.3 | 28.6 | 26.1 | 24.9514
C-Link E02-2012 | 530063 | 106368 | Roadside | 78.4946 | 78.4946 | 35.7 | 34.4 | 32.8 | 28.4 | 28.7208
A23 E06-2020 | 531107 | 105595 | Roadside | 86.828 | 86.828 | 27.5 | 27 | 28.4 | 25.6 | 25.5584
A270 E07-2019 | 531838 | 105349 | Roadside | 86.828 | 86.828 | 46.5 | 45.8 | 42.3 | 38.3 | 37.8788
A270 BH11 | 531845 | 105333 | Kerbside | 86.828 | 86.828 |  |  |  |  | 39.26
A270 E08-1996 | 532090 | 105752 | Roadside | 86.828 | 86.828 | 42.5 | 41.1 | 39.9 | 36.2 | 34.5979
A270 E10-2015 | 532126 | 105838 | Roadside | 86.828 | 86.828 | 33.5 | 31.3 | 30 | 27.9 | 29.2484
A270 E14-2019 | 532377 | 106314 | Roadside | 86.828 | 86.828 | 31.7 | 28.6 | 30.3 | 27.8 | 27.8433
A270 E15-2012 | 532300 | 106159 | Roadside | 86.828 | 86.828 | 34 | 29.2 | 27.3 | 28 | 28.9678
A23 E16-1996 | 531465 | 104629 | Roadside | 86.828 | 86.828 | 37.4 | 35.3 | 34.6 | 29.8 | 29.4143
A23 E16-2015 | 531426 | 104514 | Roadside | 77.957 | 77.957 | 41.4 | 38.3 | 37.2 | 32.6 | 30.5746
A23 E17-2003 | 531394 | 104338 | Roadside | 86.828 | 86.828 | 34 | 33.2 | 33.6 | 30.4 | 29.679
C-Link E17-2018 | 531408 | 104233 | Roadside | 86.828 | 86.828 | 36.2 | 33.8 | 31.7 | 31.5 | 30.5872
C-Link E18-2021 | 532759 | 103810 | Roadside | 86.828 | 86.828 |  | 23.6 | 23 | 19.2 | 20.2484
B2123 E22-2009 | 536970 | 102280 | Roadside | 86.828 | 86.828 | 28.4 | 26.6 | 26.9 | 23.9 | 24.2549
B2123 E23-2010 | 536966 | 102273 | Roadside | 86.828 | 86.828 | 31.7 | 27.8 | 27.6 | 23.6 | 25.2614
A259 E25-2018 | 537014 | 102238 | Roadside | 86.828 | 86.828 | 27.2 | 27.5 | 27.1 | 24.7 | 23.216
B2123 E30-2020 | 536947 | 102341 | Roadside | 86.828 | 86.828 | 26 | 25.8 | 26.3 | 23.1 | 21.0221
E32-2020 | 537011 | 102099 | Urban Background | 86.828 | 86.828 | 13.5 | 12.2 | 13.3 | 11.6 | 10.9473
A2010 W03-2006 | 530963 | 104994 | Roadside | 86.828 | 86.828 | 31.4 | 31.7 | 31.2 | 27.3 | 27.538
A2010 W04-2006 | 530808 | 105340 | Roadside | 86.828 | 86.828 | 31.8 | 28.6 | 31.5 | 28.7 | 28.1928
A270 W05-2006 | 530778 | 105362 | Roadside | 86.828 | 86.828 | 34 | 34 | 34.7 | 31 | 30.0062
B2066 W10-2023 | 530302 | 104415 | Roadside | 86.828 | 86.828 |  |  |  | 19.3 | 27.2974
B2066 W11-2020 | 530154 | 104444 | Roadside | 86.828 | 86.828 | 26.7 | 26.6 | 27 | 24.4 | 22.8087
A259 W16-2020 | 526233 | 104860 | Roadside | 86.828 | 86.828 | 35.9 | 30.6 | 32.5 | 27.7 | 27.0506
2024 BH14 | 526235 | 104877 | Roadside | 86.828 | 86.828 |  |  |  |  | 19.8979
A259 W17-2009 | 525931 | 104961 | Roadside | 78.2258 | 78.2258 | 35.4 | 34.2 | 36.4 | 32.1 | 25.3608
A259 W18-2010 | 525970 | 105230 | Urban Background | 86.828 | 86.828 | 17 | 15 | 14.9 | 12.3 | 13.4228
A259 W19-2009 | 525658 | 105695 | Roadside | 86.828 | 86.828 | 34.4 | 31.7 | 30.5 | 26.3 | 26.5102
A270 W20-2021 | 525651 | 105870 | Roadside | 86.828 | 86.828 |  | 31.8 | 33.3 | 27.8 | 26.4865
A2023 W21-2010 | 528388 | 105936 | Roadside | 86.828 | 86.828 |  | 28.3 | 30 | 25.1 | 25.4832
A270 W22 2024 | 528421 | 105947 | Roadside | 86.828 | 86.828 |  |  |  |  | 25.6317
LN2-2022 | 531823 | 105287 | Roadside | 78.4946 | 78.4946 |  |  | 38.4 | 27.5 | 27.7453
LN4-2022 | 532278 | 105233 | Roadside | 78.4946 | 78.4946 |  |  | 23.5 | 19.4 | 18.5004
Note on G9: This should be the data capture for the period within the calendar year for which monitoring was undertaken. In certain cases, monitoring may only have been undertaken for part of the year, e.g. monitoring that began in January and ran until June (six months) before finishing - if results were returned for all six months this would equate to 100% data capture.

## Annual Results Summary
|  | 5 | 6 | 10 | 11 | 12 | 13 | 14 | 15 | 16 | 17 | 18 | 19 | 20 | 21
Annual Report Results Table - Table B.1
|  | 5: STEP 1 - DT Calendar Inputs Error; 11: STEP 2 - Diffusion Tube Inputs Error; 14: STEP 2a - Annualisation Inputs Error; 17: STEP 3 - Bias Adjustment Error; 20: STEP 4 - Fall off with Distance Error |  | Diffusion Tube Co-ordinate Check Warning
|  | 5: None; 11: None; 14: None; 17: None; 20: None |  | Highlighted X and Y OS grid co-ordinates may be incorrect. Check 'STEP 2 - Diffusion Tube Inputs' tab.
Bias Adjustment Factor = National
| Diffusion Tube ID | 5: X OS Grid Ref (Easting); 6: Y OS Grid Ref (Northing); 10: NO2 Mean Concentrations (µg/m3) | Time Weighted Annual Mean (µg/m³) |  |  | Comment
|  |  |  | Jan | Feb | Mar | Apr | May | Jun | Jul | Aug | Sep | Oct | Nov | Dec |  |  |  | Comment
|  |  | 433175 | [12 empty] | Raw Data | Bias Adjusted (0.84) and Annualised | Distance Corrected to Nearest Exposure | [6 empty] | 1 | 2 | 3 | 4 | 5 | 6 | 7 | 8 | 9 | 10 | 11 | 12 | Brighton and Hove Council | 35 | 1
A23 C01-2020 | A23 C01-2020 | 531361 | 104040 | 29.6 | 23.7 | 25 | 25.7 | 31 | 21.8 |  |  | 25.3 |  | 32.7 | 28.3 | 26.8844 | 22.5829 |  |  | 1 | A23 C01-2020 | A23 C01-2020 | Single | [13 empty] | 531500104500 | 35 | 0
A23 C02-2022 | A23 C02-2022 | 531255 | 104062 | 31.9 | 27.6 | 25 | 27.6 | 26.1 | 20.7 |  |  | 23.4 | 24.2 | 36 | 30.1 | 27.0365 | 22.7107 |  |  | 2 | A23 C02-2022 | A23 C02-2022 | Single | [13 empty] | 531500104500 | 35 | 0
B2066 C04-2010 | B2066 C04-2010 | 531228 | 104088 | 36 | 40.4 | 35.8 | 32.3 | 36.9 | 34.8 |  |  | 30.9 | 30.3 | 39.3 | 32.7 | 34.7511 | 29.1909 |  |  | 3 | B2066 C04-2010 | B2066 C04-2010 | Single | [13 empty] | 531500104500 | 35 | 0
C05-2012 | C05-2012 | 531230 | 104260 | 24.2 | 14.3 | 17.4 | 14.7 | 16.5 | 11.9 |  |  | 14.5 | 16.5 | 22 | 19.9 | 17.0802 | 14.3474 |  |  | 4 | C05-2012 | C05-2012 | Single | [13 empty] | 531500104500 | 35 | 0
B2066 C10-2012 | B2066 C10-2012 | 530995 | 104271 | 35.3 | 35.9 | 34.3 | 32 | 38.3 | 32.3 |  |  | 33 | 31.6 | 22.4 | 31.8 | 32.5737 | 27.3619 |  |  | 5 | B2066 C10-2012 | B2066 C10-2012 | Single | Triplicate Set 1 | [12 empty] | 530500104500 | 35 | 0
B2066 C11-2007 | B2066 C11-2007 | 530947 | 104284 | 45.9 | 47.9 | 50.2 | 44.7 | 48.1 | 43.6 |  |  | 41.6 | 38.2 | 34.6 | 40.9 | 43.3198 | 36.3886 |  |  | 6 | B2066 C11-2007 | B2066 C11-2007 | Single | [13 empty] | 530500104500 | 35 | 0
B2066 C11-2012 | B2066 C11-2012 | 530890 | 104302 | 54.1 | 47.5 | 56.2 | 51.1 | 60.1 | 56.5 |  |  | 43.8 | 42.6 | 48.4 | 50.8 | 50.7046 | 42.5919 | 35.1 |  | 7 | B2066 C11-2012 | B2066 C11-2012 | Single | [13 empty] | 530500104500 | 35 | 0
A2010 C12-2010 | A2010 C12-2010 | 530900 | 104451 | 37.3 | 36.2 | 35.2 | 35.3 | 39.3 | 29.1 |  |  | 27.3 | 33.6 | 50.2 | 27.6 | 34.8796 | 29.2988 |  |  | 8 | A2010 C12-2010 | A2010 C12-2010 | Single | [13 empty] | 530500104500 | 35 | 0
A2010 W01-2005 | A2010 W01-2005 | 530969 | 104785 | 32.3 | 31.1 | 29.8 | 26.8 | 30.5 | 25.4 |  |  | 24.7 | 27.7 | 32.4 | 24.6 | 28.4102 | 23.8646 |  |  | 9 | A2010 W01-2005 | A2010 W01-2005 | Single | [13 empty] | 530500104500 | 35 | 0
C-Link C13-2014 | C-Link C13-2014 | 530770 | 104363 | 38.3 | 33 | 36.5 | 36.8 |  | 37.6 |  |  | 32.2 | 32.4 | 37.4 | 37.5 | 35.5725 | 29.8809 |  |  | 10 | C-Link C13-2014 | C-Link C13-2014 | Single | [13 empty] | 530500104500 | 35 | 0
A23 C09-2005 | A23 C09-2005 | 531302 | 104392 | 33.2 | 33.8 | 30.1 | 32.1 | 32.2 | 28.3 |  |  | 30.2 | 30 | 34.8 | 28.1 | 31.1715 | 26.1841 |  |  | 11 | A23 C09-2005 | A23 C09-2005 | Single | [13 empty] | 531500104500 | 35 | 0
A23 C16-2013 | A23 C16-2013 | 531400 | 104844 | 36.2 | 34.9 | 31.7 | 36.2 | 36.6 | 33 |  |  | 35.1 | 30.7 | 39.9 | 32.2 | 34.4752 | 28.9592 |  |  | 12 | A23 C16-2013 | A23 C16-2013 | Single | [13 empty] | 531500104500 | 35 | 0
A23 C17-2012 | A23 C17-2012 | 531364 | 104982 | 44 | 38.4 | 39.7 | 39.4 | 40.3 | 36 |  |  | 34.6 | 24.3 | 41.5 | 36.3 | 36.9266 | 31.0184 |  |  | 13 | A23 C17-2012 | A23 C17-2012 | Single | [13 empty] | 531500104500 | 35 | 0
A23 C18-2019 | A23 C18-2019 | 531369 | 105042 | 44.8 | 50.2 | 44.5 | 47.3 | 44.5 | 43.9 |  |  | 42.1 | 38.8 | 42.8 | 35.9 | 43.2687 | 36.3457 | 32.8 |  | 14 | A23 C18-2019 | A23 C18-2019 | Single | [13 empty] | 531500105500 | 35 | 0
A23 C18-2010 | A23 C18-2010 | 531373 | 105136 | 45 | 44.8 | 45.8 | 43.8 | 45.6 | 38 |  |  | 40.8 | 44 | 50.6 | 39.5 | 43.7056 | 36.7127 |  |  | 15 | A23 C18-2010 | A23 C18-2010 | Single | [13 empty] | 531500105500 | 35 | 0
A23 C19-2021 | A23 C19-2021 | 531472 | 105161 | 37.2 | 34.8 | 30.4 | 31.9 | 30.4 | [7 empty] | 32.9208 | 26.3157 |  |  | 16 | A23 C19-2021 | A23 C19-2021 | Single | [13 empty] | 531500105500 | 35 | 0
A23 C20-2005 | A23 C20-2005 | 531496 | 105315 | 31.1 | 29 | 31 | 28.9 | 31.9 | 25.4 |  |  | 28.5 | 29.3 | 30.8 | 22.9 | 28.8319 | 24.2188 |  |  | 17 | A23 C20-2005 | A23 C20-2005 | Single | [13 empty] | 531500105500 | 35 | 0
A23 C21-2005 | A23 C21-2005 | 531451 | 105356 | 37 | 38.1 | 40.2 | 35.7 | 44 | 37.5 |  |  | 35.8 | 31.8 | 37.3 | 32.7 | 36.8025 | 30.9141 |  |  | 18 | A23 C21-2005 | A23 C21-2005 | Single | [13 empty] | 531500105500 | 35 | 0
A23 C23-2005 | A23 C23-2005 | 531189 | 105375 | 31.8 | 34.7 | 31.3 | 30.5 | 30.3 | 24.9 |  |  | 26.9 | 26.7 | 34.2 | 27.7 | 29.709 | 24.9555 |  |  | 19 | A23 C23-2005 | A23 C23-2005 | Single | [13 empty] | 531500105500 | 35 | 0
A270 C24-2015 | A270 C24-2015 | 531101 | 105443 | 38.5 | 40.5 | 38 | 43 | 41.8 | 38.5 |  |  | 37.3 | 36 | 43.4 | 32.9 | 38.8139 | 32.6037 |  |  | 20 | A270 C24-2015 | A270 C24-2015 | Single | [13 empty] | 531500105500 | 35 | 0
A270 C25-2010 | A270 C25-2010 | 530985 | 105419 | 37.8 | 40.1 | 38.8 | 42.3 | 39.6 | 40.7 |  |  | 39.8 | 35.1 | 41 | 40.9 | 39.469 | 33.154 |  |  | 21 | A270 C25-2010 | A270 C25-2010 | Single | [13 empty] | 530500105500 | 35 | 0
B2199 C28-2010 | B2199 C28-2010 | 531032 | 104843 | 34.8 | 35.9 | 35.7 | 32.6 | 28.2 | 27.7 |  |  |  | 24.3 | 38.1 | 30.8 | 31.7585 | 26.6772 |  |  | 22 | B2199 C28-2010 | B2199 C28-2010 | Single | [13 empty] | 531500104500 | 35 | 0
A23 E01-2016 | A23 E01-2016 | 531101 | 105498 | 29.6 | 27.3 | 30.5 | 29 | 32.2 | 23.4 |  |  | 27.4 | 31.1 | 33.7 | 24.9 | 28.8923 | 24.2695 |  |  | 23 | A23 E01-2016 | A23 E01-2016 | Single | [13 empty] | 531500105500 | 35 | 0
A23 E02-2009 | A23 E02-2009 | 530233 | 106515 | 33.4 | 32.2 | 32.1 | 27.3 | 30.2 | 25.9 |  |  | 27.6 | 27.6 | 30.5 | 31.5 | 29.704 | 24.9514 |  |  | 24 | A23 E02-2009 | A23 E02-2009 | Single | [13 empty] | 530500106500 | 35 | 0
C-Link E02-2012 | C-Link E02-2012 | 530063 | 106368 | 34.3 | 36.7 | 33.8 | 32.1 | 39.8 | 29.5 |  |  | 29.4 | 35.1 | 38.2 |  | 34.1914 | 28.7208 |  |  | 25 | C-Link E02-2012 | C-Link E02-2012 | Single | [13 empty] | 530500106500 | 35 | 0
A23 E06-2020 | A23 E06-2020 | 531107 | 105595 | 30.9 | 29.4 | 31.3 | 30 | 34.3 | 26.9 |  |  | 31.2 | 28.8 | 34 | 28.4 | 30.4266 | 25.5584 |  |  | 26 | A23 E06-2020 | A23 E06-2020 | Single | [13 empty] | 531500105500 | 35 | 0
A270 E07-2019 | A270 E07-2019 | 531838 | 105349 | 45.1 | 46.8 | 45.3 | 47.1 | 45.2 | 42.9 |  |  | 42.1 | 44.2 | 51.7 | 41.5 | 45.0938 | 37.8788 |  |  | 27 | A270 E07-2019 | A270 E07-2019 | Single | [13 empty] | 531500105500 | 35 | 0
A270 BH11 | A270 BH11 | 531845 | 105333 | 45.1 | 48.4 | 50.2 | 44 | 49.8 | 45.9 |  |  | 44.5 | 46.2 | 52.9 | 40.5 | 46.7381 | 39.26 | 34.6 |  | 28 | A270 BH11 | A270 BH11 | Single | Triplicate Set 2 | [12 empty] | 531500105500 | 35 | 0
A270 E08-1996 | A270 E08-1996 | 532090 | 105752 | 43.7 | 46.5 | 43.9 | 43.9 | 41.5 | 39.1 |  |  | 43.3 | 38.6 | 36.7 | 35.8 | 41.1879 | 34.5979 |  |  | 29 | A270 E08-1996 | A270 E08-1996 | Single | [13 empty] | 532500105500 | 35 | 0
A270 E10-2015 | A270 E10-2015 | 532126 | 105838 | 35.1 | 38.3 | 33.9 | 32.7 | 32 | 32.3 |  |  | 34.9 | 33.8 | 45.8 | 29.2 | 34.8195 | 29.2484 |  |  | 30 | A270 E10-2015 | A270 E10-2015 | Single | [13 empty] | 532500105500 | 35 | 0
A270 E14-2019 | A270 E14-2019 | 532377 | 106314 | 34.3 | 35.3 | 37.8 | 30.4 | 36.7 | 26.7 |  |  | 34.5 | 36.7 | 32.5 | 25.7 | 33.1467 | 27.8433 |  |  | 31 | A270 E14-2019 | A270 E14-2019 | Single | [13 empty] | 532500106500 | 35 | 0
A270 E15-2012 | A270 E15-2012 | 532300 | 106159 | 35 | 39.6 | 41.2 | 33.8 | 37.2 | 27.6 |  |  | 32.7 | 33.7 | 36.3 | 28.7 | 34.4854 | 28.9678 |  |  | 32 | A270 E15-2012 | A270 E15-2012 | Single | [13 empty] | 532500106500 | 35 | 0
A23 E16-1996 | A23 E16-1996 | 531465 | 104629 | 36.6 | 34.6 | 39.1 | 34.6 | 41.2 | 31.6 |  |  | 35.3 | 36.2 | 31 | 30.4 | 35.017 | 29.4143 |  |  | 33 | A23 E16-1996 | A23 E16-1996 | Single | [13 empty] | 531500104500 | 35 | 0
A23 E16-2015 | A23 E16-2015 | 531426 | 104514 | 36.6 | 33.7 |  | 36.1 | 44 | 31.4 |  |  | 38.2 | 37.1 | 38.6 | 32.5 | 36.3983 | 30.5746 |  |  | 34 | A23 E16-2015 | A23 E16-2015 | Single | [13 empty] | 531500104500 | 35 | 0
A23 E17-2003 | A23 E17-2003 | 531394 | 104338 | 37.6 | 39 | 38.6 | 34 | 42.6 | 29.7 |  |  | 35.3 | 35 | 35 | 27.7 | 35.3322 | 29.679 |  |  | 35 | A23 E17-2003 | A23 E17-2003 | Single | [13 empty] | 531500104500 | 35 | 0
C-Link E17-2018 | C-Link E17-2018 | 531408 | 104233 | 37.7 | 39.1 | 37.9 | 34.2 | 41.1 | 35.8 |  |  | 35.1 | 33 | 37.4 | 34.4 | 36.4133 | 30.5872 |  |  | 36 | C-Link E17-2018 | C-Link E17-2018 | Single | [13 empty] | 531500104500 | 35 | 0
C-Link E18-2021 | C-Link E18-2021 | 532759 | 103810 | 29.2 | 22.3 | 23 | 25.3 | 26.3 | 22.2 |  |  | 21.8 | 22 | 27.7 | 23.1 | 24.1053 | 20.2484 |  |  | 37 | C-Link E18-2021 | C-Link E18-2021 | Single | [13 empty] | 532500103500 | 35 | 0
B2123 E22-2009 | B2123 E22-2009 | 536970 | 102280 | 32.1 | 26 | 27.5 | 29.1 | 35 | 24.9 |  |  | 30.2 | 27.3 | 33.2 | 24.9 | 28.8749 | 24.2549 |  |  | 38 | B2123 E22-2009 | B2123 E22-2009 | Single | [13 empty] | 536500102500 | 35 | 0
B2123 E23-2010 | B2123 E23-2010 | 536966 | 102273 | 34.2 | 30.6 | 34.2 | 30.7 | 34.4 | 28.3 |  |  | 26.9 | 27.5 | 30.8 | 25.1 | 30.0731 | 25.2614 |  |  | 39 | B2123 E23-2010 | B2123 E23-2010 | Single | [13 empty] | 536500102500 | 35 | 0
A259 E25-2018 | A259 E25-2018 | 537014 | 102238 | 29.8 | 23.6 | 27.5 | 29.5 | 32.3 | 20.9 |  |  | 29 | 29.2 | 30.4 | 24.8 | 27.6381 | 23.216 |  |  | 40 | A259 E25-2018 | A259 E25-2018 | Single | [13 empty] | 537500102500 | 35 | 0
B2123 E30-2020 | B2123 E30-2020 | 536947 | 102341 | 32.3 | 22.5 | 26.7 | 24.7 | 28.7 | 19.3 |  |  | 24.5 | 24.1 | 30.8 | 18.1 | 25.0263 | 21.0221 |  |  | 41 | B2123 E30-2020 | B2123 E30-2020 | Single | [13 empty] | 536500102500 | 35 | 0
E32-2020 | E32-2020 | 537011 | 102099 | 17.7 | 9.5 | 15.6 | 11.4 | 11.9 | 8.2 |  |  | 10.9 | 14 | 19 | 12.3 | 13.0325 | 10.9473 |  |  | 42 | E32-2020 | E32-2020 | Single | [13 empty] | 537500102500 | 35 | 0
A2010 W03-2006 | A2010 W03-2006 | 530963 | 104994 | 37.5 | 34.6 | 33.8 | 32.3 | 34.8 | 28.1 |  |  | 31.5 | 30.4 | 34.3 | 32.3 | 32.7833 | 27.538 |  |  | 43 | A2010 W03-2006 | A2010 W03-2006 | Single | [13 empty] | 530500104500 | 35 | 0
A2010 W04-2006 | A2010 W04-2006 | 530808 | 105340 | 39 | 34 | 31.2 | 33 | 39.5 | 28.3 |  |  | 34.3 | 29.2 | 38.2 | 31.6 | 33.5628 | 28.1928 |  |  | 44 | A2010 W04-2006 | A2010 W04-2006 | Single | [13 empty] | 530500105500 | 35 | 0
A270 W05-2006 | A270 W05-2006 | 530778 | 105362 | 41.3 | 34.4 | 36.7 | 34.9 | 34.1 | 33 |  |  | 38.3 | 32.6 | 39.8 | 32.9 | 35.7217 | 30.0062 |  |  | 45 | A270 W05-2006 | A270 W05-2006 | Single | [13 empty] | 530500105500 | 35 | 0
B2066 W10-2023 | B2066 W10-2023 | 530302 | 104415 | 38.7 | 40.9 | 37.3 | 33 | 36.4 | 28.3 |  |  | 26.4 | 25.4 | 31.4 | 31.4 | 32.4969 | 27.2974 |  |  | 46 | B2066 W10-2023 | B2066 W10-2023 | Single | [13 empty] | 530500104500 | 35 | 0
B2066 W11-2020 | B2066 W11-2020 | 530154 | 104444 | 31.9 | 29.3 | 29.2 | 26.8 | 27.4 | 23.2 |  |  | 24 | 26.3 | 29.1 | 25.6 | 27.1533 | 22.8087 |  |  | 47 | B2066 W11-2020 | B2066 W11-2020 | Single | [13 empty] | 530500104500 | 35 | 0
A259 W16-2020 | A259 W16-2020 | 526233 | 104860 | 37.3 | 35.2 | 36.5 | 33.5 | 35.4 | 29.8 |  |  | 29.2 | 24.3 | 34.8 | 29.7 | 32.2031 | 27.0506 |  |  | 48 | A259 W16-2020 | A259 W16-2020 | Single | [13 empty] | 526500104500 | 35 | 0
2024 BH14 | 2024 BH14 | 526235 | 104877 | 32.4 | 25.2 | 22.6 | 24.3 | 22.3 | 18.7 |  |  | 20.3 | 21.5 | 29 | 22.7 | 23.6879 | 19.8979 |  |  | 49 | 2024 BH14 | 2024 BH14 | Single | Triplicate Set 3 new analyser | [12 empty] | 526500104500 | 35 | 0
A259 W17-2009 | A259 W17-2009 | 525931 | 104961 | 33.2 | 33.5 | 34.3 | 30.7 | 32.3 | 24.9 |  |  | 27.6 | 27.2 |  | 30.1 | 30.1914 | 25.3608 |  |  | 50 | A259 W17-2009 | A259 W17-2009 | Single | [13 empty] | 525500104500 | 1 | 1
A259 W18-2010 | A259 W18-2010 | 525970 | 105230 | 21.5 | 19 | 21.3 | 14.2 | 13 | 9.8 |  |  | 11.8 | 14.8 | 19.1 | 16.4 | 15.9796 | 13.4228 |  |  | 51 | A259 W18-2010 | A259 W18-2010 | Single | [13 empty] | 525500105500 | 35 | 0
A259 W19-2009 | A259 W19-2009 | 525658 | 105695 | 36.2 | 33.8 | 33.4 | 30.6 | 29.7 | 28.3 |  |  | 28.2 | 29.1 | 36.4 | 31.3 | 31.5598 | 26.5102 |  |  | 52 | A259 W19-2009 | A259 W19-2009 | Single | [13 empty] | 525500105500 | 35 | 0
A270 W20-2021 | A270 W20-2021 | 525651 | 105870 | 35.6 | 33.5 | 36.2 | 29.5 | 32.9 | 27.2 |  |  | 28.7 | 30.8 | 32.3 | 29.6 | 31.5316 | 26.4865 |  |  | 53 | A270 W20-2021 | A270 W20-2021 | Single | [13 empty] | 525500105500 | 35 | 0
A2023 W21-2010 | A2023 W21-2010 | 528388 | 105936 | 36.8 | 32 | 31.2 | 30.4 | 32.4 | 26.9 |  |  | 26.4 | 29.5 | 32.7 | 26.8 | 30.3372 | 25.4832 |  |  | 54 | A2023 W21-2010 | A2023 W21-2010 | Single | [13 empty] | 528500105500 | 35 | 0
A270 W22 2024 | A270 W22 2024 | 528421 | 105947 | 35.9 | 33.3 | 36.2 | 28.5 | 34.3 | 26 |  |  | 24.1 | 31.3 | 30.8 | 26.1 | 30.5139 | 25.6317 |  |  | 55 | A270 W22 2024 | A270 W22 2024 | Single | [13 empty] | 528500105500 | 35 | 0
LN2-2022 | LN2-2022 | 531823 | 105287 | 40.5 | 33.4 | 31.7 | 32.3 | 31.7 | 27.3 |  |  | 34.2 | 32.6 | 34.4 |  | 33.0301 | 27.7453 |  |  | 56 | LN2-2022 | LN2-2022 | Single | [13 empty] | 531500105500 | 35 | 0
LN4-2022 | LN4-2022 | 532278 | 105233 | 28.9 | 23.4 | 24.5 | 19.4 | 22.8 | 18.7 |  |  | 18.9 | 21.3 | 21.5 |  | 22.0243 | 18.5004 |  |  | 57 | LN4-2022 | LN4-2022 | Single | [13 empty] | 532500105500 | 35 | 0

## DTDES Inputs
Run
Unique ID | Site ID | Site Name | New / Existing | Single / Duplicate / Triplicate | Site Type | X OS Grid Reference | Y OS Grid Reference | Height (m) | Distance to Kerb of Nearest Road (m) | Data Capture (%) | National or Local Bias Adjustment | Bias Adjustment Factor | 1 | 2 | 3 | 4 | 5 | 6 | 7 | 8 | 9 | 10 | 11 | 12 | 13 | Raw Annual Mean (µg/m3) | Bias Adjusted and Annualised Annual Mean (µg/m3) | Distance Corrected Annual Mean (µg/m3)
A23 C01-2020531361104040 | A23 C01-2020 | Old Steine St James Street | Existing | Single | Roadside | 531361 | 104040 | 4 | 8 | 75.8065 | National | 0.84 | 29.6 | 23.7 | 25 | 25.7 | 31 | 21.8 |  |  | 25.3 |  | 32.7 | 28.3 |  | 26.8844 | 22.5829 |  | 0
A23 C02-2022531255104062 | A23 C02-2022 | Old Steine West | Existing | Single | Roadside | 531255 | 104062 | 2.5 | 7 | 86.828 | National | 0.84 | 31.9 | 27.6 | 25 | 27.6 | 26.1 | 20.7 |  |  | 23.4 | 24.2 | 36 | 30.1 |  | 27.0365 | 22.7107 |  | 0
B2066 C04-2010531228104088 | B2066 C04-2010 | Castle Square | Existing | Single | Roadside | 531228 | 104088 | 3 | 5.7 | 86.828 | National | 0.84 | 36 | 40.4 | 35.8 | 32.3 | 36.9 | 34.8 |  |  | 30.9 | 30.3 | 39.3 | 32.7 |  | 34.7511 | 29.1909 |  | 0
C05-2012531230104260 | C05-2012 | Pavilion Gardens | Existing | Single | Urban Background | 531230 | 104260 | 2 | 102 | 86.828 | National | 0.84 | 24.2 | 14.3 | 17.4 | 14.7 | 16.5 | 11.9 |  |  | 14.5 | 16.5 | 22 | 19.9 |  | 17.0802 | 14.3474 |  | 0
B2066 C10-2012530995104271 | B2066 C10-2012 | North Street Ship Street | Existing | Single | Roadside | 530995 | 104271 | 3.5 | 6.1 | 86.828 | National | 0.84 | 35.3 | 35.9 | 34.3 | 32 | 38.3 | 32.3 |  |  | 33 | 31.6 | 22.4 | 31.8 |  | 32.5737 | 27.3619 |  | 0
B2066 C11-2007530947104284 | B2066 C11-2007 | North Street Central | Existing | Single | Roadside | 530947 | 104284 | 3 | 6.5 | 86.828 | National | 0.84 | 45.9 | 47.9 | 50.2 | 44.7 | 48.1 | 43.6 |  |  | 41.6 | 38.2 | 34.6 | 40.9 |  | 43.3198 | 36.3886 |  | 0
B2066 C11-2012530890104302 | B2066 C11-2012 | North Street Windsor | Existing | Single | Kerbside | 530890 | 104302 | 2.5 | 1.5 | 86.828 | National | 0.84 | 54.1 | 47.5 | 56.2 | 51.1 | 60.1 | 56.5 |  |  | 43.8 | 42.6 | 48.4 | 50.8 |  | 50.7046 | 42.5919 | 35.1 | 0
A2010 C12-2010530900104451 | A2010 C12-2010 | Queens Road South | Existing | Single | Roadside | 530900 | 104451 | 3 | 4.2 | 86.828 | National | 0.84 | 37.3 | 36.2 | 35.2 | 35.3 | 39.3 | 29.1 |  |  | 27.3 | 33.6 | 50.2 | 27.6 |  | 34.8796 | 29.2988 |  | 0
A2010 W01-2005530969104785 | A2010 W01-2005 | Queens Road North | Existing | Single | Roadside | 530969 | 104785 | 2.5 | 4.2 | 86.828 | National | 0.84 | 32.3 | 31.1 | 29.8 | 26.8 | 30.5 | 25.4 |  |  | 24.7 | 27.7 | 32.4 | 24.6 |  | 28.4102 | 23.8646 |  | 0
C-Link C13-2014530770104363 | C-Link C13-2014 | Lower Dyke Road | Existing | Single | Roadside | 530770 | 104363 | 3 | 4.5 | 79.3011 | National | 0.84 | 38.3 | 33 | 36.5 | 36.8 |  | 37.6 |  |  | 32.2 | 32.4 | 37.4 | 37.5 |  | 35.5725 | 29.8809 |  | 0
A23 C09-2005531302104392 | A23 C09-2005 | Marlborough Place | Existing | Single | Roadside | 531302 | 104392 | 2.5 | 4.3 | 86.828 | National | 0.84 | 33.2 | 33.8 | 30.1 | 32.1 | 32.2 | 28.3 |  |  | 30.2 | 30 | 34.8 | 28.1 |  | 31.1715 | 26.1841 |  | 0
A23 C16-2013531400104844 | A23 C16-2013 | York Place | Existing | Single | Roadside | 531400 | 104844 | 2.5 | 4.9 | 86.828 | National | 0.84 | 36.2 | 34.9 | 31.7 | 36.2 | 36.6 | 33 |  |  | 35.1 | 30.7 | 39.9 | 32.2 |  | 34.4752 | 28.9592 |  | 0
A23 C17-2012531364104982 | A23 C17-2012 | Cheapside | Existing | Single | Roadside | 531364 | 104982 | 2.5 | 3.4 | 86.828 | National | 0.84 | 44 | 38.4 | 39.7 | 39.4 | 40.3 | 36 |  |  | 34.6 | 24.3 | 41.5 | 36.3 |  | 36.9266 | 31.0184 |  | 0
A23 C18-2019531369105042 | A23 C18-2019 | London Road Brunswick Row | Existing | Single | Roadside | 531369 | 105042 | 2.5 | 2 | 86.828 | National | 0.84 | 44.8 | 50.2 | 44.5 | 47.3 | 44.5 | 43.9 |  |  | 42.1 | 38.8 | 42.8 | 35.9 |  | 43.2687 | 36.3457 | 32.8 | 0
A23 C18-2010531373105136 | A23 C18-2010 | Oxford Street London Road | Existing | Single | Roadside | 531373 | 105136 | 2.5 | 3 | 86.828 | National | 0.84 | 45 | 44.8 | 45.8 | 43.8 | 45.6 | 38 |  |  | 40.8 | 44 | 50.6 | 39.5 |  | 43.7056 | 36.7127 |  | 0
A23 C19-2021531472105161 | A23 C19-2021 | Oxford Street Ditchling Road | Existing | Single | Roadside | 531472 | 105161 | 2.5 | 3.3 | 40.0538 | National | 0.84 | 1: 37.2; 2: 34.8; 3: 30.4; 4: 31.9; 5: 30.4 | 32.9208 | 26.3157 |  | 0
A23 C20-2005531496105315 | A23 C20-2005 | Ditchling Road Viaduct Road | Existing | Single | Roadside | 531496 | 105315 | 3 | 4.7 | 86.828 | National | 0.84 | 31.1 | 29 | 31 | 28.9 | 31.9 | 25.4 |  |  | 28.5 | 29.3 | 30.8 | 22.9 |  | 28.8319 | 24.2188 |  | 0
A23 C21-2005531451105356 | A23 C21-2005 | Viaduct Terrace | Existing | Single | Roadside | 531451 | 105356 | 3 | 3.6 | 86.828 | National | 0.84 | 37 | 38.1 | 40.2 | 35.7 | 44 | 37.5 |  |  | 35.8 | 31.8 | 37.3 | 32.7 |  | 36.8025 | 30.9141 |  | 0
A23 C23-2005531189105375 | A23 C23-2005 | London Road Rose Hill | Existing | Single | Roadside | 531189 | 105375 | 2.5 | 5.4 | 86.828 | National | 0.84 | 31.8 | 34.7 | 31.3 | 30.5 | 30.3 | 24.9 |  |  | 26.9 | 26.7 | 34.2 | 27.7 |  | 29.709 | 24.9555 |  | 0
A270 C24-2015531101105443 | A270 C24-2015 | New England Road Elder Place | Existing | Single | Roadside | 531101 | 105443 | 3 | 3.6 | 86.828 | National | 0.84 | 38.5 | 40.5 | 38 | 43 | 41.8 | 38.5 |  |  | 37.3 | 36 | 43.4 | 32.9 |  | 38.8139 | 32.6037 |  | 0
A270 C25-2010530985105419 | A270 C25-2010 | New England East | Existing | Single | Roadside | 530985 | 105419 | 3.5 | 3.5 | 86.828 | National | 0.84 | 37.8 | 40.1 | 38.8 | 42.3 | 39.6 | 40.7 |  |  | 39.8 | 35.1 | 41 | 40.9 |  | 39.469 | 33.154 |  | 0
B2199 C28-2010531032104843 | B2199 C28-2010 | Frederick Place North Laine | Existing | Single | Suburban | 531032 | 104843 | 3.5 | 2.8 | 77.1505 | National | 0.84 | 34.8 | 35.9 | 35.7 | 32.6 | 28.2 | 27.7 |  |  |  | 24.3 | 38.1 | 30.8 |  | 31.7585 | 26.6772 |  | 0
A23 E01-2016531101105498 | A23 E01-2016 | Preston Road Preston Circus | Existing | Single | Roadside | 531101 | 105498 | 2.5 | 2.5 | 86.828 | National | 0.84 | 29.6 | 27.3 | 30.5 | 29 | 32.2 | 23.4 |  |  | 27.4 | 31.1 | 33.7 | 24.9 |  | 28.8923 | 24.2695 |  | 0
A23 E02-2009530233106515 | A23 E02-2009 | Preston Road Preston Drove | Existing | Single | Roadside | 530233 | 106515 | 2.5 | 4 | 86.828 | National | 0.84 | 33.4 | 32.2 | 32.1 | 27.3 | 30.2 | 25.9 |  |  | 27.6 | 27.6 | 30.5 | 31.5 |  | 29.704 | 24.9514 |  | 0
C-Link E02-2012530063106368 | C-Link E02-2012 | The Drove South Street | Existing | Single | Roadside | 530063 | 106368 | 2.5 | 2.6 | 78.4946 | National | 0.84 | 34.3 | 36.7 | 33.8 | 32.1 | 39.8 | 29.5 |  |  | 29.4 | 35.1 | 38.2 |  |  | 34.1914 | 28.7208 |  | 0
A23 E06-2020531107105595 | A23 E06-2020 | Beaconsfield Road | Existing | Single | Roadside | 531107 | 105595 | 2 | 3.8 | 86.828 | National | 0.84 | 30.9 | 29.4 | 31.3 | 30 | 34.3 | 26.9 |  |  | 31.2 | 28.8 | 34 | 28.4 |  | 30.4266 | 25.5584 |  | 0
A270 E07-2019531838105349 | A270 E07-2019 | Lewes Road north Elm Grove | Existing | Single | Roadside | 531838 | 105349 | 2.4 | 2.9 | 86.828 | National | 0.84 | 45.1 | 46.8 | 45.3 | 47.1 | 45.2 | 42.9 |  |  | 42.1 | 44.2 | 51.7 | 41.5 |  | 45.0938 | 37.8788 |  | 0
A270 BH11531845105333 | A270 BH11 | Lewes Road New Co-Location | New | Single | Kerbside | 531845 | 105333 | 2.5 | 1.5 | 86.828 | National | 0.84 | 45.1 | 48.4 | 50.2 | 44 | 49.8 | 45.9 |  |  | 44.5 | 46.2 | 52.9 | 40.5 |  | 46.7381 | 39.26 | 34.6 | 0
A270 E08-1996532090105752 | A270 E08-1996 | Lewes Road Inverness Road | Existing | Single | Roadside | 532090 | 105752 | 2.5 | 4.4 | 86.828 | National | 0.84 | 43.7 | 46.5 | 43.9 | 43.9 | 41.5 | 39.1 |  |  | 43.3 | 38.6 | 36.7 | 35.8 |  | 41.1879 | 34.5979 |  | 0
A270 E10-2015532126105838 | A270 E10-2015 | Vogue Gyratory Island | Existing | Single | Roadside | 532126 | 105838 | 2.5 | 3 | 86.828 | National | 0.84 | 35.1 | 38.3 | 33.9 | 32.7 | 32 | 32.3 |  |  | 34.9 | 33.8 | 45.8 | 29.2 |  | 34.8195 | 29.2484 |  | 0
A270 E14-2019532377106314 | A270 E14-2019 | Lewes Road Pelham Terrace | Existing | Single | Roadside | 532377 | 106314 | 2.5 | 3.4 | 86.828 | National | 0.84 | 34.3 | 35.3 | 37.8 | 30.4 | 36.7 | 26.7 |  |  | 34.5 | 36.7 | 32.5 | 25.7 |  | 33.1467 | 27.8433 |  | 0
A270 E15-2012532300106159 | A270 E15-2012 | Lewes Road Coombe Terrace | Existing | Single | Roadside | 532300 | 106159 | 2.5 | 3.7 | 86.828 | National | 0.84 | 35 | 39.6 | 41.2 | 33.8 | 37.2 | 27.6 |  |  | 32.7 | 33.7 | 36.3 | 28.7 |  | 34.4854 | 28.9678 |  | 0
A23 E16-1996531465104629 | A23 E16-1996 | Grand Parade North | Existing | Single | Roadside | 531465 | 104629 | 2.5 | 4.4 | 86.828 | National | 0.84 | 36.6 | 34.6 | 39.1 | 34.6 | 41.2 | 31.6 |  |  | 35.3 | 36.2 | 31 | 30.4 |  | 35.017 | 29.4143 |  | 0
A23 E16-2015531426104514 | A23 E16-2015 | Grand Parade Middle | Existing | Single | Roadside | 531426 | 104514 | 2.5 | 3.6 | 77.957 | National | 0.84 | 36.6 | 33.7 |  | 36.1 | 44 | 31.4 |  |  | 38.2 | 37.1 | 38.6 | 32.5 |  | 36.3983 | 30.5746 |  | 0
A23 E17-2003531394104338 | A23 E17-2003 | Grand Parade South | Existing | Single | Roadside | 531394 | 104338 | 2 | 5 | 86.828 | National | 0.84 | 37.6 | 39 | 38.6 | 34 | 42.6 | 29.7 |  |  | 35.3 | 35 | 35 | 27.7 |  | 35.3322 | 29.679 |  | 0
C-Link E17-2018531408104233 | C-Link E17-2018 | Edward Street South Side | Existing | Single | Roadside | 531408 | 104233 | 2 | 1.6 | 86.828 | National | 0.84 | 37.7 | 39.1 | 37.9 | 34.2 | 41.1 | 35.8 |  |  | 35.1 | 33 | 37.4 | 34.4 |  | 36.4133 | 30.5872 |  | 0
C-Link E18-2021532759103810 | C-Link E18-2021 | Eastern Road Sudley Place | Existing | Single | Roadside | 532759 | 103810 | 2 | 2.4 | 86.828 | National | 0.84 | 29.2 | 22.3 | 23 | 25.3 | 26.3 | 22.2 |  |  | 21.8 | 22 | 27.7 | 23.1 |  | 24.1053 | 20.2484 |  | 0
B2123 E22-2009536970102280 | B2123 E22-2009 | Rottingdean High Street East | Existing | Single | Roadside | 536970 | 102280 | 2 | 0.2 | 86.828 | National | 0.84 | 32.1 | 26 | 27.5 | 29.1 | 35 | 24.9 |  |  | 30.2 | 27.3 | 33.2 | 24.9 |  | 28.8749 | 24.2549 |  | 0
B2123 E23-2010536966102273 | B2123 E23-2010 | Rottingdean High Street West | Existing | Single | Roadside | 536966 | 102273 | 2 | 0.2 | 86.828 | National | 0.84 | 34.2 | 30.6 | 34.2 | 30.7 | 34.4 | 28.3 |  |  | 26.9 | 27.5 | 30.8 | 25.1 |  | 30.0731 | 25.2614 |  | 0
A259 E25-2018537014102238 | A259 E25-2018 | Rottingdean Marine Drive | Existing | Single | Roadside | 537014 | 102238 | 2 | 2.7 | 86.828 | National | 0.84 | 29.8 | 23.6 | 27.5 | 29.5 | 32.3 | 20.9 |  |  | 29 | 29.2 | 30.4 | 24.8 |  | 27.6381 | 23.216 |  | 0
B2123 E30-2020536947102341 | B2123 E30-2020 | Rottingdean High Street Mid | Existing | Single | Roadside | 536947 | 102341 | 3.5 | 1.8 | 86.828 | National | 0.84 | 32.3 | 22.5 | 26.7 | 24.7 | 28.7 | 19.3 |  |  | 24.5 | 24.1 | 30.8 | 18.1 |  | 25.0263 | 21.0221 |  | 0
E32-2020537011102099 | E32-2020 | Rottingdean Sea Front | Existing | Single | Urban Background | 537011 | 102099 | 3 | 112 | 86.828 | National | 0.84 | 17.7 | 9.5 | 15.6 | 11.4 | 11.9 | 8.2 |  |  | 10.9 | 14 | 19 | 12.3 |  | 13.0325 | 10.9473 |  | 0
A2010 W03-2006530963104994 | A2010 W03-2006 | Terminus Road Terrace | Existing | Single | Roadside | 530963 | 104994 | 3.5 | 3.5 | 86.828 | National | 0.84 | 37.5 | 34.6 | 33.8 | 32.3 | 34.8 | 28.1 |  |  | 31.5 | 30.4 | 34.3 | 32.3 |  | 32.7833 | 27.538 |  | 0
A2010 W04-2006530808105340 | A2010 W04-2006 | Chatham Place | Existing | Single | Roadside | 530808 | 105340 | 2.5 | 3.4 | 86.828 | National | 0.84 | 39 | 34 | 31.2 | 33 | 39.5 | 28.3 |  |  | 34.3 | 29.2 | 38.2 | 31.6 |  | 33.5628 | 28.1928 |  | 0
A270 W05-2006530778105362 | A270 W05-2006 | Old Shoreham Road Terrace | Existing | Single | Roadside | 530778 | 105362 | 2.5 | 3.6 | 86.828 | National | 0.84 | 41.3 | 34.4 | 36.7 | 34.9 | 34.1 | 33 |  |  | 38.3 | 32.6 | 39.8 | 32.9 |  | 35.7217 | 30.0062 |  | 0
B2066 W10-2023530302104415 | B2066 W10-2023 | Western Road Sillwood Road | Existing | Single | Roadside | 530302 | 104415 | 2.4 | 4.5 | 86.828 | National | 0.84 | 38.7 | 40.9 | 37.3 | 33 | 36.4 | 28.3 |  |  | 26.4 | 25.4 | 31.4 | 31.4 |  | 32.4969 | 27.2974 |  | 0
B2066 W11-2020530154104444 | B2066 W11-2020 | Western Road | Existing | Single | Roadside | 530154 | 104444 | 2.4 | 4 | 86.828 | National | 0.84 | 31.9 | 29.3 | 29.2 | 26.8 | 27.4 | 23.2 |  |  | 24 | 26.3 | 29.1 | 25.6 |  | 27.1533 | 22.8087 |  | 0
A259 W16-2020526233104860 | A259 W16-2020 | Wellington Road East | Existing | Single | Roadside | 526233 | 104860 | 3 | 3 | 86.828 | National | 0.84 | 37.3 | 35.2 | 36.5 | 33.5 | 35.4 | 29.8 |  |  | 29.2 | 24.3 | 34.8 | 29.7 |  | 32.2031 | 27.0506 |  | 0
2024 BH14 526235104877 | 2024 BH14 | Next to 2025 Analyser installed later | New | Single | Roadside | 526235 | 104877 | 2.5 | 3 | 86.828 | National | 0.84 | 32.4 | 25.2 | 22.6 | 24.3 | 22.3 | 18.7 |  |  | 20.3 | 21.5 | 29 | 22.7 |  | 23.6879 | 19.8979 |  | 0
A259 W17-2009525931104961 | A259 W17-2009 | Wellington Road Church Road | Existing | Single | Roadside | 525931 | 104961 | 3 | 3 | 78.2258 | National | 0.84 | 33.2 | 33.5 | 34.3 | 30.7 | 32.3 | 24.9 |  |  | 27.6 | 27.2 |  | 30.1 |  | 30.1914 | 25.3608 |  | 0
A259 W18-2010525970105230 | A259 W18-2010 | Vale Park | Existing | Single | Urban Background | 525970 | 105230 | 3 | 97 | 86.828 | National | 0.84 | 21.5 | 19 | 21.3 | 14.2 | 13 | 9.8 |  |  | 11.8 | 14.8 | 19.1 | 16.4 |  | 15.9796 | 13.4228 |  | 0
A259 W19-2009525658105695 | A259 W19-2009 | Trafalgar Road Portslade | Existing | Single | Roadside | 525658 | 105695 | 2.5 | 3.9 | 86.828 | National | 0.84 | 36.2 | 33.8 | 33.4 | 30.6 | 29.7 | 28.3 |  |  | 28.2 | 29.1 | 36.4 | 31.3 |  | 31.5598 | 26.5102 |  | 0
A270 W20-2021525651105870 | A270 W20-2021 | Old Shoreham Road Portslade | Existing | Single | Roadside | 525651 | 105870 | 2.5 | 2.5 | 86.828 | National | 0.84 | 35.6 | 33.5 | 36.2 | 29.5 | 32.9 | 27.2 |  |  | 28.7 | 30.8 | 32.3 | 29.6 |  | 31.5316 | 26.4865 |  | 0
A2023 W21-2010528388105936 | A2023 W21-2010 | Sackville Road North | Existing | Single | Roadside | 528388 | 105936 | 2.5 | 3.4 | 86.828 | National | 0.84 | 36.8 | 32 | 31.2 | 30.4 | 32.4 | 26.9 |  |  | 26.4 | 29.5 | 32.7 | 26.8 |  | 30.3372 | 25.4832 |  | 0
A270 W22 2024 528421105947 | A270 W22 2024 | Old Shoreham Sackville Road | New | Single | Roadside | 528421 | 105947 | 2.5 | 3 | 86.828 | National | 0.84 | 35.9 | 33.3 | 36.2 | 28.5 | 34.3 | 26 |  |  | 24.1 | 31.3 | 30.8 | 26.1 |  | 30.5139 | 25.6317 |  | 0
LN2-2022531823105287 | LN2-2022 | Lower Elm Grove Lewes Road | Existing | Single | Roadside | 531823 | 105287 | 2.5 | 2.5 | 78.4946 | National | 0.84 | 40.5 | 33.4 | 31.7 | 32.3 | 31.7 | 27.3 |  |  | 34.2 | 32.6 | 34.4 |  |  | 33.0301 | 27.7453 |  | 0
LN4-2022532278105233 | LN4-2022 | Roadside Elm Grove School | Existing | Single | Roadside | 532278 | 105233 | 2.5 | 1.5 | 78.4946 | National | 0.84 | 28.9 | 23.4 | 24.5 | 19.4 | 22.8 | 18.7 |  |  | 18.9 | 21.3 | 21.5 |  |  | 22.0243 | 18.5004 |  | 0

## Site 1 Calcs (hidden)
| JAN | FEB | MAR | APR | MAY | JUN | JUL | AUG | SEP | OCT | NOV | DEC | Gap | JAN | FEB | MAR | APR | MAY | JUN | JUL | AUG | SEP | OCT | NOV | DEC | Gap |  |  | Continuous Site Average | Continuous Site Data Capture
| 9830.4411 | 18634.4651 | 21361.6507 | 15994.1834 | 18647.8548 | 17612.6871 | 0 | 0 | 20326.438 | 26312.6952 | 20550.7857 | 20854.4228 | 28806.0497 | 690 | 742 | 792 | 671 | 670 | 808 |  |  | 864 | 984 | 753 | 744 | 1167 |  |  | 24.6406 | 99.52%
[14 empty] | 0.077957 | 0.083333 | 0.08871 | 0.075269 | 0.075269 | 0.091398 | 0 | 0 | 0.096774 | 0.11022 | 0.086022 | 0.083333 | 0.13172 | TRUE
| JAN | FEB | MAR | APR | MAY | JUN | JUL | AUG | SEP | OCT | NOV | DEC |  | JAN | FEB | MAR | APR | MAY | JUN | JUL | AUG | SEP | OCT | NOV | DEC |  | Normalisation Factor | Count | Continuous Site Average | Continuous Site Data Capture | Annualisation factor
A23 C01-2020 | 14.247 | 25.1138 | 26.9718 | 23.8363 | 27.8326 | 21.7979 |  |  | 23.526 |  | 27.2919 | 28.0301 |  | 0.99138 | 0.99731 | 1 | 0.99851 | 0.99702 | 0.9902 |  |  | 1 |  | 0.98047 | 1 |  | 0.75426 | 0.75806 | 24.3262 | 99.5% | 1.0129
A23 C02-2022 | 14.247 | 25.1138 | 26.9718 | 23.8363 | 27.8326 | 21.7979 |  |  | 23.526 | 26.7405 | 27.2919 | 28.0301 |  | 0.99138 | 0.99731 | 1 | 0.99851 | 0.99702 | 0.9902 |  |  | 1 | 1 | 0.98047 | 1 |  | 0.86447 | 0.86828 | 24.6341 | 99.56% | 1.0003
B2066 C04-2010 | 14.247 | 25.1138 | 26.9718 | 23.8363 | 27.8326 | 21.7979 |  |  | 23.526 | 26.7405 | 27.2919 | 28.0301 |  | 0.99138 | 0.99731 | 1 | 0.99851 | 0.99702 | 0.9902 |  |  | 1 | 1 | 0.98047 | 1 |  | 0.86447 | 0.86828 | 24.6341 | 99.56% | 1.0003
C05-2012 | 14.247 | 25.1138 | 26.9718 | 23.8363 | 27.8326 | 21.7979 |  |  | 23.526 | 26.7405 | 27.2919 | 28.0301 |  | 0.99138 | 0.99731 | 1 | 0.99851 | 0.99702 | 0.9902 |  |  | 1 | 1 | 0.98047 | 1 |  | 0.86447 | 0.86828 | 24.6341 | 99.56% | 1.0003
B2066 C10-2012 | 14.247 | 25.1138 | 26.9718 | 23.8363 | 27.8326 | 21.7979 |  |  | 23.526 | 26.7405 | 27.2919 | 28.0301 |  | 0.99138 | 0.99731 | 1 | 0.99851 | 0.99702 | 0.9902 |  |  | 1 | 1 | 0.98047 | 1 |  | 0.86447 | 0.86828 | 24.6341 | 99.56% | 1.0003
B2066 C11-2007 | 14.247 | 25.1138 | 26.9718 | 23.8363 | 27.8326 | 21.7979 |  |  | 23.526 | 26.7405 | 27.2919 | 28.0301 |  | 0.99138 | 0.99731 | 1 | 0.99851 | 0.99702 | 0.9902 |  |  | 1 | 1 | 0.98047 | 1 |  | 0.86447 | 0.86828 | 24.6341 | 99.56% | 1.0003
B2066 C11-2012 | 14.247 | 25.1138 | 26.9718 | 23.8363 | 27.8326 | 21.7979 |  |  | 23.526 | 26.7405 | 27.2919 | 28.0301 |  | 0.99138 | 0.99731 | 1 | 0.99851 | 0.99702 | 0.9902 |  |  | 1 | 1 | 0.98047 | 1 |  | 0.86447 | 0.86828 | 24.6341 | 99.56% | 1.0003
A2010 C12-2010 | 14.247 | 25.1138 | 26.9718 | 23.8363 | 27.8326 | 21.7979 |  |  | 23.526 | 26.7405 | 27.2919 | 28.0301 |  | 0.99138 | 0.99731 | 1 | 0.99851 | 0.99702 | 0.9902 |  |  | 1 | 1 | 0.98047 | 1 |  | 0.86447 | 0.86828 | 24.6341 | 99.56% | 1.0003
A2010 W01-2005 | 14.247 | 25.1138 | 26.9718 | 23.8363 | 27.8326 | 21.7979 |  |  | 23.526 | 26.7405 | 27.2919 | 28.0301 |  | 0.99138 | 0.99731 | 1 | 0.99851 | 0.99702 | 0.9902 |  |  | 1 | 1 | 0.98047 | 1 |  | 0.86447 | 0.86828 | 24.6341 | 99.56% | 1.0003
C-Link C13-2014 | 14.247 | 25.1138 | 26.9718 | 23.8363 |  | 21.7979 |  |  | 23.526 | 26.7405 | 27.2919 | 28.0301 |  | 0.99138 | 0.99731 | 1 | 0.99851 |  | 0.9902 |  |  | 1 | 1 | 0.98047 | 1 |  | 0.78943 | 0.79301 | 24.33 | 99.55% | 1.0128
A23 C09-2005 | 14.247 | 25.1138 | 26.9718 | 23.8363 | 27.8326 | 21.7979 |  |  | 23.526 | 26.7405 | 27.2919 | 28.0301 |  | 0.99138 | 0.99731 | 1 | 0.99851 | 0.99702 | 0.9902 |  |  | 1 | 1 | 0.98047 | 1 |  | 0.86447 | 0.86828 | 24.6341 | 99.56% | 1.0003
A23 C16-2013 | 14.247 | 25.1138 | 26.9718 | 23.8363 | 27.8326 | 21.7979 |  |  | 23.526 | 26.7405 | 27.2919 | 28.0301 |  | 0.99138 | 0.99731 | 1 | 0.99851 | 0.99702 | 0.9902 |  |  | 1 | 1 | 0.98047 | 1 |  | 0.86447 | 0.86828 | 24.6341 | 99.56% | 1.0003
A23 C17-2012 | 14.247 | 25.1138 | 26.9718 | 23.8363 | 27.8326 | 21.7979 |  |  | 23.526 | 26.7405 | 27.2919 | 28.0301 |  | 0.99138 | 0.99731 | 1 | 0.99851 | 0.99702 | 0.9902 |  |  | 1 | 1 | 0.98047 | 1 |  | 0.86447 | 0.86828 | 24.6341 | 99.56% | 1.0003
A23 C18-2019 | 14.247 | 25.1138 | 26.9718 | 23.8363 | 27.8326 | 21.7979 |  |  | 23.526 | 26.7405 | 27.2919 | 28.0301 |  | 0.99138 | 0.99731 | 1 | 0.99851 | 0.99702 | 0.9902 |  |  | 1 | 1 | 0.98047 | 1 |  | 0.86447 | 0.86828 | 24.6341 | 99.56% | 1.0003
A23 C18-2010 | 14.247 | 25.1138 | 26.9718 | 23.8363 | 27.8326 | 21.7979 |  |  | 23.526 | 26.7405 | 27.2919 | 28.0301 |  | 0.99138 | 0.99731 | 1 | 0.99851 | 0.99702 | 0.9902 |  |  | 1 | 1 | 0.98047 | 1 |  | 0.86447 | 0.86828 | 24.6341 | 99.56% | 1.0003
A23 C19-2021 | JAN: 14.247; FEB: 25.1138; MAR: 26.9718; APR: 23.8363; MAY: 27.8326 |  | 0.99138 | 0.99731 | 1 | 0.99851 | 0.99702 | [8 empty] | 0.39931 | 0.40054 | 23.6939 | 99.69% | 1.04
A23 C20-2005 | 14.247 | 25.1138 | 26.9718 | 23.8363 | 27.8326 | 21.7979 |  |  | 23.526 | 26.7405 | 27.2919 | 28.0301 |  | 0.99138 | 0.99731 | 1 | 0.99851 | 0.99702 | 0.9902 |  |  | 1 | 1 | 0.98047 | 1 |  | 0.86447 | 0.86828 | 24.6341 | 99.56% | 1.0003
A23 C21-2005 | 14.247 | 25.1138 | 26.9718 | 23.8363 | 27.8326 | 21.7979 |  |  | 23.526 | 26.7405 | 27.2919 | 28.0301 |  | 0.99138 | 0.99731 | 1 | 0.99851 | 0.99702 | 0.9902 |  |  | 1 | 1 | 0.98047 | 1 |  | 0.86447 | 0.86828 | 24.6341 | 99.56% | 1.0003
A23 C23-2005 | 14.247 | 25.1138 | 26.9718 | 23.8363 | 27.8326 | 21.7979 |  |  | 23.526 | 26.7405 | 27.2919 | 28.0301 |  | 0.99138 | 0.99731 | 1 | 0.99851 | 0.99702 | 0.9902 |  |  | 1 | 1 | 0.98047 | 1 |  | 0.86447 | 0.86828 | 24.6341 | 99.56% | 1.0003
A270 C24-2015 | 14.247 | 25.1138 | 26.9718 | 23.8363 | 27.8326 | 21.7979 |  |  | 23.526 | 26.7405 | 27.2919 | 28.0301 |  | 0.99138 | 0.99731 | 1 | 0.99851 | 0.99702 | 0.9902 |  |  | 1 | 1 | 0.98047 | 1 |  | 0.86447 | 0.86828 | 24.6341 | 99.56% | 1.0003
A270 C25-2010 | 14.247 | 25.1138 | 26.9718 | 23.8363 | 27.8326 | 21.7979 |  |  | 23.526 | 26.7405 | 27.2919 | 28.0301 |  | 0.99138 | 0.99731 | 1 | 0.99851 | 0.99702 | 0.9902 |  |  | 1 | 1 | 0.98047 | 1 |  | 0.86447 | 0.86828 | 24.6341 | 99.56% | 1.0003
B2199 C28-2010 | 14.247 | 25.1138 | 26.9718 | 23.8363 | 27.8326 | 21.7979 |  |  |  | 26.7405 | 27.2919 | 28.0301 |  | 0.99138 | 0.99731 | 1 | 0.99851 | 0.99702 | 0.9902 |  |  |  | 1 | 0.98047 | 1 |  | 0.7677 | 0.77151 | 24.7737 | 99.51% | 0.99463
A23 E01-2016 | 14.247 | 25.1138 | 26.9718 | 23.8363 | 27.8326 | 21.7979 |  |  | 23.526 | 26.7405 | 27.2919 | 28.0301 |  | 0.99138 | 0.99731 | 1 | 0.99851 | 0.99702 | 0.9902 |  |  | 1 | 1 | 0.98047 | 1 |  | 0.86447 | 0.86828 | 24.6341 | 99.56% | 1.0003
A23 E02-2009 | 14.247 | 25.1138 | 26.9718 | 23.8363 | 27.8326 | 21.7979 |  |  | 23.526 | 26.7405 | 27.2919 | 28.0301 |  | 0.99138 | 0.99731 | 1 | 0.99851 | 0.99702 | 0.9902 |  |  | 1 | 1 | 0.98047 | 1 |  | 0.86447 | 0.86828 | 24.6341 | 99.56% | 1.0003
C-Link E02-2012 | 14.247 | 25.1138 | 26.9718 | 23.8363 | 27.8326 | 21.7979 |  |  | 23.526 | 26.7405 | 27.2919 |  |  | 0.99138 | 0.99731 | 1 | 0.99851 | 0.99702 | 0.9902 |  |  | 1 | 1 | 0.98047 |  |  | 0.78114 | 0.78495 | 24.2718 | 99.51% | 1.0152
A23 E06-2020 | 14.247 | 25.1138 | 26.9718 | 23.8363 | 27.8326 | 21.7979 |  |  | 23.526 | 26.7405 | 27.2919 | 28.0301 |  | 0.99138 | 0.99731 | 1 | 0.99851 | 0.99702 | 0.9902 |  |  | 1 | 1 | 0.98047 | 1 |  | 0.86447 | 0.86828 | 24.6341 | 99.56% | 1.0003
A270 E07-2019 | 14.247 | 25.1138 | 26.9718 | 23.8363 | 27.8326 | 21.7979 |  |  | 23.526 | 26.7405 | 27.2919 | 28.0301 |  | 0.99138 | 0.99731 | 1 | 0.99851 | 0.99702 | 0.9902 |  |  | 1 | 1 | 0.98047 | 1 |  | 0.86447 | 0.86828 | 24.6341 | 99.56% | 1.0003
A270 BH11 | 14.247 | 25.1138 | 26.9718 | 23.8363 | 27.8326 | 21.7979 |  |  | 23.526 | 26.7405 | 27.2919 | 28.0301 |  | 0.99138 | 0.99731 | 1 | 0.99851 | 0.99702 | 0.9902 |  |  | 1 | 1 | 0.98047 | 1 |  | 0.86447 | 0.86828 | 24.6341 | 99.56% | 1.0003
A270 E08-1996 | 14.247 | 25.1138 | 26.9718 | 23.8363 | 27.8326 | 21.7979 |  |  | 23.526 | 26.7405 | 27.2919 | 28.0301 |  | 0.99138 | 0.99731 | 1 | 0.99851 | 0.99702 | 0.9902 |  |  | 1 | 1 | 0.98047 | 1 |  | 0.86447 | 0.86828 | 24.6341 | 99.56% | 1.0003
A270 E10-2015 | 14.247 | 25.1138 | 26.9718 | 23.8363 | 27.8326 | 21.7979 |  |  | 23.526 | 26.7405 | 27.2919 | 28.0301 |  | 0.99138 | 0.99731 | 1 | 0.99851 | 0.99702 | 0.9902 |  |  | 1 | 1 | 0.98047 | 1 |  | 0.86447 | 0.86828 | 24.6341 | 99.56% | 1.0003
A270 E14-2019 | 14.247 | 25.1138 | 26.9718 | 23.8363 | 27.8326 | 21.7979 |  |  | 23.526 | 26.7405 | 27.2919 | 28.0301 |  | 0.99138 | 0.99731 | 1 | 0.99851 | 0.99702 | 0.9902 |  |  | 1 | 1 | 0.98047 | 1 |  | 0.86447 | 0.86828 | 24.6341 | 99.56% | 1.0003
A270 E15-2012 | 14.247 | 25.1138 | 26.9718 | 23.8363 | 27.8326 | 21.7979 |  |  | 23.526 | 26.7405 | 27.2919 | 28.0301 |  | 0.99138 | 0.99731 | 1 | 0.99851 | 0.99702 | 0.9902 |  |  | 1 | 1 | 0.98047 | 1 |  | 0.86447 | 0.86828 | 24.6341 | 99.56% | 1.0003
A23 E16-1996 | 14.247 | 25.1138 | 26.9718 | 23.8363 | 27.8326 | 21.7979 |  |  | 23.526 | 26.7405 | 27.2919 | 28.0301 |  | 0.99138 | 0.99731 | 1 | 0.99851 | 0.99702 | 0.9902 |  |  | 1 | 1 | 0.98047 | 1 |  | 0.86447 | 0.86828 | 24.6341 | 99.56% | 1.0003
A23 E16-2015 | 14.247 | 25.1138 |  | 23.8363 | 27.8326 | 21.7979 |  |  | 23.526 | 26.7405 | 27.2919 | 28.0301 |  | 0.99138 | 0.99731 |  | 0.99851 | 0.99702 | 0.9902 |  |  | 1 | 1 | 0.98047 | 1 |  | 0.77576 | 0.77957 | 24.3667 | 99.51% | 1.0112
A23 E17-2003 | 14.247 | 25.1138 | 26.9718 | 23.8363 | 27.8326 | 21.7979 |  |  | 23.526 | 26.7405 | 27.2919 | 28.0301 |  | 0.99138 | 0.99731 | 1 | 0.99851 | 0.99702 | 0.9902 |  |  | 1 | 1 | 0.98047 | 1 |  | 0.86447 | 0.86828 | 24.6341 | 99.56% | 1.0003
C-Link E17-2018 | 14.247 | 25.1138 | 26.9718 | 23.8363 | 27.8326 | 21.7979 |  |  | 23.526 | 26.7405 | 27.2919 | 28.0301 |  | 0.99138 | 0.99731 | 1 | 0.99851 | 0.99702 | 0.9902 |  |  | 1 | 1 | 0.98047 | 1 |  | 0.86447 | 0.86828 | 24.6341 | 99.56% | 1.0003
C-Link E18-2021 | 14.247 | 25.1138 | 26.9718 | 23.8363 | 27.8326 | 21.7979 |  |  | 23.526 | 26.7405 | 27.2919 | 28.0301 |  | 0.99138 | 0.99731 | 1 | 0.99851 | 0.99702 | 0.9902 |  |  | 1 | 1 | 0.98047 | 1 |  | 0.86447 | 0.86828 | 24.6341 | 99.56% | 1.0003
B2123 E22-2009 | 14.247 | 25.1138 | 26.9718 | 23.8363 | 27.8326 | 21.7979 |  |  | 23.526 | 26.7405 | 27.2919 | 28.0301 |  | 0.99138 | 0.99731 | 1 | 0.99851 | 0.99702 | 0.9902 |  |  | 1 | 1 | 0.98047 | 1 |  | 0.86447 | 0.86828 | 24.6341 | 99.56% | 1.0003
B2123 E23-2010 | 14.247 | 25.1138 | 26.9718 | 23.8363 | 27.8326 | 21.7979 |  |  | 23.526 | 26.7405 | 27.2919 | 28.0301 |  | 0.99138 | 0.99731 | 1 | 0.99851 | 0.99702 | 0.9902 |  |  | 1 | 1 | 0.98047 | 1 |  | 0.86447 | 0.86828 | 24.6341 | 99.56% | 1.0003
A259 E25-2018 | 14.247 | 25.1138 | 26.9718 | 23.8363 | 27.8326 | 21.7979 |  |  | 23.526 | 26.7405 | 27.2919 | 28.0301 |  | 0.99138 | 0.99731 | 1 | 0.99851 | 0.99702 | 0.9902 |  |  | 1 | 1 | 0.98047 | 1 |  | 0.86447 | 0.86828 | 24.6341 | 99.56% | 1.0003
B2123 E30-2020 | 14.247 | 25.1138 | 26.9718 | 23.8363 | 27.8326 | 21.7979 |  |  | 23.526 | 26.7405 | 27.2919 | 28.0301 |  | 0.99138 | 0.99731 | 1 | 0.99851 | 0.99702 | 0.9902 |  |  | 1 | 1 | 0.98047 | 1 |  | 0.86447 | 0.86828 | 24.6341 | 99.56% | 1.0003
E32-2020 | 14.247 | 25.1138 | 26.9718 | 23.8363 | 27.8326 | 21.7979 |  |  | 23.526 | 26.7405 | 27.2919 | 28.0301 |  | 0.99138 | 0.99731 | 1 | 0.99851 | 0.99702 | 0.9902 |  |  | 1 | 1 | 0.98047 | 1 |  | 0.86447 | 0.86828 | 24.6341 | 99.56% | 1.0003
A2010 W03-2006 | 14.247 | 25.1138 | 26.9718 | 23.8363 | 27.8326 | 21.7979 |  |  | 23.526 | 26.7405 | 27.2919 | 28.0301 |  | 0.99138 | 0.99731 | 1 | 0.99851 | 0.99702 | 0.9902 |  |  | 1 | 1 | 0.98047 | 1 |  | 0.86447 | 0.86828 | 24.6341 | 99.56% | 1.0003
A2010 W04-2006 | 14.247 | 25.1138 | 26.9718 | 23.8363 | 27.8326 | 21.7979 |  |  | 23.526 | 26.7405 | 27.2919 | 28.0301 |  | 0.99138 | 0.99731 | 1 | 0.99851 | 0.99702 | 0.9902 |  |  | 1 | 1 | 0.98047 | 1 |  | 0.86447 | 0.86828 | 24.6341 | 99.56% | 1.0003
A270 W05-2006 | 14.247 | 25.1138 | 26.9718 | 23.8363 | 27.8326 | 21.7979 |  |  | 23.526 | 26.7405 | 27.2919 | 28.0301 |  | 0.99138 | 0.99731 | 1 | 0.99851 | 0.99702 | 0.9902 |  |  | 1 | 1 | 0.98047 | 1 |  | 0.86447 | 0.86828 | 24.6341 | 99.56% | 1.0003
B2066 W10-2023 | 14.247 | 25.1138 | 26.9718 | 23.8363 | 27.8326 | 21.7979 |  |  | 23.526 | 26.7405 | 27.2919 | 28.0301 |  | 0.99138 | 0.99731 | 1 | 0.99851 | 0.99702 | 0.9902 |  |  | 1 | 1 | 0.98047 | 1 |  | 0.86447 | 0.86828 | 24.6341 | 99.56% | 1.0003
B2066 W11-2020 | 14.247 | 25.1138 | 26.9718 | 23.8363 | 27.8326 | 21.7979 |  |  | 23.526 | 26.7405 | 27.2919 | 28.0301 |  | 0.99138 | 0.99731 | 1 | 0.99851 | 0.99702 | 0.9902 |  |  | 1 | 1 | 0.98047 | 1 |  | 0.86447 | 0.86828 | 24.6341 | 99.56% | 1.0003
A259 W16-2020 | 14.247 | 25.1138 | 26.9718 | 23.8363 | 27.8326 | 21.7979 |  |  | 23.526 | 26.7405 | 27.2919 | 28.0301 |  | 0.99138 | 0.99731 | 1 | 0.99851 | 0.99702 | 0.9902 |  |  | 1 | 1 | 0.98047 | 1 |  | 0.86447 | 0.86828 | 24.6341 | 99.56% | 1.0003
2024 BH14 | 14.247 | 25.1138 | 26.9718 | 23.8363 | 27.8326 | 21.7979 |  |  | 23.526 | 26.7405 | 27.2919 | 28.0301 |  | 0.99138 | 0.99731 | 1 | 0.99851 | 0.99702 | 0.9902 |  |  | 1 | 1 | 0.98047 | 1 |  | 0.86447 | 0.86828 | 24.6341 | 99.56% | 1.0003
A259 W17-2009 | 14.247 | 25.1138 | 26.9718 | 23.8363 | 27.8326 | 21.7979 |  |  | 23.526 | 26.7405 |  | 28.0301 |  | 0.99138 | 0.99731 | 1 | 0.99851 | 0.99702 | 0.9902 |  |  | 1 | 1 |  | 1 |  | 0.78013 | 0.78226 | 24.3467 | 99.73% | 1.0121
A259 W18-2010 | 14.247 | 25.1138 | 26.9718 | 23.8363 | 27.8326 | 21.7979 |  |  | 23.526 | 26.7405 | 27.2919 | 28.0301 |  | 0.99138 | 0.99731 | 1 | 0.99851 | 0.99702 | 0.9902 |  |  | 1 | 1 | 0.98047 | 1 |  | 0.86447 | 0.86828 | 24.6341 | 99.56% | 1.0003
A259 W19-2009 | 14.247 | 25.1138 | 26.9718 | 23.8363 | 27.8326 | 21.7979 |  |  | 23.526 | 26.7405 | 27.2919 | 28.0301 |  | 0.99138 | 0.99731 | 1 | 0.99851 | 0.99702 | 0.9902 |  |  | 1 | 1 | 0.98047 | 1 |  | 0.86447 | 0.86828 | 24.6341 | 99.56% | 1.0003
A270 W20-2021 | 14.247 | 25.1138 | 26.9718 | 23.8363 | 27.8326 | 21.7979 |  |  | 23.526 | 26.7405 | 27.2919 | 28.0301 |  | 0.99138 | 0.99731 | 1 | 0.99851 | 0.99702 | 0.9902 |  |  | 1 | 1 | 0.98047 | 1 |  | 0.86447 | 0.86828 | 24.6341 | 99.56% | 1.0003
A2023 W21-2010 | 14.247 | 25.1138 | 26.9718 | 23.8363 | 27.8326 | 21.7979 |  |  | 23.526 | 26.7405 | 27.2919 | 28.0301 |  | 0.99138 | 0.99731 | 1 | 0.99851 | 0.99702 | 0.9902 |  |  | 1 | 1 | 0.98047 | 1 |  | 0.86447 | 0.86828 | 24.6341 | 99.56% | 1.0003
A270 W22 2024 | 14.247 | 25.1138 | 26.9718 | 23.8363 | 27.8326 | 21.7979 |  |  | 23.526 | 26.7405 | 27.2919 | 28.0301 |  | 0.99138 | 0.99731 | 1 | 0.99851 | 0.99702 | 0.9902 |  |  | 1 | 1 | 0.98047 | 1 |  | 0.86447 | 0.86828 | 24.6341 | 99.56% | 1.0003
LN2-2022 | 14.247 | 25.1138 | 26.9718 | 23.8363 | 27.8326 | 21.7979 |  |  | 23.526 | 26.7405 | 27.2919 |  |  | 0.99138 | 0.99731 | 1 | 0.99851 | 0.99702 | 0.9902 |  |  | 1 | 1 | 0.98047 |  |  | 0.78114 | 0.78495 | 24.2718 | 99.51% | 1.0152
LN4-2022 | 14.247 | 25.1138 | 26.9718 | 23.8363 | 27.8326 | 21.7979 |  |  | 23.526 | 26.7405 | 27.2919 |  |  | 0.99138 | 0.99731 | 1 | 0.99851 | 0.99702 | 0.9902 |  |  | 1 | 1 | 0.98047 |  |  | 0.78114 | 0.78495 | 24.2718 | 99.51% | 1.0152
[27 empty] | 0 | 0
[27 empty] | 0 | 0
[27 empty] | 0 | 0
[27 empty] | 0 | 0
[27 empty] | 0 | 0
[27 empty] | 0 | 0
[27 empty] | 0 | 0
[27 empty] | 0 | 0
[27 empty] | 0 | 0
[27 empty] | 0 | 0
[27 empty] | 0 | 0
[27 empty] | 0 | 0
[27 empty] | 0 | 0
[27 empty] | 0 | 0
[27 empty] | 0 | 0
[27 empty] | 0 | 0
[27 empty] | 0 | 0
[27 empty] | 0 | 0
[27 empty] | 0 | 0
[27 empty] | 0 | 0
[27 empty] | 0 | 0
[27 empty] | 0 | 0
[27 empty] | 0 | 0
[27 empty] | 0 | 0
[27 empty] | 0 | 0
[27 empty] | 0 | 0
[27 empty] | 0 | 0
[27 empty] | 0 | 0
[27 empty] | 0 | 0
[27 empty] | 0 | 0
[27 empty] | 0 | 0
[27 empty] | 0 | 0
[27 empty] | 0 | 0
[27 empty] | 0 | 0
[27 empty] | 0 | 0
[27 empty] | 0 | 0
[27 empty] | 0 | 0
[27 empty] | 0 | 0
[27 empty] | 0 | 0
[27 empty] | 0 | 0
[27 empty] | 0 | 0
[27 empty] | 0 | 0
[27 empty] | 0 | 0
[27 empty] | 0 | 0
[27 empty] | 0 | 0
[27 empty] | 0 | 0
[27 empty] | 0 | 0
[27 empty] | 0 | 0
[27 empty] | 0 | 0
[27 empty] | 0 | 0
[27 empty] | 0 | 0
[27 empty] | 0 | 0
[27 empty] | 0 | 0
[27 empty] | 0 | 0
[27 empty] | 0 | 0
[27 empty] | 0 | 0
[27 empty] | 0 | 0
[27 empty] | 0 | 0
[27 empty] | 0 | 0
[27 empty] | 0 | 0
[27 empty] | 0 | 0
[27 empty] | 0 | 0
[27 empty] | 0 | 0
[27 empty] | 0 | 0
[27 empty] | 0 | 0
[27 empty] | 0 | 0
[27 empty] | 0 | 0
[27 empty] | 0 | 0
[27 empty] | 0 | 0
[27 empty] | 0 | 0
[27 empty] | 0 | 0
[27 empty] | 0 | 0
[27 empty] | 0 | 0
[27 empty] | 0 | 0
[27 empty] | 0 | 0
[27 empty] | 0 | 0
[27 empty] | 0 | 0
[27 empty] | 0 | 0
[27 empty] | 0 | 0
[27 empty] | 0 | 0
[27 empty] | 0 | 0
[27 empty] | 0 | 0
[27 empty] | 0 | 0
[27 empty] | 0 | 0
[27 empty] | 0 | 0
[27 empty] | 0 | 0
[27 empty] | 0 | 0
[27 empty] | 0 | 0
[27 empty] | 0 | 0
[27 empty] | 0 | 0
[27 empty] | 0 | 0
[27 empty] | 0 | 0
[27 empty] | 0 | 0
[27 empty] | 0 | 0
[27 empty] | 0 | 0
[27 empty] | 0 | 0
[27 empty] | 0 | 0
[27 empty] | 0 | 0
[27 empty] | 0 | 0
[27 empty] | 0 | 0
[27 empty] | 0 | 0
[27 empty] | 0 | 0
[27 empty] | 0 | 0
[27 empty] | 0 | 0
[27 empty] | 0 | 0
[27 empty] | 0 | 0
[27 empty] | 0 | 0
[27 empty] | 0 | 0
[27 empty] | 0 | 0
[27 empty] | 0 | 0
[27 empty] | 0 | 0
[27 empty] | 0 | 0
[27 empty] | 0 | 0
[27 empty] | 0 | 0
[27 empty] | 0 | 0
[27 empty] | 0 | 0
[27 empty] | 0 | 0
[27 empty] | 0 | 0
[27 empty] | 0 | 0
[27 empty] | 0 | 0
[27 empty] | 0 | 0
[27 empty] | 0 | 0
[27 empty] | 0 | 0
[27 empty] | 0 | 0
[27 empty] | 0 | 0
[27 empty] | 0 | 0
[27 empty] | 0 | 0
[27 empty] | 0 | 0
[27 empty] | 0 | 0
[27 empty] | 0 | 0
[27 empty] | 0 | 0
[27 empty] | 0 | 0
[27 empty] | 0 | 0
[27 empty] | 0 | 0
[27 empty] | 0 | 0
[27 empty] | 0 | 0
[27 empty] | 0 | 0
[27 empty] | 0 | 0
[27 empty] | 0 | 0
[27 empty] | 0 | 0
[27 empty] | 0 | 0
[27 empty] | 0 | 0
[27 empty] | 0 | 0
[27 empty] | 0 | 0
[27 empty] | 0 | 0
[27 empty] | 0 | 0
[27 empty] | 0 | 0
[27 empty] | 0 | 0
[27 empty] | 0 | 0
[27 empty] | 0 | 0
[27 empty] | 0 | 0
[27 empty] | 0 | 0
[27 empty] | 0 | 0
[27 empty] | 0 | 0
[27 empty] | 0 | 0
[27 empty] | 0 | 0
[27 empty] | 0 | 0
[27 empty] | 0 | 0
[27 empty] | 0 | 0
[27 empty] | 0 | 0
[27 empty] | 0 | 0
[27 empty] | 0 | 0
[27 empty] | 0 | 0
[27 empty] | 0 | 0
[27 empty] | 0 | 0
[27 empty] | 0 | 0
[27 empty] | 0 | 0
[27 empty] | 0 | 0
[27 empty] | 0 | 0
[27 empty] | 0 | 0
[27 empty] | 0 | 0
[27 empty] | 0 | 0
[27 empty] | 0 | 0
[27 empty] | 0 | 0
[27 empty] | 0 | 0
[27 empty] | 0 | 0
[27 empty] | 0 | 0
[27 empty] | 0 | 0
[27 empty] | 0 | 0
[27 empty] | 0 | 0
[27 empty] | 0 | 0
[27 empty] | 0 | 0
[27 empty] | 0 | 0
[27 empty] | 0 | 0
[27 empty] | 0 | 0
[27 empty] | 0 | 0
[27 empty] | 0 | 0
[27 empty] | 0 | 0
[27 empty] | 0 | 0
[27 empty] | 0 | 0
[27 empty] | 0 | 0
[27 empty] | 0 | 0
[27 empty] | 0 | 0
[27 empty] | 0 | 0
[27 empty] | 0 | 0
[27 empty] | 0 | 0
[27 empty] | 0 | 0
[27 empty] | 0 | 0
[27 empty] | 0 | 0
[27 empty] | 0 | 0
[27 empty] | 0 | 0
[27 empty] | 0 | 0
[27 empty] | 0 | 0
[27 empty] | 0 | 0
[27 empty] | 0 | 0
[27 empty] | 0 | 0
[27 empty] | 0 | 0
[27 empty] | 0 | 0
[27 empty] | 0 | 0
[27 empty] | 0 | 0
[27 empty] | 0 | 0
[27 empty] | 0 | 0
[27 empty] | 0 | 0
[27 empty] | 0 | 0
[27 empty] | 0 | 0
[27 empty] | 0 | 0
[27 empty] | 0 | 0
[27 empty] | 0 | 0
[27 empty] | 0 | 0
[27 empty] | 0 | 0
[27 empty] | 0 | 0
[27 empty] | 0 | 0
[27 empty] | 0 | 0
[27 empty] | 0 | 0
[27 empty] | 0 | 0
[27 empty] | 0 | 0
[27 empty] | 0 | 0
[27 empty] | 0 | 0
[27 empty] | 0 | 0
[27 empty] | 0 | 0
[27 empty] | 0 | 0
[27 empty] | 0 | 0
[27 empty] | 0 | 0
[27 empty] | 0 | 0
[27 empty] | 0 | 0
[27 empty] | 0 | 0
[27 empty] | 0 | 0
[27 empty] | 0 | 0
[27 empty] | 0 | 0
[27 empty] | 0 | 0
[27 empty] | 0 | 0
[27 empty] | 0 | 0
[27 empty] | 0 | 0
[27 empty] | 0 | 0
[27 empty] | 0 | 0
[27 empty] | 0 | 0
[27 empty] | 0 | 0
[27 empty] | 0 | 0
[27 empty] | 0 | 0
[27 empty] | 0 | 0
[27 empty] | 0 | 0
[27 empty] | 0 | 0
[27 empty] | 0 | 0
[27 empty] | 0 | 0
[27 empty] | 0 | 0
[27 empty] | 0 | 0
[27 empty] | 0 | 0
[27 empty] | 0 | 0
[27 empty] | 0 | 0
[27 empty] | 0 | 0
[27 empty] | 0 | 0
[27 empty] | 0 | 0
[27 empty] | 0 | 0
[27 empty] | 0 | 0
[27 empty] | 0 | 0
[27 empty] | 0 | 0
[27 empty] | 0 | 0
[27 empty] | 0 | 0
[27 empty] | 0 | 0
[27 empty] | 0 | 0
[27 empty] | 0 | 0
[27 empty] | 0 | 0
[27 empty] | 0 | 0
[27 empty] | 0 | 0
[27 empty] | 0 | 0
[27 empty] | 0 | 0
[27 empty] | 0 | 0
[27 empty] | 0 | 0
[27 empty] | 0 | 0
[27 empty] | 0 | 0
[27 empty] | 0 | 0
[27 empty] | 0 | 0
[27 empty] | 0 | 0
[27 empty] | 0 | 0
[27 empty] | 0 | 0
[27 empty] | 0 | 0
[27 empty] | 0 | 0
[27 empty] | 0 | 0
[27 empty] | 0 | 0
[27 empty] | 0 | 0
[27 empty] | 0 | 0
[27 empty] | 0 | 0
[27 empty] | 0 | 0
[27 empty] | 0 | 0
[27 empty] | 0 | 0
[27 empty] | 0 | 0
[27 empty] | 0 | 0
[27 empty] | 0 | 0
[27 empty] | 0 | 0
[27 empty] | 0 | 0
[27 empty] | 0 | 0
[27 empty] | 0 | 0
[27 empty] | 0 | 0
[27 empty] | 0 | 0
[27 empty] | 0 | 0
[27 empty] | 0 | 0
[27 empty] | 0 | 0
[27 empty] | 0 | 0
[27 empty] | 0 | 0
[27 empty] | 0 | 0
[27 empty] | 0 | 0
[27 empty] | 0 | 0
[27 empty] | 0 | 0
[27 empty] | 0 | 0
[27 empty] | 0 | 0
[27 empty] | 0 | 0
[27 empty] | 0 | 0
[27 empty] | 0 | 0
[27 empty] | 0 | 0
[27 empty] | 0 | 0
[27 empty] | 0 | 0
[27 empty] | 0 | 0
[27 empty] | 0 | 0
[27 empty] | 0 | 0
[27 empty] | 0 | 0
[27 empty] | 0 | 0
[27 empty] | 0 | 0
[27 empty] | 0 | 0
[27 empty] | 0 | 0
[27 empty] | 0 | 0
[27 empty] | 0 | 0
[27 empty] | 0 | 0
[27 empty] | 0 | 0
[27 empty] | 0 | 0
[27 empty] | 0 | 0
[27 empty] | 0 | 0
[27 empty] | 0 | 0
[27 empty] | 0 | 0
[27 empty] | 0 | 0
[27 empty] | 0 | 0
[27 empty] | 0 | 0
[27 empty] | 0 | 0
[27 empty] | 0 | 0
[27 empty] | 0 | 0
[27 empty] | 0 | 0
[27 empty] | 0 | 0
[27 empty] | 0 | 0
[27 empty] | 0 | 0
[27 empty] | 0 | 0
[27 empty] | 0 | 0
[27 empty] | 0 | 0
[27 empty] | 0 | 0
[27 empty] | 0 | 0
[27 empty] | 0 | 0
[27 empty] | 0 | 0
[27 empty] | 0 | 0
[27 empty] | 0 | 0
[27 empty] | 0 | 0
[27 empty] | 0 | 0
[27 empty] | 0 | 0
[27 empty] | 0 | 0
[27 empty] | 0 | 0
[27 empty] | 0 | 0
[27 empty] | 0 | 0
[27 empty] | 0 | 0
[27 empty] | 0 | 0
[27 empty] | 0 | 0
[27 empty] | 0 | 0
[27 empty] | 0 | 0
[27 empty] | 0 | 0
[27 empty] | 0 | 0
[27 empty] | 0 | 0
[27 empty] | 0 | 0
[27 empty] | 0 | 0
[27 empty] | 0 | 0
[27 empty] | 0 | 0
[27 empty] | 0 | 0
[27 empty] | 0 | 0
[27 empty] | 0 | 0
[27 empty] | 0 | 0
[27 empty] | 0 | 0
[27 empty] | 0 | 0
[27 empty] | 0 | 0
[27 empty] | 0 | 0
[27 empty] | 0 | 0
[27 empty] | 0 | 0
[27 empty] | 0 | 0
[27 empty] | 0 | 0
[27 empty] | 0 | 0
[27 empty] | 0 | 0
[27 empty] | 0 | 0
[27 empty] | 0 | 0
[27 empty] | 0 | 0
[27 empty] | 0 | 0
[27 empty] | 0 | 0
[27 empty] | 0 | 0
[27 empty] | 0 | 0
[27 empty] | 0 | 0
[27 empty] | 0 | 0
[27 empty] | 0 | 0
[27 empty] | 0 | 0
[27 empty] | 0 | 0
[27 empty] | 0 | 0
[27 empty] | 0 | 0
[27 empty] | 0 | 0
[27 empty] | 0 | 0
[27 empty] | 0 | 0
[27 empty] | 0 | 0
[27 empty] | 0 | 0
[27 empty] | 0 | 0
[27 empty] | 0 | 0
[27 empty] | 0 | 0
[27 empty] | 0 | 0
[27 empty] | 0 | 0
[27 empty] | 0 | 0
[27 empty] | 0 | 0
[27 empty] | 0 | 0
[27 empty] | 0 | 0
[27 empty] | 0 | 0
[27 empty] | 0 | 0
[27 empty] | 0 | 0
[27 empty] | 0 | 0
[27 empty] | 0 | 0
[27 empty] | 0 | 0
[27 empty] | 0 | 0
[27 empty] | 0 | 0
[27 empty] | 0 | 0
[27 empty] | 0 | 0
[27 empty] | 0 | 0
[27 empty] | 0 | 0
[27 empty] | 0 | 0
[27 empty] | 0 | 0
[27 empty] | 0 | 0
[27 empty] | 0 | 0
[27 empty] | 0 | 0
[27 empty] | 0 | 0
[27 empty] | 0 | 0
[27 empty] | 0 | 0
[27 empty] | 0 | 0
[27 empty] | 0 | 0
[27 empty] | 0 | 0
[27 empty] | 0 | 0
[27 empty] | 0 | 0

## Site 2 Calcs (hidden)
| JAN | FEB | MAR | APR | MAY | JUN | JUL | AUG | SEP | OCT | NOV | DEC | Gap | JAN | FEB | MAR | APR | MAY | JUN | JUL | AUG | SEP | OCT | NOV | DEC | Gap |  |  | Continuous Site Average | Continuous Site Data Capture
| 4972.1178 | 3288.3531 | 6136.2033 | 3972.6458 | 4011.1582 | 3400.7893 | 0 | 0 | 3535.0008 | 4630.9725 | 4932.7645 | 4571.7558 | 3455.4798 | 689 | 713 | 781 | 671 | 671 | 804 |  |  | 849 | 980 | 767 | 740 | 893 |  |  | 5.4811 | 95.86%
[14 empty] | 0.077957 | 0.083333 | 0.08871 | 0.075269 | 0.075269 | 0.091398 | 0 | 0 | 0.096774 | 0.11022 | 0.086022 | 0.083333 | 0.13172 | TRUE
| JAN | FEB | MAR | APR | MAY | JUN | JUL | AUG | SEP | OCT | NOV | DEC |  | JAN | FEB | MAR | APR | MAY | JUN | JUL | AUG | SEP | OCT | NOV | DEC |  | Normalisation Factor | Count | Continuous Site Average | Continuous Site Data Capture | Annualisation factor
A23 C01-2020 | 7.2164 | 4.612 | 7.8569 | 5.9205 | 5.9779 | 4.2298 |  |  | 4.1637 |  | 6.4312 | 6.178 |  | 0.98994 | 0.95833 | 0.98611 | 0.99851 | 0.99851 | 0.98529 |  |  | 0.98264 |  | 0.9987 | 0.99462 |  | 0.74877 | 0.75806 | 5.8071 | 98.77% | 0.94385
A23 C02-2022 | 7.2164 | 4.612 | 7.8569 | 5.9205 | 5.9779 | 4.2298 |  |  | 4.1637 | 4.7255 | 6.4312 | 6.178 |  | 0.98994 | 0.95833 | 0.98611 | 0.99851 | 0.99851 | 0.98529 |  |  | 0.98264 | 0.99593 | 0.9987 | 0.99462 |  | 0.85853 | 0.86828 | 5.6689 | 98.88% | 0.96688
B2066 C04-2010 | 7.2164 | 4.612 | 7.8569 | 5.9205 | 5.9779 | 4.2298 |  |  | 4.1637 | 4.7255 | 6.4312 | 6.178 |  | 0.98994 | 0.95833 | 0.98611 | 0.99851 | 0.99851 | 0.98529 |  |  | 0.98264 | 0.99593 | 0.9987 | 0.99462 |  | 0.85853 | 0.86828 | 5.6689 | 98.88% | 0.96688
C05-2012 | 7.2164 | 4.612 | 7.8569 | 5.9205 | 5.9779 | 4.2298 |  |  | 4.1637 | 4.7255 | 6.4312 | 6.178 |  | 0.98994 | 0.95833 | 0.98611 | 0.99851 | 0.99851 | 0.98529 |  |  | 0.98264 | 0.99593 | 0.9987 | 0.99462 |  | 0.85853 | 0.86828 | 5.6689 | 98.88% | 0.96688
B2066 C10-2012 | 7.2164 | 4.612 | 7.8569 | 5.9205 | 5.9779 | 4.2298 |  |  | 4.1637 | 4.7255 | 6.4312 | 6.178 |  | 0.98994 | 0.95833 | 0.98611 | 0.99851 | 0.99851 | 0.98529 |  |  | 0.98264 | 0.99593 | 0.9987 | 0.99462 |  | 0.85853 | 0.86828 | 5.6689 | 98.88% | 0.96688
B2066 C11-2007 | 7.2164 | 4.612 | 7.8569 | 5.9205 | 5.9779 | 4.2298 |  |  | 4.1637 | 4.7255 | 6.4312 | 6.178 |  | 0.98994 | 0.95833 | 0.98611 | 0.99851 | 0.99851 | 0.98529 |  |  | 0.98264 | 0.99593 | 0.9987 | 0.99462 |  | 0.85853 | 0.86828 | 5.6689 | 98.88% | 0.96688
B2066 C11-2012 | 7.2164 | 4.612 | 7.8569 | 5.9205 | 5.9779 | 4.2298 |  |  | 4.1637 | 4.7255 | 6.4312 | 6.178 |  | 0.98994 | 0.95833 | 0.98611 | 0.99851 | 0.99851 | 0.98529 |  |  | 0.98264 | 0.99593 | 0.9987 | 0.99462 |  | 0.85853 | 0.86828 | 5.6689 | 98.88% | 0.96688
A2010 C12-2010 | 7.2164 | 4.612 | 7.8569 | 5.9205 | 5.9779 | 4.2298 |  |  | 4.1637 | 4.7255 | 6.4312 | 6.178 |  | 0.98994 | 0.95833 | 0.98611 | 0.99851 | 0.99851 | 0.98529 |  |  | 0.98264 | 0.99593 | 0.9987 | 0.99462 |  | 0.85853 | 0.86828 | 5.6689 | 98.88% | 0.96688
A2010 W01-2005 | 7.2164 | 4.612 | 7.8569 | 5.9205 | 5.9779 | 4.2298 |  |  | 4.1637 | 4.7255 | 6.4312 | 6.178 |  | 0.98994 | 0.95833 | 0.98611 | 0.99851 | 0.99851 | 0.98529 |  |  | 0.98264 | 0.99593 | 0.9987 | 0.99462 |  | 0.85853 | 0.86828 | 5.6689 | 98.88% | 0.96688
C-Link C13-2014 | 7.2164 | 4.612 | 7.8569 | 5.9205 |  | 4.2298 |  |  | 4.1637 | 4.7255 | 6.4312 | 6.178 |  | 0.98994 | 0.95833 | 0.98611 | 0.99851 |  | 0.98529 |  |  | 0.98264 | 0.99593 | 0.9987 | 0.99462 |  | 0.78338 | 0.79301 | 5.6392 | 98.79% | 0.97196
A23 C09-2005 | 7.2164 | 4.612 | 7.8569 | 5.9205 | 5.9779 | 4.2298 |  |  | 4.1637 | 4.7255 | 6.4312 | 6.178 |  | 0.98994 | 0.95833 | 0.98611 | 0.99851 | 0.99851 | 0.98529 |  |  | 0.98264 | 0.99593 | 0.9987 | 0.99462 |  | 0.85853 | 0.86828 | 5.6689 | 98.88% | 0.96688
A23 C16-2013 | 7.2164 | 4.612 | 7.8569 | 5.9205 | 5.9779 | 4.2298 |  |  | 4.1637 | 4.7255 | 6.4312 | 6.178 |  | 0.98994 | 0.95833 | 0.98611 | 0.99851 | 0.99851 | 0.98529 |  |  | 0.98264 | 0.99593 | 0.9987 | 0.99462 |  | 0.85853 | 0.86828 | 5.6689 | 98.88% | 0.96688
A23 C17-2012 | 7.2164 | 4.612 | 7.8569 | 5.9205 | 5.9779 | 4.2298 |  |  | 4.1637 | 4.7255 | 6.4312 | 6.178 |  | 0.98994 | 0.95833 | 0.98611 | 0.99851 | 0.99851 | 0.98529 |  |  | 0.98264 | 0.99593 | 0.9987 | 0.99462 |  | 0.85853 | 0.86828 | 5.6689 | 98.88% | 0.96688
A23 C18-2019 | 7.2164 | 4.612 | 7.8569 | 5.9205 | 5.9779 | 4.2298 |  |  | 4.1637 | 4.7255 | 6.4312 | 6.178 |  | 0.98994 | 0.95833 | 0.98611 | 0.99851 | 0.99851 | 0.98529 |  |  | 0.98264 | 0.99593 | 0.9987 | 0.99462 |  | 0.85853 | 0.86828 | 5.6689 | 98.88% | 0.96688
A23 C18-2010 | 7.2164 | 4.612 | 7.8569 | 5.9205 | 5.9779 | 4.2298 |  |  | 4.1637 | 4.7255 | 6.4312 | 6.178 |  | 0.98994 | 0.95833 | 0.98611 | 0.99851 | 0.99851 | 0.98529 |  |  | 0.98264 | 0.99593 | 0.9987 | 0.99462 |  | 0.85853 | 0.86828 | 5.6689 | 98.88% | 0.96688
A23 C19-2021 | JAN: 7.2164; FEB: 4.612; MAR: 7.8569; APR: 5.9205; MAY: 5.9779 |  | 0.98994 | 0.95833 | 0.98611 | 0.99851 | 0.99851 | [8 empty] | 0.39483 | 0.40054 | 6.3491 | 98.57% | 0.86329
A23 C20-2005 | 7.2164 | 4.612 | 7.8569 | 5.9205 | 5.9779 | 4.2298 |  |  | 4.1637 | 4.7255 | 6.4312 | 6.178 |  | 0.98994 | 0.95833 | 0.98611 | 0.99851 | 0.99851 | 0.98529 |  |  | 0.98264 | 0.99593 | 0.9987 | 0.99462 |  | 0.85853 | 0.86828 | 5.6689 | 98.88% | 0.96688
A23 C21-2005 | 7.2164 | 4.612 | 7.8569 | 5.9205 | 5.9779 | 4.2298 |  |  | 4.1637 | 4.7255 | 6.4312 | 6.178 |  | 0.98994 | 0.95833 | 0.98611 | 0.99851 | 0.99851 | 0.98529 |  |  | 0.98264 | 0.99593 | 0.9987 | 0.99462 |  | 0.85853 | 0.86828 | 5.6689 | 98.88% | 0.96688
A23 C23-2005 | 7.2164 | 4.612 | 7.8569 | 5.9205 | 5.9779 | 4.2298 |  |  | 4.1637 | 4.7255 | 6.4312 | 6.178 |  | 0.98994 | 0.95833 | 0.98611 | 0.99851 | 0.99851 | 0.98529 |  |  | 0.98264 | 0.99593 | 0.9987 | 0.99462 |  | 0.85853 | 0.86828 | 5.6689 | 98.88% | 0.96688
A270 C24-2015 | 7.2164 | 4.612 | 7.8569 | 5.9205 | 5.9779 | 4.2298 |  |  | 4.1637 | 4.7255 | 6.4312 | 6.178 |  | 0.98994 | 0.95833 | 0.98611 | 0.99851 | 0.99851 | 0.98529 |  |  | 0.98264 | 0.99593 | 0.9987 | 0.99462 |  | 0.85853 | 0.86828 | 5.6689 | 98.88% | 0.96688
A270 C25-2010 | 7.2164 | 4.612 | 7.8569 | 5.9205 | 5.9779 | 4.2298 |  |  | 4.1637 | 4.7255 | 6.4312 | 6.178 |  | 0.98994 | 0.95833 | 0.98611 | 0.99851 | 0.99851 | 0.98529 |  |  | 0.98264 | 0.99593 | 0.9987 | 0.99462 |  | 0.85853 | 0.86828 | 5.6689 | 98.88% | 0.96688
B2199 C28-2010 | 7.2164 | 4.612 | 7.8569 | 5.9205 | 5.9779 | 4.2298 |  |  |  | 4.7255 | 6.4312 | 6.178 |  | 0.98994 | 0.95833 | 0.98611 | 0.99851 | 0.99851 | 0.98529 |  |  |  | 0.99593 | 0.9987 | 0.99462 |  | 0.76344 | 0.77151 | 5.8563 | 98.95% | 0.93593
A23 E01-2016 | 7.2164 | 4.612 | 7.8569 | 5.9205 | 5.9779 | 4.2298 |  |  | 4.1637 | 4.7255 | 6.4312 | 6.178 |  | 0.98994 | 0.95833 | 0.98611 | 0.99851 | 0.99851 | 0.98529 |  |  | 0.98264 | 0.99593 | 0.9987 | 0.99462 |  | 0.85853 | 0.86828 | 5.6689 | 98.88% | 0.96688
A23 E02-2009 | 7.2164 | 4.612 | 7.8569 | 5.9205 | 5.9779 | 4.2298 |  |  | 4.1637 | 4.7255 | 6.4312 | 6.178 |  | 0.98994 | 0.95833 | 0.98611 | 0.99851 | 0.99851 | 0.98529 |  |  | 0.98264 | 0.99593 | 0.9987 | 0.99462 |  | 0.85853 | 0.86828 | 5.6689 | 98.88% | 0.96688
C-Link E02-2012 | 7.2164 | 4.612 | 7.8569 | 5.9205 | 5.9779 | 4.2298 |  |  | 4.1637 | 4.7255 | 6.4312 |  |  | 0.98994 | 0.95833 | 0.98611 | 0.99851 | 0.99851 | 0.98529 |  |  | 0.98264 | 0.99593 | 0.9987 |  |  | 0.77565 | 0.78495 | 5.6144 | 98.82% | 0.97625
A23 E06-2020 | 7.2164 | 4.612 | 7.8569 | 5.9205 | 5.9779 | 4.2298 |  |  | 4.1637 | 4.7255 | 6.4312 | 6.178 |  | 0.98994 | 0.95833 | 0.98611 | 0.99851 | 0.99851 | 0.98529 |  |  | 0.98264 | 0.99593 | 0.9987 | 0.99462 |  | 0.85853 | 0.86828 | 5.6689 | 98.88% | 0.96688
A270 E07-2019 | 7.2164 | 4.612 | 7.8569 | 5.9205 | 5.9779 | 4.2298 |  |  | 4.1637 | 4.7255 | 6.4312 | 6.178 |  | 0.98994 | 0.95833 | 0.98611 | 0.99851 | 0.99851 | 0.98529 |  |  | 0.98264 | 0.99593 | 0.9987 | 0.99462 |  | 0.85853 | 0.86828 | 5.6689 | 98.88% | 0.96688
A270 BH11 | 7.2164 | 4.612 | 7.8569 | 5.9205 | 5.9779 | 4.2298 |  |  | 4.1637 | 4.7255 | 6.4312 | 6.178 |  | 0.98994 | 0.95833 | 0.98611 | 0.99851 | 0.99851 | 0.98529 |  |  | 0.98264 | 0.99593 | 0.9987 | 0.99462 |  | 0.85853 | 0.86828 | 5.6689 | 98.88% | 0.96688
A270 E08-1996 | 7.2164 | 4.612 | 7.8569 | 5.9205 | 5.9779 | 4.2298 |  |  | 4.1637 | 4.7255 | 6.4312 | 6.178 |  | 0.98994 | 0.95833 | 0.98611 | 0.99851 | 0.99851 | 0.98529 |  |  | 0.98264 | 0.99593 | 0.9987 | 0.99462 |  | 0.85853 | 0.86828 | 5.6689 | 98.88% | 0.96688
A270 E10-2015 | 7.2164 | 4.612 | 7.8569 | 5.9205 | 5.9779 | 4.2298 |  |  | 4.1637 | 4.7255 | 6.4312 | 6.178 |  | 0.98994 | 0.95833 | 0.98611 | 0.99851 | 0.99851 | 0.98529 |  |  | 0.98264 | 0.99593 | 0.9987 | 0.99462 |  | 0.85853 | 0.86828 | 5.6689 | 98.88% | 0.96688
A270 E14-2019 | 7.2164 | 4.612 | 7.8569 | 5.9205 | 5.9779 | 4.2298 |  |  | 4.1637 | 4.7255 | 6.4312 | 6.178 |  | 0.98994 | 0.95833 | 0.98611 | 0.99851 | 0.99851 | 0.98529 |  |  | 0.98264 | 0.99593 | 0.9987 | 0.99462 |  | 0.85853 | 0.86828 | 5.6689 | 98.88% | 0.96688
A270 E15-2012 | 7.2164 | 4.612 | 7.8569 | 5.9205 | 5.9779 | 4.2298 |  |  | 4.1637 | 4.7255 | 6.4312 | 6.178 |  | 0.98994 | 0.95833 | 0.98611 | 0.99851 | 0.99851 | 0.98529 |  |  | 0.98264 | 0.99593 | 0.9987 | 0.99462 |  | 0.85853 | 0.86828 | 5.6689 | 98.88% | 0.96688
A23 E16-1996 | 7.2164 | 4.612 | 7.8569 | 5.9205 | 5.9779 | 4.2298 |  |  | 4.1637 | 4.7255 | 6.4312 | 6.178 |  | 0.98994 | 0.95833 | 0.98611 | 0.99851 | 0.99851 | 0.98529 |  |  | 0.98264 | 0.99593 | 0.9987 | 0.99462 |  | 0.85853 | 0.86828 | 5.6689 | 98.88% | 0.96688
A23 E16-2015 | 7.2164 | 4.612 |  | 5.9205 | 5.9779 | 4.2298 |  |  | 4.1637 | 4.7255 | 6.4312 | 6.178 |  | 0.98994 | 0.95833 |  | 0.99851 | 0.99851 | 0.98529 |  |  | 0.98264 | 0.99593 | 0.9987 | 0.99462 |  | 0.77106 | 0.77957 | 5.4206 | 98.91% | 1.0112
A23 E17-2003 | 7.2164 | 4.612 | 7.8569 | 5.9205 | 5.9779 | 4.2298 |  |  | 4.1637 | 4.7255 | 6.4312 | 6.178 |  | 0.98994 | 0.95833 | 0.98611 | 0.99851 | 0.99851 | 0.98529 |  |  | 0.98264 | 0.99593 | 0.9987 | 0.99462 |  | 0.85853 | 0.86828 | 5.6689 | 98.88% | 0.96688
C-Link E17-2018 | 7.2164 | 4.612 | 7.8569 | 5.9205 | 5.9779 | 4.2298 |  |  | 4.1637 | 4.7255 | 6.4312 | 6.178 |  | 0.98994 | 0.95833 | 0.98611 | 0.99851 | 0.99851 | 0.98529 |  |  | 0.98264 | 0.99593 | 0.9987 | 0.99462 |  | 0.85853 | 0.86828 | 5.6689 | 98.88% | 0.96688
C-Link E18-2021 | 7.2164 | 4.612 | 7.8569 | 5.9205 | 5.9779 | 4.2298 |  |  | 4.1637 | 4.7255 | 6.4312 | 6.178 |  | 0.98994 | 0.95833 | 0.98611 | 0.99851 | 0.99851 | 0.98529 |  |  | 0.98264 | 0.99593 | 0.9987 | 0.99462 |  | 0.85853 | 0.86828 | 5.6689 | 98.88% | 0.96688
B2123 E22-2009 | 7.2164 | 4.612 | 7.8569 | 5.9205 | 5.9779 | 4.2298 |  |  | 4.1637 | 4.7255 | 6.4312 | 6.178 |  | 0.98994 | 0.95833 | 0.98611 | 0.99851 | 0.99851 | 0.98529 |  |  | 0.98264 | 0.99593 | 0.9987 | 0.99462 |  | 0.85853 | 0.86828 | 5.6689 | 98.88% | 0.96688
B2123 E23-2010 | 7.2164 | 4.612 | 7.8569 | 5.9205 | 5.9779 | 4.2298 |  |  | 4.1637 | 4.7255 | 6.4312 | 6.178 |  | 0.98994 | 0.95833 | 0.98611 | 0.99851 | 0.99851 | 0.98529 |  |  | 0.98264 | 0.99593 | 0.9987 | 0.99462 |  | 0.85853 | 0.86828 | 5.6689 | 98.88% | 0.96688
A259 E25-2018 | 7.2164 | 4.612 | 7.8569 | 5.9205 | 5.9779 | 4.2298 |  |  | 4.1637 | 4.7255 | 6.4312 | 6.178 |  | 0.98994 | 0.95833 | 0.98611 | 0.99851 | 0.99851 | 0.98529 |  |  | 0.98264 | 0.99593 | 0.9987 | 0.99462 |  | 0.85853 | 0.86828 | 5.6689 | 98.88% | 0.96688
B2123 E30-2020 | 7.2164 | 4.612 | 7.8569 | 5.9205 | 5.9779 | 4.2298 |  |  | 4.1637 | 4.7255 | 6.4312 | 6.178 |  | 0.98994 | 0.95833 | 0.98611 | 0.99851 | 0.99851 | 0.98529 |  |  | 0.98264 | 0.99593 | 0.9987 | 0.99462 |  | 0.85853 | 0.86828 | 5.6689 | 98.88% | 0.96688
E32-2020 | 7.2164 | 4.612 | 7.8569 | 5.9205 | 5.9779 | 4.2298 |  |  | 4.1637 | 4.7255 | 6.4312 | 6.178 |  | 0.98994 | 0.95833 | 0.98611 | 0.99851 | 0.99851 | 0.98529 |  |  | 0.98264 | 0.99593 | 0.9987 | 0.99462 |  | 0.85853 | 0.86828 | 5.6689 | 98.88% | 0.96688
A2010 W03-2006 | 7.2164 | 4.612 | 7.8569 | 5.9205 | 5.9779 | 4.2298 |  |  | 4.1637 | 4.7255 | 6.4312 | 6.178 |  | 0.98994 | 0.95833 | 0.98611 | 0.99851 | 0.99851 | 0.98529 |  |  | 0.98264 | 0.99593 | 0.9987 | 0.99462 |  | 0.85853 | 0.86828 | 5.6689 | 98.88% | 0.96688
A2010 W04-2006 | 7.2164 | 4.612 | 7.8569 | 5.9205 | 5.9779 | 4.2298 |  |  | 4.1637 | 4.7255 | 6.4312 | 6.178 |  | 0.98994 | 0.95833 | 0.98611 | 0.99851 | 0.99851 | 0.98529 |  |  | 0.98264 | 0.99593 | 0.9987 | 0.99462 |  | 0.85853 | 0.86828 | 5.6689 | 98.88% | 0.96688
A270 W05-2006 | 7.2164 | 4.612 | 7.8569 | 5.9205 | 5.9779 | 4.2298 |  |  | 4.1637 | 4.7255 | 6.4312 | 6.178 |  | 0.98994 | 0.95833 | 0.98611 | 0.99851 | 0.99851 | 0.98529 |  |  | 0.98264 | 0.99593 | 0.9987 | 0.99462 |  | 0.85853 | 0.86828 | 5.6689 | 98.88% | 0.96688
B2066 W10-2023 | 7.2164 | 4.612 | 7.8569 | 5.9205 | 5.9779 | 4.2298 |  |  | 4.1637 | 4.7255 | 6.4312 | 6.178 |  | 0.98994 | 0.95833 | 0.98611 | 0.99851 | 0.99851 | 0.98529 |  |  | 0.98264 | 0.99593 | 0.9987 | 0.99462 |  | 0.85853 | 0.86828 | 5.6689 | 98.88% | 0.96688
B2066 W11-2020 | 7.2164 | 4.612 | 7.8569 | 5.9205 | 5.9779 | 4.2298 |  |  | 4.1637 | 4.7255 | 6.4312 | 6.178 |  | 0.98994 | 0.95833 | 0.98611 | 0.99851 | 0.99851 | 0.98529 |  |  | 0.98264 | 0.99593 | 0.9987 | 0.99462 |  | 0.85853 | 0.86828 | 5.6689 | 98.88% | 0.96688
A259 W16-2020 | 7.2164 | 4.612 | 7.8569 | 5.9205 | 5.9779 | 4.2298 |  |  | 4.1637 | 4.7255 | 6.4312 | 6.178 |  | 0.98994 | 0.95833 | 0.98611 | 0.99851 | 0.99851 | 0.98529 |  |  | 0.98264 | 0.99593 | 0.9987 | 0.99462 |  | 0.85853 | 0.86828 | 5.6689 | 98.88% | 0.96688
2024 BH14 | 7.2164 | 4.612 | 7.8569 | 5.9205 | 5.9779 | 4.2298 |  |  | 4.1637 | 4.7255 | 6.4312 | 6.178 |  | 0.98994 | 0.95833 | 0.98611 | 0.99851 | 0.99851 | 0.98529 |  |  | 0.98264 | 0.99593 | 0.9987 | 0.99462 |  | 0.85853 | 0.86828 | 5.6689 | 98.88% | 0.96688
A259 W17-2009 | 7.2164 | 4.612 | 7.8569 | 5.9205 | 5.9779 | 4.2298 |  |  | 4.1637 | 4.7255 |  | 6.178 |  | 0.98994 | 0.95833 | 0.98611 | 0.99851 | 0.99851 | 0.98529 |  |  | 0.98264 | 0.99593 |  | 0.99462 |  | 0.77263 | 0.78226 | 5.5841 | 98.77% | 0.98156
A259 W18-2010 | 7.2164 | 4.612 | 7.8569 | 5.9205 | 5.9779 | 4.2298 |  |  | 4.1637 | 4.7255 | 6.4312 | 6.178 |  | 0.98994 | 0.95833 | 0.98611 | 0.99851 | 0.99851 | 0.98529 |  |  | 0.98264 | 0.99593 | 0.9987 | 0.99462 |  | 0.85853 | 0.86828 | 5.6689 | 98.88% | 0.96688
A259 W19-2009 | 7.2164 | 4.612 | 7.8569 | 5.9205 | 5.9779 | 4.2298 |  |  | 4.1637 | 4.7255 | 6.4312 | 6.178 |  | 0.98994 | 0.95833 | 0.98611 | 0.99851 | 0.99851 | 0.98529 |  |  | 0.98264 | 0.99593 | 0.9987 | 0.99462 |  | 0.85853 | 0.86828 | 5.6689 | 98.88% | 0.96688
A270 W20-2021 | 7.2164 | 4.612 | 7.8569 | 5.9205 | 5.9779 | 4.2298 |  |  | 4.1637 | 4.7255 | 6.4312 | 6.178 |  | 0.98994 | 0.95833 | 0.98611 | 0.99851 | 0.99851 | 0.98529 |  |  | 0.98264 | 0.99593 | 0.9987 | 0.99462 |  | 0.85853 | 0.86828 | 5.6689 | 98.88% | 0.96688
A2023 W21-2010 | 7.2164 | 4.612 | 7.8569 | 5.9205 | 5.9779 | 4.2298 |  |  | 4.1637 | 4.7255 | 6.4312 | 6.178 |  | 0.98994 | 0.95833 | 0.98611 | 0.99851 | 0.99851 | 0.98529 |  |  | 0.98264 | 0.99593 | 0.9987 | 0.99462 |  | 0.85853 | 0.86828 | 5.6689 | 98.88% | 0.96688
A270 W22 2024 | 7.2164 | 4.612 | 7.8569 | 5.9205 | 5.9779 | 4.2298 |  |  | 4.1637 | 4.7255 | 6.4312 | 6.178 |  | 0.98994 | 0.95833 | 0.98611 | 0.99851 | 0.99851 | 0.98529 |  |  | 0.98264 | 0.99593 | 0.9987 | 0.99462 |  | 0.85853 | 0.86828 | 5.6689 | 98.88% | 0.96688
LN2-2022 | 7.2164 | 4.612 | 7.8569 | 5.9205 | 5.9779 | 4.2298 |  |  | 4.1637 | 4.7255 | 6.4312 |  |  | 0.98994 | 0.95833 | 0.98611 | 0.99851 | 0.99851 | 0.98529 |  |  | 0.98264 | 0.99593 | 0.9987 |  |  | 0.77565 | 0.78495 | 5.6144 | 98.82% | 0.97625
LN4-2022 | 7.2164 | 4.612 | 7.8569 | 5.9205 | 5.9779 | 4.2298 |  |  | 4.1637 | 4.7255 | 6.4312 |  |  | 0.98994 | 0.95833 | 0.98611 | 0.99851 | 0.99851 | 0.98529 |  |  | 0.98264 | 0.99593 | 0.9987 |  |  | 0.77565 | 0.78495 | 5.6144 | 98.82% | 0.97625
[27 empty] | 0 | 0
[27 empty] | 0 | 0
[27 empty] | 0 | 0
[27 empty] | 0 | 0
[27 empty] | 0 | 0
[27 empty] | 0 | 0
[27 empty] | 0 | 0
[27 empty] | 0 | 0
[27 empty] | 0 | 0
[27 empty] | 0 | 0
[27 empty] | 0 | 0
[27 empty] | 0 | 0
[27 empty] | 0 | 0
[27 empty] | 0 | 0
[27 empty] | 0 | 0
[27 empty] | 0 | 0
[27 empty] | 0 | 0
[27 empty] | 0 | 0
[27 empty] | 0 | 0
[27 empty] | 0 | 0
[27 empty] | 0 | 0
[27 empty] | 0 | 0
[27 empty] | 0 | 0
[27 empty] | 0 | 0
[27 empty] | 0 | 0
[27 empty] | 0 | 0
[27 empty] | 0 | 0
[27 empty] | 0 | 0
[27 empty] | 0 | 0
[27 empty] | 0 | 0
[27 empty] | 0 | 0
[27 empty] | 0 | 0
[27 empty] | 0 | 0
[27 empty] | 0 | 0
[27 empty] | 0 | 0
[27 empty] | 0 | 0
[27 empty] | 0 | 0
[27 empty] | 0 | 0
[27 empty] | 0 | 0
[27 empty] | 0 | 0
[27 empty] | 0 | 0
[27 empty] | 0 | 0
[27 empty] | 0 | 0
[27 empty] | 0 | 0
[27 empty] | 0 | 0
[27 empty] | 0 | 0
[27 empty] | 0 | 0
[27 empty] | 0 | 0
[27 empty] | 0 | 0
[27 empty] | 0 | 0
[27 empty] | 0 | 0
[27 empty] | 0 | 0
[27 empty] | 0 | 0
[27 empty] | 0 | 0
[27 empty] | 0 | 0
[27 empty] | 0 | 0
[27 empty] | 0 | 0
[27 empty] | 0 | 0
[27 empty] | 0 | 0
[27 empty] | 0 | 0
[27 empty] | 0 | 0
[27 empty] | 0 | 0
[27 empty] | 0 | 0
[27 empty] | 0 | 0
[27 empty] | 0 | 0
[27 empty] | 0 | 0
[27 empty] | 0 | 0
[27 empty] | 0 | 0
[27 empty] | 0 | 0
[27 empty] | 0 | 0
[27 empty] | 0 | 0
[27 empty] | 0 | 0
[27 empty] | 0 | 0
[27 empty] | 0 | 0
[27 empty] | 0 | 0
[27 empty] | 0 | 0
[27 empty] | 0 | 0
[27 empty] | 0 | 0
[27 empty] | 0 | 0
[27 empty] | 0 | 0
[27 empty] | 0 | 0
[27 empty] | 0 | 0
[27 empty] | 0 | 0
[27 empty] | 0 | 0
[27 empty] | 0 | 0
[27 empty] | 0 | 0
[27 empty] | 0 | 0
[27 empty] | 0 | 0
[27 empty] | 0 | 0
[27 empty] | 0 | 0
[27 empty] | 0 | 0
[27 empty] | 0 | 0
[27 empty] | 0 | 0
[27 empty] | 0 | 0
[27 empty] | 0 | 0
[27 empty] | 0 | 0
[27 empty] | 0 | 0
[27 empty] | 0 | 0
[27 empty] | 0 | 0
[27 empty] | 0 | 0
[27 empty] | 0 | 0
[27 empty] | 0 | 0
[27 empty] | 0 | 0
[27 empty] | 0 | 0
[27 empty] | 0 | 0
[27 empty] | 0 | 0
[27 empty] | 0 | 0
[27 empty] | 0 | 0
[27 empty] | 0 | 0
[27 empty] | 0 | 0
[27 empty] | 0 | 0
[27 empty] | 0 | 0
[27 empty] | 0 | 0
[27 empty] | 0 | 0
[27 empty] | 0 | 0
[27 empty] | 0 | 0
[27 empty] | 0 | 0
[27 empty] | 0 | 0
[27 empty] | 0 | 0
[27 empty] | 0 | 0
[27 empty] | 0 | 0
[27 empty] | 0 | 0
[27 empty] | 0 | 0
[27 empty] | 0 | 0
[27 empty] | 0 | 0
[27 empty] | 0 | 0
[27 empty] | 0 | 0
[27 empty] | 0 | 0
[27 empty] | 0 | 0
[27 empty] | 0 | 0
[27 empty] | 0 | 0
[27 empty] | 0 | 0
[27 empty] | 0 | 0
[27 empty] | 0 | 0
[27 empty] | 0 | 0
[27 empty] | 0 | 0
[27 empty] | 0 | 0
[27 empty] | 0 | 0
[27 empty] | 0 | 0
[27 empty] | 0 | 0
[27 empty] | 0 | 0
[27 empty] | 0 | 0
[27 empty] | 0 | 0
[27 empty] | 0 | 0
[27 empty] | 0 | 0
[27 empty] | 0 | 0
[27 empty] | 0 | 0
[27 empty] | 0 | 0
[27 empty] | 0 | 0
[27 empty] | 0 | 0
[27 empty] | 0 | 0
[27 empty] | 0 | 0
[27 empty] | 0 | 0
[27 empty] | 0 | 0
[27 empty] | 0 | 0
[27 empty] | 0 | 0
[27 empty] | 0 | 0
[27 empty] | 0 | 0
[27 empty] | 0 | 0
[27 empty] | 0 | 0
[27 empty] | 0 | 0
[27 empty] | 0 | 0
[27 empty] | 0 | 0
[27 empty] | 0 | 0
[27 empty] | 0 | 0
[27 empty] | 0 | 0
[27 empty] | 0 | 0
[27 empty] | 0 | 0
[27 empty] | 0 | 0
[27 empty] | 0 | 0
[27 empty] | 0 | 0
[27 empty] | 0 | 0
[27 empty] | 0 | 0
[27 empty] | 0 | 0
[27 empty] | 0 | 0
[27 empty] | 0 | 0
[27 empty] | 0 | 0
[27 empty] | 0 | 0
[27 empty] | 0 | 0
[27 empty] | 0 | 0
[27 empty] | 0 | 0
[27 empty] | 0 | 0
[27 empty] | 0 | 0
[27 empty] | 0 | 0
[27 empty] | 0 | 0
[27 empty] | 0 | 0
[27 empty] | 0 | 0
[27 empty] | 0 | 0
[27 empty] | 0 | 0
[27 empty] | 0 | 0
[27 empty] | 0 | 0
[27 empty] | 0 | 0
[27 empty] | 0 | 0
[27 empty] | 0 | 0
[27 empty] | 0 | 0
[27 empty] | 0 | 0
[27 empty] | 0 | 0
[27 empty] | 0 | 0
[27 empty] | 0 | 0
[27 empty] | 0 | 0
[27 empty] | 0 | 0
[27 empty] | 0 | 0
[27 empty] | 0 | 0
[27 empty] | 0 | 0
[27 empty] | 0 | 0
[27 empty] | 0 | 0
[27 empty] | 0 | 0
[27 empty] | 0 | 0
[27 empty] | 0 | 0
[27 empty] | 0 | 0
[27 empty] | 0 | 0
[27 empty] | 0 | 0
[27 empty] | 0 | 0
[27 empty] | 0 | 0
[27 empty] | 0 | 0
[27 empty] | 0 | 0
[27 empty] | 0 | 0
[27 empty] | 0 | 0
[27 empty] | 0 | 0
[27 empty] | 0 | 0
[27 empty] | 0 | 0
[27 empty] | 0 | 0
[27 empty] | 0 | 0
[27 empty] | 0 | 0
[27 empty] | 0 | 0
[27 empty] | 0 | 0
[27 empty] | 0 | 0
[27 empty] | 0 | 0
[27 empty] | 0 | 0
[27 empty] | 0 | 0
[27 empty] | 0 | 0
[27 empty] | 0 | 0
[27 empty] | 0 | 0
[27 empty] | 0 | 0
[27 empty] | 0 | 0
[27 empty] | 0 | 0
[27 empty] | 0 | 0
[27 empty] | 0 | 0
[27 empty] | 0 | 0
[27 empty] | 0 | 0
[27 empty] | 0 | 0
[27 empty] | 0 | 0
[27 empty] | 0 | 0
[27 empty] | 0 | 0
[27 empty] | 0 | 0
[27 empty] | 0 | 0
[27 empty] | 0 | 0
[27 empty] | 0 | 0
[27 empty] | 0 | 0
[27 empty] | 0 | 0
[27 empty] | 0 | 0
[27 empty] | 0 | 0
[27 empty] | 0 | 0
[27 empty] | 0 | 0
[27 empty] | 0 | 0
[27 empty] | 0 | 0
[27 empty] | 0 | 0
[27 empty] | 0 | 0
[27 empty] | 0 | 0
[27 empty] | 0 | 0
[27 empty] | 0 | 0
[27 empty] | 0 | 0
[27 empty] | 0 | 0
[27 empty] | 0 | 0
[27 empty] | 0 | 0
[27 empty] | 0 | 0
[27 empty] | 0 | 0
[27 empty] | 0 | 0
[27 empty] | 0 | 0
[27 empty] | 0 | 0
[27 empty] | 0 | 0
[27 empty] | 0 | 0
[27 empty] | 0 | 0
[27 empty] | 0 | 0
[27 empty] | 0 | 0
[27 empty] | 0 | 0
[27 empty] | 0 | 0
[27 empty] | 0 | 0
[27 empty] | 0 | 0
[27 empty] | 0 | 0
[27 empty] | 0 | 0
[27 empty] | 0 | 0
[27 empty] | 0 | 0
[27 empty] | 0 | 0
[27 empty] | 0 | 0
[27 empty] | 0 | 0
[27 empty] | 0 | 0
[27 empty] | 0 | 0
[27 empty] | 0 | 0
[27 empty] | 0 | 0
[27 empty] | 0 | 0
[27 empty] | 0 | 0
[27 empty] | 0 | 0
[27 empty] | 0 | 0
[27 empty] | 0 | 0
[27 empty] | 0 | 0
[27 empty] | 0 | 0
[27 empty] | 0 | 0
[27 empty] | 0 | 0
[27 empty] | 0 | 0
[27 empty] | 0 | 0
[27 empty] | 0 | 0
[27 empty] | 0 | 0
[27 empty] | 0 | 0
[27 empty] | 0 | 0
[27 empty] | 0 | 0
[27 empty] | 0 | 0
[27 empty] | 0 | 0
[27 empty] | 0 | 0
[27 empty] | 0 | 0
[27 empty] | 0 | 0
[27 empty] | 0 | 0
[27 empty] | 0 | 0
[27 empty] | 0 | 0
[27 empty] | 0 | 0
[27 empty] | 0 | 0
[27 empty] | 0 | 0
[27 empty] | 0 | 0
[27 empty] | 0 | 0
[27 empty] | 0 | 0
[27 empty] | 0 | 0
[27 empty] | 0 | 0
[27 empty] | 0 | 0
[27 empty] | 0 | 0
[27 empty] | 0 | 0
[27 empty] | 0 | 0
[27 empty] | 0 | 0
[27 empty] | 0 | 0
[27 empty] | 0 | 0
[27 empty] | 0 | 0
[27 empty] | 0 | 0
[27 empty] | 0 | 0
[27 empty] | 0 | 0
[27 empty] | 0 | 0
[27 empty] | 0 | 0
[27 empty] | 0 | 0
[27 empty] | 0 | 0
[27 empty] | 0 | 0
[27 empty] | 0 | 0
[27 empty] | 0 | 0
[27 empty] | 0 | 0
[27 empty] | 0 | 0
[27 empty] | 0 | 0
[27 empty] | 0 | 0
[27 empty] | 0 | 0
[27 empty] | 0 | 0
[27 empty] | 0 | 0
[27 empty] | 0 | 0
[27 empty] | 0 | 0
[27 empty] | 0 | 0
[27 empty] | 0 | 0
[27 empty] | 0 | 0
[27 empty] | 0 | 0
[27 empty] | 0 | 0
[27 empty] | 0 | 0
[27 empty] | 0 | 0
[27 empty] | 0 | 0
[27 empty] | 0 | 0
[27 empty] | 0 | 0
[27 empty] | 0 | 0
[27 empty] | 0 | 0
[27 empty] | 0 | 0
[27 empty] | 0 | 0
[27 empty] | 0 | 0
[27 empty] | 0 | 0
[27 empty] | 0 | 0
[27 empty] | 0 | 0
[27 empty] | 0 | 0
[27 empty] | 0 | 0
[27 empty] | 0 | 0
[27 empty] | 0 | 0
[27 empty] | 0 | 0
[27 empty] | 0 | 0
[27 empty] | 0 | 0
[27 empty] | 0 | 0
[27 empty] | 0 | 0
[27 empty] | 0 | 0
[27 empty] | 0 | 0
[27 empty] | 0 | 0
[27 empty] | 0 | 0
[27 empty] | 0 | 0
[27 empty] | 0 | 0
[27 empty] | 0 | 0
[27 empty] | 0 | 0
[27 empty] | 0 | 0
[27 empty] | 0 | 0
[27 empty] | 0 | 0
[27 empty] | 0 | 0
[27 empty] | 0 | 0
[27 empty] | 0 | 0
[27 empty] | 0 | 0
[27 empty] | 0 | 0
[27 empty] | 0 | 0
[27 empty] | 0 | 0
[27 empty] | 0 | 0
[27 empty] | 0 | 0
[27 empty] | 0 | 0
[27 empty] | 0 | 0
[27 empty] | 0 | 0
[27 empty] | 0 | 0
[27 empty] | 0 | 0
[27 empty] | 0 | 0
[27 empty] | 0 | 0
[27 empty] | 0 | 0
[27 empty] | 0 | 0
[27 empty] | 0 | 0
[27 empty] | 0 | 0
[27 empty] | 0 | 0
[27 empty] | 0 | 0
[27 empty] | 0 | 0
[27 empty] | 0 | 0
[27 empty] | 0 | 0
[27 empty] | 0 | 0
[27 empty] | 0 | 0
[27 empty] | 0 | 0
[27 empty] | 0 | 0
[27 empty] | 0 | 0
[27 empty] | 0 | 0
[27 empty] | 0 | 0
[27 empty] | 0 | 0
[27 empty] | 0 | 0
[27 empty] | 0 | 0
[27 empty] | 0 | 0
[27 empty] | 0 | 0
[27 empty] | 0 | 0
[27 empty] | 0 | 0
[27 empty] | 0 | 0
[27 empty] | 0 | 0
[27 empty] | 0 | 0
[27 empty] | 0 | 0
[27 empty] | 0 | 0
[27 empty] | 0 | 0
[27 empty] | 0 | 0
[27 empty] | 0 | 0
[27 empty] | 0 | 0
[27 empty] | 0 | 0
[27 empty] | 0 | 0
[27 empty] | 0 | 0
[27 empty] | 0 | 0
[27 empty] | 0 | 0
[27 empty] | 0 | 0
[27 empty] | 0 | 0
[27 empty] | 0 | 0

## Site 3 Calcs (hidden)
| JAN | FEB | MAR | APR | MAY | JUN | JUL | AUG | SEP | OCT | NOV | DEC | Gap | JAN | FEB | MAR | APR | MAY | JUN | JUL | AUG | SEP | OCT | NOV | DEC | Gap |  |  | Continuous Site Average | Continuous Site Data Capture
| 0 | 0 | 0 | 0 | 0 | 0 | 0 | 0 | 0 | 0 | 0 | 0 | 0 | 0 | 0 | 0 | 0 | 0 | 0 |  |  | 0 | 0 | 0 | 0 | 0 |  |  | #DIV/0! | 0%
[14 empty] | 0.077957 | 0.083333 | 0.08871 | 0.075269 | 0.075269 | 0.091398 | 0 | 0 | 0.096774 | 0.11022 | 0.086022 | 0.083333 | 0.13172 | TRUE
| JAN | FEB | MAR | APR | MAY | JUN | JUL | AUG | SEP | OCT | NOV | DEC |  | JAN | FEB | MAR | APR | MAY | JUN | JUL | AUG | SEP | OCT | NOV | DEC |  | Normalisation Factor | Count | Continuous Site Average | Continuous Site Data Capture | Annualisation factor
A23 C01-2020 | [13 empty] | 0 | 0 | 0 | 0 | 0 | 0 |  |  | 0 |  | 0 | 0 |  | 0 | 0.75806 |  | 0%
A23 C02-2022 | [13 empty] | 0 | 0 | 0 | 0 | 0 | 0 |  |  | 0 | 0 | 0 | 0 |  | 0 | 0.86828 |  | 0%
B2066 C04-2010 | [13 empty] | 0 | 0 | 0 | 0 | 0 | 0 |  |  | 0 | 0 | 0 | 0 |  | 0 | 0.86828 |  | 0%
C05-2012 | [13 empty] | 0 | 0 | 0 | 0 | 0 | 0 |  |  | 0 | 0 | 0 | 0 |  | 0 | 0.86828 |  | 0%
B2066 C10-2012 | [13 empty] | 0 | 0 | 0 | 0 | 0 | 0 |  |  | 0 | 0 | 0 | 0 |  | 0 | 0.86828 |  | 0%
B2066 C11-2007 | [13 empty] | 0 | 0 | 0 | 0 | 0 | 0 |  |  | 0 | 0 | 0 | 0 |  | 0 | 0.86828 |  | 0%
B2066 C11-2012 | [13 empty] | 0 | 0 | 0 | 0 | 0 | 0 |  |  | 0 | 0 | 0 | 0 |  | 0 | 0.86828 |  | 0%
A2010 C12-2010 | [13 empty] | 0 | 0 | 0 | 0 | 0 | 0 |  |  | 0 | 0 | 0 | 0 |  | 0 | 0.86828 |  | 0%
A2010 W01-2005 | [13 empty] | 0 | 0 | 0 | 0 | 0 | 0 |  |  | 0 | 0 | 0 | 0 |  | 0 | 0.86828 |  | 0%
C-Link C13-2014 | [13 empty] | 0 | 0 | 0 | 0 |  | 0 |  |  | 0 | 0 | 0 | 0 |  | 0 | 0.79301 |  | 0%
A23 C09-2005 | [13 empty] | 0 | 0 | 0 | 0 | 0 | 0 |  |  | 0 | 0 | 0 | 0 |  | 0 | 0.86828 |  | 0%
A23 C16-2013 | [13 empty] | 0 | 0 | 0 | 0 | 0 | 0 |  |  | 0 | 0 | 0 | 0 |  | 0 | 0.86828 |  | 0%
A23 C17-2012 | [13 empty] | 0 | 0 | 0 | 0 | 0 | 0 |  |  | 0 | 0 | 0 | 0 |  | 0 | 0.86828 |  | 0%
A23 C18-2019 | [13 empty] | 0 | 0 | 0 | 0 | 0 | 0 |  |  | 0 | 0 | 0 | 0 |  | 0 | 0.86828 |  | 0%
A23 C18-2010 | [13 empty] | 0 | 0 | 0 | 0 | 0 | 0 |  |  | 0 | 0 | 0 | 0 |  | 0 | 0.86828 |  | 0%
A23 C19-2021 | [13 empty] | 0 | 0 | 0 | 0 | 0 | [8 empty] | 0 | 0.40054 |  | 0%
A23 C20-2005 | [13 empty] | 0 | 0 | 0 | 0 | 0 | 0 |  |  | 0 | 0 | 0 | 0 |  | 0 | 0.86828 |  | 0%
A23 C21-2005 | [13 empty] | 0 | 0 | 0 | 0 | 0 | 0 |  |  | 0 | 0 | 0 | 0 |  | 0 | 0.86828 |  | 0%
A23 C23-2005 | [13 empty] | 0 | 0 | 0 | 0 | 0 | 0 |  |  | 0 | 0 | 0 | 0 |  | 0 | 0.86828 |  | 0%
A270 C24-2015 | [13 empty] | 0 | 0 | 0 | 0 | 0 | 0 |  |  | 0 | 0 | 0 | 0 |  | 0 | 0.86828 |  | 0%
A270 C25-2010 | [13 empty] | 0 | 0 | 0 | 0 | 0 | 0 |  |  | 0 | 0 | 0 | 0 |  | 0 | 0.86828 |  | 0%
B2199 C28-2010 | [13 empty] | 0 | 0 | 0 | 0 | 0 | 0 |  |  |  | 0 | 0 | 0 |  | 0 | 0.77151 |  | 0%
A23 E01-2016 | [13 empty] | 0 | 0 | 0 | 0 | 0 | 0 |  |  | 0 | 0 | 0 | 0 |  | 0 | 0.86828 |  | 0%
A23 E02-2009 | [13 empty] | 0 | 0 | 0 | 0 | 0 | 0 |  |  | 0 | 0 | 0 | 0 |  | 0 | 0.86828 |  | 0%
C-Link E02-2012 | [13 empty] | 0 | 0 | 0 | 0 | 0 | 0 |  |  | 0 | 0 | 0 |  |  | 0 | 0.78495 |  | 0%
A23 E06-2020 | [13 empty] | 0 | 0 | 0 | 0 | 0 | 0 |  |  | 0 | 0 | 0 | 0 |  | 0 | 0.86828 |  | 0%
A270 E07-2019 | [13 empty] | 0 | 0 | 0 | 0 | 0 | 0 |  |  | 0 | 0 | 0 | 0 |  | 0 | 0.86828 |  | 0%
A270 BH11 | [13 empty] | 0 | 0 | 0 | 0 | 0 | 0 |  |  | 0 | 0 | 0 | 0 |  | 0 | 0.86828 |  | 0%
A270 E08-1996 | [13 empty] | 0 | 0 | 0 | 0 | 0 | 0 |  |  | 0 | 0 | 0 | 0 |  | 0 | 0.86828 |  | 0%
A270 E10-2015 | [13 empty] | 0 | 0 | 0 | 0 | 0 | 0 |  |  | 0 | 0 | 0 | 0 |  | 0 | 0.86828 |  | 0%
A270 E14-2019 | [13 empty] | 0 | 0 | 0 | 0 | 0 | 0 |  |  | 0 | 0 | 0 | 0 |  | 0 | 0.86828 |  | 0%
A270 E15-2012 | [13 empty] | 0 | 0 | 0 | 0 | 0 | 0 |  |  | 0 | 0 | 0 | 0 |  | 0 | 0.86828 |  | 0%
A23 E16-1996 | [13 empty] | 0 | 0 | 0 | 0 | 0 | 0 |  |  | 0 | 0 | 0 | 0 |  | 0 | 0.86828 |  | 0%
A23 E16-2015 | [13 empty] | 0 | 0 |  | 0 | 0 | 0 |  |  | 0 | 0 | 0 | 0 |  | 0 | 0.77957 |  | 0%
A23 E17-2003 | [13 empty] | 0 | 0 | 0 | 0 | 0 | 0 |  |  | 0 | 0 | 0 | 0 |  | 0 | 0.86828 |  | 0%
C-Link E17-2018 | [13 empty] | 0 | 0 | 0 | 0 | 0 | 0 |  |  | 0 | 0 | 0 | 0 |  | 0 | 0.86828 |  | 0%
C-Link E18-2021 | [13 empty] | 0 | 0 | 0 | 0 | 0 | 0 |  |  | 0 | 0 | 0 | 0 |  | 0 | 0.86828 |  | 0%
B2123 E22-2009 | [13 empty] | 0 | 0 | 0 | 0 | 0 | 0 |  |  | 0 | 0 | 0 | 0 |  | 0 | 0.86828 |  | 0%
B2123 E23-2010 | [13 empty] | 0 | 0 | 0 | 0 | 0 | 0 |  |  | 0 | 0 | 0 | 0 |  | 0 | 0.86828 |  | 0%
A259 E25-2018 | [13 empty] | 0 | 0 | 0 | 0 | 0 | 0 |  |  | 0 | 0 | 0 | 0 |  | 0 | 0.86828 |  | 0%
B2123 E30-2020 | [13 empty] | 0 | 0 | 0 | 0 | 0 | 0 |  |  | 0 | 0 | 0 | 0 |  | 0 | 0.86828 |  | 0%
E32-2020 | [13 empty] | 0 | 0 | 0 | 0 | 0 | 0 |  |  | 0 | 0 | 0 | 0 |  | 0 | 0.86828 |  | 0%
A2010 W03-2006 | [13 empty] | 0 | 0 | 0 | 0 | 0 | 0 |  |  | 0 | 0 | 0 | 0 |  | 0 | 0.86828 |  | 0%
A2010 W04-2006 | [13 empty] | 0 | 0 | 0 | 0 | 0 | 0 |  |  | 0 | 0 | 0 | 0 |  | 0 | 0.86828 |  | 0%
A270 W05-2006 | [13 empty] | 0 | 0 | 0 | 0 | 0 | 0 |  |  | 0 | 0 | 0 | 0 |  | 0 | 0.86828 |  | 0%
B2066 W10-2023 | [13 empty] | 0 | 0 | 0 | 0 | 0 | 0 |  |  | 0 | 0 | 0 | 0 |  | 0 | 0.86828 |  | 0%
B2066 W11-2020 | [13 empty] | 0 | 0 | 0 | 0 | 0 | 0 |  |  | 0 | 0 | 0 | 0 |  | 0 | 0.86828 |  | 0%
A259 W16-2020 | [13 empty] | 0 | 0 | 0 | 0 | 0 | 0 |  |  | 0 | 0 | 0 | 0 |  | 0 | 0.86828 |  | 0%
2024 BH14 | [13 empty] | 0 | 0 | 0 | 0 | 0 | 0 |  |  | 0 | 0 | 0 | 0 |  | 0 | 0.86828 |  | 0%
A259 W17-2009 | [13 empty] | 0 | 0 | 0 | 0 | 0 | 0 |  |  | 0 | 0 |  | 0 |  | 0 | 0.78226 |  | 0%
A259 W18-2010 | [13 empty] | 0 | 0 | 0 | 0 | 0 | 0 |  |  | 0 | 0 | 0 | 0 |  | 0 | 0.86828 |  | 0%
A259 W19-2009 | [13 empty] | 0 | 0 | 0 | 0 | 0 | 0 |  |  | 0 | 0 | 0 | 0 |  | 0 | 0.86828 |  | 0%
A270 W20-2021 | [13 empty] | 0 | 0 | 0 | 0 | 0 | 0 |  |  | 0 | 0 | 0 | 0 |  | 0 | 0.86828 |  | 0%
A2023 W21-2010 | [13 empty] | 0 | 0 | 0 | 0 | 0 | 0 |  |  | 0 | 0 | 0 | 0 |  | 0 | 0.86828 |  | 0%
A270 W22 2024 | [13 empty] | 0 | 0 | 0 | 0 | 0 | 0 |  |  | 0 | 0 | 0 | 0 |  | 0 | 0.86828 |  | 0%
LN2-2022 | [13 empty] | 0 | 0 | 0 | 0 | 0 | 0 |  |  | 0 | 0 | 0 |  |  | 0 | 0.78495 |  | 0%
LN4-2022 | [13 empty] | 0 | 0 | 0 | 0 | 0 | 0 |  |  | 0 | 0 | 0 |  |  | 0 | 0.78495 |  | 0%
[27 empty] | 0 | 0
[27 empty] | 0 | 0
[27 empty] | 0 | 0
[27 empty] | 0 | 0
[27 empty] | 0 | 0
[27 empty] | 0 | 0
[27 empty] | 0 | 0
[27 empty] | 0 | 0
[27 empty] | 0 | 0
[27 empty] | 0 | 0
[27 empty] | 0 | 0
[27 empty] | 0 | 0
[27 empty] | 0 | 0
[27 empty] | 0 | 0
[27 empty] | 0 | 0
[27 empty] | 0 | 0
[27 empty] | 0 | 0
[27 empty] | 0 | 0
[27 empty] | 0 | 0
[27 empty] | 0 | 0
[27 empty] | 0 | 0
[27 empty] | 0 | 0
[27 empty] | 0 | 0
[27 empty] | 0 | 0
[27 empty] | 0 | 0
[27 empty] | 0 | 0
[27 empty] | 0 | 0
[27 empty] | 0 | 0
[27 empty] | 0 | 0
[27 empty] | 0 | 0
[27 empty] | 0 | 0
[27 empty] | 0 | 0
[27 empty] | 0 | 0
[27 empty] | 0 | 0
[27 empty] | 0 | 0
[27 empty] | 0 | 0
[27 empty] | 0 | 0
[27 empty] | 0 | 0
[27 empty] | 0 | 0
[27 empty] | 0 | 0
[27 empty] | 0 | 0
[27 empty] | 0 | 0
[27 empty] | 0 | 0
[27 empty] | 0 | 0
[27 empty] | 0 | 0
[27 empty] | 0 | 0
[27 empty] | 0 | 0
[27 empty] | 0 | 0
[27 empty] | 0 | 0
[27 empty] | 0 | 0
[27 empty] | 0 | 0
[27 empty] | 0 | 0
[27 empty] | 0 | 0
[27 empty] | 0 | 0
[27 empty] | 0 | 0
[27 empty] | 0 | 0
[27 empty] | 0 | 0
[27 empty] | 0 | 0
[27 empty] | 0 | 0
[27 empty] | 0 | 0
[27 empty] | 0 | 0
[27 empty] | 0 | 0
[27 empty] | 0 | 0
[27 empty] | 0 | 0
[27 empty] | 0 | 0
[27 empty] | 0 | 0
[27 empty] | 0 | 0
[27 empty] | 0 | 0
[27 empty] | 0 | 0
[27 empty] | 0 | 0
[27 empty] | 0 | 0
[27 empty] | 0 | 0
[27 empty] | 0 | 0
[27 empty] | 0 | 0
[27 empty] | 0 | 0
[27 empty] | 0 | 0
[27 empty] | 0 | 0
[27 empty] | 0 | 0
[27 empty] | 0 | 0
[27 empty] | 0 | 0
[27 empty] | 0 | 0
[27 empty] | 0 | 0
[27 empty] | 0 | 0
[27 empty] | 0 | 0
[27 empty] | 0 | 0
[27 empty] | 0 | 0
[27 empty] | 0 | 0
[27 empty] | 0 | 0
[27 empty] | 0 | 0
[27 empty] | 0 | 0
[27 empty] | 0 | 0
[27 empty] | 0 | 0
[27 empty] | 0 | 0
[27 empty] | 0 | 0
[27 empty] | 0 | 0
[27 empty] | 0 | 0
[27 empty] | 0 | 0
[27 empty] | 0 | 0
[27 empty] | 0 | 0
[27 empty] | 0 | 0
[27 empty] | 0 | 0
[27 empty] | 0 | 0
[27 empty] | 0 | 0
[27 empty] | 0 | 0
[27 empty] | 0 | 0
[27 empty] | 0 | 0
[27 empty] | 0 | 0
[27 empty] | 0 | 0
[27 empty] | 0 | 0
[27 empty] | 0 | 0
[27 empty] | 0 | 0
[27 empty] | 0 | 0
[27 empty] | 0 | 0
[27 empty] | 0 | 0
[27 empty] | 0 | 0
[27 empty] | 0 | 0
[27 empty] | 0 | 0
[27 empty] | 0 | 0
[27 empty] | 0 | 0
[27 empty] | 0 | 0
[27 empty] | 0 | 0
[27 empty] | 0 | 0
[27 empty] | 0 | 0
[27 empty] | 0 | 0
[27 empty] | 0 | 0
[27 empty] | 0 | 0
[27 empty] | 0 | 0
[27 empty] | 0 | 0
[27 empty] | 0 | 0
[27 empty] | 0 | 0
[27 empty] | 0 | 0
[27 empty] | 0 | 0
[27 empty] | 0 | 0
[27 empty] | 0 | 0
[27 empty] | 0 | 0
[27 empty] | 0 | 0
[27 empty] | 0 | 0
[27 empty] | 0 | 0
[27 empty] | 0 | 0
[27 empty] | 0 | 0
[27 empty] | 0 | 0
[27 empty] | 0 | 0
[27 empty] | 0 | 0
[27 empty] | 0 | 0
[27 empty] | 0 | 0
[27 empty] | 0 | 0
[27 empty] | 0 | 0
[27 empty] | 0 | 0
[27 empty] | 0 | 0
[27 empty] | 0 | 0
[27 empty] | 0 | 0
[27 empty] | 0 | 0
[27 empty] | 0 | 0
[27 empty] | 0 | 0
[27 empty] | 0 | 0
[27 empty] | 0 | 0
[27 empty] | 0 | 0
[27 empty] | 0 | 0
[27 empty] | 0 | 0
[27 empty] | 0 | 0
[27 empty] | 0 | 0
[27 empty] | 0 | 0
[27 empty] | 0 | 0
[27 empty] | 0 | 0
[27 empty] | 0 | 0
[27 empty] | 0 | 0
[27 empty] | 0 | 0
[27 empty] | 0 | 0
[27 empty] | 0 | 0
[27 empty] | 0 | 0
[27 empty] | 0 | 0
[27 empty] | 0 | 0
[27 empty] | 0 | 0
[27 empty] | 0 | 0
[27 empty] | 0 | 0
[27 empty] | 0 | 0
[27 empty] | 0 | 0
[27 empty] | 0 | 0
[27 empty] | 0 | 0
[27 empty] | 0 | 0
[27 empty] | 0 | 0
[27 empty] | 0 | 0
[27 empty] | 0 | 0
[27 empty] | 0 | 0
[27 empty] | 0 | 0
[27 empty] | 0 | 0
[27 empty] | 0 | 0
[27 empty] | 0 | 0
[27 empty] | 0 | 0
[27 empty] | 0 | 0
[27 empty] | 0 | 0
[27 empty] | 0 | 0
[27 empty] | 0 | 0
[27 empty] | 0 | 0
[27 empty] | 0 | 0
[27 empty] | 0 | 0
[27 empty] | 0 | 0
[27 empty] | 0 | 0
[27 empty] | 0 | 0
[27 empty] | 0 | 0
[27 empty] | 0 | 0
[27 empty] | 0 | 0
[27 empty] | 0 | 0
[27 empty] | 0 | 0
[27 empty] | 0 | 0
[27 empty] | 0 | 0
[27 empty] | 0 | 0
[27 empty] | 0 | 0
[27 empty] | 0 | 0
[27 empty] | 0 | 0
[27 empty] | 0 | 0
[27 empty] | 0 | 0
[27 empty] | 0 | 0
[27 empty] | 0 | 0
[27 empty] | 0 | 0
[27 empty] | 0 | 0
[27 empty] | 0 | 0
[27 empty] | 0 | 0
[27 empty] | 0 | 0
[27 empty] | 0 | 0
[27 empty] | 0 | 0
[27 empty] | 0 | 0
[27 empty] | 0 | 0
[27 empty] | 0 | 0
[27 empty] | 0 | 0
[27 empty] | 0 | 0
[27 empty] | 0 | 0
[27 empty] | 0 | 0
[27 empty] | 0 | 0
[27 empty] | 0 | 0
[27 empty] | 0 | 0
[27 empty] | 0 | 0
[27 empty] | 0 | 0
[27 empty] | 0 | 0
[27 empty] | 0 | 0
[27 empty] | 0 | 0
[27 empty] | 0 | 0
[27 empty] | 0 | 0
[27 empty] | 0 | 0
[27 empty] | 0 | 0
[27 empty] | 0 | 0
[27 empty] | 0 | 0
[27 empty] | 0 | 0
[27 empty] | 0 | 0
[27 empty] | 0 | 0
[27 empty] | 0 | 0
[27 empty] | 0 | 0
[27 empty] | 0 | 0
[27 empty] | 0 | 0
[27 empty] | 0 | 0
[27 empty] | 0 | 0
[27 empty] | 0 | 0
[27 empty] | 0 | 0
[27 empty] | 0 | 0
[27 empty] | 0 | 0
[27 empty] | 0 | 0
[27 empty] | 0 | 0
[27 empty] | 0 | 0
[27 empty] | 0 | 0
[27 empty] | 0 | 0
[27 empty] | 0 | 0
[27 empty] | 0 | 0
[27 empty] | 0 | 0
[27 empty] | 0 | 0
[27 empty] | 0 | 0
[27 empty] | 0 | 0
[27 empty] | 0 | 0
[27 empty] | 0 | 0
[27 empty] | 0 | 0
[27 empty] | 0 | 0
[27 empty] | 0 | 0
[27 empty] | 0 | 0
[27 empty] | 0 | 0
[27 empty] | 0 | 0
[27 empty] | 0 | 0
[27 empty] | 0 | 0
[27 empty] | 0 | 0
[27 empty] | 0 | 0
[27 empty] | 0 | 0
[27 empty] | 0 | 0
[27 empty] | 0 | 0
[27 empty] | 0 | 0
[27 empty] | 0 | 0
[27 empty] | 0 | 0
[27 empty] | 0 | 0
[27 empty] | 0 | 0
[27 empty] | 0 | 0
[27 empty] | 0 | 0
[27 empty] | 0 | 0
[27 empty] | 0 | 0
[27 empty] | 0 | 0
[27 empty] | 0 | 0
[27 empty] | 0 | 0
[27 empty] | 0 | 0
[27 empty] | 0 | 0
[27 empty] | 0 | 0
[27 empty] | 0 | 0
[27 empty] | 0 | 0
[27 empty] | 0 | 0
[27 empty] | 0 | 0
[27 empty] | 0 | 0
[27 empty] | 0 | 0
[27 empty] | 0 | 0
[27 empty] | 0 | 0
[27 empty] | 0 | 0
[27 empty] | 0 | 0
[27 empty] | 0 | 0
[27 empty] | 0 | 0
[27 empty] | 0 | 0
[27 empty] | 0 | 0
[27 empty] | 0 | 0
[27 empty] | 0 | 0
[27 empty] | 0 | 0
[27 empty] | 0 | 0
[27 empty] | 0 | 0
[27 empty] | 0 | 0
[27 empty] | 0 | 0
[27 empty] | 0 | 0
[27 empty] | 0 | 0
[27 empty] | 0 | 0
[27 empty] | 0 | 0
[27 empty] | 0 | 0
[27 empty] | 0 | 0
[27 empty] | 0 | 0
[27 empty] | 0 | 0
[27 empty] | 0 | 0
[27 empty] | 0 | 0
[27 empty] | 0 | 0
[27 empty] | 0 | 0
[27 empty] | 0 | 0
[27 empty] | 0 | 0
[27 empty] | 0 | 0
[27 empty] | 0 | 0
[27 empty] | 0 | 0
[27 empty] | 0 | 0
[27 empty] | 0 | 0
[27 empty] | 0 | 0
[27 empty] | 0 | 0
[27 empty] | 0 | 0
[27 empty] | 0 | 0
[27 empty] | 0 | 0
[27 empty] | 0 | 0
[27 empty] | 0 | 0
[27 empty] | 0 | 0
[27 empty] | 0 | 0
[27 empty] | 0 | 0
[27 empty] | 0 | 0
[27 empty] | 0 | 0
[27 empty] | 0 | 0
[27 empty] | 0 | 0
[27 empty] | 0 | 0
[27 empty] | 0 | 0
[27 empty] | 0 | 0
[27 empty] | 0 | 0
[27 empty] | 0 | 0
[27 empty] | 0 | 0
[27 empty] | 0 | 0
[27 empty] | 0 | 0
[27 empty] | 0 | 0
[27 empty] | 0 | 0
[27 empty] | 0 | 0
[27 empty] | 0 | 0
[27 empty] | 0 | 0
[27 empty] | 0 | 0
[27 empty] | 0 | 0
[27 empty] | 0 | 0
[27 empty] | 0 | 0
[27 empty] | 0 | 0
[27 empty] | 0 | 0
[27 empty] | 0 | 0
[27 empty] | 0 | 0
[27 empty] | 0 | 0
[27 empty] | 0 | 0
[27 empty] | 0 | 0
[27 empty] | 0 | 0
[27 empty] | 0 | 0
[27 empty] | 0 | 0
[27 empty] | 0 | 0
[27 empty] | 0 | 0
[27 empty] | 0 | 0
[27 empty] | 0 | 0
[27 empty] | 0 | 0
[27 empty] | 0 | 0
[27 empty] | 0 | 0
[27 empty] | 0 | 0
[27 empty] | 0 | 0
[27 empty] | 0 | 0
[27 empty] | 0 | 0
[27 empty] | 0 | 0
[27 empty] | 0 | 0
[27 empty] | 0 | 0
[27 empty] | 0 | 0
[27 empty] | 0 | 0
[27 empty] | 0 | 0
[27 empty] | 0 | 0
[27 empty] | 0 | 0
[27 empty] | 0 | 0
[27 empty] | 0 | 0
[27 empty] | 0 | 0
[27 empty] | 0 | 0
[27 empty] | 0 | 0
[27 empty] | 0 | 0
[27 empty] | 0 | 0
[27 empty] | 0 | 0
[27 empty] | 0 | 0
[27 empty] | 0 | 0
[27 empty] | 0 | 0
[27 empty] | 0 | 0
[27 empty] | 0 | 0
[27 empty] | 0 | 0
[27 empty] | 0 | 0
[27 empty] | 0 | 0
[27 empty] | 0 | 0
[27 empty] | 0 | 0
[27 empty] | 0 | 0
[27 empty] | 0 | 0
[27 empty] | 0 | 0
[27 empty] | 0 | 0
[27 empty] | 0 | 0
[27 empty] | 0 | 0
[27 empty] | 0 | 0
[27 empty] | 0 | 0
[27 empty] | 0 | 0
[27 empty] | 0 | 0
[27 empty] | 0 | 0
[27 empty] | 0 | 0
[27 empty] | 0 | 0
[27 empty] | 0 | 0
[27 empty] | 0 | 0
[27 empty] | 0 | 0
[27 empty] | 0 | 0
[27 empty] | 0 | 0
[27 empty] | 0 | 0
[27 empty] | 0 | 0
[27 empty] | 0 | 0
[27 empty] | 0 | 0
[27 empty] | 0 | 0
[27 empty] | 0 | 0
[27 empty] | 0 | 0
[27 empty] | 0 | 0
[27 empty] | 0 | 0
[27 empty] | 0 | 0
[27 empty] | 0 | 0

## Site 4 Calcs (hidden)
| JAN | FEB | MAR | APR | MAY | JUN | JUL | AUG | SEP | OCT | NOV | DEC | Gap | JAN | FEB | MAR | APR | MAY | JUN | JUL | AUG | SEP | OCT | NOV | DEC | Gap |  |  | Continuous Site Average | Continuous Site Data Capture
| 0 | 0 | 0 | 0 | 0 | 0 | 0 | 0 | 0 | 0 | 0 | 0 | 0 | 0 | 0 | 0 | 0 | 0 | 0 |  |  | 0 | 0 | 0 | 0 | 0 |  |  | #DIV/0! | 0%
[14 empty] | 0.077957 | 0.083333 | 0.08871 | 0.075269 | 0.075269 | 0.091398 | 0 | 0 | 0.096774 | 0.11022 | 0.086022 | 0.083333 | 0.13172 | TRUE
| JAN | FEB | MAR | APR | MAY | JUN | JUL | AUG | SEP | OCT | NOV | DEC |  | JAN | FEB | MAR | APR | MAY | JUN | JUL | AUG | SEP | OCT | NOV | DEC |  | Normalisation Factor | Count | Continuous Site Average | Continuous Site Data Capture | Annualisation factor
A23 C01-2020 | [13 empty] | 0 | 0 | 0 | 0 | 0 | 0 |  |  | 0 |  | 0 | 0 |  | 0 | 0.75806 |  | 0%
A23 C02-2022 | [13 empty] | 0 | 0 | 0 | 0 | 0 | 0 |  |  | 0 | 0 | 0 | 0 |  | 0 | 0.86828 |  | 0%
B2066 C04-2010 | [13 empty] | 0 | 0 | 0 | 0 | 0 | 0 |  |  | 0 | 0 | 0 | 0 |  | 0 | 0.86828 |  | 0%
C05-2012 | [13 empty] | 0 | 0 | 0 | 0 | 0 | 0 |  |  | 0 | 0 | 0 | 0 |  | 0 | 0.86828 |  | 0%
B2066 C10-2012 | [13 empty] | 0 | 0 | 0 | 0 | 0 | 0 |  |  | 0 | 0 | 0 | 0 |  | 0 | 0.86828 |  | 0%
B2066 C11-2007 | [13 empty] | 0 | 0 | 0 | 0 | 0 | 0 |  |  | 0 | 0 | 0 | 0 |  | 0 | 0.86828 |  | 0%
B2066 C11-2012 | [13 empty] | 0 | 0 | 0 | 0 | 0 | 0 |  |  | 0 | 0 | 0 | 0 |  | 0 | 0.86828 |  | 0%
A2010 C12-2010 | [13 empty] | 0 | 0 | 0 | 0 | 0 | 0 |  |  | 0 | 0 | 0 | 0 |  | 0 | 0.86828 |  | 0%
A2010 W01-2005 | [13 empty] | 0 | 0 | 0 | 0 | 0 | 0 |  |  | 0 | 0 | 0 | 0 |  | 0 | 0.86828 |  | 0%
C-Link C13-2014 | [13 empty] | 0 | 0 | 0 | 0 |  | 0 |  |  | 0 | 0 | 0 | 0 |  | 0 | 0.79301 |  | 0%
A23 C09-2005 | [13 empty] | 0 | 0 | 0 | 0 | 0 | 0 |  |  | 0 | 0 | 0 | 0 |  | 0 | 0.86828 |  | 0%
A23 C16-2013 | [13 empty] | 0 | 0 | 0 | 0 | 0 | 0 |  |  | 0 | 0 | 0 | 0 |  | 0 | 0.86828 |  | 0%
A23 C17-2012 | [13 empty] | 0 | 0 | 0 | 0 | 0 | 0 |  |  | 0 | 0 | 0 | 0 |  | 0 | 0.86828 |  | 0%
A23 C18-2019 | [13 empty] | 0 | 0 | 0 | 0 | 0 | 0 |  |  | 0 | 0 | 0 | 0 |  | 0 | 0.86828 |  | 0%
A23 C18-2010 | [13 empty] | 0 | 0 | 0 | 0 | 0 | 0 |  |  | 0 | 0 | 0 | 0 |  | 0 | 0.86828 |  | 0%
A23 C19-2021 | [13 empty] | 0 | 0 | 0 | 0 | 0 | [8 empty] | 0 | 0.40054 |  | 0%
A23 C20-2005 | [13 empty] | 0 | 0 | 0 | 0 | 0 | 0 |  |  | 0 | 0 | 0 | 0 |  | 0 | 0.86828 |  | 0%
A23 C21-2005 | [13 empty] | 0 | 0 | 0 | 0 | 0 | 0 |  |  | 0 | 0 | 0 | 0 |  | 0 | 0.86828 |  | 0%
A23 C23-2005 | [13 empty] | 0 | 0 | 0 | 0 | 0 | 0 |  |  | 0 | 0 | 0 | 0 |  | 0 | 0.86828 |  | 0%
A270 C24-2015 | [13 empty] | 0 | 0 | 0 | 0 | 0 | 0 |  |  | 0 | 0 | 0 | 0 |  | 0 | 0.86828 |  | 0%
A270 C25-2010 | [13 empty] | 0 | 0 | 0 | 0 | 0 | 0 |  |  | 0 | 0 | 0 | 0 |  | 0 | 0.86828 |  | 0%
B2199 C28-2010 | [13 empty] | 0 | 0 | 0 | 0 | 0 | 0 |  |  |  | 0 | 0 | 0 |  | 0 | 0.77151 |  | 0%
A23 E01-2016 | [13 empty] | 0 | 0 | 0 | 0 | 0 | 0 |  |  | 0 | 0 | 0 | 0 |  | 0 | 0.86828 |  | 0%
A23 E02-2009 | [13 empty] | 0 | 0 | 0 | 0 | 0 | 0 |  |  | 0 | 0 | 0 | 0 |  | 0 | 0.86828 |  | 0%
C-Link E02-2012 | [13 empty] | 0 | 0 | 0 | 0 | 0 | 0 |  |  | 0 | 0 | 0 |  |  | 0 | 0.78495 |  | 0%
A23 E06-2020 | [13 empty] | 0 | 0 | 0 | 0 | 0 | 0 |  |  | 0 | 0 | 0 | 0 |  | 0 | 0.86828 |  | 0%
A270 E07-2019 | [13 empty] | 0 | 0 | 0 | 0 | 0 | 0 |  |  | 0 | 0 | 0 | 0 |  | 0 | 0.86828 |  | 0%
A270 BH11 | [13 empty] | 0 | 0 | 0 | 0 | 0 | 0 |  |  | 0 | 0 | 0 | 0 |  | 0 | 0.86828 |  | 0%
A270 E08-1996 | [13 empty] | 0 | 0 | 0 | 0 | 0 | 0 |  |  | 0 | 0 | 0 | 0 |  | 0 | 0.86828 |  | 0%
A270 E10-2015 | [13 empty] | 0 | 0 | 0 | 0 | 0 | 0 |  |  | 0 | 0 | 0 | 0 |  | 0 | 0.86828 |  | 0%
A270 E14-2019 | [13 empty] | 0 | 0 | 0 | 0 | 0 | 0 |  |  | 0 | 0 | 0 | 0 |  | 0 | 0.86828 |  | 0%
A270 E15-2012 | [13 empty] | 0 | 0 | 0 | 0 | 0 | 0 |  |  | 0 | 0 | 0 | 0 |  | 0 | 0.86828 |  | 0%
A23 E16-1996 | [13 empty] | 0 | 0 | 0 | 0 | 0 | 0 |  |  | 0 | 0 | 0 | 0 |  | 0 | 0.86828 |  | 0%
A23 E16-2015 | [13 empty] | 0 | 0 |  | 0 | 0 | 0 |  |  | 0 | 0 | 0 | 0 |  | 0 | 0.77957 |  | 0%
A23 E17-2003 | [13 empty] | 0 | 0 | 0 | 0 | 0 | 0 |  |  | 0 | 0 | 0 | 0 |  | 0 | 0.86828 |  | 0%
C-Link E17-2018 | [13 empty] | 0 | 0 | 0 | 0 | 0 | 0 |  |  | 0 | 0 | 0 | 0 |  | 0 | 0.86828 |  | 0%
C-Link E18-2021 | [13 empty] | 0 | 0 | 0 | 0 | 0 | 0 |  |  | 0 | 0 | 0 | 0 |  | 0 | 0.86828 |  | 0%
B2123 E22-2009 | [13 empty] | 0 | 0 | 0 | 0 | 0 | 0 |  |  | 0 | 0 | 0 | 0 |  | 0 | 0.86828 |  | 0%
B2123 E23-2010 | [13 empty] | 0 | 0 | 0 | 0 | 0 | 0 |  |  | 0 | 0 | 0 | 0 |  | 0 | 0.86828 |  | 0%
A259 E25-2018 | [13 empty] | 0 | 0 | 0 | 0 | 0 | 0 |  |  | 0 | 0 | 0 | 0 |  | 0 | 0.86828 |  | 0%
B2123 E30-2020 | [13 empty] | 0 | 0 | 0 | 0 | 0 | 0 |  |  | 0 | 0 | 0 | 0 |  | 0 | 0.86828 |  | 0%
E32-2020 | [13 empty] | 0 | 0 | 0 | 0 | 0 | 0 |  |  | 0 | 0 | 0 | 0 |  | 0 | 0.86828 |  | 0%
A2010 W03-2006 | [13 empty] | 0 | 0 | 0 | 0 | 0 | 0 |  |  | 0 | 0 | 0 | 0 |  | 0 | 0.86828 |  | 0%
A2010 W04-2006 | [13 empty] | 0 | 0 | 0 | 0 | 0 | 0 |  |  | 0 | 0 | 0 | 0 |  | 0 | 0.86828 |  | 0%
A270 W05-2006 | [13 empty] | 0 | 0 | 0 | 0 | 0 | 0 |  |  | 0 | 0 | 0 | 0 |  | 0 | 0.86828 |  | 0%
B2066 W10-2023 | [13 empty] | 0 | 0 | 0 | 0 | 0 | 0 |  |  | 0 | 0 | 0 | 0 |  | 0 | 0.86828 |  | 0%
B2066 W11-2020 | [13 empty] | 0 | 0 | 0 | 0 | 0 | 0 |  |  | 0 | 0 | 0 | 0 |  | 0 | 0.86828 |  | 0%
A259 W16-2020 | [13 empty] | 0 | 0 | 0 | 0 | 0 | 0 |  |  | 0 | 0 | 0 | 0 |  | 0 | 0.86828 |  | 0%
2024 BH14 | [13 empty] | 0 | 0 | 0 | 0 | 0 | 0 |  |  | 0 | 0 | 0 | 0 |  | 0 | 0.86828 |  | 0%
A259 W17-2009 | [13 empty] | 0 | 0 | 0 | 0 | 0 | 0 |  |  | 0 | 0 |  | 0 |  | 0 | 0.78226 |  | 0%
A259 W18-2010 | [13 empty] | 0 | 0 | 0 | 0 | 0 | 0 |  |  | 0 | 0 | 0 | 0 |  | 0 | 0.86828 |  | 0%
A259 W19-2009 | [13 empty] | 0 | 0 | 0 | 0 | 0 | 0 |  |  | 0 | 0 | 0 | 0 |  | 0 | 0.86828 |  | 0%
A270 W20-2021 | [13 empty] | 0 | 0 | 0 | 0 | 0 | 0 |  |  | 0 | 0 | 0 | 0 |  | 0 | 0.86828 |  | 0%
A2023 W21-2010 | [13 empty] | 0 | 0 | 0 | 0 | 0 | 0 |  |  | 0 | 0 | 0 | 0 |  | 0 | 0.86828 |  | 0%
A270 W22 2024 | [13 empty] | 0 | 0 | 0 | 0 | 0 | 0 |  |  | 0 | 0 | 0 | 0 |  | 0 | 0.86828 |  | 0%
LN2-2022 | [13 empty] | 0 | 0 | 0 | 0 | 0 | 0 |  |  | 0 | 0 | 0 |  |  | 0 | 0.78495 |  | 0%
LN4-2022 | [13 empty] | 0 | 0 | 0 | 0 | 0 | 0 |  |  | 0 | 0 | 0 |  |  | 0 | 0.78495 |  | 0%
[27 empty] | 0 | 0
[27 empty] | 0 | 0
[27 empty] | 0 | 0
[27 empty] | 0 | 0
[27 empty] | 0 | 0
[27 empty] | 0 | 0
[27 empty] | 0 | 0
[27 empty] | 0 | 0
[27 empty] | 0 | 0
[27 empty] | 0 | 0
[27 empty] | 0 | 0
[27 empty] | 0 | 0
[27 empty] | 0 | 0
[27 empty] | 0 | 0
[27 empty] | 0 | 0
[27 empty] | 0 | 0
[27 empty] | 0 | 0
[27 empty] | 0 | 0
[27 empty] | 0 | 0
[27 empty] | 0 | 0
[27 empty] | 0 | 0
[27 empty] | 0 | 0
[27 empty] | 0 | 0
[27 empty] | 0 | 0
[27 empty] | 0 | 0
[27 empty] | 0 | 0
[27 empty] | 0 | 0
[27 empty] | 0 | 0
[27 empty] | 0 | 0
[27 empty] | 0 | 0
[27 empty] | 0 | 0
[27 empty] | 0 | 0
[27 empty] | 0 | 0
[27 empty] | 0 | 0
[27 empty] | 0 | 0
[27 empty] | 0 | 0
[27 empty] | 0 | 0
[27 empty] | 0 | 0
[27 empty] | 0 | 0
[27 empty] | 0 | 0
[27 empty] | 0 | 0
[27 empty] | 0 | 0
[27 empty] | 0 | 0
[27 empty] | 0 | 0
[27 empty] | 0 | 0
[27 empty] | 0 | 0
[27 empty] | 0 | 0
[27 empty] | 0 | 0
[27 empty] | 0 | 0
[27 empty] | 0 | 0
[27 empty] | 0 | 0
[27 empty] | 0 | 0
[27 empty] | 0 | 0
[27 empty] | 0 | 0
[27 empty] | 0 | 0
[27 empty] | 0 | 0
[27 empty] | 0 | 0
[27 empty] | 0 | 0
[27 empty] | 0 | 0
[27 empty] | 0 | 0
[27 empty] | 0 | 0
[27 empty] | 0 | 0
[27 empty] | 0 | 0
[27 empty] | 0 | 0
[27 empty] | 0 | 0
[27 empty] | 0 | 0
[27 empty] | 0 | 0
[27 empty] | 0 | 0
[27 empty] | 0 | 0
[27 empty] | 0 | 0
[27 empty] | 0 | 0
[27 empty] | 0 | 0
[27 empty] | 0 | 0
[27 empty] | 0 | 0
[27 empty] | 0 | 0
[27 empty] | 0 | 0
[27 empty] | 0 | 0
[27 empty] | 0 | 0
[27 empty] | 0 | 0
[27 empty] | 0 | 0
[27 empty] | 0 | 0
[27 empty] | 0 | 0
[27 empty] | 0 | 0
[27 empty] | 0 | 0
[27 empty] | 0 | 0
[27 empty] | 0 | 0
[27 empty] | 0 | 0
[27 empty] | 0 | 0
[27 empty] | 0 | 0
[27 empty] | 0 | 0
[27 empty] | 0 | 0
[27 empty] | 0 | 0
[27 empty] | 0 | 0
[27 empty] | 0 | 0
[27 empty] | 0 | 0
[27 empty] | 0 | 0
[27 empty] | 0 | 0
[27 empty] | 0 | 0
[27 empty] | 0 | 0
[27 empty] | 0 | 0
[27 empty] | 0 | 0
[27 empty] | 0 | 0
[27 empty] | 0 | 0
[27 empty] | 0 | 0
[27 empty] | 0 | 0
[27 empty] | 0 | 0
[27 empty] | 0 | 0
[27 empty] | 0 | 0
[27 empty] | 0 | 0
[27 empty] | 0 | 0
[27 empty] | 0 | 0
[27 empty] | 0 | 0
[27 empty] | 0 | 0
[27 empty] | 0 | 0
[27 empty] | 0 | 0
[27 empty] | 0 | 0
[27 empty] | 0 | 0
[27 empty] | 0 | 0
[27 empty] | 0 | 0
[27 empty] | 0 | 0
[27 empty] | 0 | 0
[27 empty] | 0 | 0
[27 empty] | 0 | 0
[27 empty] | 0 | 0
[27 empty] | 0 | 0
[27 empty] | 0 | 0
[27 empty] | 0 | 0
[27 empty] | 0 | 0
[27 empty] | 0 | 0
[27 empty] | 0 | 0
[27 empty] | 0 | 0
[27 empty] | 0 | 0
[27 empty] | 0 | 0
[27 empty] | 0 | 0
[27 empty] | 0 | 0
[27 empty] | 0 | 0
[27 empty] | 0 | 0
[27 empty] | 0 | 0
[27 empty] | 0 | 0
[27 empty] | 0 | 0
[27 empty] | 0 | 0
[27 empty] | 0 | 0
[27 empty] | 0 | 0
[27 empty] | 0 | 0
[27 empty] | 0 | 0
[27 empty] | 0 | 0
[27 empty] | 0 | 0
[27 empty] | 0 | 0
[27 empty] | 0 | 0
[27 empty] | 0 | 0
[27 empty] | 0 | 0
[27 empty] | 0 | 0
[27 empty] | 0 | 0
[27 empty] | 0 | 0
[27 empty] | 0 | 0
[27 empty] | 0 | 0
[27 empty] | 0 | 0
[27 empty] | 0 | 0
[27 empty] | 0 | 0
[27 empty] | 0 | 0
[27 empty] | 0 | 0
[27 empty] | 0 | 0
[27 empty] | 0 | 0
[27 empty] | 0 | 0
[27 empty] | 0 | 0
[27 empty] | 0 | 0
[27 empty] | 0 | 0
[27 empty] | 0 | 0
[27 empty] | 0 | 0
[27 empty] | 0 | 0
[27 empty] | 0 | 0
[27 empty] | 0 | 0
[27 empty] | 0 | 0
[27 empty] | 0 | 0
[27 empty] | 0 | 0
[27 empty] | 0 | 0
[27 empty] | 0 | 0
[27 empty] | 0 | 0
[27 empty] | 0 | 0
[27 empty] | 0 | 0
[27 empty] | 0 | 0
[27 empty] | 0 | 0
[27 empty] | 0 | 0
[27 empty] | 0 | 0
[27 empty] | 0 | 0
[27 empty] | 0 | 0
[27 empty] | 0 | 0
[27 empty] | 0 | 0
[27 empty] | 0 | 0
[27 empty] | 0 | 0
[27 empty] | 0 | 0
[27 empty] | 0 | 0
[27 empty] | 0 | 0
[27 empty] | 0 | 0
[27 empty] | 0 | 0
[27 empty] | 0 | 0
[27 empty] | 0 | 0
[27 empty] | 0 | 0
[27 empty] | 0 | 0
[27 empty] | 0 | 0
[27 empty] | 0 | 0
[27 empty] | 0 | 0
[27 empty] | 0 | 0
[27 empty] | 0 | 0
[27 empty] | 0 | 0
[27 empty] | 0 | 0
[27 empty] | 0 | 0
[27 empty] | 0 | 0
[27 empty] | 0 | 0
[27 empty] | 0 | 0
[27 empty] | 0 | 0
[27 empty] | 0 | 0
[27 empty] | 0 | 0
[27 empty] | 0 | 0
[27 empty] | 0 | 0
[27 empty] | 0 | 0
[27 empty] | 0 | 0
[27 empty] | 0 | 0
[27 empty] | 0 | 0
[27 empty] | 0 | 0
[27 empty] | 0 | 0
[27 empty] | 0 | 0
[27 empty] | 0 | 0
[27 empty] | 0 | 0
[27 empty] | 0 | 0
[27 empty] | 0 | 0
[27 empty] | 0 | 0
[27 empty] | 0 | 0
[27 empty] | 0 | 0
[27 empty] | 0 | 0
[27 empty] | 0 | 0
[27 empty] | 0 | 0
[27 empty] | 0 | 0
[27 empty] | 0 | 0
[27 empty] | 0 | 0
[27 empty] | 0 | 0
[27 empty] | 0 | 0
[27 empty] | 0 | 0
[27 empty] | 0 | 0
[27 empty] | 0 | 0
[27 empty] | 0 | 0
[27 empty] | 0 | 0
[27 empty] | 0 | 0
[27 empty] | 0 | 0
[27 empty] | 0 | 0
[27 empty] | 0 | 0
[27 empty] | 0 | 0
[27 empty] | 0 | 0
[27 empty] | 0 | 0
[27 empty] | 0 | 0
[27 empty] | 0 | 0
[27 empty] | 0 | 0
[27 empty] | 0 | 0
[27 empty] | 0 | 0
[27 empty] | 0 | 0
[27 empty] | 0 | 0
[27 empty] | 0 | 0
[27 empty] | 0 | 0
[27 empty] | 0 | 0
[27 empty] | 0 | 0
[27 empty] | 0 | 0
[27 empty] | 0 | 0
[27 empty] | 0 | 0
[27 empty] | 0 | 0
[27 empty] | 0 | 0
[27 empty] | 0 | 0
[27 empty] | 0 | 0
[27 empty] | 0 | 0
[27 empty] | 0 | 0
[27 empty] | 0 | 0
[27 empty] | 0 | 0
[27 empty] | 0 | 0
[27 empty] | 0 | 0
[27 empty] | 0 | 0
[27 empty] | 0 | 0
[27 empty] | 0 | 0
[27 empty] | 0 | 0
[27 empty] | 0 | 0
[27 empty] | 0 | 0
[27 empty] | 0 | 0
[27 empty] | 0 | 0
[27 empty] | 0 | 0
[27 empty] | 0 | 0
[27 empty] | 0 | 0
[27 empty] | 0 | 0
[27 empty] | 0 | 0
[27 empty] | 0 | 0
[27 empty] | 0 | 0
[27 empty] | 0 | 0
[27 empty] | 0 | 0
[27 empty] | 0 | 0
[27 empty] | 0 | 0
[27 empty] | 0 | 0
[27 empty] | 0 | 0
[27 empty] | 0 | 0
[27 empty] | 0 | 0
[27 empty] | 0 | 0
[27 empty] | 0 | 0
[27 empty] | 0 | 0
[27 empty] | 0 | 0
[27 empty] | 0 | 0
[27 empty] | 0 | 0
[27 empty] | 0 | 0
[27 empty] | 0 | 0
[27 empty] | 0 | 0
[27 empty] | 0 | 0
[27 empty] | 0 | 0
[27 empty] | 0 | 0
[27 empty] | 0 | 0
[27 empty] | 0 | 0
[27 empty] | 0 | 0
[27 empty] | 0 | 0
[27 empty] | 0 | 0
[27 empty] | 0 | 0
[27 empty] | 0 | 0
[27 empty] | 0 | 0
[27 empty] | 0 | 0
[27 empty] | 0 | 0
[27 empty] | 0 | 0
[27 empty] | 0 | 0
[27 empty] | 0 | 0
[27 empty] | 0 | 0
[27 empty] | 0 | 0
[27 empty] | 0 | 0
[27 empty] | 0 | 0
[27 empty] | 0 | 0
[27 empty] | 0 | 0
[27 empty] | 0 | 0
[27 empty] | 0 | 0
[27 empty] | 0 | 0
[27 empty] | 0 | 0
[27 empty] | 0 | 0
[27 empty] | 0 | 0
[27 empty] | 0 | 0
[27 empty] | 0 | 0
[27 empty] | 0 | 0
[27 empty] | 0 | 0
[27 empty] | 0 | 0
[27 empty] | 0 | 0
[27 empty] | 0 | 0
[27 empty] | 0 | 0
[27 empty] | 0 | 0
[27 empty] | 0 | 0
[27 empty] | 0 | 0
[27 empty] | 0 | 0
[27 empty] | 0 | 0
[27 empty] | 0 | 0
[27 empty] | 0 | 0
[27 empty] | 0 | 0
[27 empty] | 0 | 0
[27 empty] | 0 | 0
[27 empty] | 0 | 0
[27 empty] | 0 | 0
[27 empty] | 0 | 0
[27 empty] | 0 | 0
[27 empty] | 0 | 0
[27 empty] | 0 | 0
[27 empty] | 0 | 0
[27 empty] | 0 | 0
[27 empty] | 0 | 0
[27 empty] | 0 | 0
[27 empty] | 0 | 0
[27 empty] | 0 | 0
[27 empty] | 0 | 0
[27 empty] | 0 | 0
[27 empty] | 0 | 0
[27 empty] | 0 | 0
[27 empty] | 0 | 0
[27 empty] | 0 | 0
[27 empty] | 0 | 0
[27 empty] | 0 | 0
[27 empty] | 0 | 0
[27 empty] | 0 | 0
[27 empty] | 0 | 0
[27 empty] | 0 | 0
[27 empty] | 0 | 0
[27 empty] | 0 | 0
[27 empty] | 0 | 0
[27 empty] | 0 | 0
[27 empty] | 0 | 0
[27 empty] | 0 | 0
[27 empty] | 0 | 0
[27 empty] | 0 | 0
[27 empty] | 0 | 0
[27 empty] | 0 | 0
[27 empty] | 0 | 0
[27 empty] | 0 | 0
[27 empty] | 0 | 0
[27 empty] | 0 | 0
[27 empty] | 0 | 0
[27 empty] | 0 | 0
[27 empty] | 0 | 0
[27 empty] | 0 | 0
[27 empty] | 0 | 0
[27 empty] | 0 | 0
[27 empty] | 0 | 0
[27 empty] | 0 | 0
[27 empty] | 0 | 0
[27 empty] | 0 | 0
[27 empty] | 0 | 0
[27 empty] | 0 | 0
[27 empty] | 0 | 0
[27 empty] | 0 | 0
[27 empty] | 0 | 0
[27 empty] | 0 | 0
[27 empty] | 0 | 0
[27 empty] | 0 | 0
[27 empty] | 0 | 0
[27 empty] | 0 | 0
[27 empty] | 0 | 0
[27 empty] | 0 | 0
[27 empty] | 0 | 0
[27 empty] | 0 | 0
[27 empty] | 0 | 0
[27 empty] | 0 | 0
[27 empty] | 0 | 0
[27 empty] | 0 | 0
[27 empty] | 0 | 0
[27 empty] | 0 | 0
[27 empty] | 0 | 0
[27 empty] | 0 | 0
[27 empty] | 0 | 0
[27 empty] | 0 | 0
[27 empty] | 0 | 0
[27 empty] | 0 | 0
[27 empty] | 0 | 0
[27 empty] | 0 | 0
[27 empty] | 0 | 0
[27 empty] | 0 | 0
[27 empty] | 0 | 0
[27 empty] | 0 | 0
[27 empty] | 0 | 0
[27 empty] | 0 | 0
[27 empty] | 0 | 0
[27 empty] | 0 | 0
[27 empty] | 0 | 0
[27 empty] | 0 | 0
[27 empty] | 0 | 0
[27 empty] | 0 | 0
[27 empty] | 0 | 0
[27 empty] | 0 | 0
[27 empty] | 0 | 0
[27 empty] | 0 | 0

## Results Calcs (hidden)
| Site ID | Duplicate/Triplicate | Raw Data Simple Annual Mean (µg/m³) | Raw Data Time Weighted Annual Mean (µg/m³) | Data Capture | Annualisation required? | Annualisation Factor Site 1 | Annualisation Factor Site 2 | Annualisation Factor Site 3 | Annualisation Factor Site 4 | Average Annualisation Factor | Annualised Data Simple Annual Mean (µg/m3) | Bias Adjusted Finalised Simple Annual Mean / µg m-3 | Annualised Data Time Weighted Annual Mean (µg/m³) | Bias Adjusted Finalised Time Weighted Annual Mean / µg m-3 |  |  | Bias Adjusted Finalised Simple Annual Mean / µg m-3 (National) | Bias Adjusted Finalised Time Weighted Annual Mean / µg m-3 (National) | Bias Adjusted Finalised Simple Annual Mean / µg m-3 (Local) | Bias Adjusted Finalised Time Weighted Annual Mean / µg m-3 (Local)
| A23 C01-2020 |  | 27.0111 | 26.8844 | 75.8065 | No | [5 empty] | - | 22.6893 | - | 22.5829 |  |  | 22.6893 | 22.5829
| A23 C02-2022 |  | 27.26 | 27.0365 | 86.828 | No | [5 empty] | - | 22.8984 | - | 22.7107 |  |  | 22.8984 | 22.7107
| B2066 C04-2010 |  | 34.94 | 34.7511 | 86.828 | No | [5 empty] | - | 29.3496 | - | 29.1909 |  |  | 29.3496 | 29.1909
| C05-2012 |  | 17.19 | 17.0802 | 86.828 | No | [5 empty] | - | 14.4396 | - | 14.3474 |  |  | 14.4396 | 14.3474
Triplicate Set 1 | B2066 C10-2012 | Triplicate Set 1 | 32.69 | 32.5737 | 86.828 | No | [5 empty] | - | 27.4596 | - | 27.3619 |  |  | 27.4596 | 27.3619
| B2066 C11-2007 |  | 43.57 | 43.3198 | 86.828 | No | [5 empty] | - | 36.5988 | - | 36.3886 |  |  | 36.5988 | 36.3886
| B2066 C11-2012 |  | 51.11 | 50.7046 | 86.828 | No | [5 empty] | - | 42.9324 | - | 42.5919 |  |  | 42.9324 | 42.5919
| A2010 C12-2010 |  | 35.11 | 34.8796 | 86.828 | No | [5 empty] | - | 29.4924 | - | 29.2988 |  |  | 29.4924 | 29.2988
| A2010 W01-2005 |  | 28.53 | 28.4102 | 86.828 | No | [5 empty] | - | 23.9652 | - | 23.8646 |  |  | 23.9652 | 23.8646
| C-Link C13-2014 |  | 35.7444 | 35.5725 | 79.3011 | No | [5 empty] | - | 30.0253 | - | 29.8809 |  |  | 30.0253 | 29.8809
| A23 C09-2005 |  | 31.28 | 31.1715 | 86.828 | No | [5 empty] | - | 26.2752 | - | 26.1841 |  |  | 26.2752 | 26.1841
| A23 C16-2013 |  | 34.65 | 34.4752 | 86.828 | No | [5 empty] | - | 29.106 | - | 28.9592 |  |  | 29.106 | 28.9592
| A23 C17-2012 |  | 37.45 | 36.9266 | 86.828 | No | [5 empty] | - | 31.458 | - | 31.0184 |  |  | 31.458 | 31.0184
| A23 C18-2019 |  | 43.48 | 43.2687 | 86.828 | No | [5 empty] | - | 36.5232 | - | 36.3457 |  |  | 36.5232 | 36.3457
| A23 C18-2010 |  | 43.79 | 43.7056 | 86.828 | No | [5 empty] | - | 36.7836 | - | 36.7127 |  |  | 36.7836 | 36.7127
| A23 C19-2021 |  | 32.94 | 32.9208 | 40.0538 | Yes | 1.04 | 0.86329 |  |  | 0.95162 | 31.3465 | 26.3311 | 31.3282 | 26.3157 | 1 | A23 C19-2021 | 26.3311 | 26.3157
| A23 C20-2005 |  | 28.88 | 28.8319 | 86.828 | No | [5 empty] | - | 24.2592 | - | 24.2188 |  |  | 24.2592 | 24.2188
| A23 C21-2005 |  | 37.01 | 36.8025 | 86.828 | No | [5 empty] | - | 31.0884 | - | 30.9141 |  |  | 31.0884 | 30.9141
| A23 C23-2005 |  | 29.9 | 29.709 | 86.828 | No | [5 empty] | - | 25.116 | - | 24.9555 |  |  | 25.116 | 24.9555
| A270 C24-2015 |  | 38.99 | 38.8139 | 86.828 | No | [5 empty] | - | 32.7516 | - | 32.6037 |  |  | 32.7516 | 32.6037
| A270 C25-2010 |  | 39.61 | 39.469 | 86.828 | No | [5 empty] | - | 33.2724 | - | 33.154 |  |  | 33.2724 | 33.154
| B2199 C28-2010 |  | 32.0111 | 31.7585 | 77.1505 | No | [5 empty] | - | 26.8893 | - | 26.6772 |  |  | 26.8893 | 26.6772
| A23 E01-2016 |  | 28.91 | 28.8923 | 86.828 | No | [5 empty] | - | 24.2844 | - | 24.2695 |  |  | 24.2844 | 24.2695
| A23 E02-2009 |  | 29.83 | 29.704 | 86.828 | No | [5 empty] | - | 25.0572 | - | 24.9514 |  |  | 25.0572 | 24.9514
| C-Link E02-2012 |  | 34.3222 | 34.1914 | 78.4946 | No | [5 empty] | - | 28.8307 | - | 28.7208 |  |  | 28.8307 | 28.7208
| A23 E06-2020 |  | 30.52 | 30.4266 | 86.828 | No | [5 empty] | - | 25.6368 | - | 25.5584 |  |  | 25.6368 | 25.5584
| A270 E07-2019 |  | 45.19 | 45.0938 | 86.828 | No | [5 empty] | - | 37.9596 | - | 37.8788 |  |  | 37.9596 | 37.8788
Triplicate Set 2 | A270 BH11 | Triplicate Set 2 | 46.75 | 46.7381 | 86.828 | No | [5 empty] | - | 39.27 | - | 39.26 |  |  | 39.27 | 39.26
| A270 E08-1996 |  | 41.3 | 41.1879 | 86.828 | No | [5 empty] | - | 34.692 | - | 34.5979 |  |  | 34.692 | 34.5979
| A270 E10-2015 |  | 34.8 | 34.8195 | 86.828 | No | [5 empty] | - | 29.232 | - | 29.2484 |  |  | 29.232 | 29.2484
| A270 E14-2019 |  | 33.06 | 33.1467 | 86.828 | No | [5 empty] | - | 27.7704 | - | 27.8433 |  |  | 27.7704 | 27.8433
| A270 E15-2012 |  | 34.58 | 34.4854 | 86.828 | No | [5 empty] | - | 29.0472 | - | 28.9678 |  |  | 29.0472 | 28.9678
| A23 E16-1996 |  | 35.06 | 35.017 | 86.828 | No | [5 empty] | - | 29.4504 | - | 29.4143 |  |  | 29.4504 | 29.4143
| A23 E16-2015 |  | 36.4667 | 36.3983 | 77.957 | No | [5 empty] | - | 30.632 | - | 30.5746 |  |  | 30.632 | 30.5746
| A23 E17-2003 |  | 35.45 | 35.3322 | 86.828 | No | [5 empty] | - | 29.778 | - | 29.679 |  |  | 29.778 | 29.679
| C-Link E17-2018 |  | 36.57 | 36.4133 | 86.828 | No | [5 empty] | - | 30.7188 | - | 30.5872 |  |  | 30.7188 | 30.5872
| C-Link E18-2021 |  | 24.29 | 24.1053 | 86.828 | No | [5 empty] | - | 20.4036 | - | 20.2484 |  |  | 20.4036 | 20.2484
| B2123 E22-2009 |  | 29.02 | 28.8749 | 86.828 | No | [5 empty] | - | 24.3768 | - | 24.2549 |  |  | 24.3768 | 24.2549
| B2123 E23-2010 |  | 30.27 | 30.0731 | 86.828 | No | [5 empty] | - | 25.4268 | - | 25.2614 |  |  | 25.4268 | 25.2614
| A259 E25-2018 |  | 27.7 | 27.6381 | 86.828 | No | [5 empty] | - | 23.268 | - | 23.216 |  |  | 23.268 | 23.216
| B2123 E30-2020 |  | 25.17 | 25.0263 | 86.828 | No | [5 empty] | - | 21.1428 | - | 21.0221 |  |  | 21.1428 | 21.0221
| E32-2020 |  | 13.05 | 13.0325 | 86.828 | No | [5 empty] | - | 10.962 | - | 10.9473 |  |  | 10.962 | 10.9473
| A2010 W03-2006 |  | 32.96 | 32.7833 | 86.828 | No | [5 empty] | - | 27.6864 | - | 27.538 |  |  | 27.6864 | 27.538
| A2010 W04-2006 |  | 33.83 | 33.5628 | 86.828 | No | [5 empty] | - | 28.4172 | - | 28.1928 |  |  | 28.4172 | 28.1928
| A270 W05-2006 |  | 35.8 | 35.7217 | 86.828 | No | [5 empty] | - | 30.072 | - | 30.0062 |  |  | 30.072 | 30.0062
| B2066 W10-2023 |  | 32.92 | 32.4969 | 86.828 | No | [5 empty] | - | 27.6528 | - | 27.2974 |  |  | 27.6528 | 27.2974
| B2066 W11-2020 |  | 27.28 | 27.1533 | 86.828 | No | [5 empty] | - | 22.9152 | - | 22.8087 |  |  | 22.9152 | 22.8087
| A259 W16-2020 |  | 32.57 | 32.2031 | 86.828 | No | [5 empty] | - | 27.3588 | - | 27.0506 |  |  | 27.3588 | 27.0506
Triplicate Set 3 new analyser | 2024 BH14 | Triplicate Set 3 new analyser | 23.9 | 23.6879 | 86.828 | No | [5 empty] | - | 20.076 | - | 19.8979 |  |  | 20.076 | 19.8979
| A259 W17-2009 |  | 30.4222 | 30.1914 | 78.2258 | No | [5 empty] | - | 25.5547 | - | 25.3608 |  |  | 25.5547 | 25.3608
| A259 W18-2010 |  | 16.09 | 15.9796 | 86.828 | No | [5 empty] | - | 13.5156 | - | 13.4228 |  |  | 13.5156 | 13.4228
| A259 W19-2009 |  | 31.7 | 31.5598 | 86.828 | No | [5 empty] | - | 26.628 | - | 26.5102 |  |  | 26.628 | 26.5102
| A270 W20-2021 |  | 31.63 | 31.5316 | 86.828 | No | [5 empty] | - | 26.5692 | - | 26.4865 |  |  | 26.5692 | 26.4865
| A2023 W21-2010 |  | 30.51 | 30.3372 | 86.828 | No | [5 empty] | - | 25.6284 | - | 25.4832 |  |  | 25.6284 | 25.4832
| A270 W22 2024 |  | 30.65 | 30.5139 | 86.828 | No | [5 empty] | - | 25.746 | - | 25.6317 |  |  | 25.746 | 25.6317
| LN2-2022 |  | 33.1222 | 33.0301 | 78.4946 | No | [5 empty] | - | 27.8227 | - | 27.7453 |  |  | 27.8227 | 27.7453
| LN4-2022 |  | 22.1556 | 22.0243 | 78.4946 | No | [5 empty] | - | 18.6107 | - | 18.5004 |  |  | 18.6107 | 18.5004

## DupTrip (hidden)
Diffusion Tube ID | Duplicate/Triplicate ID | Combine All | 1 | 2 | 3 | Comment
A23 C01-2020 |  | Single | A23 C01-2020 | A23 C02-2022 | B2066 C04-2010
A23 C02-2022 |  | Single | A23 C01-2020 | A23 C02-2022 | B2066 C04-2010
B2066 C04-2010 |  | Single | A23 C01-2020 | A23 C02-2022 | B2066 C04-2010
C05-2012 |  | Single | A23 C01-2020 | A23 C02-2022 | B2066 C04-2010
B2066 C10-2012 | Triplicate Set 1 | Single | B2066 C10-2012 | #NUM! | #NUM!
B2066 C11-2007 |  | Single | A23 C01-2020 | A23 C02-2022 | B2066 C04-2010
B2066 C11-2012 |  | Single | A23 C01-2020 | A23 C02-2022 | B2066 C04-2010
A2010 C12-2010 |  | Single | A23 C01-2020 | A23 C02-2022 | B2066 C04-2010
A2010 W01-2005 |  | Single | A23 C01-2020 | A23 C02-2022 | B2066 C04-2010
C-Link C13-2014 |  | Single | A23 C01-2020 | A23 C02-2022 | B2066 C04-2010
A23 C09-2005 |  | Single | A23 C01-2020 | A23 C02-2022 | B2066 C04-2010
A23 C16-2013 |  | Single | A23 C01-2020 | A23 C02-2022 | B2066 C04-2010
A23 C17-2012 |  | Single | A23 C01-2020 | A23 C02-2022 | B2066 C04-2010
A23 C18-2019 |  | Single | A23 C01-2020 | A23 C02-2022 | B2066 C04-2010
A23 C18-2010 |  | Single | A23 C01-2020 | A23 C02-2022 | B2066 C04-2010
A23 C19-2021 |  | Single | A23 C01-2020 | A23 C02-2022 | B2066 C04-2010
A23 C20-2005 |  | Single | A23 C01-2020 | A23 C02-2022 | B2066 C04-2010
A23 C21-2005 |  | Single | A23 C01-2020 | A23 C02-2022 | B2066 C04-2010
A23 C23-2005 |  | Single | A23 C01-2020 | A23 C02-2022 | B2066 C04-2010
A270 C24-2015 |  | Single | A23 C01-2020 | A23 C02-2022 | B2066 C04-2010
A270 C25-2010 |  | Single | A23 C01-2020 | A23 C02-2022 | B2066 C04-2010
B2199 C28-2010 |  | Single | A23 C01-2020 | A23 C02-2022 | B2066 C04-2010
A23 E01-2016 |  | Single | A23 C01-2020 | A23 C02-2022 | B2066 C04-2010
A23 E02-2009 |  | Single | A23 C01-2020 | A23 C02-2022 | B2066 C04-2010
C-Link E02-2012 |  | Single | A23 C01-2020 | A23 C02-2022 | B2066 C04-2010
A23 E06-2020 |  | Single | A23 C01-2020 | A23 C02-2022 | B2066 C04-2010
A270 E07-2019 |  | Single | A23 C01-2020 | A23 C02-2022 | B2066 C04-2010
A270 BH11 | Triplicate Set 2 | Single | A270 BH11 | #NUM! | #NUM!
A270 E08-1996 |  | Single | A23 C01-2020 | A23 C02-2022 | B2066 C04-2010
A270 E10-2015 |  | Single | A23 C01-2020 | A23 C02-2022 | B2066 C04-2010
A270 E14-2019 |  | Single | A23 C01-2020 | A23 C02-2022 | B2066 C04-2010
A270 E15-2012 |  | Single | A23 C01-2020 | A23 C02-2022 | B2066 C04-2010
A23 E16-1996 |  | Single | A23 C01-2020 | A23 C02-2022 | B2066 C04-2010
A23 E16-2015 |  | Single | A23 C01-2020 | A23 C02-2022 | B2066 C04-2010
A23 E17-2003 |  | Single | A23 C01-2020 | A23 C02-2022 | B2066 C04-2010
C-Link E17-2018 |  | Single | A23 C01-2020 | A23 C02-2022 | B2066 C04-2010
C-Link E18-2021 |  | Single | A23 C01-2020 | A23 C02-2022 | B2066 C04-2010
B2123 E22-2009 |  | Single | A23 C01-2020 | A23 C02-2022 | B2066 C04-2010
B2123 E23-2010 |  | Single | A23 C01-2020 | A23 C02-2022 | B2066 C04-2010
A259 E25-2018 |  | Single | A23 C01-2020 | A23 C02-2022 | B2066 C04-2010
B2123 E30-2020 |  | Single | A23 C01-2020 | A23 C02-2022 | B2066 C04-2010
E32-2020 |  | Single | A23 C01-2020 | A23 C02-2022 | B2066 C04-2010
A2010 W03-2006 |  | Single | A23 C01-2020 | A23 C02-2022 | B2066 C04-2010
A2010 W04-2006 |  | Single | A23 C01-2020 | A23 C02-2022 | B2066 C04-2010
A270 W05-2006 |  | Single | A23 C01-2020 | A23 C02-2022 | B2066 C04-2010
B2066 W10-2023 |  | Single | A23 C01-2020 | A23 C02-2022 | B2066 C04-2010
B2066 W11-2020 |  | Single | A23 C01-2020 | A23 C02-2022 | B2066 C04-2010
A259 W16-2020 |  | Single | A23 C01-2020 | A23 C02-2022 | B2066 C04-2010
2024 BH14 | Triplicate Set 3 new analyser | Single | 2024 BH14 | #NUM! | #NUM!
A259 W17-2009 |  | Single | A23 C01-2020 | A23 C02-2022 | B2066 C04-2010
A259 W18-2010 |  | Single | A23 C01-2020 | A23 C02-2022 | B2066 C04-2010
A259 W19-2009 |  | Single | A23 C01-2020 | A23 C02-2022 | B2066 C04-2010
A270 W20-2021 |  | Single | A23 C01-2020 | A23 C02-2022 | B2066 C04-2010
A2023 W21-2010 |  | Single | A23 C01-2020 | A23 C02-2022 | B2066 C04-2010
A270 W22 2024 |  | Single | A23 C01-2020 | A23 C02-2022 | B2066 C04-2010
LN2-2022 |  | Single | A23 C01-2020 | A23 C02-2022 | B2066 C04-2010
LN4-2022 |  | Single | A23 C01-2020 | A23 C02-2022 | B2066 C04-2010
|  | Single | A23 C01-2020 | A23 C02-2022 | B2066 C04-2010
|  | Single | A23 C01-2020 | A23 C02-2022 | B2066 C04-2010
|  | Single | A23 C01-2020 | A23 C02-2022 | B2066 C04-2010
|  | Single | A23 C01-2020 | A23 C02-2022 | B2066 C04-2010
|  | Single | A23 C01-2020 | A23 C02-2022 | B2066 C04-2010
|  | Single | A23 C01-2020 | A23 C02-2022 | B2066 C04-2010
|  | Single | A23 C01-2020 | A23 C02-2022 | B2066 C04-2010
|  | Single | A23 C01-2020 | A23 C02-2022 | B2066 C04-2010
|  | Single | A23 C01-2020 | A23 C02-2022 | B2066 C04-2010
|  | Single | A23 C01-2020 | A23 C02-2022 | B2066 C04-2010
|  | Single | A23 C01-2020 | A23 C02-2022 | B2066 C04-2010
|  | Single | A23 C01-2020 | A23 C02-2022 | B2066 C04-2010
|  | Single | A23 C01-2020 | A23 C02-2022 | B2066 C04-2010
|  | Single | A23 C01-2020 | A23 C02-2022 | B2066 C04-2010
|  | Single | A23 C01-2020 | A23 C02-2022 | B2066 C04-2010
|  | Single | A23 C01-2020 | A23 C02-2022 | B2066 C04-2010
|  | Single | A23 C01-2020 | A23 C02-2022 | B2066 C04-2010
|  | Single | A23 C01-2020 | A23 C02-2022 | B2066 C04-2010
|  | Single | A23 C01-2020 | A23 C02-2022 | B2066 C04-2010
|  | Single | A23 C01-2020 | A23 C02-2022 | B2066 C04-2010 |  | 0
|  | Single | A23 C01-2020 | A23 C02-2022 | B2066 C04-2010
|  | Single | A23 C01-2020 | A23 C02-2022 | B2066 C04-2010
|  | Single | A23 C01-2020 | A23 C02-2022 | B2066 C04-2010
|  | Single | A23 C01-2020 | A23 C02-2022 | B2066 C04-2010
|  | Single | A23 C01-2020 | A23 C02-2022 | B2066 C04-2010
|  | Single | A23 C01-2020 | A23 C02-2022 | B2066 C04-2010
|  | Single | A23 C01-2020 | A23 C02-2022 | B2066 C04-2010
|  | Single | A23 C01-2020 | A23 C02-2022 | B2066 C04-2010
|  | Single | A23 C01-2020 | A23 C02-2022 | B2066 C04-2010
|  | Single | A23 C01-2020 | A23 C02-2022 | B2066 C04-2010
|  | Single | A23 C01-2020 | A23 C02-2022 | B2066 C04-2010
|  | Single | A23 C01-2020 | A23 C02-2022 | B2066 C04-2010
|  | Single | A23 C01-2020 | A23 C02-2022 | B2066 C04-2010
|  | Single | A23 C01-2020 | A23 C02-2022 | B2066 C04-2010
|  | Single | A23 C01-2020 | A23 C02-2022 | B2066 C04-2010
|  | Single | A23 C01-2020 | A23 C02-2022 | B2066 C04-2010
|  | Single | A23 C01-2020 | A23 C02-2022 | B2066 C04-2010
|  | Single | A23 C01-2020 | A23 C02-2022 | B2066 C04-2010
|  | Single | A23 C01-2020 | A23 C02-2022 | B2066 C04-2010
|  | Single | A23 C01-2020 | A23 C02-2022 | B2066 C04-2010
|  | Single | A23 C01-2020 | A23 C02-2022 | B2066 C04-2010
|  | Single | A23 C01-2020 | A23 C02-2022 | B2066 C04-2010
|  | Single | A23 C01-2020 | A23 C02-2022 | B2066 C04-2010
|  | Single | A23 C01-2020 | A23 C02-2022 | B2066 C04-2010
|  | Single | A23 C01-2020 | A23 C02-2022 | B2066 C04-2010
|  | Single | A23 C01-2020 | A23 C02-2022 | B2066 C04-2010
|  | Single | A23 C01-2020 | A23 C02-2022 | B2066 C04-2010
|  | Single | A23 C01-2020 | A23 C02-2022 | B2066 C04-2010
|  | Single | A23 C01-2020 | A23 C02-2022 | B2066 C04-2010
|  | Single | A23 C01-2020 | A23 C02-2022 | B2066 C04-2010
|  | Single | A23 C01-2020 | A23 C02-2022 | B2066 C04-2010
|  | Single | A23 C01-2020 | A23 C02-2022 | B2066 C04-2010
|  | Single | A23 C01-2020 | A23 C02-2022 | B2066 C04-2010
|  | Single | A23 C01-2020 | A23 C02-2022 | B2066 C04-2010
|  | Single | A23 C01-2020 | A23 C02-2022 | B2066 C04-2010
|  | Single | A23 C01-2020 | A23 C02-2022 | B2066 C04-2010
|  | Single | A23 C01-2020 | A23 C02-2022 | B2066 C04-2010
|  | Single | A23 C01-2020 | A23 C02-2022 | B2066 C04-2010
|  | Single | A23 C01-2020 | A23 C02-2022 | B2066 C04-2010
|  | Single | A23 C01-2020 | A23 C02-2022 | B2066 C04-2010
|  | Single | A23 C01-2020 | A23 C02-2022 | B2066 C04-2010
|  | Single | A23 C01-2020 | A23 C02-2022 | B2066 C04-2010
|  | Single | A23 C01-2020 | A23 C02-2022 | B2066 C04-2010
|  | Single | A23 C01-2020 | A23 C02-2022 | B2066 C04-2010
|  | Single | A23 C01-2020 | A23 C02-2022 | B2066 C04-2010
|  | Single | A23 C01-2020 | A23 C02-2022 | B2066 C04-2010
|  | Single | A23 C01-2020 | A23 C02-2022 | B2066 C04-2010
|  | Single | A23 C01-2020 | A23 C02-2022 | B2066 C04-2010
|  | Single | A23 C01-2020 | A23 C02-2022 | B2066 C04-2010
|  | Single | A23 C01-2020 | A23 C02-2022 | B2066 C04-2010
|  | Single | A23 C01-2020 | A23 C02-2022 | B2066 C04-2010
|  | Single | A23 C01-2020 | A23 C02-2022 | B2066 C04-2010
|  | Single | A23 C01-2020 | A23 C02-2022 | B2066 C04-2010
|  | Single | A23 C01-2020 | A23 C02-2022 | B2066 C04-2010
|  | Single | A23 C01-2020 | A23 C02-2022 | B2066 C04-2010
|  | Single | A23 C01-2020 | A23 C02-2022 | B2066 C04-2010
|  | Single | A23 C01-2020 | A23 C02-2022 | B2066 C04-2010
|  | Single | A23 C01-2020 | A23 C02-2022 | B2066 C04-2010
|  | Single | A23 C01-2020 | A23 C02-2022 | B2066 C04-2010
|  | Single | A23 C01-2020 | A23 C02-2022 | B2066 C04-2010
|  | Single | A23 C01-2020 | A23 C02-2022 | B2066 C04-2010
|  | Single | A23 C01-2020 | A23 C02-2022 | B2066 C04-2010
|  | Single | A23 C01-2020 | A23 C02-2022 | B2066 C04-2010
|  | Single | A23 C01-2020 | A23 C02-2022 | B2066 C04-2010
|  | Single | A23 C01-2020 | A23 C02-2022 | B2066 C04-2010
|  | Single | A23 C01-2020 | A23 C02-2022 | B2066 C04-2010
|  | Single | A23 C01-2020 | A23 C02-2022 | B2066 C04-2010
|  | Single | A23 C01-2020 | A23 C02-2022 | B2066 C04-2010
|  | Single | A23 C01-2020 | A23 C02-2022 | B2066 C04-2010
|  | Single | A23 C01-2020 | A23 C02-2022 | B2066 C04-2010
|  | Single | A23 C01-2020 | A23 C02-2022 | B2066 C04-2010
|  | Single | A23 C01-2020 | A23 C02-2022 | B2066 C04-2010
|  | Single | A23 C01-2020 | A23 C02-2022 | B2066 C04-2010
|  | Single | A23 C01-2020 | A23 C02-2022 | B2066 C04-2010
|  | Single | A23 C01-2020 | A23 C02-2022 | B2066 C04-2010
|  | Single | A23 C01-2020 | A23 C02-2022 | B2066 C04-2010
|  | Single | A23 C01-2020 | A23 C02-2022 | B2066 C04-2010
|  | Single | A23 C01-2020 | A23 C02-2022 | B2066 C04-2010
|  | Single | A23 C01-2020 | A23 C02-2022 | B2066 C04-2010
|  | Single | A23 C01-2020 | A23 C02-2022 | B2066 C04-2010
|  | Single | A23 C01-2020 | A23 C02-2022 | B2066 C04-2010
|  | Single | A23 C01-2020 | A23 C02-2022 | B2066 C04-2010
|  | Single | A23 C01-2020 | A23 C02-2022 | B2066 C04-2010
|  | Single | A23 C01-2020 | A23 C02-2022 | B2066 C04-2010
|  | Single | A23 C01-2020 | A23 C02-2022 | B2066 C04-2010
|  | Single | A23 C01-2020 | A23 C02-2022 | B2066 C04-2010
|  | Single | A23 C01-2020 | A23 C02-2022 | B2066 C04-2010
|  | Single | A23 C01-2020 | A23 C02-2022 | B2066 C04-2010
|  | Single | A23 C01-2020 | A23 C02-2022 | B2066 C04-2010
|  | Single | A23 C01-2020 | A23 C02-2022 | B2066 C04-2010
|  | Single | A23 C01-2020 | A23 C02-2022 | B2066 C04-2010
|  | Single | A23 C01-2020 | A23 C02-2022 | B2066 C04-2010
|  | Single | A23 C01-2020 | A23 C02-2022 | B2066 C04-2010
|  | Single | A23 C01-2020 | A23 C02-2022 | B2066 C04-2010
|  | Single | A23 C01-2020 | A23 C02-2022 | B2066 C04-2010
|  | Single | A23 C01-2020 | A23 C02-2022 | B2066 C04-2010
|  | Single | A23 C01-2020 | A23 C02-2022 | B2066 C04-2010
|  | Single | A23 C01-2020 | A23 C02-2022 | B2066 C04-2010
|  | Single | A23 C01-2020 | A23 C02-2022 | B2066 C04-2010
|  | Single | A23 C01-2020 | A23 C02-2022 | B2066 C04-2010
|  | Single | A23 C01-2020 | A23 C02-2022 | B2066 C04-2010
|  | Single | A23 C01-2020 | A23 C02-2022 | B2066 C04-2010
|  | Single | A23 C01-2020 | A23 C02-2022 | B2066 C04-2010
|  | Single | A23 C01-2020 | A23 C02-2022 | B2066 C04-2010
|  | Single | A23 C01-2020 | A23 C02-2022 | B2066 C04-2010
|  | Single | A23 C01-2020 | A23 C02-2022 | B2066 C04-2010
|  | Single | A23 C01-2020 | A23 C02-2022 | B2066 C04-2010
|  | Single | A23 C01-2020 | A23 C02-2022 | B2066 C04-2010
|  | Single | A23 C01-2020 | A23 C02-2022 | B2066 C04-2010
|  | Single | A23 C01-2020 | A23 C02-2022 | B2066 C04-2010
|  | Single | A23 C01-2020 | A23 C02-2022 | B2066 C04-2010
|  | Single | A23 C01-2020 | A23 C02-2022 | B2066 C04-2010
|  | Single | A23 C01-2020 | A23 C02-2022 | B2066 C04-2010
|  | Single | A23 C01-2020 | A23 C02-2022 | B2066 C04-2010
|  | Single | A23 C01-2020 | A23 C02-2022 | B2066 C04-2010
|  | Single | A23 C01-2020 | A23 C02-2022 | B2066 C04-2010
|  | Single | A23 C01-2020 | A23 C02-2022 | B2066 C04-2010
|  | Single | A23 C01-2020 | A23 C02-2022 | B2066 C04-2010
|  | Single | A23 C01-2020 | A23 C02-2022 | B2066 C04-2010
|  | Single | A23 C01-2020 | A23 C02-2022 | B2066 C04-2010
|  | Single | A23 C01-2020 | A23 C02-2022 | B2066 C04-2010
|  | Single | A23 C01-2020 | A23 C02-2022 | B2066 C04-2010
|  | Single | A23 C01-2020 | A23 C02-2022 | B2066 C04-2010
|  | Single | A23 C01-2020 | A23 C02-2022 | B2066 C04-2010
|  | Single | A23 C01-2020 | A23 C02-2022 | B2066 C04-2010
|  | Single | A23 C01-2020 | A23 C02-2022 | B2066 C04-2010
|  | Single | A23 C01-2020 | A23 C02-2022 | B2066 C04-2010
|  | Single | A23 C01-2020 | A23 C02-2022 | B2066 C04-2010
|  | Single | A23 C01-2020 | A23 C02-2022 | B2066 C04-2010
|  | Single | A23 C01-2020 | A23 C02-2022 | B2066 C04-2010
|  | Single | A23 C01-2020 | A23 C02-2022 | B2066 C04-2010
|  | Single | A23 C01-2020 | A23 C02-2022 | B2066 C04-2010
|  | Single | A23 C01-2020 | A23 C02-2022 | B2066 C04-2010
|  | Single | A23 C01-2020 | A23 C02-2022 | B2066 C04-2010
|  | Single | A23 C01-2020 | A23 C02-2022 | B2066 C04-2010
|  | Single | A23 C01-2020 | A23 C02-2022 | B2066 C04-2010
|  | Single | A23 C01-2020 | A23 C02-2022 | B2066 C04-2010
|  | Single | A23 C01-2020 | A23 C02-2022 | B2066 C04-2010
|  | Single | A23 C01-2020 | A23 C02-2022 | B2066 C04-2010
|  | Single | A23 C01-2020 | A23 C02-2022 | B2066 C04-2010
|  | Single | A23 C01-2020 | A23 C02-2022 | B2066 C04-2010
|  | Single | A23 C01-2020 | A23 C02-2022 | B2066 C04-2010
|  | Single | A23 C01-2020 | A23 C02-2022 | B2066 C04-2010
|  | Single | A23 C01-2020 | A23 C02-2022 | B2066 C04-2010
|  | Single | A23 C01-2020 | A23 C02-2022 | B2066 C04-2010
|  | Single | A23 C01-2020 | A23 C02-2022 | B2066 C04-2010
|  | Single | A23 C01-2020 | A23 C02-2022 | B2066 C04-2010
|  | Single | A23 C01-2020 | A23 C02-2022 | B2066 C04-2010
|  | Single | A23 C01-2020 | A23 C02-2022 | B2066 C04-2010
|  | Single | A23 C01-2020 | A23 C02-2022 | B2066 C04-2010
|  | Single | A23 C01-2020 | A23 C02-2022 | B2066 C04-2010
|  | Single | A23 C01-2020 | A23 C02-2022 | B2066 C04-2010
|  | Single | A23 C01-2020 | A23 C02-2022 | B2066 C04-2010
|  | Single | A23 C01-2020 | A23 C02-2022 | B2066 C04-2010
|  | Single | A23 C01-2020 | A23 C02-2022 | B2066 C04-2010
|  | Single | A23 C01-2020 | A23 C02-2022 | B2066 C04-2010
|  | Single | A23 C01-2020 | A23 C02-2022 | B2066 C04-2010
|  | Single | A23 C01-2020 | A23 C02-2022 | B2066 C04-2010
|  | Single | A23 C01-2020 | A23 C02-2022 | B2066 C04-2010
|  | Single | A23 C01-2020 | A23 C02-2022 | B2066 C04-2010
|  | Single | A23 C01-2020 | A23 C02-2022 | B2066 C04-2010
|  | Single | A23 C01-2020 | A23 C02-2022 | B2066 C04-2010
|  | Single | A23 C01-2020 | A23 C02-2022 | B2066 C04-2010
|  | Single | A23 C01-2020 | A23 C02-2022 | B2066 C04-2010
|  | Single | A23 C01-2020 | A23 C02-2022 | B2066 C04-2010
|  | Single | A23 C01-2020 | A23 C02-2022 | B2066 C04-2010
|  | Single | A23 C01-2020 | A23 C02-2022 | B2066 C04-2010
|  | Single | A23 C01-2020 | A23 C02-2022 | B2066 C04-2010
|  | Single | A23 C01-2020 | A23 C02-2022 | B2066 C04-2010
|  | Single | A23 C01-2020 | A23 C02-2022 | B2066 C04-2010
|  | Single | A23 C01-2020 | A23 C02-2022 | B2066 C04-2010
|  | Single | A23 C01-2020 | A23 C02-2022 | B2066 C04-2010
|  | Single | A23 C01-2020 | A23 C02-2022 | B2066 C04-2010
|  | Single | A23 C01-2020 | A23 C02-2022 | B2066 C04-2010
|  | Single | A23 C01-2020 | A23 C02-2022 | B2066 C04-2010
|  | Single | A23 C01-2020 | A23 C02-2022 | B2066 C04-2010
|  | Single | A23 C01-2020 | A23 C02-2022 | B2066 C04-2010
|  | Single | A23 C01-2020 | A23 C02-2022 | B2066 C04-2010
|  | Single | A23 C01-2020 | A23 C02-2022 | B2066 C04-2010
|  | Single | A23 C01-2020 | A23 C02-2022 | B2066 C04-2010
|  | Single | A23 C01-2020 | A23 C02-2022 | B2066 C04-2010
|  | Single | A23 C01-2020 | A23 C02-2022 | B2066 C04-2010
|  | Single | A23 C01-2020 | A23 C02-2022 | B2066 C04-2010
|  | Single | A23 C01-2020 | A23 C02-2022 | B2066 C04-2010
|  | Single | A23 C01-2020 | A23 C02-2022 | B2066 C04-2010
|  | Single | A23 C01-2020 | A23 C02-2022 | B2066 C04-2010
|  | Single | A23 C01-2020 | A23 C02-2022 | B2066 C04-2010
|  | Single | A23 C01-2020 | A23 C02-2022 | B2066 C04-2010
|  | Single | A23 C01-2020 | A23 C02-2022 | B2066 C04-2010
|  | Single | A23 C01-2020 | A23 C02-2022 | B2066 C04-2010
|  | Single | A23 C01-2020 | A23 C02-2022 | B2066 C04-2010
|  | Single | A23 C01-2020 | A23 C02-2022 | B2066 C04-2010
|  | Single | A23 C01-2020 | A23 C02-2022 | B2066 C04-2010
|  | Single | A23 C01-2020 | A23 C02-2022 | B2066 C04-2010
|  | Single | A23 C01-2020 | A23 C02-2022 | B2066 C04-2010
|  | Single | A23 C01-2020 | A23 C02-2022 | B2066 C04-2010
|  | Single | A23 C01-2020 | A23 C02-2022 | B2066 C04-2010
|  | Single | A23 C01-2020 | A23 C02-2022 | B2066 C04-2010
|  | Single | A23 C01-2020 | A23 C02-2022 | B2066 C04-2010
|  | Single | A23 C01-2020 | A23 C02-2022 | B2066 C04-2010
|  | Single | A23 C01-2020 | A23 C02-2022 | B2066 C04-2010
|  | Single | A23 C01-2020 | A23 C02-2022 | B2066 C04-2010
|  | Single | A23 C01-2020 | A23 C02-2022 | B2066 C04-2010
|  | Single | A23 C01-2020 | A23 C02-2022 | B2066 C04-2010
|  | Single | A23 C01-2020 | A23 C02-2022 | B2066 C04-2010
|  | Single | A23 C01-2020 | A23 C02-2022 | B2066 C04-2010
|  | Single | A23 C01-2020 | A23 C02-2022 | B2066 C04-2010
|  | Single | A23 C01-2020 | A23 C02-2022 | B2066 C04-2010
|  | Single | A23 C01-2020 | A23 C02-2022 | B2066 C04-2010
|  | Single | A23 C01-2020 | A23 C02-2022 | B2066 C04-2010
|  | Single | A23 C01-2020 | A23 C02-2022 | B2066 C04-2010
|  | Single | A23 C01-2020 | A23 C02-2022 | B2066 C04-2010
|  | Single | A23 C01-2020 | A23 C02-2022 | B2066 C04-2010
|  | Single | A23 C01-2020 | A23 C02-2022 | B2066 C04-2010
|  | Single | A23 C01-2020 | A23 C02-2022 | B2066 C04-2010
|  | Single | A23 C01-2020 | A23 C02-2022 | B2066 C04-2010
|  | Single | A23 C01-2020 | A23 C02-2022 | B2066 C04-2010
|  | Single | A23 C01-2020 | A23 C02-2022 | B2066 C04-2010
|  | Single | A23 C01-2020 | A23 C02-2022 | B2066 C04-2010
|  | Single | A23 C01-2020 | A23 C02-2022 | B2066 C04-2010
|  | Single | A23 C01-2020 | A23 C02-2022 | B2066 C04-2010
|  | Single | A23 C01-2020 | A23 C02-2022 | B2066 C04-2010
|  | Single | A23 C01-2020 | A23 C02-2022 | B2066 C04-2010
|  | Single | A23 C01-2020 | A23 C02-2022 | B2066 C04-2010
|  | Single | A23 C01-2020 | A23 C02-2022 | B2066 C04-2010
|  | Single | A23 C01-2020 | A23 C02-2022 | B2066 C04-2010
|  | Single | A23 C01-2020 | A23 C02-2022 | B2066 C04-2010
|  | Single | A23 C01-2020 | A23 C02-2022 | B2066 C04-2010
|  | Single | A23 C01-2020 | A23 C02-2022 | B2066 C04-2010
|  | Single | A23 C01-2020 | A23 C02-2022 | B2066 C04-2010
|  | Single | A23 C01-2020 | A23 C02-2022 | B2066 C04-2010
|  | Single | A23 C01-2020 | A23 C02-2022 | B2066 C04-2010
|  | Single | A23 C01-2020 | A23 C02-2022 | B2066 C04-2010
|  | Single | A23 C01-2020 | A23 C02-2022 | B2066 C04-2010
|  | Single | A23 C01-2020 | A23 C02-2022 | B2066 C04-2010
|  | Single | A23 C01-2020 | A23 C02-2022 | B2066 C04-2010
|  | Single | A23 C01-2020 | A23 C02-2022 | B2066 C04-2010
|  | Single | A23 C01-2020 | A23 C02-2022 | B2066 C04-2010
|  | Single | A23 C01-2020 | A23 C02-2022 | B2066 C04-2010
|  | Single | A23 C01-2020 | A23 C02-2022 | B2066 C04-2010
|  | Single | A23 C01-2020 | A23 C02-2022 | B2066 C04-2010
|  | Single | A23 C01-2020 | A23 C02-2022 | B2066 C04-2010
|  | Single | A23 C01-2020 | A23 C02-2022 | B2066 C04-2010
|  | Single | A23 C01-2020 | A23 C02-2022 | B2066 C04-2010
|  | Single | A23 C01-2020 | A23 C02-2022 | B2066 C04-2010
|  | Single | A23 C01-2020 | A23 C02-2022 | B2066 C04-2010
|  | Single | A23 C01-2020 | A23 C02-2022 | B2066 C04-2010
|  | Single | A23 C01-2020 | A23 C02-2022 | B2066 C04-2010
|  | Single | A23 C01-2020 | A23 C02-2022 | B2066 C04-2010
|  | Single | A23 C01-2020 | A23 C02-2022 | B2066 C04-2010
|  | Single | A23 C01-2020 | A23 C02-2022 | B2066 C04-2010
|  | Single | A23 C01-2020 | A23 C02-2022 | B2066 C04-2010
|  | Single | A23 C01-2020 | A23 C02-2022 | B2066 C04-2010
|  | Single | A23 C01-2020 | A23 C02-2022 | B2066 C04-2010
|  | Single | A23 C01-2020 | A23 C02-2022 | B2066 C04-2010
|  | Single | A23 C01-2020 | A23 C02-2022 | B2066 C04-2010
|  | Single | A23 C01-2020 | A23 C02-2022 | B2066 C04-2010
|  | Single | A23 C01-2020 | A23 C02-2022 | B2066 C04-2010
|  | Single | A23 C01-2020 | A23 C02-2022 | B2066 C04-2010
|  | Single | A23 C01-2020 | A23 C02-2022 | B2066 C04-2010
|  | Single | A23 C01-2020 | A23 C02-2022 | B2066 C04-2010
|  | Single | A23 C01-2020 | A23 C02-2022 | B2066 C04-2010
|  | Single | A23 C01-2020 | A23 C02-2022 | B2066 C04-2010
|  | Single | A23 C01-2020 | A23 C02-2022 | B2066 C04-2010
|  | Single | A23 C01-2020 | A23 C02-2022 | B2066 C04-2010
|  | Single | A23 C01-2020 | A23 C02-2022 | B2066 C04-2010
|  | Single | A23 C01-2020 | A23 C02-2022 | B2066 C04-2010
|  | Single | A23 C01-2020 | A23 C02-2022 | B2066 C04-2010
|  | Single | A23 C01-2020 | A23 C02-2022 | B2066 C04-2010
|  | Single | A23 C01-2020 | A23 C02-2022 | B2066 C04-2010
|  | Single | A23 C01-2020 | A23 C02-2022 | B2066 C04-2010
|  | Single | A23 C01-2020 | A23 C02-2022 | B2066 C04-2010
|  | Single | A23 C01-2020 | A23 C02-2022 | B2066 C04-2010
|  | Single | A23 C01-2020 | A23 C02-2022 | B2066 C04-2010
|  | Single | A23 C01-2020 | A23 C02-2022 | B2066 C04-2010
|  | Single | A23 C01-2020 | A23 C02-2022 | B2066 C04-2010
|  | Single | A23 C01-2020 | A23 C02-2022 | B2066 C04-2010
|  | Single | A23 C01-2020 | A23 C02-2022 | B2066 C04-2010
|  | Single | A23 C01-2020 | A23 C02-2022 | B2066 C04-2010
|  | Single | A23 C01-2020 | A23 C02-2022 | B2066 C04-2010
|  | Single | A23 C01-2020 | A23 C02-2022 | B2066 C04-2010
|  | Single | A23 C01-2020 | A23 C02-2022 | B2066 C04-2010
|  | Single | A23 C01-2020 | A23 C02-2022 | B2066 C04-2010
|  | Single | A23 C01-2020 | A23 C02-2022 | B2066 C04-2010
|  | Single | A23 C01-2020 | A23 C02-2022 | B2066 C04-2010
|  | Single | A23 C01-2020 | A23 C02-2022 | B2066 C04-2010
|  | Single | A23 C01-2020 | A23 C02-2022 | B2066 C04-2010
|  | Single | A23 C01-2020 | A23 C02-2022 | B2066 C04-2010
|  | Single | A23 C01-2020 | A23 C02-2022 | B2066 C04-2010
|  | Single | A23 C01-2020 | A23 C02-2022 | B2066 C04-2010
|  | Single | A23 C01-2020 | A23 C02-2022 | B2066 C04-2010
|  | Single | A23 C01-2020 | A23 C02-2022 | B2066 C04-2010
|  | Single | A23 C01-2020 | A23 C02-2022 | B2066 C04-2010
|  | Single | A23 C01-2020 | A23 C02-2022 | B2066 C04-2010
|  | Single | A23 C01-2020 | A23 C02-2022 | B2066 C04-2010
|  | Single | A23 C01-2020 | A23 C02-2022 | B2066 C04-2010
|  | Single | A23 C01-2020 | A23 C02-2022 | B2066 C04-2010
|  | Single | A23 C01-2020 | A23 C02-2022 | B2066 C04-2010
|  | Single | A23 C01-2020 | A23 C02-2022 | B2066 C04-2010
|  | Single | A23 C01-2020 | A23 C02-2022 | B2066 C04-2010
|  | Single | A23 C01-2020 | A23 C02-2022 | B2066 C04-2010
|  | Single | A23 C01-2020 | A23 C02-2022 | B2066 C04-2010
|  | Single | A23 C01-2020 | A23 C02-2022 | B2066 C04-2010
|  | Single | A23 C01-2020 | A23 C02-2022 | B2066 C04-2010
|  | Single | A23 C01-2020 | A23 C02-2022 | B2066 C04-2010
|  | Single | A23 C01-2020 | A23 C02-2022 | B2066 C04-2010
|  | Single | A23 C01-2020 | A23 C02-2022 | B2066 C04-2010
|  | Single | A23 C01-2020 | A23 C02-2022 | B2066 C04-2010
|  | Single | A23 C01-2020 | A23 C02-2022 | B2066 C04-2010
|  | Single | A23 C01-2020 | A23 C02-2022 | B2066 C04-2010
|  | Single | A23 C01-2020 | A23 C02-2022 | B2066 C04-2010
|  | Single | A23 C01-2020 | A23 C02-2022 | B2066 C04-2010
|  | Single | A23 C01-2020 | A23 C02-2022 | B2066 C04-2010
|  | Single | A23 C01-2020 | A23 C02-2022 | B2066 C04-2010
|  | Single | A23 C01-2020 | A23 C02-2022 | B2066 C04-2010
|  | Single | A23 C01-2020 | A23 C02-2022 | B2066 C04-2010
|  | Single | A23 C01-2020 | A23 C02-2022 | B2066 C04-2010
|  | Single | A23 C01-2020 | A23 C02-2022 | B2066 C04-2010
|  | Single | A23 C01-2020 | A23 C02-2022 | B2066 C04-2010
|  | Single | A23 C01-2020 | A23 C02-2022 | B2066 C04-2010
|  | Single | A23 C01-2020 | A23 C02-2022 | B2066 C04-2010
|  | Single | A23 C01-2020 | A23 C02-2022 | B2066 C04-2010
|  | Single | A23 C01-2020 | A23 C02-2022 | B2066 C04-2010
|  | Single | A23 C01-2020 | A23 C02-2022 | B2066 C04-2010
|  | Single | A23 C01-2020 | A23 C02-2022 | B2066 C04-2010
|  | Single | A23 C01-2020 | A23 C02-2022 | B2066 C04-2010
|  | Single | A23 C01-2020 | A23 C02-2022 | B2066 C04-2010
|  | Single | A23 C01-2020 | A23 C02-2022 | B2066 C04-2010
|  | Single | A23 C01-2020 | A23 C02-2022 | B2066 C04-2010
|  | Single | A23 C01-2020 | A23 C02-2022 | B2066 C04-2010
|  | Single | A23 C01-2020 | A23 C02-2022 | B2066 C04-2010
|  | Single | A23 C01-2020 | A23 C02-2022 | B2066 C04-2010
|  | Single | A23 C01-2020 | A23 C02-2022 | B2066 C04-2010
|  | Single | A23 C01-2020 | A23 C02-2022 | B2066 C04-2010
|  | Single | A23 C01-2020 | A23 C02-2022 | B2066 C04-2010
|  | Single | A23 C01-2020 | A23 C02-2022 | B2066 C04-2010
|  | Single | A23 C01-2020 | A23 C02-2022 | B2066 C04-2010
|  | Single | A23 C01-2020 | A23 C02-2022 | B2066 C04-2010
|  | Single | A23 C01-2020 | A23 C02-2022 | B2066 C04-2010
|  | Single | A23 C01-2020 | A23 C02-2022 | B2066 C04-2010
|  | Single | A23 C01-2020 | A23 C02-2022 | B2066 C04-2010
|  | Single | A23 C01-2020 | A23 C02-2022 | B2066 C04-2010
|  | Single | A23 C01-2020 | A23 C02-2022 | B2066 C04-2010
|  | Single | A23 C01-2020 | A23 C02-2022 | B2066 C04-2010
|  | Single | A23 C01-2020 | A23 C02-2022 | B2066 C04-2010
|  | Single | A23 C01-2020 | A23 C02-2022 | B2066 C04-2010
|  | Single | A23 C01-2020 | A23 C02-2022 | B2066 C04-2010
|  | Single | A23 C01-2020 | A23 C02-2022 | B2066 C04-2010
|  | Single | A23 C01-2020 | A23 C02-2022 | B2066 C04-2010
|  | Single | A23 C01-2020 | A23 C02-2022 | B2066 C04-2010
|  | Single | A23 C01-2020 | A23 C02-2022 | B2066 C04-2010
|  | Single | A23 C01-2020 | A23 C02-2022 | B2066 C04-2010
|  | Single | A23 C01-2020 | A23 C02-2022 | B2066 C04-2010
|  | Single | A23 C01-2020 | A23 C02-2022 | B2066 C04-2010
|  | Single | A23 C01-2020 | A23 C02-2022 | B2066 C04-2010
|  | Single | A23 C01-2020 | A23 C02-2022 | B2066 C04-2010
|  | Single | A23 C01-2020 | A23 C02-2022 | B2066 C04-2010
|  | Single | A23 C01-2020 | A23 C02-2022 | B2066 C04-2010
|  | Single | A23 C01-2020 | A23 C02-2022 | B2066 C04-2010
|  | Single | A23 C01-2020 | A23 C02-2022 | B2066 C04-2010
|  | Single | A23 C01-2020 | A23 C02-2022 | B2066 C04-2010
|  | Single | A23 C01-2020 | A23 C02-2022 | B2066 C04-2010
|  | Single | A23 C01-2020 | A23 C02-2022 | B2066 C04-2010
|  | Single | A23 C01-2020 | A23 C02-2022 | B2066 C04-2010
|  | Single | A23 C01-2020 | A23 C02-2022 | B2066 C04-2010
|  | Single | A23 C01-2020 | A23 C02-2022 | B2066 C04-2010
|  | Single | A23 C01-2020 | A23 C02-2022 | B2066 C04-2010
|  | Single | A23 C01-2020 | A23 C02-2022 | B2066 C04-2010
|  | Single | A23 C01-2020 | A23 C02-2022 | B2066 C04-2010
|  | Single | A23 C01-2020 | A23 C02-2022 | B2066 C04-2010
|  | Single | A23 C01-2020 | A23 C02-2022 | B2066 C04-2010
|  | Single | A23 C01-2020 | A23 C02-2022 | B2066 C04-2010
|  | Single | A23 C01-2020 | A23 C02-2022 | B2066 C04-2010
|  | Single | A23 C01-2020 | A23 C02-2022 | B2066 C04-2010
|  | Single | A23 C01-2020 | A23 C02-2022 | B2066 C04-2010
|  | Single | A23 C01-2020 | A23 C02-2022 | B2066 C04-2010
|  | Single | A23 C01-2020 | A23 C02-2022 | B2066 C04-2010
|  | Single | A23 C01-2020 | A23 C02-2022 | B2066 C04-2010
|  | Single | A23 C01-2020 | A23 C02-2022 | B2066 C04-2010
|  | Single | A23 C01-2020 | A23 C02-2022 | B2066 C04-2010
|  | Single | A23 C01-2020 | A23 C02-2022 | B2066 C04-2010
|  | Single | A23 C01-2020 | A23 C02-2022 | B2066 C04-2010
|  | Single | A23 C01-2020 | A23 C02-2022 | B2066 C04-2010
|  | Single | A23 C01-2020 | A23 C02-2022 | B2066 C04-2010
|  | Single | A23 C01-2020 | A23 C02-2022 | B2066 C04-2010
|  | Single | A23 C01-2020 | A23 C02-2022 | B2066 C04-2010
|  | Single | A23 C01-2020 | A23 C02-2022 | B2066 C04-2010
|  | Single | A23 C01-2020 | A23 C02-2022 | B2066 C04-2010
|  | Single | A23 C01-2020 | A23 C02-2022 | B2066 C04-2010
|  | Single | A23 C01-2020 | A23 C02-2022 | B2066 C04-2010
|  | Single | A23 C01-2020 | A23 C02-2022 | B2066 C04-2010
|  | Single | A23 C01-2020 | A23 C02-2022 | B2066 C04-2010
|  | Single | A23 C01-2020 | A23 C02-2022 | B2066 C04-2010
|  | Single | A23 C01-2020 | A23 C02-2022 | B2066 C04-2010
|  | Single | A23 C01-2020 | A23 C02-2022 | B2066 C04-2010
|  | Single | A23 C01-2020 | A23 C02-2022 | B2066 C04-2010
|  | Single | A23 C01-2020 | A23 C02-2022 | B2066 C04-2010
|  | Single | A23 C01-2020 | A23 C02-2022 | B2066 C04-2010
|  | Single | A23 C01-2020 | A23 C02-2022 | B2066 C04-2010
|  | Single | A23 C01-2020 | A23 C02-2022 | B2066 C04-2010
|  | Single | A23 C01-2020 | A23 C02-2022 | B2066 C04-2010
|  | Single | A23 C01-2020 | A23 C02-2022 | B2066 C04-2010
|  | Single | A23 C01-2020 | A23 C02-2022 | B2066 C04-2010
|  | Single | A23 C01-2020 | A23 C02-2022 | B2066 C04-2010
|  | Single | A23 C01-2020 | A23 C02-2022 | B2066 C04-2010
|  | Single | A23 C01-2020 | A23 C02-2022 | B2066 C04-2010
|  | Single | A23 C01-2020 | A23 C02-2022 | B2066 C04-2010
|  | Single | A23 C01-2020 | A23 C02-2022 | B2066 C04-2010
|  | Single | A23 C01-2020 | A23 C02-2022 | B2066 C04-2010
|  | Single | A23 C01-2020 | A23 C02-2022 | B2066 C04-2010
|  | Single | A23 C01-2020 | A23 C02-2022 | B2066 C04-2010
|  | Single | A23 C01-2020 | A23 C02-2022 | B2066 C04-2010
|  | Single | A23 C01-2020 | A23 C02-2022 | B2066 C04-2010
|  | Single | A23 C01-2020 | A23 C02-2022 | B2066 C04-2010
|  | Single | A23 C01-2020 | A23 C02-2022 | B2066 C04-2010
|  | Single | A23 C01-2020 | A23 C02-2022 | B2066 C04-2010
|  | Single | A23 C01-2020 | A23 C02-2022 | B2066 C04-2010
|  | Single | A23 C01-2020 | A23 C02-2022 | B2066 C04-2010
|  | Single | A23 C01-2020 | A23 C02-2022 | B2066 C04-2010
|  | Single | A23 C01-2020 | A23 C02-2022 | B2066 C04-2010
|  | Single | A23 C01-2020 | A23 C02-2022 | B2066 C04-2010
|  | Single | A23 C01-2020 | A23 C02-2022 | B2066 C04-2010
|  | Single | A23 C01-2020 | A23 C02-2022 | B2066 C04-2010